## EPAv6_Nov2018_Ref_Case 2025
UniqueID | RegionName | StateName | StateCode | CountyName | CountyCode | ORISCode | UnitID | PlantName | HeatRate | OnLineYear | RetirementYear | PlantType | Firing | Bottom | EMFControls | NOxControl | SO2Control | FossilUnit | BGCI | Year | FuelType | RetrofitSO2NOxControls | FuelUseWinter | FuelUseWintShld | FuelUseSummer | FuelUseTotal | BITFuelUseWinter | BITFuelUseWintShld | BITFuelUseSummer | BITFuelUseTotal | SUBFuelWinter | SUBFuelWintShld | SUBFuelSummer | SUBFuelTotal | LIGFuelWinter | LIGFuelWintShld | LIGFuelSummer | LIGFuelTotal | GWhWinter | GWhWintShld | GWhSummer | GWhTotal | CO2Winter | CO2WintShld | CO2Summer | CO2Total | MERWinter | MERWintShld | MERSummer | MERTotal | NOXWinter | NOXWintShld | NOXSummer | NOXTotal | SO2Winter | SO2WintShld | SO2Summer | SO2Total | HCLWinter | HCLWintShld | HCLSummer | HCLTotal | FOMCost | VOMCostWinter | VOMCostWintShld | VOMCostSummer | VOMCostTotal | FuelCostWinter | FuelCostWintShld | FuelCostSummer | FuelCostTotal | CapitalCost | Capacity | Post Combustion Control and Heat Rate Improvement | Post Combustion Control (Scrubber: Wet/Dry) | Baghouse Retrofit (in conjunction with either dry FGD, ACI+Toxecon, and/or DSI)
6096_B_1 | SPP_NEBR | Nebraska | 31 | Otoe | 131 | 6096 | 1 | Nebraska City | 9763 | 1979 | 9999 | Coal Steam | wall | dry | ESPC + ACI + DSI | LNBO |  | Fossil | B | 2025 | Coal | Scrubber | 10.9927 | 14.9013 | 20.2512 | 46.1453 | 0 | 0 | 0 | 0 | 10.9927 | 14.9013 | 20.2512 | 46.1453 | 0 | 0 | 0 | 0 | 1110.8784 | 1505.8574 | 2046.5025 | 4663.2383 | 1177.8724 | 1596.6714 | 2169.9213 | 4944.4651 | 0.0030842 | 0.0041807 | 0.0056817 | 0.012947 | 1.0997 | 1.4907 | 2.0259 | 4.6164 | 0.43971 | 0.59605 | 0.81005 | 1.8458 | 0.0054964 | 0.0074506 | 0.010126 | 0.023073 | 31.2069 | 4.7211 | 6.3998 | 8.6975 | 19.8184 | 16.1523 | 21.8953 | 29.7563 | 67.8039 | 31.4499 | 647.2135 | Scrubber / Mercury Control / DSI | Dry Scrubber | Dry Scrubber
8069_B_1 | WECC_UT | Utah | 49 | Emery | 15 | 8069 | 1 | Huntington | 10048 | 1977 | 9999 | Coal Steam | tangential | dry | ESPC + Bag House + Wet Scrubber | LNC3 | Wet Scrubber | Fossil | B | 2025 | Coal | SCR | 7.9137 | 10.7274 | 14.6173 | 33.2584 | 7.9137 | 10.7274 | 14.6173 | 33.2584 | 0 | 0 | 0 | 0 | 0 | 0 | 0 | 0 | 783.1673 | 1061.6268 | 1446.5875 | 3291.3815 | 846.171 | 1147.0318 | 1562.9616 | 3556.1645 | 0.0011239 | 0.0015235 | 0.002076 | 0.0047235 | 0.27698 | 0.37546 | 0.51161 | 1.164 | 1.0974 | 1.4875 | 2.0269 | 4.6118 | 0.0039568 | 0.0053637 | 0.0073086 | 0.016629 | 24.1161 | 3.4454 | 4.6704 | 6.3639 | 14.4797 | 12.7 | 17.2155 | 23.4581 | 53.3737 | 17.1709 | 456.4243 | Scrubber / SCR | Wet Scrubber
6021_B_C2 | WECC_CO | Colorado | 8 | Moffat | 81 | 6021 | C2 | Craig (CO) | 10180 | 1979 | 9999 | Coal Steam | wall | dry | Bag House + Wet Scrubber + SCR | LNBO | Wet Scrubber | Fossil | B | 2025 | Coal | SCR | 7.8413 | 10.6294 | 14.4837 | 32.9544 | 0 | 0 | 0 | 0 | 7.8413 | 10.6294 | 14.4837 | 32.9544 | 0 | 0 | 0 | 0 | 729.3622 | 988.691 | 1347.2041 | 3065.2573 | 801.6824 | 1086.7251 | 1480.7868 | 3369.1944 | 0.0020952 | 0.0028402 | 0.0038701 | 0.0088055 | 0.1867 | 0.25308 | 0.34485 | 0.78463 | 0.22404 | 0.3037 | 0.41382 | 0.94156 | 0.0037339 | 0.0050615 | 0.006897 | 0.015692 | 18.1711 | 3.5628 | 4.8295 | 6.5808 | 14.973 | 11.0816 | 15.0217 | 20.4688 | 46.5722 | 18.9746 | 425.5335 | Scrubber / SCR | Wet Scrubber
6204_B_1 | WECC_WY | Wyoming | 56 | Platte | 31 | 6204 | 1 | Laramie River Station | 10263 | 1980 | 9999 | Coal Steam | wall | dry | ESPH + Wet Scrubber + SCR + ACI | LNB + OFA | Wet Scrubber | Fossil | B | 2025 | Coal | SCR | 10.0378 | 13.6067 | 18.5261 | 42.1706 | 0 | 0 | 0 | 0 | 10.0378 | 13.6067 | 18.5261 | 42.1706 | 0 | 0 | 0 | 0 | 972.402 | 1318.1449 | 1794.7007 | 4085.2476 | 1077.5515 | 1460.6809 | 1988.7732 | 4527.0056 | 0.0028162 | 0.0038175 | 0.0051977 | 0.011831 | 0.30126 | 0.40837 | 0.55549 | 1.2651 | 0.30113 | 0.4082 | 0.55578 | 1.2651 | 0.0050189 | 0.0068034 | 0.009263 | 0.021085 | 26.2503 | 5.9063 | 8.0063 | 10.9012 | 24.8138 | 10.1712 | 13.7877 | 18.7724 | 42.7313 | 22.1352 | 566.7089 | Scrubber / SCR / Mercury Control | Wet Scrubber
3456_B_3 | WECC_NM | Texas | 48 | El Paso | 141 | 3456 | 3 | Newman | 11480 | 1966 | 9999 | O/G Steam | [5 empty] | Fossil | B | 2025 | NaturalGas | SCR - O/G Steam | 0.012928 | 0 | 0.11213 | 0.12506 | 0 | 0 | 0 | 0 | 0 | 0 | 0 | 0 | 0 | 0 | 0 | 0 | 1.1261 | 0 | 9.7677 | 10.8938 | 0.7568 | 0 | 6.5642 | 7.321 | 9.0506e-10 | 0 | 7.8502e-09 | 8.7552e-09 | 0.00089394 | 0 | 0.0081123 | 0.0090063 | 0 | 0 | 0 | 0 | 0 | 0 | 0 | 0 | 2.486 | 0.0010148 | 0 | 0.0087571 | 0.0097719 | 0.045465 | 0 | 0.38202 | 0.42748 | 0.75602 | 72.0476 | SCR
3456_B_2 | WECC_NM | Texas | 48 | El Paso | 141 | 3456 | 2 | Newman | 11549 | 1963 | 9999 | O/G Steam |  |  |  | LA |  | Fossil | B | 2025 | NaturalGas | SCR - O/G Steam | 0.0096904 | 0 | 0.084052 | 0.093742 | 0 | 0 | 0 | 0 | 0 | 0 | 0 | 0 | 0 | 0 | 0 | 0 | 0.83907 | 0 | 7.2779 | 8.1169 | 0.56728 | 0 | 4.9204 | 5.4877 | 6.7841e-10 | 0 | 5.8843e-09 | 6.5627e-09 | 0.00038921 | 0 | 0.003532 | 0.0039213 | 0 | 0 | 0 | 0 | 0 | 0 | 0 | 0 | 1.8523 | 0.00075614 | 0 | 0.0065249 | 0.007281 | 0.03408 | 0 | 0.28635 | 0.32043 | 0.56331 | 53.6825 | SCR
3456_B_1 | WECC_NM | Texas | 48 | El Paso | 141 | 3456 | 1 | Newman | 11662 | 1960 | 9999 | O/G Steam | [5 empty] | Fossil | B | 2025 | NaturalGas | SCR - O/G Steam | 0.0095277 | 0 | 0.082641 | 0.092169 | 0 | 0 | 0 | 0 | 0 | 0 | 0 | 0 | 0 | 0 | 0 | 0 | 0.81699 | 0 | 7.0863 | 7.9033 | 0.55775 | 0 | 4.8378 | 5.3956 | 6.6702e-10 | 0 | 5.7855e-09 | 6.4525e-09 | 0.00051831 | 0 | 0.0047036 | 0.0052219 | 0 | 0 | 0 | 0 | 0 | 0 | 0 | 0 | 1.8036 | 0.00073624 | 0 | 0.0063532 | 0.0070894 | 0.033507 | 0 | 0.28154 | 0.31505 | 0.54849 | 52.2698 | SCR
6085_B_15 | MIS_INKY | Indiana | 18 | Jasper | 73 | 6085 | 15 | R M Schahfer | 11204 | 1979 | 9999 | Coal Steam | wall | dry | ESPC + Wet Scrubber + SNCR + ACI | LNB + OFA | Wet Scrubber | Fossil | B | 2025 | Coal | SCR | 8.802 | 5.5105 | 13.6023 | 27.9148 | 0 | 0 | 0 | 0 | 8.802 | 5.5105 | 13.6023 | 27.9148 | 0 | 0 | 0 | 0 | 783.3972 | 488.8817 | 1210.4199 | 2482.6988 | 944.8943 | 591.5537 | 1460.2049 | 2996.6529 | 0.0024695 | 0.001546 | 0.0038163 | 0.0078319 | 0.39026 | 0.13776 | 0.58857 | 1.1166 | 0.26406 | 0.16532 | 0.40807 | 0.83745 | 0.004401 | 0.0027553 | 0.006801 | 0.013957 | 21.8098 | 4.8444 | 2.842 | 7.4603 | 15.1467 | 18.3753 | 11.5039 | 28.3965 | 58.2757 | 7.8194 | 470.7085 | Scrubber / SCR / Mercury Control | Wet Scrubber
6068_B_3 | SPP_N | Kansas | 20 | Pottawatomie | 149 | 6068 | 3 | Jeffrey Energy Center | 11145 | 1983 | 9999 | Coal Steam | tangential | dry | ESPC + Wet Scrubber + SNCR + ACI | LNC3 | Wet Scrubber | Fossil | B | 2025 | Coal | SCR | 13.8114 | 14.7166 | 22.905 | 51.4329 | 0 | 0 | 0 | 0 | 13.8114 | 14.7166 | 22.905 | 51.4329 | 0 | 0 | 0 | 0 | 1236.9989 | 1317.4224 | 2051.0487 | 4605.47 | 1482.6464 | 1579.8204 | 2458.8473 | 5521.314 | 0.0038749 | 0.0041289 | 0.0064263 | 0.01443 | 0.71069 | 0.7114 | 1.1496 | 2.5716 | 0.41434 | 0.4415 | 0.68715 | 1.543 | 0.0069056 | 0.0073582 | 0.011453 | 0.025716 | 51.3947 | 7.9318 | 8.3719 | 13.1037 | 29.4074 | 23.2036 | 24.7244 | 38.4813 | 86.4093 | 7.6563 | 720.6931 | Scrubber / SCR / Mercury Control | Wet Scrubber
8066_B_BW72 | WECC_WY | Wyoming | 56 | Sweetwater | 37 | 8066 | BW72 | Jim Bridger | 10307 | 1975 | 9999 | Coal Steam | tangential | dry | ESPC + Wet Scrubber + ACI | LNC3 | Wet Scrubber | Fossil | B | 2025 | Coal | SNCR | 6.3663 | 3.3072 | 3.8371 | 13.5105 | 0 | 0 | 0 | 0 | 6.3663 | 3.3072 | 3.8371 | 13.5105 | 0 | 0 | 0 | 0 | 615.3657 | 319.008 | 370.1213 | 1304.495 | 683.419 | 355.0248 | 411.9089 | 1450.3527 | 0.0017861 | 0.00092787 | 0.0010765 | 0.0037905 | 0.29426 | 0.082679 | 0.095927 | 0.47287 | 0.22612 | 0.11746 | 0.13628 | 0.47986 | 0.0031831 | 0.0016535 | 0.0019186 | 0.0067552 | 17.7127 | 3.6195 | 1.9217 | 2.2296 | 7.7708 | 8.5097 | 4.4207 | 5.129 | 18.0594 | 6.3224 | 526.0935 | Scrubber / SNCR / Mercury Control | Wet Scrubber
6068_B_2 | SPP_N | Kansas | 20 | Pottawatomie | 149 | 6068 | 2 | Jeffrey Energy Center | 11115 | 1980 | 9999 | Coal Steam | tangential | dry | ESPC + Wet Scrubber + SNCR + ACI | LNC3 | Wet Scrubber | Fossil | B | 2025 | Coal |  | 13.6406 | 15.5094 | 22.9815 | 52.1315 | 0 | 0 | 0 | 0 | 13.6406 | 15.5094 | 22.9815 | 52.1315 | 0 | 0 | 0 | 0 | 1225.5583 | 1393.0913 | 2064.5412 | 4683.1908 | 1464.3194 | 1664.9268 | 2467.0655 | 5596.3116 | 0.003827 | 0.0043513 | 0.0064478 | 0.014626 | 0.69219 | 0.76445 | 1.1499 | 2.6066 | 0.40922 | 0.46528 | 0.68945 | 1.5639 | 0.0068201 | 0.0077544 | 0.011491 | 0.026065 | 37.4193 | 7.913 | 8.9506 | 13.2982 | 30.1618 | 22.9168 | 26.0563 | 38.6099 | 87.583 | 6.1638 | 714.0277 | Scrubber / SNCR / Mercury Control | Wet Scrubber
8069_B_2 | WECC_UT | Utah | 49 | Emery | 15 | 8069 | 2 | Huntington | 10195 | 1977 | 9999 | Coal Steam | tangential | dry | Bag House + Wet Scrubber | LNC3 | Wet Scrubber | Fossil | B | 2025 | Coal |  | 1.0136 | 1.374 | 1.8722 | 4.2597 | 1.0136 | 1.374 | 1.8722 | 4.2597 | 0 | 0 | 0 | 0 | 0 | 0 | 0 | 0 | 98.8578 | 134.0072 | 182.6001 | 415.4652 | 106.4546 | 144.3051 | 196.6322 | 447.392 | 0.0002215 | 0.00030025 | 0.00040912 | 0.00093087 | 0.035475 | 0.048089 | 0.065526 | 0.14909 | 0.067411 | 0.09138 | 0.12452 | 0.28331 | 0.00050676 | 0.00068694 | 0.00093609 | 0.0021298 | 3.0424 | 0.43515 | 0.58987 | 0.80377 | 1.8288 | 1.7248 | 2.338 | 3.1859 | 7.2487 | 2.2008 | 449.6728 | Scrubber | Wet Scrubber
999_G_3 | MIS_INKY | Indiana | 18 | Carroll | 15 | 999 | 3 | Oakdale | 0 | 1925 | 9999 | Hydro | [5 empty] | Non-Fossil | G | 2025 | Hydro |  | 0 | 0 | 0 | 0 | 0 | 0 | 0 | 0 | 0 | 0 | 0 | 0 | 0 | 0 | 0 | 0 | 1.3662 | 1.9991 | 2.7765 | 6.1418 | 0 | 0 | 0 | 0 | 0 | 0 | 0 | 0 | 0 | 0 | 0 | 0 | 0 | 0 | 0 | 0 | 0 | 0 | 0 | 0 | 0.013401 | 0.003634 | 0.0053177 | 0.0073856 | 0.016337 | 0 | 0 | 0 | 0 | 0 | 0.9
999_G_2 | MIS_INKY | Indiana | 18 | Carroll | 15 | 999 | 2 | Oakdale | 0 | 1925 | 9999 | Hydro | [5 empty] | Non-Fossil | G | 2025 | Hydro |  | 0 | 0 | 0 | 0 | 0 | 0 | 0 | 0 | 0 | 0 | 0 | 0 | 0 | 0 | 0 | 0 | 3.3395 | 4.8868 | 6.7871 | 15.0134 | 0 | 0 | 0 | 0 | 0 | 0 | 0 | 0 | 0 | 0 | 0 | 0 | 0 | 0 | 0 | 0 | 0 | 0 | 0 | 0 | 0.032757 | 0.0088832 | 0.012999 | 0.018054 | 0.039936 | 0 | 0 | 0 | 0 | 0 | 2.2
999_G_1 | MIS_INKY | Indiana | 18 | Carroll | 15 | 999 | 1 | Oakdale | 0 | 1925 | 9999 | Hydro | [5 empty] | Non-Fossil | G | 2025 | Hydro |  | 0 | 0 | 0 | 0 | 0 | 0 | 0 | 0 | 0 | 0 | 0 | 0 | 0 | 0 | 0 | 0 | 4.4021 | 6.4417 | 8.9466 | 19.7904 | 0 | 0 | 0 | 0 | 0 | 0 | 0 | 0 | 0 | 0 | 0 | 0 | 0 | 0 | 0 | 0 | 0 | 0 | 0 | 0 | 0.043179 | 0.01171 | 0.017135 | 0.023798 | 0.052642 | 0 | 0 | 0 | 0 | 0 | 2.9
998_G_4 | MIS_INKY | Indiana | 18 | White | 181 | 998 | 4 | Norway (IN) | 0 | 1923 | 9999 | Hydro | [5 empty] | Non-Fossil | G | 2025 | Hydro |  | 0 | 0 | 0 | 0 | 0 | 0 | 0 | 0 | 0 | 0 | 0 | 0 | 0 | 0 | 0 | 0 | 1.0626 | 1.5549 | 2.1595 | 4.777 | 0 | 0 | 0 | 0 | 0 | 0 | 0 | 0 | 0 | 0 | 0 | 0 | 0 | 0 | 0 | 0 | 0 | 0 | 0 | 0 | 0.010423 | 0.0028265 | 0.004136 | 0.0057443 | 0.012707 | 0 | 0 | 0 | 0 | 0 | 0.7
998_G_3 | MIS_INKY | Indiana | 18 | White | 181 | 998 | 3 | Norway (IN) | 0 | 1923 | 9999 | Hydro | [5 empty] | Non-Fossil | G | 2025 | Hydro |  | 0 | 0 | 0 | 0 | 0 | 0 | 0 | 0 | 0 | 0 | 0 | 0 | 0 | 0 | 0 | 0 | 1.6698 | 2.4434 | 3.3935 | 7.5067 | 0 | 0 | 0 | 0 | 0 | 0 | 0 | 0 | 0 | 0 | 0 | 0 | 0 | 0 | 0 | 0 | 0 | 0 | 0 | 0 | 0.016378 | 0.0044416 | 0.0064994 | 0.0090268 | 0.019968 | 0 | 0 | 0 | 0 | 0 | 1.1
998_G_2 | MIS_INKY | Indiana | 18 | White | 181 | 998 | 2 | Norway (IN) | 0 | 1923 | 9999 | Hydro | [5 empty] | Non-Fossil | G | 2025 | Hydro |  | 0 | 0 | 0 | 0 | 0 | 0 | 0 | 0 | 0 | 0 | 0 | 0 | 0 | 0 | 0 | 0 | 1.6698 | 2.4434 | 3.3935 | 7.5067 | 0 | 0 | 0 | 0 | 0 | 0 | 0 | 0 | 0 | 0 | 0 | 0 | 0 | 0 | 0 | 0 | 0 | 0 | 0 | 0 | 0.016378 | 0.0044416 | 0.0064994 | 0.0090268 | 0.019968 | 0 | 0 | 0 | 0 | 0 | 1.1
998_G_1 | MIS_INKY | Indiana | 18 | White | 181 | 998 | 1 | Norway (IN) | 0 | 1923 | 9999 | Hydro | [5 empty] | Non-Fossil | G | 2025 | Hydro |  | 0 | 0 | 0 | 0 | 0 | 0 | 0 | 0 | 0 | 0 | 0 | 0 | 0 | 0 | 0 | 0 | 1.6698 | 2.4434 | 3.3935 | 7.5067 | 0 | 0 | 0 | 0 | 0 | 0 | 0 | 0 | 0 | 0 | 0 | 0 | 0 | 0 | 0 | 0 | 0 | 0 | 0 | 0 | 0.016378 | 0.0044416 | 0.0064994 | 0.0090268 | 0.019968 | 0 | 0 | 0 | 0 | 0 | 1.1
997_B_12 | MIS_INKY | Indiana | 18 | Laporte | 91 | 997 | 12 | Michigan City | 10474 | 1974 | 9999 | Coal Steam | cyclone | wet | ESPC + Dry Scrubber + SCR + ACI + DSI | OFA | Dry Scrubber | Fossil | B | 2025 | Coal |  | 8.8504 | 9.8823 | 13.2899 | 32.0226 | 0 | 0 | 0 | 0 | 8.8504 | 9.8823 | 13.2899 | 32.0226 | 0 | 0 | 0 | 0 | 804.7456 | 898.5805 | 1208.4246 | 2911.7507 | 903.1572 | 1008.4671 | 1356.2017 | 3267.826 | 0.0023648 | 0.0026406 | 0.0035511 | 0.0085565 | 0.37306 | 0.41656 | 0.5602 | 1.3498 | 0.33716 | 0.37647 | 0.50628 | 1.2199 | 0.0042146 | 0.004706 | 0.0063285 | 0.015249 | 23.1011 | 6.4993 | 7.2571 | 9.7595 | 23.5159 | 18.6688 | 20.8456 | 28.0335 | 67.5479 | 0.55156 | 469 | Scrubber / SCR / Mercury Control / DSI | Dry Scrubber
995_G_10 | MIS_INKY | Indiana | 18 | Porter | 127 | 995 | 10 | Bailly | 19496 | 1968 | 9999 | Combustion Turbine | [5 empty] | Fossil | G | 2025 | NaturalGas |  | 0 | 0 | 0 | 0 | 0 | 0 | 0 | 0 | 0 | 0 | 0 | 0 | 0 | 0 | 0 | 0 | 0 | 0 | 0 | 0 | 0 | 0 | 0 | 0 | 0 | 0 | 0 | 0 | 0 | 0 | 0 | 0 | 0 | 0 | 0 | 0 | 0 | 0 | 0 | 0 | 0.5797 | 0 | 0 | 0 | 0 | 0 | 0 | 0 | 0 | 0 | 31
994_G_IC3 | MIS_INKY | Indiana | 18 | Pike | 125 | 994 | IC3 | AES Petersburg | 11350 | 1967 | 9999 | Combustion Turbine | [5 empty] | Fossil | G | 2025 | Oil |  | 0 | 0 | 0 | 0 | 0 | 0 | 0 | 0 | 0 | 0 | 0 | 0 | 0 | 0 | 0 | 0 | 0 | 0 | 0 | 0 | 0 | 0 | 0 | 0 | 0 | 0 | 0 | 0 | 0 | 0 | 0 | 0 | 0 | 0 | 0 | 0 | 0 | 0 | 0 | 0 | 0.0561 | 0 | 0 | 0 | 0 | 0 | 0 | 0 | 0 | 0 | 3
994_G_IC2 | MIS_INKY | Indiana | 18 | Pike | 125 | 994 | IC2 | AES Petersburg | 11458 | 1967 | 9999 | Combustion Turbine | [5 empty] | Fossil | G | 2025 | Oil |  | 0 | 0 | 0 | 0 | 0 | 0 | 0 | 0 | 0 | 0 | 0 | 0 | 0 | 0 | 0 | 0 | 0 | 0 | 0 | 0 | 0 | 0 | 0 | 0 | 0 | 0 | 0 | 0 | 0 | 0 | 0 | 0 | 0 | 0 | 0 | 0 | 0 | 0 | 0 | 0 | 0.0561 | 0 | 0 | 0 | 0 | 0 | 0 | 0 | 0 | 0 | 3
994_G_IC1 | MIS_INKY | Indiana | 18 | Pike | 125 | 994 | IC1 | AES Petersburg | 11470 | 1967 | 9999 | Combustion Turbine | [5 empty] | Fossil | G | 2025 | Oil |  | 0 | 0 | 0 | 0 | 0 | 0 | 0 | 0 | 0 | 0 | 0 | 0 | 0 | 0 | 0 | 0 | 0 | 0 | 0 | 0 | 0 | 0 | 0 | 0 | 0 | 0 | 0 | 0 | 0 | 0 | 0 | 0 | 0 | 0 | 0 | 0 | 0 | 0 | 0 | 0 | 0.0561 | 0 | 0 | 0 | 0 | 0 | 0 | 0 | 0 | 0 | 3
994_B_4 | MIS_INKY | Indiana | 18 | Pike | 125 | 994 | 4 | AES Petersburg | 10665 | 1986 | 9999 | Coal Steam | tangential | wet | ESPC + Wet Scrubber + ACI + DSI | LNC3 | Wet Scrubber | Fossil | B | 2025 |  | Coal Retirement | 0 | 0 | 0 | 0 | 0 | 0 | 0 | 0 | 0 | 0 | 0 | 0 | 0 | 0 | 0 | 0 | 0 | 0 | 0 | 0 | 0 | 0 | 0 | 0 | 0 | 0 | 0 | 0 | 0 | 0 | 0 | 0 | 0 | 0 | 0 | 0 | 0 | 0 | 0 | 0 | 0 | 0 | 0 | 0 | 0 | 0 | 0 | 0 | 0 | 0 | 530 | Scrubber / Mercury Control / DSI | Wet Scrubber
994_B_3 | MIS_INKY | Indiana | 18 | Pike | 125 | 994 | 3 | AES Petersburg | 10522 | 1977 | 9999 | Coal Steam | tangential | wet | ESPC + Bag House + Wet Scrubber + SCR + ACI + DSI | LNC1 | Wet Scrubber | Fossil | B | 2025 | Coal |  | 0 | 0 | 0 | 0 | 0 | 0 | 0 | 0 | 0 | 0 | 0 | 0 | 0 | 0 | 0 | 0 | 0 | 0 | 0 | 0 | 0 | 0 | 0 | 0 | 0 | 0 | 0 | 0 | 0 | 0 | 0 | 0 | 0 | 0 | 0 | 0 | 0 | 0 | 0 | 0 | 26.1041 | 0 | 0 | 0 | 0 | 0 | 0 | 0 | 0 | 0 | 528 | Scrubber / SCR / Mercury Control / DSI | Wet Scrubber
994_B_2 | MIS_INKY | Indiana | 18 | Pike | 125 | 994 | 2 | AES Petersburg | 10654 | 1969 | 9999 | Coal Steam | tangential | wet | ESPC + Bag House + Wet Scrubber + SCR + ACI + DSI | LNC3 | Wet Scrubber | Fossil | B | 2025 |  | Coal Retirement | 0 | 0 | 0 | 0 | 0 | 0 | 0 | 0 | 0 | 0 | 0 | 0 | 0 | 0 | 0 | 0 | 0 | 0 | 0 | 0 | 0 | 0 | 0 | 0 | 0 | 0 | 0 | 0 | 0 | 0 | 0 | 0 | 0 | 0 | 0 | 0 | 0 | 0 | 0 | 0 | 0 | 0 | 0 | 0 | 0 | 0 | 0 | 0 | 0 | 0 | 422 | Scrubber / SCR / Mercury Control / DSI | Wet Scrubber
994_B_1 | MIS_INKY | Indiana | 18 | Pike | 125 | 994 | 1 | AES Petersburg | 11029 | 1967 | 9999 | Coal Steam | tangential | wet | ESPC + Wet Scrubber + ACI + DSI | LNC3 | Wet Scrubber | Fossil | B | 2025 |  | Coal Retirement | 0 | 0 | 0 | 0 | 0 | 0 | 0 | 0 | 0 | 0 | 0 | 0 | 0 | 0 | 0 | 0 | 0 | 0 | 0 | 0 | 0 | 0 | 0 | 0 | 0 | 0 | 0 | 0 | 0 | 0 | 0 | 0 | 0 | 0 | 0 | 0 | 0 | 0 | 0 | 0 | 0 | 0 | 0 | 0 | 0 | 0 | 0 | 0 | 0 | 0 | 222 | Scrubber / Mercury Control / DSI | Wet Scrubber
992_B_18 | MIS_INKY | Indiana | 18 | Marion | 97 | 992 | 18 | CC Perry K | 14500 | 1938 | 9999 | O/G Steam |  |  |  | LNB |  | Fossil | B | 2025 | NaturalGas |  | 0.00039575 | 0.0003769 | 0.0036756 | 0.0044483 | 0 | 0 | 0 | 0 | 0 | 0 | 0 | 0 | 0 | 0 | 0 | 0 | 0.027293 | 0.025993 | 0.25349 | 0.30678 | 0.023167 | 0.022064 | 0.21517 | 0.2604 | 2.7697e-11 | 2.6378e-11 | 2.57e-10 | 3.1107e-10 | 2.8709e-05 | 2.7341e-05 | 0.00026671 | 0.00032276 | 0 | 0 | 0 | 0 | 0 | 0 | 0 | 0 | 0.053616 | 2.2599e-05 | 2.1522e-05 | 0.00020989 | 0.00025401 | 0.0014709 | 0.0013217 | 0.013037 | 0.01583 | 0 | 1.6
992_B_17 | MIS_INKY | Indiana | 18 | Marion | 97 | 992 | 17 | CC Perry K | 14500 | 1938 | 9999 | O/G Steam |  |  |  | LNB |  | Fossil | B | 2025 | NaturalGas |  | 0.00039575 | 0.0003769 | 0.0036756 | 0.0044483 | 0 | 0 | 0 | 0 | 0 | 0 | 0 | 0 | 0 | 0 | 0 | 0 | 0.027293 | 0.025993 | 0.25349 | 0.30678 | 0.023167 | 0.022064 | 0.21517 | 0.2604 | 2.7697e-11 | 2.6378e-11 | 2.57e-10 | 3.1107e-10 | 2.8709e-05 | 2.7341e-05 | 0.00026671 | 0.00032276 | 0 | 0 | 0 | 0 | 0 | 0 | 0 | 0 | 0.053616 | 2.2599e-05 | 2.1522e-05 | 0.00020989 | 0.00025401 | 0.0014709 | 0.0013217 | 0.013037 | 0.01583 | 0 | 1.6
992_B_16 | MIS_INKY | Indiana | 18 | Marion | 97 | 992 | 16 | CC Perry K | 14500 | 1938 | 9999 | O/G Steam | stoker/SPR |  |  | LNB |  | Fossil | B | 2025 | NaturalGas |  | 0.00039574 | 0.0003769 | 0.0036757 | 0.0044483 | 0 | 0 | 0 | 0 | 0 | 0 | 0 | 0 | 0 | 0 | 0 | 0 | 0.027293 | 0.025993 | 0.25349 | 0.30678 | 0.023167 | 0.022064 | 0.21517 | 0.2604 | 2.7712e-11 | 2.6393e-11 | 2.5762e-10 | 3.1172e-10 | 2.162e-05 | 2.059e-05 | 0.00020069 | 0.0002429 | 0 | 0 | 0 | 0 | 0 | 0 | 0 | 0 | 0.053616 | 2.2599e-05 | 2.1522e-05 | 0.00020989 | 0.00025401 | 0.0014709 | 0.0013217 | 0.013037 | 0.01583 | 0 | 1.6
992_B_15 | MIS_INKY | Indiana | 18 | Marion | 97 | 992 | 15 | CC Perry K | 14500 | 1925 | 9999 | O/G Steam | [5 empty] | Fossil | B | 2025 | NaturalGas |  | 0.00039574 | 0.0003769 | 0.0036757 | 0.0044483 | 0 | 0 | 0 | 0 | 0 | 0 | 0 | 0 | 0 | 0 | 0 | 0 | 0.027293 | 0.025993 | 0.25349 | 0.30678 | 0.023167 | 0.022064 | 0.21517 | 0.2604 | 2.7712e-11 | 2.6393e-11 | 2.5762e-10 | 3.1172e-10 | 2.8703e-05 | 2.7337e-05 | 0.00026667 | 0.00032271 | 0 | 0 | 0 | 0 | 0 | 0 | 0 | 0 | 0.053616 | 2.2599e-05 | 2.1522e-05 | 0.00020989 | 0.00025401 | 0.0014709 | 0.0013217 | 0.013037 | 0.01583 | 0 | 1.6
992_B_14 | MIS_INKY | Indiana | 18 | Marion | 97 | 992 | 14 | CC Perry K | 14500 | 1938 | 9999 | O/G Steam | wall | dry |  |  |  | Fossil | B | 2025 | NaturalGas |  | 0.00039575 | 0.0003769 | 0.0036756 | 0.0044483 | 0 | 0 | 0 | 0 | 0 | 0 | 0 | 0 | 0 | 0 | 0 | 0 | 0.027293 | 0.025993 | 0.25349 | 0.30678 | 0.023167 | 0.022064 | 0.21517 | 0.2604 | 2.7697e-11 | 2.6378e-11 | 2.57e-10 | 3.1107e-10 | 3.6501e-05 | 3.4763e-05 | 0.000339 | 0.00041026 | 0 | 0 | 0 | 0 | 0 | 0 | 0 | 0 | 0.053616 | 2.2599e-05 | 2.1522e-05 | 0.00020989 | 0.00025401 | 0.0014709 | 0.0013217 | 0.013037 | 0.01583 | 0 | 1.6
992_B_13 | MIS_INKY | Indiana | 18 | Marion | 97 | 992 | 13 | CC Perry K | 14500 | 1938 | 9999 | O/G Steam | wall | dry |  |  |  | Fossil | B | 2025 | NaturalGas |  | 0.00039575 | 0.0003769 | 0.0036756 | 0.0044483 | 0 | 0 | 0 | 0 | 0 | 0 | 0 | 0 | 0 | 0 | 0 | 0 | 0.027293 | 0.025993 | 0.25349 | 0.30678 | 0.023167 | 0.022064 | 0.21517 | 0.2604 | 2.7697e-11 | 2.6378e-11 | 2.57e-10 | 3.1107e-10 | 2.8045e-05 | 2.671e-05 | 0.00026047 | 0.00031522 | 0 | 0 | 0 | 0 | 0 | 0 | 0 | 0 | 0.053616 | 2.2599e-05 | 2.1522e-05 | 0.00020989 | 0.00025401 | 0.0014709 | 0.0013217 | 0.013037 | 0.01583 | 0 | 1.6
992_B_12 | MIS_INKY | Indiana | 18 | Marion | 97 | 992 | 12 | CC Perry K | 8300 | 1938 | 9999 | O/G Steam | wall | dry |  | LNB |  | Fossil | B | 2025 | NaturalGas |  | 0.048057 | 0.043696 | 0.066017 | 0.15777 | 0 | 0 | 0 | 0 | 0 | 0 | 0 | 0 | 0 | 0 | 0 | 0 | 5.79 | 5.2646 | 7.9538 | 19.0085 | 4.9147 | 4.4688 | 6.7515 | 16.1349 | 5.876e-09 | 5.3428e-09 | 8.0649e-09 | 1.9284e-08 | 0.0042867 | 0.0038977 | 0.0058888 | 0.014073 | 0 | 0 | 0 | 0 | 0 | 0 | 0 | 0 | 0.11058 | 0.0047941 | 0.0043591 | 0.0065858 | 0.015739 | 0.17862 | 0.15324 | 0.23415 | 0.56601 | 0 | 3.3
992_B_11 | MIS_INKY | Indiana | 18 | Marion | 97 | 992 | 11 | CC Perry K | 8300 | 1938 | 9999 | O/G Steam | wall | dry |  |  |  | Fossil | B | 2025 | NaturalGas |  | 0.048057 | 0.043696 | 0.066017 | 0.15777 | 0 | 0 | 0 | 0 | 0 | 0 | 0 | 0 | 0 | 0 | 0 | 0 | 5.79 | 5.2646 | 7.9538 | 19.0085 | 4.9147 | 4.4688 | 6.7515 | 16.1349 | 5.876e-09 | 5.3428e-09 | 8.0649e-09 | 1.9284e-08 | 0.01193 | 0.010847 | 0.016388 | 0.039165 | 0 | 0 | 0 | 0 | 0 | 0 | 0 | 0 | 0.11058 | 0.0047941 | 0.0043591 | 0.0065858 | 0.015739 | 0.17862 | 0.15324 | 0.23415 | 0.56601 | 0 | 3.3
991_G_STG1 | MIS_INKY | Indiana | 18 | Morgan | 109 | 991 | STG1 | Eagle Valley (IN) | 6250 | 2018 | 9999 | Combined Cycle |  |  | SCR |  |  | Fossil | G | 2025 | NaturalGas |  | 2.5213 | 3.4178 | 4.7179 | 10.657 | 0 | 0 | 0 | 0 | 0 | 0 | 0 | 0 | 0 | 0 | 0 | 0 | 403.4152 | 546.8518 | 754.8582 | 1705.1252 | 147.5996 | 200.0794 | 276.1837 | 623.8627 | 1.7649e-07 | 2.3925e-07 | 3.3024e-07 | 7.4599e-07 | 0.013867 | 0.018798 | 0.025948 | 0.058614 | 0 | 0 | 0 | 0 | 0 | 0 | 0 | 0 | 7.0252 | 0.85637 | 1.1609 | 1.6024 | 3.6196 | 9.3714 | 11.9857 | 16.7335 | 38.0907 | 0 | 230 | SCR
991_G_GT2 | MIS_INKY | Indiana | 18 | Morgan | 109 | 991 | GT2 | Eagle Valley (IN) | 6250 | 2018 | 9999 | Combined Cycle |  |  | SCR |  |  | Fossil | G | 2025 | NaturalGas |  | 2.2692 | 3.076 | 4.2461 | 9.5913 | 0 | 0 | 0 | 0 | 0 | 0 | 0 | 0 | 0 | 0 | 0 | 0 | 363.0737 | 492.1666 | 679.3724 | 1534.6127 | 132.8396 | 180.0715 | 248.5654 | 561.4764 | 1.5884e-07 | 2.1532e-07 | 2.9722e-07 | 6.7139e-07 | 0.012481 | 0.016918 | 0.023353 | 0.052752 | 0 | 0 | 0 | 0 | 0 | 0 | 0 | 0 | 6.3227 | 0.77073 | 1.0448 | 1.4422 | 3.2577 | 8.4343 | 10.7872 | 15.0601 | 34.2816 | 0 | 207 | SCR
991_G_GT1 | MIS_INKY | Indiana | 18 | Morgan | 109 | 991 | GT1 | Eagle Valley (IN) | 6250 | 2018 | 9999 | Combined Cycle |  |  | SCR |  |  | Fossil | G | 2025 | NaturalGas |  | 2.2692 | 3.076 | 4.2461 | 9.5913 | 0 | 0 | 0 | 0 | 0 | 0 | 0 | 0 | 0 | 0 | 0 | 0 | 363.0737 | 492.1666 | 679.3724 | 1534.6127 | 132.8396 | 180.0715 | 248.5654 | 561.4764 | 1.5884e-07 | 2.1532e-07 | 2.9722e-07 | 6.7139e-07 | 0.012481 | 0.016918 | 0.023353 | 0.052752 | 0 | 0 | 0 | 0 | 0 | 0 | 0 | 0 | 6.3227 | 0.77073 | 1.0448 | 1.4422 | 3.2577 | 8.4343 | 10.7872 | 15.0601 | 34.2816 | 0 | 207 | SCR
990_G_IC1 | MIS_INKY | Indiana | 18 | Marion | 97 | 990 | IC1 | Harding Street | 12806 | 1967 | 9999 | Combustion Turbine | [5 empty] | Fossil | G | 2025 | Oil |  | 0 | 0 | 0 | 0 | 0 | 0 | 0 | 0 | 0 | 0 | 0 | 0 | 0 | 0 | 0 | 0 | 0 | 0 | 0 | 0 | 0 | 0 | 0 | 0 | 0 | 0 | 0 | 0 | 0 | 0 | 0 | 0 | 0 | 0 | 0 | 0 | 0 | 0 | 0 | 0 | 0.0561 | 0 | 0 | 0 | 0 | 0 | 0 | 0 | 0 | 0 | 3
990_G_GT6 | MIS_INKY | Indiana | 18 | Marion | 97 | 990 | GT6 | Harding Street | 12690 | 2002 | 9999 | Combustion Turbine |  |  |  | DLNB |  | Fossil | G | 2025 | NaturalGas |  | 0 | 0 | 0.32743 | 0.32743 | 0 | 0 | 0 | 0 | 0 | 0 | 0 | 0 | 0 | 0 | 0 | 0 | 0 | 0 | 25.802 | 25.802 | 0 | 0 | 19.1676 | 19.1676 | 0 | 0 | 2.292e-08 | 2.292e-08 | 0 | 0 | 0.0048902 | 0.0048902 | 0 | 0 | 0 | 0 | 0 | 0 | 0 | 0 | 2.8798 | 0 | 0 | 0.35387 | 0.35387 | 0 | 0 | 1.1613 | 1.1613 | 0 | 154
990_G_GT5 | MIS_INKY | Indiana | 18 | Marion | 97 | 990 | GT5 | Harding Street | 12736 | 1995 | 9999 | Combustion Turbine |  |  |  | H2O |  | Fossil | G | 2025 | NaturalGas |  | 0 | 0 | 0.14297 | 0.14297 | 0 | 0 | 0 | 0 | 0 | 0 | 0 | 0 | 0 | 0 | 0 | 0 | 0 | 0 | 11.2256 | 11.2256 | 0 | 0 | 8.3694 | 8.3694 | 0 | 0 | 9.984e-09 | 9.984e-09 | 0 | 0 | 0.0091529 | 0.0091529 | 0 | 0 | 0 | 0 | 0 | 0 | 0 | 0 | 1.2529 | 0 | 0 | 0.15396 | 0.15396 | 0 | 0 | 0.50709 | 0.50709 | 0 | 67
990_G_GT4 | MIS_INKY | Indiana | 18 | Marion | 97 | 990 | GT4 | Harding Street | 12736 | 1994 | 9999 | Combustion Turbine |  |  |  | H2O |  | Fossil | G | 2025 | NaturalGas |  | 0 | 0 | 0.14297 | 0.14297 | 0 | 0 | 0 | 0 | 0 | 0 | 0 | 0 | 0 | 0 | 0 | 0 | 0 | 0 | 11.2256 | 11.2256 | 0 | 0 | 8.3694 | 8.3694 | 0 | 0 | 9.984e-09 | 9.984e-09 | 0 | 0 | 0.010796 | 0.010796 | 0 | 0 | 0 | 0 | 0 | 0 | 0 | 0 | 1.2529 | 0 | 0 | 0.15396 | 0.15396 | 0 | 0 | 0.50709 | 0.50709 | 0 | 67
990_G_GT2 | MIS_INKY | Indiana | 18 | Marion | 97 | 990 | GT2 | Harding Street | 12673 | 1973 | 9999 | Combustion Turbine | [5 empty] | Fossil | G | 2025 | Oil |  | 0 | 0 | 0 | 0 | 0 | 0 | 0 | 0 | 0 | 0 | 0 | 0 | 0 | 0 | 0 | 0 | 0 | 0 | 0 | 0 | 0 | 0 | 0 | 0 | 0 | 0 | 0 | 0 | 0 | 0 | 0 | 0 | 0 | 0 | 0 | 0 | 0 | 0 | 0 | 0 | 0.33473 | 0 | 0 | 0 | 0 | 0 | 0 | 0 | 0 | 0 | 17.9
990_G_GT1 | MIS_INKY | Indiana | 18 | Marion | 97 | 990 | GT1 | Harding Street | 12652 | 1973 | 9999 | Combustion Turbine | [5 empty] | Fossil | G | 2025 | Oil |  | 0 | 0 | 0 | 0 | 0 | 0 | 0 | 0 | 0 | 0 | 0 | 0 | 0 | 0 | 0 | 0 | 0 | 0 | 0 | 0 | 0 | 0 | 0 | 0 | 0 | 0 | 0 | 0 | 0 | 0 | 0 | 0 | 0 | 0 | 0 | 0 | 0 | 0 | 0 | 0 | 0.35717 | 0 | 0 | 0 | 0 | 0 | 0 | 0 | 0 | 0 | 19.1
990_G_BAT1 | MIS_INKY | Indiana | 18 | Marion | 97 | 990 | BAT1 | Harding Street | 0 | 2016 | 9999 | Energy Storage | [5 empty] | Non-Fossil | G | 2025 | EnerStor |  | 0 | 0 | 0 | 0 | 0 | 0 | 0 | 0 | 0 | 0 | 0 | 0 | 0 | 0 | 0 | 0 | 4.1351 | 4.554 | 16.7499 | 25.439 | 0 | 0 | 0 | 0 | 0 | 0 | 0 | 0 | 0 | 0 | 0 | 0 | 0 | 0 | 0 | 0 | 0 | 0 | 0 | 0 | 0 | 0 | 0 | 0 | 0 | 0 | 0 | 0 | 0 | 0 | 20
990_G_6 | MIS_INKY | Indiana | 18 | Marion | 97 | 990 | 6 | Harding Street | 10189 | 1961 | 9999 | O/G Steam |  |  | SNCR | LNC2 + CM |  | Fossil | G | 2025 | NaturalGas |  | 0.75047 | 0.040149 | 0.61131 | 1.4019 | 0 | 0 | 0 | 0 | 0 | 0 | 0 | 0 | 0 | 0 | 0 | 0 | 73.6553 | 3.9404 | 59.9966 | 137.5924 | 43.9327 | 2.3503 | 35.7858 | 82.0689 | 5.2531e-08 | 2.8103e-09 | 4.2788e-08 | 9.813e-08 | 0.013355 | 0.00071445 | 0.010878 | 0.024947 | 0 | 0 | 0 | 0 | 0 | 0 | 0 | 0 | 3.3383 | 0.10753 | 0.0057526 | 0.087589 | 0.20087 | 2.7894 | 0.1408 | 2.1682 | 5.0984 | 0 | 99 | SNCR
990_G_5 | MIS_INKY | Indiana | 18 | Marion | 97 | 990 | 5 | Harding Street | 10206 | 1958 | 9999 | O/G Steam | tangential |  | SNCR | LNC2 + CM |  | Fossil | G | 2025 | NaturalGas |  | 0.40202 | 0.039877 | 0.62924 | 1.0711 | 0 | 0 | 0 | 0 | 0 | 0 | 0 | 0 | 0 | 0 | 0 | 0 | 39.3908 | 3.9072 | 61.6543 | 104.9524 | 23.5344 | 2.3344 | 36.836 | 62.7048 | 2.817e-08 | 2.7942e-09 | 4.4069e-08 | 7.5033e-08 | 0.0063921 | 0.00063404 | 0.010005 | 0.017031 | 0 | 0 | 0 | 0 | 0 | 0 | 0 | 0 | 3.4057 | 0.057507 | 0.0057041 | 0.090009 | 0.15322 | 1.4943 | 0.13984 | 2.2318 | 3.8659 | 0 | 101 | SNCR
990_B_70 | MIS_INKY | Indiana | 18 | Marion | 97 | 990 | 70 | Harding Street | 10421 | 1973 | 9999 | O/G Steam | tangential | wet | SCR | CM + FR |  | Fossil | B | 2025 | NaturalGas |  | 1.5856 | 0.065457 | 2.4973 | 4.1484 | 0 | 0 | 0 | 0 | 0 | 0 | 0 | 0 | 0 | 0 | 0 | 0 | 152.1555 | 6.2812 | 239.6459 | 398.0826 | 92.8217 | 3.8318 | 146.1949 | 242.8484 | 1.1101e-07 | 4.5825e-09 | 1.7479e-07 | 2.9038e-07 | 0.063805 | 0.002634 | 0.10049 | 0.16693 | 0 | 0 | 0 | 0 | 0 | 0 | 0 | 0 | 16.5892 | 0.15699 | 0.006481 | 0.24727 | 0.41074 | 5.8935 | 0.22955 | 8.8577 | 14.9807 | 0 | 418 | SCR
99_G_2 | WECC_PNW | Washington | 53 | Pierce | 53 | 99 | 2 | Frederickson | 21119 | 1981 | 9999 | Combustion Turbine | [5 empty] | Fossil | G | 2025 |  | CT Retirement | 0 | 0 | 0 | 0 | 0 | 0 | 0 | 0 | 0 | 0 | 0 | 0 | 0 | 0 | 0 | 0 | 0 | 0 | 0 | 0 | 0 | 0 | 0 | 0 | 0 | 0 | 0 | 0 | 0 | 0 | 0 | 0 | 0 | 0 | 0 | 0 | 0 | 0 | 0 | 0 | 0 | 0 | 0 | 0 | 0 | 0 | 0 | 0 | 0 | 0 | 67
99_G_1 | WECC_PNW | Washington | 53 | Pierce | 53 | 99 | 1 | Frederickson | 21119 | 1981 | 9999 | Combustion Turbine | [5 empty] | Fossil | G | 2025 |  | CT Retirement | 0 | 0 | 0 | 0 | 0 | 0 | 0 | 0 | 0 | 0 | 0 | 0 | 0 | 0 | 0 | 0 | 0 | 0 | 0 | 0 | 0 | 0 | 0 | 0 | 0 | 0 | 0 | 0 | 0 | 0 | 0 | 0 | 0 | 0 | 0 | 0 | 0 | 0 | 0 | 0 | 0 | 0 | 0 | 0 | 0 | 0 | 0 | 0 | 0 | 0 | 67
989_G_H6W | PJM_West | Indiana | 18 | St Joseph | 141 | 989 | H6W | Twin Branch | 0 | 1989 | 9999 | Hydro | [5 empty] | Non-Fossil | G | 2025 | Hydro |  | 0 | 0 | 0 | 0 | 0 | 0 | 0 | 0 | 0 | 0 | 0 | 0 | 0 | 0 | 0 | 0 | 0.81932 | 1.1106 | 1.5425 | 3.4725 | 0 | 0 | 0 | 0 | 0 | 0 | 0 | 0 | 0 | 0 | 0 | 0 | 0 | 0 | 0 | 0 | 0 | 0 | 0 | 0 | 0.0074447 | 0.0021794 | 0.0029543 | 0.0041031 | 0.0092368 | 0 | 0 | 0 | 0 | 0 | 0.5
989_G_H6E | PJM_West | Indiana | 18 | St Joseph | 141 | 989 | H6E | Twin Branch | 0 | 1989 | 9999 | Hydro | [5 empty] | Non-Fossil | G | 2025 | Hydro |  | 0 | 0 | 0 | 0 | 0 | 0 | 0 | 0 | 0 | 0 | 0 | 0 | 0 | 0 | 0 | 0 | 0.81932 | 1.1106 | 1.5425 | 3.4725 | 0 | 0 | 0 | 0 | 0 | 0 | 0 | 0 | 0 | 0 | 0 | 0 | 0 | 0 | 0 | 0 | 0 | 0 | 0 | 0 | 0.0074447 | 0.0021794 | 0.0029543 | 0.0041031 | 0.0092368 | 0 | 0 | 0 | 0 | 0 | 0.5
989_G_H5W | PJM_West | Indiana | 18 | St Joseph | 141 | 989 | H5W | Twin Branch | 0 | 1989 | 9999 | Hydro | [5 empty] | Non-Fossil | G | 2025 | Hydro |  | 0 | 0 | 0 | 0 | 0 | 0 | 0 | 0 | 0 | 0 | 0 | 0 | 0 | 0 | 0 | 0 | 0.81932 | 1.1106 | 1.5425 | 3.4725 | 0 | 0 | 0 | 0 | 0 | 0 | 0 | 0 | 0 | 0 | 0 | 0 | 0 | 0 | 0 | 0 | 0 | 0 | 0 | 0 | 0.0074447 | 0.0021794 | 0.0029543 | 0.0041031 | 0.0092368 | 0 | 0 | 0 | 0 | 0 | 0.5
989_G_H4W | PJM_West | Indiana | 18 | St Joseph | 141 | 989 | H4W | Twin Branch | 0 | 1989 | 9999 | Hydro | [5 empty] | Non-Fossil | G | 2025 | Hydro |  | 0 | 0 | 0 | 0 | 0 | 0 | 0 | 0 | 0 | 0 | 0 | 0 | 0 | 0 | 0 | 0 | 0.81932 | 1.1106 | 1.5425 | 3.4725 | 0 | 0 | 0 | 0 | 0 | 0 | 0 | 0 | 0 | 0 | 0 | 0 | 0 | 0 | 0 | 0 | 0 | 0 | 0 | 0 | 0.0074447 | 0.0021794 | 0.0029543 | 0.0041031 | 0.0092368 | 0 | 0 | 0 | 0 | 0 | 0.5
989_G_H3W | PJM_West | Indiana | 18 | St Joseph | 141 | 989 | H3W | Twin Branch | 0 | 1989 | 9999 | Hydro | [5 empty] | Non-Fossil | G | 2025 | Hydro |  | 0 | 0 | 0 | 0 | 0 | 0 | 0 | 0 | 0 | 0 | 0 | 0 | 0 | 0 | 0 | 0 | 0.81932 | 1.1106 | 1.5425 | 3.4725 | 0 | 0 | 0 | 0 | 0 | 0 | 0 | 0 | 0 | 0 | 0 | 0 | 0 | 0 | 0 | 0 | 0 | 0 | 0 | 0 | 0.0074447 | 0.0021794 | 0.0029543 | 0.0041031 | 0.0092368 | 0 | 0 | 0 | 0 | 0 | 0.5
989_G_H2W | PJM_West | Indiana | 18 | St Joseph | 141 | 989 | H2W | Twin Branch | 0 | 1989 | 9999 | Hydro | [5 empty] | Non-Fossil | G | 2025 | Hydro |  | 0 | 0 | 0 | 0 | 0 | 0 | 0 | 0 | 0 | 0 | 0 | 0 | 0 | 0 | 0 | 0 | 0.81932 | 1.1106 | 1.5425 | 3.4725 | 0 | 0 | 0 | 0 | 0 | 0 | 0 | 0 | 0 | 0 | 0 | 0 | 0 | 0 | 0 | 0 | 0 | 0 | 0 | 0 | 0.0074447 | 0.0021794 | 0.0029543 | 0.0041031 | 0.0092368 | 0 | 0 | 0 | 0 | 0 | 0.5
989_G_H1W | PJM_West | Indiana | 18 | St Joseph | 141 | 989 | H1W | Twin Branch | 0 | 1989 | 9999 | Hydro | [5 empty] | Non-Fossil | G | 2025 | Hydro |  | 0 | 0 | 0 | 0 | 0 | 0 | 0 | 0 | 0 | 0 | 0 | 0 | 0 | 0 | 0 | 0 | 0.81932 | 1.1106 | 1.5425 | 3.4725 | 0 | 0 | 0 | 0 | 0 | 0 | 0 | 0 | 0 | 0 | 0 | 0 | 0 | 0 | 0 | 0 | 0 | 0 | 0 | 0 | 0.0074447 | 0.0021794 | 0.0029543 | 0.0041031 | 0.0092368 | 0 | 0 | 0 | 0 | 0 | 0.5
989_G_H1E | PJM_West | Indiana | 18 | St Joseph | 141 | 989 | H1E | Twin Branch | 0 | 1989 | 9999 | Hydro | [5 empty] | Non-Fossil | G | 2025 | Hydro |  | 0 | 0 | 0 | 0 | 0 | 0 | 0 | 0 | 0 | 0 | 0 | 0 | 0 | 0 | 0 | 0 | 0.81932 | 1.1106 | 1.5425 | 3.4725 | 0 | 0 | 0 | 0 | 0 | 0 | 0 | 0 | 0 | 0 | 0 | 0 | 0 | 0 | 0 | 0 | 0 | 0 | 0 | 0 | 0.0074447 | 0.0021794 | 0.0029543 | 0.0041031 | 0.0092368 | 0 | 0 | 0 | 0 | 0 | 0.5
987_G_3 | WECC_ID | Idaho | 16 | Caribou | 29 | 987 | 3 | Last Chance | 0 | 1984 | 9999 | Hydro | [5 empty] | Non-Fossil | G | 2025 | Hydro |  | 0 | 0 | 0 | 0 | 0 | 0 | 0 | 0 | 0 | 0 | 0 | 0 | 0 | 0 | 0 | 0 | 0.54312 | 0.7525 | 1.3569 | 2.6525 | 0 | 0 | 0 | 0 | 0 | 0 | 0 | 0 | 0 | 0 | 0 | 0 | 0 | 0 | 0 | 0 | 0 | 0 | 0 | 0 | 0.011905 | 0.0014447 | 0.0020017 | 0.0036093 | 0.0070556 | 0 | 0 | 0 | 0 | 0 | 0.79955
987_G_2 | WECC_ID | Idaho | 16 | Caribou | 29 | 987 | 2 | Last Chance | 0 | 1984 | 9999 | Hydro | [5 empty] | Non-Fossil | G | 2025 | Hydro |  | 0 | 0 | 0 | 0 | 0 | 0 | 0 | 0 | 0 | 0 | 0 | 0 | 0 | 0 | 0 | 0 | 0.27156 | 0.37625 | 0.67844 | 1.3262 | 0 | 0 | 0 | 0 | 0 | 0 | 0 | 0 | 0 | 0 | 0 | 0 | 0 | 0 | 0 | 0 | 0 | 0 | 0 | 0 | 0.0059524 | 0.00072235 | 0.0010008 | 0.0018046 | 0.0035278 | 0 | 0 | 0 | 0 | 0 | 0.39977
987_G_1 | WECC_ID | Idaho | 16 | Caribou | 29 | 987 | 1 | Last Chance | 0 | 1984 | 9999 | Hydro | [5 empty] | Non-Fossil | G | 2025 | Hydro |  | 0 | 0 | 0 | 0 | 0 | 0 | 0 | 0 | 0 | 0 | 0 | 0 | 0 | 0 | 0 | 0 | 0.13578 | 0.18813 | 0.33922 | 0.66312 | 0 | 0 | 0 | 0 | 0 | 0 | 0 | 0 | 0 | 0 | 0 | 0 | 0 | 0 | 0 | 0 | 0 | 0 | 0 | 0 | 0.0029762 | 0.00036117 | 0.00050041 | 0.00090232 | 0.0017639 | 0 | 0 | 0 | 0 | 0 | 0.19989
9864_G_4 | NENGREST | Massachusetts | 25 | Hampden | 13 | 9864 | 4 | Cabot Holyoke | 0 | 1907 | 9999 | Hydro | [5 empty] | Non-Fossil | G | 2025 | Hydro |  | 0 | 0 | 0 | 0 | 0 | 0 | 0 | 0 | 0 | 0 | 0 | 0 | 0 | 0 | 0 | 0 | 0.51803 | 0.70447 | 0.65918 | 1.8817 | 0 | 0 | 0 | 0 | 0 | 0 | 0 | 0 | 0 | 0 | 0 | 0 | 0 | 0 | 0 | 0 | 0 | 0 | 0 | 0 | 0.0074447 | 0.001378 | 0.0018739 | 0.0017534 | 0.0050053 | 0 | 0 | 0 | 0 | 0 | 0.5
9864_G_3 | NENGREST | Massachusetts | 25 | Hampden | 13 | 9864 | 3 | Cabot Holyoke | 0 | 1939 | 9999 | Hydro | [5 empty] | Non-Fossil | G | 2025 | Hydro |  | 0 | 0 | 0 | 0 | 0 | 0 | 0 | 0 | 0 | 0 | 0 | 0 | 0 | 0 | 0 | 0 | 0.41442 | 0.56357 | 0.52735 | 1.5053 | 0 | 0 | 0 | 0 | 0 | 0 | 0 | 0 | 0 | 0 | 0 | 0 | 0 | 0 | 0 | 0 | 0 | 0 | 0 | 0 | 0.0059558 | 0.0011024 | 0.0014991 | 0.0014027 | 0.0040042 | 0 | 0 | 0 | 0 | 0 | 0.4
9864_G_2 | NENGREST | Massachusetts | 25 | Hampden | 13 | 9864 | 2 | Cabot Holyoke | 0 | 1938 | 9999 | Hydro | [5 empty] | Non-Fossil | G | 2025 | Hydro |  | 0 | 0 | 0 | 0 | 0 | 0 | 0 | 0 | 0 | 0 | 0 | 0 | 0 | 0 | 0 | 0 | 0.62163 | 0.84536 | 0.79102 | 2.258 | 0 | 0 | 0 | 0 | 0 | 0 | 0 | 0 | 0 | 0 | 0 | 0 | 0 | 0 | 0 | 0 | 0 | 0 | 0 | 0 | 0.0089337 | 0.0016535 | 0.0022487 | 0.0021041 | 0.0060063 | 0 | 0 | 0 | 0 | 0 | 0.6
9864_G_1 | NENGREST | Massachusetts | 25 | Hampden | 13 | 9864 | 1 | Cabot Holyoke | 0 | 1893 | 9999 | Hydro | [5 empty] | Non-Fossil | G | 2025 | Hydro |  | 0 | 0 | 0 | 0 | 0 | 0 | 0 | 0 | 0 | 0 | 0 | 0 | 0 | 0 | 0 | 0 | 0.62163 | 0.84536 | 0.79102 | 2.258 | 0 | 0 | 0 | 0 | 0 | 0 | 0 | 0 | 0 | 0 | 0 | 0 | 0 | 0 | 0 | 0 | 0 | 0 | 0 | 0 | 0.0089337 | 0.0016535 | 0.0022487 | 0.0021041 | 0.0060063 | 0 | 0 | 0 | 0 | 0 | 0.6
986_G_3 | PJM_West | Indiana | 18 | Elkhart | 39 | 986 | 3 | Elkhart | 0 | 1921 | 9999 | Hydro | [5 empty] | Non-Fossil | G | 2025 | Hydro |  | 0 | 0 | 0 | 0 | 0 | 0 | 0 | 0 | 0 | 0 | 0 | 0 | 0 | 0 | 0 | 0 | 0.65546 | 0.88851 | 1.234 | 2.778 | 0 | 0 | 0 | 0 | 0 | 0 | 0 | 0 | 0 | 0 | 0 | 0 | 0 | 0 | 0 | 0 | 0 | 0 | 0 | 0 | 0.0059558 | 0.0017435 | 0.0023634 | 0.0032825 | 0.0073894 | 0 | 0 | 0 | 0 | 0 | 0.4
986_G_2 | PJM_West | Indiana | 18 | Elkhart | 39 | 986 | 2 | Elkhart | 0 | 1921 | 9999 | Hydro | [5 empty] | Non-Fossil | G | 2025 | Hydro |  | 0 | 0 | 0 | 0 | 0 | 0 | 0 | 0 | 0 | 0 | 0 | 0 | 0 | 0 | 0 | 0 | 0.65546 | 0.88851 | 1.234 | 2.778 | 0 | 0 | 0 | 0 | 0 | 0 | 0 | 0 | 0 | 0 | 0 | 0 | 0 | 0 | 0 | 0 | 0 | 0 | 0 | 0 | 0.0059558 | 0.0017435 | 0.0023634 | 0.0032825 | 0.0073894 | 0 | 0 | 0 | 0 | 0 | 0.4
986_G_1 | PJM_West | Indiana | 18 | Elkhart | 39 | 986 | 1 | Elkhart | 0 | 1913 | 9999 | Hydro | [5 empty] | Non-Fossil | G | 2025 | Hydro |  | 0 | 0 | 0 | 0 | 0 | 0 | 0 | 0 | 0 | 0 | 0 | 0 | 0 | 0 | 0 | 0 | 0.98318 | 1.3328 | 1.851 | 4.167 | 0 | 0 | 0 | 0 | 0 | 0 | 0 | 0 | 0 | 0 | 0 | 0 | 0 | 0 | 0 | 0 | 0 | 0 | 0 | 0 | 0.0089337 | 0.0026153 | 0.0035451 | 0.0049237 | 0.011084 | 0 | 0 | 0 | 0 | 0 | 0.6
9842_G_20 | WECC_PNW | Washington | 53 | Whatcom | 73 | 9842 | 20 | Newhalem | 0 | 1970 | 9999 | Hydro | [5 empty] | Non-Fossil | G | 2025 | Hydro |  | 0 | 0 | 0 | 0 | 0 | 0 | 0 | 0 | 0 | 0 | 0 | 0 | 0 | 0 | 0 | 0 | 2.0418 | 2.5862 | 3.7462 | 8.3742 | 0 | 0 | 0 | 0 | 0 | 0 | 0 | 0 | 0 | 0 | 0 | 0 | 0 | 0 | 0 | 0 | 0 | 0 | 0 | 0 | 0.034246 | 0.0054312 | 0.0068793 | 0.0099649 | 0.022275 | 0 | 0 | 0 | 0 | 0 | 2.3
983_B_6 | MIS_INKY | Indiana | 18 | Jefferson | 77 | 983 | 6 | Clifty Creek | 10644 | 1956 | 9999 | Coal Steam | wall | wet | ESPH + Wet Scrubber | OFA | Wet Scrubber | Fossil | B | 2025 |  | Coal Retirement | 0 | 0 | 0 | 0 | 0 | 0 | 0 | 0 | 0 | 0 | 0 | 0 | 0 | 0 | 0 | 0 | 0 | 0 | 0 | 0 | 0 | 0 | 0 | 0 | 0 | 0 | 0 | 0 | 0 | 0 | 0 | 0 | 0 | 0 | 0 | 0 | 0 | 0 | 0 | 0 | 0 | 0 | 0 | 0 | 0 | 0 | 0 | 0 | 0 | 0 | 196 | Scrubber | Wet Scrubber
983_B_5 | MIS_INKY | Indiana | 18 | Jefferson | 77 | 983 | 5 | Clifty Creek | 10695 | 1955 | 9999 | Coal Steam | wall | wet | ESPC + Wet Scrubber + SCR | OFA | Wet Scrubber | Fossil | B | 2025 | Coal |  | 3.7254 | 5.05 | 6.7707 | 15.546 | 3.7254 | 5.05 | 6.7707 | 15.546 | 0 | 0 | 0 | 0 | 0 | 0 | 0 | 0 | 348.3298 | 472.1803 | 633.0683 | 1453.5783 | 389.7726 | 528.3584 | 701.5254 | 1619.6563 | 0.0012541 | 0.0017 | 0.001839 | 0.0047932 | 0.47964 | 0.65018 | 0.2539 | 1.3837 | 0.16769 | 0.22731 | 0.37799 | 0.77299 | 0.0018627 | 0.002525 | 0.0034725 | 0.0078602 | 13.5905 | 1.9223 | 2.6058 | 3.4937 | 8.0217 | 7.2373 | 9.8106 | 13.1534 | 30.2014 | 0 | 196 | Scrubber / SCR | Wet Scrubber
983_B_4 | MIS_INKY | Indiana | 18 | Jefferson | 77 | 983 | 4 | Clifty Creek | 10670 | 1955 | 9999 | Coal Steam | wall | wet | ESPC + Wet Scrubber + SCR | OFA | Wet Scrubber | Fossil | B | 2025 | Coal |  | 3.7167 | 5.0382 | 6.7548 | 15.5097 | 3.7167 | 5.0382 | 6.7548 | 15.5097 | 0 | 0 | 0 | 0 | 0 | 0 | 0 | 0 | 348.3298 | 472.1803 | 633.0683 | 1453.5783 | 388.8615 | 527.1233 | 699.8855 | 1615.8703 | 0.0012512 | 0.0016961 | 0.0018347 | 0.004782 | 0.4828 | 0.65446 | 0.25331 | 1.3906 | 0.1673 | 0.22678 | 0.3771 | 0.77118 | 0.0018583 | 0.0025191 | 0.0034644 | 0.0078418 | 13.5905 | 1.9223 | 2.6058 | 3.4937 | 8.0217 | 7.2204 | 9.7877 | 13.1227 | 30.1308 | 0 | 196 | Scrubber / SCR | Wet Scrubber
983_B_3 | MIS_INKY | Indiana | 18 | Jefferson | 77 | 983 | 3 | Clifty Creek | 10815 | 1955 | 9999 | Coal Steam | wall | wet | ESPC + Wet Scrubber + SCR | OFA | Wet Scrubber | Fossil | B | 2025 | Coal |  | 3.7672 | 5.1066 | 6.8466 | 15.7204 | 3.7672 | 5.1066 | 6.8466 | 15.7204 | 0 | 0 | 0 | 0 | 0 | 0 | 0 | 0 | 348.3298 | 472.1803 | 633.0683 | 1453.5783 | 390.3275 | 529.1106 | 711.0122 | 1630.4504 | 0.0010232 | 0.0013871 | 0.0019633 | 0.0043736 | 0.21683 | 0.29392 | 0.39407 | 0.90481 | 0.21031 | 0.28509 | 0.36499 | 0.86039 | 0.0019321 | 0.002619 | 0.0034909 | 0.008042 | 13.5904 | 1.9219 | 2.6053 | 3.493 | 8.0202 | 7.3185 | 9.9207 | 13.301 | 30.5402 | 0 | 196 | Scrubber / SCR | Wet Scrubber
983_B_2 | MIS_INKY | Indiana | 18 | Jefferson | 77 | 983 | 2 | Clifty Creek | 10680 | 1955 | 9999 | Coal Steam | wall | wet | ESPC + Wet Scrubber + SCR | OFA | Wet Scrubber | Fossil | B | 2025 | Coal |  | 3.7202 | 5.0429 | 6.7612 | 15.5242 | 3.7202 | 5.0429 | 6.7612 | 15.5242 | 0 | 0 | 0 | 0 | 0 | 0 | 0 | 0 | 348.3298 | 472.1803 | 633.0683 | 1453.5783 | 385.4552 | 522.5059 | 702.1369 | 1610.098 | 0.0010105 | 0.0013697 | 0.0019388 | 0.004319 | 0.24323 | 0.32971 | 0.44206 | 1.015 | 0.20769 | 0.28153 | 0.36043 | 0.84965 | 0.001908 | 0.0025863 | 0.0034473 | 0.0079416 | 13.5904 | 1.9219 | 2.6053 | 3.493 | 8.0202 | 7.2272 | 9.7969 | 13.135 | 30.159 | 0 | 196 | Scrubber / SCR | Wet Scrubber
983_B_1 | MIS_INKY | Indiana | 18 | Jefferson | 77 | 983 | 1 | Clifty Creek | 10763 | 1955 | 9999 | Coal Steam | wall | wet | ESPC + Wet Scrubber + SCR | OFA | Wet Scrubber | Fossil | B | 2025 | Coal |  | 3.7491 | 5.0821 | 6.8137 | 15.6449 | 3.7491 | 5.0821 | 6.8137 | 15.6449 | 0 | 0 | 0 | 0 | 0 | 0 | 0 | 0 | 348.3298 | 472.1803 | 633.0683 | 1453.5783 | 388.4508 | 526.5666 | 707.5936 | 1622.6109 | 0.0010183 | 0.0013804 | 0.0019539 | 0.0043526 | 0.2412 | 0.32696 | 0.43837 | 1.0065 | 0.2093 | 0.28372 | 0.36324 | 0.85625 | 0.0019228 | 0.0026064 | 0.0034741 | 0.0080033 | 13.5904 | 1.9219 | 2.6053 | 3.493 | 8.0202 | 7.2834 | 9.873 | 13.2371 | 30.3934 | 0 | 196 | Scrubber / SCR | Wet Scrubber
976_G_6 | MIS_IL | Illinois | 17 | Williamson | 199 | 976 | 6 | Marion | 13452 | 2003 | 9999 | Combustion Turbine |  |  |  | DLNB + H2O |  | Fossil | G | 2025 | NaturalGas |  | 0 | 0 | 0.071556 | 0.071556 | 0 | 0 | 0 | 0 | 0 | 0 | 0 | 0 | 0 | 0 | 0 | 0 | 0 | 0 | 5.3193 | 5.3193 | 0 | 0 | 4.1889 | 4.1889 | 0 | 0 | 5.005e-09 | 5.005e-09 | 0 | 0 | 0.0024873 | 0.0024873 | 0 | 0 | 0 | 0 | 0 | 0 | 0 | 0 | 1.309 | 0 | 0 | 0.079989 | 0.079989 | 0 | 0 | 0.25523 | 0.25523 | 0 | 70
976_G_5 | MIS_IL | Illinois | 17 | Williamson | 199 | 976 | 5 | Marion | 13451 | 2003 | 9999 | Combustion Turbine |  |  |  | DLNB + H2O |  | Fossil | G | 2025 | NaturalGas |  | 0 | 0 | 0.07155 | 0.07155 | 0 | 0 | 0 | 0 | 0 | 0 | 0 | 0 | 0 | 0 | 0 | 0 | 0 | 0 | 5.3193 | 5.3193 | 0 | 0 | 4.1886 | 4.1886 | 0 | 0 | 5.005e-09 | 5.005e-09 | 0 | 0 | 0.0027322 | 0.0027322 | 0 | 0 | 0 | 0 | 0 | 0 | 0 | 0 | 1.309 | 0 | 0 | 0.079989 | 0.079989 | 0 | 0 | 0.25521 | 0.25521 | 0 | 70
976_B_4 | MIS_IL | Illinois | 17 | Williamson | 199 | 976 | 4 | Marion | 11711 | 1978 | 9999 | Coal Steam | cyclone | wet | ESPC + Wet Scrubber + SCR + DSI | OFA | Wet Scrubber | Fossil | B | 2025 |  | Coal Retirement | 0 | 0 | 0 | 0 | 0 | 0 | 0 | 0 | 0 | 0 | 0 | 0 | 0 | 0 | 0 | 0 | 0 | 0 | 0 | 0 | 0 | 0 | 0 | 0 | 0 | 0 | 0 | 0 | 0 | 0 | 0 | 0 | 0 | 0 | 0 | 0 | 0 | 0 | 0 | 0 | 0 | 0 | 0 | 0 | 0 | 0 | 0 | 0 | 0 | 0 | 170 | Scrubber / SCR / DSI | Wet Scrubber
976_B_123 | MIS_IL | Illinois | 17 | Williamson | 199 | 976 | 123 | Marion | 11733 | 2003 | 9999 | O/G Steam | FBC | wet | SNCR | CF |  | Fossil | B | 2025 | NaturalGas |  | 0.087324 | 0.013434 | 0.67514 | 0.7759 | 0 | 0 | 0 | 0 | 0 | 0 | 0 | 0 | 0 | 0 | 0 | 0 | 7.4426 | 1.145 | 57.5419 | 66.1295 | 5.112 | 0.78645 | 39.5226 | 45.4211 | 6.1087e-09 | 9.398e-10 | 4.722e-08 | 5.4269e-08 | 0.0036628 | 0.00056351 | 0.028319 | 0.032545 | 0 | 0 | 0 | 0 | 0 | 0 | 0 | 0 | 2.3711 | 0.011116 | 0.0017102 | 0.085945 | 0.098771 | 0.32806 | 0.047784 | 2.4081 | 2.784 | 0 | 120 | SNCR
972_G_9 | PJM_COMD | Illinois | 17 | Cook | 31 | 972 | 9 | Winnetka | 11005 | 1979 | 9999 | Combustion Turbine | [5 empty] | Fossil | G | 2025 | Oil |  | 0 | 0 | 0 | 0 | 0 | 0 | 0 | 0 | 0 | 0 | 0 | 0 | 0 | 0 | 0 | 0 | 0 | 0 | 0 | 0 | 0 | 0 | 0 | 0 | 0 | 0 | 0 | 0 | 0 | 0 | 0 | 0 | 0 | 0 | 0 | 0 | 0 | 0 | 0 | 0 | 0.04862 | 0 | 0 | 0 | 0 | 0 | 0 | 0 | 0 | 0 | 2.6
972_G_8 | PJM_COMD | Illinois | 17 | Cook | 31 | 972 | 8 | Winnetka | 10972 | 1979 | 9999 | Combustion Turbine | [5 empty] | Fossil | G | 2025 | Oil |  | 0 | 0 | 0 | 0 | 0 | 0 | 0 | 0 | 0 | 0 | 0 | 0 | 0 | 0 | 0 | 0 | 0 | 0 | 0 | 0 | 0 | 0 | 0 | 0 | 0 | 0 | 0 | 0 | 0 | 0 | 0 | 0 | 0 | 0 | 0 | 0 | 0 | 0 | 0 | 0 | 0.04862 | 0 | 0 | 0 | 0 | 0 | 0 | 0 | 0 | 0 | 2.6
972_B_8 | PJM_COMD | Illinois | 17 | Cook | 31 | 972 | 8 | Winnetka | 14500 | 1958 | 9999 | O/G Steam | [5 empty] | Fossil | B | 2025 | NaturalGas |  | 0 | 0 | 0.016081 | 0.016081 | 0 | 0 | 0 | 0 | 0 | 0 | 0 | 0 | 0 | 0 | 0 | 0 | 0 | 0 | 1.109 | 1.109 | 0 | 0 | 0.94138 | 0.94138 | 0 | 0 | 1.1253e-09 | 1.1253e-09 | 0 | 0 | 0.0018899 | 0.0018899 | 0 | 0 | 0 | 0 | 0 | 0 | 0 | 0 | 0.26409 | 0 | 0 | 0.0011086 | 0.0011086 | 0 | 0 | 0.057358 | 0.057358 | 0 | 7
972_B_7 | PJM_COMD | Illinois | 17 | Cook | 31 | 972 | 7 | Winnetka | 14500 | 1948 | 9999 | O/G Steam | [5 empty] | Fossil | B | 2025 | NaturalGas |  | 0 | 0 | 0.016081 | 0.016081 | 0 | 0 | 0 | 0 | 0 | 0 | 0 | 0 | 0 | 0 | 0 | 0 | 0 | 0 | 1.109 | 1.109 | 0 | 0 | 0.94138 | 0.94138 | 0 | 0 | 1.1253e-09 | 1.1253e-09 | 0 | 0 | 0.0018899 | 0.0018899 | 0 | 0 | 0 | 0 | 0 | 0 | 0 | 0 | 0.26409 | 0 | 0 | 0.0011086 | 0.0011086 | 0 | 0 | 0.057358 | 0.057358 | 0 | 7
972_B_5 | PJM_COMD | Illinois | 17 | Cook | 31 | 972 | 5 | Winnetka | 14500 | 1938 | 9999 | O/G Steam | [5 empty] | Fossil | B | 2025 | NaturalGas |  | 0 | 0 | 0.016081 | 0.016081 | 0 | 0 | 0 | 0 | 0 | 0 | 0 | 0 | 0 | 0 | 0 | 0 | 0 | 0 | 1.109 | 1.109 | 0 | 0 | 0.94138 | 0.94138 | 0 | 0 | 1.1253e-09 | 1.1253e-09 | 0 | 0 | 0.0018899 | 0.0018899 | 0 | 0 | 0 | 0 | 0 | 0 | 0 | 0 | 0.26409 | 0 | 0 | 0.0011086 | 0.0011086 | 0 | 0 | 0.057358 | 0.057358 | 0 | 7
972_B_4 | PJM_COMD | Illinois | 17 | Cook | 31 | 972 | 4 | Winnetka | 14500 | 1958 | 9999 | O/G Steam | [5 empty] | Fossil | B | 2025 | NaturalGas |  | 0 | 0 | 0.016081 | 0.016081 | 0 | 0 | 0 | 0 | 0 | 0 | 0 | 0 | 0 | 0 | 0 | 0 | 0 | 0 | 1.109 | 1.109 | 0 | 0 | 0.94138 | 0.94138 | 0 | 0 | 1.1253e-09 | 1.1253e-09 | 0 | 0 | 0.0018899 | 0.0018899 | 0 | 0 | 0 | 0 | 0 | 0 | 0 | 0 | 0.26409 | 0 | 0 | 0.0011086 | 0.0011086 | 0 | 0 | 0.057358 | 0.057358 | 0 | 7
971_G_9 | MIS_IL | Illinois | 17 | Monroe | 133 | 971 | 9 | Waterloo | 10745 | 1996 | 9999 | Combustion Turbine | [5 empty] | Fossil | G | 2025 | NaturalGas |  | 0.0013643 | 0 | 0.0064774 | 0.0078417 | 0 | 0 | 0 | 0 | 0 | 0 | 0 | 0 | 0 | 0 | 0 | 0 | 0.12697 | 0 | 0.60283 | 0.7298 | 0.079866 | 0 | 0.37919 | 0.45905 | 9.555e-11 | 0 | 4.5333e-10 | 5.4888e-10 | 0.00049899 | 0 | 0.002369 | 0.002868 | 0 | 0 | 0 | 0 | 0 | 0 | 0 | 0 | 0.03366 | 0.0017414 | 0 | 0.0067731 | 0.0085145 | 0.0051255 | 0 | 0.023104 | 0.028229 | 0 | 1.8
971_G_8 | MIS_IL | Illinois | 17 | Monroe | 133 | 971 | 8 | Waterloo | 11677 | 1973 | 9999 | Combustion Turbine | [5 empty] | Fossil | G | 2025 | Oil |  | 0 | 0 | 0 | 0 | 0 | 0 | 0 | 0 | 0 | 0 | 0 | 0 | 0 | 0 | 0 | 0 | 0 | 0 | 0 | 0 | 0 | 0 | 0 | 0 | 0 | 0 | 0 | 0 | 0 | 0 | 0 | 0 | 0 | 0 | 0 | 0 | 0 | 0 | 0 | 0 | 0.062618 | 0 | 0 | 0 | 0 | 0 | 0 | 0 | 0 | 0 | 2.4
971_G_7 | MIS_IL | Illinois | 17 | Monroe | 133 | 971 | 7 | Waterloo | 12107 | 1959 | 9999 | Combustion Turbine | [5 empty] | Fossil | G | 2025 | NaturalGas |  | 0 | 0 | 0.006082 | 0.006082 | 0 | 0 | 0 | 0 | 0 | 0 | 0 | 0 | 0 | 0 | 0 | 0 | 0 | 0 | 0.50236 | 0.50236 | 0 | 0 | 0.35604 | 0.35604 | 0 | 0 | 4.258e-10 | 4.258e-10 | 0 | 0 | 0.0022244 | 0.0022244 | 0 | 0 | 0 | 0 | 0 | 0 | 0 | 0 | 0.02805 | 0 | 0 | 0.0056443 | 0.0056443 | 0 | 0 | 0.021694 | 0.021694 | 0 | 1.5
971_G_6 | MIS_IL | Illinois | 17 | Monroe | 133 | 971 | 6 | Waterloo | 13975 | 1950 | 9999 | Combustion Turbine | [5 empty] | Fossil | G | 2025 | Oil |  | 0 | 0 | 0 | 0 | 0 | 0 | 0 | 0 | 0 | 0 | 0 | 0 | 0 | 0 | 0 | 0 | 0 | 0 | 0 | 0 | 0 | 0 | 0 | 0 | 0 | 0 | 0 | 0 | 0 | 0 | 0 | 0 | 0 | 0 | 0 | 0 | 0 | 0 | 0 | 0 | 0.013045 | 0 | 0 | 0 | 0 | 0 | 0 | 0 | 0 | 0 | 0.5
971_G_5 | MIS_IL | Illinois | 17 | Monroe | 133 | 971 | 5 | Waterloo | 14465 | 1950 | 9999 | Combustion Turbine | [5 empty] | Fossil | G | 2025 | Oil |  | 0 | 0 | 0 | 0 | 0 | 0 | 0 | 0 | 0 | 0 | 0 | 0 | 0 | 0 | 0 | 0 | 0 | 0 | 0 | 0 | 0 | 0 | 0 | 0 | 0 | 0 | 0 | 0 | 0 | 0 | 0 | 0 | 0 | 0 | 0 | 0 | 0 | 0 | 0 | 0 | 0.010436 | 0 | 0 | 0 | 0 | 0 | 0 | 0 | 0 | 0 | 0.4
971_G_4 | MIS_IL | Illinois | 17 | Monroe | 133 | 971 | 4 | Waterloo | 11947 | 1963 | 9999 | Combustion Turbine | [5 empty] | Fossil | G | 2025 | NaturalGas |  | 0 | 0 | 0.007202 | 0.007202 | 0 | 0 | 0 | 0 | 0 | 0 | 0 | 0 | 0 | 0 | 0 | 0 | 0 | 0 | 0.60283 | 0.60283 | 0 | 0 | 0.4216 | 0.4216 | 0 | 0 | 5.0421e-10 | 5.0421e-10 | 0 | 0 | 0.002634 | 0.002634 | 0 | 0 | 0 | 0 | 0 | 0 | 0 | 0 | 0.03366 | 0 | 0 | 0.0067731 | 0.0067731 | 0 | 0 | 0.025688 | 0.025688 | 0 | 1.8
971_G_3 | MIS_IL | Illinois | 17 | Monroe | 133 | 971 | 3 | Waterloo | 16384 | 1946 | 9999 | Combustion Turbine | [5 empty] | Fossil | G | 2025 | Oil |  | 0 | 0 | 0 | 0 | 0 | 0 | 0 | 0 | 0 | 0 | 0 | 0 | 0 | 0 | 0 | 0 | 0 | 0 | 0 | 0 | 0 | 0 | 0 | 0 | 0 | 0 | 0 | 0 | 0 | 0 | 0 | 0 | 0 | 0 | 0 | 0 | 0 | 0 | 0 | 0 | 0.0052182 | 0 | 0 | 0 | 0 | 0 | 0 | 0 | 0 | 0 | 0.2
971_G_2 | MIS_IL | Illinois | 17 | Monroe | 133 | 971 | 2 | Waterloo | 16384 | 1954 | 9999 | Combustion Turbine | [5 empty] | Fossil | G | 2025 | Oil |  | 0 | 0 | 0 | 0 | 0 | 0 | 0 | 0 | 0 | 0 | 0 | 0 | 0 | 0 | 0 | 0 | 0 | 0 | 0 | 0 | 0 | 0 | 0 | 0 | 0 | 0 | 0 | 0 | 0 | 0 | 0 | 0 | 0 | 0 | 0 | 0 | 0 | 0 | 0 | 0 | 0.0052182 | 0 | 0 | 0 | 0 | 0 | 0 | 0 | 0 | 0 | 0.2
971_G_13 | MIS_IL | Illinois | 17 | Monroe | 133 | 971 | 13 | Waterloo | 12602 | 2012 | 9999 | Combustion Turbine | [5 empty] | Fossil | G | 2025 | NaturalGas |  | 0 | 0 | 0.0059417 | 0.0059417 | 0 | 0 | 0 | 0 | 0 | 0 | 0 | 0 | 0 | 0 | 0 | 0 | 0 | 0 | 0.47149 | 0.47149 | 0 | 0 | 0.34783 | 0.34783 | 0 | 0 | 4.155e-10 | 4.155e-10 | 0 | 0 | 0.00047944 | 0.00047944 | 0 | 0 | 0 | 0 | 0 | 0 | 0 | 0 | 0.12342 | 0 | 0 | 0.0070899 | 0.0070899 | 0 | 0 | 0.021193 | 0.021193 | 0 | 6.6
971_G_12 | MIS_IL | Illinois | 17 | Monroe | 133 | 971 | 12 | Waterloo | 12612 | 2002 | 9999 | Combustion Turbine | [5 empty] | Fossil | G | 2025 | NaturalGas |  | 0 | 0 | 0.0059464 | 0.0059464 | 0 | 0 | 0 | 0 | 0 | 0 | 0 | 0 | 0 | 0 | 0 | 0 | 0 | 0 | 0.47149 | 0.47149 | 0 | 0 | 0.3481 | 0.3481 | 0 | 0 | 4.165e-10 | 4.165e-10 | 0 | 0 | 0.00047984 | 0.00047984 | 0 | 0 | 0 | 0 | 0 | 0 | 0 | 0 | 0.12342 | 0 | 0 | 0.0070899 | 0.0070899 | 0 | 0 | 0.02121 | 0.02121 | 0 | 6.6
971_G_11 | MIS_IL | Illinois | 17 | Monroe | 133 | 971 | 11 | Waterloo | 10745 | 1996 | 9999 | Combustion Turbine | [5 empty] | Fossil | G | 2025 | NaturalGas |  | 0.0013643 | 0 | 0.0064774 | 0.0078417 | 0 | 0 | 0 | 0 | 0 | 0 | 0 | 0 | 0 | 0 | 0 | 0 | 0.12697 | 0 | 0.60283 | 0.7298 | 0.079866 | 0 | 0.37919 | 0.45905 | 9.555e-11 | 0 | 4.5333e-10 | 5.4888e-10 | 0.00049899 | 0 | 0.002369 | 0.002868 | 0 | 0 | 0 | 0 | 0 | 0 | 0 | 0 | 0.03366 | 0.0017414 | 0 | 0.0067731 | 0.0085145 | 0.0051255 | 0 | 0.023104 | 0.028229 | 0 | 1.8
971_G_10 | MIS_IL | Illinois | 17 | Monroe | 133 | 971 | 10 | Waterloo | 10745 | 1996 | 9999 | Combustion Turbine | [5 empty] | Fossil | G | 2025 | NaturalGas |  | 0.0013643 | 0 | 0.0064774 | 0.0078417 | 0 | 0 | 0 | 0 | 0 | 0 | 0 | 0 | 0 | 0 | 0 | 0 | 0.12697 | 0 | 0.60283 | 0.7298 | 0.079866 | 0 | 0.37919 | 0.45905 | 9.555e-11 | 0 | 4.5333e-10 | 5.4888e-10 | 0.00049899 | 0 | 0.002369 | 0.002868 | 0 | 0 | 0 | 0 | 0 | 0 | 0 | 0 | 0.03366 | 0.0017414 | 0 | 0.0067731 | 0.0085145 | 0.0051255 | 0 | 0.023104 | 0.028229 | 0 | 1.8
971_G_1 | MIS_IL | Illinois | 17 | Monroe | 133 | 971 | 1 | Waterloo | 11547 | 1970 | 9999 | Combustion Turbine | [5 empty] | Fossil | G | 2025 | NaturalGas |  | 0 | 0 | 0.010441 | 0.010441 | 0 | 0 | 0 | 0 | 0 | 0 | 0 | 0 | 0 | 0 | 0 | 0 | 0 | 0 | 0.90424 | 0.90424 | 0 | 0 | 0.61123 | 0.61123 | 0 | 0 | 7.3099e-10 | 7.3099e-10 | 0 | 0 | 0.0038187 | 0.0038187 | 0 | 0 | 0 | 0 | 0 | 0 | 0 | 0 | 0.05049 | 0 | 0 | 0.01016 | 0.01016 | 0 | 0 | 0.037242 | 0.037242 | 0 | 2.7
969_G_9 | MIS_IL | Illinois | 17 | Moultrie | 139 | 969 | 9 | Sullivan (IL) | 12347 | 1971 | 9999 | Combustion Turbine | [5 empty] | Fossil | G | 2025 | NaturalGas |  | 0 | 0 | 0.0020801 | 0.0020801 | 0 | 0 | 0 | 0 | 0 | 0 | 0 | 0 | 0 | 0 | 0 | 0 | 0 | 0 | 0.16847 | 0.16847 | 0 | 0 | 0.12177 | 0.12177 | 0 | 0 | 1.4559e-10 | 1.4559e-10 | 0 | 0 | 0.00076075 | 0.00076075 | 0 | 0 | 0 | 0 | 0 | 0 | 0 | 0 | 0.0574 | 0 | 0 | 0.0025333 | 0.0025333 | 0 | 0 | 0.0074192 | 0.0074192 | 0 | 2.2
969_G_6 | MIS_IL | Illinois | 17 | Moultrie | 139 | 969 | 6 | Sullivan (IL) | 15188 | 1946 | 9999 | Combustion Turbine | [5 empty] | Fossil | G | 2025 | NaturalGas |  | 0 | 0 | 0.00069782 | 0.00069782 | 0 | 0 | 0 | 0 | 0 | 0 | 0 | 0 | 0 | 0 | 0 | 0 | 0 | 0 | 0.045945 | 0.045945 | 0 | 0 | 0.04085 | 0.04085 | 0 | 0 | 4.8842e-11 | 4.8842e-11 | 0 | 0 | 0.00025522 | 0.00025522 | 0 | 0 | 0 | 0 | 0 | 0 | 0 | 0 | 0.015654 | 0 | 0 | 0.0006909 | 0.0006909 | 0 | 0 | 0.002489 | 0.002489 | 0 | 0.6
969_G_5 | MIS_IL | Illinois | 17 | Moultrie | 139 | 969 | 5 | Sullivan (IL) | 13762 | 1948 | 9999 | Combustion Turbine | [5 empty] | Fossil | G | 2025 | Oil |  | 0 | 0 | 0 | 0 | 0 | 0 | 0 | 0 | 0 | 0 | 0 | 0 | 0 | 0 | 0 | 0 | 0 | 0 | 0 | 0 | 0 | 0 | 0 | 0 | 0 | 0 | 0 | 0 | 0 | 0 | 0 | 0 | 0 | 0 | 0 | 0 | 0 | 0 | 0 | 0 | 0.02057 | 0 | 0 | 0 | 0 | 0 | 0 | 0 | 0 | 0 | 1.1
969_G_4 | MIS_IL | Illinois | 17 | Moultrie | 139 | 969 | 4 | Sullivan (IL) | 14221 | 1951 | 9999 | Combustion Turbine | [5 empty] | Fossil | G | 2025 | NaturalGas |  | 0 | 0 | 0.00098009 | 0.00098009 | 0 | 0 | 0 | 0 | 0 | 0 | 0 | 0 | 0 | 0 | 0 | 0 | 0 | 0 | 0.068918 | 0.068918 | 0 | 0 | 0.057374 | 0.057374 | 0 | 0 | 6.8598e-11 | 6.8598e-11 | 0 | 0 | 0.00035845 | 0.00035845 | 0 | 0 | 0 | 0 | 0 | 0 | 0 | 0 | 0.023482 | 0 | 0 | 0.0010363 | 0.0010363 | 0 | 0 | 0.0034958 | 0.0034958 | 0 | 0.9
969_G_3 | MIS_IL | Illinois | 17 | Moultrie | 139 | 969 | 3 | Sullivan (IL) | 13388 | 1956 | 9999 | Combustion Turbine | [5 empty] | Fossil | G | 2025 | NaturalGas |  | 0 | 0 | 0.0013328 | 0.0013328 | 0 | 0 | 0 | 0 | 0 | 0 | 0 | 0 | 0 | 0 | 0 | 0 | 0 | 0 | 0.099549 | 0.099549 | 0 | 0 | 0.07802 | 0.07802 | 0 | 0 | 9.3282e-11 | 9.3282e-11 | 0 | 0 | 0.00048744 | 0.00048744 | 0 | 0 | 0 | 0 | 0 | 0 | 0 | 0 | 0.033918 | 0 | 0 | 0.0014969 | 0.0014969 | 0 | 0 | 0.0047537 | 0.0047537 | 0 | 1.3
969_G_2 | MIS_IL | Illinois | 17 | Moultrie | 139 | 969 | 2 | Sullivan (IL) | 12511 | 1961 | 9999 | Combustion Turbine | [5 empty] | Fossil | G | 2025 | NaturalGas |  | 0 | 0 | 0.0019161 | 0.0019161 | 0 | 0 | 0 | 0 | 0 | 0 | 0 | 0 | 0 | 0 | 0 | 0 | 0 | 0 | 0.15315 | 0.15315 | 0 | 0 | 0.11217 | 0.11217 | 0 | 0 | 1.3411e-10 | 1.3411e-10 | 0 | 0 | 0.00070078 | 0.00070078 | 0 | 0 | 0 | 0 | 0 | 0 | 0 | 0 | 0.052182 | 0 | 0 | 0.002303 | 0.002303 | 0 | 0 | 0.0068343 | 0.0068343 | 0 | 2
969_G_15 | MIS_IL | Illinois | 17 | Moultrie | 139 | 969 | 15 | Sullivan (IL) | 10745 | 2012 | 9999 | Combustion Turbine | [5 empty] | Fossil | G | 2025 | Oil |  | 0 | 0 | 0 | 0 | 0 | 0 | 0 | 0 | 0 | 0 | 0 | 0 | 0 | 0 | 0 | 0 | 0 | 0 | 0 | 0 | 0 | 0 | 0 | 0 | 0 | 0 | 0 | 0 | 0 | 0 | 0 | 0 | 0 | 0 | 0 | 0 | 0 | 0 | 0 | 0 | 0.04301 | 0 | 0 | 0 | 0 | 0 | 0 | 0 | 0 | 0 | 2.3
969_G_14 | MIS_IL | Illinois | 17 | Moultrie | 139 | 969 | 14 | Sullivan (IL) | 10745 | 2012 | 9999 | Combustion Turbine | [5 empty] | Fossil | G | 2025 | Oil |  | 0 | 0 | 0 | 0 | 0 | 0 | 0 | 0 | 0 | 0 | 0 | 0 | 0 | 0 | 0 | 0 | 0 | 0 | 0 | 0 | 0 | 0 | 0 | 0 | 0 | 0 | 0 | 0 | 0 | 0 | 0 | 0 | 0 | 0 | 0 | 0 | 0 | 0 | 0 | 0 | 0.04301 | 0 | 0 | 0 | 0 | 0 | 0 | 0 | 0 | 0 | 2.3
969_G_13 | MIS_IL | Illinois | 17 | Moultrie | 139 | 969 | 13 | Sullivan (IL) | 10745 | 2012 | 9999 | Combustion Turbine | [5 empty] | Fossil | G | 2025 | Oil |  | 0 | 0 | 0 | 0 | 0 | 0 | 0 | 0 | 0 | 0 | 0 | 0 | 0 | 0 | 0 | 0 | 0 | 0 | 0 | 0 | 0 | 0 | 0 | 0 | 0 | 0 | 0 | 0 | 0 | 0 | 0 | 0 | 0 | 0 | 0 | 0 | 0 | 0 | 0 | 0 | 0.04301 | 0 | 0 | 0 | 0 | 0 | 0 | 0 | 0 | 0 | 2.3
969_G_12 | MIS_IL | Illinois | 17 | Moultrie | 139 | 969 | 12 | Sullivan (IL) | 13972 | 1996 | 9999 | Combustion Turbine | [5 empty] | Fossil | G | 2025 | NaturalGas |  | 0 | 0 | 0.0010699 | 0.0010699 | 0 | 0 | 0 | 0 | 0 | 0 | 0 | 0 | 0 | 0 | 0 | 0 | 0 | 0 | 0.076576 | 0.076576 | 0 | 0 | 0.062633 | 0.062633 | 0 | 0 | 7.4885e-11 | 7.4885e-11 | 0 | 0 | 0.00039131 | 0.00039131 | 0 | 0 | 0 | 0 | 0 | 0 | 0 | 0 | 0.026091 | 0 | 0 | 0.0011515 | 0.0011515 | 0 | 0 | 0.0038162 | 0.0038162 | 0 | 1
969_G_11 | MIS_IL | Illinois | 17 | Moultrie | 139 | 969 | 11 | Sullivan (IL) | 12511 | 1996 | 9999 | Combustion Turbine | [5 empty] | Fossil | G | 2025 | NaturalGas |  | 0 | 0 | 0.0019161 | 0.0019161 | 0 | 0 | 0 | 0 | 0 | 0 | 0 | 0 | 0 | 0 | 0 | 0 | 0 | 0 | 0.15315 | 0.15315 | 0 | 0 | 0.11217 | 0.11217 | 0 | 0 | 1.3411e-10 | 1.3411e-10 | 0 | 0 | 0.00070078 | 0.00070078 | 0 | 0 | 0 | 0 | 0 | 0 | 0 | 0 | 0.052182 | 0 | 0 | 0.002303 | 0.002303 | 0 | 0 | 0.0068343 | 0.0068343 | 0 | 2
969_G_10 | MIS_IL | Illinois | 17 | Moultrie | 139 | 969 | 10 | Sullivan (IL) | 12347 | 1971 | 9999 | Combustion Turbine | [5 empty] | Fossil | G | 2025 | NaturalGas |  | 0 | 0 | 0.0020801 | 0.0020801 | 0 | 0 | 0 | 0 | 0 | 0 | 0 | 0 | 0 | 0 | 0 | 0 | 0 | 0 | 0.16847 | 0.16847 | 0 | 0 | 0.12177 | 0.12177 | 0 | 0 | 1.4559e-10 | 1.4559e-10 | 0 | 0 | 0.00076075 | 0.00076075 | 0 | 0 | 0 | 0 | 0 | 0 | 0 | 0 | 0.0574 | 0 | 0 | 0.0025333 | 0.0025333 | 0 | 0 | 0.0074192 | 0.0074192 | 0 | 2.2
969_G_1 | MIS_IL | Illinois | 17 | Moultrie | 139 | 969 | 1 | Sullivan (IL) | 11383 | 1974 | 9999 | Combustion Turbine | [5 empty] | Fossil | G | 2025 | NaturalGas |  | 0 | 0 | 0.016392 | 0.016392 | 0 | 0 | 0 | 0 | 0 | 0 | 0 | 0 | 0 | 0 | 0 | 0 | 0 | 0 | 1.4401 | 1.4401 | 0 | 0 | 0.95962 | 0.95962 | 0 | 0 | 1.147e-09 | 1.147e-09 | 0 | 0 | 0.0059953 | 0.0059953 | 0 | 0 | 0 | 0 | 0 | 0 | 0 | 0 | 0.08041 | 0 | 0 | 0.01618 | 0.01618 | 0 | 0 | 0.058469 | 0.058469 | 0 | 4.3
965_G_1 | MIS_IL | Illinois | 17 | Sangamon | 167 | 965 | 1 | Reynolds | 21331 | 1970 | 9999 | Combustion Turbine | [5 empty] | Fossil | G | 2025 | Oil |  | 0 | 0 | 0 | 0 | 0 | 0 | 0 | 0 | 0 | 0 | 0 | 0 | 0 | 0 | 0 | 0 | 0 | 0 | 0 | 0 | 0 | 0 | 0 | 0 | 0 | 0 | 0 | 0 | 0 | 0 | 0 | 0 | 0 | 0 | 0 | 0 | 0 | 0 | 0 | 0 | 0.2618 | 0 | 0 | 0 | 0 | 0 | 0 | 0 | 0 | 0 | 14
964_G_D3 | MIS_IL | Illinois | 17 | Sangamon | 167 | 964 | D3 | Lakeside | 12648 | 2002 | 9999 | Combustion Turbine | [5 empty] | Fossil | G | 2025 | Oil |  | 0 | 0 | 0 | 0 | 0 | 0 | 0 | 0 | 0 | 0 | 0 | 0 | 0 | 0 | 0 | 0 | 0 | 0 | 0 | 0 | 0 | 0 | 0 | 0 | 0 | 0 | 0 | 0 | 0 | 0 | 0 | 0 | 0 | 0 | 0 | 0 | 0 | 0 | 0 | 0 | 0.03179 | 0 | 0 | 0 | 0 | 0 | 0 | 0 | 0 | 0 | 1.7
964_G_D2 | MIS_IL | Illinois | 17 | Sangamon | 167 | 964 | D2 | Lakeside | 12648 | 2002 | 9999 | Combustion Turbine | [5 empty] | Fossil | G | 2025 | Oil |  | 0 | 0 | 0 | 0 | 0 | 0 | 0 | 0 | 0 | 0 | 0 | 0 | 0 | 0 | 0 | 0 | 0 | 0 | 0 | 0 | 0 | 0 | 0 | 0 | 0 | 0 | 0 | 0 | 0 | 0 | 0 | 0 | 0 | 0 | 0 | 0 | 0 | 0 | 0 | 0 | 0.03179 | 0 | 0 | 0 | 0 | 0 | 0 | 0 | 0 | 0 | 1.7
964_G_D1 | MIS_IL | Illinois | 17 | Sangamon | 167 | 964 | D1 | Lakeside | 11312 | 2002 | 9999 | Combustion Turbine | [5 empty] | Fossil | G | 2025 | Oil |  | 0 | 0 | 0 | 0 | 0 | 0 | 0 | 0 | 0 | 0 | 0 | 0 | 0 | 0 | 0 | 0 | 0 | 0 | 0 | 0 | 0 | 0 | 0 | 0 | 0 | 0 | 0 | 0 | 0 | 0 | 0 | 0 | 0 | 0 | 0 | 0 | 0 | 0 | 0 | 0 | 0.03179 | 0 | 0 | 0 | 0 | 0 | 0 | 0 | 0 | 0 | 1.7
963_G_2 | MIS_IL | Illinois | 17 | Sangamon | 167 | 963 | 2 | Dallman | 11556 | 1972 | 9999 | Coal Steam | cyclone | wet | ESPC + Wet Scrubber + SCR |  | Wet Scrubber | Fossil | G | 2025 | Coal |  | 1.3589 | 1.842 | 2.423 | 5.6239 | 1.3589 | 1.842 | 2.423 | 5.6239 | 0 | 0 | 0 | 0 | 0 | 0 | 0 | 0 | 117.5916 | 159.4019 | 209.6727 | 486.6662 | 142.1751 | 192.7263 | 253.5066 | 588.408 | 0.00045746 | 0.00062012 | 0.00081568 | 0.0018933 | 0.068264 | 0.092535 | 0.12172 | 0.28252 | 0.15292 | 0.20729 | 0.27266 | 0.63286 | 0.00067951 | 0.00092111 | 0.0012115 | 0.0028121 | 3.4351 | 0.6502 | 0.88138 | 1.1593 | 2.6909 | 2.0614 | 2.7944 | 3.6756 | 8.5314 | 0 | 65 | Scrubber / SCR | Wet Scrubber
963_G_1 | MIS_IL | Illinois | 17 | Sangamon | 167 | 963 | 1 | Dallman | 11481 | 1968 | 9999 | Coal Steam | cyclone | wet | ESPC + Wet Scrubber + SCR |  | Wet Scrubber | Fossil | G | 2025 | Coal |  | 1.5162 | 2.0553 | 2.7035 | 6.2751 | 1.5162 | 2.0553 | 2.7035 | 6.2751 | 0 | 0 | 0 | 0 | 0 | 0 | 0 | 0 | 132.0644 | 179.0206 | 235.4785 | 546.5636 | 158.6373 | 215.0417 | 282.8596 | 656.5386 | 0.00051043 | 0.00069192 | 0.00091013 | 0.0021125 | 0.074394 | 0.10085 | 0.13265 | 0.30789 | 0.17062 | 0.23129 | 0.30423 | 0.70614 | 0.00075806 | 0.0010276 | 0.0013516 | 0.0031373 | 4.4487 | 0.72133 | 0.97781 | 1.2862 | 2.9853 | 2.3001 | 3.1179 | 4.1012 | 9.5193 | 0 | 73 | Scrubber / SCR | Wet Scrubber
963_B_41 | MIS_IL | Illinois | 17 | Sangamon | 167 | 963 | 41 | Dallman | 11394 | 2009 | 9999 | Coal Steam | wall | wet | ESPC + Bag House + Wet Scrubber + SCR + ACI | LNB + OFA | Wet Scrubber | Fossil | B | 2025 | Coal |  | 3.8923 | 5.2763 | 7.2158 | 16.3844 | 3.8923 | 5.2763 | 7.2158 | 16.3844 | 0 | 0 | 0 | 0 | 0 | 0 | 0 | 0 | 341.6114 | 463.0733 | 633.3008 | 1437.9855 | 403.293 | 546.6861 | 747.65 | 1697.6291 | 0.0010572 | 0.0014331 | 0.00196 | 0.0044503 | 0.13067 | 0.17712 | 0.24224 | 0.55002 | 0.2173 | 0.29456 | 0.40284 | 0.91469 | 0.0019962 | 0.002706 | 0.0037009 | 0.008403 | 9.0575 | 2.2582 | 3.0611 | 4.1863 | 9.5056 | 5.8558 | 7.9378 | 10.8558 | 24.6493 | 0 | 208 | Scrubber / SCR / Mercury Control | Wet Scrubber
963_B_33 | MIS_IL | Illinois | 17 | Sangamon | 167 | 963 | 33 | Dallman | 11408 | 1978 | 9999 | Coal Steam | tangential | wet | ESPC + Wet Scrubber + SCR |  | Wet Scrubber | Fossil | B | 2025 | Coal |  | 3.8116 | 5.1668 | 6.9273 | 15.9056 | 3.8116 | 5.1668 | 6.9273 | 15.9056 | 0 | 0 | 0 | 0 | 0 | 0 | 0 | 0 | 334.1122 | 452.9077 | 607.2287 | 1394.2486 | 393.0473 | 532.7974 | 714.3396 | 1640.1842 | 0.0012831 | 0.0017394 | 0.002332 | 0.0053545 | 0.11791 | 0.15983 | 0.21429 | 0.49204 | 0.30024 | 0.407 | 0.54567 | 1.2529 | 0.0019058 | 0.0025834 | 0.0034635 | 0.0079527 | 9.961 | 1.8247 | 2.4735 | 3.3163 | 7.6144 | 5.7821 | 7.838 | 10.5086 | 24.1287 | 0 | 188 | Scrubber / SCR | Wet Scrubber
961_G_2 | PJM_COMD | Illinois | 17 | Ogle | 141 | 961 | 2 | South Main Street | 18000 | 1967 | 9999 | Combustion Turbine | [5 empty] | Fossil | G | 2025 | Oil |  | 0 | 0 | 0 | 0 | 0 | 0 | 0 | 0 | 0 | 0 | 0 | 0 | 0 | 0 | 0 | 0 | 0 | 0 | 0 | 0 | 0 | 0 | 0 | 0 | 0 | 0 | 0 | 0 | 0 | 0 | 0 | 0 | 0 | 0 | 0 | 0 | 0 | 0 | 0 | 0 | 0.0374 | 0 | 0 | 0 | 0 | 0 | 0 | 0 | 0 | 0 | 2
961_G_18 | PJM_COMD | Illinois | 17 | Ogle | 141 | 961 | 18 | South Main Street | 10745 | 2016 | 9999 | Combustion Turbine | [5 empty] | Fossil | G | 2025 | NaturalGas |  | 0 | 0 | 0.0063882 | 0.0063882 | 0 | 0 | 0 | 0 | 0 | 0 | 0 | 0 | 0 | 0 | 0 | 0 | 0 | 0 | 0.59452 | 0.59452 | 0 | 0 | 0.37396 | 0.37396 | 0 | 0 | 4.4708e-10 | 4.4708e-10 | 0 | 0 | 0.0023364 | 0.0023364 | 0 | 0 | 0 | 0 | 0 | 0 | 0 | 0 | 0.03366 | 0 | 0 | 0.0066798 | 0.0066798 | 0 | 0 | 0.022785 | 0.022785 | 0 | 1.8
961_G_17 | PJM_COMD | Illinois | 17 | Ogle | 141 | 961 | 17 | South Main Street | 10745 | 2016 | 9999 | Combustion Turbine | [5 empty] | Fossil | G | 2025 | NaturalGas |  | 0 | 0 | 0.0063882 | 0.0063882 | 0 | 0 | 0 | 0 | 0 | 0 | 0 | 0 | 0 | 0 | 0 | 0 | 0 | 0 | 0.59452 | 0.59452 | 0 | 0 | 0.37396 | 0.37396 | 0 | 0 | 4.4708e-10 | 4.4708e-10 | 0 | 0 | 0.0023364 | 0.0023364 | 0 | 0 | 0 | 0 | 0 | 0 | 0 | 0 | 0.03366 | 0 | 0 | 0.0066798 | 0.0066798 | 0 | 0 | 0.022785 | 0.022785 | 0 | 1.8
961_G_16 | PJM_COMD | Illinois | 17 | Ogle | 141 | 961 | 16 | South Main Street | 10745 | 2016 | 9999 | Combustion Turbine | [5 empty] | Fossil | G | 2025 | NaturalGas |  | 0 | 0 | 0.0063882 | 0.0063882 | 0 | 0 | 0 | 0 | 0 | 0 | 0 | 0 | 0 | 0 | 0 | 0 | 0 | 0 | 0.59452 | 0.59452 | 0 | 0 | 0.37396 | 0.37396 | 0 | 0 | 4.4708e-10 | 4.4708e-10 | 0 | 0 | 0.0023364 | 0.0023364 | 0 | 0 | 0 | 0 | 0 | 0 | 0 | 0 | 0.03366 | 0 | 0 | 0.0066798 | 0.0066798 | 0 | 0 | 0.022785 | 0.022785 | 0 | 1.8
961_G_15 | PJM_COMD | Illinois | 17 | Ogle | 141 | 961 | 15 | South Main Street | 23762 | 2014 | 9999 | Combustion Turbine | [5 empty] | Fossil | G | 2025 | Oil |  | 0 | 0 | 0 | 0 | 0 | 0 | 0 | 0 | 0 | 0 | 0 | 0 | 0 | 0 | 0 | 0 | 0 | 0 | 0 | 0 | 0 | 0 | 0 | 0 | 0 | 0 | 0 | 0 | 0 | 0 | 0 | 0 | 0 | 0 | 0 | 0 | 0 | 0 | 0 | 0 | 0.03366 | 0 | 0 | 0 | 0 | 0 | 0 | 0 | 0 | 0 | 1.8
961_G_14 | PJM_COMD | Illinois | 17 | Ogle | 141 | 961 | 14 | South Main Street | 23762 | 2014 | 9999 | Combustion Turbine | [5 empty] | Fossil | G | 2025 | Oil |  | 0 | 0 | 0 | 0 | 0 | 0 | 0 | 0 | 0 | 0 | 0 | 0 | 0 | 0 | 0 | 0 | 0 | 0 | 0 | 0 | 0 | 0 | 0 | 0 | 0 | 0 | 0 | 0 | 0 | 0 | 0 | 0 | 0 | 0 | 0 | 0 | 0 | 0 | 0 | 0 | 0.03366 | 0 | 0 | 0 | 0 | 0 | 0 | 0 | 0 | 0 | 1.8
961_G_13 | PJM_COMD | Illinois | 17 | Ogle | 141 | 961 | 13 | South Main Street | 23762 | 2014 | 9999 | Combustion Turbine | [5 empty] | Fossil | G | 2025 | Oil |  | 0 | 0 | 0 | 0 | 0 | 0 | 0 | 0 | 0 | 0 | 0 | 0 | 0 | 0 | 0 | 0 | 0 | 0 | 0 | 0 | 0 | 0 | 0 | 0 | 0 | 0 | 0 | 0 | 0 | 0 | 0 | 0 | 0 | 0 | 0 | 0 | 0 | 0 | 0 | 0 | 0.03366 | 0 | 0 | 0 | 0 | 0 | 0 | 0 | 0 | 0 | 1.8
961_G_1 | PJM_COMD | Illinois | 17 | Ogle | 141 | 961 | 1 | South Main Street | 18000 | 1967 | 9999 | Combustion Turbine | [5 empty] | Fossil | G | 2025 | Oil |  | 0 | 0 | 0 | 0 | 0 | 0 | 0 | 0 | 0 | 0 | 0 | 0 | 0 | 0 | 0 | 0 | 0 | 0 | 0 | 0 | 0 | 0 | 0 | 0 | 0 | 0 | 0 | 0 | 0 | 0 | 0 | 0 | 0 | 0 | 0 | 0 | 0 | 0 | 0 | 0 | 0.02992 | 0 | 0 | 0 | 0 | 0 | 0 | 0 | 0 | 0 | 1.6
960_G_SOL1 | PJM_COMD | Illinois | 17 | Ogle | 141 | 960 | SOL1 | North Ninth Street | 0 | 2014 | 9999 | Solar PV | [5 empty] | Non-Fossil | G | 2025 | Solar |  | 0 | 0 | 0 | 0 | 0 | 0 | 0 | 0 | 0 | 0 | 0 | 0 | 0 | 0 | 0 | 0 | 0.070463 | 0.15591 | 0.25076 | 0.47713 | 0 | 0 | 0 | 0 | 0 | 0 | 0 | 0 | 0 | 0 | 0 | 0 | 0 | 0 | 0 | 0 | 0 | 0 | 0 | 0 | 0.0083956 | 0 | 0 | 0 | 0 | 0 | 0 | 0 | 0 | 0 | 0.3
960_G_9 | PJM_COMD | Illinois | 17 | Ogle | 141 | 960 | 9 | North Ninth Street | 11626 | 1989 | 9999 | Combustion Turbine | [5 empty] | Fossil | G | 2025 | NaturalGas |  | 0 | 0 | 0.0011584 | 0.0011584 | 0 | 0 | 0 | 0 | 0 | 0 | 0 | 0 | 0 | 0 | 0 | 0 | 0 | 0 | 0.099641 | 0.099641 | 0 | 0 | 0.067814 | 0.067814 | 0 | 0 | 8.1166e-11 | 8.1166e-11 | 0 | 0 | 0.00045912 | 0.00045912 | 0 | 0 | 0 | 0 | 0 | 0 | 0 | 0 | 0.0561 | 0 | 0 | 0.0015642 | 0.0015642 | 0 | 0 | 0.0041319 | 0.0041319 | 0 | 3
960_G_8 | PJM_COMD | Illinois | 17 | Ogle | 141 | 960 | 8 | North Ninth Street | 11616 | 1949 | 9999 | Combustion Turbine | [5 empty] | Fossil | G | 2025 | Oil |  | 0 | 0 | 0 | 0 | 0 | 0 | 0 | 0 | 0 | 0 | 0 | 0 | 0 | 0 | 0 | 0 | 0 | 0 | 0 | 0 | 0 | 0 | 0 | 0 | 0 | 0 | 0 | 0 | 0 | 0 | 0 | 0 | 0 | 0 | 0 | 0 | 0 | 0 | 0 | 0 | 0.00935 | 0 | 0 | 0 | 0 | 0 | 0 | 0 | 0 | 0 | 0.5
960_G_7 | PJM_COMD | Illinois | 17 | Ogle | 141 | 960 | 7 | North Ninth Street | 11631 | 1967 | 9999 | Combustion Turbine | [5 empty] | Fossil | G | 2025 | NaturalGas |  | 0 | 0 | 0.0013521 | 0.0013521 | 0 | 0 | 0 | 0 | 0 | 0 | 0 | 0 | 0 | 0 | 0 | 0 | 0 | 0 | 0.11625 | 0.11625 | 0 | 0 | 0.07915 | 0.07915 | 0 | 0 | 9.4735e-11 | 9.4735e-11 | 0 | 0 | 0.00053587 | 0.00053587 | 0 | 0 | 0 | 0 | 0 | 0 | 0 | 0 | 0.06545 | 0 | 0 | 0.0018249 | 0.0018249 | 0 | 0 | 0.0048226 | 0.0048226 | 0 | 3.5
960_G_6 | PJM_COMD | Illinois | 17 | Ogle | 141 | 960 | 6 | North Ninth Street | 11620 | 1954 | 9999 | Combustion Turbine | [5 empty] | Fossil | G | 2025 | NaturalGas |  | 0 | 0 | 0.00077188 | 0.00077188 | 0 | 0 | 0 | 0 | 0 | 0 | 0 | 0 | 0 | 0 | 0 | 0 | 0 | 0 | 0.066427 | 0.066427 | 0 | 0 | 0.045186 | 0.045186 | 0 | 0 | 5.4083e-11 | 5.4083e-11 | 0 | 0 | 0.00030592 | 0.00030592 | 0 | 0 | 0 | 0 | 0 | 0 | 0 | 0 | 0.0374 | 0 | 0 | 0.0010428 | 0.0010428 | 0 | 0 | 0.0027532 | 0.0027532 | 0 | 2
960_G_4 | PJM_COMD | Illinois | 17 | Ogle | 141 | 960 | 4 | North Ninth Street | 11629 | 1946 | 9999 | Combustion Turbine | [5 empty] | Fossil | G | 2025 | Oil |  | 0 | 0 | 0 | 0 | 0 | 0 | 0 | 0 | 0 | 0 | 0 | 0 | 0 | 0 | 0 | 0 | 0 | 0 | 0 | 0 | 0 | 0 | 0 | 0 | 0 | 0 | 0 | 0 | 0 | 0 | 0 | 0 | 0 | 0 | 0 | 0 | 0 | 0 | 0 | 0 | 0.01309 | 0 | 0 | 0 | 0 | 0 | 0 | 0 | 0 | 0 | 0.7
960_G_3 | PJM_COMD | Illinois | 17 | Ogle | 141 | 960 | 3 | North Ninth Street | 11620 | 1956 | 9999 | Combustion Turbine | [5 empty] | Fossil | G | 2025 | NaturalGas |  | 0 | 0 | 0.00077188 | 0.00077188 | 0 | 0 | 0 | 0 | 0 | 0 | 0 | 0 | 0 | 0 | 0 | 0 | 0 | 0 | 0.066427 | 0.066427 | 0 | 0 | 0.045186 | 0.045186 | 0 | 0 | 5.4083e-11 | 5.4083e-11 | 0 | 0 | 0.00030592 | 0.00030592 | 0 | 0 | 0 | 0 | 0 | 0 | 0 | 0 | 0.0374 | 0 | 0 | 0.0010428 | 0.0010428 | 0 | 0 | 0.0027532 | 0.0027532 | 0 | 2
960_G_10 | PJM_COMD | Illinois | 17 | Ogle | 141 | 960 | 10 | North Ninth Street | 11620 | 1989 | 9999 | Combustion Turbine | [5 empty] | Fossil | G | 2025 | NaturalGas |  | 0 | 0 | 0.00077188 | 0.00077188 | 0 | 0 | 0 | 0 | 0 | 0 | 0 | 0 | 0 | 0 | 0 | 0 | 0 | 0 | 0.066427 | 0.066427 | 0 | 0 | 0.045186 | 0.045186 | 0 | 0 | 5.4083e-11 | 5.4083e-11 | 0 | 0 | 0.00030592 | 0.00030592 | 0 | 0 | 0 | 0 | 0 | 0 | 0 | 0 | 0.0374 | 0 | 0 | 0.0010428 | 0.0010428 | 0 | 0 | 0.0027532 | 0.0027532 | 0 | 2
960_G_1 | PJM_COMD | Illinois | 17 | Ogle | 141 | 960 | 1 | North Ninth Street | 11637 | 1940 | 9999 | Combustion Turbine | [5 empty] | Fossil | G | 2025 | Oil |  | 0 | 0 | 0 | 0 | 0 | 0 | 0 | 0 | 0 | 0 | 0 | 0 | 0 | 0 | 0 | 0 | 0 | 0 | 0 | 0 | 0 | 0 | 0 | 0 | 0 | 0 | 0 | 0 | 0 | 0 | 0 | 0 | 0 | 0 | 0 | 0 | 0 | 0 | 0 | 0 | 0.01122 | 0 | 0 | 0 | 0 | 0 | 0 | 0 | 0 | 0 | 0.6
959_G_8 | MIS_IL | Illinois | 17 | Randolph | 157 | 959 | 8 | Red Bud | 10745 | 2002 | 9999 | Combustion Turbine | [5 empty] | Fossil | G | 2025 | Oil |  | 0 | 0 | 0 | 0 | 0 | 0 | 0 | 0 | 0 | 0 | 0 | 0 | 0 | 0 | 0 | 0 | 0 | 0 | 0 | 0 | 0 | 0 | 0 | 0 | 0 | 0 | 0 | 0 | 0 | 0 | 0 | 0 | 0 | 0 | 0 | 0 | 0 | 0 | 0 | 0 | 0.0561 | 0 | 0 | 0 | 0 | 0 | 0 | 0 | 0 | 0 | 3
959_G_7 | MIS_IL | Illinois | 17 | Randolph | 157 | 959 | 7 | Red Bud | 10745 | 2002 | 9999 | Combustion Turbine | [5 empty] | Fossil | G | 2025 | Oil |  | 0 | 0 | 0 | 0 | 0 | 0 | 0 | 0 | 0 | 0 | 0 | 0 | 0 | 0 | 0 | 0 | 0 | 0 | 0 | 0 | 0 | 0 | 0 | 0 | 0 | 0 | 0 | 0 | 0 | 0 | 0 | 0 | 0 | 0 | 0 | 0 | 0 | 0 | 0 | 0 | 0.0561 | 0 | 0 | 0 | 0 | 0 | 0 | 0 | 0 | 0 | 3
959_G_4 | MIS_IL | Illinois | 17 | Randolph | 157 | 959 | 4 | Red Bud | 10745 | 1973 | 9999 | Combustion Turbine | [5 empty] | Fossil | G | 2025 | Oil |  | 0 | 0 | 0 | 0 | 0 | 0 | 0 | 0 | 0 | 0 | 0 | 0 | 0 | 0 | 0 | 0 | 0 | 0 | 0 | 0 | 0 | 0 | 0 | 0 | 0 | 0 | 0 | 0 | 0 | 0 | 0 | 0 | 0 | 0 | 0 | 0 | 0 | 0 | 0 | 0 | 0.0561 | 0 | 0 | 0 | 0 | 0 | 0 | 0 | 0 | 0 | 3
959_G_3 | MIS_IL | Illinois | 17 | Randolph | 157 | 959 | 3 | Red Bud | 10745 | 1964 | 9999 | Combustion Turbine | [5 empty] | Fossil | G | 2025 | Oil |  | 0 | 0 | 0 | 0 | 0 | 0 | 0 | 0 | 0 | 0 | 0 | 0 | 0 | 0 | 0 | 0 | 0 | 0 | 0 | 0 | 0 | 0 | 0 | 0 | 0 | 0 | 0 | 0 | 0 | 0 | 0 | 0 | 0 | 0 | 0 | 0 | 0 | 0 | 0 | 0 | 0.04114 | 0 | 0 | 0 | 0 | 0 | 0 | 0 | 0 | 0 | 2.2
959_G_2 | MIS_IL | Illinois | 17 | Randolph | 157 | 959 | 2 | Red Bud | 10745 | 1959 | 9999 | Combustion Turbine | [5 empty] | Fossil | G | 2025 | Oil |  | 0 | 0 | 0 | 0 | 0 | 0 | 0 | 0 | 0 | 0 | 0 | 0 | 0 | 0 | 0 | 0 | 0 | 0 | 0 | 0 | 0 | 0 | 0 | 0 | 0 | 0 | 0 | 0 | 0 | 0 | 0 | 0 | 0 | 0 | 0 | 0 | 0 | 0 | 0 | 0 | 0.01683 | 0 | 0 | 0 | 0 | 0 | 0 | 0 | 0 | 0 | 0.9
959_G_1 | MIS_IL | Illinois | 17 | Randolph | 157 | 959 | 1 | Red Bud | 10745 | 1968 | 9999 | Combustion Turbine | [5 empty] | Fossil | G | 2025 | Oil |  | 0 | 0 | 0 | 0 | 0 | 0 | 0 | 0 | 0 | 0 | 0 | 0 | 0 | 0 | 0 | 0 | 0 | 0 | 0 | 0 | 0 | 0 | 0 | 0 | 0 | 0 | 0 | 0 | 0 | 0 | 0 | 0 | 0 | 0 | 0 | 0 | 0 | 0 | 0 | 0 | 0.04114 | 0 | 0 | 0 | 0 | 0 | 0 | 0 | 0 | 0 | 2.2
958_G_9 | MIS_IL | Illinois | 17 | Champaign | 19 | 958 | 9 | Rantoul | 10745 | 2000 | 9999 | Combustion Turbine | [5 empty] | Fossil | G | 2025 | Oil |  | 0 | 0 | 0 | 0 | 0 | 0 | 0 | 0 | 0 | 0 | 0 | 0 | 0 | 0 | 0 | 0 | 0 | 0 | 0 | 0 | 0 | 0 | 0 | 0 | 0 | 0 | 0 | 0 | 0 | 0 | 0 | 0 | 0 | 0 | 0 | 0 | 0 | 0 | 0 | 0 | 0.03366 | 0 | 0 | 0 | 0 | 0 | 0 | 0 | 0 | 0 | 1.8
958_G_16 | MIS_IL | Illinois | 17 | Champaign | 19 | 958 | 16 | Rantoul | 10745 | 2001 | 9999 | Combustion Turbine | [5 empty] | Fossil | G | 2025 | Oil |  | 0 | 0 | 0 | 0 | 0 | 0 | 0 | 0 | 0 | 0 | 0 | 0 | 0 | 0 | 0 | 0 | 0 | 0 | 0 | 0 | 0 | 0 | 0 | 0 | 0 | 0 | 0 | 0 | 0 | 0 | 0 | 0 | 0 | 0 | 0 | 0 | 0 | 0 | 0 | 0 | 0.03366 | 0 | 0 | 0 | 0 | 0 | 0 | 0 | 0 | 0 | 1.8
958_G_15 | MIS_IL | Illinois | 17 | Champaign | 19 | 958 | 15 | Rantoul | 10745 | 2001 | 9999 | Combustion Turbine | [5 empty] | Fossil | G | 2025 | Oil |  | 0 | 0 | 0 | 0 | 0 | 0 | 0 | 0 | 0 | 0 | 0 | 0 | 0 | 0 | 0 | 0 | 0 | 0 | 0 | 0 | 0 | 0 | 0 | 0 | 0 | 0 | 0 | 0 | 0 | 0 | 0 | 0 | 0 | 0 | 0 | 0 | 0 | 0 | 0 | 0 | 0.03366 | 0 | 0 | 0 | 0 | 0 | 0 | 0 | 0 | 0 | 1.8
958_G_14 | MIS_IL | Illinois | 17 | Champaign | 19 | 958 | 14 | Rantoul | 10745 | 2000 | 9999 | Combustion Turbine | [5 empty] | Fossil | G | 2025 | Oil |  | 0 | 0 | 0 | 0 | 0 | 0 | 0 | 0 | 0 | 0 | 0 | 0 | 0 | 0 | 0 | 0 | 0 | 0 | 0 | 0 | 0 | 0 | 0 | 0 | 0 | 0 | 0 | 0 | 0 | 0 | 0 | 0 | 0 | 0 | 0 | 0 | 0 | 0 | 0 | 0 | 0.03366 | 0 | 0 | 0 | 0 | 0 | 0 | 0 | 0 | 0 | 1.8
958_G_13 | MIS_IL | Illinois | 17 | Champaign | 19 | 958 | 13 | Rantoul | 10745 | 2000 | 9999 | Combustion Turbine | [5 empty] | Fossil | G | 2025 | Oil |  | 0 | 0 | 0 | 0 | 0 | 0 | 0 | 0 | 0 | 0 | 0 | 0 | 0 | 0 | 0 | 0 | 0 | 0 | 0 | 0 | 0 | 0 | 0 | 0 | 0 | 0 | 0 | 0 | 0 | 0 | 0 | 0 | 0 | 0 | 0 | 0 | 0 | 0 | 0 | 0 | 0.03366 | 0 | 0 | 0 | 0 | 0 | 0 | 0 | 0 | 0 | 1.8
958_G_12 | MIS_IL | Illinois | 17 | Champaign | 19 | 958 | 12 | Rantoul | 10745 | 2000 | 9999 | Combustion Turbine | [5 empty] | Fossil | G | 2025 | Oil |  | 0 | 0 | 0 | 0 | 0 | 0 | 0 | 0 | 0 | 0 | 0 | 0 | 0 | 0 | 0 | 0 | 0 | 0 | 0 | 0 | 0 | 0 | 0 | 0 | 0 | 0 | 0 | 0 | 0 | 0 | 0 | 0 | 0 | 0 | 0 | 0 | 0 | 0 | 0 | 0 | 0.03366 | 0 | 0 | 0 | 0 | 0 | 0 | 0 | 0 | 0 | 1.8
958_G_11 | MIS_IL | Illinois | 17 | Champaign | 19 | 958 | 11 | Rantoul | 10745 | 2000 | 9999 | Combustion Turbine | [5 empty] | Fossil | G | 2025 | Oil |  | 0 | 0 | 0 | 0 | 0 | 0 | 0 | 0 | 0 | 0 | 0 | 0 | 0 | 0 | 0 | 0 | 0 | 0 | 0 | 0 | 0 | 0 | 0 | 0 | 0 | 0 | 0 | 0 | 0 | 0 | 0 | 0 | 0 | 0 | 0 | 0 | 0 | 0 | 0 | 0 | 0.03366 | 0 | 0 | 0 | 0 | 0 | 0 | 0 | 0 | 0 | 1.8
958_G_10 | MIS_IL | Illinois | 17 | Champaign | 19 | 958 | 10 | Rantoul | 10745 | 2000 | 9999 | Combustion Turbine | [5 empty] | Fossil | G | 2025 | Oil |  | 0 | 0 | 0 | 0 | 0 | 0 | 0 | 0 | 0 | 0 | 0 | 0 | 0 | 0 | 0 | 0 | 0 | 0 | 0 | 0 | 0 | 0 | 0 | 0 | 0 | 0 | 0 | 0 | 0 | 0 | 0 | 0 | 0 | 0 | 0 | 0 | 0 | 0 | 0 | 0 | 0.03366 | 0 | 0 | 0 | 0 | 0 | 0 | 0 | 0 | 0 | 1.8
957_G_8 | MIS_IL | Illinois | 17 | Bureau | 11 | 957 | 8 | Princeton (IL) | 18000 | 1976 | 9999 | Combustion Turbine | [5 empty] | Fossil | G | 2025 | Oil |  | 0 | 0 | 0 | 0 | 0 | 0 | 0 | 0 | 0 | 0 | 0 | 0 | 0 | 0 | 0 | 0 | 0 | 0 | 0 | 0 | 0 | 0 | 0 | 0 | 0 | 0 | 0 | 0 | 0 | 0 | 0 | 0 | 0 | 0 | 0 | 0 | 0 | 0 | 0 | 0 | 0.16269 | 0 | 0 | 0 | 0 | 0 | 0 | 0 | 0 | 0 | 8.7
957_G_7 | MIS_IL | Illinois | 17 | Bureau | 11 | 957 | 7 | Princeton (IL) | 18000 | 1976 | 9999 | Combustion Turbine | [5 empty] | Fossil | G | 2025 | Oil |  | 0 | 0 | 0 | 0 | 0 | 0 | 0 | 0 | 0 | 0 | 0 | 0 | 0 | 0 | 0 | 0 | 0 | 0 | 0 | 0 | 0 | 0 | 0 | 0 | 0 | 0 | 0 | 0 | 0 | 0 | 0 | 0 | 0 | 0 | 0 | 0 | 0 | 0 | 0 | 0 | 0.1309 | 0 | 0 | 0 | 0 | 0 | 0 | 0 | 0 | 0 | 7
957_G_6 | MIS_IL | Illinois | 17 | Bureau | 11 | 957 | 6 | Princeton (IL) | 18000 | 1971 | 9999 | Combustion Turbine | [5 empty] | Fossil | G | 2025 | Oil |  | 0 | 0 | 0 | 0 | 0 | 0 | 0 | 0 | 0 | 0 | 0 | 0 | 0 | 0 | 0 | 0 | 0 | 0 | 0 | 0 | 0 | 0 | 0 | 0 | 0 | 0 | 0 | 0 | 0 | 0 | 0 | 0 | 0 | 0 | 0 | 0 | 0 | 0 | 0 | 0 | 0.10285 | 0 | 0 | 0 | 0 | 0 | 0 | 0 | 0 | 0 | 5.5
957_G_5 | MIS_IL | Illinois | 17 | Bureau | 11 | 957 | 5 | Princeton (IL) | 18000 | 1971 | 9999 | Combustion Turbine | [5 empty] | Fossil | G | 2025 | Oil |  | 0 | 0 | 0 | 0 | 0 | 0 | 0 | 0 | 0 | 0 | 0 | 0 | 0 | 0 | 0 | 0 | 0 | 0 | 0 | 0 | 0 | 0 | 0 | 0 | 0 | 0 | 0 | 0 | 0 | 0 | 0 | 0 | 0 | 0 | 0 | 0 | 0 | 0 | 0 | 0 | 0.08228 | 0 | 0 | 0 | 0 | 0 | 0 | 0 | 0 | 0 | 4.4
957_G_4 | MIS_IL | Illinois | 17 | Bureau | 11 | 957 | 4 | Princeton (IL) | 18000 | 1965 | 9999 | Combustion Turbine | [5 empty] | Fossil | G | 2025 | Oil |  | 0 | 0 | 0 | 0 | 0 | 0 | 0 | 0 | 0 | 0 | 0 | 0 | 0 | 0 | 0 | 0 | 0 | 0 | 0 | 0 | 0 | 0 | 0 | 0 | 0 | 0 | 0 | 0 | 0 | 0 | 0 | 0 | 0 | 0 | 0 | 0 | 0 | 0 | 0 | 0 | 0.06358 | 0 | 0 | 0 | 0 | 0 | 0 | 0 | 0 | 0 | 3.4
957_G_3 | MIS_IL | Illinois | 17 | Bureau | 11 | 957 | 3 | Princeton (IL) | 18000 | 1965 | 9999 | Combustion Turbine | [5 empty] | Fossil | G | 2025 | Oil |  | 0 | 0 | 0 | 0 | 0 | 0 | 0 | 0 | 0 | 0 | 0 | 0 | 0 | 0 | 0 | 0 | 0 | 0 | 0 | 0 | 0 | 0 | 0 | 0 | 0 | 0 | 0 | 0 | 0 | 0 | 0 | 0 | 0 | 0 | 0 | 0 | 0 | 0 | 0 | 0 | 0.06358 | 0 | 0 | 0 | 0 | 0 | 0 | 0 | 0 | 0 | 3.4
957_G_2 | MIS_IL | Illinois | 17 | Bureau | 11 | 957 | 2 | Princeton (IL) | 18000 | 1958 | 9999 | Combustion Turbine | [5 empty] | Fossil | G | 2025 | Oil |  | 0 | 0 | 0 | 0 | 0 | 0 | 0 | 0 | 0 | 0 | 0 | 0 | 0 | 0 | 0 | 0 | 0 | 0 | 0 | 0 | 0 | 0 | 0 | 0 | 0 | 0 | 0 | 0 | 0 | 0 | 0 | 0 | 0 | 0 | 0 | 0 | 0 | 0 | 0 | 0 | 0.0561 | 0 | 0 | 0 | 0 | 0 | 0 | 0 | 0 | 0 | 3
957_G_1 | MIS_IL | Illinois | 17 | Bureau | 11 | 957 | 1 | Princeton (IL) | 18000 | 1953 | 9999 | Combustion Turbine | [5 empty] | Fossil | G | 2025 | Oil |  | 0 | 0 | 0 | 0 | 0 | 0 | 0 | 0 | 0 | 0 | 0 | 0 | 0 | 0 | 0 | 0 | 0 | 0 | 0 | 0 | 0 | 0 | 0 | 0 | 0 | 0 | 0 | 0 | 0 | 0 | 0 | 0 | 0 | 0 | 0 | 0 | 0 | 0 | 0 | 0 | 0.04301 | 0 | 0 | 0 | 0 | 0 | 0 | 0 | 0 | 0 | 2.3
956_G_3 | FRCC | Florida | 12 | Leon | 73 | 956 | 3 | C H Corn Hydroelectric Facility | 0 | 1986 | 9999 | Hydro | [5 empty] | Non-Fossil | G | 2025 | Hydro |  | 0 | 0 | 0 | 0 | 0 | 0 | 0 | 0 | 0 | 0 | 0 | 0 | 0 | 0 | 0 | 0 | 3.3282 | 3.7311 | 3.8809 | 10.9402 | 0 | 0 | 0 | 0 | 0 | 0 | 0 | 0 | 0 | 0 | 0 | 0 | 0 | 0 | 0 | 0 | 0 | 0 | 0 | 0 | 0.044668 | 0.0088529 | 0.0099248 | 0.010323 | 0.029101 | 0 | 0 | 0 | 0 | 0 | 3
956_G_2 | FRCC | Florida | 12 | Leon | 73 | 956 | 2 | C H Corn Hydroelectric Facility | 0 | 1985 | 9999 | Hydro | [5 empty] | Non-Fossil | G | 2025 | Hydro |  | 0 | 0 | 0 | 0 | 0 | 0 | 0 | 0 | 0 | 0 | 0 | 0 | 0 | 0 | 0 | 0 | 4.4376 | 4.9748 | 5.1746 | 14.587 | 0 | 0 | 0 | 0 | 0 | 0 | 0 | 0 | 0 | 0 | 0 | 0 | 0 | 0 | 0 | 0 | 0 | 0 | 0 | 0 | 0.059558 | 0.011804 | 0.013233 | 0.013764 | 0.038801 | 0 | 0 | 0 | 0 | 0 | 4
956_G_1 | FRCC | Florida | 12 | Leon | 73 | 956 | 1 | C H Corn Hydroelectric Facility | 0 | 1985 | 9999 | Hydro | [5 empty] | Non-Fossil | G | 2025 | Hydro |  | 0 | 0 | 0 | 0 | 0 | 0 | 0 | 0 | 0 | 0 | 0 | 0 | 0 | 0 | 0 | 0 | 4.4376 | 4.9748 | 5.1746 | 14.587 | 0 | 0 | 0 | 0 | 0 | 0 | 0 | 0 | 0 | 0 | 0 | 0 | 0 | 0 | 0 | 0 | 0 | 0 | 0 | 0 | 0.059558 | 0.011804 | 0.013233 | 0.013764 | 0.038801 | 0 | 0 | 0 | 0 | 0 | 4
955_G_HC4 | MIS_IL | Illinois | 17 | Lasalle | 99 | 955 | HC4 | Peru (IL) | 0 | 1996 | 9999 | Hydro | [5 empty] | Non-Fossil | G | 2025 | Hydro |  | 0 | 0 | 0 | 0 | 0 | 0 | 0 | 0 | 0 | 0 | 0 | 0 | 0 | 0 | 0 | 0 | 2.0565 | 3.0418 | 3.7266 | 8.8249 | 0 | 0 | 0 | 0 | 0 | 0 | 0 | 0 | 0 | 0 | 0 | 0 | 0 | 0 | 0 | 0 | 0 | 0 | 0 | 0 | 0.025312 | 0.0054704 | 0.0080911 | 0.0099127 | 0.023474 | 0 | 0 | 0 | 0 | 0 | 1.7
955_G_HC3 | MIS_IL | Illinois | 17 | Lasalle | 99 | 955 | HC3 | Peru (IL) | 0 | 1996 | 9999 | Hydro | [5 empty] | Non-Fossil | G | 2025 | Hydro |  | 0 | 0 | 0 | 0 | 0 | 0 | 0 | 0 | 0 | 0 | 0 | 0 | 0 | 0 | 0 | 0 | 2.0565 | 3.0418 | 3.7266 | 8.8249 | 0 | 0 | 0 | 0 | 0 | 0 | 0 | 0 | 0 | 0 | 0 | 0 | 0 | 0 | 0 | 0 | 0 | 0 | 0 | 0 | 0.025312 | 0.0054704 | 0.0080911 | 0.0099127 | 0.023474 | 0 | 0 | 0 | 0 | 0 | 1.7
955_G_HC2 | MIS_IL | Illinois | 17 | Lasalle | 99 | 955 | HC2 | Peru (IL) | 0 | 1996 | 9999 | Hydro | [5 empty] | Non-Fossil | G | 2025 | Hydro |  | 0 | 0 | 0 | 0 | 0 | 0 | 0 | 0 | 0 | 0 | 0 | 0 | 0 | 0 | 0 | 0 | 2.0565 | 3.0418 | 3.7266 | 8.8249 | 0 | 0 | 0 | 0 | 0 | 0 | 0 | 0 | 0 | 0 | 0 | 0 | 0 | 0 | 0 | 0 | 0 | 0 | 0 | 0 | 0.025312 | 0.0054704 | 0.0080911 | 0.0099127 | 0.023474 | 0 | 0 | 0 | 0 | 0 | 1.7
955_G_HC1 | MIS_IL | Illinois | 17 | Lasalle | 99 | 955 | HC1 | Peru (IL) | 0 | 1996 | 9999 | Hydro | [5 empty] | Non-Fossil | G | 2025 | Hydro |  | 0 | 0 | 0 | 0 | 0 | 0 | 0 | 0 | 0 | 0 | 0 | 0 | 0 | 0 | 0 | 0 | 2.0565 | 3.0418 | 3.7266 | 8.8249 | 0 | 0 | 0 | 0 | 0 | 0 | 0 | 0 | 0 | 0 | 0 | 0 | 0 | 0 | 0 | 0 | 0 | 0 | 0 | 0 | 0.025312 | 0.0054704 | 0.0080911 | 0.0099127 | 0.023474 | 0 | 0 | 0 | 0 | 0 | 1.7
955_G_GT1 | MIS_IL | Illinois | 17 | Lasalle | 99 | 955 | GT1 | Peru (IL) | 25000 | 1968 | 9999 | Combustion Turbine | [5 empty] | Fossil | G | 2025 | Oil |  | 0 | 0 | 0 | 0 | 0 | 0 | 0 | 0 | 0 | 0 | 0 | 0 | 0 | 0 | 0 | 0 | 0 | 0 | 0 | 0 | 0 | 0 | 0 | 0 | 0 | 0 | 0 | 0 | 0 | 0 | 0 | 0 | 0 | 0 | 0 | 0 | 0 | 0 | 0 | 0 | 0.16082 | 0 | 0 | 0 | 0 | 0 | 0 | 0 | 0 | 0 | 8.6
955_G_17 | PJM_COMD | Illinois | 17 | Lasalle | 99 | 955 | 17 | Peru (IL) | 25000 | 2011 | 9999 | Combustion Turbine | [5 empty] | Fossil | G | 2025 | Oil |  | 0 | 0 | 0 | 0 | 0 | 0 | 0 | 0 | 0 | 0 | 0 | 0 | 0 | 0 | 0 | 0 | 0 | 0 | 0 | 0 | 0 | 0 | 0 | 0 | 0 | 0 | 0 | 0 | 0 | 0 | 0 | 0 | 0 | 0 | 0 | 0 | 0 | 0 | 0 | 0 | 0.05049 | 0 | 0 | 0 | 0 | 0 | 0 | 0 | 0 | 0 | 2.7
955_G_16 | PJM_COMD | Illinois | 17 | Lasalle | 99 | 955 | 16 | Peru (IL) | 25000 | 2011 | 9999 | Combustion Turbine | [5 empty] | Fossil | G | 2025 | Oil |  | 0 | 0 | 0 | 0 | 0 | 0 | 0 | 0 | 0 | 0 | 0 | 0 | 0 | 0 | 0 | 0 | 0 | 0 | 0 | 0 | 0 | 0 | 0 | 0 | 0 | 0 | 0 | 0 | 0 | 0 | 0 | 0 | 0 | 0 | 0 | 0 | 0 | 0 | 0 | 0 | 0.05049 | 0 | 0 | 0 | 0 | 0 | 0 | 0 | 0 | 0 | 2.7
955_G_15 | PJM_COMD | Illinois | 17 | Lasalle | 99 | 955 | 15 | Peru (IL) | 25000 | 2011 | 9999 | Combustion Turbine | [5 empty] | Fossil | G | 2025 | Oil |  | 0 | 0 | 0 | 0 | 0 | 0 | 0 | 0 | 0 | 0 | 0 | 0 | 0 | 0 | 0 | 0 | 0 | 0 | 0 | 0 | 0 | 0 | 0 | 0 | 0 | 0 | 0 | 0 | 0 | 0 | 0 | 0 | 0 | 0 | 0 | 0 | 0 | 0 | 0 | 0 | 0.05049 | 0 | 0 | 0 | 0 | 0 | 0 | 0 | 0 | 0 | 2.7
955_G_14 | PJM_COMD | Illinois | 17 | Lasalle | 99 | 955 | 14 | Peru (IL) | 25000 | 2011 | 9999 | Combustion Turbine | [5 empty] | Fossil | G | 2025 | Oil |  | 0 | 0 | 0 | 0 | 0 | 0 | 0 | 0 | 0 | 0 | 0 | 0 | 0 | 0 | 0 | 0 | 0 | 0 | 0 | 0 | 0 | 0 | 0 | 0 | 0 | 0 | 0 | 0 | 0 | 0 | 0 | 0 | 0 | 0 | 0 | 0 | 0 | 0 | 0 | 0 | 0.05049 | 0 | 0 | 0 | 0 | 0 | 0 | 0 | 0 | 0 | 2.7
955_G_13 | PJM_COMD | Illinois | 17 | Lasalle | 99 | 955 | 13 | Peru (IL) | 25000 | 2011 | 9999 | Combustion Turbine | [5 empty] | Fossil | G | 2025 | Oil |  | 0 | 0 | 0 | 0 | 0 | 0 | 0 | 0 | 0 | 0 | 0 | 0 | 0 | 0 | 0 | 0 | 0 | 0 | 0 | 0 | 0 | 0 | 0 | 0 | 0 | 0 | 0 | 0 | 0 | 0 | 0 | 0 | 0 | 0 | 0 | 0 | 0 | 0 | 0 | 0 | 0.05049 | 0 | 0 | 0 | 0 | 0 | 0 | 0 | 0 | 0 | 2.7
955_G_12 | PJM_COMD | Illinois | 17 | Lasalle | 99 | 955 | 12 | Peru (IL) | 25000 | 2011 | 9999 | Combustion Turbine | [5 empty] | Fossil | G | 2025 | Oil |  | 0 | 0 | 0 | 0 | 0 | 0 | 0 | 0 | 0 | 0 | 0 | 0 | 0 | 0 | 0 | 0 | 0 | 0 | 0 | 0 | 0 | 0 | 0 | 0 | 0 | 0 | 0 | 0 | 0 | 0 | 0 | 0 | 0 | 0 | 0 | 0 | 0 | 0 | 0 | 0 | 0.05049 | 0 | 0 | 0 | 0 | 0 | 0 | 0 | 0 | 0 | 2.7
955_G_11 | PJM_COMD | Illinois | 17 | Lasalle | 99 | 955 | 11 | Peru (IL) | 25000 | 2011 | 9999 | Combustion Turbine | [5 empty] | Fossil | G | 2025 | Oil |  | 0 | 0 | 0 | 0 | 0 | 0 | 0 | 0 | 0 | 0 | 0 | 0 | 0 | 0 | 0 | 0 | 0 | 0 | 0 | 0 | 0 | 0 | 0 | 0 | 0 | 0 | 0 | 0 | 0 | 0 | 0 | 0 | 0 | 0 | 0 | 0 | 0 | 0 | 0 | 0 | 0.05049 | 0 | 0 | 0 | 0 | 0 | 0 | 0 | 0 | 0 | 2.7
949_G_9 | MIS_IL | Illinois | 17 | Clark | 23 | 949 | 9 | Marshall (IL) | 10745 | 2002 | 9999 | Combustion Turbine | [5 empty] | Fossil | G | 2025 | Oil |  | 0 | 0 | 0 | 0 | 0 | 0 | 0 | 0 | 0 | 0 | 0 | 0 | 0 | 0 | 0 | 0 | 0 | 0 | 0 | 0 | 0 | 0 | 0 | 0 | 0 | 0 | 0 | 0 | 0 | 0 | 0 | 0 | 0 | 0 | 0 | 0 | 0 | 0 | 0 | 0 | 0.03366 | 0 | 0 | 0 | 0 | 0 | 0 | 0 | 0 | 0 | 1.8
949_G_8 | MIS_IL | Illinois | 17 | Clark | 23 | 949 | 8 | Marshall (IL) | 10745 | 2002 | 9999 | Combustion Turbine | [5 empty] | Fossil | G | 2025 | Oil |  | 0 | 0 | 0 | 0 | 0 | 0 | 0 | 0 | 0 | 0 | 0 | 0 | 0 | 0 | 0 | 0 | 0 | 0 | 0 | 0 | 0 | 0 | 0 | 0 | 0 | 0 | 0 | 0 | 0 | 0 | 0 | 0 | 0 | 0 | 0 | 0 | 0 | 0 | 0 | 0 | 0.03366 | 0 | 0 | 0 | 0 | 0 | 0 | 0 | 0 | 0 | 1.8
949_G_7 | MIS_IL | Illinois | 17 | Clark | 23 | 949 | 7 | Marshall (IL) | 10745 | 2002 | 9999 | Combustion Turbine | [5 empty] | Fossil | G | 2025 | Oil |  | 0 | 0 | 0 | 0 | 0 | 0 | 0 | 0 | 0 | 0 | 0 | 0 | 0 | 0 | 0 | 0 | 0 | 0 | 0 | 0 | 0 | 0 | 0 | 0 | 0 | 0 | 0 | 0 | 0 | 0 | 0 | 0 | 0 | 0 | 0 | 0 | 0 | 0 | 0 | 0 | 0.03366 | 0 | 0 | 0 | 0 | 0 | 0 | 0 | 0 | 0 | 1.8
949_G_6 | MIS_IL | Illinois | 17 | Clark | 23 | 949 | 6 | Marshall (IL) | 10745 | 2002 | 9999 | Combustion Turbine | [5 empty] | Fossil | G | 2025 | Oil |  | 0 | 0 | 0 | 0 | 0 | 0 | 0 | 0 | 0 | 0 | 0 | 0 | 0 | 0 | 0 | 0 | 0 | 0 | 0 | 0 | 0 | 0 | 0 | 0 | 0 | 0 | 0 | 0 | 0 | 0 | 0 | 0 | 0 | 0 | 0 | 0 | 0 | 0 | 0 | 0 | 0.03366 | 0 | 0 | 0 | 0 | 0 | 0 | 0 | 0 | 0 | 1.8
949_G_5 | MIS_IL | Illinois | 17 | Clark | 23 | 949 | 5 | Marshall (IL) | 10745 | 2002 | 9999 | Combustion Turbine | [5 empty] | Fossil | G | 2025 | Oil |  | 0 | 0 | 0 | 0 | 0 | 0 | 0 | 0 | 0 | 0 | 0 | 0 | 0 | 0 | 0 | 0 | 0 | 0 | 0 | 0 | 0 | 0 | 0 | 0 | 0 | 0 | 0 | 0 | 0 | 0 | 0 | 0 | 0 | 0 | 0 | 0 | 0 | 0 | 0 | 0 | 0.04675 | 0 | 0 | 0 | 0 | 0 | 0 | 0 | 0 | 0 | 2.5
949_G_13 | MIS_IL | Illinois | 17 | Clark | 23 | 949 | 13 | Marshall (IL) | 10745 | 2007 | 9999 | Combustion Turbine | [5 empty] | Fossil | G | 2025 | Oil |  | 0 | 0 | 0 | 0 | 0 | 0 | 0 | 0 | 0 | 0 | 0 | 0 | 0 | 0 | 0 | 0 | 0 | 0 | 0 | 0 | 0 | 0 | 0 | 0 | 0 | 0 | 0 | 0 | 0 | 0 | 0 | 0 | 0 | 0 | 0 | 0 | 0 | 0 | 0 | 0 | 0.03366 | 0 | 0 | 0 | 0 | 0 | 0 | 0 | 0 | 0 | 1.8
949_G_12 | MIS_IL | Illinois | 17 | Clark | 23 | 949 | 12 | Marshall (IL) | 10745 | 2007 | 9999 | Combustion Turbine | [5 empty] | Fossil | G | 2025 | Oil |  | 0 | 0 | 0 | 0 | 0 | 0 | 0 | 0 | 0 | 0 | 0 | 0 | 0 | 0 | 0 | 0 | 0 | 0 | 0 | 0 | 0 | 0 | 0 | 0 | 0 | 0 | 0 | 0 | 0 | 0 | 0 | 0 | 0 | 0 | 0 | 0 | 0 | 0 | 0 | 0 | 0.03366 | 0 | 0 | 0 | 0 | 0 | 0 | 0 | 0 | 0 | 1.8
949_G_11 | MIS_IL | Illinois | 17 | Clark | 23 | 949 | 11 | Marshall (IL) | 10745 | 2002 | 9999 | Combustion Turbine | [5 empty] | Fossil | G | 2025 | Oil |  | 0 | 0 | 0 | 0 | 0 | 0 | 0 | 0 | 0 | 0 | 0 | 0 | 0 | 0 | 0 | 0 | 0 | 0 | 0 | 0 | 0 | 0 | 0 | 0 | 0 | 0 | 0 | 0 | 0 | 0 | 0 | 0 | 0 | 0 | 0 | 0 | 0 | 0 | 0 | 0 | 0.03366 | 0 | 0 | 0 | 0 | 0 | 0 | 0 | 0 | 0 | 1.8
949_G_10 | MIS_IL | Illinois | 17 | Clark | 23 | 949 | 10 | Marshall (IL) | 10745 | 2002 | 9999 | Combustion Turbine | [5 empty] | Fossil | G | 2025 | Oil |  | 0 | 0 | 0 | 0 | 0 | 0 | 0 | 0 | 0 | 0 | 0 | 0 | 0 | 0 | 0 | 0 | 0 | 0 | 0 | 0 | 0 | 0 | 0 | 0 | 0 | 0 | 0 | 0 | 0 | 0 | 0 | 0 | 0 | 0 | 0 | 0 | 0 | 0 | 0 | 0 | 0.03366 | 0 | 0 | 0 | 0 | 0 | 0 | 0 | 0 | 0 | 1.8
948_G_9 | MIS_IL | Illinois | 17 | Hamilton | 65 | 948 | 9 | McLeansboro | 10745 | 2002 | 9999 | Combustion Turbine | [5 empty] | Fossil | G | 2025 | Oil |  | 0 | 0 | 0 | 0 | 0 | 0 | 0 | 0 | 0 | 0 | 0 | 0 | 0 | 0 | 0 | 0 | 0 | 0 | 0 | 0 | 0 | 0 | 0 | 0 | 0 | 0 | 0 | 0 | 0 | 0 | 0 | 0 | 0 | 0 | 0 | 0 | 0 | 0 | 0 | 0 | 0.0374 | 0 | 0 | 0 | 0 | 0 | 0 | 0 | 0 | 0 | 2
948_G_8 | MIS_IL | Illinois | 17 | Hamilton | 65 | 948 | 8 | McLeansboro | 10745 | 1994 | 9999 | Combustion Turbine | [5 empty] | Fossil | G | 2025 | Oil |  | 0 | 0 | 0 | 0 | 0 | 0 | 0 | 0 | 0 | 0 | 0 | 0 | 0 | 0 | 0 | 0 | 0 | 0 | 0 | 0 | 0 | 0 | 0 | 0 | 0 | 0 | 0 | 0 | 0 | 0 | 0 | 0 | 0 | 0 | 0 | 0 | 0 | 0 | 0 | 0 | 0.0187 | 0 | 0 | 0 | 0 | 0 | 0 | 0 | 0 | 0 | 1
948_G_7 | MIS_IL | Illinois | 17 | Hamilton | 65 | 948 | 7 | McLeansboro | 10745 | 1995 | 9999 | Combustion Turbine | [5 empty] | Fossil | G | 2025 | Oil |  | 0 | 0 | 0 | 0 | 0 | 0 | 0 | 0 | 0 | 0 | 0 | 0 | 0 | 0 | 0 | 0 | 0 | 0 | 0 | 0 | 0 | 0 | 0 | 0 | 0 | 0 | 0 | 0 | 0 | 0 | 0 | 0 | 0 | 0 | 0 | 0 | 0 | 0 | 0 | 0 | 0.0187 | 0 | 0 | 0 | 0 | 0 | 0 | 0 | 0 | 0 | 1
948_G_6 | MIS_IL | Illinois | 17 | Hamilton | 65 | 948 | 6 | McLeansboro | 10745 | 1979 | 9999 | Combustion Turbine | [5 empty] | Fossil | G | 2025 | NaturalGas |  | 0.0016675 | 0 | 0.0079168 | 0.0095842 | 0 | 0 | 0 | 0 | 0 | 0 | 0 | 0 | 0 | 0 | 0 | 0 | 0.15519 | 0 | 0.73679 | 0.89197 | 0.097614 | 0 | 0.46345 | 0.56106 | 1.1671e-10 | 0 | 5.5396e-10 | 6.7067e-10 | 0.00060985 | 0 | 0.0028954 | 0.0035053 | 0 | 0 | 0 | 0 | 0 | 0 | 0 | 0 | 0.04114 | 0.0021284 | 0 | 0.0082782 | 0.010407 | 0.0062644 | 0 | 0.028238 | 0.034502 | 0 | 2.2
948_G_5 | MIS_IL | Illinois | 17 | Hamilton | 65 | 948 | 5 | McLeansboro | 10745 | 1979 | 9999 | Combustion Turbine | [5 empty] | Fossil | G | 2025 | NaturalGas |  | 0.0013643 | 0 | 0.0064774 | 0.0078417 | 0 | 0 | 0 | 0 | 0 | 0 | 0 | 0 | 0 | 0 | 0 | 0 | 0.12697 | 0 | 0.60283 | 0.7298 | 0.079866 | 0 | 0.37919 | 0.45905 | 9.549e-11 | 0 | 4.5324e-10 | 5.4873e-10 | 0.00049897 | 0 | 0.002369 | 0.002868 | 0 | 0 | 0 | 0 | 0 | 0 | 0 | 0 | 0.03366 | 0.0017414 | 0 | 0.0067731 | 0.0085145 | 0.0051255 | 0 | 0.023104 | 0.028229 | 0 | 1.8
948_G_2 | MIS_IL | Illinois | 17 | Hamilton | 65 | 948 | 2 | McLeansboro | 10745 | 1950 | 9999 | Combustion Turbine | [5 empty] | Fossil | G | 2025 | Oil |  | 0 | 0 | 0 | 0 | 0 | 0 | 0 | 0 | 0 | 0 | 0 | 0 | 0 | 0 | 0 | 0 | 0 | 0 | 0 | 0 | 0 | 0 | 0 | 0 | 0 | 0 | 0 | 0 | 0 | 0 | 0 | 0 | 0 | 0 | 0 | 0 | 0 | 0 | 0 | 0 | 0.00748 | 0 | 0 | 0 | 0 | 0 | 0 | 0 | 0 | 0 | 0.4
946_G_IC8 | MIS_IL | Illinois | 17 | Madison | 119 | 946 | IC8 | Highland | 11504 | 1971 | 9999 | Combustion Turbine | [5 empty] | Fossil | G | 2025 | NaturalGas |  | 0 | 0 | 0.015411 | 0.015411 | 0 | 0 | 0 | 0 | 0 | 0 | 0 | 0 | 0 | 0 | 0 | 0 | 0 | 0 | 1.3396 | 1.3396 | 0 | 0 | 0.90216 | 0.90216 | 0 | 0 | 1.078e-09 | 1.078e-09 | 0 | 0 | 0.0056363 | 0.0056363 | 0 | 0 | 0 | 0 | 0 | 0 | 0 | 0 | 0.0748 | 0 | 0 | 0.015051 | 0.015051 | 0 | 0 | 0.054968 | 0.054968 | 0 | 4
946_G_IC7 | MIS_IL | Illinois | 17 | Madison | 119 | 946 | IC7 | Highland | 11538 | 1971 | 9999 | Combustion Turbine | [5 empty] | Fossil | G | 2025 | NaturalGas |  | 0 | 0 | 0.015456 | 0.015456 | 0 | 0 | 0 | 0 | 0 | 0 | 0 | 0 | 0 | 0 | 0 | 0 | 0 | 0 | 1.3396 | 1.3396 | 0 | 0 | 0.90482 | 0.90482 | 0 | 0 | 1.0812e-09 | 1.0812e-09 | 0 | 0 | 0.005653 | 0.005653 | 0 | 0 | 0 | 0 | 0 | 0 | 0 | 0 | 0.0748 | 0 | 0 | 0.015051 | 0.015051 | 0 | 0 | 0.055131 | 0.055131 | 0 | 4
946_G_IC6 | MIS_IL | Illinois | 17 | Madison | 119 | 946 | IC6 | Highland | 11508 | 1968 | 9999 | Combustion Turbine | [5 empty] | Fossil | G | 2025 | NaturalGas |  | 0 | 0 | 0.0077081 | 0.0077081 | 0 | 0 | 0 | 0 | 0 | 0 | 0 | 0 | 0 | 0 | 0 | 0 | 0 | 0 | 0.66981 | 0.66981 | 0 | 0 | 0.45123 | 0.45123 | 0 | 0 | 5.3918e-10 | 5.3918e-10 | 0 | 0 | 0.0028191 | 0.0028191 | 0 | 0 | 0 | 0 | 0 | 0 | 0 | 0 | 0.0374 | 0 | 0 | 0.0075257 | 0.0075257 | 0 | 0 | 0.027494 | 0.027494 | 0 | 2
946_G_IC5 | MIS_IL | Illinois | 17 | Madison | 119 | 946 | IC5 | Highland | 11508 | 1967 | 9999 | Combustion Turbine | [5 empty] | Fossil | G | 2025 | NaturalGas |  | 0 | 0 | 0.0077081 | 0.0077081 | 0 | 0 | 0 | 0 | 0 | 0 | 0 | 0 | 0 | 0 | 0 | 0 | 0 | 0 | 0.66981 | 0.66981 | 0 | 0 | 0.45123 | 0.45123 | 0 | 0 | 5.3918e-10 | 5.3918e-10 | 0 | 0 | 0.0028191 | 0.0028191 | 0 | 0 | 0 | 0 | 0 | 0 | 0 | 0 | 0.0374 | 0 | 0 | 0.0075257 | 0.0075257 | 0 | 0 | 0.027494 | 0.027494 | 0 | 2
946_G_IC3 | MIS_IL | Illinois | 17 | Madison | 119 | 946 | IC3 | Highland | 11506 | 1993 | 9999 | Combustion Turbine | [5 empty] | Fossil | G | 2025 | Oil |  | 0 | 0 | 0 | 0 | 0 | 0 | 0 | 0 | 0 | 0 | 0 | 0 | 0 | 0 | 0 | 0 | 0 | 0 | 0 | 0 | 0 | 0 | 0 | 0 | 0 | 0 | 0 | 0 | 0 | 0 | 0 | 0 | 0 | 0 | 0 | 0 | 0 | 0 | 0 | 0 | 0.02992 | 0 | 0 | 0 | 0 | 0 | 0 | 0 | 0 | 0 | 1.6
946_G_IC2 | MIS_IL | Illinois | 17 | Madison | 119 | 946 | IC2 | Highland | 11506 | 1993 | 9999 | Combustion Turbine | [5 empty] | Fossil | G | 2025 | Oil |  | 0 | 0 | 0 | 0 | 0 | 0 | 0 | 0 | 0 | 0 | 0 | 0 | 0 | 0 | 0 | 0 | 0 | 0 | 0 | 0 | 0 | 0 | 0 | 0 | 0 | 0 | 0 | 0 | 0 | 0 | 0 | 0 | 0 | 0 | 0 | 0 | 0 | 0 | 0 | 0 | 0.02992 | 0 | 0 | 0 | 0 | 0 | 0 | 0 | 0 | 0 | 1.6
946_G_IC1 | MIS_IL | Illinois | 17 | Madison | 119 | 946 | IC1 | Highland | 11506 | 1993 | 9999 | Combustion Turbine | [5 empty] | Fossil | G | 2025 | Oil |  | 0 | 0 | 0 | 0 | 0 | 0 | 0 | 0 | 0 | 0 | 0 | 0 | 0 | 0 | 0 | 0 | 0 | 0 | 0 | 0 | 0 | 0 | 0 | 0 | 0 | 0 | 0 | 0 | 0 | 0 | 0 | 0 | 0 | 0 | 0 | 0 | 0 | 0 | 0 | 0 | 0.02992 | 0 | 0 | 0 | 0 | 0 | 0 | 0 | 0 | 0 | 1.6
944_G_9 | MIS_MIDA | Illinois | 17 | Henry | 73 | 944 | 9 | Geneseo | 22401 | 1998 | 9999 | Combustion Turbine | [5 empty] | Fossil | G | 2025 | Oil |  | 0 | 0 | 0 | 0 | 0 | 0 | 0 | 0 | 0 | 0 | 0 | 0 | 0 | 0 | 0 | 0 | 0 | 0 | 0 | 0 | 0 | 0 | 0 | 0 | 0 | 0 | 0 | 0 | 0 | 0 | 0 | 0 | 0 | 0 | 0 | 0 | 0 | 0 | 0 | 0 | 0.07106 | 0 | 0 | 0 | 0 | 0 | 0 | 0 | 0 | 0 | 3.8
944_G_7 | MIS_MIDA | Illinois | 17 | Henry | 73 | 944 | 7 | Geneseo | 18000 | 1961 | 9999 | Combustion Turbine | [5 empty] | Fossil | G | 2025 | Oil |  | 0 | 0 | 0 | 0 | 0 | 0 | 0 | 0 | 0 | 0 | 0 | 0 | 0 | 0 | 0 | 0 | 0 | 0 | 0 | 0 | 0 | 0 | 0 | 0 | 0 | 0 | 0 | 0 | 0 | 0 | 0 | 0 | 0 | 0 | 0 | 0 | 0 | 0 | 0 | 0 | 0.04488 | 0 | 0 | 0 | 0 | 0 | 0 | 0 | 0 | 0 | 2.4
944_G_6A | MIS_MIDA | Illinois | 17 | Henry | 73 | 944 | 6A | Geneseo | 18000 | 2003 | 9999 | Combustion Turbine | [5 empty] | Fossil | G | 2025 | Oil |  | 0 | 0 | 0 | 0 | 0 | 0 | 0 | 0 | 0 | 0 | 0 | 0 | 0 | 0 | 0 | 0 | 0 | 0 | 0 | 0 | 0 | 0 | 0 | 0 | 0 | 0 | 0 | 0 | 0 | 0 | 0 | 0 | 0 | 0 | 0 | 0 | 0 | 0 | 0 | 0 | 0.04488 | 0 | 0 | 0 | 0 | 0 | 0 | 0 | 0 | 0 | 2.4
944_G_5A | MIS_MIDA | Illinois | 17 | Henry | 73 | 944 | 5A | Geneseo | 18000 | 1990 | 9999 | Combustion Turbine | [5 empty] | Fossil | G | 2025 | Oil |  | 0 | 0 | 0 | 0 | 0 | 0 | 0 | 0 | 0 | 0 | 0 | 0 | 0 | 0 | 0 | 0 | 0 | 0 | 0 | 0 | 0 | 0 | 0 | 0 | 0 | 0 | 0 | 0 | 0 | 0 | 0 | 0 | 0 | 0 | 0 | 0 | 0 | 0 | 0 | 0 | 0.06358 | 0 | 0 | 0 | 0 | 0 | 0 | 0 | 0 | 0 | 3.4
944_G_4 | MIS_MIDA | Illinois | 17 | Henry | 73 | 944 | 4 | Geneseo | 18000 | 1957 | 9999 | Combustion Turbine | [5 empty] | Fossil | G | 2025 | Oil |  | 0 | 0 | 0 | 0 | 0 | 0 | 0 | 0 | 0 | 0 | 0 | 0 | 0 | 0 | 0 | 0 | 0 | 0 | 0 | 0 | 0 | 0 | 0 | 0 | 0 | 0 | 0 | 0 | 0 | 0 | 0 | 0 | 0 | 0 | 0 | 0 | 0 | 0 | 0 | 0 | 0.02431 | 0 | 0 | 0 | 0 | 0 | 0 | 0 | 0 | 0 | 1.3
944_G_3 | MIS_MIDA | Illinois | 17 | Henry | 73 | 944 | 3 | Geneseo | 18000 | 1966 | 9999 | Combustion Turbine | [5 empty] | Fossil | G | 2025 | Oil |  | 0 | 0 | 0 | 0 | 0 | 0 | 0 | 0 | 0 | 0 | 0 | 0 | 0 | 0 | 0 | 0 | 0 | 0 | 0 | 0 | 0 | 0 | 0 | 0 | 0 | 0 | 0 | 0 | 0 | 0 | 0 | 0 | 0 | 0 | 0 | 0 | 0 | 0 | 0 | 0 | 0.05236 | 0 | 0 | 0 | 0 | 0 | 0 | 0 | 0 | 0 | 2.8
944_G_2 | MIS_MIDA | Illinois | 17 | Henry | 73 | 944 | 2 | Geneseo | 18000 | 1967 | 9999 | Combustion Turbine | [5 empty] | Fossil | G | 2025 | Oil |  | 0 | 0 | 0 | 0 | 0 | 0 | 0 | 0 | 0 | 0 | 0 | 0 | 0 | 0 | 0 | 0 | 0 | 0 | 0 | 0 | 0 | 0 | 0 | 0 | 0 | 0 | 0 | 0 | 0 | 0 | 0 | 0 | 0 | 0 | 0 | 0 | 0 | 0 | 0 | 0 | 0.05236 | 0 | 0 | 0 | 0 | 0 | 0 | 0 | 0 | 0 | 2.8
944_G_12 | MIS_MIDA | Illinois | 17 | Henry | 73 | 944 | 12 | Geneseo | 0 | 2015 | 9999 | Solar PV | [5 empty] | Non-Fossil | G | 2025 | Solar |  | 0 | 0 | 0 | 0 | 0 | 0 | 0 | 0 | 0 | 0 | 0 | 0 | 0 | 0 | 0 | 0 | 0.22688 | 0.47263 | 0.72071 | 1.4202 | 0 | 0 | 0 | 0 | 0 | 0 | 0 | 0 | 0 | 0 | 0 | 0 | 0 | 0 | 0 | 0 | 0 | 0 | 0 | 0 | 0.025187 | 0 | 0 | 0 | 0 | 0 | 0 | 0 | 0 | 0 | 0.9
944_G_11 | MIS_MIDA | Illinois | 17 | Henry | 73 | 944 | 11 | Geneseo | 0 | 2009 | 9999 | Onshore Wind | [5 empty] | Non-Fossil | G | 2025 | Wind |  | 0 | 0 | 0 | 0 | 0 | 0 | 0 | 0 | 0 | 0 | 0 | 0 | 0 | 0 | 0 | 0 | 1.5088 | 1.9857 | 1.3634 | 4.8578 | 0 | 0 | 0 | 0 | 0 | 0 | 0 | 0 | 0 | 0 | 0 | 0 | 0 | 0 | 0 | 0 | 0 | 0 | 0 | 0 | 0.042265 | 0 | 0 | 0 | 0 | 0 | 0 | 0 | 0 | 0 | 1.5
944_G_10 | MIS_MIDA | Illinois | 17 | Henry | 73 | 944 | 10 | Geneseo | 0 | 2009 | 9999 | Onshore Wind | [5 empty] | Non-Fossil | G | 2025 | Wind |  | 0 | 0 | 0 | 0 | 0 | 0 | 0 | 0 | 0 | 0 | 0 | 0 | 0 | 0 | 0 | 0 | 1.5088 | 1.9857 | 1.3634 | 4.8578 | 0 | 0 | 0 | 0 | 0 | 0 | 0 | 0 | 0 | 0 | 0 | 0 | 0 | 0 | 0 | 0 | 0 | 0 | 0 | 0 | 0.042265 | 0 | 0 | 0 | 0 | 0 | 0 | 0 | 0 | 0 | 1.5
944_G_1 | MIS_MIDA | Illinois | 17 | Henry | 73 | 944 | 1 | Geneseo | 18000 | 1974 | 9999 | Combustion Turbine | [5 empty] | Fossil | G | 2025 | Oil |  | 0 | 0 | 0 | 0 | 0 | 0 | 0 | 0 | 0 | 0 | 0 | 0 | 0 | 0 | 0 | 0 | 0 | 0 | 0 | 0 | 0 | 0 | 0 | 0 | 0 | 0 | 0 | 0 | 0 | 0 | 0 | 0 | 0 | 0 | 0 | 0 | 0 | 0 | 0 | 0 | 0.08228 | 0 | 0 | 0 | 0 | 0 | 0 | 0 | 0 | 0 | 4.4
943_G_9 | MIS_IL | Illinois | 17 | St Clair | 163 | 943 | 9 | Freeburg | 11753 | 1996 | 9999 | Combustion Turbine | [5 empty] | Fossil | G | 2025 | Oil |  | 0 | 0 | 0 | 0 | 0 | 0 | 0 | 0 | 0 | 0 | 0 | 0 | 0 | 0 | 0 | 0 | 0 | 0 | 0 | 0 | 0 | 0 | 0 | 0 | 0 | 0 | 0 | 0 | 0 | 0 | 0 | 0 | 0 | 0 | 0 | 0 | 0 | 0 | 0 | 0 | 0.03366 | 0 | 0 | 0 | 0 | 0 | 0 | 0 | 0 | 0 | 1.8
943_G_8 | MIS_IL | Illinois | 17 | St Clair | 163 | 943 | 8 | Freeburg | 11753 | 1996 | 9999 | Combustion Turbine | [5 empty] | Fossil | G | 2025 | Oil |  | 0 | 0 | 0 | 0 | 0 | 0 | 0 | 0 | 0 | 0 | 0 | 0 | 0 | 0 | 0 | 0 | 0 | 0 | 0 | 0 | 0 | 0 | 0 | 0 | 0 | 0 | 0 | 0 | 0 | 0 | 0 | 0 | 0 | 0 | 0 | 0 | 0 | 0 | 0 | 0 | 0.03366 | 0 | 0 | 0 | 0 | 0 | 0 | 0 | 0 | 0 | 1.8
943_G_7 | MIS_IL | Illinois | 17 | St Clair | 163 | 943 | 7 | Freeburg | 11979 | 1986 | 9999 | Combustion Turbine | [5 empty] | Fossil | G | 2025 | Oil |  | 0 | 0 | 0 | 0 | 0 | 0 | 0 | 0 | 0 | 0 | 0 | 0 | 0 | 0 | 0 | 0 | 0 | 0 | 0 | 0 | 0 | 0 | 0 | 0 | 0 | 0 | 0 | 0 | 0 | 0 | 0 | 0 | 0 | 0 | 0 | 0 | 0 | 0 | 0 | 0 | 0.04862 | 0 | 0 | 0 | 0 | 0 | 0 | 0 | 0 | 0 | 2.6
943_G_6 | MIS_IL | Illinois | 17 | St Clair | 163 | 943 | 6 | Freeburg | 11753 | 1974 | 9999 | Combustion Turbine | [5 empty] | Fossil | G | 2025 | NaturalGas |  | 0 | 0 | 0.007085 | 0.007085 | 0 | 0 | 0 | 0 | 0 | 0 | 0 | 0 | 0 | 0 | 0 | 0 | 0 | 0 | 0.60283 | 0.60283 | 0 | 0 | 0.41476 | 0.41476 | 0 | 0 | 4.9593e-10 | 4.9593e-10 | 0 | 0 | 0.0025912 | 0.0025912 | 0 | 0 | 0 | 0 | 0 | 0 | 0 | 0 | 0.03366 | 0 | 0 | 0.0067731 | 0.0067731 | 0 | 0 | 0.025271 | 0.025271 | 0 | 1.8
943_G_4 | MIS_IL | Illinois | 17 | St Clair | 163 | 943 | 4 | Freeburg | 11666 | 1959 | 9999 | Combustion Turbine | [5 empty] | Fossil | G | 2025 | Oil |  | 0 | 0 | 0 | 0 | 0 | 0 | 0 | 0 | 0 | 0 | 0 | 0 | 0 | 0 | 0 | 0 | 0 | 0 | 0 | 0 | 0 | 0 | 0 | 0 | 0 | 0 | 0 | 0 | 0 | 0 | 0 | 0 | 0 | 0 | 0 | 0 | 0 | 0 | 0 | 0 | 0.0187 | 0 | 0 | 0 | 0 | 0 | 0 | 0 | 0 | 0 | 1
943_G_3 | MIS_IL | Illinois | 17 | St Clair | 163 | 943 | 3 | Freeburg | 11663 | 1953 | 9999 | Combustion Turbine | [5 empty] | Fossil | G | 2025 | Oil |  | 0 | 0 | 0 | 0 | 0 | 0 | 0 | 0 | 0 | 0 | 0 | 0 | 0 | 0 | 0 | 0 | 0 | 0 | 0 | 0 | 0 | 0 | 0 | 0 | 0 | 0 | 0 | 0 | 0 | 0 | 0 | 0 | 0 | 0 | 0 | 0 | 0 | 0 | 0 | 0 | 0.01122 | 0 | 0 | 0 | 0 | 0 | 0 | 0 | 0 | 0 | 0.6
943_G_2 | MIS_IL | Illinois | 17 | St Clair | 163 | 943 | 2 | Freeburg | 11796 | 1948 | 9999 | Combustion Turbine | [5 empty] | Fossil | G | 2025 | NaturalGas |  | 0 | 0 | 0.0015802 | 0.0015802 | 0 | 0 | 0 | 0 | 0 | 0 | 0 | 0 | 0 | 0 | 0 | 0 | 0 | 0 | 0.13396 | 0.13396 | 0 | 0 | 0.092505 | 0.092505 | 0 | 0 | 1.1061e-10 | 1.1061e-10 | 0 | 0 | 0.00057794 | 0.00057794 | 0 | 0 | 0 | 0 | 0 | 0 | 0 | 0 | 0.00748 | 0 | 0 | 0.0015051 | 0.0015051 | 0 | 0 | 0.0056363 | 0.0056363 | 0 | 0.4
943_G_12 | MIS_IL | Illinois | 17 | St Clair | 163 | 943 | 12 | Freeburg | 11753 | 2007 | 9999 | Combustion Turbine | [5 empty] | Fossil | G | 2025 | Oil |  | 0 | 0 | 0 | 0 | 0 | 0 | 0 | 0 | 0 | 0 | 0 | 0 | 0 | 0 | 0 | 0 | 0 | 0 | 0 | 0 | 0 | 0 | 0 | 0 | 0 | 0 | 0 | 0 | 0 | 0 | 0 | 0 | 0 | 0 | 0 | 0 | 0 | 0 | 0 | 0 | 0.03366 | 0 | 0 | 0 | 0 | 0 | 0 | 0 | 0 | 0 | 1.8
943_G_11 | MIS_IL | Illinois | 17 | St Clair | 163 | 943 | 11 | Freeburg | 11753 | 2007 | 9999 | Combustion Turbine | [5 empty] | Fossil | G | 2025 | Oil |  | 0 | 0 | 0 | 0 | 0 | 0 | 0 | 0 | 0 | 0 | 0 | 0 | 0 | 0 | 0 | 0 | 0 | 0 | 0 | 0 | 0 | 0 | 0 | 0 | 0 | 0 | 0 | 0 | 0 | 0 | 0 | 0 | 0 | 0 | 0 | 0 | 0 | 0 | 0 | 0 | 0.03366 | 0 | 0 | 0 | 0 | 0 | 0 | 0 | 0 | 0 | 1.8
943_G_10 | MIS_IL | Illinois | 17 | St Clair | 163 | 943 | 10 | Freeburg | 11753 | 2007 | 9999 | Combustion Turbine | [5 empty] | Fossil | G | 2025 | Oil |  | 0 | 0 | 0 | 0 | 0 | 0 | 0 | 0 | 0 | 0 | 0 | 0 | 0 | 0 | 0 | 0 | 0 | 0 | 0 | 0 | 0 | 0 | 0 | 0 | 0 | 0 | 0 | 0 | 0 | 0 | 0 | 0 | 0 | 0 | 0 | 0 | 0 | 0 | 0 | 0 | 0.03366 | 0 | 0 | 0 | 0 | 0 | 0 | 0 | 0 | 0 | 1.8
943_G_1 | MIS_IL | Illinois | 17 | St Clair | 163 | 943 | 1 | Freeburg | 11796 | 1948 | 9999 | Combustion Turbine | [5 empty] | Fossil | G | 2025 | NaturalGas |  | 0 | 0 | 0.0015802 | 0.0015802 | 0 | 0 | 0 | 0 | 0 | 0 | 0 | 0 | 0 | 0 | 0 | 0 | 0 | 0 | 0.13396 | 0.13396 | 0 | 0 | 0.092505 | 0.092505 | 0 | 0 | 1.1061e-10 | 1.1061e-10 | 0 | 0 | 0.00057794 | 0.00057794 | 0 | 0 | 0 | 0 | 0 | 0 | 0 | 0 | 0.00748 | 0 | 0 | 0.0015051 | 0.0015051 | 0 | 0 | 0.0056363 | 0.0056363 | 0 | 0.4
941_G_7 | MIS_IL | Illinois | 17 | Dewitt | 39 | 941 | 7 | Farmer City | 16002 | 2012 | 9999 | Combustion Turbine | [5 empty] | Fossil | G | 2025 | Oil |  | 0 | 0 | 0 | 0 | 0 | 0 | 0 | 0 | 0 | 0 | 0 | 0 | 0 | 0 | 0 | 0 | 0 | 0 | 0 | 0 | 0 | 0 | 0 | 0 | 0 | 0 | 0 | 0 | 0 | 0 | 0 | 0 | 0 | 0 | 0 | 0 | 0 | 0 | 0 | 0 | 0.0374 | 0 | 0 | 0 | 0 | 0 | 0 | 0 | 0 | 0 | 2
941_G_6 | MIS_IL | Illinois | 17 | Dewitt | 39 | 941 | 6 | Farmer City | 16002 | 2012 | 9999 | Combustion Turbine | [5 empty] | Fossil | G | 2025 | Oil |  | 0 | 0 | 0 | 0 | 0 | 0 | 0 | 0 | 0 | 0 | 0 | 0 | 0 | 0 | 0 | 0 | 0 | 0 | 0 | 0 | 0 | 0 | 0 | 0 | 0 | 0 | 0 | 0 | 0 | 0 | 0 | 0 | 0 | 0 | 0 | 0 | 0 | 0 | 0 | 0 | 0.0374 | 0 | 0 | 0 | 0 | 0 | 0 | 0 | 0 | 0 | 2
941_G_5 | MIS_IL | Illinois | 17 | Dewitt | 39 | 941 | 5 | Farmer City | 15399 | 1974 | 9999 | Combustion Turbine | [5 empty] | Fossil | G | 2025 | Oil |  | 0 | 0 | 0 | 0 | 0 | 0 | 0 | 0 | 0 | 0 | 0 | 0 | 0 | 0 | 0 | 0 | 0 | 0 | 0 | 0 | 0 | 0 | 0 | 0 | 0 | 0 | 0 | 0 | 0 | 0 | 0 | 0 | 0 | 0 | 0 | 0 | 0 | 0 | 0 | 0 | 0.05236 | 0 | 0 | 0 | 0 | 0 | 0 | 0 | 0 | 0 | 2.8
941_G_4 | MIS_IL | Illinois | 17 | Dewitt | 39 | 941 | 4 | Farmer City | 15271 | 1951 | 9999 | Combustion Turbine | [5 empty] | Fossil | G | 2025 | Oil |  | 0 | 0 | 0 | 0 | 0 | 0 | 0 | 0 | 0 | 0 | 0 | 0 | 0 | 0 | 0 | 0 | 0 | 0 | 0 | 0 | 0 | 0 | 0 | 0 | 0 | 0 | 0 | 0 | 0 | 0 | 0 | 0 | 0 | 0 | 0 | 0 | 0 | 0 | 0 | 0 | 0.01309 | 0 | 0 | 0 | 0 | 0 | 0 | 0 | 0 | 0 | 0.7
941_G_2 | MIS_IL | Illinois | 17 | Dewitt | 39 | 941 | 2 | Farmer City | 15391 | 1963 | 9999 | Combustion Turbine | [5 empty] | Fossil | G | 2025 | Oil |  | 0 | 0 | 0 | 0 | 0 | 0 | 0 | 0 | 0 | 0 | 0 | 0 | 0 | 0 | 0 | 0 | 0 | 0 | 0 | 0 | 0 | 0 | 0 | 0 | 0 | 0 | 0 | 0 | 0 | 0 | 0 | 0 | 0 | 0 | 0 | 0 | 0 | 0 | 0 | 0 | 0.01683 | 0 | 0 | 0 | 0 | 0 | 0 | 0 | 0 | 0 | 0.9
941_G_1 | MIS_IL | Illinois | 17 | Dewitt | 39 | 941 | 1 | Farmer City | 15245 | 1967 | 9999 | Combustion Turbine | [5 empty] | Fossil | G | 2025 | Oil |  | 0 | 0 | 0 | 0 | 0 | 0 | 0 | 0 | 0 | 0 | 0 | 0 | 0 | 0 | 0 | 0 | 0 | 0 | 0 | 0 | 0 | 0 | 0 | 0 | 0 | 0 | 0 | 0 | 0 | 0 | 0 | 0 | 0 | 0 | 0 | 0 | 0 | 0 | 0 | 0 | 0.02431 | 0 | 0 | 0 | 0 | 0 | 0 | 0 | 0 | 0 | 1.3
940_G_IC7 | MIS_IL | Illinois | 17 | Wayne | 191 | 940 | IC7 | Fairfield | 10898 | 1979 | 9999 | Combustion Turbine | [5 empty] | Fossil | G | 2025 | Oil |  | 0 | 0 | 0 | 0 | 0 | 0 | 0 | 0 | 0 | 0 | 0 | 0 | 0 | 0 | 0 | 0 | 0 | 0 | 0 | 0 | 0 | 0 | 0 | 0 | 0 | 0 | 0 | 0 | 0 | 0 | 0 | 0 | 0 | 0 | 0 | 0 | 0 | 0 | 0 | 0 | 0.05049 | 0 | 0 | 0 | 0 | 0 | 0 | 0 | 0 | 0 | 2.7
940_G_IC6 | MIS_IL | Illinois | 17 | Wayne | 191 | 940 | IC6 | Fairfield | 10836 | 1967 | 9999 | Combustion Turbine | [5 empty] | Fossil | G | 2025 | Oil |  | 0 | 0 | 0 | 0 | 0 | 0 | 0 | 0 | 0 | 0 | 0 | 0 | 0 | 0 | 0 | 0 | 0 | 0 | 0 | 0 | 0 | 0 | 0 | 0 | 0 | 0 | 0 | 0 | 0 | 0 | 0 | 0 | 0 | 0 | 0 | 0 | 0 | 0 | 0 | 0 | 0.04488 | 0 | 0 | 0 | 0 | 0 | 0 | 0 | 0 | 0 | 2.4
940_G_IC5 | MIS_IL | Illinois | 17 | Wayne | 191 | 940 | IC5 | Fairfield | 10836 | 1967 | 9999 | Combustion Turbine | [5 empty] | Fossil | G | 2025 | Oil |  | 0 | 0 | 0 | 0 | 0 | 0 | 0 | 0 | 0 | 0 | 0 | 0 | 0 | 0 | 0 | 0 | 0 | 0 | 0 | 0 | 0 | 0 | 0 | 0 | 0 | 0 | 0 | 0 | 0 | 0 | 0 | 0 | 0 | 0 | 0 | 0 | 0 | 0 | 0 | 0 | 0.04488 | 0 | 0 | 0 | 0 | 0 | 0 | 0 | 0 | 0 | 2.4
937_G_9 | MIS_IL | Illinois | 17 | White | 193 | 937 | 9 | Carmi | 10745 | 1958 | 9999 | Combustion Turbine | [5 empty] | Fossil | G | 2025 | NaturalGas |  | 0.0011369 | 0 | 0.0053978 | 0.0065347 | 0 | 0 | 0 | 0 | 0 | 0 | 0 | 0 | 0 | 0 | 0 | 0 | 0.10581 | 0 | 0.50236 | 0.60816 | 0.066555 | 0 | 0.31599 | 0.38254 | 7.9563e-11 | 0 | 3.7855e-10 | 4.5811e-10 | 0.00041581 | 0 | 0.0019742 | 0.00239 | 0 | 0 | 0 | 0 | 0 | 0 | 0 | 0 | 0.02805 | 0.0014512 | 0 | 0.0056443 | 0.0070954 | 0.0042712 | 0 | 0.019253 | 0.023524 | 0 | 1.5
937_G_8 | MIS_IL | Illinois | 17 | White | 193 | 937 | 8 | Carmi | 10745 | 1951 | 9999 | Combustion Turbine | [5 empty] | Fossil | G | 2025 | NaturalGas |  | 0.00090953 | 0 | 0.0043182 | 0.0052278 | 0 | 0 | 0 | 0 | 0 | 0 | 0 | 0 | 0 | 0 | 0 | 0 | 0.084647 | 0 | 0.40188 | 0.48653 | 0.053244 | 0 | 0.25279 | 0.30603 | 6.365e-11 | 0 | 3.0284e-10 | 3.6649e-10 | 0.00033265 | 0 | 0.0015793 | 0.001912 | 0 | 0 | 0 | 0 | 0 | 0 | 0 | 0 | 0.02244 | 0.0011609 | 0 | 0.0045154 | 0.0056763 | 0.003417 | 0 | 0.015402 | 0.018819 | 0 | 1.2
937_G_7 | MIS_IL | Illinois | 17 | White | 193 | 937 | 7 | Carmi | 10745 | 1948 | 9999 | Combustion Turbine | [5 empty] | Fossil | G | 2025 | Oil |  | 0 | 0 | 0 | 0 | 0 | 0 | 0 | 0 | 0 | 0 | 0 | 0 | 0 | 0 | 0 | 0 | 0 | 0 | 0 | 0 | 0 | 0 | 0 | 0 | 0 | 0 | 0 | 0 | 0 | 0 | 0 | 0 | 0 | 0 | 0 | 0 | 0 | 0 | 0 | 0 | 0.01683 | 0 | 0 | 0 | 0 | 0 | 0 | 0 | 0 | 0 | 0.9
937_G_14 | MIS_IL | Illinois | 17 | White | 193 | 937 | 14 | Carmi | 10745 | 2013 | 9999 | Combustion Turbine | [5 empty] | Fossil | G | 2025 | NaturalGas |  | 0.00083367 | 0 | 0.0039584 | 0.0047921 | 0 | 0 | 0 | 0 | 0 | 0 | 0 | 0 | 0 | 0 | 0 | 0 | 0.077593 | 0 | 0.36839 | 0.44599 | 0.048807 | 0 | 0.23172 | 0.28053 | 5.8375e-11 | 0 | 2.7725e-10 | 3.3562e-10 | 0.00030492 | 0 | 0.0014477 | 0.0017527 | 0 | 0 | 0 | 0 | 0 | 0 | 0 | 0 | 0.02057 | 0.0010642 | 0 | 0.0041391 | 0.0052033 | 0.0031322 | 0 | 0.014119 | 0.017251 | 0 | 1.1
937_G_13 | MIS_IL | Illinois | 17 | White | 193 | 937 | 13 | Carmi | 10745 | 1973 | 9999 | Combustion Turbine | [5 empty] | Fossil | G | 2025 | NaturalGas |  | 0.0032592 | 0 | 0.015474 | 0.018733 | 0 | 0 | 0 | 0 | 0 | 0 | 0 | 0 | 0 | 0 | 0 | 0 | 0.30332 | 0 | 1.4401 | 1.7434 | 0.19079 | 0 | 0.90583 | 1.0966 | 2.2808e-10 | 0 | 1.0852e-09 | 1.3133e-09 | 0.001192 | 0 | 0.0056593 | 0.0068513 | 0 | 0 | 0 | 0 | 0 | 0 | 0 | 0 | 0.08041 | 0.00416 | 0 | 0.01618 | 0.02034 | 0.012244 | 0 | 0.055192 | 0.067436 | 0 | 4.3
937_G_12 | MIS_IL | Illinois | 17 | White | 193 | 937 | 12 | Carmi | 10745 | 1967 | 9999 | Combustion Turbine | [5 empty] | Fossil | G | 2025 | NaturalGas |  | 0.0013643 | 0 | 0.0064774 | 0.0078417 | 0 | 0 | 0 | 0 | 0 | 0 | 0 | 0 | 0 | 0 | 0 | 0 | 0.12697 | 0 | 0.60283 | 0.7298 | 0.079866 | 0 | 0.37919 | 0.45905 | 9.5476e-11 | 0 | 4.5426e-10 | 5.4974e-10 | 0.00049897 | 0 | 0.002369 | 0.002868 | 0 | 0 | 0 | 0 | 0 | 0 | 0 | 0 | 0.03366 | 0.0017414 | 0 | 0.0067731 | 0.0085145 | 0.0051255 | 0 | 0.023104 | 0.028229 | 0 | 1.8
937_G_11 | MIS_IL | Illinois | 17 | White | 193 | 937 | 11 | Carmi | 10745 | 1963 | 9999 | Combustion Turbine | [5 empty] | Fossil | G | 2025 | NaturalGas |  | 0.0020465 | 0 | 0.0097161 | 0.011763 | 0 | 0 | 0 | 0 | 0 | 0 | 0 | 0 | 0 | 0 | 0 | 0 | 0.19046 | 0 | 0.90424 | 1.0947 | 0.1198 | 0 | 0.56878 | 0.68858 | 1.4321e-10 | 0 | 6.8139e-10 | 8.246e-10 | 0.00074846 | 0 | 0.0035535 | 0.004302 | 0 | 0 | 0 | 0 | 0 | 0 | 0 | 0 | 0.05049 | 0.0026121 | 0 | 0.01016 | 0.012772 | 0.0076882 | 0 | 0.034656 | 0.042344 | 0 | 2.7
937_G_10 | MIS_IL | Illinois | 17 | White | 193 | 937 | 10 | Carmi | 10745 | 1958 | 9999 | Combustion Turbine | [5 empty] | Fossil | G | 2025 | NaturalGas |  | 0.0012127 | 0 | 0.0057577 | 0.0069704 | 0 | 0 | 0 | 0 | 0 | 0 | 0 | 0 | 0 | 0 | 0 | 0 | 0.11286 | 0 | 0.53585 | 0.64871 | 0.070992 | 0 | 0.33705 | 0.40805 | 8.4867e-11 | 0 | 4.0379e-10 | 4.8865e-10 | 0.00044353 | 0 | 0.0021058 | 0.0025493 | 0 | 0 | 0 | 0 | 0 | 0 | 0 | 0 | 0.02992 | 0.0015479 | 0 | 0.0060205 | 0.0075684 | 0.004556 | 0 | 0.020537 | 0.025093 | 0 | 1.6
936_G_9 | MIS_IL | Illinois | 17 | Clinton | 27 | 936 | 9 | Carlyle | 12554 | 1999 | 9999 | Combustion Turbine | [5 empty] | Fossil | G | 2025 | Oil |  | 0 | 0 | 0 | 0 | 0 | 0 | 0 | 0 | 0 | 0 | 0 | 0 | 0 | 0 | 0 | 0 | 0 | 0 | 0 | 0 | 0 | 0 | 0 | 0 | 0 | 0 | 0 | 0 | 0 | 0 | 0 | 0 | 0 | 0 | 0 | 0 | 0 | 0 | 0 | 0 | 0.04675 | 0 | 0 | 0 | 0 | 0 | 0 | 0 | 0 | 0 | 2.5
936_G_8 | MIS_IL | Illinois | 17 | Clinton | 27 | 936 | 8 | Carlyle | 12554 | 1998 | 9999 | Combustion Turbine | [5 empty] | Fossil | G | 2025 | Oil |  | 0 | 0 | 0 | 0 | 0 | 0 | 0 | 0 | 0 | 0 | 0 | 0 | 0 | 0 | 0 | 0 | 0 | 0 | 0 | 0 | 0 | 0 | 0 | 0 | 0 | 0 | 0 | 0 | 0 | 0 | 0 | 0 | 0 | 0 | 0 | 0 | 0 | 0 | 0 | 0 | 0.04675 | 0 | 0 | 0 | 0 | 0 | 0 | 0 | 0 | 0 | 2.5
936_G_7 | MIS_IL | Illinois | 17 | Clinton | 27 | 936 | 7 | Carlyle | 12520 | 1964 | 9999 | Combustion Turbine | [5 empty] | Fossil | G | 2025 | NaturalGas |  | 0 | 0 | 0.00076698 | 0.00076698 | 0 | 0 | 0 | 0 | 0 | 0 | 0 | 0 | 0 | 0 | 0 | 0 | 0 | 0 | 0.061261 | 0.061261 | 0 | 0 | 0.044899 | 0.044899 | 0 | 0 | 5.3654e-11 | 5.3654e-11 | 0 | 0 | 0.00028051 | 0.00028051 | 0 | 0 | 0 | 0 | 0 | 0 | 0 | 0 | 0.01496 | 0 | 0 | 0.00092119 | 0.00092119 | 0 | 0 | 0.0027357 | 0.0027357 | 0 | 0.8
936_G_10 | MIS_IL | Illinois | 17 | Clinton | 27 | 936 | 10 | Carlyle | 12554 | 2003 | 9999 | Combustion Turbine | [5 empty] | Fossil | G | 2025 | Oil |  | 0 | 0 | 0 | 0 | 0 | 0 | 0 | 0 | 0 | 0 | 0 | 0 | 0 | 0 | 0 | 0 | 0 | 0 | 0 | 0 | 0 | 0 | 0 | 0 | 0 | 0 | 0 | 0 | 0 | 0 | 0 | 0 | 0 | 0 | 0 | 0 | 0 | 0 | 0 | 0 | 0.04675 | 0 | 0 | 0 | 0 | 0 | 0 | 0 | 0 | 0 | 2.5
936_G_1 | MIS_IL | Illinois | 17 | Clinton | 27 | 936 | 1 | Carlyle | 12538 | 1971 | 9999 | Combustion Turbine | [5 empty] | Fossil | G | 2025 | NaturalGas |  | 0 | 0 | 0.0011521 | 0.0011521 | 0 | 0 | 0 | 0 | 0 | 0 | 0 | 0 | 0 | 0 | 0 | 0 | 0 | 0 | 0.091891 | 0.091891 | 0 | 0 | 0.067446 | 0.067446 | 0 | 0 | 8.0596e-11 | 8.0596e-11 | 0 | 0 | 0.00042137 | 0.00042137 | 0 | 0 | 0 | 0 | 0 | 0 | 0 | 0 | 0.02244 | 0 | 0 | 0.0013818 | 0.0013818 | 0 | 0 | 0.0041095 | 0.0041095 | 0 | 1.2
935_G_7 | MIS_IL | Illinois | 17 | Mcdonough | 109 | 935 | 7 | Bushnell | 10745 | 2000 | 9999 | Combustion Turbine | [5 empty] | Fossil | G | 2025 | Oil |  | 0 | 0 | 0 | 0 | 0 | 0 | 0 | 0 | 0 | 0 | 0 | 0 | 0 | 0 | 0 | 0 | 0 | 0 | 0 | 0 | 0 | 0 | 0 | 0 | 0 | 0 | 0 | 0 | 0 | 0 | 0 | 0 | 0 | 0 | 0 | 0 | 0 | 0 | 0 | 0 | 0.04675 | 0 | 0 | 0 | 0 | 0 | 0 | 0 | 0 | 0 | 2.5
935_G_6 | MIS_IL | Illinois | 17 | Mcdonough | 109 | 935 | 6 | Bushnell | 10745 | 2000 | 9999 | Combustion Turbine | [5 empty] | Fossil | G | 2025 | Oil |  | 0 | 0 | 0 | 0 | 0 | 0 | 0 | 0 | 0 | 0 | 0 | 0 | 0 | 0 | 0 | 0 | 0 | 0 | 0 | 0 | 0 | 0 | 0 | 0 | 0 | 0 | 0 | 0 | 0 | 0 | 0 | 0 | 0 | 0 | 0 | 0 | 0 | 0 | 0 | 0 | 0.04675 | 0 | 0 | 0 | 0 | 0 | 0 | 0 | 0 | 0 | 2.5
935_G_5 | MIS_IL | Illinois | 17 | Mcdonough | 109 | 935 | 5 | Bushnell | 10745 | 1956 | 9999 | Combustion Turbine | [5 empty] | Fossil | G | 2025 | Oil |  | 0 | 0 | 0 | 0 | 0 | 0 | 0 | 0 | 0 | 0 | 0 | 0 | 0 | 0 | 0 | 0 | 0 | 0 | 0 | 0 | 0 | 0 | 0 | 0 | 0 | 0 | 0 | 0 | 0 | 0 | 0 | 0 | 0 | 0 | 0 | 0 | 0 | 0 | 0 | 0 | 0.0187 | 0 | 0 | 0 | 0 | 0 | 0 | 0 | 0 | 0 | 1
935_G_4 | MIS_IL | Illinois | 17 | Mcdonough | 109 | 935 | 4 | Bushnell | 10745 | 1965 | 9999 | Combustion Turbine | [5 empty] | Fossil | G | 2025 | NaturalGas |  | 0.0016675 | 0 | 0.0079168 | 0.0095843 | 0 | 0 | 0 | 0 | 0 | 0 | 0 | 0 | 0 | 0 | 0 | 0 | 0.15519 | 0 | 0.73679 | 0.89197 | 0.097614 | 0 | 0.46345 | 0.56106 | 1.1687e-10 | 0 | 5.5425e-10 | 6.7112e-10 | 0.00060986 | 0 | 0.0028954 | 0.0035053 | 0 | 0 | 0 | 0 | 0 | 0 | 0 | 0 | 0.04114 | 0.0021284 | 0 | 0.0082782 | 0.010407 | 0.0062644 | 0 | 0.028238 | 0.034502 | 0 | 2.2
935_G_3 | MIS_IL | Illinois | 17 | Mcdonough | 109 | 935 | 3 | Bushnell | 10745 | 1965 | 9999 | Combustion Turbine | [5 empty] | Fossil | G | 2025 | NaturalGas |  | 0.0016675 | 0 | 0.0079168 | 0.0095843 | 0 | 0 | 0 | 0 | 0 | 0 | 0 | 0 | 0 | 0 | 0 | 0 | 0.15519 | 0 | 0.73679 | 0.89197 | 0.097614 | 0 | 0.46345 | 0.56106 | 1.1687e-10 | 0 | 5.5425e-10 | 6.7112e-10 | 0.00060986 | 0 | 0.0028954 | 0.0035053 | 0 | 0 | 0 | 0 | 0 | 0 | 0 | 0 | 0.04114 | 0.0021284 | 0 | 0.0082782 | 0.010407 | 0.0062644 | 0 | 0.028238 | 0.034502 | 0 | 2.2
935_G_2 | MIS_IL | Illinois | 17 | Mcdonough | 109 | 935 | 2 | Bushnell | 10745 | 1940 | 9999 | Combustion Turbine | [5 empty] | Fossil | G | 2025 | Oil |  | 0 | 0 | 0 | 0 | 0 | 0 | 0 | 0 | 0 | 0 | 0 | 0 | 0 | 0 | 0 | 0 | 0 | 0 | 0 | 0 | 0 | 0 | 0 | 0 | 0 | 0 | 0 | 0 | 0 | 0 | 0 | 0 | 0 | 0 | 0 | 0 | 0 | 0 | 0 | 0 | 0.00374 | 0 | 0 | 0 | 0 | 0 | 0 | 0 | 0 | 0 | 0.2
935_G_1 | MIS_IL | Illinois | 17 | Mcdonough | 109 | 935 | 1 | Bushnell | 10745 | 1940 | 9999 | Combustion Turbine | [5 empty] | Fossil | G | 2025 | Oil |  | 0 | 0 | 0 | 0 | 0 | 0 | 0 | 0 | 0 | 0 | 0 | 0 | 0 | 0 | 0 | 0 | 0 | 0 | 0 | 0 | 0 | 0 | 0 | 0 | 0 | 0 | 0 | 0 | 0 | 0 | 0 | 0 | 0 | 0 | 0 | 0 | 0 | 0 | 0 | 0 | 0.00374 | 0 | 0 | 0 | 0 | 0 | 0 | 0 | 0 | 0 | 0.2
934_G_IC3 | MIS_IL | Illinois | 17 | Clinton | 27 | 934 | IC3 | Breese | 13316 | 1968 | 9999 | Combustion Turbine | [5 empty] | Fossil | G | 2025 | Oil |  | 0 | 0 | 0 | 0 | 0 | 0 | 0 | 0 | 0 | 0 | 0 | 0 | 0 | 0 | 0 | 0 | 0 | 0 | 0 | 0 | 0 | 0 | 0 | 0 | 0 | 0 | 0 | 0 | 0 | 0 | 0 | 0 | 0 | 0 | 0 | 0 | 0 | 0 | 0 | 0 | 0.0561 | 0 | 0 | 0 | 0 | 0 | 0 | 0 | 0 | 0 | 3
934_G_IC1 | MIS_IL | Illinois | 17 | Clinton | 27 | 934 | IC1 | Breese | 13311 | 1953 | 9999 | Combustion Turbine | [5 empty] | Fossil | G | 2025 | Oil |  | 0 | 0 | 0 | 0 | 0 | 0 | 0 | 0 | 0 | 0 | 0 | 0 | 0 | 0 | 0 | 0 | 0 | 0 | 0 | 0 | 0 | 0 | 0 | 0 | 0 | 0 | 0 | 0 | 0 | 0 | 0 | 0 | 0 | 0 | 0 | 0 | 0 | 0 | 0 | 0 | 0.0187 | 0 | 0 | 0 | 0 | 0 | 0 | 0 | 0 | 0 | 1
934_G_8 | MIS_IL | Illinois | 17 | Clinton | 27 | 934 | 8 | Breese | 13264 | 2014 | 9999 | Combustion Turbine | [5 empty] | Fossil | G | 2025 | NaturalGas |  | 0 | 0 | 0.0025393 | 0.0025393 | 0 | 0 | 0 | 0 | 0 | 0 | 0 | 0 | 0 | 0 | 0 | 0 | 0 | 0 | 0.19144 | 0.19144 | 0 | 0 | 0.14865 | 0.14865 | 0 | 0 | 1.776e-10 | 1.776e-10 | 0 | 0 | 0.00092869 | 0.00092869 | 0 | 0 | 0 | 0 | 0 | 0 | 0 | 0 | 0.04675 | 0 | 0 | 0.0028787 | 0.0028787 | 0 | 0 | 0.0090571 | 0.0090571 | 0 | 2.5
934_G_7 | MIS_IL | Illinois | 17 | Clinton | 27 | 934 | 7 | Breese | 13291 | 2008 | 9999 | Combustion Turbine | [5 empty] | Fossil | G | 2025 | Oil |  | 0 | 0 | 0 | 0 | 0 | 0 | 0 | 0 | 0 | 0 | 0 | 0 | 0 | 0 | 0 | 0 | 0 | 0 | 0 | 0 | 0 | 0 | 0 | 0 | 0 | 0 | 0 | 0 | 0 | 0 | 0 | 0 | 0 | 0 | 0 | 0 | 0 | 0 | 0 | 0 | 0.04675 | 0 | 0 | 0 | 0 | 0 | 0 | 0 | 0 | 0 | 2.5
934_G_6 | MIS_IL | Illinois | 17 | Clinton | 27 | 934 | 6 | Breese | 13291 | 1997 | 9999 | Combustion Turbine | [5 empty] | Fossil | G | 2025 | Oil |  | 0 | 0 | 0 | 0 | 0 | 0 | 0 | 0 | 0 | 0 | 0 | 0 | 0 | 0 | 0 | 0 | 0 | 0 | 0 | 0 | 0 | 0 | 0 | 0 | 0 | 0 | 0 | 0 | 0 | 0 | 0 | 0 | 0 | 0 | 0 | 0 | 0 | 0 | 0 | 0 | 0.04675 | 0 | 0 | 0 | 0 | 0 | 0 | 0 | 0 | 0 | 2.5
934_G_5 | MIS_IL | Illinois | 17 | Clinton | 27 | 934 | 5 | Breese | 13291 | 1992 | 9999 | Combustion Turbine | [5 empty] | Fossil | G | 2025 | Oil |  | 0 | 0 | 0 | 0 | 0 | 0 | 0 | 0 | 0 | 0 | 0 | 0 | 0 | 0 | 0 | 0 | 0 | 0 | 0 | 0 | 0 | 0 | 0 | 0 | 0 | 0 | 0 | 0 | 0 | 0 | 0 | 0 | 0 | 0 | 0 | 0 | 0 | 0 | 0 | 0 | 0.04675 | 0 | 0 | 0 | 0 | 0 | 0 | 0 | 0 | 0 | 2.5
934_G_2 | MIS_IL | Illinois | 17 | Clinton | 27 | 934 | 2 | Breese | 13316 | 1982 | 9999 | Combustion Turbine | [5 empty] | Fossil | G | 2025 | NaturalGas |  | 0 | 0 | 0.003059 | 0.003059 | 0 | 0 | 0 | 0 | 0 | 0 | 0 | 0 | 0 | 0 | 0 | 0 | 0 | 0 | 0.22973 | 0.22973 | 0 | 0 | 0.17908 | 0.17908 | 0 | 0 | 2.1435e-10 | 2.1435e-10 | 0 | 0 | 0.0011188 | 0.0011188 | 0 | 0 | 0 | 0 | 0 | 0 | 0 | 0 | 0.10533 | 0 | 0 | 0.0034545 | 0.0034545 | 0 | 0 | 0.010911 | 0.010911 | 0 | 3
925_G_3 | WECC_UT | Utah | 49 | Sanpete | 39 | 925 | 3 | Hydro Plant No 3 | 0 | 1984 | 9999 | Hydro | [5 empty] | Non-Fossil | G | 2025 | Hydro |  | 0 | 0 | 0 | 0 | 0 | 0 | 0 | 0 | 0 | 0 | 0 | 0 | 0 | 0 | 0 | 0 | 1.2181 | 1.688 | 2.8334 | 5.7395 | 0 | 0 | 0 | 0 | 0 | 0 | 0 | 0 | 0 | 0 | 0 | 0 | 0 | 0 | 0 | 0 | 0 | 0 | 0 | 0 | 0.029779 | 0.0032401 | 0.0044901 | 0.0075367 | 0.015267 | 0 | 0 | 0 | 0 | 0 | 2
925_G_2 | WECC_UT | Utah | 49 | Sanpete | 39 | 925 | 2 | Hydro Plant No 3 | 0 | 1984 | 9999 | Hydro | [5 empty] | Non-Fossil | G | 2025 | Hydro |  | 0 | 0 | 0 | 0 | 0 | 0 | 0 | 0 | 0 | 0 | 0 | 0 | 0 | 0 | 0 | 0 | 0.36542 | 0.50641 | 0.85001 | 1.7218 | 0 | 0 | 0 | 0 | 0 | 0 | 0 | 0 | 0 | 0 | 0 | 0 | 0 | 0 | 0 | 0 | 0 | 0 | 0 | 0 | 0.0089337 | 0.00097202 | 0.001347 | 0.002261 | 0.0045801 | 0 | 0 | 0 | 0 | 0 | 0.6
917_G_1 | WECC_PNW | Washington | 53 | Grant | 25 | 917 | 1 | Quincy Chute | 0 | 1985 | 9999 | Hydro | [5 empty] | Non-Fossil | G | 2025 | Hydro |  | 0 | 0 | 0 | 0 | 0 | 0 | 0 | 0 | 0 | 0 | 0 | 0 | 0 | 0 | 0 | 0 | 8.3448 | 10.5696 | 15.3105 | 34.225 | 0 | 0 | 0 | 0 | 0 | 0 | 0 | 0 | 0 | 0 | 0 | 0 | 0 | 0 | 0 | 0 | 0 | 0 | 0 | 0 | 0.13996 | 0.022197 | 0.028115 | 0.040726 | 0.091038 | 0 | 0 | 0 | 0 | 0 | 9.4
913_G_GT5 | MIS_MO | Illinois | 17 | Madison | 119 | 913 | GT5 | Venice | 11255 | 2005 | 9999 | Combustion Turbine |  |  |  | DLNB + H2O |  | Fossil | G | 2025 | NaturalGas |  | 0 | 0 | 0.19612 | 0.19612 | 0 | 0 | 0 | 0 | 0 | 0 | 0 | 0 | 0 | 0 | 0 | 0 | 0 | 0 | 17.4247 | 17.4247 | 0 | 0 | 11.4806 | 11.4806 | 0 | 0 | 1.3725e-08 | 1.3725e-08 | 0 | 0 | 0.0056961 | 0.0056961 | 0 | 0 | 0 | 0 | 0 | 0 | 0 | 0 | 1.9448 | 0 | 0 | 0.23898 | 0.23898 | 0 | 0 | 0.69167 | 0.69167 | 0 | 104
913_G_GT4 | MIS_MO | Illinois | 17 | Madison | 119 | 913 | GT4 | Venice | 11255 | 2005 | 9999 | Combustion Turbine |  |  |  | DLNB + H2O |  | Fossil | G | 2025 | NaturalGas |  | 0 | 0 | 0.3168 | 0.3168 | 0 | 0 | 0 | 0 | 0 | 0 | 0 | 0 | 0 | 0 | 0 | 0 | 0 | 0 | 28.1477 | 28.1477 | 0 | 0 | 18.5456 | 18.5456 | 0 | 0 | 2.2166e-08 | 2.2166e-08 | 0 | 0 | 0.0068429 | 0.0068429 | 0 | 0 | 0 | 0 | 0 | 0 | 0 | 0 | 3.1416 | 0 | 0 | 0.38604 | 0.38604 | 0 | 0 | 1.1173 | 1.1173 | 0 | 168
913_G_GT3 | MIS_MO | Illinois | 17 | Madison | 119 | 913 | GT3 | Venice | 11255 | 2005 | 9999 | Combustion Turbine |  |  |  | DLNB + H2O |  | Fossil | G | 2025 | NaturalGas |  | 0 | 0 | 0.3168 | 0.3168 | 0 | 0 | 0 | 0 | 0 | 0 | 0 | 0 | 0 | 0 | 0 | 0 | 0 | 0 | 28.1477 | 28.1477 | 0 | 0 | 18.5456 | 18.5456 | 0 | 0 | 2.2166e-08 | 2.2166e-08 | 0 | 0 | 0.0066829 | 0.0066829 | 0 | 0 | 0 | 0 | 0 | 0 | 0 | 0 | 3.1416 | 0 | 0 | 0.38604 | 0.38604 | 0 | 0 | 1.1173 | 1.1173 | 0 | 168
913_G_GT2 | MIS_MO | Illinois | 17 | Madison | 119 | 913 | GT2 | Venice | 11255 | 2002 | 9999 | Combustion Turbine | [5 empty] | Fossil | G | 2025 | NaturalGas |  | 0 | 0 | 0.087843 | 0.087843 | 0 | 0 | 0 | 0 | 0 | 0 | 0 | 0 | 0 | 0 | 0 | 0 | 0 | 0 | 7.8048 | 7.8048 | 0 | 0 | 5.1423 | 5.1423 | 0 | 0 | 6.1481e-09 | 6.1481e-09 | 0 | 0 | 0.0038524 | 0.0038524 | 0 | 0 | 0 | 0 | 0 | 0 | 0 | 0 | 0.8976 | 0 | 0 | 0.10704 | 0.10704 | 0 | 0 | 0.30981 | 0.30981 | 0 | 48
9096_G_1 | WECC_PNW | Washington | 53 | Spokane | 63 | 9096 | 1 | Upper Falls | 0 | 1922 | 9999 | Hydro | [5 empty] | Non-Fossil | G | 2025 | Hydro |  | 0 | 0 | 0 | 0 | 0 | 0 | 0 | 0 | 0 | 0 | 0 | 0 | 0 | 0 | 0 | 0 | 9.055 | 11.4692 | 16.6135 | 37.1377 | 0 | 0 | 0 | 0 | 0 | 0 | 0 | 0 | 0 | 0 | 0 | 0 | 0 | 0 | 0 | 0 | 0 | 0 | 0 | 0 | 0.15187 | 0.024086 | 0.030508 | 0.044192 | 0.098786 | 0 | 0 | 0 | 0 | 0 | 10.2
9095_G_6 | WECC_PNW | Washington | 53 | Spokane | 63 | 9095 | 6 | Monroe Street | 0 | 1992 | 9999 | Hydro | [5 empty] | Non-Fossil | G | 2025 | Hydro |  | 0 | 0 | 0 | 0 | 0 | 0 | 0 | 0 | 0 | 0 | 0 | 0 | 0 | 0 | 0 | 0 | 13.3162 | 16.8664 | 24.4316 | 54.6143 | 0 | 0 | 0 | 0 | 0 | 0 | 0 | 0 | 0 | 0 | 0 | 0 | 0 | 0 | 0 | 0 | 0 | 0 | 0 | 0 | 0.22334 | 0.035421 | 0.044865 | 0.064988 | 0.14527 | 0 | 0 | 0 | 0 | 0 | 15
905_G_1 | WECC_SCE | California | 6 | Los Angeles | 37 | 905 | 1 | Alamo | 0 | 1986 | 9999 | Hydro | [5 empty] | Non-Fossil | G | 2025 | Hydro |  | 0 | 0 | 0 | 0 | 0 | 0 | 0 | 0 | 0 | 0 | 0 | 0 | 0 | 0 | 0 | 0 | 7.0443 | 12.4188 | 28.4085 | 47.8716 | 0 | 0 | 0 | 0 | 0 | 0 | 0 | 0 | 0 | 0 | 0 | 0 | 0 | 0 | 0 | 0 | 0 | 0 | 0 | 0 | 0.25312 | 0.018738 | 0.033034 | 0.075567 | 0.12734 | 0 | 0 | 0 | 0 | 0 | 17
9038_G_8 | NENGREST | Massachusetts | 25 | Middlesex | 17 | 9038 | 8 | Cherry Street | 11628 | 1956 | 9999 | Combustion Turbine | [5 empty] | Fossil | G | 2025 | Oil |  | 0 | 0 | 0 | 0 | 0 | 0 | 0 | 0 | 0 | 0 | 0 | 0 | 0 | 0 | 0 | 0 | 0 | 0 | 0 | 0 | 0 | 0 | 0 | 0 | 0 | 0 | 0 | 0 | 0 | 0 | 0 | 0 | 0 | 0 | 0 | 0 | 0 | 0 | 0 | 0 | 0.06358 | 0 | 0 | 0 | 0 | 0 | 0 | 0 | 0 | 0 | 3.4
9038_G_7 | NENGREST | Massachusetts | 25 | Middlesex | 17 | 9038 | 7 | Cherry Street | 11598 | 1951 | 9999 | Combustion Turbine | [5 empty] | Fossil | G | 2025 | Oil |  | 0 | 0 | 0 | 0 | 0 | 0 | 0 | 0 | 0 | 0 | 0 | 0 | 0 | 0 | 0 | 0 | 0 | 0 | 0 | 0 | 0 | 0 | 0 | 0 | 0 | 0 | 0 | 0 | 0 | 0 | 0 | 0 | 0 | 0 | 0 | 0 | 0 | 0 | 0 | 0 | 0.04675 | 0 | 0 | 0 | 0 | 0 | 0 | 0 | 0 | 0 | 2.5
9038_G_12 | NENGREST | Massachusetts | 25 | Middlesex | 17 | 9038 | 12 | Cherry Street | 11637 | 1972 | 9999 | Combustion Turbine | [5 empty] | Fossil | G | 2025 | Oil |  | 0 | 0 | 0 | 0 | 0 | 0 | 0 | 0 | 0 | 0 | 0 | 0 | 0 | 0 | 0 | 0 | 0 | 0 | 0 | 0 | 0 | 0 | 0 | 0 | 0 | 0 | 0 | 0 | 0 | 0 | 0 | 0 | 0 | 0 | 0 | 0 | 0 | 0 | 0 | 0 | 0.09163 | 0 | 0 | 0 | 0 | 0 | 0 | 0 | 0 | 0 | 4.9
9038_G_11 | NENGREST | Massachusetts | 25 | Middlesex | 17 | 9038 | 11 | Cherry Street | 11609 | 1962 | 9999 | Combustion Turbine | [5 empty] | Fossil | G | 2025 | Oil |  | 0 | 0 | 0 | 0 | 0 | 0 | 0 | 0 | 0 | 0 | 0 | 0 | 0 | 0 | 0 | 0 | 0 | 0 | 0 | 0 | 0 | 0 | 0 | 0 | 0 | 0 | 0 | 0 | 0 | 0 | 0 | 0 | 0 | 0 | 0 | 0 | 0 | 0 | 0 | 0 | 0.03553 | 0 | 0 | 0 | 0 | 0 | 0 | 0 | 0 | 0 | 1.9
9038_G_10 | NENGREST | Massachusetts | 25 | Middlesex | 17 | 9038 | 10 | Cherry Street | 11609 | 1962 | 9999 | Combustion Turbine | [5 empty] | Fossil | G | 2025 | Oil |  | 0 | 0 | 0 | 0 | 0 | 0 | 0 | 0 | 0 | 0 | 0 | 0 | 0 | 0 | 0 | 0 | 0 | 0 | 0 | 0 | 0 | 0 | 0 | 0 | 0 | 0 | 0 | 0 | 0 | 0 | 0 | 0 | 0 | 0 | 0 | 0 | 0 | 0 | 0 | 0 | 0.03553 | 0 | 0 | 0 | 0 | 0 | 0 | 0 | 0 | 0 | 1.9
903_G_2 | PJM_COMD | Illinois | 17 | Winnebago | 201 | 903 | 2 | Rockton | 0 | 1929 | 9999 | Hydro | [5 empty] | Non-Fossil | G | 2025 | Hydro |  | 0 | 0 | 0 | 0 | 0 | 0 | 0 | 0 | 0 | 0 | 0 | 0 | 0 | 0 | 0 | 0 | 0.40806 | 0.61298 | 0.9096 | 1.9306 | 0 | 0 | 0 | 0 | 0 | 0 | 0 | 0 | 0 | 0 | 0 | 0 | 0 | 0 | 0 | 0 | 0 | 0 | 0 | 0 | 0.0074447 | 0.0010854 | 0.0016305 | 0.0024195 | 0.0051355 | 0 | 0 | 0 | 0 | 0 | 0.5
903_G_1 | PJM_COMD | Illinois | 17 | Winnebago | 201 | 903 | 1 | Rockton | 0 | 1929 | 9999 | Hydro | [5 empty] | Non-Fossil | G | 2025 | Hydro |  | 0 | 0 | 0 | 0 | 0 | 0 | 0 | 0 | 0 | 0 | 0 | 0 | 0 | 0 | 0 | 0 | 0.48967 | 0.73557 | 1.0915 | 2.3168 | 0 | 0 | 0 | 0 | 0 | 0 | 0 | 0 | 0 | 0 | 0 | 0 | 0 | 0 | 0 | 0 | 0 | 0 | 0 | 0 | 0.0089337 | 0.0013025 | 0.0019566 | 0.0029034 | 0.0061626 | 0 | 0 | 0 | 0 | 0 | 0.6
902_G_1 | WEC_CALN | California | 6 | Lake | 33 | 902 | 1 | Bottle Rock Power | 9771 | 1985 | 9999 | Geothermal | [5 empty] | Non-Fossil | G | 2025 | Geothermal |  | 0.16699 | 0.22281 | 0.28311 | 0.67291 | 0 | 0 | 0 | 0 | 0 | 0 | 0 | 0 | 0 | 0 | 0 | 0 | 17.0907 | 22.8029 | 28.9746 | 68.8682 | 0 | 0 | 0 | 0 | 0.00024802 | 0.00033091 | 0.00042048 | 0.00099941 | 0 | 0 | 0 | 0 | 0 | 0 | 0 | 0 | 0 | 0 | 0 | 0 | 0.93505 | 0.093828 | 0.12519 | 0.15907 | 0.37809 | 0 | 0 | 0 | 0 | 0 | 10
9_G_1 | WECC_NM | Texas | 48 | El Paso | 141 | 9 | 1 | Copper | 17468 | 1980 | 9999 | Combustion Turbine |  |  |  | H2O |  | Fossil | G | 2025 | Oil |  | 0 | 0 | 0 | 0 | 0 | 0 | 0 | 0 | 0 | 0 | 0 | 0 | 0 | 0 | 0 | 0 | 0 | 0 | 0 | 0 | 0 | 0 | 0 | 0 | 0 | 0 | 0 | 0 | 0 | 0 | 0 | 0 | 0 | 0 | 0 | 0 | 0 | 0 | 0 | 0 | 1.1594 | 0 | 0 | 0 | 0 | 0 | 0 | 0 | 0 | 0 | 62
899_G_HY4 | MIS_MIDA | Illinois | 17 | Rock Island | 161 | 899 | HY4 | Moline | 0 | 1942 | 9999 | Hydro | [5 empty] | Non-Fossil | G | 2025 | Hydro |  | 0 | 0 | 0 | 0 | 0 | 0 | 0 | 0 | 0 | 0 | 0 | 0 | 0 | 0 | 0 | 0 | 0.446 | 0.66908 | 0.94605 | 2.0611 | 0 | 0 | 0 | 0 | 0 | 0 | 0 | 0 | 0 | 0 | 0 | 0 | 0 | 0 | 0 | 0 | 0 | 0 | 0 | 0 | 0.011912 | 0.0011864 | 0.0017797 | 0.0025165 | 0.0054826 | 0 | 0 | 0 | 0 | 0 | 0.8
899_G_HY3 | MIS_MIDA | Illinois | 17 | Rock Island | 161 | 899 | HY3 | Moline | 0 | 1942 | 9999 | Hydro | [5 empty] | Non-Fossil | G | 2025 | Hydro |  | 0 | 0 | 0 | 0 | 0 | 0 | 0 | 0 | 0 | 0 | 0 | 0 | 0 | 0 | 0 | 0 | 0.446 | 0.66908 | 0.94605 | 2.0611 | 0 | 0 | 0 | 0 | 0 | 0 | 0 | 0 | 0 | 0 | 0 | 0 | 0 | 0 | 0 | 0 | 0 | 0 | 0 | 0 | 0.011912 | 0.0011864 | 0.0017797 | 0.0025165 | 0.0054826 | 0 | 0 | 0 | 0 | 0 | 0.8
899_G_HY2 | MIS_MIDA | Illinois | 17 | Rock Island | 161 | 899 | HY2 | Moline | 0 | 1942 | 9999 | Hydro | [5 empty] | Non-Fossil | G | 2025 | Hydro |  | 0 | 0 | 0 | 0 | 0 | 0 | 0 | 0 | 0 | 0 | 0 | 0 | 0 | 0 | 0 | 0 | 0.446 | 0.66908 | 0.94605 | 2.0611 | 0 | 0 | 0 | 0 | 0 | 0 | 0 | 0 | 0 | 0 | 0 | 0 | 0 | 0 | 0 | 0 | 0 | 0 | 0 | 0 | 0.011912 | 0.0011864 | 0.0017797 | 0.0025165 | 0.0054826 | 0 | 0 | 0 | 0 | 0 | 0.8
899_G_HY1 | MIS_MIDA | Illinois | 17 | Rock Island | 161 | 899 | HY1 | Moline | 0 | 1942 | 9999 | Hydro | [5 empty] | Non-Fossil | G | 2025 | Hydro |  | 0 | 0 | 0 | 0 | 0 | 0 | 0 | 0 | 0 | 0 | 0 | 0 | 0 | 0 | 0 | 0 | 0.446 | 0.66908 | 0.94605 | 2.0611 | 0 | 0 | 0 | 0 | 0 | 0 | 0 | 0 | 0 | 0 | 0 | 0 | 0 | 0 | 0 | 0 | 0 | 0 | 0 | 0 | 0.011912 | 0.0011864 | 0.0017797 | 0.0025165 | 0.0054826 | 0 | 0 | 0 | 0 | 0 | 0.8
899_G_GT4 | MIS_MIDA | Illinois | 17 | Rock Island | 161 | 899 | GT4 | Moline | 25000 | 1970 | 9999 | Combustion Turbine | [5 empty] | Fossil | G | 2025 | NaturalGas |  | 0 | 0 | 0 | 0 | 0 | 0 | 0 | 0 | 0 | 0 | 0 | 0 | 0 | 0 | 0 | 0 | 0 | 0 | 0 | 0 | 0 | 0 | 0 | 0 | 0 | 0 | 0 | 0 | 0 | 0 | 0 | 0 | 0 | 0 | 0 | 0 | 0 | 0 | 0 | 0 | 0.31229 | 0 | 0 | 0 | 0 | 0 | 0 | 0 | 0 | 0 | 16.7
899_G_GT3 | MIS_MIDA | Illinois | 17 | Rock Island | 161 | 899 | GT3 | Moline | 25000 | 1970 | 9999 | Combustion Turbine | [5 empty] | Fossil | G | 2025 | NaturalGas |  | 0 | 0 | 0 | 0 | 0 | 0 | 0 | 0 | 0 | 0 | 0 | 0 | 0 | 0 | 0 | 0 | 0 | 0 | 0 | 0 | 0 | 0 | 0 | 0 | 0 | 0 | 0 | 0 | 0 | 0 | 0 | 0 | 0 | 0 | 0 | 0 | 0 | 0 | 0 | 0 | 0.31603 | 0 | 0 | 0 | 0 | 0 | 0 | 0 | 0 | 0 | 16.9
899_G_GT2 | MIS_MIDA | Illinois | 17 | Rock Island | 161 | 899 | GT2 | Moline | 25000 | 1970 | 9999 | Combustion Turbine | [5 empty] | Fossil | G | 2025 | NaturalGas |  | 0 | 0 | 0 | 0 | 0 | 0 | 0 | 0 | 0 | 0 | 0 | 0 | 0 | 0 | 0 | 0 | 0 | 0 | 0 | 0 | 0 | 0 | 0 | 0 | 0 | 0 | 0 | 0 | 0 | 0 | 0 | 0 | 0 | 0 | 0 | 0 | 0 | 0 | 0 | 0 | 0.31977 | 0 | 0 | 0 | 0 | 0 | 0 | 0 | 0 | 0 | 17.1
899_G_GT1 | MIS_MIDA | Illinois | 17 | Rock Island | 161 | 899 | GT1 | Moline | 25000 | 1970 | 9999 | Combustion Turbine | [5 empty] | Fossil | G | 2025 | NaturalGas |  | 0 | 0 | 0 | 0 | 0 | 0 | 0 | 0 | 0 | 0 | 0 | 0 | 0 | 0 | 0 | 0 | 0 | 0 | 0 | 0 | 0 | 0 | 0 | 0 | 0 | 0 | 0 | 0 | 0 | 0 | 0 | 0 | 0 | 0 | 0 | 0 | 0 | 0 | 0 | 0 | 0.2992 | 0 | 0 | 0 | 0 | 0 | 0 | 0 | 0 | 0 | 16
892_B_2 | MIS_IL | Illinois | 17 | Putnam | 155 | 892 | 2 | Hennepin Power Station | 10714 | 1959 | 9999 | Coal Steam | tangential | dry | ESPC + Bag House + ACI | LNB + OFA |  | Fossil | B | 2025 | Coal |  | 3.836 | 4.1592 | 6.0707 | 14.0659 | 0 | 0 | 0 | 0 | 3.836 | 4.1592 | 6.0707 | 14.0659 | 0 | 0 | 0 | 0 | 358.0351 | 388.206 | 566.6097 | 1312.8508 | 411.0261 | 445.6624 | 650.4709 | 1507.1594 | 0.0010762 | 0.0011669 | 0.0017032 | 0.0039464 | 0.27828 | 0.30173 | 0.4404 | 1.0204 | 1.0018 | 1.0862 | 1.5854 | 3.6734 | 0.00093706 | 0.001016 | 0.0014828 | 0.0034359 | 12.0923 | 1.3686 | 1.4839 | 2.1659 | 5.0185 | 8.6831 | 9.4148 | 13.7415 | 31.8394 | 0 | 218 | Mercury Control
892_B_1 | MIS_IL | Illinois | 17 | Putnam | 155 | 892 | 1 | Hennepin Power Station | 10833 | 1953 | 9999 | Coal Steam | tangential | dry | ESPC + Bag House + ACI | LNB + OFA |  | Fossil | B | 2025 |  | Coal Retirement | 0 | 0 | 0 | 0 | 0 | 0 | 0 | 0 | 0 | 0 | 0 | 0 | 0 | 0 | 0 | 0 | 0 | 0 | 0 | 0 | 0 | 0 | 0 | 0 | 0 | 0 | 0 | 0 | 0 | 0 | 0 | 0 | 0 | 0 | 0 | 0 | 0 | 0 | 0 | 0 | 0 | 0 | 0 | 0 | 0 | 0 | 0 | 0 | 0 | 0 | 66 | Mercury Control
891_B_9 | MIS_IL | Illinois | 17 | Mason | 125 | 891 | 9 | Havana | 11600 | 1978 | 9999 | Coal Steam | wall | dry | ESPH + Bag House + Dry Scrubber + SCR + ACI | LNB + OFA | Dry Scrubber | Fossil | B | 2025 | Coal |  | 7.3569 | 4.7478 | 8.4605 | 20.5652 | 0 | 0 | 0 | 0 | 7.3569 | 4.7478 | 8.4605 | 20.5652 | 0 | 0 | 0 | 0 | 634.2139 | 409.2916 | 729.3537 | 1772.8592 | 788.2898 | 508.7249 | 906.5429 | 2203.5576 | 0.0020641 | 0.001332 | 0.0023737 | 0.0057698 | 0.29851 | 0.19264 | 0.34328 | 0.83443 | 0.22071 | 0.14243 | 0.25382 | 0.61696 | 0.0036783 | 0.0023738 | 0.0042303 | 0.010282 | 24.8659 | 4.1171 | 2.657 | 4.7347 | 11.5089 | 14.8766 | 9.6007 | 17.1083 | 41.5857 | 0 | 411 | Scrubber / SCR / Mercury Control | Dry Scrubber
8906_G_1 | NY_Z_J | New York | 36 | Queens | 81 | 8906 | 1 | Astoria Generating Station | 19186 | 1967 | 9999 | Combustion Turbine | [5 empty] | Fossil | G | 2025 | NaturalGas |  | 0 | 0 | 0 | 0 | 0 | 0 | 0 | 0 | 0 | 0 | 0 | 0 | 0 | 0 | 0 | 0 | 0 | 0 | 0 | 0 | 0 | 0 | 0 | 0 | 0 | 0 | 0 | 0 | 0 | 0 | 0 | 0 | 0 | 0 | 0 | 0 | 0 | 0 | 0 | 0 | 0.27489 | 0 | 0 | 0 | 0 | 0 | 0 | 0 | 0 | 0 | 14.7
8906_B_50 | NY_Z_J | New York | 36 | Queens | 81 | 8906 | 50 | Astoria Generating Station | 11804 | 1962 | 9999 | O/G Steam | tangential |  |  | LNB |  | Fossil | B | 2025 | Oil |  | 0.40532 | 0.052327 | 0.71298 | 1.1706 | 0 | 0 | 0 | 0 | 0 | 0 | 0 | 0 | 0 | 0 | 0 | 0 | 34.3375 | 4.433 | 60.4015 | 99.172 | 35.2438 | 4.55 | 46.3992 | 86.193 | 9.7277e-05 | 1.2558e-05 | 3.9412e-05 | 0.00014925 | 0.011088 | 0.0014314 | 0.019504 | 0.032022 | 0.21077 | 0.02721 | 0.08531 | 0.32329 | 0 | 0 | 0 | 0 | 12.7717 | 0.028431 | 0.0036705 | 0.050012 | 0.082114 | 6.3005 | 0.8134 | 4.4148 | 11.5287 | 0 | 381
8906_B_30 | NY_Z_J | New York | 36 | Queens | 81 | 8906 | 30 | Astoria Generating Station | 12294 | 1958 | 9999 | O/G Steam | wall | dry |  | FR + LNB |  | Fossil | B | 2025 | NaturalGas |  | 0 | 0 | 0.70931 | 0.70931 | 0 | 0 | 0 | 0 | 0 | 0 | 0 | 0 | 0 | 0 | 0 | 0 | 0 | 0 | 57.6952 | 57.6952 | 0 | 0 | 41.5227 | 41.5227 | 0 | 0 | 4.9647e-08 | 4.9647e-08 | 0 | 0 | 0.018389 | 0.018389 | 0 | 0 | 0 | 0 | 0 | 0 | 0 | 0 | 12.2001 | 0 | 0 | 0.047772 | 0.047772 | 0 | 0 | 2.4094 | 2.4094 | 0 | 376
8906_B_20 | NY_Z_J | New York | 36 | Queens | 81 | 8906 | 20 | Astoria Generating Station | 14500 | 1954 | 9999 | O/G Steam | wall | dry |  | LNB |  | Fossil | B | 2025 |  | O/G Retirement | 0 | 0 | 0 | 0 | 0 | 0 | 0 | 0 | 0 | 0 | 0 | 0 | 0 | 0 | 0 | 0 | 0 | 0 | 0 | 0 | 0 | 0 | 0 | 0 | 0 | 0 | 0 | 0 | 0 | 0 | 0 | 0 | 0 | 0 | 0 | 0 | 0 | 0 | 0 | 0 | 0 | 0 | 0 | 0 | 0 | 0 | 0 | 0 | 0 | 0 | 168
8902_G_A9 | WECC_AZ | Arizona | 4 | Mohave | 15 | 8902 | A9 | Hoover Dam (AZ) | 0 | 1952 | 9999 | Hydro | [5 empty] | Non-Fossil | G | 2025 | Hydro |  | 0 | 0 | 0 | 0 | 0 | 0 | 0 | 0 | 0 | 0 | 0 | 0 | 0 | 0 | 0 | 0 | 40.2562 | 55.0235 | 77.4934 | 172.7731 | 0 | 0 | 0 | 0 | 0 | 0 | 0 | 0 | 0 | 0 | 0 | 0 | 0 | 0 | 0 | 0 | 0 | 0 | 0 | 0 | 1.0199 | 0.10708 | 0.14636 | 0.20613 | 0.45958 | 0 | 0 | 0 | 0 | 0 | 68.5
8902_G_A8 | WECC_AZ | Arizona | 4 | Mohave | 15 | 8902 | A8 | Hoover Dam (AZ) | 0 | 1937 | 9999 | Hydro | [5 empty] | Non-Fossil | G | 2025 | Hydro |  | 0 | 0 | 0 | 0 | 0 | 0 | 0 | 0 | 0 | 0 | 0 | 0 | 0 | 0 | 0 | 0 | 36.1425 | 49.4006 | 69.5743 | 155.1174 | 0 | 0 | 0 | 0 | 0 | 0 | 0 | 0 | 0 | 0 | 0 | 0 | 0 | 0 | 0 | 0 | 0 | 0 | 0 | 0 | 0.9157 | 0.096139 | 0.13141 | 0.18507 | 0.41261 | 0 | 0 | 0 | 0 | 0 | 61.5
8902_G_A7 | WECC_AZ | Arizona | 4 | Mohave | 15 | 8902 | A7 | Hoover Dam (AZ) | 0 | 1939 | 9999 | Hydro | [5 empty] | Non-Fossil | G | 2025 | Hydro |  | 0 | 0 | 0 | 0 | 0 | 0 | 0 | 0 | 0 | 0 | 0 | 0 | 0 | 0 | 0 | 0 | 76.3987 | 104.4241 | 147.0677 | 327.8905 | 0 | 0 | 0 | 0 | 0 | 0 | 0 | 0 | 0 | 0 | 0 | 0 | 0 | 0 | 0 | 0 | 0 | 0 | 0 | 0 | 1.9356 | 0.20322 | 0.27777 | 0.3912 | 0.87219 | 0 | 0 | 0 | 0 | 0 | 130
8902_G_A6 | WECC_AZ | Arizona | 4 | Mohave | 15 | 8902 | A6 | Hoover Dam (AZ) | 0 | 1939 | 9999 | Hydro | [5 empty] | Non-Fossil | G | 2025 | Hydro |  | 0 | 0 | 0 | 0 | 0 | 0 | 0 | 0 | 0 | 0 | 0 | 0 | 0 | 0 | 0 | 0 | 76.3987 | 104.4241 | 147.0677 | 327.8905 | 0 | 0 | 0 | 0 | 0 | 0 | 0 | 0 | 0 | 0 | 0 | 0 | 0 | 0 | 0 | 0 | 0 | 0 | 0 | 0 | 1.9356 | 0.20322 | 0.27777 | 0.3912 | 0.87219 | 0 | 0 | 0 | 0 | 0 | 130
8902_G_A5 | WECC_AZ | Arizona | 4 | Mohave | 15 | 8902 | A5 | Hoover Dam (AZ) | 0 | 1943 | 9999 | Hydro | [5 empty] | Non-Fossil | G | 2025 | Hydro |  | 0 | 0 | 0 | 0 | 0 | 0 | 0 | 0 | 0 | 0 | 0 | 0 | 0 | 0 | 0 | 0 | 74.6356 | 102.0143 | 143.6739 | 320.3238 | 0 | 0 | 0 | 0 | 0 | 0 | 0 | 0 | 0 | 0 | 0 | 0 | 0 | 0 | 0 | 0 | 0 | 0 | 0 | 0 | 1.891 | 0.19853 | 0.27136 | 0.38217 | 0.85206 | 0 | 0 | 0 | 0 | 0 | 127
8902_G_A4 | WECC_AZ | Arizona | 4 | Mohave | 15 | 8902 | A4 | Hoover Dam (AZ) | 0 | 1952 | 9999 | Hydro | [5 empty] | Non-Fossil | G | 2025 | Hydro |  | 0 | 0 | 0 | 0 | 0 | 0 | 0 | 0 | 0 | 0 | 0 | 0 | 0 | 0 | 0 | 0 | 76.3987 | 104.4241 | 147.0677 | 327.8905 | 0 | 0 | 0 | 0 | 0 | 0 | 0 | 0 | 0 | 0 | 0 | 0 | 0 | 0 | 0 | 0 | 0 | 0 | 0 | 0 | 1.9356 | 0.20322 | 0.27777 | 0.3912 | 0.87219 | 0 | 0 | 0 | 0 | 0 | 130
8902_G_A3 | WECC_AZ | Arizona | 4 | Mohave | 15 | 8902 | A3 | Hoover Dam (AZ) | 0 | 1952 | 9999 | Hydro | [5 empty] | Non-Fossil | G | 2025 | Hydro |  | 0 | 0 | 0 | 0 | 0 | 0 | 0 | 0 | 0 | 0 | 0 | 0 | 0 | 0 | 0 | 0 | 76.3987 | 104.4241 | 147.0677 | 327.8905 | 0 | 0 | 0 | 0 | 0 | 0 | 0 | 0 | 0 | 0 | 0 | 0 | 0 | 0 | 0 | 0 | 0 | 0 | 0 | 0 | 1.9356 | 0.20322 | 0.27777 | 0.3912 | 0.87219 | 0 | 0 | 0 | 0 | 0 | 130
8902_G_A2 | WECC_AZ | Arizona | 4 | Mohave | 15 | 8902 | A2 | Hoover Dam (AZ) | 0 | 1942 | 9999 | Hydro | [5 empty] | Non-Fossil | G | 2025 | Hydro |  | 0 | 0 | 0 | 0 | 0 | 0 | 0 | 0 | 0 | 0 | 0 | 0 | 0 | 0 | 0 | 0 | 76.3987 | 104.4241 | 147.0677 | 327.8905 | 0 | 0 | 0 | 0 | 0 | 0 | 0 | 0 | 0 | 0 | 0 | 0 | 0 | 0 | 0 | 0 | 0 | 0 | 0 | 0 | 1.9356 | 0.20322 | 0.27777 | 0.3912 | 0.87219 | 0 | 0 | 0 | 0 | 0 | 130
8902_G_A1 | WECC_AZ | Arizona | 4 | Mohave | 15 | 8902 | A1 | Hoover Dam (AZ) | 0 | 1941 | 9999 | Hydro | [5 empty] | Non-Fossil | G | 2025 | Hydro |  | 0 | 0 | 0 | 0 | 0 | 0 | 0 | 0 | 0 | 0 | 0 | 0 | 0 | 0 | 0 | 0 | 76.3987 | 104.4241 | 147.0677 | 327.8905 | 0 | 0 | 0 | 0 | 0 | 0 | 0 | 0 | 0 | 0 | 0 | 0 | 0 | 0 | 0 | 0 | 0 | 0 | 0 | 0 | 1.9356 | 0.20322 | 0.27777 | 0.3912 | 0.87219 | 0 | 0 | 0 | 0 | 0 | 130
8902_G_A0 | WECC_AZ | Arizona | 4 | Mohave | 15 | 8902 | A0 | Hoover Dam (AZ) | 0 | 1936 | 9999 | Hydro | [5 empty] | Non-Fossil | G | 2025 | Hydro |  | 0 | 0 | 0 | 0 | 0 | 0 | 0 | 0 | 0 | 0 | 0 | 0 | 0 | 0 | 0 | 0 | 1.5867 | 2.1688 | 3.0545 | 6.81 | 0 | 0 | 0 | 0 | 0 | 0 | 0 | 0 | 0 | 0 | 0 | 0 | 0 | 0 | 0 | 0 | 0 | 0 | 0 | 0 | 0.040202 | 0.0042207 | 0.005769 | 0.0081249 | 0.018115 | 0 | 0 | 0 | 0 | 0 | 2.7
889_B_2 | MIS_IL | Illinois | 17 | Randolph | 157 | 889 | 2 | Baldwin Energy Complex | 10135 | 1973 | 9999 | Coal Steam | cyclone | wet | ESPC + Bag House + Dry Scrubber + SCR + ACI | OFA | Dry Scrubber | Fossil | B | 2025 | Coal |  | 10.1038 | 12.5054 | 16.235 | 38.8442 | 0 | 0 | 0 | 0 | 10.1038 | 12.5054 | 16.235 | 38.8442 | 0 | 0 | 0 | 0 | 996.9237 | 1233.8832 | 1601.8721 | 3832.6789 | 1082.6245 | 1339.9542 | 1739.5774 | 4162.1561 | 0.0028348 | 0.0035085 | 0.0045549 | 0.010898 | 0.40991 | 0.50734 | 0.65865 | 1.5759 | 0.37889 | 0.46895 | 0.60881 | 1.4567 | 0.0050518 | 0.0062526 | 0.0081175 | 0.019422 | 28.7072 | 6.2065 | 7.6817 | 9.9726 | 23.8608 | 21.0987 | 26.1137 | 33.9017 | 81.1141 | 0 | 581 | Scrubber / SCR / Mercury Control | Dry Scrubber
887_B_6 | S_C_TVA | Illinois | 17 | Massac | 127 | 887 | 6 | Joppa Steam | 10538 | 1955 | 9999 | Coal Steam | tangential | dry | ESPC + ACI | LNC1 |  | Fossil | B | 2025 | Coal |  | 2.9403 | 1.7713 | 4.4087 | 9.1202 | 0 | 0 | 0 | 0 | 2.9403 | 1.7713 | 4.4087 | 9.1202 | 0 | 0 | 0 | 0 | 279.0192 | 168.0833 | 418.358 | 865.4605 | 315.0537 | 189.7907 | 472.3875 | 977.2318 | 0.00082494 | 0.00049695 | 0.0012369 | 0.0025588 | 0.16188 | 0.097517 | 0.24272 | 0.50211 | 0.65986 | 0.39751 | 0.98939 | 2.0468 | 0.00071835 | 0.00043274 | 0.0010768 | 0.0022279 | 8.1407 | 1.1688 | 0.70408 | 1.7524 | 3.6253 | 6.1357 | 3.6962 | 9.1999 | 19.0318 | 0 | 157 | Mercury Control
887_B_5 | S_C_TVA | Illinois | 17 | Massac | 127 | 887 | 5 | Joppa Steam | 10559 | 1955 | 9999 | Coal Steam | tangential | dry | ESPC + ACI | LNC1 |  | Fossil | B | 2025 | Coal |  | 2.9274 | 1.7635 | 4.3893 | 9.0802 | 0 | 0 | 0 | 0 | 2.9274 | 1.7635 | 4.3893 | 9.0802 | 0 | 0 | 0 | 0 | 277.242 | 167.0127 | 415.6933 | 859.948 | 313.6708 | 188.9576 | 470.3141 | 972.9425 | 0.00082132 | 0.00049477 | 0.0012315 | 0.0025476 | 0.16251 | 0.0979 | 0.24367 | 0.50409 | 0.65697 | 0.39576 | 0.98505 | 2.0378 | 0.00071496 | 0.0004307 | 0.0010721 | 0.0022178 | 8.099 | 1.1636 | 0.70097 | 1.7447 | 3.6093 | 6.1088 | 3.68 | 9.1595 | 18.9483 | 0 | 156 | Mercury Control
887_B_4 | S_C_TVA | Illinois | 17 | Massac | 127 | 887 | 4 | Joppa Steam | 10507 | 1954 | 9999 | Coal Steam | tangential | dry | ESPC + ACI | LNC1 |  | Fossil | B | 2025 | Coal |  | 2.9877 | 1.7998 | 4.4797 | 9.2672 | 0 | 0 | 0 | 0 | 2.9877 | 1.7998 | 4.4797 | 9.2672 | 0 | 0 | 0 | 0 | 284.3508 | 171.295 | 426.3521 | 881.9979 | 320.1293 | 192.8482 | 479.9979 | 992.9754 | 0.00083823 | 0.00050496 | 0.0012568 | 0.0026 | 0.17326 | 0.10437 | 0.25978 | 0.5374 | 0.67446 | 0.4063 | 1.0113 | 2.092 | 0.00072973 | 0.00043959 | 0.0010942 | 0.0022636 | 8.2658 | 1.1842 | 0.7134 | 1.7756 | 3.6733 | 6.2346 | 3.7558 | 9.3481 | 19.3384 | 0 | 160 | Mercury Control
887_B_3 | S_C_TVA | Illinois | 17 | Massac | 127 | 887 | 3 | Joppa Steam | 10537 | 1954 | 9999 | Coal Steam | tangential | dry | ESPC + ACI | LNC1 |  | Fossil | B | 2025 | Coal |  | 2.94 | 1.7711 | 4.4082 | 9.1194 | 0 | 0 | 0 | 0 | 2.94 | 1.7711 | 4.4082 | 9.1194 | 0 | 0 | 0 | 0 | 279.0192 | 168.0833 | 418.358 | 865.4605 | 315.0238 | 189.7726 | 472.3427 | 977.1391 | 0.00082486 | 0.0004969 | 0.0012368 | 0.0025585 | 0.16717 | 0.1007 | 0.25065 | 0.51853 | 0.6637 | 0.39982 | 0.99515 | 2.0587 | 0.00071828 | 0.0004327 | 0.0010768 | 0.0022278 | 8.1407 | 1.1688 | 0.70408 | 1.7524 | 3.6253 | 6.1352 | 3.6959 | 9.199 | 19.03 | 0 | 157 | Mercury Control
887_B_2 | S_C_TVA | Illinois | 17 | Massac | 127 | 887 | 2 | Joppa Steam | 10472 | 1953 | 9999 | Coal Steam | tangential | dry | ESPC + ACI | LNC1 |  | Fossil | B | 2025 | Coal |  | 2.9591 | 3.3093 | 4.4369 | 10.7052 | 0 | 0 | 0 | 0 | 2.9591 | 3.3093 | 4.4369 | 10.7052 | 0 | 0 | 0 | 0 | 282.5736 | 316.0115 | 423.6874 | 1022.2725 | 317.0687 | 354.5885 | 475.4089 | 1147.0662 | 0.00083022 | 0.00092846 | 0.0012448 | 0.0030035 | 0.17716 | 0.19813 | 0.26563 | 0.64092 | 0.65229 | 0.72948 | 0.97804 | 2.3598 | 0.00072295 | 0.00080849 | 0.0010836 | 0.002615 | 8.2241 | 1.1791 | 1.3186 | 1.7679 | 4.2656 | 6.175 | 6.9057 | 9.2587 | 22.3394 | 0 | 159 | Mercury Control
887_B_1 | S_C_TVA | Illinois | 17 | Massac | 127 | 887 | 1 | Joppa Steam | 10500 | 1953 | 9999 | Coal Steam | tangential | dry | ESPC + ACI | LNC1 |  | Fossil | B | 2025 | Coal |  | 2.967 | 2.693 | 4.4487 | 10.1087 | 0 | 0 | 0 | 0 | 2.967 | 2.693 | 4.4487 | 10.1087 | 0 | 0 | 0 | 0 | 282.5736 | 256.4727 | 423.6874 | 962.7338 | 317.9165 | 288.5511 | 476.6801 | 1083.1477 | 0.00083244 | 0.00075554 | 0.0012481 | 0.0028361 | 0.17227 | 0.15635 | 0.25829 | 0.58691 | 0.65404 | 0.59363 | 0.98066 | 2.2283 | 0.00072475 | 0.00065781 | 0.0010866 | 0.0024692 | 8.2241 | 1.1791 | 1.0702 | 1.7679 | 4.0171 | 6.1915 | 5.6196 | 9.2835 | 21.0946 | 0 | 159 | Mercury Control
886_G_342 | PJM_COMD | Illinois | 17 | Cook | 31 | 886 | 342 | Fisk Street | 18718 | 1968 | 9999 | Combustion Turbine | [5 empty] | Fossil | G | 2025 | Oil |  | 0 | 0 | 0 | 0 | 0 | 0 | 0 | 0 | 0 | 0 | 0 | 0 | 0 | 0 | 0 | 0 | 0 | 0 | 0 | 0 | 0 | 0 | 0 | 0 | 0 | 0 | 0 | 0 | 0 | 0 | 0 | 0 | 0 | 0 | 0 | 0 | 0 | 0 | 0 | 0 | 0.42636 | 0 | 0 | 0 | 0 | 0 | 0 | 0 | 0 | 0 | 22.8
886_G_341 | PJM_COMD | Illinois | 17 | Cook | 31 | 886 | 341 | Fisk Street | 18722 | 1968 | 9999 | Combustion Turbine | [5 empty] | Fossil | G | 2025 | Oil |  | 0 | 0 | 0 | 0 | 0 | 0 | 0 | 0 | 0 | 0 | 0 | 0 | 0 | 0 | 0 | 0 | 0 | 0 | 0 | 0 | 0 | 0 | 0 | 0 | 0 | 0 | 0 | 0 | 0 | 0 | 0 | 0 | 0 | 0 | 0 | 0 | 0 | 0 | 0 | 0 | 0.47498 | 0 | 0 | 0 | 0 | 0 | 0 | 0 | 0 | 0 | 25.4
886_G_332 | PJM_COMD | Illinois | 17 | Cook | 31 | 886 | 332 | Fisk Street | 18722 | 1968 | 9999 | Combustion Turbine | [5 empty] | Fossil | G | 2025 | Oil |  | 0 | 0 | 0 | 0 | 0 | 0 | 0 | 0 | 0 | 0 | 0 | 0 | 0 | 0 | 0 | 0 | 0 | 0 | 0 | 0 | 0 | 0 | 0 | 0 | 0 | 0 | 0 | 0 | 0 | 0 | 0 | 0 | 0 | 0 | 0 | 0 | 0 | 0 | 0 | 0 | 0.47498 | 0 | 0 | 0 | 0 | 0 | 0 | 0 | 0 | 0 | 25.4
886_G_331 | PJM_COMD | Illinois | 17 | Cook | 31 | 886 | 331 | Fisk Street | 18721 | 1968 | 9999 | Combustion Turbine | [5 empty] | Fossil | G | 2025 | Oil |  | 0 | 0 | 0 | 0 | 0 | 0 | 0 | 0 | 0 | 0 | 0 | 0 | 0 | 0 | 0 | 0 | 0 | 0 | 0 | 0 | 0 | 0 | 0 | 0 | 0 | 0 | 0 | 0 | 0 | 0 | 0 | 0 | 0 | 0 | 0 | 0 | 0 | 0 | 0 | 0 | 0.44319 | 0 | 0 | 0 | 0 | 0 | 0 | 0 | 0 | 0 | 23.7
886_G_322 | PJM_COMD | Illinois | 17 | Cook | 31 | 886 | 322 | Fisk Street | 18722 | 1968 | 9999 | Combustion Turbine | [5 empty] | Fossil | G | 2025 | Oil |  | 0 | 0 | 0 | 0 | 0 | 0 | 0 | 0 | 0 | 0 | 0 | 0 | 0 | 0 | 0 | 0 | 0 | 0 | 0 | 0 | 0 | 0 | 0 | 0 | 0 | 0 | 0 | 0 | 0 | 0 | 0 | 0 | 0 | 0 | 0 | 0 | 0 | 0 | 0 | 0 | 0.47498 | 0 | 0 | 0 | 0 | 0 | 0 | 0 | 0 | 0 | 25.4
886_G_321 | PJM_COMD | Illinois | 17 | Cook | 31 | 886 | 321 | Fisk Street | 18722 | 1968 | 9999 | Combustion Turbine | [5 empty] | Fossil | G | 2025 | Oil |  | 0 | 0 | 0 | 0 | 0 | 0 | 0 | 0 | 0 | 0 | 0 | 0 | 0 | 0 | 0 | 0 | 0 | 0 | 0 | 0 | 0 | 0 | 0 | 0 | 0 | 0 | 0 | 0 | 0 | 0 | 0 | 0 | 0 | 0 | 0 | 0 | 0 | 0 | 0 | 0 | 0.47498 | 0 | 0 | 0 | 0 | 0 | 0 | 0 | 0 | 0 | 25.4
886_G_312 | PJM_COMD | Illinois | 17 | Cook | 31 | 886 | 312 | Fisk Street | 18721 | 1968 | 9999 | Combustion Turbine | [5 empty] | Fossil | G | 2025 | Oil |  | 0 | 0 | 0 | 0 | 0 | 0 | 0 | 0 | 0 | 0 | 0 | 0 | 0 | 0 | 0 | 0 | 0 | 0 | 0 | 0 | 0 | 0 | 0 | 0 | 0 | 0 | 0 | 0 | 0 | 0 | 0 | 0 | 0 | 0 | 0 | 0 | 0 | 0 | 0 | 0 | 0.44319 | 0 | 0 | 0 | 0 | 0 | 0 | 0 | 0 | 0 | 23.7
886_G_311 | PJM_COMD | Illinois | 17 | Cook | 31 | 886 | 311 | Fisk Street | 18665 | 1968 | 9999 | Combustion Turbine | [5 empty] | Fossil | G | 2025 | Oil |  | 0 | 0 | 0 | 0 | 0 | 0 | 0 | 0 | 0 | 0 | 0 | 0 | 0 | 0 | 0 | 0 | 0 | 0 | 0 | 0 | 0 | 0 | 0 | 0 | 0 | 0 | 0 | 0 | 0 | 0 | 0 | 0 | 0 | 0 | 0 | 0 | 0 | 0 | 0 | 0 | 0.47498 | 0 | 0 | 0 | 0 | 0 | 0 | 0 | 0 | 0 | 25.4
884_B_4 | PJM_COMD | Illinois | 17 | Will | 197 | 884 | 4 | Will County | 10384 | 1963 | 9999 | Coal Steam | tangential | dry | ESPC + SNCR + ACI + DSI | LNC3 |  | Fossil | B | 2025 |  | Coal Retirement | 0 | 0 | 0 | 0 | 0 | 0 | 0 | 0 | 0 | 0 | 0 | 0 | 0 | 0 | 0 | 0 | 0 | 0 | 0 | 0 | 0 | 0 | 0 | 0 | 0 | 0 | 0 | 0 | 0 | 0 | 0 | 0 | 0 | 0 | 0 | 0 | 0 | 0 | 0 | 0 | 0 | 0 | 0 | 0 | 0 | 0 | 0 | 0 | 0 | 0 | 510 | SNCR / Mercury Control / DSI
883_G_322 | PJM_COMD | Illinois | 17 | Lake | 97 | 883 | 322 | Waukegan | 17936 | 1968 | 9999 | Combustion Turbine | [5 empty] | Fossil | G | 2025 | Oil |  | 0 | 0 | 0 | 0 | 0 | 0 | 0 | 0 | 0 | 0 | 0 | 0 | 0 | 0 | 0 | 0 | 0 | 0 | 0 | 0 | 0 | 0 | 0 | 0 | 0 | 0 | 0 | 0 | 0 | 0 | 0 | 0 | 0 | 0 | 0 | 0 | 0 | 0 | 0 | 0 | 0.49929 | 0 | 0 | 0 | 0 | 0 | 0 | 0 | 0 | 0 | 26.7
883_G_321 | PJM_COMD | Illinois | 17 | Lake | 97 | 883 | 321 | Waukegan | 17936 | 1968 | 9999 | Combustion Turbine | [5 empty] | Fossil | G | 2025 | Oil |  | 0 | 0 | 0 | 0 | 0 | 0 | 0 | 0 | 0 | 0 | 0 | 0 | 0 | 0 | 0 | 0 | 0 | 0 | 0 | 0 | 0 | 0 | 0 | 0 | 0 | 0 | 0 | 0 | 0 | 0 | 0 | 0 | 0 | 0 | 0 | 0 | 0 | 0 | 0 | 0 | 0.5236 | 0 | 0 | 0 | 0 | 0 | 0 | 0 | 0 | 0 | 28
883_G_312 | PJM_COMD | Illinois | 17 | Lake | 97 | 883 | 312 | Waukegan | 17939 | 1968 | 9999 | Combustion Turbine | [5 empty] | Fossil | G | 2025 | Oil |  | 0 | 0 | 0 | 0 | 0 | 0 | 0 | 0 | 0 | 0 | 0 | 0 | 0 | 0 | 0 | 0 | 0 | 0 | 0 | 0 | 0 | 0 | 0 | 0 | 0 | 0 | 0 | 0 | 0 | 0 | 0 | 0 | 0 | 0 | 0 | 0 | 0 | 0 | 0 | 0 | 0.53295 | 0 | 0 | 0 | 0 | 0 | 0 | 0 | 0 | 0 | 28.5
883_G_311 | PJM_COMD | Illinois | 17 | Lake | 97 | 883 | 311 | Waukegan | 17937 | 1968 | 9999 | Combustion Turbine | [5 empty] | Fossil | G | 2025 | Oil |  | 0 | 0 | 0 | 0 | 0 | 0 | 0 | 0 | 0 | 0 | 0 | 0 | 0 | 0 | 0 | 0 | 0 | 0 | 0 | 0 | 0 | 0 | 0 | 0 | 0 | 0 | 0 | 0 | 0 | 0 | 0 | 0 | 0 | 0 | 0 | 0 | 0 | 0 | 0 | 0 | 0.46002 | 0 | 0 | 0 | 0 | 0 | 0 | 0 | 0 | 0 | 24.6
883_B_8 | PJM_COMD | Illinois | 17 | Lake | 97 | 883 | 8 | Waukegan | 10890 | 1962 | 9999 | Coal Steam | tangential | dry | ESPC + Dry Scrubber + ACI + DSI | LNC3 | Dry Scrubber | Fossil | B | 2025 | Coal |  | 6.7054 | 5.8278 | 7.6333 | 20.1664 | 0 | 0 | 0 | 0 | 6.7054 | 5.8278 | 7.6333 | 20.1664 | 0 | 0 | 0 | 0 | 615.7348 | 535.1476 | 700.9464 | 1851.8288 | 718.4784 | 624.4442 | 817.9088 | 2160.8315 | 0.0018813 | 0.0016351 | 0.0021416 | 0.0056579 | 0.36202 | 0.31464 | 0.41212 | 1.0888 | 0.26821 | 0.23311 | 0.30533 | 0.80666 | 0.0033527 | 0.0029139 | 0.0038166 | 0.010083 | 21.6327 | 4.5304 | 3.9374 | 5.1573 | 13.6251 | 13.5934 | 11.8143 | 15.4746 | 40.8822 | 0 | 361 | Scrubber / Mercury Control / DSI | Dry Scrubber
883_B_7 | PJM_COMD | Illinois | 17 | Lake | 97 | 883 | 7 | Waukegan | 10658 | 1958 | 9999 | Coal Steam | tangential | dry | ESPH + Dry Scrubber + ACI + DSI | LNC3 | Dry Scrubber | Fossil | B | 2025 |  | Coal Retirement | 0 | 0 | 0 | 0 | 0 | 0 | 0 | 0 | 0 | 0 | 0 | 0 | 0 | 0 | 0 | 0 | 0 | 0 | 0 | 0 | 0 | 0 | 0 | 0 | 0 | 0 | 0 | 0 | 0 | 0 | 0 | 0 | 0 | 0 | 0 | 0 | 0 | 0 | 0 | 0 | 0 | 0 | 0 | 0 | 0 | 0 | 0 | 0 | 0 | 0 | 328 | Scrubber / Mercury Control / DSI | Dry Scrubber
880_G_2 | PJM_COMD | Illinois | 17 | Rock Island | 161 | 880 | 2 | Quad Cities Generating Station | 10456 | 1972 | 9999 | Nuclear | [5 empty] | Non-Fossil | G | 2025 | Nuclear |  | 19.3465 | 26.2252 | 34.9773 | 80.549 | 0 | 0 | 0 | 0 | 0 | 0 | 0 | 0 | 0 | 0 | 0 | 0 | 1850.2745 | 2508.1498 | 3345.192 | 7703.6163 | 0 | 0 | 0 | 0 | 0 | 0 | 0 | 0 | 0 | 0 | 0 | 0 | 0 | 0 | 0 | 0 | 0 | 0 | 0 | 0 | 236.9044 | 0.17874 | 0.24229 | 0.32314 | 0.74417 | 12.5318 | 16.9875 | 22.6567 | 52.176 | 0 | 911
880_G_1 | PJM_COMD | Illinois | 17 | Rock Island | 161 | 880 | 1 | Quad Cities Generating Station | 10456 | 1972 | 9999 | Nuclear | [5 empty] | Non-Fossil | G | 2025 | Nuclear |  | 19.1835 | 26.0043 | 34.8621 | 80.0499 | 0 | 0 | 0 | 0 | 0 | 0 | 0 | 0 | 0 | 0 | 0 | 0 | 1834.6851 | 2487.0175 | 3334.176 | 7655.8786 | 0 | 0 | 0 | 0 | 0 | 0 | 0 | 0 | 0 | 0 | 0 | 0 | 0 | 0 | 0 | 0 | 0 | 0 | 0 | 0 | 234.3076 | 0.17723 | 0.24025 | 0.32208 | 0.73956 | 12.4262 | 16.8444 | 22.5821 | 51.8527 | 0 | 908
88_G_2 | NY_Z_G-I | New York | 36 | Ulster | 111 | 88 | 2 | Ashokan | 0 | 1982 | 9999 | Hydro | [5 empty] | Non-Fossil | G | 2025 | Hydro |  | 0 | 0 | 0 | 0 | 0 | 0 | 0 | 0 | 0 | 0 | 0 | 0 | 0 | 0 | 0 | 0 | 1.7028 | 2.274 | 2.7702 | 6.747 | 0 | 0 | 0 | 0 | 0 | 0 | 0 | 0 | 0 | 0 | 0 | 0 | 0 | 0 | 0 | 0 | 0 | 0 | 0 | 0 | 0.034246 | 0.0045294 | 0.0060488 | 0.0073688 | 0.017947 | 0 | 0 | 0 | 0 | 0 | 2.3
88_G_1 | NY_Z_G-I | New York | 36 | Ulster | 111 | 88 | 1 | Ashokan | 0 | 1982 | 9999 | Hydro | [5 empty] | Non-Fossil | G | 2025 | Hydro |  | 0 | 0 | 0 | 0 | 0 | 0 | 0 | 0 | 0 | 0 | 0 | 0 | 0 | 0 | 0 | 0 | 1.7028 | 2.274 | 2.7702 | 6.747 | 0 | 0 | 0 | 0 | 0 | 0 | 0 | 0 | 0 | 0 | 0 | 0 | 0 | 0 | 0 | 0 | 0 | 0 | 0 | 0 | 0.034246 | 0.0045294 | 0.0060488 | 0.0073688 | 0.017947 | 0 | 0 | 0 | 0 | 0 | 2.3
879_B_62 | PJM_COMD | Illinois | 17 | Tazewell | 179 | 879 | 62 | Powerton | 11108 | 1975 | 9999 | Coal Steam | cyclone | wet | ESPC + Dry Scrubber + SNCR + ACI + DSI | OFA | Dry Scrubber | Fossil | B | 2025 | Coal |  | 6.2662 | 0 | 9.3195 | 15.5857 | 0 | 0 | 0 | 0 | 6.2662 | 0 | 9.3195 | 15.5857 | 0 | 0 | 0 | 0 | 564.1184 | 0 | 838.9873 | 1403.1057 | 671.4263 | 0 | 998.5813 | 1670.0076 | 0.0017581 | 0 | 0.0026147 | 0.0043728 | 0.35931 | 0 | 0.53438 | 0.89368 | 0.25065 | 0 | 0.37278 | 0.62343 | 0.0031332 | 0 | 0.0046597 | 0.0077929 | 19.2515 | 4.491 | 0 | 6.6793 | 11.1703 | 12.6712 | 0 | 18.8453 | 31.5165 | 0 | 384 | Scrubber / SNCR / Mercury Control / DSI | Dry Scrubber
879_B_61 | PJM_COMD | Illinois | 17 | Tazewell | 179 | 879 | 61 | Powerton | 11108 | 1975 | 9999 | Coal Steam | cyclone | wet | ESPC + Dry Scrubber + SNCR + ACI + DSI | OFA | Dry Scrubber | Fossil | B | 2025 | Coal |  | 6.3023 | 0 | 9.4677 | 15.7699 | 0 | 0 | 0 | 0 | 6.3023 | 0 | 9.4677 | 15.7699 | 0 | 0 | 0 | 0 | 567.3629 | 0 | 852.3276 | 1419.6905 | 675.2879 | 0 | 1014.4593 | 1689.7472 | 0.0017682 | 0 | 0.0026563 | 0.0044244 | 0.36115 | 0 | 0.54254 | 0.9037 | 0.25209 | 0 | 0.37871 | 0.6308 | 0.0031512 | 0 | 0.0047338 | 0.007885 | 19.2515 | 4.5168 | 0 | 6.7855 | 11.3023 | 12.7441 | 0 | 19.1449 | 31.889 | 0 | 384 | Scrubber / SNCR / Mercury Control / DSI | Dry Scrubber
879_B_52 | PJM_COMD | Illinois | 17 | Tazewell | 179 | 879 | 52 | Powerton | 11104 | 1972 | 9999 | Coal Steam | cyclone | wet | ESPC + Dry Scrubber + SNCR + ACI + DSI | OFA | Dry Scrubber | Fossil | B | 2025 | Coal |  | 6.3 | 0 | 9.4642 | 15.7642 | 0 | 0 | 0 | 0 | 6.3 | 0 | 9.4642 | 15.7642 | 0 | 0 | 0 | 0 | 567.3629 | 0 | 852.3276 | 1419.6905 | 675.0448 | 0 | 1014.094 | 1689.1387 | 0.0017675 | 0 | 0.0026553 | 0.0044229 | 0.30609 | 0 | 0.45982 | 0.76591 | 0.252 | 0 | 0.37857 | 0.63057 | 0.0031501 | 0 | 0.0047322 | 0.0078823 | 19.2635 | 4.52 | 0 | 6.7902 | 11.3102 | 12.7395 | 0 | 19.138 | 31.8775 | 0 | 384 | Scrubber / SNCR / Mercury Control / DSI | Dry Scrubber
879_B_51 | PJM_COMD | Illinois | 17 | Tazewell | 179 | 879 | 51 | Powerton | 11104 | 1972 | 9999 | Coal Steam | cyclone | wet | ESPC + Dry Scrubber + SNCR + ACI + DSI | OFA | Dry Scrubber | Fossil | B | 2025 | Coal |  | 6.3 | 0 | 9.4642 | 15.7642 | 0 | 0 | 0 | 0 | 6.3 | 0 | 9.4642 | 15.7642 | 0 | 0 | 0 | 0 | 567.3629 | 0 | 852.3276 | 1419.6905 | 675.0448 | 0 | 1014.094 | 1689.1387 | 0.0017675 | 0 | 0.0026553 | 0.0044229 | 0.30964 | 0 | 0.46517 | 0.77481 | 0.252 | 0 | 0.37857 | 0.63057 | 0.0031501 | 0 | 0.0047322 | 0.0078823 | 19.2635 | 4.52 | 0 | 6.7902 | 11.3102 | 12.7395 | 0 | 19.138 | 31.8775 | 0 | 384 | Scrubber / SNCR / Mercury Control / DSI | Dry Scrubber
876_B_2 | PJM_COMD | Illinois | 17 | Christian | 21 | 876 | 2 | Kincaid Generation LLC | 10816 | 1968 | 9999 | Coal Steam | cyclone | wet | ESPC + Dry Scrubber + SCR + ACI + DSI | OFA | Dry Scrubber | Fossil | B | 2025 |  | Coal Retirement | 0 | 0 | 0 | 0 | 0 | 0 | 0 | 0 | 0 | 0 | 0 | 0 | 0 | 0 | 0 | 0 | 0 | 0 | 0 | 0 | 0 | 0 | 0 | 0 | 0 | 0 | 0 | 0 | 0 | 0 | 0 | 0 | 0 | 0 | 0 | 0 | 0 | 0 | 0 | 0 | 0 | 0 | 0 | 0 | 0 | 0 | 0 | 0 | 0 | 0 | 579 | Scrubber / SCR / Mercury Control / DSI | Dry Scrubber
876_B_1 | PJM_COMD | Illinois | 17 | Christian | 21 | 876 | 1 | Kincaid Generation LLC | 10857 | 1967 | 9999 | Coal Steam | cyclone | wet | ESPC + Dry Scrubber + SCR + ACI + DSI | OFA | Dry Scrubber | Fossil | B | 2025 |  | Coal Retirement | 0 | 0 | 0 | 0 | 0 | 0 | 0 | 0 | 0 | 0 | 0 | 0 | 0 | 0 | 0 | 0 | 0 | 0 | 0 | 0 | 0 | 0 | 0 | 0 | 0 | 0 | 0 | 0 | 0 | 0 | 0 | 0 | 0 | 0 | 0 | 0 | 0 | 0 | 0 | 0 | 0 | 0 | 0 | 0 | 0 | 0 | 0 | 0 | 0 | 0 | 579 | Scrubber / SCR / Mercury Control / DSI | Dry Scrubber
874_B_5 | PJM_COMD | Illinois | 17 | Will | 197 | 874 | 5 | Joliet 9 | 11610 | 1959 | 9999 | O/G Steam | cyclone | wet | SNCR | CM + LNB + OFA |  | Fossil | B | 2025 | NaturalGas |  | 0.086277 | 0.031719 | 0.50024 | 0.61823 | 0 | 0 | 0 | 0 | 0 | 0 | 0 | 0 | 0 | 0 | 0 | 0 | 7.4313 | 2.7321 | 43.0866 | 53.25 | 5.0506 | 1.8569 | 29.2838 | 36.1913 | 6.0399e-09 | 2.2206e-09 | 3.5003e-08 | 4.3264e-08 | 0.0037578 | 0.0013815 | 0.021788 | 0.026927 | 0 | 0 | 0 | 0 | 0 | 0 | 0 | 0 | 5.9563 | 0.011261 | 0.0041399 | 0.065289 | 0.08069 | 0.32672 | 0.11346 | 1.7843 | 2.2244 | 0 | 314 | SNCR
87_B_1 | WECC_NM | New Mexico | 35 | Mckinley | 31 | 87 | 1 | Escalante | 11085 | 1984 | 9999 | Coal Steam | tangential | dry | Bag House + Wet Scrubber + ACI | LNB | Wet Scrubber | Fossil | B | 2025 | Coal |  | 4.4968 | 6.0956 | 8.3364 | 18.9288 | 0 | 0 | 0 | 0 | 4.4968 | 6.0956 | 8.3364 | 18.9288 | 0 | 0 | 0 | 0 | 405.6636 | 549.8995 | 752.0447 | 1707.6078 | 473.8087 | 642.274 | 878.3764 | 1994.4591 | 0.0019438 | 0.002635 | 0.0036036 | 0.0081824 | 0.80722 | 1.0942 | 1.4965 | 3.3979 | 0.2137 | 0.28969 | 0.39618 | 0.89957 | 0.0022484 | 0.0030478 | 0.0041683 | 0.0094645 | 17.4686 | 2.2046 | 2.9884 | 4.087 | 9.28 | 6.1264 | 8.3046 | 11.3574 | 25.7884 | 0 | 247 | Scrubber / Mercury Control | Wet Scrubber
869_G_3 | PJM_COMD | Illinois | 17 | Grundy | 63 | 869 | 3 | Dresden Generating Station | 10456 | 1971 | 9999 | Nuclear | [5 empty] | Non-Fossil | G | 2025 | Nuclear |  | 18.8305 | 25.5258 | 34.363 | 78.7193 | 0 | 0 | 0 | 0 | 0 | 0 | 0 | 0 | 0 | 0 | 0 | 0 | 1800.9293 | 2441.2597 | 3286.44 | 7528.6289 | 0 | 0 | 0 | 0 | 0 | 0 | 0 | 0 | 0 | 0 | 0 | 0 | 0 | 0 | 0 | 0 | 0 | 0 | 0 | 0 | 216.9827 | 0.16005 | 0.21696 | 0.29207 | 0.66908 | 12.1976 | 16.5345 | 22.2588 | 50.9908 | 0 | 895
869_G_2 | PJM_COMD | Illinois | 17 | Grundy | 63 | 869 | 2 | Dresden Generating Station | 10456 | 1970 | 9999 | Nuclear | [5 empty] | Non-Fossil | G | 2025 | Nuclear |  | 19.0567 | 25.8324 | 34.6318 | 79.5209 | 0 | 0 | 0 | 0 | 0 | 0 | 0 | 0 | 0 | 0 | 0 | 0 | 1822.5616 | 2470.5835 | 3312.144 | 7605.2891 | 0 | 0 | 0 | 0 | 0 | 0 | 0 | 0 | 0 | 0 | 0 | 0 | 0 | 0 | 0 | 0 | 0 | 0 | 0 | 0 | 219.8135 | 0.16197 | 0.21956 | 0.29436 | 0.6759 | 12.3441 | 16.7331 | 22.4329 | 51.51 | 0 | 902
862_G_4 | MIS_IL | Illinois | 17 | Jackson | 77 | 862 | 4 | Grand Tower Energy Center LLC | 7777 | 1958 | 9999 | Combined Cycle |  |  |  | DLNB |  | Fossil | G | 2025 | NaturalGas |  | 1.0914 | 0.20622 | 2.0575 | 3.3551 | 0 | 0 | 0 | 0 | 0 | 0 | 0 | 0 | 0 | 0 | 0 | 0 | 140.3427 | 26.5168 | 264.557 | 431.4165 | 63.8932 | 12.0722 | 120.4437 | 196.4091 | 7.6391e-08 | 1.4433e-08 | 1.4393e-07 | 2.3475e-07 | 0.038021 | 0.0071837 | 0.071672 | 0.11688 | 0 | 0 | 0 | 0 | 0 | 0 | 0 | 0 | 3.1363 | 0.29071 | 0.098813 | 0.54801 | 0.93754 | 4.1004 | 0.73349 | 7.3386 | 12.1725 | 0 | 105
862_G_3 | MIS_IL | Illinois | 17 | Jackson | 77 | 862 | 3 | Grand Tower Energy Center LLC | 7777 | 1951 | 9999 | Combined Cycle |  |  |  | DLNB |  | Fossil | G | 2025 | NaturalGas |  | 0.89395 | 0.1689 | 1.6852 | 2.748 | 0 | 0 | 0 | 0 | 0 | 0 | 0 | 0 | 0 | 0 | 0 | 0 | 114.9474 | 21.7185 | 216.6848 | 353.3506 | 52.3316 | 9.8877 | 98.6491 | 160.8684 | 6.253e-08 | 1.1815e-08 | 1.1795e-07 | 1.923e-07 | 0.031141 | 0.0058838 | 0.058702 | 0.095727 | 0 | 0 | 0 | 0 | 0 | 0 | 0 | 0 | 2.5688 | 0.23811 | 0.080933 | 0.44885 | 0.76789 | 3.3584 | 0.60077 | 6.0107 | 9.9699 | 0 | 86
862_G_2 | MIS_IL | Illinois | 17 | Jackson | 77 | 862 | 2 | Grand Tower Energy Center LLC | 7777 | 2001 | 9999 | Combined Cycle |  | dry |  | DLNB |  | Fossil | G | 2025 | NaturalGas |  | 1.6528 | 0.31228 | 2.3033 | 4.2684 | 0 | 0 | 0 | 0 | 0 | 0 | 0 | 0 | 0 | 0 | 0 | 0 | 212.519 | 40.1539 | 296.1735 | 548.8464 | 96.7526 | 18.2807 | 134.8376 | 249.8709 | 1.1572e-07 | 2.1864e-08 | 1.6111e-07 | 2.987e-07 | 0.057574 | 0.010878 | 0.080237 | 0.14869 | 0 | 0 | 0 | 0 | 0 | 0 | 0 | 0 | 4.75 | 0.44024 | 0.14964 | 0.74268 | 1.3326 | 6.2091 | 1.1107 | 8.2156 | 15.5355 | 0 | 159
862_G_1 | MIS_IL | Illinois | 17 | Jackson | 77 | 862 | 1 | Grand Tower Energy Center LLC | 7777 | 2001 | 9999 | Combined Cycle |  | dry |  | DLNB |  | Fossil | G | 2025 | NaturalGas |  | 1.6735 | 0.31621 | 1.8488 | 3.8385 | 0 | 0 | 0 | 0 | 0 | 0 | 0 | 0 | 0 | 0 | 0 | 0 | 215.1922 | 40.659 | 237.7228 | 493.574 | 97.9696 | 18.5107 | 108.227 | 224.7072 | 1.1714e-07 | 2.2133e-08 | 1.2943e-07 | 2.6871e-07 | 0.058298 | 0.011015 | 0.064402 | 0.13371 | 0 | 0 | 0 | 0 | 0 | 0 | 0 | 0 | 4.8097 | 0.44578 | 0.15152 | 0.7001 | 1.2974 | 6.2873 | 1.1247 | 6.5943 | 14.0062 | 0 | 161
861_B_02 | MIS_IL | Illinois | 17 | Montgomery | 135 | 861 | 02 | Coffeen | 10871 | 1972 | 9999 | Coal Steam | cyclone | wet | ESPC + Wet Scrubber + SCR | OFA | Wet Scrubber | Fossil | B | 2025 | Coal |  | 11.0661 | 15.0007 | 20.4401 | 46.5068 | 0 | 0 | 0 | 0 | 11.0661 | 15.0007 | 20.4401 | 46.5068 | 0 | 0 | 0 | 0 | 969.4697 | 1314.17 | 1790.7064 | 4074.3461 | 1131.3712 | 1533.6365 | 2089.7545 | 4754.7621 | 0.0029569 | 0.0040082 | 0.0054616 | 0.012427 | 0.48048 | 0.65131 | 0.88749 | 2.0193 | 0.21078 | 0.28573 | 0.38934 | 0.88584 | 0.0052696 | 0.0071433 | 0.0097334 | 0.022146 | 27.2949 | 4.8556 | 6.582 | 8.9687 | 20.4063 | 23.1614 | 31.3965 | 42.7814 | 97.3393 | 0 | 565 | Scrubber / SCR | Wet Scrubber
861_B_01 | MIS_IL | Illinois | 17 | Montgomery | 135 | 861 | 01 | Coffeen | 11313 | 1965 | 9999 | Coal Steam | cyclone | wet | ESPC + Wet Scrubber + SCR + DSI | OFA | Wet Scrubber | Fossil | B | 2025 | Coal |  | 6.686 | 9.0633 | 12.3776 | 28.1269 | 0 | 0 | 0 | 0 | 6.686 | 9.0633 | 12.3776 | 28.1269 | 0 | 0 | 0 | 0 | 562.86 | 762.9881 | 1042.0062 | 2367.8543 | 683.5646 | 926.6098 | 1265.463 | 2875.6375 | 0.0017865 | 0.0024217 | 0.0033073 | 0.0075156 | 0.22315 | 0.3025 | 0.41312 | 0.93877 | 0.12735 | 0.17263 | 0.23576 | 0.53575 | 0.0031838 | 0.0043158 | 0.005894 | 0.013394 | 19.3281 | 2.9026 | 3.9347 | 5.3735 | 12.2108 | 13.9939 | 18.9695 | 25.9065 | 58.8699 | 0 | 330 | Scrubber / SCR / DSI | Wet Scrubber
856_B_3 | MIS_IL | Illinois | 17 | Peoria | 143 | 856 | 3 | E D Edwards | 10737 | 1960 | 9999 | Coal Steam | wall | dry | ESPC + SCR + ACI | LNB + LNBO + OFA |  | Fossil | B | 2025 | Coal |  | 6.0572 | 6.9052 | 9.9631 | 22.9254 | 0 | 0 | 0 | 0 | 6.0572 | 6.9052 | 9.9631 | 22.9254 | 0 | 0 | 0 | 0 | 537.2755 | 612.4941 | 883.7364 | 2033.506 | 618.1191 | 704.6558 | 1016.7118 | 2339.4867 | 0.0016185 | 0.0018451 | 0.0026622 | 0.0061257 | 0.25665 | 0.29258 | 0.42215 | 0.97138 | 1.0954 | 1.2488 | 1.8018 | 4.1461 | 0.0014091 | 0.0016064 | 0.0023179 | 0.0053334 | 18.6651 | 2.2523 | 2.5676 | 3.7047 | 8.5247 | 11.5273 | 13.1411 | 18.9606 | 43.6289 | 0 | 315 | SCR / Mercury Control
856_B_2 | MIS_IL | Illinois | 17 | Peoria | 143 | 856 | 2 | E D Edwards | 10624 | 1968 | 9999 | Coal Steam | wall | dry | ESPC + ACI | LNB + OFA |  | Fossil | B | 2025 | Coal |  | 4.397 | 5.2927 | 7.2804 | 16.9702 | 0 | 0 | 0 | 0 | 4.397 | 5.2927 | 7.2804 | 16.9702 | 0 | 0 | 0 | 0 | 394.1671 | 474.464 | 652.6477 | 1521.2787 | 448.7046 | 540.1116 | 742.949 | 1731.7653 | 0.0011749 | 0.0014142 | 0.0019453 | 0.0045345 | 0.41784 | 0.50296 | 0.69185 | 1.6127 | 0.84711 | 1.0197 | 1.4026 | 3.2694 | 0.0010228 | 0.0012312 | 0.0016937 | 0.0039477 | 14.236 | 1.321 | 1.5901 | 2.1873 | 5.0984 | 8.3679 | 10.0725 | 13.8552 | 32.2956 | 0 | 240 | Mercury Control
851_G_3 | WECC_PNW | Idaho | 16 | Bonner | 17 | 851 | 3 | Albeni Falls | 0 | 1955 | 9999 | Hydro | [5 empty] | Non-Fossil | G | 2025 | Hydro |  | 0 | 0 | 0 | 0 | 0 | 0 | 0 | 0 | 0 | 0 | 0 | 0 | 0 | 0 | 0 | 0 | 9.6727 | 17.8192 | 34.7305 | 62.2224 | 0 | 0 | 0 | 0 | 0 | 0 | 0 | 0 | 0 | 0 | 0 | 0 | 0 | 0 | 0 | 0 | 0 | 0 | 0 | 0 | 0.20845 | 0.025729 | 0.047399 | 0.092383 | 0.16551 | 0 | 0 | 0 | 0 | 0 | 14
851_G_2 | WECC_PNW | Idaho | 16 | Bonner | 17 | 851 | 2 | Albeni Falls | 0 | 1955 | 9999 | Hydro | [5 empty] | Non-Fossil | G | 2025 | Hydro |  | 0 | 0 | 0 | 0 | 0 | 0 | 0 | 0 | 0 | 0 | 0 | 0 | 0 | 0 | 0 | 0 | 9.6727 | 17.8192 | 34.7305 | 62.2224 | 0 | 0 | 0 | 0 | 0 | 0 | 0 | 0 | 0 | 0 | 0 | 0 | 0 | 0 | 0 | 0 | 0 | 0 | 0 | 0 | 0.20845 | 0.025729 | 0.047399 | 0.092383 | 0.16551 | 0 | 0 | 0 | 0 | 0 | 14
851_G_1 | WECC_PNW | Idaho | 16 | Bonner | 17 | 851 | 1 | Albeni Falls | 0 | 1955 | 9999 | Hydro | [5 empty] | Non-Fossil | G | 2025 | Hydro |  | 0 | 0 | 0 | 0 | 0 | 0 | 0 | 0 | 0 | 0 | 0 | 0 | 0 | 0 | 0 | 0 | 9.6727 | 17.8192 | 34.7305 | 62.2224 | 0 | 0 | 0 | 0 | 0 | 0 | 0 | 0 | 0 | 0 | 0 | 0 | 0 | 0 | 0 | 0 | 0 | 0 | 0 | 0 | 0.20845 | 0.025729 | 0.047399 | 0.092383 | 0.16551 | 0 | 0 | 0 | 0 | 0 | 14
850_G_4 | WECC_ID | Idaho | 16 | Bonneville | 19 | 850 | 4 | Palisades Dam | 0 | 1958 | 9999 | Hydro | [5 empty] | Non-Fossil | G | 2025 | Hydro |  | 0 | 0 | 0 | 0 | 0 | 0 | 0 | 0 | 0 | 0 | 0 | 0 | 0 | 0 | 0 | 0 | 29.9394 | 41.4817 | 74.7975 | 146.2186 | 0 | 0 | 0 | 0 | 0 | 0 | 0 | 0 | 0 | 0 | 0 | 0 | 0 | 0 | 0 | 0 | 0 | 0 | 0 | 0 | 0.65625 | 0.079639 | 0.11034 | 0.19896 | 0.38894 | 0 | 0 | 0 | 0 | 0 | 44.0751
850_G_3 | WECC_ID | Idaho | 16 | Bonneville | 19 | 850 | 3 | Palisades Dam | 0 | 1957 | 9999 | Hydro | [5 empty] | Non-Fossil | G | 2025 | Hydro |  | 0 | 0 | 0 | 0 | 0 | 0 | 0 | 0 | 0 | 0 | 0 | 0 | 0 | 0 | 0 | 0 | 29.9394 | 41.4817 | 74.7975 | 146.2186 | 0 | 0 | 0 | 0 | 0 | 0 | 0 | 0 | 0 | 0 | 0 | 0 | 0 | 0 | 0 | 0 | 0 | 0 | 0 | 0 | 0.65625 | 0.079639 | 0.11034 | 0.19896 | 0.38894 | 0 | 0 | 0 | 0 | 0 | 44.0751
850_G_2 | WECC_ID | Idaho | 16 | Bonneville | 19 | 850 | 2 | Palisades Dam | 0 | 1957 | 9999 | Hydro | [5 empty] | Non-Fossil | G | 2025 | Hydro |  | 0 | 0 | 0 | 0 | 0 | 0 | 0 | 0 | 0 | 0 | 0 | 0 | 0 | 0 | 0 | 0 | 29.9394 | 41.4817 | 74.7975 | 146.2186 | 0 | 0 | 0 | 0 | 0 | 0 | 0 | 0 | 0 | 0 | 0 | 0 | 0 | 0 | 0 | 0 | 0 | 0 | 0 | 0 | 0.65625 | 0.079639 | 0.11034 | 0.19896 | 0.38894 | 0 | 0 | 0 | 0 | 0 | 44.0751
850_G_1 | WECC_ID | Idaho | 16 | Bonneville | 19 | 850 | 1 | Palisades Dam | 0 | 1957 | 9999 | Hydro | [5 empty] | Non-Fossil | G | 2025 | Hydro |  | 0 | 0 | 0 | 0 | 0 | 0 | 0 | 0 | 0 | 0 | 0 | 0 | 0 | 0 | 0 | 0 | 29.9394 | 41.4817 | 74.7975 | 146.2186 | 0 | 0 | 0 | 0 | 0 | 0 | 0 | 0 | 0 | 0 | 0 | 0 | 0 | 0 | 0 | 0 | 0 | 0 | 0 | 0 | 0.65625 | 0.079639 | 0.11034 | 0.19896 | 0.38894 | 0 | 0 | 0 | 0 | 0 | 44.0751
846_G_3 | WEC_CALN | California | 6 | Nevada | 57 | 846 | 3 | Combie South | 0 | 1984 | 9999 | Hydro | [5 empty] | Non-Fossil | G | 2025 | Hydro |  | 0 | 0 | 0 | 0 | 0 | 0 | 0 | 0 | 0 | 0 | 0 | 0 | 0 | 0 | 0 | 0 | 0.2311 | 0.37439 | 0.73156 | 1.337 | 0 | 0 | 0 | 0 | 0 | 0 | 0 | 0 | 0 | 0 | 0 | 0 | 0 | 0 | 0 | 0 | 0 | 0 | 0 | 0 | 0.0074447 | 0.00061472 | 0.00099587 | 0.0019459 | 0.0035565 | 0 | 0 | 0 | 0 | 0 | 0.5
846_G_2 | WEC_CALN | California | 6 | Nevada | 57 | 846 | 2 | Combie South | 0 | 1984 | 9999 | Hydro | [5 empty] | Non-Fossil | G | 2025 | Hydro |  | 0 | 0 | 0 | 0 | 0 | 0 | 0 | 0 | 0 | 0 | 0 | 0 | 0 | 0 | 0 | 0 | 0.2311 | 0.37439 | 0.73156 | 1.337 | 0 | 0 | 0 | 0 | 0 | 0 | 0 | 0 | 0 | 0 | 0 | 0 | 0 | 0 | 0 | 0 | 0 | 0 | 0 | 0 | 0.0074447 | 0.00061472 | 0.00099587 | 0.0019459 | 0.0035565 | 0 | 0 | 0 | 0 | 0 | 0.5
846_G_1 | WEC_CALN | California | 6 | Nevada | 57 | 846 | 1 | Combie South | 0 | 1984 | 9999 | Hydro | [5 empty] | Non-Fossil | G | 2025 | Hydro |  | 0 | 0 | 0 | 0 | 0 | 0 | 0 | 0 | 0 | 0 | 0 | 0 | 0 | 0 | 0 | 0 | 0.2311 | 0.37439 | 0.73156 | 1.337 | 0 | 0 | 0 | 0 | 0 | 0 | 0 | 0 | 0 | 0 | 0 | 0 | 0 | 0 | 0 | 0 | 0 | 0 | 0 | 0 | 0.0074447 | 0.00061472 | 0.00099587 | 0.0019459 | 0.0035565 | 0 | 0 | 0 | 0 | 0 | 0.5
844_G_4 | WECC_ID | Idaho | 16 | Bonneville | 19 | 844 | 4 | Upper Power Plant | 0 | 1982 | 9999 | Hydro | [5 empty] | Non-Fossil | G | 2025 | Hydro |  | 0 | 0 | 0 | 0 | 0 | 0 | 0 | 0 | 0 | 0 | 0 | 0 | 0 | 0 | 0 | 0 | 5.4312 | 7.525 | 13.5687 | 26.5249 | 0 | 0 | 0 | 0 | 0 | 0 | 0 | 0 | 0 | 0 | 0 | 0 | 0 | 0 | 0 | 0 | 0 | 0 | 0 | 0 | 0.11905 | 0.014447 | 0.020017 | 0.036093 | 0.070556 | 0 | 0 | 0 | 0 | 0 | 7.9955
843_G_1 | WECC_ID | Idaho | 16 | Bonneville | 19 | 843 | 1 | Lower No 2 | 0 | 1940 | 9999 | Hydro | [5 empty] | Non-Fossil | G | 2025 | Hydro |  | 0 | 0 | 0 | 0 | 0 | 0 | 0 | 0 | 0 | 0 | 0 | 0 | 0 | 0 | 0 | 0 | 2.0367 | 2.8219 | 5.0883 | 9.9468 | 0 | 0 | 0 | 0 | 0 | 0 | 0 | 0 | 0 | 0 | 0 | 0 | 0 | 0 | 0 | 0 | 0 | 0 | 0 | 0 | 0.044643 | 0.0054176 | 0.0075062 | 0.013535 | 0.026459 | 0 | 0 | 0 | 0 | 0 | 2.9983
841_G_3 | WECC_ID | Idaho | 16 | Bonneville | 19 | 841 | 3 | City Power Plant | 0 | 1982 | 9999 | Hydro | [5 empty] | Non-Fossil | G | 2025 | Hydro |  | 0 | 0 | 0 | 0 | 0 | 0 | 0 | 0 | 0 | 0 | 0 | 0 | 0 | 0 | 0 | 0 | 5.4312 | 7.525 | 13.5687 | 26.5249 | 0 | 0 | 0 | 0 | 0 | 0 | 0 | 0 | 0 | 0 | 0 | 0 | 0 | 0 | 0 | 0 | 0 | 0 | 0 | 0 | 0.11905 | 0.014447 | 0.020017 | 0.036093 | 0.070556 | 0 | 0 | 0 | 0 | 0 | 7.9955
84058_C_1 | WECC_UT | Utah | 49 | Na | 0 | 84058 | 1 | WECC_UT_UT_Solar PV | 0 | 2021 | 9999 | Solar PV | [5 empty] | Non-Fossil | C | 2025 | Solar |  | 0 | 0 | 0 | 0 | 0 | 0 | 0 | 0 | 0 | 0 | 0 | 0 | 0 | 0 | 0 | 0 | 7.0061 | 14.7159 | 26.4936 | 48.2156 | 0 | 0 | 0 | 0 | 0 | 0 | 0 | 0 | 0 | 0 | 0 | 0 | 0 | 0 | 0 | 0 | 0 | 0 | 0 | 0 | 0.54697 | 0 | 0 | 0 | 0 | 0 | 0 | 0 | 0 | 0 | 19.5447
84055_C_1 | WECC_PNW | Oregon | 41 | Na | 0 | 84055 | 1 | WECC_PNW_OR_Solar PV | 0 | 2021 | 9999 | Solar PV | [5 empty] | Non-Fossil | C | 2025 | Solar |  | 0 | 0 | 0 | 0 | 0 | 0 | 0 | 0 | 0 | 0 | 0 | 0 | 0 | 0 | 0 | 0 | 4.3297 | 9.6037 | 14.884 | 28.8174 | 0 | 0 | 0 | 0 | 0 | 0 | 0 | 0 | 0 | 0 | 0 | 0 | 0 | 0 | 0 | 0 | 0 | 0 | 0 | 0 | 0.4516 | 0 | 0 | 0 | 0 | 0 | 0 | 0 | 0 | 0 | 16.1369
84042_C_1 | WEC_LADW | California | 6 | Na | 0 | 84042 | 1 | WEC_LADW_CA_Solar PV | 0 | 2021 | 9999 | Solar PV | [5 empty] | Non-Fossil | C | 2025 | Solar |  | 0 | 0 | 0 | 0 | 0 | 0 | 0 | 0 | 0 | 0 | 0 | 0 | 0 | 0 | 0 | 0 | 3.8328 | 7.4552 | 11.1484 | 22.4363 | 0 | 0 | 0 | 0 | 0 | 0 | 0 | 0 | 0 | 0 | 0 | 0 | 0 | 0 | 0 | 0 | 0 | 0 | 0 | 0 | 0.38016 | 0 | 0 | 0 | 0 | 0 | 0 | 0 | 0 | 0 | 9.352
84040_C_1 | WEC_CALN | California | 6 | Na | 0 | 84040 | 1 | WEC_CALN_CA_Solar PV | 0 | 2021 | 9999 | Solar PV | [5 empty] | Non-Fossil | C | 2025 | Solar |  | 0 | 0 | 0 | 0 | 0 | 0 | 0 | 0 | 0 | 0 | 0 | 0 | 0 | 0 | 0 | 0 | 0.93797 | 1.8672 | 3.0613 | 5.8664 | 0 | 0 | 0 | 0 | 0 | 0 | 0 | 0 | 0 | 0 | 0 | 0 | 0 | 0 | 0 | 0 | 0 | 0 | 0 | 0 | 0.079978 | 0 | 0 | 0 | 0 | 0 | 0 | 0 | 0 | 0 | 2.4976
84038_C_1 | SPP_WAUE | South Dakota | 46 | Na | 0 | 84038 | 1 | SPP_WAUE_SD_Wind | 0 | 2021 | 9999 | Onshore Wind | [5 empty] | Non-Fossil | C | 2025 | Wind |  | 0 | 0 | 0 | 0 | 0 | 0 | 0 | 0 | 0 | 0 | 0 | 0 | 0 | 0 | 0 | 0 | 28.1877 | 41.127 | 39.4506 | 108.7653 | 0 | 0 | 0 | 0 | 0 | 0 | 0 | 0 | 0 | 0 | 0 | 0 | 0 | 0 | 0 | 0 | 0 | 0 | 0 | 0 | 1.1394 | 0 | 0 | 0 | 0 | 0 | 0 | 0 | 0 | 0 | 28.7241
84035_C_1 | SPP_NEBR | Nebraska | 31 | Na | 0 | 84035 | 1 | SPP_NEBR_NE_Wind | 0 | 2021 | 9999 | Onshore Wind | [5 empty] | Non-Fossil | C | 2025 | Wind |  | 0 | 0 | 0 | 0 | 0 | 0 | 0 | 0 | 0 | 0 | 0 | 0 | 0 | 0 | 0 | 0 | 80.0653 | 110.1545 | 100.5862 | 290.8061 | 0 | 0 | 0 | 0 | 0 | 0 | 0 | 0 | 0 | 0 | 0 | 0 | 0 | 0 | 0 | 0 | 0 | 0 | 0 | 0 | 2.1628 | 0 | 0 | 0 | 0 | 0 | 0 | 0 | 0 | 0 | 76.7576
84025_C_1 | PJM_West | Ohio | 39 | Na | 0 | 84025 | 1 | PJM_West_OH_Wind | 0 | 2021 | 9999 | Onshore Wind | [5 empty] | Non-Fossil | C | 2025 | Wind |  | 0 | 0 | 0 | 0 | 0 | 0 | 0 | 0 | 0 | 0 | 0 | 0 | 0 | 0 | 0 | 0 | 78.2829 | 95.9342 | 60.1835 | 234.4006 | 0 | 0 | 0 | 0 | 0 | 0 | 0 | 0 | 0 | 0 | 0 | 0 | 0 | 0 | 0 | 0 | 0 | 0 | 0 | 0 | 2.4289 | 0 | 0 | 0 | 0 | 0 | 0 | 0 | 0 | 0 | 86.2012
84022_C_1 | PJM_EMAC | New Jersey | 34 | Na | 0 | 84022 | 1 | PJM_EMAC_NJ_Solar PV | 0 | 2021 | 9999 | Solar PV | [5 empty] | Non-Fossil | C | 2025 | Solar |  | 0 | 0 | 0 | 0 | 0 | 0 | 0 | 0 | 0 | 0 | 0 | 0 | 0 | 0 | 0 | 0 | 2.6239 | 5.6645 | 9.0006 | 17.2891 | 0 | 0 | 0 | 0 | 0 | 0 | 0 | 0 | 0 | 0 | 0 | 0 | 0 | 0 | 0 | 0 | 0 | 0 | 0 | 0 | 0.43569 | 0 | 0 | 0 | 0 | 0 | 0 | 0 | 0 | 0 | 12.0789
84020_C_1 | PJM_COMD | Illinois | 17 | Na | 0 | 84020 | 1 | PJM_COMD_IL_Wind | 0 | 2021 | 9999 | Onshore Wind | [5 empty] | Non-Fossil | C | 2025 | Wind |  | 0 | 0 | 0 | 0 | 0 | 0 | 0 | 0 | 0 | 0 | 0 | 0 | 0 | 0 | 0 | 0 | 187.3946 | 253.5257 | 168.102 | 609.0223 | 0 | 0 | 0 | 0 | 0 | 0 | 0 | 0 | 0 | 0 | 0 | 0 | 0 | 0 | 0 | 0 | 0 | 0 | 0 | 0 | 9.052 | 0 | 0 | 0 | 0 | 0 | 0 | 0 | 0 | 0 | 229.2262
84019_C_1 | NY_Z_K | New York | 36 | Na | 0 | 84019 | 1 | NY_Z_K_NY_Solar PV | 0 | 2021 | 9999 | Solar PV | [5 empty] | Non-Fossil | C | 2025 | Solar |  | 0 | 0 | 0 | 0 | 0 | 0 | 0 | 0 | 0 | 0 | 0 | 0 | 0 | 0 | 0 | 0 | 0.94894 | 1.9705 | 3.0196 | 5.939 | 0 | 0 | 0 | 0 | 0 | 0 | 0 | 0 | 0 | 0 | 0 | 0 | 0 | 0 | 0 | 0 | 0 | 0 | 0 | 0 | 0.10455 | 0 | 0 | 0 | 0 | 0 | 0 | 0 | 0 | 0 | 3.736
84018_C_1 | NY_Z_G-I | New York | 36 | Na | 0 | 84018 | 1 | NY_Z_G-I_NY_Solar PV | 0 | 2021 | 9999 | Solar PV | [5 empty] | Non-Fossil | C | 2025 | Solar |  | 0 | 0 | 0 | 0 | 0 | 0 | 0 | 0 | 0 | 0 | 0 | 0 | 0 | 0 | 0 | 0 | 0.41621 | 0.90019 | 1.4721 | 2.7885 | 0 | 0 | 0 | 0 | 0 | 0 | 0 | 0 | 0 | 0 | 0 | 0 | 0 | 0 | 0 | 0 | 0 | 0 | 0 | 0 | 0.05574 | 0 | 0 | 0 | 0 | 0 | 0 | 0 | 0 | 0 | 1.9918
84017_C_1 | NY_Z_F | New York | 36 | Na | 0 | 84017 | 1 | NY_Z_F_NY_Solar PV | 0 | 2021 | 9999 | Solar PV | [5 empty] | Non-Fossil | C | 2025 | Solar |  | 0 | 0 | 0 | 0 | 0 | 0 | 0 | 0 | 0 | 0 | 0 | 0 | 0 | 0 | 0 | 0 | 0.81264 | 1.7692 | 2.8797 | 5.4616 | 0 | 0 | 0 | 0 | 0 | 0 | 0 | 0 | 0 | 0 | 0 | 0 | 0 | 0 | 0 | 0 | 0 | 0 | 0 | 0 | 0.10411 | 0 | 0 | 0 | 0 | 0 | 0 | 0 | 0 | 0 | 3.72
84016_C_1 | NY_Z_D | New York | 36 | Na | 0 | 84016 | 1 | NY_Z_D_NY_Solar PV | 0 | 2021 | 9999 | Solar PV | [5 empty] | Non-Fossil | C | 2025 | Solar |  | 0 | 0 | 0 | 0 | 0 | 0 | 0 | 0 | 0 | 0 | 0 | 0 | 0 | 0 | 0 | 0 | 0.14385 | 0.31112 | 0.50877 | 0.96374 | 0 | 0 | 0 | 0 | 0 | 0 | 0 | 0 | 0 | 0 | 0 | 0 | 0 | 0 | 0 | 0 | 0 | 0 | 0 | 0 | 0.019861 | 0 | 0 | 0 | 0 | 0 | 0 | 0 | 0 | 0 | 0.70968
84015_C_1 | NY_Z_A | New York | 36 | Na | 0 | 84015 | 1 | NY_Z_A_NY_Solar PV | 0 | 2021 | 9999 | Solar PV | [5 empty] | Non-Fossil | C | 2025 | Solar |  | 0 | 0 | 0 | 0 | 0 | 0 | 0 | 0 | 0 | 0 | 0 | 0 | 0 | 0 | 0 | 0 | 0.50211 | 1.0452 | 1.6074 | 3.1547 | 0 | 0 | 0 | 0 | 0 | 0 | 0 | 0 | 0 | 0 | 0 | 0 | 0 | 0 | 0 | 0 | 0 | 0 | 0 | 0 | 0.055971 | 0 | 0 | 0 | 0 | 0 | 0 | 0 | 0 | 0 | 2
84012_C_1 | NENGREST | Massachusetts | 25 | Na | 0 | 84012 | 1 | NENGREST_MA_Solar PV | 0 | 2021 | 9999 | Solar PV | [5 empty] | Non-Fossil | C | 2025 | Solar |  | 0 | 0 | 0 | 0 | 0 | 0 | 0 | 0 | 0 | 0 | 0 | 0 | 0 | 0 | 0 | 0 | 2.5239 | 5.2477 | 8.0172 | 15.7888 | 0 | 0 | 0 | 0 | 0 | 0 | 0 | 0 | 0 | 0 | 0 | 0 | 0 | 0 | 0 | 0 | 0 | 0 | 0 | 0 | 0.31508 | 0 | 0 | 0 | 0 | 0 | 0 | 0 | 0 | 0 | 11.2589
84011_C_1 | NENG_ME | Maine | 23 | Na | 0 | 84011 | 1 | NENG_ME_ME_Wind | 0 | 2021 | 9999 | Onshore Wind | [5 empty] | Non-Fossil | C | 2025 | Wind |  | 0 | 0 | 0 | 0 | 0 | 0 | 0 | 0 | 0 | 0 | 0 | 0 | 0 | 0 | 0 | 0 | 7.4735 | 9.5321 | 7.7437 | 24.7493 | 0 | 0 | 0 | 0 | 0 | 0 | 0 | 0 | 0 | 0 | 0 | 0 | 0 | 0 | 0 | 0 | 0 | 0 | 0 | 0 | 0.3048 | 0 | 0 | 0 | 0 | 0 | 0 | 0 | 0 | 0 | 9.8927
84010_C_1 | NENG_CT | Connecticut | 9 | Na | 0 | 84010 | 1 | NENG_CT_CT_Solar PV | 0 | 2021 | 9999 | Solar PV | [5 empty] | Non-Fossil | C | 2025 | Solar |  | 0 | 0 | 0 | 0 | 0 | 0 | 0 | 0 | 0 | 0 | 0 | 0 | 0 | 0 | 0 | 0 | 0.34951 | 0.72549 | 1.1092 | 2.1842 | 0 | 0 | 0 | 0 | 0 | 0 | 0 | 0 | 0 | 0 | 0 | 0 | 0 | 0 | 0 | 0 | 0 | 0 | 0 | 0 | 0.035431 | 0 | 0 | 0 | 0 | 0 | 0 | 0 | 0 | 0 | 1.2661
84008_C_1 | MIS_MNWI | Wisconsin | 55 | Na | 0 | 84008 | 1 | MIS_MNWI_WI_Solar PV | 0 | 2021 | 9999 | Solar PV | [5 empty] | Non-Fossil | C | 2025 | Solar |  | 0 | 0 | 0 | 0 | 0 | 0 | 0 | 0 | 0 | 0 | 0 | 0 | 0 | 0 | 0 | 0 | 0.2163 | 0.46226 | 0.70927 | 1.3878 | 0 | 0 | 0 | 0 | 0 | 0 | 0 | 0 | 0 | 0 | 0 | 0 | 0 | 0 | 0 | 0 | 0 | 0 | 0 | 0 | 0.024614 | 0 | 0 | 0 | 0 | 0 | 0 | 0 | 0 | 0 | 0.87952
84007_C_1 | MIS_MNWI | Minnesota | 27 | Na | 0 | 84007 | 1 | MIS_MNWI_MN_Solar PV | 0 | 2021 | 9999 | Solar PV | [5 empty] | Non-Fossil | C | 2025 | Solar |  | 0 | 0 | 0 | 0 | 0 | 0 | 0 | 0 | 0 | 0 | 0 | 0 | 0 | 0 | 0 | 0 | 5.7907 | 12.3756 | 18.9887 | 37.155 | 0 | 0 | 0 | 0 | 0 | 0 | 0 | 0 | 0 | 0 | 0 | 0 | 0 | 0 | 0 | 0 | 0 | 0 | 0 | 0 | 0.65896 | 0 | 0 | 0 | 0 | 0 | 0 | 0 | 0 | 0 | 23.5465
84004_C_1 | MIS_IA | Iowa | 19 | Na | 0 | 84004 | 1 | MIS_IA_IA_Wind | 0 | 2021 | 9999 | Onshore Wind | [5 empty] | Non-Fossil | C | 2025 | Wind |  | 0 | 0 | 0 | 0 | 0 | 0 | 0 | 0 | 0 | 0 | 0 | 0 | 0 | 0 | 0 | 0 | 4.3181 | 6.0522 | 4.8301 | 15.2004 | 0 | 0 | 0 | 0 | 0 | 0 | 0 | 0 | 0 | 0 | 0 | 0 | 0 | 0 | 0 | 0 | 0 | 0 | 0 | 0 | 0.14065 | 0 | 0 | 0 | 0 | 0 | 0 | 0 | 0 | 0 | 4.9916
84002_C_1 | ERC_REST | Texas | 48 | Na | 0 | 84002 | 1 | ERC_REST_TX_Solar PV | 0 | 2021 | 9999 | Solar PV | [5 empty] | Non-Fossil | C | 2025 | Solar |  | 0 | 0 | 0 | 0 | 0 | 0 | 0 | 0 | 0 | 0 | 0 | 0 | 0 | 0 | 0 | 0 | 9.1179 | 16.0921 | 27.6891 | 52.8992 | 0 | 0 | 0 | 0 | 0 | 0 | 0 | 0 | 0 | 0 | 0 | 0 | 0 | 0 | 0 | 0 | 0 | 0 | 0 | 0 | 0.78707 | 0 | 0 | 0 | 0 | 0 | 0 | 0 | 0 | 0 | 28.1244
840_G_3 | WECC_PNW | Idaho | 16 | Clearwater | 35 | 840 | 3 | Dworshak | 0 | 1974 | 9999 | Hydro | [5 empty] | Non-Fossil | G | 2025 | Hydro |  | 0 | 0 | 0 | 0 | 0 | 0 | 0 | 0 | 0 | 0 | 0 | 0 | 0 | 0 | 0 | 0 | 151.9992 | 280.0154 | 545.7651 | 977.7798 | 0 | 0 | 0 | 0 | 0 | 0 | 0 | 0 | 0 | 0 | 0 | 0 | 0 | 0 | 0 | 0 | 0 | 0 | 0 | 0 | 3.2757 | 0.40432 | 0.74484 | 1.4517 | 2.6009 | 0 | 0 | 0 | 0 | 0 | 220
840_G_2 | WECC_PNW | Idaho | 16 | Clearwater | 35 | 840 | 2 | Dworshak | 0 | 1975 | 9999 | Hydro | [5 empty] | Non-Fossil | G | 2025 | Hydro |  | 0 | 0 | 0 | 0 | 0 | 0 | 0 | 0 | 0 | 0 | 0 | 0 | 0 | 0 | 0 | 0 | 62.1815 | 114.5518 | 223.2676 | 400.0008 | 0 | 0 | 0 | 0 | 0 | 0 | 0 | 0 | 0 | 0 | 0 | 0 | 0 | 0 | 0 | 0 | 0 | 0 | 0 | 0 | 1.3401 | 0.1654 | 0.30471 | 0.59389 | 1.064 | 0 | 0 | 0 | 0 | 0 | 90
840_G_1 | WECC_PNW | Idaho | 16 | Clearwater | 35 | 840 | 1 | Dworshak | 0 | 1975 | 9999 | Hydro | [5 empty] | Non-Fossil | G | 2025 | Hydro |  | 0 | 0 | 0 | 0 | 0 | 0 | 0 | 0 | 0 | 0 | 0 | 0 | 0 | 0 | 0 | 0 | 62.1815 | 114.5518 | 223.2676 | 400.0008 | 0 | 0 | 0 | 0 | 0 | 0 | 0 | 0 | 0 | 0 | 0 | 0 | 0 | 0 | 0 | 0 | 0 | 0 | 0 | 0 | 1.3401 | 0.1654 | 0.30471 | 0.59389 | 1.064 | 0 | 0 | 0 | 0 | 0 | 90
839_G_7P | WEC_CALN | California | 6 | Nevada | 57 | 839 | 7P | Scott Flat | 0 | 1985 | 9999 | Hydro | [5 empty] | Non-Fossil | G | 2025 | Hydro |  | 0 | 0 | 0 | 0 | 0 | 0 | 0 | 0 | 0 | 0 | 0 | 0 | 0 | 0 | 0 | 0 | 0.41598 | 0.6739 | 1.3168 | 2.4067 | 0 | 0 | 0 | 0 | 0 | 0 | 0 | 0 | 0 | 0 | 0 | 0 | 0 | 0 | 0 | 0 | 0 | 0 | 0 | 0 | 0.013401 | 0.0011065 | 0.0017926 | 0.0035027 | 0.0064018 | 0 | 0 | 0 | 0 | 0 | 0.9
835_G_6 | WECC_PNW | Idaho | 16 | Kootenai | 55 | 835 | 6 | Post Falls | 0 | 1980 | 9999 | Hydro | [5 empty] | Non-Fossil | G | 2025 | Hydro |  | 0 | 0 | 0 | 0 | 0 | 0 | 0 | 0 | 0 | 0 | 0 | 0 | 0 | 0 | 0 | 0 | 2.4182 | 4.4548 | 8.6826 | 15.5556 | 0 | 0 | 0 | 0 | 0 | 0 | 0 | 0 | 0 | 0 | 0 | 0 | 0 | 0 | 0 | 0 | 0 | 0 | 0 | 0 | 0.052113 | 0.0064323 | 0.01185 | 0.023096 | 0.041378 | 0 | 0 | 0 | 0 | 0 | 3.5
835_G_5 | WECC_PNW | Idaho | 16 | Kootenai | 55 | 835 | 5 | Post Falls | 0 | 1908 | 9999 | Hydro | [5 empty] | Non-Fossil | G | 2025 | Hydro |  | 0 | 0 | 0 | 0 | 0 | 0 | 0 | 0 | 0 | 0 | 0 | 0 | 0 | 0 | 0 | 0 | 1.9345 | 3.5638 | 6.9461 | 12.4445 | 0 | 0 | 0 | 0 | 0 | 0 | 0 | 0 | 0 | 0 | 0 | 0 | 0 | 0 | 0 | 0 | 0 | 0 | 0 | 0 | 0.04169 | 0.0051459 | 0.0094798 | 0.018477 | 0.033102 | 0 | 0 | 0 | 0 | 0 | 2.8
835_G_4 | WECC_PNW | Idaho | 16 | Kootenai | 55 | 835 | 4 | Post Falls | 0 | 1906 | 9999 | Hydro | [5 empty] | Non-Fossil | G | 2025 | Hydro |  | 0 | 0 | 0 | 0 | 0 | 0 | 0 | 0 | 0 | 0 | 0 | 0 | 0 | 0 | 0 | 0 | 1.9345 | 3.5638 | 6.9461 | 12.4445 | 0 | 0 | 0 | 0 | 0 | 0 | 0 | 0 | 0 | 0 | 0 | 0 | 0 | 0 | 0 | 0 | 0 | 0 | 0 | 0 | 0.04169 | 0.0051459 | 0.0094798 | 0.018477 | 0.033102 | 0 | 0 | 0 | 0 | 0 | 2.8
835_G_3 | WECC_PNW | Idaho | 16 | Kootenai | 55 | 835 | 3 | Post Falls | 0 | 1906 | 9999 | Hydro | [5 empty] | Non-Fossil | G | 2025 | Hydro |  | 0 | 0 | 0 | 0 | 0 | 0 | 0 | 0 | 0 | 0 | 0 | 0 | 0 | 0 | 0 | 0 | 1.9345 | 3.5638 | 6.9461 | 12.4445 | 0 | 0 | 0 | 0 | 0 | 0 | 0 | 0 | 0 | 0 | 0 | 0 | 0 | 0 | 0 | 0 | 0 | 0 | 0 | 0 | 0.04169 | 0.0051459 | 0.0094798 | 0.018477 | 0.033102 | 0 | 0 | 0 | 0 | 0 | 2.8
835_G_2 | WECC_PNW | Idaho | 16 | Kootenai | 55 | 835 | 2 | Post Falls | 0 | 1906 | 9999 | Hydro | [5 empty] | Non-Fossil | G | 2025 | Hydro |  | 0 | 0 | 0 | 0 | 0 | 0 | 0 | 0 | 0 | 0 | 0 | 0 | 0 | 0 | 0 | 0 | 1.9345 | 3.5638 | 6.9461 | 12.4445 | 0 | 0 | 0 | 0 | 0 | 0 | 0 | 0 | 0 | 0 | 0 | 0 | 0 | 0 | 0 | 0 | 0 | 0 | 0 | 0 | 0.04169 | 0.0051459 | 0.0094798 | 0.018477 | 0.033102 | 0 | 0 | 0 | 0 | 0 | 2.8
835_G_1 | WECC_PNW | Idaho | 16 | Kootenai | 55 | 835 | 1 | Post Falls | 0 | 1907 | 9999 | Hydro | [5 empty] | Non-Fossil | G | 2025 | Hydro |  | 0 | 0 | 0 | 0 | 0 | 0 | 0 | 0 | 0 | 0 | 0 | 0 | 0 | 0 | 0 | 0 | 1.9345 | 3.5638 | 6.9461 | 12.4445 | 0 | 0 | 0 | 0 | 0 | 0 | 0 | 0 | 0 | 0 | 0 | 0 | 0 | 0 | 0 | 0 | 0 | 0 | 0 | 0 | 0.04169 | 0.0051459 | 0.0094798 | 0.018477 | 0.033102 | 0 | 0 | 0 | 0 | 0 | 2.8
833_G_4 | WECC_PNW | Idaho | 16 | Bonner | 17 | 833 | 4 | Cabinet Gorge | 0 | 1952 | 9999 | Hydro | [5 empty] | Non-Fossil | G | 2025 | Hydro |  | 0 | 0 | 0 | 0 | 0 | 0 | 0 | 0 | 0 | 0 | 0 | 0 | 0 | 0 | 0 | 0 | 43.5271 | 80.1862 | 156.2873 | 280.0006 | 0 | 0 | 0 | 0 | 0 | 0 | 0 | 0 | 0 | 0 | 0 | 0 | 0 | 0 | 0 | 0 | 0 | 0 | 0 | 0 | 0.93804 | 0.11578 | 0.2133 | 0.41572 | 0.7448 | 0 | 0 | 0 | 0 | 0 | 63
833_G_3 | WECC_PNW | Idaho | 16 | Bonner | 17 | 833 | 3 | Cabinet Gorge | 0 | 1952 | 9999 | Hydro | [5 empty] | Non-Fossil | G | 2025 | Hydro |  | 0 | 0 | 0 | 0 | 0 | 0 | 0 | 0 | 0 | 0 | 0 | 0 | 0 | 0 | 0 | 0 | 50.7125 | 93.4233 | 182.0871 | 326.2229 | 0 | 0 | 0 | 0 | 0 | 0 | 0 | 0 | 0 | 0 | 0 | 0 | 0 | 0 | 0 | 0 | 0 | 0 | 0 | 0 | 1.0929 | 0.1349 | 0.24851 | 0.48435 | 0.86775 | 0 | 0 | 0 | 0 | 0 | 73.4
833_G_2 | WECC_PNW | Idaho | 16 | Bonner | 17 | 833 | 2 | Cabinet Gorge | 0 | 1953 | 9999 | Hydro | [5 empty] | Non-Fossil | G | 2025 | Hydro |  | 0 | 0 | 0 | 0 | 0 | 0 | 0 | 0 | 0 | 0 | 0 | 0 | 0 | 0 | 0 | 0 | 51.0579 | 94.0597 | 183.3275 | 328.4451 | 0 | 0 | 0 | 0 | 0 | 0 | 0 | 0 | 0 | 0 | 0 | 0 | 0 | 0 | 0 | 0 | 0 | 0 | 0 | 0 | 1.1003 | 0.13581 | 0.2502 | 0.48765 | 0.87366 | 0 | 0 | 0 | 0 | 0 | 73.9
833_G_1 | WECC_PNW | Idaho | 16 | Bonner | 17 | 833 | 1 | Cabinet Gorge | 0 | 1953 | 9999 | Hydro | [5 empty] | Non-Fossil | G | 2025 | Hydro |  | 0 | 0 | 0 | 0 | 0 | 0 | 0 | 0 | 0 | 0 | 0 | 0 | 0 | 0 | 0 | 0 | 30.6071 | 56.3849 | 109.8973 | 196.8893 | 0 | 0 | 0 | 0 | 0 | 0 | 0 | 0 | 0 | 0 | 0 | 0 | 0 | 0 | 0 | 0 | 0 | 0 | 0 | 0 | 0.6596 | 0.081415 | 0.14998 | 0.29233 | 0.52373 | 0 | 0 | 0 | 0 | 0 | 44.3
831_G_2 | WECC_ID | Idaho | 16 | Caribou | 29 | 831 | 2 | Soda | 0 | 1924 | 9999 | Hydro | [5 empty] | Non-Fossil | G | 2025 | Hydro |  | 0 | 0 | 0 | 0 | 0 | 0 | 0 | 0 | 0 | 0 | 0 | 0 | 0 | 0 | 0 | 0 | 5.1596 | 7.1488 | 12.8903 | 25.1987 | 0 | 0 | 0 | 0 | 0 | 0 | 0 | 0 | 0 | 0 | 0 | 0 | 0 | 0 | 0 | 0 | 0 | 0 | 0 | 0 | 0.1131 | 0.013725 | 0.019016 | 0.034288 | 0.067028 | 0 | 0 | 0 | 0 | 0 | 7.5957
831_G_1 | WECC_ID | Idaho | 16 | Caribou | 29 | 831 | 1 | Soda | 0 | 1924 | 9999 | Hydro | [5 empty] | Non-Fossil | G | 2025 | Hydro |  | 0 | 0 | 0 | 0 | 0 | 0 | 0 | 0 | 0 | 0 | 0 | 0 | 0 | 0 | 0 | 0 | 5.1596 | 7.1488 | 12.8903 | 25.1987 | 0 | 0 | 0 | 0 | 0 | 0 | 0 | 0 | 0 | 0 | 0 | 0 | 0 | 0 | 0 | 0 | 0 | 0 | 0 | 0 | 0.1131 | 0.013725 | 0.019016 | 0.034288 | 0.067028 | 0 | 0 | 0 | 0 | 0 | 7.5957
83007_G_1 | PJM_Dom | Virginia | 51 | Loudoun | 107 | 83007 | 1 | DuPont Fabros | 11132 | 2016 | 9999 | Combustion Turbine | [5 empty] | Fossil | G | 2025 | Oil |  | 0 | 0 | 0 | 0 | 0 | 0 | 0 | 0 | 0 | 0 | 0 | 0 | 0 | 0 | 0 | 0 | 0 | 0 | 0 | 0 | 0 | 0 | 0 | 0 | 0 | 0 | 0 | 0 | 0 | 0 | 0 | 0 | 0 | 0 | 0 | 0 | 0 | 0 | 0 | 0 | 1.122 | 0 | 0 | 0 | 0 | 0 | 0 | 0 | 0 | 0 | 60
83006_G_1 | PJM_Dom | Virginia | 51 | Fairfax | 59 | 83006 | 1 | AOL | 11132 | 2016 | 9999 | Combustion Turbine | [5 empty] | Fossil | G | 2025 | Oil |  | 0 | 0 | 0 | 0 | 0 | 0 | 0 | 0 | 0 | 0 | 0 | 0 | 0 | 0 | 0 | 0 | 0 | 0 | 0 | 0 | 0 | 0 | 0 | 0 | 0 | 0 | 0 | 0 | 0 | 0 | 0 | 0 | 0 | 0 | 0 | 0 | 0 | 0 | 0 | 0 | 0.8228 | 0 | 0 | 0 | 0 | 0 | 0 | 0 | 0 | 0 | 44
83005_G_1 | PJM_Dom | Virginia | 51 | Loudoun | 107 | 83005 | 1 | MCI | 11132 | 2016 | 9999 | Combustion Turbine | [5 empty] | Fossil | G | 2025 | Oil |  | 0 | 0 | 0 | 0 | 0 | 0 | 0 | 0 | 0 | 0 | 0 | 0 | 0 | 0 | 0 | 0 | 0 | 0 | 0 | 0 | 0 | 0 | 0 | 0 | 0 | 0 | 0 | 0 | 0 | 0 | 0 | 0 | 0 | 0 | 0 | 0 | 0 | 0 | 0 | 0 | 0.5984 | 0 | 0 | 0 | 0 | 0 | 0 | 0 | 0 | 0 | 32
83004_G_1 | PJM_Dom | Virginia | 51 | Prince William | 153 | 83004 | 1 | AOL | 11132 | 2016 | 9999 | Combustion Turbine | [5 empty] | Fossil | G | 2025 | Oil |  | 0 | 0 | 0 | 0 | 0 | 0 | 0 | 0 | 0 | 0 | 0 | 0 | 0 | 0 | 0 | 0 | 0 | 0 | 0 | 0 | 0 | 0 | 0 | 0 | 0 | 0 | 0 | 0 | 0 | 0 | 0 | 0 | 0 | 0 | 0 | 0 | 0 | 0 | 0 | 0 | 0.4675 | 0 | 0 | 0 | 0 | 0 | 0 | 0 | 0 | 0 | 25
83003_G_1 | PJM_Dom | Virginia | 51 | Loudoun | 107 | 83003 | 1 | AOL | 11132 | 2016 | 9999 | Combustion Turbine | [5 empty] | Fossil | G | 2025 | Oil |  | 0 | 0 | 0 | 0 | 0 | 0 | 0 | 0 | 0 | 0 | 0 | 0 | 0 | 0 | 0 | 0 | 0 | 0 | 0 | 0 | 0 | 0 | 0 | 0 | 0 | 0 | 0 | 0 | 0 | 0 | 0 | 0 | 0 | 0 | 0 | 0 | 0 | 0 | 0 | 0 | 0.2618 | 0 | 0 | 0 | 0 | 0 | 0 | 0 | 0 | 0 | 14
83002_G_1 | PJM_Dom | Virginia | 51 | Prince William | 153 | 83002 | 1 | Micron Technology Incorporated | 11132 | 2016 | 9999 | Combustion Turbine | [5 empty] | Fossil | G | 2025 | Oil |  | 0 | 0 | 0 | 0 | 0 | 0 | 0 | 0 | 0 | 0 | 0 | 0 | 0 | 0 | 0 | 0 | 0 | 0 | 0 | 0 | 0 | 0 | 0 | 0 | 0 | 0 | 0 | 0 | 0 | 0 | 0 | 0 | 0 | 0 | 0 | 0 | 0 | 0 | 0 | 0 | 0.1122 | 0 | 0 | 0 | 0 | 0 | 0 | 0 | 0 | 0 | 6
83001_G_1 | PJM_Dom | Virginia | 51 | Loudoun | 107 | 83001 | 1 | Quest Diagnostics | 14397 | 2016 | 9999 | Combustion Turbine | [5 empty] | Fossil | G | 2025 | Oil |  | 0 | 0 | 0 | 0 | 0 | 0 | 0 | 0 | 0 | 0 | 0 | 0 | 0 | 0 | 0 | 0 | 0 | 0 | 0 | 0 | 0 | 0 | 0 | 0 | 0 | 0 | 0 | 0 | 0 | 0 | 0 | 0 | 0 | 0 | 0 | 0 | 0 | 0 | 0 | 0 | 0.0748 | 0 | 0 | 0 | 0 | 0 | 0 | 0 | 0 | 0 | 4
829_G_3 | WECC_ID | Idaho | 16 | Franklin | 41 | 829 | 3 | Oneida | 0 | 1920 | 9999 | Hydro | [5 empty] | Non-Fossil | G | 2025 | Hydro |  | 0 | 0 | 0 | 0 | 0 | 0 | 0 | 0 | 0 | 0 | 0 | 0 | 0 | 0 | 0 | 0 | 6.3138 | 8.7478 | 15.7736 | 30.8352 | 0 | 0 | 0 | 0 | 0 | 0 | 0 | 0 | 0 | 0 | 0 | 0 | 0 | 0 | 0 | 0 | 0 | 0 | 0 | 0 | 0.13839 | 0.016795 | 0.023269 | 0.041958 | 0.082022 | 0 | 0 | 0 | 0 | 0 | 9.2947
829_G_2 | WECC_ID | Idaho | 16 | Franklin | 41 | 829 | 2 | Oneida | 0 | 1916 | 9999 | Hydro | [5 empty] | Non-Fossil | G | 2025 | Hydro |  | 0 | 0 | 0 | 0 | 0 | 0 | 0 | 0 | 0 | 0 | 0 | 0 | 0 | 0 | 0 | 0 | 6.3138 | 8.7478 | 15.7736 | 30.8352 | 0 | 0 | 0 | 0 | 0 | 0 | 0 | 0 | 0 | 0 | 0 | 0 | 0 | 0 | 0 | 0 | 0 | 0 | 0 | 0 | 0.13839 | 0.016795 | 0.023269 | 0.041958 | 0.082022 | 0 | 0 | 0 | 0 | 0 | 9.2947
829_G_1 | WECC_ID | Idaho | 16 | Franklin | 41 | 829 | 1 | Oneida | 0 | 1915 | 9999 | Hydro | [5 empty] | Non-Fossil | G | 2025 | Hydro |  | 0 | 0 | 0 | 0 | 0 | 0 | 0 | 0 | 0 | 0 | 0 | 0 | 0 | 0 | 0 | 0 | 6.3138 | 8.7478 | 15.7736 | 30.8352 | 0 | 0 | 0 | 0 | 0 | 0 | 0 | 0 | 0 | 0 | 0 | 0 | 0 | 0 | 0 | 0 | 0 | 0 | 0 | 0 | 0.13839 | 0.016795 | 0.023269 | 0.041958 | 0.082022 | 0 | 0 | 0 | 0 | 0 | 9.2947
827_G_5 | WECC_ID | Idaho | 16 | Caribou | 29 | 827 | 5 | Grace | 0 | 1923 | 9999 | Hydro | [5 empty] | Non-Fossil | G | 2025 | Hydro |  | 0 | 0 | 0 | 0 | 0 | 0 | 0 | 0 | 0 | 0 | 0 | 0 | 0 | 0 | 0 | 0 | 7.4679 | 10.3469 | 18.657 | 36.4718 | 0 | 0 | 0 | 0 | 0 | 0 | 0 | 0 | 0 | 0 | 0 | 0 | 0 | 0 | 0 | 0 | 0 | 0 | 0 | 0 | 0.16369 | 0.019865 | 0.027523 | 0.049628 | 0.097015 | 0 | 0 | 0 | 0 | 0 | 10.9938
827_G_4 | WECC_ID | Idaho | 16 | Caribou | 29 | 827 | 4 | Grace | 0 | 1923 | 9999 | Hydro | [5 empty] | Non-Fossil | G | 2025 | Hydro |  | 0 | 0 | 0 | 0 | 0 | 0 | 0 | 0 | 0 | 0 | 0 | 0 | 0 | 0 | 0 | 0 | 7.4679 | 10.3469 | 18.657 | 36.4718 | 0 | 0 | 0 | 0 | 0 | 0 | 0 | 0 | 0 | 0 | 0 | 0 | 0 | 0 | 0 | 0 | 0 | 0 | 0 | 0 | 0.16369 | 0.019865 | 0.027523 | 0.049628 | 0.097015 | 0 | 0 | 0 | 0 | 0 | 10.9938
827_G_3 | WECC_ID | Idaho | 16 | Caribou | 29 | 827 | 3 | Grace | 0 | 1923 | 9999 | Hydro | [5 empty] | Non-Fossil | G | 2025 | Hydro |  | 0 | 0 | 0 | 0 | 0 | 0 | 0 | 0 | 0 | 0 | 0 | 0 | 0 | 0 | 0 | 0 | 7.4679 | 10.3469 | 18.657 | 36.4718 | 0 | 0 | 0 | 0 | 0 | 0 | 0 | 0 | 0 | 0 | 0 | 0 | 0 | 0 | 0 | 0 | 0 | 0 | 0 | 0 | 0.16369 | 0.019865 | 0.027523 | 0.049628 | 0.097015 | 0 | 0 | 0 | 0 | 0 | 10.9938
825_G_3 | WECC_ID | Idaho | 16 | Fremont | 43 | 825 | 3 | Ashton | 0 | 1925 | 9999 | Hydro | [5 empty] | Non-Fossil | G | 2025 | Hydro |  | 0 | 0 | 0 | 0 | 0 | 0 | 0 | 0 | 0 | 0 | 0 | 0 | 0 | 0 | 0 | 0 | 1.4936 | 2.0694 | 3.7314 | 7.2944 | 0 | 0 | 0 | 0 | 0 | 0 | 0 | 0 | 0 | 0 | 0 | 0 | 0 | 0 | 0 | 0 | 0 | 0 | 0 | 0 | 0.032738 | 0.0039729 | 0.0055046 | 0.0099255 | 0.019403 | 0 | 0 | 0 | 0 | 0 | 2.1988
825_G_2 | WECC_ID | Idaho | 16 | Fremont | 43 | 825 | 2 | Ashton | 0 | 1925 | 9999 | Hydro | [5 empty] | Non-Fossil | G | 2025 | Hydro |  | 0 | 0 | 0 | 0 | 0 | 0 | 0 | 0 | 0 | 0 | 0 | 0 | 0 | 0 | 0 | 0 | 1.4936 | 2.0694 | 3.7314 | 7.2944 | 0 | 0 | 0 | 0 | 0 | 0 | 0 | 0 | 0 | 0 | 0 | 0 | 0 | 0 | 0 | 0 | 0 | 0 | 0 | 0 | 0.032738 | 0.0039729 | 0.0055046 | 0.0099255 | 0.019403 | 0 | 0 | 0 | 0 | 0 | 2.1988
825_G_1 | WECC_ID | Idaho | 16 | Fremont | 43 | 825 | 1 | Ashton | 0 | 1917 | 9999 | Hydro | [5 empty] | Non-Fossil | G | 2025 | Hydro |  | 0 | 0 | 0 | 0 | 0 | 0 | 0 | 0 | 0 | 0 | 0 | 0 | 0 | 0 | 0 | 0 | 1.833 | 2.5397 | 4.5794 | 8.9522 | 0 | 0 | 0 | 0 | 0 | 0 | 0 | 0 | 0 | 0 | 0 | 0 | 0 | 0 | 0 | 0 | 0 | 0 | 0 | 0 | 0.040179 | 0.0048759 | 0.0067556 | 0.012181 | 0.023813 | 0 | 0 | 0 | 0 | 0 | 2.6985
823_G_1 | WECC_ID | Idaho | 16 | Gooding | 47 | 823 | 1 | Upper Malad | 0 | 1948 | 9999 | Hydro | [5 empty] | Non-Fossil | G | 2025 | Hydro |  | 0 | 0 | 0 | 0 | 0 | 0 | 0 | 0 | 0 | 0 | 0 | 0 | 0 | 0 | 0 | 0 | 5.4991 | 7.6191 | 13.7383 | 26.8565 | 0 | 0 | 0 | 0 | 0 | 0 | 0 | 0 | 0 | 0 | 0 | 0 | 0 | 0 | 0 | 0 | 0 | 0 | 0 | 0 | 0.12054 | 0.014628 | 0.020267 | 0.036544 | 0.071438 | 0 | 0 | 0 | 0 | 0 | 8.0954
8226_B_1 | PJM_West | Pennsylvania | 42 | Allegheny | 3 | 8226 | 1 | Cheswick Power Plant | 10678 | 1970 | 9999 | Coal Steam | tangential | wet | ESPC + Bag House + Wet Scrubber + SCR | LNC2 | Wet Scrubber | Fossil | B | 2025 | Coal |  | 10.352 | 13.9413 | 19.1212 | 43.4145 | 10.352 | 13.9413 | 19.1212 | 43.4145 | 0 | 0 | 0 | 0 | 0 | 0 | 0 | 0 | 969.4697 | 1305.6121 | 1790.7064 | 4065.7882 | 1071.6753 | 1443.2553 | 1979.4903 | 4494.4209 | 0.0046915 | 0.0063182 | 0.0086657 | 0.019675 | 0.62112 | 0.83648 | 1.1473 | 2.6049 | 0.37044 | 0.49889 | 0.68424 | 1.5536 | 0.005176 | 0.0069706 | 0.0095605 | 0.021707 | 34.0529 | 4.9506 | 6.6671 | 9.1442 | 20.7619 | 21.1335 | 28.4611 | 39.0357 | 88.6303 | 0 | 565 | Scrubber / SCR | Wet Scrubber
8225_G_3 | PJM_PENE | Pennsylvania | 42 | Warren | 123 | 8225 | 3 | FirstEnergy Seneca | 0 | 1970 | 9999 | Pumped Storage | [5 empty] | Non-Fossil | G | 2025 | Pumps |  | 0 | 0 | 0 | 0 | 0 | 0 | 0 | 0 | 0 | 0 | 0 | 0 | 0 | 0 | 0 | 0 | 0 | 0 | 6.0692 | 6.0692 | 0 | 0 | 0 | 0 | 0 | 0 | 0 | 0 | 0 | 0 | 0 | 0 | 0 | 0 | 0 | 0 | 0 | 0 | 0 | 0 | 0.5354 | 0 | 0 | 0.061736 | 0.061736 | 0 | 0 | 0 | 0 | 0 | 31
8225_G_2 | PJM_PENE | Pennsylvania | 42 | Warren | 123 | 8225 | 2 | FirstEnergy Seneca | 0 | 1970 | 9999 | Pumped Storage | [5 empty] | Non-Fossil | G | 2025 | Pumps |  | 0 | 0 | 0 | 0 | 0 | 0 | 0 | 0 | 0 | 0 | 0 | 0 | 0 | 0 | 0 | 0 | 0 | 0 | 47.9662 | 47.9662 | 0 | 0 | 0 | 0 | 0 | 0 | 0 | 0 | 0 | 0 | 0 | 0 | 0 | 0 | 0 | 0 | 0 | 0 | 0 | 0 | 4.2313 | 0 | 0 | 0.48792 | 0.48792 | 0 | 0 | 0 | 0 | 0 | 245
8225_G_1 | PJM_PENE | Pennsylvania | 42 | Warren | 123 | 8225 | 1 | FirstEnergy Seneca | 0 | 1970 | 9999 | Pumped Storage | [5 empty] | Non-Fossil | G | 2025 | Pumps |  | 0 | 0 | 0 | 0 | 0 | 0 | 0 | 0 | 0 | 0 | 0 | 0 | 0 | 0 | 0 | 0 | 0 | 0 | 46.3999 | 46.3999 | 0 | 0 | 0 | 0 | 0 | 0 | 0 | 0 | 0 | 0 | 0 | 0 | 0 | 0 | 0 | 0 | 0 | 0 | 0 | 0 | 4.0932 | 0 | 0 | 0.47198 | 0.47198 | 0 | 0 | 0 | 0 | 0 | 237
8224_B_2 | WECC_NNV | Nevada | 32 | Humboldt | 13 | 8224 | 2 | North Valmy | 10978 | 1985 | 9999 | Coal Steam | wall | dry | Bag House + Dry Scrubber + DSI | BF + LNB + OFA | Dry Scrubber | Fossil | B | 2025 |  | Coal Retirement | 0 | 0 | 0 | 0 | 0 | 0 | 0 | 0 | 0 | 0 | 0 | 0 | 0 | 0 | 0 | 0 | 0 | 0 | 0 | 0 | 0 | 0 | 0 | 0 | 0 | 0 | 0 | 0 | 0 | 0 | 0 | 0 | 0 | 0 | 0 | 0 | 0 | 0 | 0 | 0 | 0 | 0 | 0 | 0 | 0 | 0 | 0 | 0 | 0 | 0 | 268 | Scrubber / DSI | Dry Scrubber
8224_B_1 | WECC_NNV | Nevada | 32 | Humboldt | 13 | 8224 | 1 | North Valmy | 11129 | 1981 | 9999 | Coal Steam | wall | dry | Bag House + DSI | LNB + OFA |  | Fossil | B | 2025 | Coal |  | 4.6426 | 0 | 0 | 4.6426 | 4.6426 | 0 | 0 | 4.6426 | 0 | 0 | 0 | 0 | 0 | 0 | 0 | 0 | 417.1601 | 0 | 0 | 417.1601 | 483.6983 | 0 | 0 | 483.6983 | 0.0010343 | 0 | 0 | 0.0010343 | 0.83775 | 0 | 0 | 0.83775 | 1.1002 | 0 | 0 | 1.1002 | 0.0033752 | 0 | 0 | 0.0033752 | 14.4494 | 3.4257 | 0 | 0 | 3.4257 | 10.8939 | 0 | 0 | 10.8939 | 0 | 254 | DSI
8223_G_WMS | WECC_AZ | Arizona | 4 | Apache | 1 | 8223 | WMS | Springerville | 0 | 2014 | 9999 | Solar PV | [5 empty] | Non-Fossil | G | 2025 | Solar |  | 0 | 0 | 0 | 0 | 0 | 0 | 0 | 0 | 0 | 0 | 0 | 0 | 0 | 0 | 0 | 0 | 3.7448 | 6.7565 | 9.7853 | 20.2865 | 0 | 0 | 0 | 0 | 0 | 0 | 0 | 0 | 0 | 0 | 0 | 0 | 0 | 0 | 0 | 0 | 0 | 0 | 0 | 0 | 0.37622 | 0 | 0 | 0 | 0 | 0 | 0 | 0 | 0 | 0 | 8.3
8223_G_SGSS1 | WECC_AZ | Arizona | 4 | Apache | 1 | 8223 | SGSS1 | Springerville | 0 | 2010 | 9999 | Solar PV | [5 empty] | Non-Fossil | G | 2025 | Solar |  | 0 | 0 | 0 | 0 | 0 | 0 | 0 | 0 | 0 | 0 | 0 | 0 | 0 | 0 | 0 | 0 | 0.63165 | 1.1396 | 1.6505 | 3.4218 | 0 | 0 | 0 | 0 | 0 | 0 | 0 | 0 | 0 | 0 | 0 | 0 | 0 | 0 | 0 | 0 | 0 | 0 | 0 | 0 | 0.063458 | 0 | 0 | 0 | 0 | 0 | 0 | 0 | 0 | 0 | 1.4
8223_G_SGSS | WECC_AZ | Arizona | 4 | Apache | 1 | 8223 | SGSS | Springerville | 0 | 2001 | 9999 | Solar PV | [5 empty] | Non-Fossil | G | 2025 | Solar |  | 0 | 0 | 0 | 0 | 0 | 0 | 0 | 0 | 0 | 0 | 0 | 0 | 0 | 0 | 0 | 0 | 1.6694 | 3.0119 | 4.3621 | 9.0434 | 0 | 0 | 0 | 0 | 0 | 0 | 0 | 0 | 0 | 0 | 0 | 0 | 0 | 0 | 0 | 0 | 0 | 0 | 0 | 0 | 0.16771 | 0 | 0 | 0 | 0 | 0 | 0 | 0 | 0 | 0 | 3.7
8223_B_4 | WECC_AZ | Arizona | 4 | Apache | 1 | 8223 | 4 | Springerville | 10266 | 2009 | 9999 | Coal Steam | wall | dry | Bag House + Dry Scrubber + SCR + ACI | LNB + OFA | Dry Scrubber | Fossil | B | 2025 | Coal |  | 7.3103 | 0 | 10.0183 | 17.3286 | 0 | 0 | 0 | 0 | 7.3103 | 0 | 10.0183 | 17.3286 | 0 | 0 | 0 | 0 | 712.0883 | 0 | 975.8706 | 1687.9589 | 764.6573 | 0 | 1047.9129 | 1812.5702 | 0.00316 | 0 | 0.0043306 | 0.0074907 | 0.29709 | 0 | 0.40714 | 0.70423 | 1.0631 | 0 | 1.4569 | 2.52 | 0.0036551 | 0 | 0.0050091 | 0.0086642 | 29.3225 | 4.2472 | 0 | 5.8205 | 10.0677 | 13.0364 | 0 | 17.8656 | 30.902 | 0 | 415 | Scrubber / SCR / Mercury Control | Dry Scrubber
8223_B_3 | WECC_AZ | Arizona | 4 | Apache | 1 | 8223 | 3 | Springerville | 10158 | 2006 | 9999 | Coal Steam | wall | dry | Bag House + Dry Scrubber + SCR + ACI | LNC3 | Dry Scrubber | Fossil | B | 2025 | Coal |  | 7.2683 | 8.57 | 13.4252 | 29.2634 | 0 | 0 | 0 | 0 | 7.2683 | 8.57 | 13.4252 | 29.2634 | 0 | 0 | 0 | 0 | 715.5201 | 843.6672 | 1321.6364 | 2880.8237 | 760.2593 | 896.419 | 1404.2741 | 3060.9524 | 0.0031419 | 0.0037046 | 0.0058034 | 0.01265 | 0.28023 | 0.33042 | 0.51761 | 1.1283 | 1.057 | 1.2463 | 1.9523 | 4.2556 | 0.0036342 | 0.0042851 | 0.0067126 | 0.014632 | 29.4284 | 3.2143 | 3.7899 | 5.9371 | 12.9412 | 12.9615 | 15.2828 | 23.9411 | 52.1854 | 0 | 417 | Scrubber / SCR / Mercury Control | Dry Scrubber
8223_B_2 | WECC_AZ | Arizona | 4 | Apache | 1 | 8223 | 2 | Springerville | 10300 | 1990 | 9999 | Coal Steam | tangential | dry | Bag House + Dry Scrubber + ACI | LNC1 | Dry Scrubber | Fossil | B | 2025 | Coal |  | 7.1754 | 9.7267 | 13.2538 | 30.1559 | 0 | 0 | 0 | 0 | 7.1754 | 9.7267 | 13.2538 | 30.1559 | 0 | 0 | 0 | 0 | 696.6455 | 944.3416 | 1286.7731 | 2927.7602 | 750.5519 | 1017.4148 | 1386.3436 | 3154.3103 | 0.0031018 | 0.0042046 | 0.0057293 | 0.013036 | 0.57508 | 0.77955 | 1.0622 | 2.4168 | 0.75021 | 1.017 | 1.3857 | 3.1529 | 0.0035877 | 0.0048634 | 0.0066268 | 0.015078 | 27.8265 | 2.4599 | 3.3345 | 4.5436 | 10.3379 | 12.796 | 17.3456 | 23.6354 | 53.777 | 0 | 406 | Scrubber / Mercury Control | Dry Scrubber
8223_B_1 | WECC_AZ | Arizona | 4 | Apache | 1 | 8223 | 1 | Springerville | 10376 | 1985 | 9999 | Coal Steam | tangential | dry | Bag House + Dry Scrubber + ACI | LNC1 | Dry Scrubber | Fossil | B | 2025 | Coal |  | 1.6633 | 2.2546 | 3.0791 | 6.997 | 0 | 0 | 0 | 0 | 1.6633 | 2.2546 | 3.0791 | 6.997 | 0 | 0 | 0 | 0 | 160.2986 | 217.2936 | 296.756 | 674.3482 | 173.9768 | 235.8352 | 322.0781 | 731.89 | 0.00071898 | 0.00097462 | 0.001331 | 0.0030246 | 0.14861 | 0.20145 | 0.27512 | 0.62519 | 0.1739 | 0.23573 | 0.32193 | 0.73156 | 0.00083176 | 0.0011275 | 0.0015395 | 0.0034988 | 8.3771 | 0.56621 | 0.76752 | 1.0482 | 2.3819 | 2.9661 | 4.0207 | 5.491 | 12.4778 | 0 | 387 | Scrubber / Mercury Control | Dry Scrubber
8222_B_B1 | MIS_MAPP | North Dakota | 38 | Mercer | 57 | 8222 | B1 | Coyote | 11332 | 1981 | 9999 | Coal Steam | cyclone | wet | Bag House + Dry Scrubber + ACI | OFA | Dry Scrubber | Fossil | B | 2025 |  | Coal Retirement | 0 | 0 | 0 | 0 | 0 | 0 | 0 | 0 | 0 | 0 | 0 | 0 | 0 | 0 | 0 | 0 | 0 | 0 | 0 | 0 | 0 | 0 | 0 | 0 | 0 | 0 | 0 | 0 | 0 | 0 | 0 | 0 | 0 | 0 | 0 | 0 | 0 | 0 | 0 | 0 | 0 | 0 | 0 | 0 | 0 | 0 | 0 | 0 | 0 | 0 | 429 | Scrubber / Mercury Control | Dry Scrubber
822_G_2 | WECC_ID | Idaho | 16 | Twin Falls | 83 | 822 | 2 | Upper Salmon A | 0 | 1937 | 9999 | Hydro | [5 empty] | Non-Fossil | G | 2025 | Hydro |  | 0 | 0 | 0 | 0 | 0 | 0 | 0 | 0 | 0 | 0 | 0 | 0 | 0 | 0 | 0 | 0 | 5.9064 | 8.1835 | 14.756 | 28.8459 | 0 | 0 | 0 | 0 | 0 | 0 | 0 | 0 | 0 | 0 | 0 | 0 | 0 | 0 | 0 | 0 | 0 | 0 | 0 | 0 | 0.12947 | 0.015711 | 0.021768 | 0.039251 | 0.07673 | 0 | 0 | 0 | 0 | 0 | 8.6951
822_G_1 | WECC_ID | Idaho | 16 | Twin Falls | 83 | 822 | 1 | Upper Salmon A | 0 | 1937 | 9999 | Hydro | [5 empty] | Non-Fossil | G | 2025 | Hydro |  | 0 | 0 | 0 | 0 | 0 | 0 | 0 | 0 | 0 | 0 | 0 | 0 | 0 | 0 | 0 | 0 | 6.4495 | 8.936 | 16.1128 | 31.4983 | 0 | 0 | 0 | 0 | 0 | 0 | 0 | 0 | 0 | 0 | 0 | 0 | 0 | 0 | 0 | 0 | 0 | 0 | 0 | 0 | 0.14137 | 0.017156 | 0.02377 | 0.04286 | 0.083786 | 0 | 0 | 0 | 0 | 0 | 9.4946
8219_G_GT2 | WECC_CO | Colorado | 8 | El Paso | 41 | 8219 | GT2 | Ray D Nixon | 15034 | 1999 | 9999 | Combustion Turbine |  |  |  | DLNB |  | Fossil | G | 2025 | NaturalGas |  | 0 | 0 | 0 | 0 | 0 | 0 | 0 | 0 | 0 | 0 | 0 | 0 | 0 | 0 | 0 | 0 | 0 | 0 | 0 | 0 | 0 | 0 | 0 | 0 | 0 | 0 | 0 | 0 | 0 | 0 | 0 | 0 | 0 | 0 | 0 | 0 | 0 | 0 | 0 | 0 | 0.561 | 0 | 0 | 0 | 0 | 0 | 0 | 0 | 0 | 0 | 30
8219_G_GT1 | WECC_CO | Colorado | 8 | El Paso | 41 | 8219 | GT1 | Ray D Nixon | 15026 | 1999 | 9999 | Combustion Turbine |  |  |  | DLNB |  | Fossil | G | 2025 | NaturalGas |  | 0 | 0 | 0 | 0 | 0 | 0 | 0 | 0 | 0 | 0 | 0 | 0 | 0 | 0 | 0 | 0 | 0 | 0 | 0 | 0 | 0 | 0 | 0 | 0 | 0 | 0 | 0 | 0 | 0 | 0 | 0 | 0 | 0 | 0 | 0 | 0 | 0 | 0 | 0 | 0 | 0.561 | 0 | 0 | 0 | 0 | 0 | 0 | 0 | 0 | 0 | 30
8219_B_1 | WECC_CO | Colorado | 8 | El Paso | 41 | 8219 | 1 | Ray D Nixon | 10552 | 1980 | 9999 | Coal Steam | wall | dry | Bag House + Dry Scrubber + ACI | LNB + OFA | Dry Scrubber | Fossil | B | 2025 | Coal |  | 3.7849 | 5.1307 | 7.0167 | 15.9323 | 0 | 0 | 0 | 0 | 3.7849 | 5.1307 | 7.0167 | 15.9323 | 0 | 0 | 0 | 0 | 341.6114 | 463.0733 | 633.3008 | 1437.9855 | 386.2419 | 523.5723 | 716.0395 | 1625.8537 | 0.0010113 | 0.0013709 | 0.0018749 | 0.0042571 | 0.27918 | 0.37845 | 0.51757 | 1.1752 | 0.14419 | 0.19545 | 0.2673 | 0.60694 | 0.0018024 | 0.0024432 | 0.0033414 | 0.0075869 | 8.7652 | 1.6992 | 2.3033 | 3.15 | 7.1525 | 4.8661 | 6.5963 | 9.0211 | 20.4836 | 0 | 208 | Scrubber / Mercury Control | Dry Scrubber
821_G_2 | WECC_ID | Idaho | 16 | Twin Falls | 83 | 821 | 2 | Twin Falls (ID) | 0 | 1995 | 9999 | Hydro | [5 empty] | Non-Fossil | G | 2025 | Hydro |  | 0 | 0 | 0 | 0 | 0 | 0 | 0 | 0 | 0 | 0 | 0 | 0 | 0 | 0 | 0 | 0 | 29.2605 | 40.5411 | 73.1014 | 142.903 | 0 | 0 | 0 | 0 | 0 | 0 | 0 | 0 | 0 | 0 | 0 | 0 | 0 | 0 | 0 | 0 | 0 | 0 | 0 | 0 | 0.64137 | 0.077833 | 0.10784 | 0.19445 | 0.38012 | 0 | 0 | 0 | 0 | 0 | 43.0756
821_G_1 | WECC_ID | Idaho | 16 | Twin Falls | 83 | 821 | 1 | Twin Falls (ID) | 0 | 1935 | 9999 | Hydro | [5 empty] | Non-Fossil | G | 2025 | Hydro |  | 0 | 0 | 0 | 0 | 0 | 0 | 0 | 0 | 0 | 0 | 0 | 0 | 0 | 0 | 0 | 0 | 6.8569 | 9.5003 | 17.1305 | 33.4877 | 0 | 0 | 0 | 0 | 0 | 0 | 0 | 0 | 0 | 0 | 0 | 0 | 0 | 0 | 0 | 0 | 0 | 0 | 0 | 0 | 0.1503 | 0.018239 | 0.025271 | 0.045567 | 0.089077 | 0 | 0 | 0 | 0 | 0 | 10.0943
820_G_3 | WECC_ID | Idaho | 16 | Gooding | 47 | 820 | 3 | Thousand Springs | 0 | 1920 | 9999 | Hydro | [5 empty] | Non-Fossil | G | 2025 | Hydro |  | 0 | 0 | 0 | 0 | 0 | 0 | 0 | 0 | 0 | 0 | 0 | 0 | 0 | 0 | 0 | 0 | 4.345 | 6.02 | 10.855 | 21.2199 | 0 | 0 | 0 | 0 | 0 | 0 | 0 | 0 | 0 | 0 | 0 | 0 | 0 | 0 | 0 | 0 | 0 | 0 | 0 | 0 | 0.095239 | 0.011558 | 0.016013 | 0.028874 | 0.056445 | 0 | 0 | 0 | 0 | 0 | 6.3964
819_G_2 | WECC_ID | Idaho | 16 | Ada | 1 | 819 | 2 | Swan Falls | 0 | 1994 | 9999 | Hydro | [5 empty] | Non-Fossil | G | 2025 | Hydro |  | 0 | 0 | 0 | 0 | 0 | 0 | 0 | 0 | 0 | 0 | 0 | 0 | 0 | 0 | 0 | 0 | 9.844 | 13.6391 | 24.5933 | 48.0764 | 0 | 0 | 0 | 0 | 0 | 0 | 0 | 0 | 0 | 0 | 0 | 0 | 0 | 0 | 0 | 0 | 0 | 0 | 0 | 0 | 0.21578 | 0.026185 | 0.03628 | 0.065418 | 0.12788 | 0 | 0 | 0 | 0 | 0 | 14.4918
819_G_1 | WECC_ID | Idaho | 16 | Ada | 1 | 819 | 1 | Swan Falls | 0 | 1994 | 9999 | Hydro | [5 empty] | Non-Fossil | G | 2025 | Hydro |  | 0 | 0 | 0 | 0 | 0 | 0 | 0 | 0 | 0 | 0 | 0 | 0 | 0 | 0 | 0 | 0 | 10.1156 | 14.0154 | 25.2717 | 49.4027 | 0 | 0 | 0 | 0 | 0 | 0 | 0 | 0 | 0 | 0 | 0 | 0 | 0 | 0 | 0 | 0 | 0 | 0 | 0 | 0 | 0.22173 | 0.026907 | 0.037281 | 0.067223 | 0.13141 | 0 | 0 | 0 | 0 | 0 | 14.8916
818_G_3 | WECC_ID | Idaho | 16 | Jerome | 53 | 818 | 3 | Shoshone Falls | 0 | 1921 | 9999 | Hydro | [5 empty] | Non-Fossil | G | 2025 | Hydro |  | 0 | 0 | 0 | 0 | 0 | 0 | 0 | 0 | 0 | 0 | 0 | 0 | 0 | 0 | 0 | 0 | 8.6899 | 12.04 | 21.7099 | 42.4399 | 0 | 0 | 0 | 0 | 0 | 0 | 0 | 0 | 0 | 0 | 0 | 0 | 0 | 0 | 0 | 0 | 0 | 0 | 0 | 0 | 0.19048 | 0.023115 | 0.032026 | 0.057748 | 0.11289 | 0 | 0 | 0 | 0 | 0 | 12.7928
818_G_2 | WECC_ID | Idaho | 16 | Jerome | 53 | 818 | 2 | Shoshone Falls | 0 | 1907 | 9999 | Hydro | [5 empty] | Non-Fossil | G | 2025 | Hydro |  | 0 | 0 | 0 | 0 | 0 | 0 | 0 | 0 | 0 | 0 | 0 | 0 | 0 | 0 | 0 | 0 | 0.27156 | 0.37625 | 0.67844 | 1.3262 | 0 | 0 | 0 | 0 | 0 | 0 | 0 | 0 | 0 | 0 | 0 | 0 | 0 | 0 | 0 | 0 | 0 | 0 | 0 | 0 | 0.0059524 | 0.00072235 | 0.0010008 | 0.0018046 | 0.0035278 | 0 | 0 | 0 | 0 | 0 | 0.39977
818_G_1 | WECC_ID | Idaho | 16 | Jerome | 53 | 818 | 1 | Shoshone Falls | 0 | 1909 | 9999 | Hydro | [5 empty] | Non-Fossil | G | 2025 | Hydro |  | 0 | 0 | 0 | 0 | 0 | 0 | 0 | 0 | 0 | 0 | 0 | 0 | 0 | 0 | 0 | 0 | 0.47523 | 0.65844 | 1.1873 | 2.3209 | 0 | 0 | 0 | 0 | 0 | 0 | 0 | 0 | 0 | 0 | 0 | 0 | 0 | 0 | 0 | 0 | 0 | 0 | 0 | 0 | 0.010417 | 0.0012641 | 0.0017514 | 0.0031581 | 0.0061737 | 0 | 0 | 0 | 0 | 0 | 0.6996
817_G_2 | WECC_ID | Idaho | 16 | Lemhi | 59 | 817 | 2 | Salmon Diesel | 14259 | 1967 | 9999 | Combustion Turbine | [5 empty] | Fossil | G | 2025 | Oil |  | 0 | 0 | 0 | 0 | 0 | 0 | 0 | 0 | 0 | 0 | 0 | 0 | 0 | 0 | 0 | 0 | 0 | 0 | 0 | 0 | 0 | 0 | 0 | 0 | 0 | 0 | 0 | 0 | 0 | 0 | 0 | 0 | 0 | 0 | 0 | 0 | 0 | 0 | 0 | 0 | 0.05049 | 0 | 0 | 0 | 0 | 0 | 0 | 0 | 0 | 0 | 2.7
817_G_1 | WECC_ID | Idaho | 16 | Lemhi | 59 | 817 | 1 | Salmon Diesel | 13851 | 1967 | 9999 | Combustion Turbine | [5 empty] | Fossil | G | 2025 | Oil |  | 0 | 0 | 0 | 0 | 0 | 0 | 0 | 0 | 0 | 0 | 0 | 0 | 0 | 0 | 0 | 0 | 0 | 0 | 0 | 0 | 0 | 0 | 0 | 0 | 0 | 0 | 0 | 0 | 0 | 0 | 0 | 0 | 0 | 0 | 0 | 0 | 0 | 0 | 0 | 0 | 0.05049 | 0 | 0 | 0 | 0 | 0 | 0 | 0 | 0 | 0 | 2.7
816_G_4 | WECC_ID | Idaho | 16 | Gooding | 47 | 816 | 4 | Lower Salmon | 0 | 1949 | 9999 | Hydro | [5 empty] | Non-Fossil | G | 2025 | Hydro |  | 0 | 0 | 0 | 0 | 0 | 0 | 0 | 0 | 0 | 0 | 0 | 0 | 0 | 0 | 0 | 0 | 12.2881 | 17.0254 | 30.6992 | 60.0126 | 0 | 0 | 0 | 0 | 0 | 0 | 0 | 0 | 0 | 0 | 0 | 0 | 0 | 0 | 0 | 0 | 0 | 0 | 0 | 0 | 0.26935 | 0.032686 | 0.045287 | 0.08166 | 0.15963 | 0 | 0 | 0 | 0 | 0 | 18.0898
816_G_3 | WECC_ID | Idaho | 16 | Gooding | 47 | 816 | 3 | Lower Salmon | 0 | 1949 | 9999 | Hydro | [5 empty] | Non-Fossil | G | 2025 | Hydro |  | 0 | 0 | 0 | 0 | 0 | 0 | 0 | 0 | 0 | 0 | 0 | 0 | 0 | 0 | 0 | 0 | 12.0165 | 16.6491 | 30.0208 | 58.6864 | 0 | 0 | 0 | 0 | 0 | 0 | 0 | 0 | 0 | 0 | 0 | 0 | 0 | 0 | 0 | 0 | 0 | 0 | 0 | 0 | 0.26339 | 0.031964 | 0.044287 | 0.079855 | 0.15611 | 0 | 0 | 0 | 0 | 0 | 17.69
816_G_2 | WECC_ID | Idaho | 16 | Gooding | 47 | 816 | 2 | Lower Salmon | 0 | 1949 | 9999 | Hydro | [5 empty] | Non-Fossil | G | 2025 | Hydro |  | 0 | 0 | 0 | 0 | 0 | 0 | 0 | 0 | 0 | 0 | 0 | 0 | 0 | 0 | 0 | 0 | 12.2202 | 16.9313 | 30.5296 | 59.6811 | 0 | 0 | 0 | 0 | 0 | 0 | 0 | 0 | 0 | 0 | 0 | 0 | 0 | 0 | 0 | 0 | 0 | 0 | 0 | 0 | 0.26786 | 0.032506 | 0.045037 | 0.081209 | 0.15875 | 0 | 0 | 0 | 0 | 0 | 17.9898
816_G_1 | WECC_ID | Idaho | 16 | Gooding | 47 | 816 | 1 | Lower Salmon | 0 | 1949 | 9999 | Hydro | [5 empty] | Non-Fossil | G | 2025 | Hydro |  | 0 | 0 | 0 | 0 | 0 | 0 | 0 | 0 | 0 | 0 | 0 | 0 | 0 | 0 | 0 | 0 | 12.2881 | 17.0254 | 30.6992 | 60.0126 | 0 | 0 | 0 | 0 | 0 | 0 | 0 | 0 | 0 | 0 | 0 | 0 | 0 | 0 | 0 | 0 | 0 | 0 | 0 | 0 | 0.26935 | 0.032686 | 0.045287 | 0.08166 | 0.15963 | 0 | 0 | 0 | 0 | 0 | 18.0898
815_G_1 | WECC_ID | Idaho | 16 | Gooding | 47 | 815 | 1 | Lower Malad | 0 | 1948 | 9999 | Hydro | [5 empty] | Non-Fossil | G | 2025 | Hydro |  | 0 | 0 | 0 | 0 | 0 | 0 | 0 | 0 | 0 | 0 | 0 | 0 | 0 | 0 | 0 | 0 | 10.3872 | 14.3916 | 25.9502 | 50.7289 | 0 | 0 | 0 | 0 | 0 | 0 | 0 | 0 | 0 | 0 | 0 | 0 | 0 | 0 | 0 | 0 | 0 | 0 | 0 | 0 | 0.22768 | 0.02763 | 0.038282 | 0.069027 | 0.13494 | 0 | 0 | 0 | 0 | 0 | 15.2913
814_G_1 | WECC_ID | Idaho | 16 | Gooding | 47 | 814 | 1 | Clear Lake | 0 | 1937 | 9999 | Hydro | [5 empty] | Non-Fossil | G | 2025 | Hydro |  | 0 | 0 | 0 | 0 | 0 | 0 | 0 | 0 | 0 | 0 | 0 | 0 | 0 | 0 | 0 | 0 | 1.4257 | 1.9753 | 3.5618 | 6.9628 | 0 | 0 | 0 | 0 | 0 | 0 | 0 | 0 | 0 | 0 | 0 | 0 | 0 | 0 | 0 | 0 | 0 | 0 | 0 | 0 | 0.03125 | 0.0037923 | 0.0052543 | 0.0094744 | 0.018521 | 0 | 0 | 0 | 0 | 0 | 2.0988
813_G_2 | WECC_ID | Idaho | 16 | Valley | 85 | 813 | 2 | Cascade Dam | 0 | 1983 | 9999 | Hydro | [5 empty] | Non-Fossil | G | 2025 | Hydro |  | 0 | 0 | 0 | 0 | 0 | 0 | 0 | 0 | 0 | 0 | 0 | 0 | 0 | 0 | 0 | 0 | 4.8881 | 6.7725 | 12.2118 | 23.8724 | 0 | 0 | 0 | 0 | 0 | 0 | 0 | 0 | 0 | 0 | 0 | 0 | 0 | 0 | 0 | 0 | 0 | 0 | 0 | 0 | 0.10714 | 0.013002 | 0.018015 | 0.032483 | 0.063501 | 0 | 0 | 0 | 0 | 0 | 7.1959
813_G_1 | WECC_ID | Idaho | 16 | Valley | 85 | 813 | 1 | Cascade Dam | 0 | 1984 | 9999 | Hydro | [5 empty] | Non-Fossil | G | 2025 | Hydro |  | 0 | 0 | 0 | 0 | 0 | 0 | 0 | 0 | 0 | 0 | 0 | 0 | 0 | 0 | 0 | 0 | 4.8881 | 6.7725 | 12.2118 | 23.8724 | 0 | 0 | 0 | 0 | 0 | 0 | 0 | 0 | 0 | 0 | 0 | 0 | 0 | 0 | 0 | 0 | 0 | 0 | 0 | 0 | 0.10714 | 0.013002 | 0.018015 | 0.032483 | 0.063501 | 0 | 0 | 0 | 0 | 0 | 7.1959
812_G_3 | WECC_ID | Idaho | 16 | Owyhee | 73 | 812 | 3 | C J Strike | 0 | 1952 | 9999 | Hydro | [5 empty] | Non-Fossil | G | 2025 | Hydro |  | 0 | 0 | 0 | 0 | 0 | 0 | 0 | 0 | 0 | 0 | 0 | 0 | 0 | 0 | 0 | 0 | 20.8422 | 28.8773 | 52.0699 | 101.7894 | 0 | 0 | 0 | 0 | 0 | 0 | 0 | 0 | 0 | 0 | 0 | 0 | 0 | 0 | 0 | 0 | 0 | 0 | 0 | 0 | 0.45685 | 0.05544 | 0.076814 | 0.13851 | 0.27076 | 0 | 0 | 0 | 0 | 0 | 30.6826
812_G_2 | WECC_ID | Idaho | 16 | Owyhee | 73 | 812 | 2 | C J Strike | 0 | 1952 | 9999 | Hydro | [5 empty] | Non-Fossil | G | 2025 | Hydro |  | 0 | 0 | 0 | 0 | 0 | 0 | 0 | 0 | 0 | 0 | 0 | 0 | 0 | 0 | 0 | 0 | 21.1816 | 29.3476 | 52.918 | 103.4472 | 0 | 0 | 0 | 0 | 0 | 0 | 0 | 0 | 0 | 0 | 0 | 0 | 0 | 0 | 0 | 0 | 0 | 0 | 0 | 0 | 0.46429 | 0.056343 | 0.078065 | 0.14076 | 0.27517 | 0 | 0 | 0 | 0 | 0 | 31.1824
812_G_1 | WECC_ID | Idaho | 16 | Owyhee | 73 | 812 | 1 | C J Strike | 0 | 1952 | 9999 | Hydro | [5 empty] | Non-Fossil | G | 2025 | Hydro |  | 0 | 0 | 0 | 0 | 0 | 0 | 0 | 0 | 0 | 0 | 0 | 0 | 0 | 0 | 0 | 0 | 21.9284 | 30.3823 | 54.7837 | 107.0944 | 0 | 0 | 0 | 0 | 0 | 0 | 0 | 0 | 0 | 0 | 0 | 0 | 0 | 0 | 0 | 0 | 0 | 0 | 0 | 0 | 0.48066 | 0.05833 | 0.080817 | 0.14572 | 0.28487 | 0 | 0 | 0 | 0 | 0 | 32.2817
8110_G_IC6 | S_D_AECI | Missouri | 29 | Gentry | 75 | 8110 | IC6 | Stanberry | 12822 | 1979 | 9999 | Combustion Turbine | [5 empty] | Fossil | G | 2025 | Oil |  | 0 | 0 | 0 | 0 | 0 | 0 | 0 | 0 | 0 | 0 | 0 | 0 | 0 | 0 | 0 | 0 | 0 | 0 | 0 | 0 | 0 | 0 | 0 | 0 | 0 | 0 | 0 | 0 | 0 | 0 | 0 | 0 | 0 | 0 | 0 | 0 | 0 | 0 | 0 | 0 | 0.03366 | 0 | 0 | 0 | 0 | 0 | 0 | 0 | 0 | 0 | 1.8
8110_G_IC5 | S_D_AECI | Missouri | 29 | Gentry | 75 | 8110 | IC5 | Stanberry | 12822 | 1958 | 9999 | Combustion Turbine | [5 empty] | Fossil | G | 2025 | Oil |  | 0 | 0 | 0 | 0 | 0 | 0 | 0 | 0 | 0 | 0 | 0 | 0 | 0 | 0 | 0 | 0 | 0 | 0 | 0 | 0 | 0 | 0 | 0 | 0 | 0 | 0 | 0 | 0 | 0 | 0 | 0 | 0 | 0 | 0 | 0 | 0 | 0 | 0 | 0 | 0 | 0.00561 | 0 | 0 | 0 | 0 | 0 | 0 | 0 | 0 | 0 | 0.3
8110_G_2 | S_D_AECI | Missouri | 29 | Gentry | 75 | 8110 | 2 | Stanberry | 12822 | 1967 | 9999 | Combustion Turbine | [5 empty] | Fossil | G | 2025 | Oil |  | 0 | 0 | 0 | 0 | 0 | 0 | 0 | 0 | 0 | 0 | 0 | 0 | 0 | 0 | 0 | 0 | 0 | 0 | 0 | 0 | 0 | 0 | 0 | 0 | 0 | 0 | 0 | 0 | 0 | 0 | 0 | 0 | 0 | 0 | 0 | 0 | 0 | 0 | 0 | 0 | 0.02057 | 0 | 0 | 0 | 0 | 0 | 0 | 0 | 0 | 0 | 1.1
8110_G_1 | S_D_AECI | Missouri | 29 | Gentry | 75 | 8110 | 1 | Stanberry | 12822 | 1963 | 9999 | Combustion Turbine | [5 empty] | Fossil | G | 2025 | Oil |  | 0 | 0 | 0 | 0 | 0 | 0 | 0 | 0 | 0 | 0 | 0 | 0 | 0 | 0 | 0 | 0 | 0 | 0 | 0 | 0 | 0 | 0 | 0 | 0 | 0 | 0 | 0 | 0 | 0 | 0 | 0 | 0 | 0 | 0 | 0 | 0 | 0 | 0 | 0 | 0 | 0.02057 | 0 | 0 | 0 | 0 | 0 | 0 | 0 | 0 | 0 | 1.1
811_G_5 | WECC_ID | Idaho | 16 | Washington | 87 | 811 | 5 | Brownlee | 0 | 1980 | 9999 | Hydro | [5 empty] | Non-Fossil | G | 2025 | Hydro |  | 0 | 0 | 0 | 0 | 0 | 0 | 0 | 0 | 0 | 0 | 0 | 0 | 0 | 0 | 0 | 0 | 167.1449 | 231.5826 | 417.577 | 816.3045 | 0 | 0 | 0 | 0 | 0 | 0 | 0 | 0 | 0 | 0 | 0 | 0 | 0 | 0 | 0 | 0 | 0 | 0 | 0 | 0 | 3.6637 | 0.44461 | 0.61601 | 1.1108 | 2.1714 | 0 | 0 | 0 | 0 | 0 | 246.0607
811_G_4 | WECC_ID | Idaho | 16 | Washington | 87 | 811 | 4 | Brownlee | 0 | 1958 | 9999 | Hydro | [5 empty] | Non-Fossil | G | 2025 | Hydro |  | 0 | 0 | 0 | 0 | 0 | 0 | 0 | 0 | 0 | 0 | 0 | 0 | 0 | 0 | 0 | 0 | 83.5725 | 115.7913 | 208.7885 | 408.1523 | 0 | 0 | 0 | 0 | 0 | 0 | 0 | 0 | 0 | 0 | 0 | 0 | 0 | 0 | 0 | 0 | 0 | 0 | 0 | 0 | 1.8319 | 0.2223 | 0.308 | 0.55538 | 1.0857 | 0 | 0 | 0 | 0 | 0 | 123.0304
811_G_3 | WECC_ID | Idaho | 16 | Washington | 87 | 811 | 3 | Brownlee | 0 | 1958 | 9999 | Hydro | [5 empty] | Non-Fossil | G | 2025 | Hydro |  | 0 | 0 | 0 | 0 | 0 | 0 | 0 | 0 | 0 | 0 | 0 | 0 | 0 | 0 | 0 | 0 | 81.6036 | 113.0635 | 203.8699 | 398.537 | 0 | 0 | 0 | 0 | 0 | 0 | 0 | 0 | 0 | 0 | 0 | 0 | 0 | 0 | 0 | 0 | 0 | 0 | 0 | 0 | 1.7887 | 0.21707 | 0.30075 | 0.54229 | 1.0601 | 0 | 0 | 0 | 0 | 0 | 120.132
811_G_2 | WECC_ID | Idaho | 16 | Washington | 87 | 811 | 2 | Brownlee | 0 | 1958 | 9999 | Hydro | [5 empty] | Non-Fossil | G | 2025 | Hydro |  | 0 | 0 | 0 | 0 | 0 | 0 | 0 | 0 | 0 | 0 | 0 | 0 | 0 | 0 | 0 | 0 | 89.0715 | 123.4104 | 222.5268 | 435.0087 | 0 | 0 | 0 | 0 | 0 | 0 | 0 | 0 | 0 | 0 | 0 | 0 | 0 | 0 | 0 | 0 | 0 | 0 | 0 | 0 | 1.9524 | 0.23693 | 0.32827 | 0.59192 | 1.1571 | 0 | 0 | 0 | 0 | 0 | 131.1258
811_G_1 | WECC_ID | Idaho | 16 | Washington | 87 | 811 | 1 | Brownlee | 0 | 1959 | 9999 | Hydro | [5 empty] | Non-Fossil | G | 2025 | Hydro |  | 0 | 0 | 0 | 0 | 0 | 0 | 0 | 0 | 0 | 0 | 0 | 0 | 0 | 0 | 0 | 0 | 83.7082 | 115.9794 | 209.1277 | 408.8154 | 0 | 0 | 0 | 0 | 0 | 0 | 0 | 0 | 0 | 0 | 0 | 0 | 0 | 0 | 0 | 0 | 0 | 0 | 0 | 0 | 1.8348 | 0.22266 | 0.30851 | 0.55628 | 1.0874 | 0 | 0 | 0 | 0 | 0 | 123.2303
8108_G_CAT | MIS_IL | Iowa | 19 | Delaware | 55 | 8108 | CAT | Hopkinton | 11461 | 2011 | 9999 | Combustion Turbine | [5 empty] | Fossil | G | 2025 | Oil |  | 0 | 0 | 0 | 0 | 0 | 0 | 0 | 0 | 0 | 0 | 0 | 0 | 0 | 0 | 0 | 0 | 0 | 0 | 0 | 0 | 0 | 0 | 0 | 0 | 0 | 0 | 0 | 0 | 0 | 0 | 0 | 0 | 0 | 0 | 0 | 0 | 0 | 0 | 0 | 0 | 0.04114 | 0 | 0 | 0 | 0 | 0 | 0 | 0 | 0 | 0 | 2.2
8108_G_1 | MIS_IL | Iowa | 19 | Delaware | 55 | 8108 | 1 | Hopkinton | 11513 | 1973 | 9999 | Combustion Turbine | [5 empty] | Fossil | G | 2025 | Oil |  | 0 | 0 | 0 | 0 | 0 | 0 | 0 | 0 | 0 | 0 | 0 | 0 | 0 | 0 | 0 | 0 | 0 | 0 | 0 | 0 | 0 | 0 | 0 | 0 | 0 | 0 | 0 | 0 | 0 | 0 | 0 | 0 | 0 | 0 | 0 | 0 | 0 | 0 | 0 | 0 | 0.02992 | 0 | 0 | 0 | 0 | 0 | 0 | 0 | 0 | 0 | 1.6
8106_G_7 | MIS_IL | Iowa | 19 | Cedar | 31 | 8106 | 7 | Tipton | 14397 | 2017 | 9999 | Combustion Turbine | [5 empty] | Fossil | G | 2025 | Oil |  | 0 | 0 | 0 | 0 | 0 | 0 | 0 | 0 | 0 | 0 | 0 | 0 | 0 | 0 | 0 | 0 | 0 | 0 | 0 | 0 | 0 | 0 | 0 | 0 | 0 | 0 | 0 | 0 | 0 | 0 | 0 | 0 | 0 | 0 | 0 | 0 | 0 | 0 | 0 | 0 | 0.0374 | 0 | 0 | 0 | 0 | 0 | 0 | 0 | 0 | 0 | 2
8106_G_6 | MIS_IL | Iowa | 19 | Cedar | 31 | 8106 | 6 | Tipton | 10941 | 2011 | 9999 | Combustion Turbine | [5 empty] | Fossil | G | 2025 | Oil |  | 0 | 0 | 0 | 0 | 0 | 0 | 0 | 0 | 0 | 0 | 0 | 0 | 0 | 0 | 0 | 0 | 0 | 0 | 0 | 0 | 0 | 0 | 0 | 0 | 0 | 0 | 0 | 0 | 0 | 0 | 0 | 0 | 0 | 0 | 0 | 0 | 0 | 0 | 0 | 0 | 0.0374 | 0 | 0 | 0 | 0 | 0 | 0 | 0 | 0 | 0 | 2
8106_G_5 | MIS_IL | Iowa | 19 | Cedar | 31 | 8106 | 5 | Tipton | 10941 | 2011 | 9999 | Combustion Turbine | [5 empty] | Fossil | G | 2025 | Oil |  | 0 | 0 | 0 | 0 | 0 | 0 | 0 | 0 | 0 | 0 | 0 | 0 | 0 | 0 | 0 | 0 | 0 | 0 | 0 | 0 | 0 | 0 | 0 | 0 | 0 | 0 | 0 | 0 | 0 | 0 | 0 | 0 | 0 | 0 | 0 | 0 | 0 | 0 | 0 | 0 | 0.0374 | 0 | 0 | 0 | 0 | 0 | 0 | 0 | 0 | 0 | 2
8106_G_3 | MIS_IL | Iowa | 19 | Cedar | 31 | 8106 | 3 | Tipton | 10900 | 1971 | 9999 | Combustion Turbine | [5 empty] | Fossil | G | 2025 | NaturalGas |  | 0.00092265 | 0 | 0.0043805 | 0.0053032 | 0 | 0 | 0 | 0 | 0 | 0 | 0 | 0 | 0 | 0 | 0 | 0 | 0.084647 | 0 | 0.40188 | 0.48653 | 0.054012 | 0 | 0.25644 | 0.31045 | 6.463e-11 | 0 | 3.0663e-10 | 3.7126e-10 | 0.00036572 | 0 | 0.0017361 | 0.0021019 | 0 | 0 | 0 | 0 | 0 | 0 | 0 | 0 | 0.02244 | 0.0011609 | 0 | 0.0045154 | 0.0056763 | 0.0034663 | 0 | 0.015625 | 0.019091 | 0 | 1.2
8106_G_2 | MIS_IL | Iowa | 19 | Cedar | 31 | 8106 | 2 | Tipton | 10900 | 1971 | 9999 | Combustion Turbine | [5 empty] | Fossil | G | 2025 | NaturalGas |  | 0.00092265 | 0 | 0.0043805 | 0.0053032 | 0 | 0 | 0 | 0 | 0 | 0 | 0 | 0 | 0 | 0 | 0 | 0 | 0.084647 | 0 | 0.40188 | 0.48653 | 0.054012 | 0 | 0.25644 | 0.31045 | 6.463e-11 | 0 | 3.0663e-10 | 3.7126e-10 | 0.00036572 | 0 | 0.0017361 | 0.0021019 | 0 | 0 | 0 | 0 | 0 | 0 | 0 | 0 | 0.02244 | 0.0011609 | 0 | 0.0045154 | 0.0056763 | 0.0034663 | 0 | 0.015625 | 0.019091 | 0 | 1.2
8106_G_1A | MIS_IL | Iowa | 19 | Cedar | 31 | 8106 | 1A | Tipton | 10901 | 2001 | 9999 | Combustion Turbine | [5 empty] | Fossil | G | 2025 | NaturalGas |  | 0.0015379 | 0 | 0.0073016 | 0.0088395 | 0 | 0 | 0 | 0 | 0 | 0 | 0 | 0 | 0 | 0 | 0 | 0 | 0.14108 | 0 | 0.66981 | 0.81089 | 0.090029 | 0 | 0.42743 | 0.51746 | 1.0766e-10 | 0 | 5.103e-10 | 6.1796e-10 | 0.00060951 | 0 | 0.0028938 | 0.0035033 | 0 | 0 | 0 | 0 | 0 | 0 | 0 | 0 | 0.0374 | 0.0019349 | 0 | 0.0075257 | 0.0094606 | 0.0057776 | 0 | 0.026044 | 0.031821 | 0 | 2
8105_G_5 | MIS_MNWI | Minnesota | 27 | Norman | 107 | 8105 | 5 | Halstad | 21361 | 2007 | 9999 | Combustion Turbine | [5 empty] | Fossil | G | 2025 | Oil |  | 0 | 0 | 0 | 0 | 0 | 0 | 0 | 0 | 0 | 0 | 0 | 0 | 0 | 0 | 0 | 0 | 0 | 0 | 0 | 0 | 0 | 0 | 0 | 0 | 0 | 0 | 0 | 0 | 0 | 0 | 0 | 0 | 0 | 0 | 0 | 0 | 0 | 0 | 0 | 0 | 0.03553 | 0 | 0 | 0 | 0 | 0 | 0 | 0 | 0 | 0 | 1.9
8105_G_4 | MIS_MNWI | Minnesota | 27 | Norman | 107 | 8105 | 4 | Halstad | 21285 | 2007 | 9999 | Combustion Turbine | [5 empty] | Fossil | G | 2025 | Oil |  | 0 | 0 | 0 | 0 | 0 | 0 | 0 | 0 | 0 | 0 | 0 | 0 | 0 | 0 | 0 | 0 | 0 | 0 | 0 | 0 | 0 | 0 | 0 | 0 | 0 | 0 | 0 | 0 | 0 | 0 | 0 | 0 | 0 | 0 | 0 | 0 | 0 | 0 | 0 | 0 | 0.03553 | 0 | 0 | 0 | 0 | 0 | 0 | 0 | 0 | 0 | 1.9
8102_B_2 | PJM_West | Ohio | 39 | Gallia | 53 | 8102 | 2 | General James M Gavin | 9899 | 1975 | 9999 | Coal Steam | cell | dry | ESPC + Wet Scrubber + SCR | LNB + LNCB | Wet Scrubber | Fossil | B | 2025 | Coal |  | 20.0149 | 27.1313 | 38.7666 | 85.9129 | 20.0149 | 27.1313 | 38.7666 | 85.9129 | 0 | 0 | 0 | 0 | 0 | 0 | 0 | 0 | 2021.914 | 2740.8168 | 3916.2156 | 8678.9463 | 2075.3174 | 2818.5279 | 4013.2572 | 8907.1025 | 0.0085977 | 0.010892 | 0.017569 | 0.037059 | 1.0427 | 1.4134 | 2.0195 | 4.4756 | 2.4497 | 4.0621 | 3.8535 | 10.3652 | 0.010007 | 0.013566 | 0.019383 | 0.042956 | 58.4605 | 9.943 | 13.4782 | 19.2584 | 42.6796 | 42.3392 | 57.3932 | 82.0062 | 181.7387 | 0 | 1299 | Scrubber / SCR | Wet Scrubber
8102_B_1 | PJM_West | Ohio | 39 | Gallia | 53 | 8102 | 1 | General James M Gavin | 9953 | 1974 | 9999 | Coal Steam | cell | dry | ESPC + Wet Scrubber + SCR | LNB + LNCB | Wet Scrubber | Fossil | B | 2025 | Coal |  | 20.1241 | 27.2793 | 38.9781 | 86.3816 | 20.1241 | 27.2793 | 38.9781 | 86.3816 | 0 | 0 | 0 | 0 | 0 | 0 | 0 | 0 | 2021.914 | 2740.8168 | 3916.2156 | 8678.9463 | 2086.6385 | 2833.9033 | 4035.1499 | 8955.6916 | 0.0086446 | 0.010952 | 0.017665 | 0.037261 | 1.0417 | 1.4121 | 2.0177 | 4.4715 | 2.463 | 4.0843 | 3.8745 | 10.4218 | 0.010062 | 0.01364 | 0.019489 | 0.043191 | 58.4605 | 9.943 | 13.4782 | 19.2584 | 42.6796 | 42.5702 | 57.7063 | 82.4536 | 182.7301 | 0 | 1299 | Scrubber / SCR | Wet Scrubber
8100_G_IC5 | WECC_CO | Colorado | 8 | Baca | 9 | 8100 | IC5 | Springfield (CO) | 12822 | 1960 | 9999 | Combustion Turbine | [5 empty] | Fossil | G | 2025 | Oil |  | 0 | 0 | 0 | 0 | 0 | 0 | 0 | 0 | 0 | 0 | 0 | 0 | 0 | 0 | 0 | 0 | 0 | 0 | 0 | 0 | 0 | 0 | 0 | 0 | 0 | 0 | 0 | 0 | 0 | 0 | 0 | 0 | 0 | 0 | 0 | 0 | 0 | 0 | 0 | 0 | 0.01496 | 0 | 0 | 0 | 0 | 0 | 0 | 0 | 0 | 0 | 0.8
8100_G_IC4 | WECC_CO | Colorado | 8 | Baca | 9 | 8100 | IC4 | Springfield (CO) | 12822 | 1950 | 9999 | Combustion Turbine | [5 empty] | Fossil | G | 2025 | Oil |  | 0 | 0 | 0 | 0 | 0 | 0 | 0 | 0 | 0 | 0 | 0 | 0 | 0 | 0 | 0 | 0 | 0 | 0 | 0 | 0 | 0 | 0 | 0 | 0 | 0 | 0 | 0 | 0 | 0 | 0 | 0 | 0 | 0 | 0 | 0 | 0 | 0 | 0 | 0 | 0 | 0.00935 | 0 | 0 | 0 | 0 | 0 | 0 | 0 | 0 | 0 | 0.5
8100_G_2 | WECC_CO | Colorado | 8 | Baca | 9 | 8100 | 2 | Springfield (CO) | 12822 | 1950 | 9999 | Combustion Turbine | [5 empty] | Fossil | G | 2025 | Oil |  | 0 | 0 | 0 | 0 | 0 | 0 | 0 | 0 | 0 | 0 | 0 | 0 | 0 | 0 | 0 | 0 | 0 | 0 | 0 | 0 | 0 | 0 | 0 | 0 | 0 | 0 | 0 | 0 | 0 | 0 | 0 | 0 | 0 | 0 | 0 | 0 | 0 | 0 | 0 | 0 | 0.00374 | 0 | 0 | 0 | 0 | 0 | 0 | 0 | 0 | 0 | 0.2
8100_G_1 | WECC_CO | Colorado | 8 | Baca | 9 | 8100 | 1 | Springfield (CO) | 12822 | 1965 | 9999 | Combustion Turbine | [5 empty] | Fossil | G | 2025 | Oil |  | 0 | 0 | 0 | 0 | 0 | 0 | 0 | 0 | 0 | 0 | 0 | 0 | 0 | 0 | 0 | 0 | 0 | 0 | 0 | 0 | 0 | 0 | 0 | 0 | 0 | 0 | 0 | 0 | 0 | 0 | 0 | 0 | 0 | 0 | 0 | 0 | 0 | 0 | 0 | 0 | 0.02244 | 0 | 0 | 0 | 0 | 0 | 0 | 0 | 0 | 0 | 1.2
810_G_3 | WECC_ID | Idaho | 16 | Gooding | 47 | 810 | 3 | Bliss | 0 | 1950 | 9999 | Hydro | [5 empty] | Non-Fossil | G | 2025 | Hydro |  | 0 | 0 | 0 | 0 | 0 | 0 | 0 | 0 | 0 | 0 | 0 | 0 | 0 | 0 | 0 | 0 | 19.5523 | 27.0901 | 48.8474 | 95.4897 | 0 | 0 | 0 | 0 | 0 | 0 | 0 | 0 | 0 | 0 | 0 | 0 | 0 | 0 | 0 | 0 | 0 | 0 | 0 | 0 | 0.42857 | 0.052009 | 0.07206 | 0.12993 | 0.254 | 0 | 0 | 0 | 0 | 0 | 28.7837
810_G_2 | WECC_ID | Idaho | 16 | Gooding | 47 | 810 | 2 | Bliss | 0 | 1950 | 9999 | Hydro | [5 empty] | Non-Fossil | G | 2025 | Hydro |  | 0 | 0 | 0 | 0 | 0 | 0 | 0 | 0 | 0 | 0 | 0 | 0 | 0 | 0 | 0 | 0 | 17.4477 | 24.1741 | 43.5895 | 85.2113 | 0 | 0 | 0 | 0 | 0 | 0 | 0 | 0 | 0 | 0 | 0 | 0 | 0 | 0 | 0 | 0 | 0 | 0 | 0 | 0 | 0.38244 | 0.046411 | 0.064303 | 0.11595 | 0.22666 | 0 | 0 | 0 | 0 | 0 | 25.6855
810_G_1 | WECC_ID | Idaho | 16 | Gooding | 47 | 810 | 1 | Bliss | 0 | 1949 | 9999 | Hydro | [5 empty] | Non-Fossil | G | 2025 | Hydro |  | 0 | 0 | 0 | 0 | 0 | 0 | 0 | 0 | 0 | 0 | 0 | 0 | 0 | 0 | 0 | 0 | 18.2624 | 25.3029 | 45.6248 | 89.1901 | 0 | 0 | 0 | 0 | 0 | 0 | 0 | 0 | 0 | 0 | 0 | 0 | 0 | 0 | 0 | 0 | 0 | 0 | 0 | 0 | 0.4003 | 0.048578 | 0.067306 | 0.12136 | 0.23725 | 0 | 0 | 0 | 0 | 0 | 26.8848
809_G_3 | WECC_ID | Idaho | 16 | Power | 77 | 809 | 3 | American Falls | 0 | 1978 | 9999 | Hydro | [5 empty] | Non-Fossil | G | 2025 | Hydro |  | 0 | 0 | 0 | 0 | 0 | 0 | 0 | 0 | 0 | 0 | 0 | 0 | 0 | 0 | 0 | 0 | 24.9835 | 34.6151 | 62.4161 | 122.0146 | 0 | 0 | 0 | 0 | 0 | 0 | 0 | 0 | 0 | 0 | 0 | 0 | 0 | 0 | 0 | 0 | 0 | 0 | 0 | 0 | 0.54762 | 0.066456 | 0.092076 | 0.16603 | 0.32456 | 0 | 0 | 0 | 0 | 0 | 36.7792
809_G_2 | WECC_ID | Idaho | 16 | Power | 77 | 809 | 2 | American Falls | 0 | 1978 | 9999 | Hydro | [5 empty] | Non-Fossil | G | 2025 | Hydro |  | 0 | 0 | 0 | 0 | 0 | 0 | 0 | 0 | 0 | 0 | 0 | 0 | 0 | 0 | 0 | 0 | 24.9835 | 34.6151 | 62.4161 | 122.0146 | 0 | 0 | 0 | 0 | 0 | 0 | 0 | 0 | 0 | 0 | 0 | 0 | 0 | 0 | 0 | 0 | 0 | 0 | 0 | 0 | 0.54762 | 0.066456 | 0.092076 | 0.16603 | 0.32456 | 0 | 0 | 0 | 0 | 0 | 36.7792
809_G_1 | WECC_ID | Idaho | 16 | Power | 77 | 809 | 1 | American Falls | 0 | 1978 | 9999 | Hydro | [5 empty] | Non-Fossil | G | 2025 | Hydro |  | 0 | 0 | 0 | 0 | 0 | 0 | 0 | 0 | 0 | 0 | 0 | 0 | 0 | 0 | 0 | 0 | 24.9835 | 34.6151 | 62.4161 | 122.0146 | 0 | 0 | 0 | 0 | 0 | 0 | 0 | 0 | 0 | 0 | 0 | 0 | 0 | 0 | 0 | 0 | 0 | 0 | 0 | 0 | 0.54762 | 0.066456 | 0.092076 | 0.16603 | 0.32456 | 0 | 0 | 0 | 0 | 0 | 36.7792
808_G_2 | NY_Z_C&E | New York | 36 | Oneida | 65 | 808 | 2 | Jarvis (Hinckley) | 0 | 1991 | 9999 | Hydro | [5 empty] | Non-Fossil | G | 2025 | Hydro |  | 0 | 0 | 0 | 0 | 0 | 0 | 0 | 0 | 0 | 0 | 0 | 0 | 0 | 0 | 0 | 0 | 5.1164 | 6.8452 | 8.3512 | 20.3128 | 0 | 0 | 0 | 0 | 0 | 0 | 0 | 0 | 0 | 0 | 0 | 0 | 0 | 0 | 0 | 0 | 0 | 0 | 0 | 0 | 0.067003 | 0.01361 | 0.018208 | 0.022214 | 0.054032 | 0 | 0 | 0 | 0 | 0 | 4.5
808_G_1 | NY_Z_C&E | New York | 36 | Oneida | 65 | 808 | 1 | Jarvis (Hinckley) | 0 | 1991 | 9999 | Hydro | [5 empty] | Non-Fossil | G | 2025 | Hydro |  | 0 | 0 | 0 | 0 | 0 | 0 | 0 | 0 | 0 | 0 | 0 | 0 | 0 | 0 | 0 | 0 | 5.1164 | 6.8452 | 8.3512 | 20.3128 | 0 | 0 | 0 | 0 | 0 | 0 | 0 | 0 | 0 | 0 | 0 | 0 | 0 | 0 | 0 | 0 | 0 | 0 | 0 | 0 | 0.067003 | 0.01361 | 0.018208 | 0.022214 | 0.054032 | 0 | 0 | 0 | 0 | 0 | 4.5
8073_G_8 | WECC_PNW | Oregon | 41 | Columbia | 9 | 8073 | 8 | Beaver | 12964 | 2001 | 9999 | Combustion Turbine | [5 empty] | Fossil | G | 2025 |  | CT Retirement | 0 | 0 | 0 | 0 | 0 | 0 | 0 | 0 | 0 | 0 | 0 | 0 | 0 | 0 | 0 | 0 | 0 | 0 | 0 | 0 | 0 | 0 | 0 | 0 | 0 | 0 | 0 | 0 | 0 | 0 | 0 | 0 | 0 | 0 | 0 | 0 | 0 | 0 | 0 | 0 | 0 | 0 | 0 | 0 | 0 | 0 | 0 | 0 | 0 | 0 | 24
8073_G_7 | WECC_PNW | Oregon | 41 | Columbia | 9 | 8073 | 7 | Beaver | 10697 | 1977 | 9999 | Combined Cycle | [5 empty] | Fossil | G | 2025 |  | CC Retirement | 0 | 0 | 0 | 0 | 0 | 0 | 0 | 0 | 0 | 0 | 0 | 0 | 0 | 0 | 0 | 0 | 0 | 0 | 0 | 0 | 0 | 0 | 0 | 0 | 0 | 0 | 0 | 0 | 0 | 0 | 0 | 0 | 0 | 0 | 0 | 0 | 0 | 0 | 0 | 0 | 0 | 0 | 0 | 0 | 0 | 0 | 0 | 0 | 0 | 0 | 137
8073_G_6 | WECC_PNW | Oregon | 41 | Columbia | 9 | 8073 | 6 | Beaver | 10697 | 1974 | 9999 | Combined Cycle | [5 empty] | Fossil | G | 2025 |  | CC Retirement | 0 | 0 | 0 | 0 | 0 | 0 | 0 | 0 | 0 | 0 | 0 | 0 | 0 | 0 | 0 | 0 | 0 | 0 | 0 | 0 | 0 | 0 | 0 | 0 | 0 | 0 | 0 | 0 | 0 | 0 | 0 | 0 | 0 | 0 | 0 | 0 | 0 | 0 | 0 | 0 | 0 | 0 | 0 | 0 | 0 | 0 | 0 | 0 | 0 | 0 | 54
8073_G_5 | WECC_PNW | Oregon | 41 | Columbia | 9 | 8073 | 5 | Beaver | 10697 | 1974 | 9999 | Combined Cycle | [5 empty] | Fossil | G | 2025 |  | CC Retirement | 0 | 0 | 0 | 0 | 0 | 0 | 0 | 0 | 0 | 0 | 0 | 0 | 0 | 0 | 0 | 0 | 0 | 0 | 0 | 0 | 0 | 0 | 0 | 0 | 0 | 0 | 0 | 0 | 0 | 0 | 0 | 0 | 0 | 0 | 0 | 0 | 0 | 0 | 0 | 0 | 0 | 0 | 0 | 0 | 0 | 0 | 0 | 0 | 0 | 0 | 54
8073_G_4 | WECC_PNW | Oregon | 41 | Columbia | 9 | 8073 | 4 | Beaver | 10697 | 1974 | 9999 | Combined Cycle | [5 empty] | Fossil | G | 2025 |  | CC Retirement | 0 | 0 | 0 | 0 | 0 | 0 | 0 | 0 | 0 | 0 | 0 | 0 | 0 | 0 | 0 | 0 | 0 | 0 | 0 | 0 | 0 | 0 | 0 | 0 | 0 | 0 | 0 | 0 | 0 | 0 | 0 | 0 | 0 | 0 | 0 | 0 | 0 | 0 | 0 | 0 | 0 | 0 | 0 | 0 | 0 | 0 | 0 | 0 | 0 | 0 | 54
8073_G_3 | WECC_PNW | Oregon | 41 | Columbia | 9 | 8073 | 3 | Beaver | 10697 | 1974 | 9999 | Combined Cycle | [5 empty] | Fossil | G | 2025 |  | CC Retirement | 0 | 0 | 0 | 0 | 0 | 0 | 0 | 0 | 0 | 0 | 0 | 0 | 0 | 0 | 0 | 0 | 0 | 0 | 0 | 0 | 0 | 0 | 0 | 0 | 0 | 0 | 0 | 0 | 0 | 0 | 0 | 0 | 0 | 0 | 0 | 0 | 0 | 0 | 0 | 0 | 0 | 0 | 0 | 0 | 0 | 0 | 0 | 0 | 0 | 0 | 54
8073_G_2 | WECC_PNW | Oregon | 41 | Columbia | 9 | 8073 | 2 | Beaver | 10697 | 1974 | 9999 | Combined Cycle | [5 empty] | Fossil | G | 2025 |  | CC Retirement | 0 | 0 | 0 | 0 | 0 | 0 | 0 | 0 | 0 | 0 | 0 | 0 | 0 | 0 | 0 | 0 | 0 | 0 | 0 | 0 | 0 | 0 | 0 | 0 | 0 | 0 | 0 | 0 | 0 | 0 | 0 | 0 | 0 | 0 | 0 | 0 | 0 | 0 | 0 | 0 | 0 | 0 | 0 | 0 | 0 | 0 | 0 | 0 | 0 | 0 | 54
8073_G_1 | WECC_PNW | Oregon | 41 | Columbia | 9 | 8073 | 1 | Beaver | 10697 | 1974 | 9999 | Combined Cycle | [5 empty] | Fossil | G | 2025 |  | CC Retirement | 0 | 0 | 0 | 0 | 0 | 0 | 0 | 0 | 0 | 0 | 0 | 0 | 0 | 0 | 0 | 0 | 0 | 0 | 0 | 0 | 0 | 0 | 0 | 0 | 0 | 0 | 0 | 0 | 0 | 0 | 0 | 0 | 0 | 0 | 0 | 0 | 0 | 0 | 0 | 0 | 0 | 0 | 0 | 0 | 0 | 0 | 0 | 0 | 0 | 0 | 54
8068_G_ST6S | WECC_AZ | Arizona | 4 | Maricopa | 13 | 8068 | ST6S | Santan | 7535 | 2006 | 9999 | Combined Cycle |  |  | SCR | DLNB |  | Fossil | G | 2025 | NaturalGas |  | 0 | 0.0046257 | 0.63558 | 0.64021 | 0 | 0 | 0 | 0 | 0 | 0 | 0 | 0 | 0 | 0 | 0 | 0 | 0 | 0.61389 | 84.3504 | 84.9643 | 0 | 0.27079 | 37.2069 | 37.4777 | 0 | 3.2296e-10 | 4.4498e-08 | 4.4821e-08 | 0 | 2.1925e-05 | 0.0030095 | 0.0030314 | 0 | 0 | 0 | 0 | 0 | 0 | 0 | 0 | 3.8486 | 0 | 0.0024062 | 0.28736 | 0.28977 | 0 | 0.015805 | 2.2988 | 2.3146 | 0 | 126 | SCR
8068_G_ST6A | WECC_AZ | Arizona | 4 | Maricopa | 13 | 8068 | ST6A | Santan | 7535 | 2006 | 9999 | Combined Cycle |  |  | SCR | DLNB |  | Fossil | G | 2025 | NaturalGas |  | 0 | 0.0055435 | 0.76169 | 0.76723 | 0 | 0 | 0 | 0 | 0 | 0 | 0 | 0 | 0 | 0 | 0 | 0 | 0 | 0.7357 | 101.0866 | 101.8223 | 0 | 0.32452 | 44.5892 | 44.9137 | 0 | 3.8704e-10 | 5.3327e-08 | 5.3714e-08 | 0 | 2.6275e-05 | 0.0036066 | 0.0036329 | 0 | 0 | 0 | 0 | 0 | 0 | 0 | 0 | 4.6122 | 0 | 0.0028837 | 0.34438 | 0.34726 | 0 | 0.018941 | 2.7549 | 2.7738 | 0 | 151 | SCR
8068_G_ST5S | WECC_AZ | Arizona | 4 | Maricopa | 13 | 8068 | ST5S | Santan | 7535 | 2005 | 9999 | Combined Cycle |  |  | SCR | DLNB |  | Fossil | G | 2025 | NaturalGas |  | 0 | 0.010279 | 2.2807 | 2.291 | 0 | 0 | 0 | 0 | 0 | 0 | 0 | 0 | 0 | 0 | 0 | 0 | 0 | 1.3642 | 302.677 | 304.0412 | 0 | 0.60175 | 133.5105 | 134.1123 | 0 | 7.1924e-10 | 1.5964e-07 | 1.6036e-07 | 0 | 3.7814e-05 | 0.0083929 | 0.0084307 | 0 | 0 | 0 | 0 | 0 | 0 | 0 | 0 | 8.5525 | 0 | 0.0053472 | 0.96101 | 0.96636 | 0 | 0.035123 | 8.2488 | 8.2839 | 0 | 280 | SCR
8068_G_ST5B | WECC_AZ | Arizona | 4 | Maricopa | 13 | 8068 | ST5B | Santan | 7535 | 2005 | 9999 | Combined Cycle |  |  | SCR | DLNB |  | Fossil | G | 2025 | NaturalGas |  | 0 | 0.0055435 | 1.2299 | 1.2355 | 0 | 0 | 0 | 0 | 0 | 0 | 0 | 0 | 0 | 0 | 0 | 0 | 0 | 0.7357 | 163.2294 | 163.9651 | 0 | 0.32452 | 72.0003 | 72.3248 | 0 | 3.8788e-10 | 8.609e-08 | 8.6478e-08 | 0 | 2.0393e-05 | 0.0045261 | 0.0045465 | 0 | 0 | 0 | 0 | 0 | 0 | 0 | 0 | 4.6122 | 0 | 0.0028837 | 0.51826 | 0.52114 | 0 | 0.018941 | 4.4485 | 4.4674 | 0 | 151 | SCR
8068_G_ST5A | WECC_AZ | Arizona | 4 | Maricopa | 13 | 8068 | ST5A | Santan | 7535 | 2005 | 9999 | Combined Cycle |  |  | SCR | DLNB |  | Fossil | G | 2025 | NaturalGas |  | 0 | 0.0055435 | 1.2299 | 1.2355 | 0 | 0 | 0 | 0 | 0 | 0 | 0 | 0 | 0 | 0 | 0 | 0 | 0 | 0.7357 | 163.2294 | 163.9651 | 0 | 0.32452 | 72.0003 | 72.3248 | 0 | 3.8788e-10 | 8.609e-08 | 8.6478e-08 | 0 | 2.0393e-05 | 0.0045261 | 0.0045465 | 0 | 0 | 0 | 0 | 0 | 0 | 0 | 0 | 4.6122 | 0 | 0.0028837 | 0.51826 | 0.52114 | 0 | 0.018941 | 4.4485 | 4.4674 | 0 | 151 | SCR
8068_G_ST4 | WECC_AZ | Arizona | 4 | Maricopa | 13 | 8068 | ST4 | Santan | 9408 | 1975 | 9999 | Combined Cycle |  |  |  | LNB |  | Fossil | G | 2025 | NaturalGas |  | 0 | 0 | 0 | 0 | 0 | 0 | 0 | 0 | 0 | 0 | 0 | 0 | 0 | 0 | 0 | 0 | 0 | 0 | 0 | 0 | 0 | 0 | 0 | 0 | 0 | 0 | 0 | 0 | 0 | 0 | 0 | 0 | 0 | 0 | 0 | 0 | 0 | 0 | 0 | 0 | 2.6858 | 0 | 0 | 0 | 0 | 0 | 0 | 0 | 0 | 0 | 92
8068_G_ST3 | WECC_AZ | Arizona | 4 | Maricopa | 13 | 8068 | ST3 | Santan | 9401 | 1974 | 9999 | Combined Cycle |  |  |  | LNB |  | Fossil | G | 2025 | NaturalGas |  | 0 | 0 | 0 | 0 | 0 | 0 | 0 | 0 | 0 | 0 | 0 | 0 | 0 | 0 | 0 | 0 | 0 | 0 | 0 | 0 | 0 | 0 | 0 | 0 | 0 | 0 | 0 | 0 | 0 | 0 | 0 | 0 | 0 | 0 | 0 | 0 | 0 | 0 | 0 | 0 | 2.6858 | 0 | 0 | 0 | 0 | 0 | 0 | 0 | 0 | 0 | 92
8068_G_ST2 | WECC_AZ | Arizona | 4 | Maricopa | 13 | 8068 | ST2 | Santan | 9405 | 1974 | 9999 | Combined Cycle |  |  |  | LNB |  | Fossil | G | 2025 | NaturalGas |  | 0 | 0 | 0 | 0 | 0 | 0 | 0 | 0 | 0 | 0 | 0 | 0 | 0 | 0 | 0 | 0 | 0 | 0 | 0 | 0 | 0 | 0 | 0 | 0 | 0 | 0 | 0 | 0 | 0 | 0 | 0 | 0 | 0 | 0 | 0 | 0 | 0 | 0 | 0 | 0 | 2.6858 | 0 | 0 | 0 | 0 | 0 | 0 | 0 | 0 | 0 | 92
8068_G_ST1 | WECC_AZ | Arizona | 4 | Maricopa | 13 | 8068 | ST1 | Santan | 9463 | 1974 | 9999 | Combined Cycle |  |  |  | LNB |  | Fossil | G | 2025 | NaturalGas |  | 0 | 0 | 0 | 0 | 0 | 0 | 0 | 0 | 0 | 0 | 0 | 0 | 0 | 0 | 0 | 0 | 0 | 0 | 0 | 0 | 0 | 0 | 0 | 0 | 0 | 0 | 0 | 0 | 0 | 0 | 0 | 0 | 0 | 0 | 0 | 0 | 0 | 0 | 0 | 0 | 2.6858 | 0 | 0 | 0 | 0 | 0 | 0 | 0 | 0 | 0 | 92
8067_G_2 | WECC_CO | Colorado | 8 | Weld | 123 | 8067 | 2 | Fort Lupton | 15733 | 1972 | 9999 | Combustion Turbine | [5 empty] | Fossil | G | 2025 | Oil |  | 0 | 0 | 0 | 0 | 0 | 0 | 0 | 0 | 0 | 0 | 0 | 0 | 0 | 0 | 0 | 0 | 0 | 0 | 0 | 0 | 0 | 0 | 0 | 0 | 0 | 0 | 0 | 0 | 0 | 0 | 0 | 0 | 0 | 0 | 0 | 0 | 0 | 0 | 0 | 0 | 0.8228 | 0 | 0 | 0 | 0 | 0 | 0 | 0 | 0 | 0 | 44
8067_G_1 | WECC_CO | Colorado | 8 | Weld | 123 | 8067 | 1 | Fort Lupton | 15731 | 1972 | 9999 | Combustion Turbine | [5 empty] | Fossil | G | 2025 | Oil |  | 0 | 0 | 0 | 0 | 0 | 0 | 0 | 0 | 0 | 0 | 0 | 0 | 0 | 0 | 0 | 0 | 0 | 0 | 0 | 0 | 0 | 0 | 0 | 0 | 0 | 0 | 0 | 0 | 0 | 0 | 0 | 0 | 0 | 0 | 0 | 0 | 0 | 0 | 0 | 0 | 0.8228 | 0 | 0 | 0 | 0 | 0 | 0 | 0 | 0 | 0 | 44
8066_B_BW74 | WECC_WY | Wyoming | 56 | Sweetwater | 37 | 8066 | BW74 | Jim Bridger | 10345 | 1979 | 9999 | Coal Steam | tangential | dry | ESPC + Wet Scrubber + SCR + ACI | LNC1 | Wet Scrubber | Fossil | B | 2025 | Coal |  | 9.4079 | 5.4058 | 8.6111 | 23.4248 | 0 | 0 | 0 | 0 | 9.4079 | 5.4058 | 8.6111 | 23.4248 | 0 | 0 | 0 | 0 | 909.414 | 522.5566 | 832.3927 | 2264.3633 | 1009.9352 | 580.3169 | 924.4004 | 2514.6525 | 0.0026395 | 0.0015167 | 0.002416 | 0.0065721 | 0.23101 | 0.13274 | 0.21145 | 0.5752 | 0.28224 | 0.16218 | 0.25833 | 0.70275 | 0.004704 | 0.002703 | 0.0043057 | 0.011713 | 26.3119 | 5.8149 | 3.3413 | 5.3224 | 14.4786 | 12.5754 | 7.2259 | 11.5104 | 31.3117 | 0 | 530 | Scrubber / SCR / Mercury Control | Wet Scrubber
8066_B_BW73 | WECC_WY | Wyoming | 56 | Sweetwater | 37 | 8066 | BW73 | Jim Bridger | 10336 | 1976 | 9999 | Coal Steam | tangential | dry | ESPC + Wet Scrubber + SCR + ACI | LNC1 | Wet Scrubber | Fossil | B | 2025 | Coal |  | 9.2756 | 9.737 | 9.8249 | 28.8375 | 0 | 0 | 0 | 0 | 9.2756 | 9.737 | 9.8249 | 28.8375 | 0 | 0 | 0 | 0 | 897.4029 | 942.0436 | 950.556 | 2790.0025 | 995.7294 | 1045.2613 | 1054.7064 | 3095.6971 | 0.0026024 | 0.0027318 | 0.0027565 | 0.0080907 | 0.23064 | 0.24211 | 0.2443 | 0.71704 | 0.32945 | 0.34583 | 0.34896 | 1.0242 | 0.0046377 | 0.0048684 | 0.0049125 | 0.014419 | 26.0143 | 5.7382 | 6.0236 | 6.078 | 17.8398 | 12.3985 | 13.0153 | 13.1329 | 38.5467 | 0 | 523 | Scrubber / SCR / Mercury Control | Wet Scrubber
8066_B_BW71 | WECC_WY | Wyoming | 56 | Sweetwater | 37 | 8066 | BW71 | Jim Bridger | 10285 | 1974 | 9999 | Coal Steam | tangential | dry | ESPC + Wet Scrubber + ACI | LNC1 | Wet Scrubber | Fossil | B | 2025 |  | Coal Retirement | 0 | 0 | 0 | 0 | 0 | 0 | 0 | 0 | 0 | 0 | 0 | 0 | 0 | 0 | 0 | 0 | 0 | 0 | 0 | 0 | 0 | 0 | 0 | 0 | 0 | 0 | 0 | 0 | 0 | 0 | 0 | 0 | 0 | 0 | 0 | 0 | 0 | 0 | 0 | 0 | 0 | 0 | 0 | 0 | 0 | 0 | 0 | 0 | 0 | 0 | 531 | Scrubber / Mercury Control | Wet Scrubber
8063_G_CT6 | ERC_REST | Texas | 48 | Hood | 221 | 8063 | CT6 | DeCordova Steam Electric Station | 9086 | 2020 | 9999 | Combustion Turbine | [5 empty] | Fossil | G | 2025 | NaturalGas |  | 0 | 0 | 0.94708 | 0.94708 | 0 | 0 | 0 | 0 | 0 | 0 | 0 | 0 | 0 | 0 | 0 | 0 | 0 | 0 | 104.2353 | 104.2353 | 0 | 0 | 55.4422 | 55.4422 | 0 | 0 | 6.631e-08 | 6.631e-08 | 0 | 0 | 0.005209 | 0.005209 | 0 | 0 | 0 | 0 | 0 | 0 | 0 | 0 | 3.8709 | 0 | 0 | 1.0764 | 1.0764 | 0 | 0 | 3.4823 | 3.4823 | 0 | 207
8063_G_CT5 | ERC_REST | Texas | 48 | Hood | 221 | 8063 | CT5 | DeCordova Steam Electric Station | 9086 | 2020 | 9999 | Combustion Turbine | [5 empty] | Fossil | G | 2025 | NaturalGas |  | 0 | 0 | 0.94708 | 0.94708 | 0 | 0 | 0 | 0 | 0 | 0 | 0 | 0 | 0 | 0 | 0 | 0 | 0 | 0 | 104.2353 | 104.2353 | 0 | 0 | 55.4422 | 55.4422 | 0 | 0 | 6.631e-08 | 6.631e-08 | 0 | 0 | 0.005209 | 0.005209 | 0 | 0 | 0 | 0 | 0 | 0 | 0 | 0 | 3.8709 | 0 | 0 | 1.0764 | 1.0764 | 0 | 0 | 3.4823 | 3.4823 | 0 | 207
8063_G_CT4 | ERC_REST | Texas | 48 | Hood | 221 | 8063 | CT4 | DeCordova Steam Electric Station | 12714 | 1990 | 9999 | Combustion Turbine |  |  |  | H2O |  | Fossil | G | 2025 | Oil |  | 0 | 0 | 0 | 0 | 0 | 0 | 0 | 0 | 0 | 0 | 0 | 0 | 0 | 0 | 0 | 0 | 0 | 0 | 0 | 0 | 0 | 0 | 0 | 0 | 0 | 0 | 0 | 0 | 0 | 0 | 0 | 0 | 0 | 0 | 0 | 0 | 0 | 0 | 0 | 0 | 1.2716 | 0 | 0 | 0 | 0 | 0 | 0 | 0 | 0 | 0 | 68
8063_G_CT3 | ERC_REST | Texas | 48 | Hood | 221 | 8063 | CT3 | DeCordova Steam Electric Station | 12718 | 1990 | 9999 | Combustion Turbine |  |  |  | H2O |  | Fossil | G | 2025 | Oil |  | 0 | 0 | 0 | 0 | 0 | 0 | 0 | 0 | 0 | 0 | 0 | 0 | 0 | 0 | 0 | 0 | 0 | 0 | 0 | 0 | 0 | 0 | 0 | 0 | 0 | 0 | 0 | 0 | 0 | 0 | 0 | 0 | 0 | 0 | 0 | 0 | 0 | 0 | 0 | 0 | 1.2903 | 0 | 0 | 0 | 0 | 0 | 0 | 0 | 0 | 0 | 69
8063_G_CT2 | ERC_REST | Texas | 48 | Hood | 221 | 8063 | CT2 | DeCordova Steam Electric Station | 12721 | 1990 | 9999 | Combustion Turbine |  |  |  | H2O |  | Fossil | G | 2025 | Oil |  | 0 | 0 | 0 | 0 | 0 | 0 | 0 | 0 | 0 | 0 | 0 | 0 | 0 | 0 | 0 | 0 | 0 | 0 | 0 | 0 | 0 | 0 | 0 | 0 | 0 | 0 | 0 | 0 | 0 | 0 | 0 | 0 | 0 | 0 | 0 | 0 | 0 | 0 | 0 | 0 | 1.309 | 0 | 0 | 0 | 0 | 0 | 0 | 0 | 0 | 0 | 70
8063_G_CT1 | ERC_REST | Texas | 48 | Hood | 221 | 8063 | CT1 | DeCordova Steam Electric Station | 12723 | 1990 | 9999 | Combustion Turbine |  |  |  | H2O |  | Fossil | G | 2025 | Oil |  | 0 | 0 | 0 | 0 | 0 | 0 | 0 | 0 | 0 | 0 | 0 | 0 | 0 | 0 | 0 | 0 | 0 | 0 | 0 | 0 | 0 | 0 | 0 | 0 | 0 | 0 | 0 | 0 | 0 | 0 | 0 | 0 | 0 | 0 | 0 | 0 | 0 | 0 | 0 | 0 | 1.3277 | 0 | 0 | 0 | 0 | 0 | 0 | 0 | 0 | 0 | 71
8059_G_1S | SPP_WEST | Oklahoma | 40 | Comanche | 31 | 8059 | 1S | Comanche (OK) | 9349 | 1974 | 9999 | Combined Cycle |  |  |  | DLNB |  | Fossil | G | 2025 | NaturalGas |  | 0.25581 | 0.10064 | 1.4356 | 1.7921 | 0 | 0 | 0 | 0 | 0 | 0 | 0 | 0 | 0 | 0 | 0 | 0 | 27.3621 | 10.7652 | 153.5601 | 191.6874 | 14.975 | 5.8917 | 84.042 | 104.9087 | 1.7914e-08 | 7.0481e-09 | 1.0051e-07 | 1.2547e-07 | 0.0067354 | 0.00265 | 0.0378 | 0.047186 | 0 | 0 | 0 | 0 | 0 | 0 | 0 | 0 | 3.0361 | 0.10144 | 0.040371 | 0.45049 | 0.5923 | 0.91754 | 0.33885 | 4.9627 | 6.2191 | 0 | 104
8059_G_1G2 | SPP_WEST | Oklahoma | 40 | Comanche | 31 | 8059 | 1G2 | Comanche (OK) | 9349 | 1973 | 9999 | Combined Cycle |  |  |  | DLNB |  | Fossil | G | 2025 | NaturalGas |  | 0.19186 | 0.075483 | 1.0767 | 1.3441 | 0 | 0 | 0 | 0 | 0 | 0 | 0 | 0 | 0 | 0 | 0 | 0 | 20.5216 | 8.0739 | 115.17 | 143.7655 | 11.2313 | 4.4188 | 63.0315 | 78.6815 | 1.3436e-08 | 5.2861e-09 | 7.5384e-08 | 9.4105e-08 | 0.0050516 | 0.0019875 | 0.02835 | 0.035389 | 0 | 0 | 0 | 0 | 0 | 0 | 0 | 0 | 2.2771 | 0.076083 | 0.030278 | 0.33787 | 0.44423 | 0.68816 | 0.25414 | 3.7221 | 4.6644 | 0 | 78
8059_G_1G1 | SPP_WEST | Oklahoma | 40 | Comanche | 31 | 8059 | 1G1 | Comanche (OK) | 9349 | 1973 | 9999 | Combined Cycle |  |  |  | DLNB |  | Fossil | G | 2025 | NaturalGas |  | 0.19186 | 0.075483 | 1.0767 | 1.3441 | 0 | 0 | 0 | 0 | 0 | 0 | 0 | 0 | 0 | 0 | 0 | 0 | 20.5216 | 8.0739 | 115.17 | 143.7655 | 11.2313 | 4.4188 | 63.0315 | 78.6815 | 1.3436e-08 | 5.2861e-09 | 7.5384e-08 | 9.4105e-08 | 0.0050516 | 0.0019875 | 0.02835 | 0.035389 | 0 | 0 | 0 | 0 | 0 | 0 | 0 | 0 | 2.2771 | 0.076083 | 0.030278 | 0.33787 | 0.44423 | 0.68816 | 0.25414 | 3.7221 | 4.6644 | 0 | 78
8056_G_4 | MIS_AMSO | Louisiana | 22 | St Charles | 89 | 8056 | 4 | Waterford 1 & 2 | 15920 | 2009 | 9999 | Combustion Turbine |  |  |  | STM |  | Fossil | G | 2025 | Oil |  | 0 | 0 | 0 | 0 | 0 | 0 | 0 | 0 | 0 | 0 | 0 | 0 | 0 | 0 | 0 | 0 | 0 | 0 | 0 | 0 | 0 | 0 | 0 | 0 | 0 | 0 | 0 | 0 | 0 | 0 | 0 | 0 | 0 | 0 | 0 | 0 | 0 | 0 | 0 | 0 | 0.61897 | 0 | 0 | 0 | 0 | 0 | 0 | 0 | 0 | 0 | 33.1
8056_B_2 | MIS_AMSO | Louisiana | 22 | St Charles | 89 | 8056 | 2 | Waterford 1 & 2 | 11975 | 1975 | 9999 | O/G Steam | wall | dry |  | CM + LNB + LNCB |  | Fossil | B | 2025 | NaturalGas |  | 0.14377 | 0 | 0.53823 | 0.682 | 0 | 0 | 0 | 0 | 0 | 0 | 0 | 0 | 0 | 0 | 0 | 0 | 12.0055 | 0 | 44.9465 | 56.9519 | 8.416 | 0 | 31.5082 | 39.9243 | 1.0049e-08 | 0 | 3.767e-08 | 4.7718e-08 | 0.0096582 | 0 | 0.036159 | 0.045817 | 0 | 0 | 0 | 0 | 0 | 0 | 0 | 0 | 11.5747 | 0.010445 | 0 | 0.039103 | 0.049548 | 0.53435 | 0 | 1.9682 | 2.5026 | 0 | 411
8056_B_1 | MIS_AMSO | Louisiana | 22 | St Charles | 89 | 8056 | 1 | Waterford 1 & 2 | 12610 | 1975 | 9999 | O/G Steam | wall | dry |  | CM + LNB + LNCB |  | Fossil | B | 2025 | NaturalGas |  | 0.15102 | 0 | 0.5654 | 0.71642 | 0 | 0 | 0 | 0 | 0 | 0 | 0 | 0 | 0 | 0 | 0 | 0 | 11.9763 | 0 | 44.8371 | 56.8134 | 8.8407 | 0 | 33.0983 | 41.939 | 1.0556e-08 | 0 | 3.957e-08 | 5.0127e-08 | 0.012643 | 0 | 0.047335 | 0.059978 | 0 | 0 | 0 | 0 | 0 | 0 | 0 | 0 | 11.5466 | 0.010419 | 0 | 0.039008 | 0.049428 | 0.56132 | 0 | 2.0676 | 2.6289 | 0 | 410
8055_G_2 | MIS_AR | Arkansas | 5 | Pope | 115 | 8055 | 2 | Arkansas Nuclear One | 10456 | 1980 | 9999 | Nuclear | [5 empty] | Non-Fossil | G | 2025 | Nuclear |  | 18.7542 | 25.4223 | 34.3658 | 78.5423 | 0 | 0 | 0 | 0 | 0 | 0 | 0 | 0 | 0 | 0 | 0 | 0 | 1793.6282 | 2431.3627 | 3286.7047 | 7511.6956 | 0 | 0 | 0 | 0 | 0 | 0 | 0 | 0 | 0 | 0 | 0 | 0 | 0 | 0 | 0 | 0 | 0 | 0 | 0 | 0 | 220.0852 | 0.13861 | 0.1879 | 0.254 | 0.5805 | 12.1481 | 16.4674 | 22.2606 | 50.8761 | 0 | 984.5
8055_G_1 | MIS_AR | Arkansas | 5 | Pope | 115 | 8055 | 1 | Arkansas Nuclear One | 10456 | 1974 | 9999 | Nuclear | [5 empty] | Non-Fossil | G | 2025 | Nuclear |  | 15.7463 | 21.345 | 28.8541 | 65.9454 | 0 | 0 | 0 | 0 | 0 | 0 | 0 | 0 | 0 | 0 | 0 | 0 | 1505.9608 | 2041.4136 | 2759.5733 | 6306.9477 | 0 | 0 | 0 | 0 | 0 | 0 | 0 | 0 | 0 | 0 | 0 | 0 | 0 | 0 | 0 | 0 | 0 | 0 | 0 | 0 | 189.1632 | 0.12802 | 0.17354 | 0.23459 | 0.53614 | 10.1998 | 13.8263 | 18.6904 | 42.7165 | 0 | 833.3
8054_B_1 | MIS_D_MS | Mississippi | 28 | Washington | 151 | 8054 | 1 | Gerald Andrus | 11370 | 1975 | 9999 | O/G Steam | wall | dry |  | OFA |  | Fossil | B | 2025 | NaturalGas |  | 0.83059 | 0.45141 | 3.7519 | 5.0339 | 0 | 0 | 0 | 0 | 0 | 0 | 0 | 0 | 0 | 0 | 0 | 0 | 73.0508 | 39.7015 | 329.9846 | 442.7369 | 48.6226 | 26.4253 | 219.6377 | 294.6856 | 5.8167e-08 | 3.1613e-08 | 2.6264e-07 | 3.5242e-07 | 0.074969 | 0.040744 | 0.33865 | 0.45436 | 0 | 0 | 0 | 0 | 0 | 0 | 0 | 0 | 19.0903 | 0.061063 | 0.033186 | 0.27583 | 0.37008 | 3.1121 | 1.5875 | 14.0203 | 18.7199 | 0 | 732
8053_G_N01 | NY_Z_J | New York | 36 | Richmond | 85 | 8053 | N01 | Pouch | 10745 | 2001 | 9999 | Combustion Turbine |  |  | SCR |  |  | Fossil | G | 2025 | NaturalGas |  | 0 | 0 | 0.015638 | 0.015638 | 0 | 0 | 0 | 0 | 0 | 0 | 0 | 0 | 0 | 0 | 0 | 0 | 0 | 0 | 1.4554 | 1.4554 | 0 | 0 | 0.91546 | 0.91546 | 0 | 0 | 1.0929e-09 | 1.0929e-09 | 0 | 0 | 7.869e-05 | 7.869e-05 | 0 | 0 | 0 | 0 | 0 | 0 | 0 | 0 | 0.94285 | 0 | 0 | 0.023052 | 0.023052 | 0 | 0 | 0.053121 | 0.053121 | 0 | 45.5 | SCR
805_G_M2 | NENG_ME | Maine | 23 | Androscoggin | 1 | 805 | M2 | Charles E Monty | 0 | 1990 | 9999 | Hydro | [5 empty] | Non-Fossil | G | 2025 | Hydro |  | 0 | 0 | 0 | 0 | 0 | 0 | 0 | 0 | 0 | 0 | 0 | 0 | 0 | 0 | 0 | 0 | 19.5457 | 23.8899 | 29.0229 | 72.4584 | 0 | 0 | 0 | 0 | 0 | 0 | 0 | 0 | 0 | 0 | 0 | 0 | 0 | 0 | 0 | 0 | 0 | 0 | 0 | 0 | 0.20789 | 0.051991 | 0.063547 | 0.077201 | 0.19274 | 0 | 0 | 0 | 0 | 0 | 13.9625
805_G_M-1 | NENG_ME | Maine | 23 | Androscoggin | 1 | 805 | M-1 | Charles E Monty | 0 | 1990 | 9999 | Hydro | [5 empty] | Non-Fossil | G | 2025 | Hydro |  | 0 | 0 | 0 | 0 | 0 | 0 | 0 | 0 | 0 | 0 | 0 | 0 | 0 | 0 | 0 | 0 | 19.5457 | 23.8899 | 29.0229 | 72.4584 | 0 | 0 | 0 | 0 | 0 | 0 | 0 | 0 | 0 | 0 | 0 | 0 | 0 | 0 | 0 | 0 | 0 | 0 | 0 | 0 | 0.20789 | 0.051991 | 0.063547 | 0.077201 | 0.19274 | 0 | 0 | 0 | 0 | 0 | 13.9625
8049_G_P9 | FRCC | Florida | 12 | Osceola | 97 | 8049 | P9 | Intercession City | 13320 | 1993 | 9999 | Combustion Turbine |  |  |  | H2O |  | Fossil | G | 2025 | NaturalGas |  | 0.0073182 | 0 | 0.034683 | 0.042001 | 0 | 0 | 0 | 0 | 0 | 0 | 0 | 0 | 0 | 0 | 0 | 0 | 0.54941 | 0 | 2.6038 | 3.1532 | 0.42841 | 0 | 2.0303 | 2.4587 | 5.1262e-10 | 0 | 2.4248e-09 | 2.9374e-09 | 0.00031117 | 0 | 0.0014747 | 0.0017859 | 0 | 0 | 0 | 0 | 0 | 0 | 0 | 0 | 1.4773 | 0.008625 | 0 | 0.040876 | 0.049501 | 0.028298 | 0 | 0.13481 | 0.16311 | 0 | 79
8049_G_P8 | FRCC | Florida | 12 | Osceola | 97 | 8049 | P8 | Intercession City | 13321 | 1993 | 9999 | Combustion Turbine |  |  |  | H2O |  | Fossil | G | 2025 | NaturalGas |  | 0.0073187 | 0 | 0.034686 | 0.042004 | 0 | 0 | 0 | 0 | 0 | 0 | 0 | 0 | 0 | 0 | 0 | 0 | 0.54941 | 0 | 2.6038 | 3.1532 | 0.42844 | 0 | 2.0305 | 2.4589 | 5.1266e-10 | 0 | 2.425e-09 | 2.9376e-09 | 0.00029952 | 0 | 0.0014195 | 0.001719 | 0 | 0 | 0 | 0 | 0 | 0 | 0 | 0 | 1.4773 | 0.008625 | 0 | 0.040876 | 0.049501 | 0.0283 | 0 | 0.13482 | 0.16312 | 0 | 79
8049_G_P7 | FRCC | Florida | 12 | Osceola | 97 | 8049 | P7 | Intercession City | 13320 | 1993 | 9999 | Combustion Turbine |  |  |  | H2O |  | Fossil | G | 2025 | NaturalGas |  | 0.0072255 | 0 | 0.034244 | 0.041469 | 0 | 0 | 0 | 0 | 0 | 0 | 0 | 0 | 0 | 0 | 0 | 0 | 0.54246 | 0 | 2.5709 | 3.1133 | 0.42298 | 0 | 2.0046 | 2.4276 | 5.0613e-10 | 0 | 2.3941e-09 | 2.9002e-09 | 0.00030914 | 0 | 0.0014651 | 0.0017743 | 0 | 0 | 0 | 0 | 0 | 0 | 0 | 0 | 1.4586 | 0.0085158 | 0 | 0.040359 | 0.048875 | 0.02794 | 0 | 0.1331 | 0.16104 | 0 | 78
8049_G_P6 | FRCC | Florida | 12 | Osceola | 97 | 8049 | P6 | Intercession City | 13323 | 1974 | 9999 | Combustion Turbine | [5 empty] | Fossil | G | 2025 | Oil |  | 0 | 0 | 0 | 0 | 0 | 0 | 0 | 0 | 0 | 0 | 0 | 0 | 0 | 0 | 0 | 0 | 0 | 0 | 0 | 0 | 0 | 0 | 0 | 0 | 0 | 0 | 0 | 0 | 0 | 0 | 0 | 0 | 0 | 0 | 0 | 0 | 0 | 0 | 0 | 0 | 0.8789 | 0 | 0 | 0 | 0 | 0 | 0 | 0 | 0 | 0 | 47
8049_G_P5 | FRCC | Florida | 12 | Osceola | 97 | 8049 | P5 | Intercession City | 13320 | 1974 | 9999 | Combustion Turbine | [5 empty] | Fossil | G | 2025 | Oil |  | 0 | 0 | 0 | 0 | 0 | 0 | 0 | 0 | 0 | 0 | 0 | 0 | 0 | 0 | 0 | 0 | 0 | 0 | 0 | 0 | 0 | 0 | 0 | 0 | 0 | 0 | 0 | 0 | 0 | 0 | 0 | 0 | 0 | 0 | 0 | 0 | 0 | 0 | 0 | 0 | 0.8415 | 0 | 0 | 0 | 0 | 0 | 0 | 0 | 0 | 0 | 45
8049_G_P4 | FRCC | Florida | 12 | Osceola | 97 | 8049 | P4 | Intercession City | 13320 | 1974 | 9999 | Combustion Turbine | [5 empty] | Fossil | G | 2025 | Oil |  | 0 | 0 | 0 | 0 | 0 | 0 | 0 | 0 | 0 | 0 | 0 | 0 | 0 | 0 | 0 | 0 | 0 | 0 | 0 | 0 | 0 | 0 | 0 | 0 | 0 | 0 | 0 | 0 | 0 | 0 | 0 | 0 | 0 | 0 | 0 | 0 | 0 | 0 | 0 | 0 | 0.8602 | 0 | 0 | 0 | 0 | 0 | 0 | 0 | 0 | 0 | 46
8049_G_P3 | FRCC | Florida | 12 | Osceola | 97 | 8049 | P3 | Intercession City | 13320 | 1974 | 9999 | Combustion Turbine | [5 empty] | Fossil | G | 2025 | Oil |  | 0 | 0 | 0 | 0 | 0 | 0 | 0 | 0 | 0 | 0 | 0 | 0 | 0 | 0 | 0 | 0 | 0 | 0 | 0 | 0 | 0 | 0 | 0 | 0 | 0 | 0 | 0 | 0 | 0 | 0 | 0 | 0 | 0 | 0 | 0 | 0 | 0 | 0 | 0 | 0 | 0.8602 | 0 | 0 | 0 | 0 | 0 | 0 | 0 | 0 | 0 | 46
8049_G_P2 | FRCC | Florida | 12 | Osceola | 97 | 8049 | P2 | Intercession City | 13320 | 1974 | 9999 | Combustion Turbine | [5 empty] | Fossil | G | 2025 | Oil |  | 0 | 0 | 0 | 0 | 0 | 0 | 0 | 0 | 0 | 0 | 0 | 0 | 0 | 0 | 0 | 0 | 0 | 0 | 0 | 0 | 0 | 0 | 0 | 0 | 0 | 0 | 0 | 0 | 0 | 0 | 0 | 0 | 0 | 0 | 0 | 0 | 0 | 0 | 0 | 0 | 0.8602 | 0 | 0 | 0 | 0 | 0 | 0 | 0 | 0 | 0 | 46
8049_G_P14 | FRCC | Florida | 12 | Osceola | 97 | 8049 | P14 | Intercession City | 13317 | 2000 | 9999 | Combustion Turbine |  |  |  | DLNB + H2O |  | Fossil | G | 2025 | NaturalGas |  | 0.0066682 | 0 | 0.031603 | 0.038271 | 0 | 0 | 0 | 0 | 0 | 0 | 0 | 0 | 0 | 0 | 0 | 0 | 0.50073 | 0 | 2.3731 | 2.8738 | 0.39036 | 0 | 1.85 | 2.2404 | 4.6709e-10 | 0 | 2.2094e-09 | 2.6765e-09 | 0.00010959 | 0 | 0.00051939 | 0.00062898 | 0 | 0 | 0 | 0 | 0 | 0 | 0 | 0 | 1.3464 | 0.0078607 | 0 | 0.037254 | 0.045115 | 0.025785 | 0 | 0.12283 | 0.14862 | 0 | 72
8049_G_P13 | FRCC | Florida | 12 | Osceola | 97 | 8049 | P13 | Intercession City | 13320 | 2000 | 9999 | Combustion Turbine |  |  |  | DLNB + H2O |  | Fossil | G | 2025 | NaturalGas |  | 0.0069476 | 0 | 0.032927 | 0.039874 | 0 | 0 | 0 | 0 | 0 | 0 | 0 | 0 | 0 | 0 | 0 | 0 | 0.52159 | 0 | 2.472 | 2.9936 | 0.40671 | 0 | 1.9275 | 2.3343 | 4.8667e-10 | 0 | 2.302e-09 | 2.7887e-09 | 0.00010956 | 0 | 0.00051925 | 0.00062882 | 0 | 0 | 0 | 0 | 0 | 0 | 0 | 0 | 1.4025 | 0.0081882 | 0 | 0.038806 | 0.046995 | 0.026865 | 0 | 0.12798 | 0.15485 | 0 | 75
8049_G_P12 | FRCC | Florida | 12 | Osceola | 97 | 8049 | P12 | Intercession City | 13320 | 2000 | 9999 | Combustion Turbine |  |  |  | DLNB + H2O |  | Fossil | G | 2025 | NaturalGas |  | 0.0067624 | 0 | 0.032049 | 0.038811 | 0 | 0 | 0 | 0 | 0 | 0 | 0 | 0 | 0 | 0 | 0 | 0 | 0.50768 | 0 | 2.4061 | 2.9137 | 0.39587 | 0 | 1.8761 | 2.272 | 4.7369e-10 | 0 | 2.2406e-09 | 2.7143e-09 | 0.00010725 | 0 | 0.00050829 | 0.00061554 | 0 | 0 | 0 | 0 | 0 | 0 | 0 | 0 | 1.3651 | 0.0079699 | 0 | 0.037772 | 0.045742 | 0.026149 | 0 | 0.12457 | 0.15072 | 0 | 73
8049_G_P11 | FRCC | Florida | 12 | Osceola | 97 | 8049 | P11 | Intercession City | 13273 | 1997 | 9999 | Combustion Turbine |  |  |  | H2O |  | Fossil | G | 2025 | Oil |  | 0 | 0 | 0 | 0 | 0 | 0 | 0 | 0 | 0 | 0 | 0 | 0 | 0 | 0 | 0 | 0 | 0 | 0 | 0 | 0 | 0 | 0 | 0 | 0 | 0 | 0 | 0 | 0 | 0 | 0 | 0 | 0 | 0 | 0 | 0 | 0 | 0 | 0 | 0 | 0 | 2.618 | 0 | 0 | 0 | 0 | 0 | 0 | 0 | 0 | 0 | 140
8049_G_P10 | FRCC | Florida | 12 | Osceola | 97 | 8049 | P10 | Intercession City | 13320 | 1993 | 9999 | Combustion Turbine |  |  |  | H2O |  | Fossil | G | 2025 | NaturalGas |  | 0.0072255 | 0 | 0.034244 | 0.041469 | 0 | 0 | 0 | 0 | 0 | 0 | 0 | 0 | 0 | 0 | 0 | 0 | 0.54246 | 0 | 2.5709 | 3.1133 | 0.42298 | 0 | 2.0046 | 2.4276 | 5.0613e-10 | 0 | 2.3941e-09 | 2.9002e-09 | 0.00028526 | 0 | 0.0013519 | 0.0016372 | 0 | 0 | 0 | 0 | 0 | 0 | 0 | 0 | 1.4586 | 0.0085158 | 0 | 0.040359 | 0.048875 | 0.02794 | 0 | 0.1331 | 0.16104 | 0 | 78
8049_G_P1 | FRCC | Florida | 12 | Osceola | 97 | 8049 | P1 | Intercession City | 13323 | 1974 | 9999 | Combustion Turbine | [5 empty] | Fossil | G | 2025 | Oil |  | 0 | 0 | 0 | 0 | 0 | 0 | 0 | 0 | 0 | 0 | 0 | 0 | 0 | 0 | 0 | 0 | 0 | 0 | 0 | 0 | 0 | 0 | 0 | 0 | 0 | 0 | 0 | 0 | 0 | 0 | 0 | 0 | 0 | 0 | 0 | 0 | 0 | 0 | 0 | 0 | 0.8789 | 0 | 0 | 0 | 0 | 0 | 0 | 0 | 0 | 0 | 47
8048_B_2 | FRCC | Florida | 12 | Pasco | 101 | 8048 | 2 | Anclote | 11785 | 1978 | 9999 | O/G Steam | tangential |  |  | OFA |  | Fossil | B | 2025 | NaturalGas |  | 2.097 | 0.64026 | 4.0916 | 6.8289 | 0 | 0 | 0 | 0 | 0 | 0 | 0 | 0 | 0 | 0 | 0 | 0 | 177.9405 | 54.3286 | 347.1848 | 579.4538 | 122.76 | 37.481 | 239.5206 | 399.7617 | 1.4677e-07 | 4.4812e-08 | 2.864e-07 | 4.7798e-07 | 0.10309 | 0.031475 | 0.20114 | 0.3357 | 0 | 0 | 0 | 0 | 0 | 0 | 0 | 0 | 13.0539 | 0.14733 | 0.044984 | 0.28747 | 0.47979 | 8.1089 | 2.3349 | 15.9033 | 26.3471 | 0 | 505
8048_B_1 | FRCC | Florida | 12 | Pasco | 101 | 8048 | 1 | Anclote | 11694 | 1974 | 9999 | O/G Steam | tangential |  |  | OFA |  | Fossil | B | 2025 | NaturalGas |  | 2.0932 | 0.63909 | 4.0841 | 6.8164 | 0 | 0 | 0 | 0 | 0 | 0 | 0 | 0 | 0 | 0 | 0 | 0 | 178.9975 | 54.6514 | 349.2472 | 582.8961 | 122.5358 | 37.4125 | 239.0831 | 399.0313 | 1.465e-07 | 4.473e-08 | 2.8588e-07 | 4.7711e-07 | 0.13659 | 0.041703 | 0.2665 | 0.44479 | 0 | 0 | 0 | 0 | 0 | 0 | 0 | 0 | 13.1315 | 0.14821 | 0.045251 | 0.28918 | 0.48264 | 8.0941 | 2.3307 | 15.8742 | 26.2989 | 0 | 508
8042_B_2 | S_VACA | North Carolina | 37 | Stokes | 169 | 8042 | 2 | Belews Creek | 9170 | 1975 | 9999 | Coal Steam | cell | dry | ESPC + Wet Scrubber + SCR | LNCB + OFA | Wet Scrubber | Fossil | B | 2025 | Coal |  | 2.317 | 0 | 2.5891 | 4.9062 | 2.317 | 0 | 2.5891 | 4.9062 | 0 | 0 | 0 | 0 | 0 | 0 | 0 | 0 | 252.6766 | 0 | 282.347 | 535.0236 | 239.9499 | 0 | 268.1259 | 508.0758 | 0.00054448 | 0 | 0.00060841 | 0.0011529 | 0.16694 | 0 | 0.18654 | 0.35348 | 0.069511 | 0 | 0.077674 | 0.14718 | 0.0011585 | 0 | 0.0012946 | 0.0024531 | 49.9216 | 1.2501 | 0 | 1.3969 | 2.6471 | 9.5482 | 0 | 10.6694 | 20.2176 | 0 | 1110 | Scrubber / SCR | Wet Scrubber
8042_B_1 | S_VACA | North Carolina | 37 | Stokes | 169 | 8042 | 1 | Belews Creek | 9174 | 1974 | 9999 | Coal Steam | cell | dry | ESPC + Wet Scrubber + SCR | LNCB + OFA | Wet Scrubber | Fossil | B | 2025 | Coal |  | 2.3181 | 0 | 2.5903 | 4.9083 | 2.3181 | 0 | 2.5903 | 4.9083 | 0 | 0 | 0 | 0 | 0 | 0 | 0 | 0 | 252.6766 | 0 | 282.347 | 535.0236 | 240.0546 | 0 | 268.2429 | 508.2975 | 0.00054471 | 0 | 0.00060868 | 0.0011534 | 0.20518 | 0 | 0.22927 | 0.43445 | 0.069542 | 0 | 0.077708 | 0.14725 | 0.001159 | 0 | 0.0012951 | 0.0024542 | 49.9216 | 1.2501 | 0 | 1.3969 | 2.6471 | 9.5524 | 0 | 10.6741 | 20.2265 | 0 | 1110 | Scrubber / SCR | Wet Scrubber
8037_G_2 | SPP_N | Kansas | 20 | Washington | 201 | 8037 | 2 | Clifton | 12822 | 1974 | 9999 | Combustion Turbine | [5 empty] | Fossil | G | 2025 | Oil |  | 0 | 0 | 0 | 0 | 0 | 0 | 0 | 0 | 0 | 0 | 0 | 0 | 0 | 0 | 0 | 0 | 0 | 0 | 0 | 0 | 0 | 0 | 0 | 0 | 0 | 0 | 0 | 0 | 0 | 0 | 0 | 0 | 0 | 0 | 0 | 0 | 0 | 0 | 0 | 0 | 1.87e-05 | 0 | 0 | 0 | 0 | 0 | 0 | 0 | 0 | 0 | 0.001
8037_G_1 | SPP_N | Kansas | 20 | Washington | 201 | 8037 | 1 | Clifton | 25000 | 1974 | 9999 | Combustion Turbine | [5 empty] | Fossil | G | 2025 | NaturalGas |  | 0 | 0 | 0 | 0 | 0 | 0 | 0 | 0 | 0 | 0 | 0 | 0 | 0 | 0 | 0 | 0 | 0 | 0 | 0 | 0 | 0 | 0 | 0 | 0 | 0 | 0 | 0 | 0 | 0 | 0 | 0 | 0 | 0 | 0 | 0 | 0 | 0 | 0 | 0 | 0 | 1.3726 | 0 | 0 | 0 | 0 | 0 | 0 | 0 | 0 | 0 | 73.4
8036_G_1 | SPP_NEBR | Nebraska | 31 | Nemaha | 127 | 8036 | 1 | Cooper Nuclear Station | 10456 | 1974 | 9999 | Nuclear | [5 empty] | Non-Fossil | G | 2025 |  | Nuke Retirement | 0 | 0 | 0 | 0 | 0 | 0 | 0 | 0 | 0 | 0 | 0 | 0 | 0 | 0 | 0 | 0 | 0 | 0 | 0 | 0 | 0 | 0 | 0 | 0 | 0 | 0 | 0 | 0 | 0 | 0 | 0 | 0 | 0 | 0 | 0 | 0 | 0 | 0 | 0 | 0 | 0 | 0 | 0 | 0 | 0 | 0 | 0 | 0 | 0 | 0 | 771.5
8034_G_4 | SPP_WAUE | South Dakota | 46 | Yankton | 135 | 8034 | 4 | Yankton | 25000 | 1963 | 9999 | Combustion Turbine | [5 empty] | Fossil | G | 2025 | Oil |  | 0 | 0 | 0 | 0 | 0 | 0 | 0 | 0 | 0 | 0 | 0 | 0 | 0 | 0 | 0 | 0 | 0 | 0 | 0 | 0 | 0 | 0 | 0 | 0 | 0 | 0 | 0 | 0 | 0 | 0 | 0 | 0 | 0 | 0 | 0 | 0 | 0 | 0 | 0 | 0 | 0.0374 | 0 | 0 | 0 | 0 | 0 | 0 | 0 | 0 | 0 | 2
8034_G_3 | SPP_WAUE | South Dakota | 46 | Yankton | 135 | 8034 | 3 | Yankton | 18000 | 1975 | 9999 | Combustion Turbine | [5 empty] | Fossil | G | 2025 | Oil |  | 0 | 0 | 0 | 0 | 0 | 0 | 0 | 0 | 0 | 0 | 0 | 0 | 0 | 0 | 0 | 0 | 0 | 0 | 0 | 0 | 0 | 0 | 0 | 0 | 0 | 0 | 0 | 0 | 0 | 0 | 0 | 0 | 0 | 0 | 0 | 0 | 0 | 0 | 0 | 0 | 0.12155 | 0 | 0 | 0 | 0 | 0 | 0 | 0 | 0 | 0 | 6.5
8034_G_2 | SPP_WAUE | South Dakota | 46 | Yankton | 135 | 8034 | 2 | Yankton | 25000 | 1974 | 9999 | Combustion Turbine | [5 empty] | Fossil | G | 2025 | Oil |  | 0 | 0 | 0 | 0 | 0 | 0 | 0 | 0 | 0 | 0 | 0 | 0 | 0 | 0 | 0 | 0 | 0 | 0 | 0 | 0 | 0 | 0 | 0 | 0 | 0 | 0 | 0 | 0 | 0 | 0 | 0 | 0 | 0 | 0 | 0 | 0 | 0 | 0 | 0 | 0 | 0.05236 | 0 | 0 | 0 | 0 | 0 | 0 | 0 | 0 | 0 | 2.8
8034_G_1 | SPP_WAUE | South Dakota | 46 | Yankton | 135 | 8034 | 1 | Yankton | 18000 | 1974 | 9999 | Combustion Turbine | [5 empty] | Fossil | G | 2025 | Oil |  | 0 | 0 | 0 | 0 | 0 | 0 | 0 | 0 | 0 | 0 | 0 | 0 | 0 | 0 | 0 | 0 | 0 | 0 | 0 | 0 | 0 | 0 | 0 | 0 | 0 | 0 | 0 | 0 | 0 | 0 | 0 | 0 | 0 | 0 | 0 | 0 | 0 | 0 | 0 | 0 | 0.04114 | 0 | 0 | 0 | 0 | 0 | 0 | 0 | 0 | 0 | 2.2
8031_G_ST1 | MIS_IA | Iowa | 19 | Cerro Gordo | 33 | 8031 | ST1 | Emery Station | 7271 | 2004 | 9999 | Combined Cycle |  |  | SCR | DLNB + H2O + NH3 |  | Fossil | G | 2025 | NaturalGas |  | 2.2077 | 3.0692 | 4.1392 | 9.4162 | 0 | 0 | 0 | 0 | 0 | 0 | 0 | 0 | 0 | 0 | 0 | 0 | 303.637 | 422.1204 | 569.2804 | 1295.0378 | 129.2414 | 179.6732 | 242.311 | 551.2255 | 1.5453e-07 | 2.1483e-07 | 2.8975e-07 | 6.5911e-07 | 0.010741 | 0.014932 | 0.020137 | 0.04581 | 0 | 0 | 0 | 0 | 0 | 0 | 0 | 0 | 6.9855 | 0.66817 | 0.91398 | 1.2527 | 2.8349 | 8.6695 | 11.3465 | 15.1779 | 35.1938 | 0 | 228.7 | SCR
8031_G_12 | MIS_IA | Iowa | 19 | Cerro Gordo | 33 | 8031 | 12 | Emery Station | 7271 | 2004 | 9999 | Combined Cycle |  |  | SCR | DLNB + H2O + NH3 |  | Fossil | G | 2025 | NaturalGas |  | 1.3418 | 1.8654 | 2.5158 | 5.723 | 0 | 0 | 0 | 0 | 0 | 0 | 0 | 0 | 0 | 0 | 0 | 0 | 184.5454 | 256.5576 | 345.999 | 787.1021 | 78.5507 | 109.2023 | 147.2725 | 335.0256 | 9.392e-08 | 1.3057e-07 | 1.7611e-07 | 4.006e-07 | 0.006528 | 0.0090754 | 0.012239 | 0.027843 | 0 | 0 | 0 | 0 | 0 | 0 | 0 | 0 | 4.2457 | 0.40611 | 0.5555 | 0.76139 | 1.723 | 5.2691 | 6.8962 | 9.2249 | 21.3902 | 0 | 139 | SCR
8031_G_11 | MIS_IA | Iowa | 19 | Cerro Gordo | 33 | 8031 | 11 | Emery Station | 7271 | 2004 | 9999 | Combined Cycle |  |  | SCR | DLNB + H2O + NH3 |  | Fossil | G | 2025 | NaturalGas |  | 1.3264 | 1.844 | 2.4868 | 5.6571 | 0 | 0 | 0 | 0 | 0 | 0 | 0 | 0 | 0 | 0 | 0 | 0 | 182.4212 | 253.6045 | 342.0163 | 778.0419 | 77.6465 | 107.9453 | 145.5773 | 331.1691 | 9.2832e-08 | 1.2906e-07 | 1.7405e-07 | 3.9594e-07 | 0.0064528 | 0.0089708 | 0.012098 | 0.027522 | 0 | 0 | 0 | 0 | 0 | 0 | 0 | 0 | 4.1968 | 0.40143 | 0.54911 | 0.75263 | 1.7032 | 5.2085 | 6.8168 | 9.1187 | 21.144 | 0 | 137.4 | SCR
8030_G_3 | WECC_WY | Wyoming | 56 | Campbell | 5 | 8030 | 3 | Barber Creek | 15911 | 2002 | 9999 | Combustion Turbine | [5 empty] | Fossil | G | 2025 | NaturalGas |  | 0 | 0 | 0 | 0 | 0 | 0 | 0 | 0 | 0 | 0 | 0 | 0 | 0 | 0 | 0 | 0 | 0 | 0 | 0 | 0 | 0 | 0 | 0 | 0 | 0 | 0 | 0 | 0 | 0 | 0 | 0 | 0 | 0 | 0 | 0 | 0 | 0 | 0 | 0 | 0 | 0.0935 | 0 | 0 | 0 | 0 | 0 | 0 | 0 | 0 | 0 | 5
8030_G_2 | WECC_WY | Wyoming | 56 | Campbell | 5 | 8030 | 2 | Barber Creek | 15911 | 2002 | 9999 | Combustion Turbine | [5 empty] | Fossil | G | 2025 | NaturalGas |  | 0 | 0 | 0 | 0 | 0 | 0 | 0 | 0 | 0 | 0 | 0 | 0 | 0 | 0 | 0 | 0 | 0 | 0 | 0 | 0 | 0 | 0 | 0 | 0 | 0 | 0 | 0 | 0 | 0 | 0 | 0 | 0 | 0 | 0 | 0 | 0 | 0 | 0 | 0 | 0 | 0.0935 | 0 | 0 | 0 | 0 | 0 | 0 | 0 | 0 | 0 | 5
8030_G_1 | WECC_WY | Wyoming | 56 | Campbell | 5 | 8030 | 1 | Barber Creek | 15924 | 2002 | 9999 | Combustion Turbine | [5 empty] | Fossil | G | 2025 | NaturalGas |  | 0 | 0 | 0 | 0 | 0 | 0 | 0 | 0 | 0 | 0 | 0 | 0 | 0 | 0 | 0 | 0 | 0 | 0 | 0 | 0 | 0 | 0 | 0 | 0 | 0 | 0 | 0 | 0 | 0 | 0 | 0 | 0 | 0 | 0 | 0 | 0 | 0 | 0 | 0 | 0 | 0.0935 | 0 | 0 | 0 | 0 | 0 | 0 | 0 | 0 | 0 | 5
8029_G_2 | MIS_MIDA | Iowa | 19 | Polk | 153 | 8029 | 2 | Sycamore (IA) | 21270 | 1974 | 9999 | Combustion Turbine | [5 empty] | Fossil | G | 2025 | NaturalGas |  | 0 | 0 | 0 | 0 | 0 | 0 | 0 | 0 | 0 | 0 | 0 | 0 | 0 | 0 | 0 | 0 | 0 | 0 | 0 | 0 | 0 | 0 | 0 | 0 | 0 | 0 | 0 | 0 | 0 | 0 | 0 | 0 | 0 | 0 | 0 | 0 | 0 | 0 | 0 | 0 | 1.3651 | 0 | 0 | 0 | 0 | 0 | 0 | 0 | 0 | 0 | 73
8029_G_1 | MIS_MIDA | Iowa | 19 | Polk | 153 | 8029 | 1 | Sycamore (IA) | 21263 | 1974 | 9999 | Combustion Turbine | [5 empty] | Fossil | G | 2025 | NaturalGas |  | 0 | 0 | 0 | 0 | 0 | 0 | 0 | 0 | 0 | 0 | 0 | 0 | 0 | 0 | 0 | 0 | 0 | 0 | 0 | 0 | 0 | 0 | 0 | 0 | 0 | 0 | 0 | 0 | 0 | 0 | 0 | 0 | 0 | 0 | 0 | 0 | 0 | 0 | 0 | 0 | 1.4119 | 0 | 0 | 0 | 0 | 0 | 0 | 0 | 0 | 0 | 75.5
8028_G_3 | WECC_WY | Wyoming | 56 | Sheridan | 33 | 8028 | 3 | Arvada | 15187 | 2002 | 9999 | Combustion Turbine | [5 empty] | Fossil | G | 2025 | NaturalGas |  | 0 | 0 | 0 | 0 | 0 | 0 | 0 | 0 | 0 | 0 | 0 | 0 | 0 | 0 | 0 | 0 | 0 | 0 | 0 | 0 | 0 | 0 | 0 | 0 | 0 | 0 | 0 | 0 | 0 | 0 | 0 | 0 | 0 | 0 | 0 | 0 | 0 | 0 | 0 | 0 | 0.0935 | 0 | 0 | 0 | 0 | 0 | 0 | 0 | 0 | 0 | 5
8028_G_2 | WECC_WY | Wyoming | 56 | Sheridan | 33 | 8028 | 2 | Arvada | 15187 | 2002 | 9999 | Combustion Turbine | [5 empty] | Fossil | G | 2025 | NaturalGas |  | 0 | 0 | 0 | 0 | 0 | 0 | 0 | 0 | 0 | 0 | 0 | 0 | 0 | 0 | 0 | 0 | 0 | 0 | 0 | 0 | 0 | 0 | 0 | 0 | 0 | 0 | 0 | 0 | 0 | 0 | 0 | 0 | 0 | 0 | 0 | 0 | 0 | 0 | 0 | 0 | 0.0935 | 0 | 0 | 0 | 0 | 0 | 0 | 0 | 0 | 0 | 5
8028_G_1 | WECC_WY | Wyoming | 56 | Sheridan | 33 | 8028 | 1 | Arvada | 15192 | 2002 | 9999 | Combustion Turbine | [5 empty] | Fossil | G | 2025 | NaturalGas |  | 0 | 0 | 0 | 0 | 0 | 0 | 0 | 0 | 0 | 0 | 0 | 0 | 0 | 0 | 0 | 0 | 0 | 0 | 0 | 0 | 0 | 0 | 0 | 0 | 0 | 0 | 0 | 0 | 0 | 0 | 0 | 0 | 0 | 0 | 0 | 0 | 0 | 0 | 0 | 0 | 0.0935 | 0 | 0 | 0 | 0 | 0 | 0 | 0 | 0 | 0 | 5
8027_G_8 | MIS_MNWI | Minnesota | 27 | Scott | 139 | 8027 | 8 | Blue Lake | 11409 | 2005 | 9999 | Combustion Turbine |  |  |  | DLNB |  | Fossil | G | 2025 | NaturalGas |  | 0.01934 | 0 | 0.1932 | 0.21254 | 0 | 0 | 0 | 0 | 0 | 0 | 0 | 0 | 0 | 0 | 0 | 0 | 1.6952 | 0 | 16.9341 | 18.6293 | 1.1322 | 0 | 11.31 | 12.4422 | 1.355e-09 | 0 | 1.3522e-08 | 1.4877e-08 | 0.00026375 | 0 | 0.0026348 | 0.0028985 | 0 | 0 | 0 | 0 | 0 | 0 | 0 | 0 | 2.805 | 0.026612 | 0 | 0.24786 | 0.27447 | 0.077493 | 0 | 0.73162 | 0.80911 | 0 | 150
8027_G_7 | MIS_MNWI | Minnesota | 27 | Scott | 139 | 8027 | 7 | Blue Lake | 11409 | 2005 | 9999 | Combustion Turbine |  |  |  | DLNB |  | Fossil | G | 2025 | NaturalGas |  | 0.01934 | 0 | 0.1932 | 0.21254 | 0 | 0 | 0 | 0 | 0 | 0 | 0 | 0 | 0 | 0 | 0 | 0 | 1.6952 | 0 | 16.9341 | 18.6293 | 1.1322 | 0 | 11.31 | 12.4422 | 1.355e-09 | 0 | 1.3522e-08 | 1.4877e-08 | 0.00027101 | 0 | 0.0027072 | 0.0029782 | 0 | 0 | 0 | 0 | 0 | 0 | 0 | 0 | 2.805 | 0.026612 | 0 | 0.24786 | 0.27447 | 0.077493 | 0 | 0.73162 | 0.80911 | 0 | 150
8027_G_4 | MIS_MNWI | Minnesota | 27 | Scott | 139 | 8027 | 4 | Blue Lake | 11403 | 1974 | 9999 | Combustion Turbine | [5 empty] | Fossil | G | 2025 | Oil |  | 0 | 0 | 0 | 0 | 0 | 0 | 0 | 0 | 0 | 0 | 0 | 0 | 0 | 0 | 0 | 0 | 0 | 0 | 0 | 0 | 0 | 0 | 0 | 0 | 0 | 0 | 0 | 0 | 0 | 0 | 0 | 0 | 0 | 0 | 0 | 0 | 0 | 0 | 0 | 0 | 0.7293 | 0 | 0 | 0 | 0 | 0 | 0 | 0 | 0 | 0 | 39
8027_G_3 | MIS_MNWI | Minnesota | 27 | Scott | 139 | 8027 | 3 | Blue Lake | 11406 | 1974 | 9999 | Combustion Turbine | [5 empty] | Fossil | G | 2025 | Oil |  | 0 | 0 | 0 | 0 | 0 | 0 | 0 | 0 | 0 | 0 | 0 | 0 | 0 | 0 | 0 | 0 | 0 | 0 | 0 | 0 | 0 | 0 | 0 | 0 | 0 | 0 | 0 | 0 | 0 | 0 | 0 | 0 | 0 | 0 | 0 | 0 | 0 | 0 | 0 | 0 | 0.6732 | 0 | 0 | 0 | 0 | 0 | 0 | 0 | 0 | 0 | 36
8027_G_2 | MIS_MNWI | Minnesota | 27 | Scott | 139 | 8027 | 2 | Blue Lake | 11409 | 1974 | 9999 | Combustion Turbine | [5 empty] | Fossil | G | 2025 | Oil |  | 0 | 0 | 0 | 0 | 0 | 0 | 0 | 0 | 0 | 0 | 0 | 0 | 0 | 0 | 0 | 0 | 0 | 0 | 0 | 0 | 0 | 0 | 0 | 0 | 0 | 0 | 0 | 0 | 0 | 0 | 0 | 0 | 0 | 0 | 0 | 0 | 0 | 0 | 0 | 0 | 0.7293 | 0 | 0 | 0 | 0 | 0 | 0 | 0 | 0 | 0 | 39
8027_G_1 | MIS_MNWI | Minnesota | 27 | Scott | 139 | 8027 | 1 | Blue Lake | 11409 | 1974 | 9999 | Combustion Turbine | [5 empty] | Fossil | G | 2025 | Oil |  | 0 | 0 | 0 | 0 | 0 | 0 | 0 | 0 | 0 | 0 | 0 | 0 | 0 | 0 | 0 | 0 | 0 | 0 | 0 | 0 | 0 | 0 | 0 | 0 | 0 | 0 | 0 | 0 | 0 | 0 | 0 | 0 | 0 | 0 | 0 | 0 | 0 | 0 | 0 | 0 | 0.7293 | 0 | 0 | 0 | 0 | 0 | 0 | 0 | 0 | 0 | 39
8026_G_3 | WECC_WY | Wyoming | 56 | Campbell | 5 | 8026 | 3 | Hartzog | 15779 | 2002 | 9999 | Combustion Turbine | [5 empty] | Fossil | G | 2025 | NaturalGas |  | 0 | 0 | 0 | 0 | 0 | 0 | 0 | 0 | 0 | 0 | 0 | 0 | 0 | 0 | 0 | 0 | 0 | 0 | 0 | 0 | 0 | 0 | 0 | 0 | 0 | 0 | 0 | 0 | 0 | 0 | 0 | 0 | 0 | 0 | 0 | 0 | 0 | 0 | 0 | 0 | 0.0935 | 0 | 0 | 0 | 0 | 0 | 0 | 0 | 0 | 0 | 5
8026_G_2 | WECC_WY | Wyoming | 56 | Campbell | 5 | 8026 | 2 | Hartzog | 15779 | 2002 | 9999 | Combustion Turbine | [5 empty] | Fossil | G | 2025 | NaturalGas |  | 0 | 0 | 0 | 0 | 0 | 0 | 0 | 0 | 0 | 0 | 0 | 0 | 0 | 0 | 0 | 0 | 0 | 0 | 0 | 0 | 0 | 0 | 0 | 0 | 0 | 0 | 0 | 0 | 0 | 0 | 0 | 0 | 0 | 0 | 0 | 0 | 0 | 0 | 0 | 0 | 0.0935 | 0 | 0 | 0 | 0 | 0 | 0 | 0 | 0 | 0 | 5
8026_G_1 | WECC_WY | Wyoming | 56 | Campbell | 5 | 8026 | 1 | Hartzog | 15781 | 2002 | 9999 | Combustion Turbine | [5 empty] | Fossil | G | 2025 | NaturalGas |  | 0 | 0 | 0 | 0 | 0 | 0 | 0 | 0 | 0 | 0 | 0 | 0 | 0 | 0 | 0 | 0 | 0 | 0 | 0 | 0 | 0 | 0 | 0 | 0 | 0 | 0 | 0 | 0 | 0 | 0 | 0 | 0 | 0 | 0 | 0 | 0 | 0 | 0 | 0 | 0 | 0.0935 | 0 | 0 | 0 | 0 | 0 | 0 | 0 | 0 | 0 | 5
8023_B_2 | MIS_WUMS | Wisconsin | 55 | Columbia | 21 | 8023 | 2 | Columbia (WI) | 10702 | 1978 | 9999 | Coal Steam | tangential | dry | ESPC + Bag House + Dry Scrubber + SCR + ACI | LNC2 | Dry Scrubber | Fossil | B | 2025 | Coal |  | 9.833 | 8.5082 | 11.7097 | 30.0509 | 0 | 0 | 0 | 0 | 9.833 | 8.5082 | 11.7097 | 30.0509 | 0 | 0 | 0 | 0 | 918.7993 | 795.0083 | 1094.1612 | 2807.9688 | 1053.6049 | 911.6514 | 1254.6957 | 3219.952 | 0.0027588 | 0.0023871 | 0.0032853 | 0.0084312 | 0.34415 | 0.29779 | 0.40984 | 1.0518 | 0.36874 | 0.31906 | 0.43911 | 1.1269 | 0.0049164 | 0.004254 | 0.0058548 | 0.015025 | 24.8061 | 5.46 | 4.7243 | 6.5021 | 16.6864 | 22.4732 | 19.4454 | 26.7625 | 68.6811 | 0 | 545 | Scrubber / SCR / Mercury Control | Dry Scrubber
8023_B_1 | MIS_WUMS | Wisconsin | 55 | Columbia | 21 | 8023 | 1 | Columbia (WI) | 10631 | 1975 | 9999 | Coal Steam | tangential | dry | ESPH + Bag House + Dry Scrubber + SCR + ACI | LNB + OFA | Dry Scrubber | Fossil | B | 2025 | Coal |  | 5.1773 | 5.5364 | 6.1435 | 16.8572 | 0 | 0 | 0 | 0 | 5.1773 | 5.5364 | 6.1435 | 16.8572 | 0 | 0 | 0 | 0 | 486.9994 | 520.7779 | 577.8883 | 1585.6656 | 554.7467 | 593.2242 | 658.2792 | 1806.2502 | 0.0014526 | 0.0015533 | 0.0017236 | 0.0047295 | 0.33085 | 0.3538 | 0.3926 | 1.0773 | 0.19415 | 0.20761 | 0.23038 | 0.63215 | 0.0025887 | 0.0027682 | 0.0030717 | 0.0084286 | 12.6541 | 2.4263 | 2.5946 | 2.8791 | 7.9 | 11.8327 | 12.6534 | 14.041 | 38.527 | 9.7999 | 568.3198 | Scrubber / SCR / Mercury Control | Dry Scrubber
8022_G_6 | WECC_PNW | Washington | 53 | Spokane | 63 | 8022 | 6 | Boulder Park | 10745 | 2002 | 9999 | Combustion Turbine | [5 empty] | Fossil | G | 2025 |  | CT Retirement | 0 | 0 | 0 | 0 | 0 | 0 | 0 | 0 | 0 | 0 | 0 | 0 | 0 | 0 | 0 | 0 | 0 | 0 | 0 | 0 | 0 | 0 | 0 | 0 | 0 | 0 | 0 | 0 | 0 | 0 | 0 | 0 | 0 | 0 | 0 | 0 | 0 | 0 | 0 | 0 | 0 | 0 | 0 | 0 | 0 | 0 | 0 | 0 | 0 | 0 | 4.1
8022_G_5 | WECC_PNW | Washington | 53 | Spokane | 63 | 8022 | 5 | Boulder Park | 10745 | 2002 | 9999 | Combustion Turbine | [5 empty] | Fossil | G | 2025 |  | CT Retirement | 0 | 0 | 0 | 0 | 0 | 0 | 0 | 0 | 0 | 0 | 0 | 0 | 0 | 0 | 0 | 0 | 0 | 0 | 0 | 0 | 0 | 0 | 0 | 0 | 0 | 0 | 0 | 0 | 0 | 0 | 0 | 0 | 0 | 0 | 0 | 0 | 0 | 0 | 0 | 0 | 0 | 0 | 0 | 0 | 0 | 0 | 0 | 0 | 0 | 0 | 4.1
8022_G_4 | WECC_PNW | Washington | 53 | Spokane | 63 | 8022 | 4 | Boulder Park | 10745 | 2002 | 9999 | Combustion Turbine | [5 empty] | Fossil | G | 2025 |  | CT Retirement | 0 | 0 | 0 | 0 | 0 | 0 | 0 | 0 | 0 | 0 | 0 | 0 | 0 | 0 | 0 | 0 | 0 | 0 | 0 | 0 | 0 | 0 | 0 | 0 | 0 | 0 | 0 | 0 | 0 | 0 | 0 | 0 | 0 | 0 | 0 | 0 | 0 | 0 | 0 | 0 | 0 | 0 | 0 | 0 | 0 | 0 | 0 | 0 | 0 | 0 | 4.1
8022_G_3 | WECC_PNW | Washington | 53 | Spokane | 63 | 8022 | 3 | Boulder Park | 10745 | 2002 | 9999 | Combustion Turbine | [5 empty] | Fossil | G | 2025 |  | CT Retirement | 0 | 0 | 0 | 0 | 0 | 0 | 0 | 0 | 0 | 0 | 0 | 0 | 0 | 0 | 0 | 0 | 0 | 0 | 0 | 0 | 0 | 0 | 0 | 0 | 0 | 0 | 0 | 0 | 0 | 0 | 0 | 0 | 0 | 0 | 0 | 0 | 0 | 0 | 0 | 0 | 0 | 0 | 0 | 0 | 0 | 0 | 0 | 0 | 0 | 0 | 4.1
8022_G_2 | WECC_PNW | Washington | 53 | Spokane | 63 | 8022 | 2 | Boulder Park | 10745 | 2002 | 9999 | Combustion Turbine | [5 empty] | Fossil | G | 2025 |  | CT Retirement | 0 | 0 | 0 | 0 | 0 | 0 | 0 | 0 | 0 | 0 | 0 | 0 | 0 | 0 | 0 | 0 | 0 | 0 | 0 | 0 | 0 | 0 | 0 | 0 | 0 | 0 | 0 | 0 | 0 | 0 | 0 | 0 | 0 | 0 | 0 | 0 | 0 | 0 | 0 | 0 | 0 | 0 | 0 | 0 | 0 | 0 | 0 | 0 | 0 | 0 | 4.1
8022_G_1 | WECC_PNW | Washington | 53 | Spokane | 63 | 8022 | 1 | Boulder Park | 10745 | 2002 | 9999 | Combustion Turbine | [5 empty] | Fossil | G | 2025 |  | CT Retirement | 0 | 0 | 0 | 0 | 0 | 0 | 0 | 0 | 0 | 0 | 0 | 0 | 0 | 0 | 0 | 0 | 0 | 0 | 0 | 0 | 0 | 0 | 0 | 0 | 0 | 0 | 0 | 0 | 0 | 0 | 0 | 0 | 0 | 0 | 0 | 0 | 0 | 0 | 0 | 0 | 0 | 0 | 0 | 0 | 0 | 0 | 0 | 0 | 0 | 0 | 4.1
8020_G_8 | SPP_N | Kansas | 20 | Douglas | 45 | 8020 | 8 | Baldwin City Plant No 2 | 10745 | 2004 | 9999 | Combustion Turbine | [5 empty] | Fossil | G | 2025 | NaturalGas |  | 0.00014576 | 8.7455e-05 | 0.016357 | 0.01659 | 0 | 0 | 0 | 0 | 0 | 0 | 0 | 0 | 0 | 0 | 0 | 0 | 0.013565 | 0.0081392 | 1.5223 | 1.544 | 0.0085327 | 0.0051196 | 0.95754 | 0.97119 | 1.0197e-11 | 6.1181e-12 | 1.1453e-09 | 1.1616e-09 | 0.0002065 | 0.0001239 | 0.023174 | 0.023504 | 0 | 0 | 0 | 0 | 0 | 0 | 0 | 0 | 0.0561 | 0.00021295 | 0.00012777 | 0.01572 | 0.016061 | 0.00053885 | 0.00030407 | 0.057852 | 0.058695 | 0 | 3
8020_G_7 | SPP_N | Kansas | 20 | Douglas | 45 | 8020 | 7 | Baldwin City Plant No 2 | 10745 | 2004 | 9999 | Combustion Turbine | [5 empty] | Fossil | G | 2025 | NaturalGas |  | 0.00014576 | 8.7455e-05 | 0.016357 | 0.01659 | 0 | 0 | 0 | 0 | 0 | 0 | 0 | 0 | 0 | 0 | 0 | 0 | 0.013565 | 0.0081392 | 1.5223 | 1.544 | 0.0085327 | 0.0051196 | 0.95754 | 0.97119 | 1.0197e-11 | 6.1181e-12 | 1.1453e-09 | 1.1616e-09 | 0.0002065 | 0.0001239 | 0.023174 | 0.023504 | 0 | 0 | 0 | 0 | 0 | 0 | 0 | 0 | 0.0561 | 0.00021295 | 0.00012777 | 0.01572 | 0.016061 | 0.00053885 | 0.00030407 | 0.057852 | 0.058695 | 0 | 3
8019_G_1 | MIS_WUMS | Michigan | 26 | Houghton | 61 | 8019 | 1 | Portage | 25000 | 1973 | 9999 | Combustion Turbine | [5 empty] | Fossil | G | 2025 | Oil |  | 0 | 0 | 0 | 0 | 0 | 0 | 0 | 0 | 0 | 0 | 0 | 0 | 0 | 0 | 0 | 0 | 0 | 0 | 0 | 0 | 0 | 0 | 0 | 0 | 0 | 0 | 0 | 0 | 0 | 0 | 0 | 0 | 0 | 0 | 0 | 0 | 0 | 0 | 0 | 0 | 0.32538 | 0 | 0 | 0 | 0 | 0 | 0 | 0 | 0 | 0 | 17.4
8016_G_1 | MIS_IL | Illinois | 17 | Sangamon | 167 | 8016 | 1 | Factory | 18301 | 1973 | 9999 | Combustion Turbine | [5 empty] | Fossil | G | 2025 | Oil |  | 0 | 0 | 0 | 0 | 0 | 0 | 0 | 0 | 0 | 0 | 0 | 0 | 0 | 0 | 0 | 0 | 0 | 0 | 0 | 0 | 0 | 0 | 0 | 0 | 0 | 0 | 0 | 0 | 0 | 0 | 0 | 0 | 0 | 0 | 0 | 0 | 0 | 0 | 0 | 0 | 0.3366 | 0 | 0 | 0 | 0 | 0 | 0 | 0 | 0 | 0 | 18
8015_G_031 | SPP_WEST | Arkansas | 5 | Greene | 55 | 8015 | 031 | Paragould Reciprocating | 10745 | 2001 | 9999 | Combustion Turbine | [5 empty] | Fossil | G | 2025 | NaturalGas |  | 0 | 0 | 0.032714 | 0.032714 | 0 | 0 | 0 | 0 | 0 | 0 | 0 | 0 | 0 | 0 | 0 | 0 | 0 | 0 | 3.0446 | 3.0446 | 0 | 0 | 1.9151 | 1.9151 | 0 | 0 | 2.2892e-09 | 2.2892e-09 | 0 | 0 | 0.012966 | 0.012966 | 0 | 0 | 0 | 0 | 0 | 0 | 0 | 0 | 0.1122 | 0 | 0 | 0.03144 | 0.03144 | 0 | 0 | 0.11309 | 0.11309 | 0 | 6
8015_G_021 | SPP_WEST | Arkansas | 5 | Greene | 55 | 8015 | 021 | Paragould Reciprocating | 10745 | 2001 | 9999 | Combustion Turbine | [5 empty] | Fossil | G | 2025 | NaturalGas |  | 0 | 0 | 0.032714 | 0.032714 | 0 | 0 | 0 | 0 | 0 | 0 | 0 | 0 | 0 | 0 | 0 | 0 | 0 | 0 | 3.0446 | 3.0446 | 0 | 0 | 1.9151 | 1.9151 | 0 | 0 | 2.2892e-09 | 2.2892e-09 | 0 | 0 | 0.012966 | 0.012966 | 0 | 0 | 0 | 0 | 0 | 0 | 0 | 0 | 0.1122 | 0 | 0 | 0.03144 | 0.03144 | 0 | 0 | 0.11309 | 0.11309 | 0 | 6
8015_G_011 | SPP_WEST | Arkansas | 5 | Greene | 55 | 8015 | 011 | Paragould Reciprocating | 10745 | 2001 | 9999 | Combustion Turbine | [5 empty] | Fossil | G | 2025 | NaturalGas |  | 0 | 0 | 0.032714 | 0.032714 | 0 | 0 | 0 | 0 | 0 | 0 | 0 | 0 | 0 | 0 | 0 | 0 | 0 | 0 | 3.0446 | 3.0446 | 0 | 0 | 1.9151 | 1.9151 | 0 | 0 | 2.2892e-09 | 2.2892e-09 | 0 | 0 | 0.012966 | 0.012966 | 0 | 0 | 0 | 0 | 0 | 0 | 0 | 0 | 0.1122 | 0 | 0 | 0.03144 | 0.03144 | 0 | 0 | 0.11309 | 0.11309 | 0 | 6
8013_G_IC 2 | MIS_MNWI | Wisconsin | 55 | Sawyer | 113 | 8013 | IC 2 | Winter | 12822 | 2002 | 9999 | Combustion Turbine | [5 empty] | Fossil | G | 2025 | Oil |  | 0 | 0 | 0 | 0 | 0 | 0 | 0 | 0 | 0 | 0 | 0 | 0 | 0 | 0 | 0 | 0 | 0 | 0 | 0 | 0 | 0 | 0 | 0 | 0 | 0 | 0 | 0 | 0 | 0 | 0 | 0 | 0 | 0 | 0 | 0 | 0 | 0 | 0 | 0 | 0 | 0.05236 | 0 | 0 | 0 | 0 | 0 | 0 | 0 | 0 | 0 | 2.8
8013_G_IC 1 | MIS_MNWI | Wisconsin | 55 | Sawyer | 113 | 8013 | IC 1 | Winter | 12822 | 2002 | 9999 | Combustion Turbine | [5 empty] | Fossil | G | 2025 | Oil |  | 0 | 0 | 0 | 0 | 0 | 0 | 0 | 0 | 0 | 0 | 0 | 0 | 0 | 0 | 0 | 0 | 0 | 0 | 0 | 0 | 0 | 0 | 0 | 0 | 0 | 0 | 0 | 0 | 0 | 0 | 0 | 0 | 0 | 0 | 0 | 0 | 0 | 0 | 0 | 0 | 0.05236 | 0 | 0 | 0 | 0 | 0 | 0 | 0 | 0 | 0 | 2.8
8012_G_42 | PJM_EMAC | Pennsylvania | 42 | Bucks | 17 | 8012 | 42 | Croydon CT Generating Station | 12723 | 1974 | 9999 | Combustion Turbine | [5 empty] | Fossil | G | 2025 | Oil |  | 0 | 0 | 0 | 0 | 0 | 0 | 0 | 0 | 0 | 0 | 0 | 0 | 0 | 0 | 0 | 0 | 0 | 0 | 0 | 0 | 0 | 0 | 0 | 0 | 0 | 0 | 0 | 0 | 0 | 0 | 0 | 0 | 0 | 0 | 0 | 0 | 0 | 0 | 0 | 0 | 0.9163 | 0 | 0 | 0 | 0 | 0 | 0 | 0 | 0 | 0 | 49
8012_G_41 | PJM_EMAC | Pennsylvania | 42 | Bucks | 17 | 8012 | 41 | Croydon CT Generating Station | 12723 | 1974 | 9999 | Combustion Turbine | [5 empty] | Fossil | G | 2025 | Oil |  | 0 | 0 | 0 | 0 | 0 | 0 | 0 | 0 | 0 | 0 | 0 | 0 | 0 | 0 | 0 | 0 | 0 | 0 | 0 | 0 | 0 | 0 | 0 | 0 | 0 | 0 | 0 | 0 | 0 | 0 | 0 | 0 | 0 | 0 | 0 | 0 | 0 | 0 | 0 | 0 | 0.9163 | 0 | 0 | 0 | 0 | 0 | 0 | 0 | 0 | 0 | 49
8012_G_32 | PJM_EMAC | Pennsylvania | 42 | Bucks | 17 | 8012 | 32 | Croydon CT Generating Station | 12723 | 1974 | 9999 | Combustion Turbine | [5 empty] | Fossil | G | 2025 | Oil |  | 0 | 0 | 0 | 0 | 0 | 0 | 0 | 0 | 0 | 0 | 0 | 0 | 0 | 0 | 0 | 0 | 0 | 0 | 0 | 0 | 0 | 0 | 0 | 0 | 0 | 0 | 0 | 0 | 0 | 0 | 0 | 0 | 0 | 0 | 0 | 0 | 0 | 0 | 0 | 0 | 0.9163 | 0 | 0 | 0 | 0 | 0 | 0 | 0 | 0 | 0 | 49
8012_G_31 | PJM_EMAC | Pennsylvania | 42 | Bucks | 17 | 8012 | 31 | Croydon CT Generating Station | 12723 | 1974 | 9999 | Combustion Turbine | [5 empty] | Fossil | G | 2025 | Oil |  | 0 | 0 | 0 | 0 | 0 | 0 | 0 | 0 | 0 | 0 | 0 | 0 | 0 | 0 | 0 | 0 | 0 | 0 | 0 | 0 | 0 | 0 | 0 | 0 | 0 | 0 | 0 | 0 | 0 | 0 | 0 | 0 | 0 | 0 | 0 | 0 | 0 | 0 | 0 | 0 | 0.9163 | 0 | 0 | 0 | 0 | 0 | 0 | 0 | 0 | 0 | 49
8012_G_22 | PJM_EMAC | Pennsylvania | 42 | Bucks | 17 | 8012 | 22 | Croydon CT Generating Station | 12723 | 1974 | 9999 | Combustion Turbine | [5 empty] | Fossil | G | 2025 | Oil |  | 0 | 0 | 0 | 0 | 0 | 0 | 0 | 0 | 0 | 0 | 0 | 0 | 0 | 0 | 0 | 0 | 0 | 0 | 0 | 0 | 0 | 0 | 0 | 0 | 0 | 0 | 0 | 0 | 0 | 0 | 0 | 0 | 0 | 0 | 0 | 0 | 0 | 0 | 0 | 0 | 0.9163 | 0 | 0 | 0 | 0 | 0 | 0 | 0 | 0 | 0 | 49
8012_G_21 | PJM_EMAC | Pennsylvania | 42 | Bucks | 17 | 8012 | 21 | Croydon CT Generating Station | 12723 | 1974 | 9999 | Combustion Turbine | [5 empty] | Fossil | G | 2025 | Oil |  | 0 | 0 | 0 | 0 | 0 | 0 | 0 | 0 | 0 | 0 | 0 | 0 | 0 | 0 | 0 | 0 | 0 | 0 | 0 | 0 | 0 | 0 | 0 | 0 | 0 | 0 | 0 | 0 | 0 | 0 | 0 | 0 | 0 | 0 | 0 | 0 | 0 | 0 | 0 | 0 | 0.9163 | 0 | 0 | 0 | 0 | 0 | 0 | 0 | 0 | 0 | 49
8012_G_12 | PJM_EMAC | Pennsylvania | 42 | Bucks | 17 | 8012 | 12 | Croydon CT Generating Station | 12723 | 1974 | 9999 | Combustion Turbine | [5 empty] | Fossil | G | 2025 | Oil |  | 0 | 0 | 0 | 0 | 0 | 0 | 0 | 0 | 0 | 0 | 0 | 0 | 0 | 0 | 0 | 0 | 0 | 0 | 0 | 0 | 0 | 0 | 0 | 0 | 0 | 0 | 0 | 0 | 0 | 0 | 0 | 0 | 0 | 0 | 0 | 0 | 0 | 0 | 0 | 0 | 0.9163 | 0 | 0 | 0 | 0 | 0 | 0 | 0 | 0 | 0 | 49
8012_G_11 | PJM_EMAC | Pennsylvania | 42 | Bucks | 17 | 8012 | 11 | Croydon CT Generating Station | 12723 | 1974 | 9999 | Combustion Turbine | [5 empty] | Fossil | G | 2025 | Oil |  | 0 | 0 | 0 | 0 | 0 | 0 | 0 | 0 | 0 | 0 | 0 | 0 | 0 | 0 | 0 | 0 | 0 | 0 | 0 | 0 | 0 | 0 | 0 | 0 | 0 | 0 | 0 | 0 | 0 | 0 | 0 | 0 | 0 | 0 | 0 | 0 | 0 | 0 | 0 | 0 | 0.9163 | 0 | 0 | 0 | 0 | 0 | 0 | 0 | 0 | 0 | 49
8010_G_3 | WECC_UT | Utah | 49 | Salt Lake | 35 | 8010 | 3 | Murray Turbine | 12515 | 2002 | 9999 | Combustion Turbine | [5 empty] | Fossil | G | 2025 | NaturalGas |  | 0 | 0 | 0 | 0 | 0 | 0 | 0 | 0 | 0 | 0 | 0 | 0 | 0 | 0 | 0 | 0 | 0 | 0 | 0 | 0 | 0 | 0 | 0 | 0 | 0 | 0 | 0 | 0 | 0 | 0 | 0 | 0 | 0 | 0 | 0 | 0 | 0 | 0 | 0 | 0 | 0.2244 | 0 | 0 | 0 | 0 | 0 | 0 | 0 | 0 | 0 | 12
8010_G_2 | WECC_UT | Utah | 49 | Salt Lake | 35 | 8010 | 2 | Murray Turbine | 12515 | 2001 | 9999 | Combustion Turbine | [5 empty] | Fossil | G | 2025 | NaturalGas |  | 0 | 0 | 0 | 0 | 0 | 0 | 0 | 0 | 0 | 0 | 0 | 0 | 0 | 0 | 0 | 0 | 0 | 0 | 0 | 0 | 0 | 0 | 0 | 0 | 0 | 0 | 0 | 0 | 0 | 0 | 0 | 0 | 0 | 0 | 0 | 0 | 0 | 0 | 0 | 0 | 0.2244 | 0 | 0 | 0 | 0 | 0 | 0 | 0 | 0 | 0 | 12
8010_G_1 | WECC_UT | Utah | 49 | Salt Lake | 35 | 8010 | 1 | Murray Turbine | 12515 | 2001 | 9999 | Combustion Turbine | [5 empty] | Fossil | G | 2025 | NaturalGas |  | 0 | 0 | 0 | 0 | 0 | 0 | 0 | 0 | 0 | 0 | 0 | 0 | 0 | 0 | 0 | 0 | 0 | 0 | 0 | 0 | 0 | 0 | 0 | 0 | 0 | 0 | 0 | 0 | 0 | 0 | 0 | 0 | 0 | 0 | 0 | 0 | 0 | 0 | 0 | 0 | 0.2244 | 0 | 0 | 0 | 0 | 0 | 0 | 0 | 0 | 0 | 12
8009_G_1 | NY_Z_C&E | New York | 36 | Cayuga | 11 | 8009 | 1 | Auburn State Street | 25000 | 2000 | 9999 | Combustion Turbine | [5 empty] | Fossil | G | 2025 | NaturalGas |  | 0 | 0 | 0 | 0 | 0 | 0 | 0 | 0 | 0 | 0 | 0 | 0 | 0 | 0 | 0 | 0 | 0 | 0 | 0 | 0 | 0 | 0 | 0 | 0 | 0 | 0 | 0 | 0 | 0 | 0 | 0 | 0 | 0 | 0 | 0 | 0 | 0 | 0 | 0 | 0 | 0.09911 | 0 | 0 | 0 | 0 | 0 | 0 | 0 | 0 | 0 | 5.3
8008_G_MICK | PJM_EMAC | New Jersey | 34 | Gloucester | 15 | 8008 | MICK | Mickleton Station | 17206 | 1974 | 9999 | Combustion Turbine | [5 empty] | Fossil | G | 2025 | NaturalGas |  | 0 | 0 | 0 | 0 | 0 | 0 | 0 | 0 | 0 | 0 | 0 | 0 | 0 | 0 | 0 | 0 | 0 | 0 | 0 | 0 | 0 | 0 | 0 | 0 | 0 | 0 | 0 | 0 | 0 | 0 | 0 | 0 | 0 | 0 | 0 | 0 | 0 | 0 | 0 | 0 | 1.2136 | 0 | 0 | 0 | 0 | 0 | 0 | 0 | 0 | 0 | 64.9
8007_G_9 | NY_Z_K | New York | 36 | Suffolk | 103 | 8007 | 9 | Holtsville | 14789 | 1975 | 9999 | Combustion Turbine |  |  |  | H2O |  | Fossil | G | 2025 | Oil |  | 0 | 0 | 0 | 0 | 0 | 0 | 0 | 0 | 0 | 0 | 0 | 0 | 0 | 0 | 0 | 0 | 0 | 0 | 0 | 0 | 0 | 0 | 0 | 0 | 0 | 0 | 0 | 0 | 0 | 0 | 0 | 0 | 0 | 0 | 0 | 0 | 0 | 0 | 0 | 0 | 1.0341 | 0 | 0 | 0 | 0 | 0 | 0 | 0 | 0 | 0 | 55.3
8007_G_8 | NY_Z_K | New York | 36 | Suffolk | 103 | 8007 | 8 | Holtsville | 14798 | 1975 | 9999 | Combustion Turbine |  |  |  | H2O |  | Fossil | G | 2025 | Oil |  | 0 | 0 | 0 | 0 | 0 | 0 | 0 | 0 | 0 | 0 | 0 | 0 | 0 | 0 | 0 | 0 | 0 | 0 | 0 | 0 | 0 | 0 | 0 | 0 | 0 | 0 | 0 | 0 | 0 | 0 | 0 | 0 | 0 | 0 | 0 | 0 | 0 | 0 | 0 | 0 | 1.036 | 0 | 0 | 0 | 0 | 0 | 0 | 0 | 0 | 0 | 55.4
8007_G_7 | NY_Z_K | New York | 36 | Suffolk | 103 | 8007 | 7 | Holtsville | 14785 | 1975 | 9999 | Combustion Turbine |  |  |  | H2O |  | Fossil | G | 2025 | Oil |  | 0 | 0 | 0 | 0 | 0 | 0 | 0 | 0 | 0 | 0 | 0 | 0 | 0 | 0 | 0 | 0 | 0 | 0 | 0 | 0 | 0 | 0 | 0 | 0 | 0 | 0 | 0 | 0 | 0 | 0 | 0 | 0 | 0 | 0 | 0 | 0 | 0 | 0 | 0 | 0 | 0.92004 | 0 | 0 | 0 | 0 | 0 | 0 | 0 | 0 | 0 | 49.2
8007_G_6 | NY_Z_K | New York | 36 | Suffolk | 103 | 8007 | 6 | Holtsville | 14787 | 1975 | 9999 | Combustion Turbine |  |  |  | H2O |  | Fossil | G | 2025 | Oil |  | 0 | 0 | 0 | 0 | 0 | 0 | 0 | 0 | 0 | 0 | 0 | 0 | 0 | 0 | 0 | 0 | 0 | 0 | 0 | 0 | 0 | 0 | 0 | 0 | 0 | 0 | 0 | 0 | 0 | 0 | 0 | 0 | 0 | 0 | 0 | 0 | 0 | 0 | 0 | 0 | 0.94248 | 0 | 0 | 0 | 0 | 0 | 0 | 0 | 0 | 0 | 50.4
8007_G_5 | NY_Z_K | New York | 36 | Suffolk | 103 | 8007 | 5 | Holtsville | 14791 | 1974 | 9999 | Combustion Turbine |  |  |  | H2O |  | Fossil | G | 2025 | Oil |  | 0 | 0 | 0 | 0 | 0 | 0 | 0 | 0 | 0 | 0 | 0 | 0 | 0 | 0 | 0 | 0 | 0 | 0 | 0 | 0 | 0 | 0 | 0 | 0 | 0 | 0 | 0 | 0 | 0 | 0 | 0 | 0 | 0 | 0 | 0 | 0 | 0 | 0 | 0 | 0 | 0.99858 | 0 | 0 | 0 | 0 | 0 | 0 | 0 | 0 | 0 | 53.4
8007_G_4 | NY_Z_K | New York | 36 | Suffolk | 103 | 8007 | 4 | Holtsville | 14789 | 1974 | 9999 | Combustion Turbine |  |  |  | H2O |  | Fossil | G | 2025 | Oil |  | 0 | 0 | 0 | 0 | 0 | 0 | 0 | 0 | 0 | 0 | 0 | 0 | 0 | 0 | 0 | 0 | 0 | 0 | 0 | 0 | 0 | 0 | 0 | 0 | 0 | 0 | 0 | 0 | 0 | 0 | 0 | 0 | 0 | 0 | 0 | 0 | 0 | 0 | 0 | 0 | 0.97988 | 0 | 0 | 0 | 0 | 0 | 0 | 0 | 0 | 0 | 52.4
8007_G_3 | NY_Z_K | New York | 36 | Suffolk | 103 | 8007 | 3 | Holtsville | 14796 | 1974 | 9999 | Combustion Turbine |  |  |  | H2O |  | Fossil | G | 2025 | Oil |  | 0 | 0 | 0 | 0 | 0 | 0 | 0 | 0 | 0 | 0 | 0 | 0 | 0 | 0 | 0 | 0 | 0 | 0 | 0 | 0 | 0 | 0 | 0 | 0 | 0 | 0 | 0 | 0 | 0 | 0 | 0 | 0 | 0 | 0 | 0 | 0 | 0 | 0 | 0 | 0 | 0.9537 | 0 | 0 | 0 | 0 | 0 | 0 | 0 | 0 | 0 | 51
8007_G_2 | NY_Z_K | New York | 36 | Suffolk | 103 | 8007 | 2 | Holtsville | 14805 | 1974 | 9999 | Combustion Turbine |  |  |  | H2O |  | Fossil | G | 2025 | Oil |  | 0 | 0 | 0 | 0 | 0 | 0 | 0 | 0 | 0 | 0 | 0 | 0 | 0 | 0 | 0 | 0 | 0 | 0 | 0 | 0 | 0 | 0 | 0 | 0 | 0 | 0 | 0 | 0 | 0 | 0 | 0 | 0 | 0 | 0 | 0 | 0 | 0 | 0 | 0 | 0 | 1.0397 | 0 | 0 | 0 | 0 | 0 | 0 | 0 | 0 | 0 | 55.6
8007_G_10 | NY_Z_K | New York | 36 | Suffolk | 103 | 8007 | 10 | Holtsville | 14793 | 1975 | 9999 | Combustion Turbine |  |  |  | H2O |  | Fossil | G | 2025 | Oil |  | 0 | 0 | 0 | 0 | 0 | 0 | 0 | 0 | 0 | 0 | 0 | 0 | 0 | 0 | 0 | 0 | 0 | 0 | 0 | 0 | 0 | 0 | 0 | 0 | 0 | 0 | 0 | 0 | 0 | 0 | 0 | 0 | 0 | 0 | 0 | 0 | 0 | 0 | 0 | 0 | 1.0117 | 0 | 0 | 0 | 0 | 0 | 0 | 0 | 0 | 0 | 54.1
8007_G_1 | NY_Z_K | New York | 36 | Suffolk | 103 | 8007 | 1 | Holtsville | 14790 | 1974 | 9999 | Combustion Turbine |  |  |  | H2O |  | Fossil | G | 2025 | Oil |  | 0 | 0 | 0 | 0 | 0 | 0 | 0 | 0 | 0 | 0 | 0 | 0 | 0 | 0 | 0 | 0 | 0 | 0 | 0 | 0 | 0 | 0 | 0 | 0 | 0 | 0 | 0 | 0 | 0 | 0 | 0 | 0 | 0 | 0 | 0 | 0 | 0 | 0 | 0 | 0 | 1.0379 | 0 | 0 | 0 | 0 | 0 | 0 | 0 | 0 | 0 | 55.5
8006_B_2 | NY_Z_G-I | New York | 36 | Orange | 71 | 8006 | 2 | Roseton Generating Facility | 11376 | 1974 | 9999 | O/G Steam | tangential | dry |  | FR + OFA |  | Fossil | B | 2025 | NaturalGas |  | 0 | 0.004936 | 1.0238 | 1.0287 | 0 | 0 | 0 | 0 | 0 | 0 | 0 | 0 | 0 | 0 | 0 | 0 | 0 | 0.4339 | 89.9958 | 90.4297 | 0 | 0.28895 | 59.9328 | 60.2218 | 0 | 3.455e-10 | 7.172e-08 | 7.2066e-08 | 0 | 0.00019744 | 0.040952 | 0.041149 | 0 | 0 | 0 | 0 | 0 | 0 | 0 | 0 | 15.4399 | 0 | 0.00035927 | 0.074517 | 0.074876 | 0 | 0.017211 | 3.4367 | 3.4539 | 0 | 600
8006_B_1 | NY_Z_G-I | New York | 36 | Orange | 71 | 8006 | 1 | Roseton Generating Facility | 11399 | 1974 | 9999 | O/G Steam | tangential | dry |  | FR + OFA |  | Fossil | B | 2025 | NaturalGas |  | 0 | 0.0016323 | 1.0161 | 1.0177 | 0 | 0 | 0 | 0 | 0 | 0 | 0 | 0 | 0 | 0 | 0 | 0 | 0 | 0.14319 | 89.1401 | 89.2833 | 0 | 0.095553 | 59.4829 | 59.5785 | 0 | 1.145e-10 | 7.1145e-08 | 7.1259e-08 | 0 | 6.53e-05 | 0.040644 | 0.04071 | 0 | 0 | 0 | 0 | 0 | 0 | 0 | 0 | 15.1827 | 0 | 0.00011856 | 0.073808 | 0.073927 | 0 | 0.0056915 | 3.4109 | 3.4166 | 0 | 590
8005_G_GEN2 | NENGREST | Massachusetts | 25 | Berkshire | 3 | 8005 | GEN2 | Bear Swamp | 0 | 1974 | 9999 | Pumped Storage | [5 empty] | Non-Fossil | G | 2025 | Pumps |  | 0 | 0 | 0 | 0 | 0 | 0 | 0 | 0 | 0 | 0 | 0 | 0 | 0 | 0 | 0 | 0 | 0 | 0 | 13.7353 | 13.7353 | 0 | 0 | 0 | 0 | 0 | 0 | 0 | 0 | 0 | 0 | 0 | 0 | 0 | 0 | 0 | 0 | 0 | 0 | 0 | 0 | 5.1812 | 0 | 0 | 0.13972 | 0.13972 | 0 | 0 | 0 | 0 | 0 | 300
8005_G_GEN1 | NENGREST | Massachusetts | 25 | Berkshire | 3 | 8005 | GEN1 | Bear Swamp | 0 | 1974 | 9999 | Pumped Storage | [5 empty] | Non-Fossil | G | 2025 | Pumps |  | 0 | 0 | 0 | 0 | 0 | 0 | 0 | 0 | 0 | 0 | 0 | 0 | 0 | 0 | 0 | 0 | 0 | 0 | 13.7353 | 13.7353 | 0 | 0 | 0 | 0 | 0 | 0 | 0 | 0 | 0 | 0 | 0 | 0 | 0 | 0 | 0 | 0 | 0 | 0 | 0 | 0 | 5.1812 | 0 | 0 | 0.13972 | 0.13972 | 0 | 0 | 0 | 0 | 0 | 300
8004_G_GEN1 | NENGREST | Massachusetts | 25 | Berkshire | 3 | 8004 | GEN1 | Fife Brook | 0 | 1974 | 9999 | Hydro | [5 empty] | Non-Fossil | G | 2025 | Hydro |  | 0 | 0 | 0 | 0 | 0 | 0 | 0 | 0 | 0 | 0 | 0 | 0 | 0 | 0 | 0 | 0 | 11.5725 | 15.7374 | 14.7259 | 42.0359 | 0 | 0 | 0 | 0 | 0 | 0 | 0 | 0 | 0 | 0 | 0 | 0 | 0 | 0 | 0 | 0 | 0 | 0 | 0 | 0 | 0.16631 | 0.030783 | 0.041862 | 0.039171 | 0.11182 | 0 | 0 | 0 | 0 | 0 | 11.1698
8002_B_1 | NENGREST | New Hampshire | 33 | Rockingham | 15 | 8002 | 1 | Newington | 13267 | 1974 | 9999 | O/G Steam | tangential |  |  | LNC2 + H2O |  | Fossil | B | 2025 | NaturalGas |  | 0 | 0 | 0.15773 | 0.15773 | 0 | 0 | 0 | 0 | 0 | 0 | 0 | 0 | 0 | 0 | 0 | 0 | 0 | 0 | 11.8886 | 11.8886 | 0 | 0 | 9.2333 | 9.2333 | 0 | 0 | 1.1035e-08 | 1.1035e-08 | 0 | 0 | 0.010941 | 0.010941 | 0 | 0 | 0 | 0 | 0 | 0 | 0 | 0 | 10.9008 | 0 | 0 | 0.010524 | 0.010524 | 0 | 0 | 0.52946 | 0.52946 | 0 | 400
8000_G_ST1 | SPP_NEBR | Nebraska | 31 | Gage | 67 | 8000 | ST1 | Beatrice | 8457 | 2005 | 9999 | Combined Cycle |  |  | SCR | DLNB |  | Fossil | G | 2025 | NaturalGas |  | 0.24053 | 0 | 0.95801 | 1.1985 | 0 | 0 | 0 | 0 | 0 | 0 | 0 | 0 | 0 | 0 | 0 | 0 | 28.4421 | 0 | 113.2797 | 141.7218 | 14.0809 | 0 | 56.0817 | 70.1626 | 1.6832e-08 | 0 | 6.7073e-08 | 8.3905e-08 | 0.0018233 | 0 | 0.0072617 | 0.0090849 | 0 | 0 | 0 | 0 | 0 | 0 | 0 | 0 | 2.5352 | 0.096895 | 0 | 0.35404 | 0.45093 | 0.96378 | 0 | 3.6566 | 4.6203 | 0 | 83 | SCR
8000_G_CT2 | SPP_NEBR | Nebraska | 31 | Gage | 67 | 8000 | CT2 | Beatrice | 8457 | 2005 | 9999 | Combined Cycle |  |  | SCR | DLNB |  | Fossil | G | 2025 | NaturalGas |  | 0.19706 | 0 | 0.78487 | 0.98194 | 0 | 0 | 0 | 0 | 0 | 0 | 0 | 0 | 0 | 0 | 0 | 0 | 23.3019 | 0 | 92.8074 | 116.1094 | 11.5362 | 0 | 45.9464 | 57.4826 | 1.379e-08 | 0 | 5.4952e-08 | 6.8742e-08 | 0.0014938 | 0 | 0.0059493 | 0.0074431 | 0 | 0 | 0 | 0 | 0 | 0 | 0 | 0 | 2.077 | 0.079384 | 0 | 0.29006 | 0.36944 | 0.78961 | 0 | 2.9957 | 3.7853 | 0 | 68 | SCR
8000_G_CT1 | SPP_NEBR | Nebraska | 31 | Gage | 67 | 8000 | CT1 | Beatrice | 8457 | 2005 | 9999 | Combined Cycle |  |  | SCR | DLNB |  | Fossil | G | 2025 | NaturalGas |  | 0.19996 | 0 | 0.79641 | 0.99638 | 0 | 0 | 0 | 0 | 0 | 0 | 0 | 0 | 0 | 0 | 0 | 0 | 23.6446 | 0 | 94.1723 | 117.8169 | 11.7058 | 0 | 46.6221 | 58.3279 | 1.3993e-08 | 0 | 5.576e-08 | 6.9753e-08 | 0.0015157 | 0 | 0.0060368 | 0.0075525 | 0 | 0 | 0 | 0 | 0 | 0 | 0 | 0 | 2.1076 | 0.080551 | 0 | 0.29432 | 0.37487 | 0.80122 | 0 | 3.0398 | 3.841 | 0 | 69 | SCR
8_B_9 | S_SOU | Alabama | 1 | Walker | 127 | 8 | 9 | Gorgas | 10465 | 1958 | 9999 | Coal Steam | tangential | dry | ESPH + Bag House + Wet Scrubber + ACI | LNC3 | Wet Scrubber | Fossil | B | 2025 |  | Coal Retirement | 0 | 0 | 0 | 0 | 0 | 0 | 0 | 0 | 0 | 0 | 0 | 0 | 0 | 0 | 0 | 0 | 0 | 0 | 0 | 0 | 0 | 0 | 0 | 0 | 0 | 0 | 0 | 0 | 0 | 0 | 0 | 0 | 0 | 0 | 0 | 0 | 0 | 0 | 0 | 0 | 0 | 0 | 0 | 0 | 0 | 0 | 0 | 0 | 0 | 0 | 170 | Scrubber / Mercury Control | Wet Scrubber
8_B_8 | S_SOU | Alabama | 1 | Walker | 127 | 8 | 8 | Gorgas | 10565 | 1956 | 9999 | Coal Steam | tangential | dry | ESPH + Bag House + Wet Scrubber + ACI | LNC3 | Wet Scrubber | Fossil | B | 2025 |  | Coal Retirement | 0 | 0 | 0 | 0 | 0 | 0 | 0 | 0 | 0 | 0 | 0 | 0 | 0 | 0 | 0 | 0 | 0 | 0 | 0 | 0 | 0 | 0 | 0 | 0 | 0 | 0 | 0 | 0 | 0 | 0 | 0 | 0 | 0 | 0 | 0 | 0 | 0 | 0 | 0 | 0 | 0 | 0 | 0 | 0 | 0 | 0 | 0 | 0 | 0 | 0 | 161 | Scrubber / Mercury Control | Wet Scrubber
8_B_10 | S_SOU | Alabama | 1 | Walker | 127 | 8 | 10 | Gorgas | 9954 | 1972 | 9999 | Coal Steam | tangential | dry | ESPC + Bag House + Wet Scrubber + SCR + ACI | LNC2 | Wet Scrubber | Fossil | B | 2025 |  | Coal Retirement | 0 | 0 | 0 | 0 | 0 | 0 | 0 | 0 | 0 | 0 | 0 | 0 | 0 | 0 | 0 | 0 | 0 | 0 | 0 | 0 | 0 | 0 | 0 | 0 | 0 | 0 | 0 | 0 | 0 | 0 | 0 | 0 | 0 | 0 | 0 | 0 | 0 | 0 | 0 | 0 | 0 | 0 | 0 | 0 | 0 | 0 | 0 | 0 | 0 | 0 | 703 | Scrubber / SCR / Mercury Control | Wet Scrubber
7999_G_ST1 | WECC_PNW | Washington | 53 | Grays Harbor | 27 | 7999 | ST1 | Grays Harbor Energy Facility | 7461 | 2008 | 9999 | Combined Cycle |  |  | SCR | DLNB + LNB + NH3 |  | Fossil | G | 2025 | NaturalGas |  | 4.5833 | 5.3283 | 0 | 9.9116 | 0 | 0 | 0 | 0 | 0 | 0 | 0 | 0 | 0 | 0 | 0 | 0 | 614.304 | 714.1536 | 0 | 1328.4576 | 268.3077 | 311.9187 | 0 | 580.2263 | 3.2083e-07 | 3.7298e-07 | 0 | 6.9381e-07 | 0.019021 | 0.022112 | 0 | 0.041133 | 0 | 0 | 0 | 0 | 0 | 0 | 0 | 0 | 9.1634 | 1.3149 | 1.516 | 0 | 2.8309 | 16.8063 | 17.7797 | 0 | 34.586 | 0 | 300 | SCR
7999_G_CT2 | WECC_PNW | Washington | 53 | Grays Harbor | 27 | 7999 | CT2 | Grays Harbor Energy Facility | 7461 | 2008 | 9999 | Combined Cycle |  |  | SCR | DLNB |  | Fossil | G | 2025 | NaturalGas |  | 2.6278 | 3.0549 | 0 | 5.6827 | 0 | 0 | 0 | 0 | 0 | 0 | 0 | 0 | 0 | 0 | 0 | 0 | 352.201 | 409.448 | 0 | 761.649 | 153.8297 | 178.8334 | 0 | 332.6631 | 1.8394e-07 | 2.1384e-07 | 0 | 3.9779e-07 | 0.010905 | 0.012678 | 0 | 0.023583 | 0 | 0 | 0 | 0 | 0 | 0 | 0 | 0 | 5.2537 | 0.75388 | 0.86918 | 0 | 1.6231 | 9.6356 | 10.1937 | 0 | 19.8293 | 0 | 172 | SCR
7999_G_CT1 | WECC_PNW | Washington | 53 | Grays Harbor | 27 | 7999 | CT1 | Grays Harbor Energy Facility | 7461 | 2008 | 9999 | Combined Cycle |  |  | SCR | DLNB |  | Fossil | G | 2025 | NaturalGas |  | 2.5208 | 2.9306 | 0 | 5.4514 | 0 | 0 | 0 | 0 | 0 | 0 | 0 | 0 | 0 | 0 | 0 | 0 | 337.8672 | 392.7845 | 0 | 730.6517 | 147.5692 | 171.5553 | 0 | 319.1245 | 1.7646e-07 | 2.0514e-07 | 0 | 3.816e-07 | 0.010461 | 0.012162 | 0 | 0.022623 | 0 | 0 | 0 | 0 | 0 | 0 | 0 | 0 | 5.0398 | 0.7232 | 0.8338 | 0 | 1.557 | 9.2435 | 9.7788 | 0 | 19.0223 | 0 | 165 | SCR
7997_G_WD20 | FRCC | Florida | 12 | Polk | 105 | 7997 | WD20 | Winston | 25000 | 2001 | 9999 | Combustion Turbine | [5 empty] | Fossil | G | 2025 | Oil |  | 0 | 0 | 0 | 0 | 0 | 0 | 0 | 0 | 0 | 0 | 0 | 0 | 0 | 0 | 0 | 0 | 0 | 0 | 0 | 0 | 0 | 0 | 0 | 0 | 0 | 0 | 0 | 0 | 0 | 0 | 0 | 0 | 0 | 0 | 0 | 0 | 0 | 0 | 0 | 0 | 0.04675 | 0 | 0 | 0 | 0 | 0 | 0 | 0 | 0 | 0 | 2.5
7997_G_WD19 | FRCC | Florida | 12 | Polk | 105 | 7997 | WD19 | Winston | 25000 | 2001 | 9999 | Combustion Turbine | [5 empty] | Fossil | G | 2025 | Oil |  | 0 | 0 | 0 | 0 | 0 | 0 | 0 | 0 | 0 | 0 | 0 | 0 | 0 | 0 | 0 | 0 | 0 | 0 | 0 | 0 | 0 | 0 | 0 | 0 | 0 | 0 | 0 | 0 | 0 | 0 | 0 | 0 | 0 | 0 | 0 | 0 | 0 | 0 | 0 | 0 | 0.04675 | 0 | 0 | 0 | 0 | 0 | 0 | 0 | 0 | 0 | 2.5
7997_G_WD18 | FRCC | Florida | 12 | Polk | 105 | 7997 | WD18 | Winston | 25000 | 2001 | 9999 | Combustion Turbine | [5 empty] | Fossil | G | 2025 | Oil |  | 0 | 0 | 0 | 0 | 0 | 0 | 0 | 0 | 0 | 0 | 0 | 0 | 0 | 0 | 0 | 0 | 0 | 0 | 0 | 0 | 0 | 0 | 0 | 0 | 0 | 0 | 0 | 0 | 0 | 0 | 0 | 0 | 0 | 0 | 0 | 0 | 0 | 0 | 0 | 0 | 0.04675 | 0 | 0 | 0 | 0 | 0 | 0 | 0 | 0 | 0 | 2.5
7997_G_WD17 | FRCC | Florida | 12 | Polk | 105 | 7997 | WD17 | Winston | 25000 | 2001 | 9999 | Combustion Turbine | [5 empty] | Fossil | G | 2025 | Oil |  | 0 | 0 | 0 | 0 | 0 | 0 | 0 | 0 | 0 | 0 | 0 | 0 | 0 | 0 | 0 | 0 | 0 | 0 | 0 | 0 | 0 | 0 | 0 | 0 | 0 | 0 | 0 | 0 | 0 | 0 | 0 | 0 | 0 | 0 | 0 | 0 | 0 | 0 | 0 | 0 | 0.04675 | 0 | 0 | 0 | 0 | 0 | 0 | 0 | 0 | 0 | 2.5
7997_G_WD16 | FRCC | Florida | 12 | Polk | 105 | 7997 | WD16 | Winston | 25000 | 2001 | 9999 | Combustion Turbine | [5 empty] | Fossil | G | 2025 | Oil |  | 0 | 0 | 0 | 0 | 0 | 0 | 0 | 0 | 0 | 0 | 0 | 0 | 0 | 0 | 0 | 0 | 0 | 0 | 0 | 0 | 0 | 0 | 0 | 0 | 0 | 0 | 0 | 0 | 0 | 0 | 0 | 0 | 0 | 0 | 0 | 0 | 0 | 0 | 0 | 0 | 0.04675 | 0 | 0 | 0 | 0 | 0 | 0 | 0 | 0 | 0 | 2.5
7997_G_WD15 | FRCC | Florida | 12 | Polk | 105 | 7997 | WD15 | Winston | 25000 | 2001 | 9999 | Combustion Turbine | [5 empty] | Fossil | G | 2025 | Oil |  | 0 | 0 | 0 | 0 | 0 | 0 | 0 | 0 | 0 | 0 | 0 | 0 | 0 | 0 | 0 | 0 | 0 | 0 | 0 | 0 | 0 | 0 | 0 | 0 | 0 | 0 | 0 | 0 | 0 | 0 | 0 | 0 | 0 | 0 | 0 | 0 | 0 | 0 | 0 | 0 | 0.04675 | 0 | 0 | 0 | 0 | 0 | 0 | 0 | 0 | 0 | 2.5
7997_G_WD14 | FRCC | Florida | 12 | Polk | 105 | 7997 | WD14 | Winston | 25000 | 2001 | 9999 | Combustion Turbine | [5 empty] | Fossil | G | 2025 | Oil |  | 0 | 0 | 0 | 0 | 0 | 0 | 0 | 0 | 0 | 0 | 0 | 0 | 0 | 0 | 0 | 0 | 0 | 0 | 0 | 0 | 0 | 0 | 0 | 0 | 0 | 0 | 0 | 0 | 0 | 0 | 0 | 0 | 0 | 0 | 0 | 0 | 0 | 0 | 0 | 0 | 0.04675 | 0 | 0 | 0 | 0 | 0 | 0 | 0 | 0 | 0 | 2.5
7997_G_WD13 | FRCC | Florida | 12 | Polk | 105 | 7997 | WD13 | Winston | 25000 | 2001 | 9999 | Combustion Turbine | [5 empty] | Fossil | G | 2025 | Oil |  | 0 | 0 | 0 | 0 | 0 | 0 | 0 | 0 | 0 | 0 | 0 | 0 | 0 | 0 | 0 | 0 | 0 | 0 | 0 | 0 | 0 | 0 | 0 | 0 | 0 | 0 | 0 | 0 | 0 | 0 | 0 | 0 | 0 | 0 | 0 | 0 | 0 | 0 | 0 | 0 | 0.04675 | 0 | 0 | 0 | 0 | 0 | 0 | 0 | 0 | 0 | 2.5
7997_G_WD12 | FRCC | Florida | 12 | Polk | 105 | 7997 | WD12 | Winston | 25000 | 2001 | 9999 | Combustion Turbine | [5 empty] | Fossil | G | 2025 | Oil |  | 0 | 0 | 0 | 0 | 0 | 0 | 0 | 0 | 0 | 0 | 0 | 0 | 0 | 0 | 0 | 0 | 0 | 0 | 0 | 0 | 0 | 0 | 0 | 0 | 0 | 0 | 0 | 0 | 0 | 0 | 0 | 0 | 0 | 0 | 0 | 0 | 0 | 0 | 0 | 0 | 0.04675 | 0 | 0 | 0 | 0 | 0 | 0 | 0 | 0 | 0 | 2.5
7997_G_WD11 | FRCC | Florida | 12 | Polk | 105 | 7997 | WD11 | Winston | 25000 | 2001 | 9999 | Combustion Turbine | [5 empty] | Fossil | G | 2025 | Oil |  | 0 | 0 | 0 | 0 | 0 | 0 | 0 | 0 | 0 | 0 | 0 | 0 | 0 | 0 | 0 | 0 | 0 | 0 | 0 | 0 | 0 | 0 | 0 | 0 | 0 | 0 | 0 | 0 | 0 | 0 | 0 | 0 | 0 | 0 | 0 | 0 | 0 | 0 | 0 | 0 | 0.04675 | 0 | 0 | 0 | 0 | 0 | 0 | 0 | 0 | 0 | 2.5
7997_G_WD10 | FRCC | Florida | 12 | Polk | 105 | 7997 | WD10 | Winston | 25000 | 2001 | 9999 | Combustion Turbine | [5 empty] | Fossil | G | 2025 | Oil |  | 0 | 0 | 0 | 0 | 0 | 0 | 0 | 0 | 0 | 0 | 0 | 0 | 0 | 0 | 0 | 0 | 0 | 0 | 0 | 0 | 0 | 0 | 0 | 0 | 0 | 0 | 0 | 0 | 0 | 0 | 0 | 0 | 0 | 0 | 0 | 0 | 0 | 0 | 0 | 0 | 0.04675 | 0 | 0 | 0 | 0 | 0 | 0 | 0 | 0 | 0 | 2.5
7997_G_WD09 | FRCC | Florida | 12 | Polk | 105 | 7997 | WD09 | Winston | 25000 | 2001 | 9999 | Combustion Turbine | [5 empty] | Fossil | G | 2025 | Oil |  | 0 | 0 | 0 | 0 | 0 | 0 | 0 | 0 | 0 | 0 | 0 | 0 | 0 | 0 | 0 | 0 | 0 | 0 | 0 | 0 | 0 | 0 | 0 | 0 | 0 | 0 | 0 | 0 | 0 | 0 | 0 | 0 | 0 | 0 | 0 | 0 | 0 | 0 | 0 | 0 | 0.04675 | 0 | 0 | 0 | 0 | 0 | 0 | 0 | 0 | 0 | 2.5
7997_G_WD08 | FRCC | Florida | 12 | Polk | 105 | 7997 | WD08 | Winston | 25000 | 2001 | 9999 | Combustion Turbine | [5 empty] | Fossil | G | 2025 | Oil |  | 0 | 0 | 0 | 0 | 0 | 0 | 0 | 0 | 0 | 0 | 0 | 0 | 0 | 0 | 0 | 0 | 0 | 0 | 0 | 0 | 0 | 0 | 0 | 0 | 0 | 0 | 0 | 0 | 0 | 0 | 0 | 0 | 0 | 0 | 0 | 0 | 0 | 0 | 0 | 0 | 0.04675 | 0 | 0 | 0 | 0 | 0 | 0 | 0 | 0 | 0 | 2.5
7997_G_WD07 | FRCC | Florida | 12 | Polk | 105 | 7997 | WD07 | Winston | 25000 | 2001 | 9999 | Combustion Turbine | [5 empty] | Fossil | G | 2025 | Oil |  | 0 | 0 | 0 | 0 | 0 | 0 | 0 | 0 | 0 | 0 | 0 | 0 | 0 | 0 | 0 | 0 | 0 | 0 | 0 | 0 | 0 | 0 | 0 | 0 | 0 | 0 | 0 | 0 | 0 | 0 | 0 | 0 | 0 | 0 | 0 | 0 | 0 | 0 | 0 | 0 | 0.04675 | 0 | 0 | 0 | 0 | 0 | 0 | 0 | 0 | 0 | 2.5
7997_G_WD06 | FRCC | Florida | 12 | Polk | 105 | 7997 | WD06 | Winston | 25000 | 2001 | 9999 | Combustion Turbine | [5 empty] | Fossil | G | 2025 | Oil |  | 0 | 0 | 0 | 0 | 0 | 0 | 0 | 0 | 0 | 0 | 0 | 0 | 0 | 0 | 0 | 0 | 0 | 0 | 0 | 0 | 0 | 0 | 0 | 0 | 0 | 0 | 0 | 0 | 0 | 0 | 0 | 0 | 0 | 0 | 0 | 0 | 0 | 0 | 0 | 0 | 0.04675 | 0 | 0 | 0 | 0 | 0 | 0 | 0 | 0 | 0 | 2.5
7997_G_WD05 | FRCC | Florida | 12 | Polk | 105 | 7997 | WD05 | Winston | 25000 | 2001 | 9999 | Combustion Turbine | [5 empty] | Fossil | G | 2025 | Oil |  | 0 | 0 | 0 | 0 | 0 | 0 | 0 | 0 | 0 | 0 | 0 | 0 | 0 | 0 | 0 | 0 | 0 | 0 | 0 | 0 | 0 | 0 | 0 | 0 | 0 | 0 | 0 | 0 | 0 | 0 | 0 | 0 | 0 | 0 | 0 | 0 | 0 | 0 | 0 | 0 | 0.04675 | 0 | 0 | 0 | 0 | 0 | 0 | 0 | 0 | 0 | 2.5
7997_G_WD04 | FRCC | Florida | 12 | Polk | 105 | 7997 | WD04 | Winston | 25000 | 2001 | 9999 | Combustion Turbine |  |  | SCR |  |  | Fossil | G | 2025 | Oil |  | 0 | 0 | 0 | 0 | 0 | 0 | 0 | 0 | 0 | 0 | 0 | 0 | 0 | 0 | 0 | 0 | 0 | 0 | 0 | 0 | 0 | 0 | 0 | 0 | 0 | 0 | 0 | 0 | 0 | 0 | 0 | 0 | 0 | 0 | 0 | 0 | 0 | 0 | 0 | 0 | 0.051805 | 0 | 0 | 0 | 0 | 0 | 0 | 0 | 0 | 0 | 2.5 | SCR
7997_G_WD03 | FRCC | Florida | 12 | Polk | 105 | 7997 | WD03 | Winston | 25000 | 2001 | 9999 | Combustion Turbine |  |  | SCR |  |  | Fossil | G | 2025 | Oil |  | 0 | 0 | 0 | 0 | 0 | 0 | 0 | 0 | 0 | 0 | 0 | 0 | 0 | 0 | 0 | 0 | 0 | 0 | 0 | 0 | 0 | 0 | 0 | 0 | 0 | 0 | 0 | 0 | 0 | 0 | 0 | 0 | 0 | 0 | 0 | 0 | 0 | 0 | 0 | 0 | 0.051805 | 0 | 0 | 0 | 0 | 0 | 0 | 0 | 0 | 0 | 2.5 | SCR
7997_G_WD02 | FRCC | Florida | 12 | Polk | 105 | 7997 | WD02 | Winston | 25000 | 2001 | 9999 | Combustion Turbine |  |  | SCR |  |  | Fossil | G | 2025 | Oil |  | 0 | 0 | 0 | 0 | 0 | 0 | 0 | 0 | 0 | 0 | 0 | 0 | 0 | 0 | 0 | 0 | 0 | 0 | 0 | 0 | 0 | 0 | 0 | 0 | 0 | 0 | 0 | 0 | 0 | 0 | 0 | 0 | 0 | 0 | 0 | 0 | 0 | 0 | 0 | 0 | 0.051805 | 0 | 0 | 0 | 0 | 0 | 0 | 0 | 0 | 0 | 2.5 | SCR
7997_G_WD01 | FRCC | Florida | 12 | Polk | 105 | 7997 | WD01 | Winston | 25000 | 2001 | 9999 | Combustion Turbine |  |  | SCR |  |  | Fossil | G | 2025 | Oil |  | 0 | 0 | 0 | 0 | 0 | 0 | 0 | 0 | 0 | 0 | 0 | 0 | 0 | 0 | 0 | 0 | 0 | 0 | 0 | 0 | 0 | 0 | 0 | 0 | 0 | 0 | 0 | 0 | 0 | 0 | 0 | 0 | 0 | 0 | 0 | 0 | 0 | 0 | 0 | 0 | 0.051805 | 0 | 0 | 0 | 0 | 0 | 0 | 0 | 0 | 0 | 2.5 | SCR
7995_G_IC4 | WECC_CO | Colorado | 8 | Pueblo | 101 | 7995 | IC4 | Airport Industrial | 12822 | 2002 | 9999 | Combustion Turbine | [5 empty] | Fossil | G | 2025 | Oil |  | 0 | 0 | 0 | 0 | 0 | 0 | 0 | 0 | 0 | 0 | 0 | 0 | 0 | 0 | 0 | 0 | 0 | 0 | 0 | 0 | 0 | 0 | 0 | 0 | 0 | 0 | 0 | 0 | 0 | 0 | 0 | 0 | 0 | 0 | 0 | 0 | 0 | 0 | 0 | 0 | 0.04675 | 0 | 0 | 0 | 0 | 0 | 0 | 0 | 0 | 0 | 2.5
7995_G_IC3 | WECC_CO | Colorado | 8 | Pueblo | 101 | 7995 | IC3 | Airport Industrial | 12822 | 2002 | 9999 | Combustion Turbine | [5 empty] | Fossil | G | 2025 | Oil |  | 0 | 0 | 0 | 0 | 0 | 0 | 0 | 0 | 0 | 0 | 0 | 0 | 0 | 0 | 0 | 0 | 0 | 0 | 0 | 0 | 0 | 0 | 0 | 0 | 0 | 0 | 0 | 0 | 0 | 0 | 0 | 0 | 0 | 0 | 0 | 0 | 0 | 0 | 0 | 0 | 0.04675 | 0 | 0 | 0 | 0 | 0 | 0 | 0 | 0 | 0 | 2.5
7995_G_IC2 | WECC_CO | Colorado | 8 | Pueblo | 101 | 7995 | IC2 | Airport Industrial | 12822 | 2002 | 9999 | Combustion Turbine | [5 empty] | Fossil | G | 2025 | Oil |  | 0 | 0 | 0 | 0 | 0 | 0 | 0 | 0 | 0 | 0 | 0 | 0 | 0 | 0 | 0 | 0 | 0 | 0 | 0 | 0 | 0 | 0 | 0 | 0 | 0 | 0 | 0 | 0 | 0 | 0 | 0 | 0 | 0 | 0 | 0 | 0 | 0 | 0 | 0 | 0 | 0.04675 | 0 | 0 | 0 | 0 | 0 | 0 | 0 | 0 | 0 | 2.5
7995_G_IC1 | WECC_CO | Colorado | 8 | Pueblo | 101 | 7995 | IC1 | Airport Industrial | 12822 | 2002 | 9999 | Combustion Turbine | [5 empty] | Fossil | G | 2025 | Oil |  | 0 | 0 | 0 | 0 | 0 | 0 | 0 | 0 | 0 | 0 | 0 | 0 | 0 | 0 | 0 | 0 | 0 | 0 | 0 | 0 | 0 | 0 | 0 | 0 | 0 | 0 | 0 | 0 | 0 | 0 | 0 | 0 | 0 | 0 | 0 | 0 | 0 | 0 | 0 | 0 | 0.04675 | 0 | 0 | 0 | 0 | 0 | 0 | 0 | 0 | 0 | 2.5
7991_G_STG1 | MIS_WUMS | Wisconsin | 55 | Dane | 25 | 7991 | STG1 | West Campus Cogeneration Facility | 10554 | 2005 | 9999 | Combined Cycle |  |  | SCR | H2O |  | Fossil | G | 2025 | NaturalGas |  | 0.10678 | 0.021561 | 0.31077 | 0.43911 | 0 | 0 | 0 | 0 | 0 | 0 | 0 | 0 | 0 | 0 | 0 | 0 | 10.1172 | 2.0429 | 29.4459 | 41.606 | 6.8821 | 1.3897 | 20.0301 | 28.3018 | 8.2305e-09 | 1.6619e-09 | 2.3973e-08 | 3.3866e-08 | 0.00082292 | 0.00016617 | 0.0023951 | 0.0033842 | 0 | 0 | 0 | 0 | 0 | 0 | 0 | 0 | 1.8296 | 0.039085 | 0.0079864 | 0.11331 | 0.16038 | 0.40008 | 0.077335 | 1.1085 | 1.5859 | 0 | 59.9 | SCR
7991_G_CT2 | MIS_WUMS | Wisconsin | 55 | Dane | 25 | 7991 | CT2 | West Campus Cogeneration Facility | 10554 | 2005 | 9999 | Combined Cycle |  |  | SCR |  |  | Fossil | G | 2025 | NaturalGas |  | 0.057399 | 0.01159 | 0.16706 | 0.23605 | 0 | 0 | 0 | 0 | 0 | 0 | 0 | 0 | 0 | 0 | 0 | 0 | 5.4386 | 1.0982 | 15.829 | 22.3658 | 3.6995 | 0.74702 | 10.7674 | 15.214 | 4.4244e-09 | 8.9339e-10 | 1.2887e-08 | 1.8205e-08 | 0.00044237 | 8.9325e-05 | 0.0012875 | 0.0018192 | 0 | 0 | 0 | 0 | 0 | 0 | 0 | 0 | 0.98353 | 0.021011 | 0.0042932 | 0.060909 | 0.086213 | 0.21507 | 0.041572 | 0.59587 | 0.85251 | 0 | 32.2 | SCR
7991_G_1 | MIS_WUMS | Wisconsin | 55 | Dane | 25 | 7991 | 1 | West Campus Cogeneration Facility | 10554 | 2005 | 9999 | Combined Cycle |  |  | SCR |  |  | Fossil | G | 2025 | NaturalGas |  | 0.057578 | 0.011626 | 0.16758 | 0.23678 | 0 | 0 | 0 | 0 | 0 | 0 | 0 | 0 | 0 | 0 | 0 | 0 | 5.4555 | 1.1016 | 15.8782 | 22.4353 | 3.711 | 0.74934 | 10.8009 | 15.2613 | 4.4381e-09 | 8.9616e-10 | 1.2927e-08 | 1.8261e-08 | 0.00044375 | 8.9602e-05 | 0.0012915 | 0.0018249 | 0 | 0 | 0 | 0 | 0 | 0 | 0 | 0 | 0.98659 | 0.021076 | 0.0043065 | 0.061098 | 0.08648 | 0.21573 | 0.041701 | 0.59772 | 0.85516 | 0 | 32.3 | SCR
7990_G_4 | MIS_IL | Illinois | 17 | Effingham | 49 | 7990 | 4 | Altamont | 10840 | 2006 | 9999 | Combustion Turbine | [5 empty] | Fossil | G | 2025 | Oil |  | 0 | 0 | 0 | 0 | 0 | 0 | 0 | 0 | 0 | 0 | 0 | 0 | 0 | 0 | 0 | 0 | 0 | 0 | 0 | 0 | 0 | 0 | 0 | 0 | 0 | 0 | 0 | 0 | 0 | 0 | 0 | 0 | 0 | 0 | 0 | 0 | 0 | 0 | 0 | 0 | 0.03366 | 0 | 0 | 0 | 0 | 0 | 0 | 0 | 0 | 0 | 1.8
7990_G_3 | MIS_IL | Illinois | 17 | Effingham | 49 | 7990 | 3 | Altamont | 10840 | 2002 | 9999 | Combustion Turbine | [5 empty] | Fossil | G | 2025 | Oil |  | 0 | 0 | 0 | 0 | 0 | 0 | 0 | 0 | 0 | 0 | 0 | 0 | 0 | 0 | 0 | 0 | 0 | 0 | 0 | 0 | 0 | 0 | 0 | 0 | 0 | 0 | 0 | 0 | 0 | 0 | 0 | 0 | 0 | 0 | 0 | 0 | 0 | 0 | 0 | 0 | 0.03366 | 0 | 0 | 0 | 0 | 0 | 0 | 0 | 0 | 0 | 1.8
7990_G_2 | MIS_IL | Illinois | 17 | Effingham | 49 | 7990 | 2 | Altamont | 10840 | 2002 | 9999 | Combustion Turbine | [5 empty] | Fossil | G | 2025 | Oil |  | 0 | 0 | 0 | 0 | 0 | 0 | 0 | 0 | 0 | 0 | 0 | 0 | 0 | 0 | 0 | 0 | 0 | 0 | 0 | 0 | 0 | 0 | 0 | 0 | 0 | 0 | 0 | 0 | 0 | 0 | 0 | 0 | 0 | 0 | 0 | 0 | 0 | 0 | 0 | 0 | 0.03366 | 0 | 0 | 0 | 0 | 0 | 0 | 0 | 0 | 0 | 1.8
7990_G_1 | MIS_IL | Illinois | 17 | Effingham | 49 | 7990 | 1 | Altamont | 10745 | 2002 | 9999 | Combustion Turbine | [5 empty] | Fossil | G | 2025 | Oil |  | 0 | 0 | 0 | 0 | 0 | 0 | 0 | 0 | 0 | 0 | 0 | 0 | 0 | 0 | 0 | 0 | 0 | 0 | 0 | 0 | 0 | 0 | 0 | 0 | 0 | 0 | 0 | 0 | 0 | 0 | 0 | 0 | 0 | 0 | 0 | 0 | 0 | 0 | 0 | 0 | 0.03366 | 0 | 0 | 0 | 0 | 0 | 0 | 0 | 0 | 0 | 1.8
7989_G_3 | MIS_D_MS | Mississippi | 28 | Smith | 129 | 7989 | 3 | Sylvarena | 10814 | 2003 | 9999 | Combustion Turbine |  |  |  | H2O |  | Fossil | G | 2025 | NaturalGas |  | 0 | 0 | 0.014215 | 0.014215 | 0 | 0 | 0 | 0 | 0 | 0 | 0 | 0 | 0 | 0 | 0 | 0 | 0 | 0 | 1.3145 | 1.3145 | 0 | 0 | 0.83217 | 0.83217 | 0 | 0 | 9.9467e-10 | 9.9467e-10 | 0 | 0 | 0.00061614 | 0.00061614 | 0 | 0 | 0 | 0 | 0 | 0 | 0 | 0 | 0.8041 | 0 | 0 | 0.020636 | 0.020636 | 0 | 0 | 0.053121 | 0.053121 | 0 | 43
7989_G_2 | MIS_D_MS | Mississippi | 28 | Smith | 129 | 7989 | 2 | Sylvarena | 10814 | 2003 | 9999 | Combustion Turbine |  |  |  | H2O |  | Fossil | G | 2025 | NaturalGas |  | 0 | 0 | 0.014215 | 0.014215 | 0 | 0 | 0 | 0 | 0 | 0 | 0 | 0 | 0 | 0 | 0 | 0 | 0 | 0 | 1.3145 | 1.3145 | 0 | 0 | 0.83217 | 0.83217 | 0 | 0 | 9.9467e-10 | 9.9467e-10 | 0 | 0 | 0.00063171 | 0.00063171 | 0 | 0 | 0 | 0 | 0 | 0 | 0 | 0 | 0.8041 | 0 | 0 | 0.020636 | 0.020636 | 0 | 0 | 0.053121 | 0.053121 | 0 | 43
7989_G_1 | MIS_D_MS | Mississippi | 28 | Smith | 129 | 7989 | 1 | Sylvarena | 10814 | 2003 | 9999 | Combustion Turbine |  |  |  | H2O |  | Fossil | G | 2025 | NaturalGas |  | 0 | 0 | 0.014215 | 0.014215 | 0 | 0 | 0 | 0 | 0 | 0 | 0 | 0 | 0 | 0 | 0 | 0 | 0 | 0 | 1.3145 | 1.3145 | 0 | 0 | 0.83217 | 0.83217 | 0 | 0 | 9.9467e-10 | 9.9467e-10 | 0 | 0 | 0.00062432 | 0.00062432 | 0 | 0 | 0 | 0 | 0 | 0 | 0 | 0 | 0.8041 | 0 | 0 | 0.020636 | 0.020636 | 0 | 0 | 0.053121 | 0.053121 | 0 | 43
7988_G_3 | MIS_D_MS | Mississippi | 28 | Jefferson Davis | 65 | 7988 | 3 | Silver Creek | 12480 | 2005 | 9999 | Combustion Turbine |  |  |  | DLNB |  | Fossil | G | 2025 | NaturalGas |  | 0 | 0 | 0 | 0 | 0 | 0 | 0 | 0 | 0 | 0 | 0 | 0 | 0 | 0 | 0 | 0 | 0 | 0 | 0 | 0 | 0 | 0 | 0 | 0 | 0 | 0 | 0 | 0 | 0 | 0 | 0 | 0 | 0 | 0 | 0 | 0 | 0 | 0 | 0 | 0 | 1.4025 | 0 | 0 | 0 | 0 | 0 | 0 | 0 | 0 | 0 | 75
7988_G_2 | MIS_D_MS | Mississippi | 28 | Jefferson Davis | 65 | 7988 | 2 | Silver Creek | 12480 | 2004 | 9999 | Combustion Turbine |  |  |  | DLNB |  | Fossil | G | 2025 | NaturalGas |  | 0 | 0 | 0 | 0 | 0 | 0 | 0 | 0 | 0 | 0 | 0 | 0 | 0 | 0 | 0 | 0 | 0 | 0 | 0 | 0 | 0 | 0 | 0 | 0 | 0 | 0 | 0 | 0 | 0 | 0 | 0 | 0 | 0 | 0 | 0 | 0 | 0 | 0 | 0 | 0 | 1.4025 | 0 | 0 | 0 | 0 | 0 | 0 | 0 | 0 | 0 | 75
7988_G_1 | MIS_D_MS | Mississippi | 28 | Jefferson Davis | 65 | 7988 | 1 | Silver Creek | 12480 | 2003 | 9999 | Combustion Turbine |  |  |  | DLNB |  | Fossil | G | 2025 | NaturalGas |  | 0 | 0 | 0 | 0 | 0 | 0 | 0 | 0 | 0 | 0 | 0 | 0 | 0 | 0 | 0 | 0 | 0 | 0 | 0 | 0 | 0 | 0 | 0 | 0 | 0 | 0 | 0 | 0 | 0 | 0 | 0 | 0 | 0 | 0 | 0 | 0 | 0 | 0 | 0 | 0 | 1.4025 | 0 | 0 | 0 | 0 | 0 | 0 | 0 | 0 | 0 | 75
7987_G_L1 | WEC_LADW | California | 6 | Los Angeles | 37 | 7987 | L1 | Lake One | 11320 | 2002 | 9999 | Combustion Turbine |  |  | SCR | H2O |  | Fossil | G | 2025 | NaturalGas |  | 0 | 0 | 0 | 0 | 0 | 0 | 0 | 0 | 0 | 0 | 0 | 0 | 0 | 0 | 0 | 0 | 0 | 0 | 0 | 0 | 0 | 0 | 0 | 0 | 0 | 0 | 0 | 0 | 0 | 0 | 0 | 0 | 0 | 0 | 0 | 0 | 0 | 0 | 0 | 0 | 0.99466 | 0 | 0 | 0 | 0 | 0 | 0 | 0 | 0 | 0 | 48 | SCR
7985_G_ST1 | MIS_MIDA | Iowa | 19 | Polk | 153 | 7985 | ST1 | Greater Des Moines | 7615 | 2004 | 9999 | Combined Cycle |  |  | SCR | DLNB |  | Fossil | G | 2025 | NaturalGas |  | 1.4775 | 0.08627 | 1.9857 | 3.5494 | 0 | 0 | 0 | 0 | 0 | 0 | 0 | 0 | 0 | 0 | 0 | 0 | 194.0257 | 11.3289 | 260.7568 | 466.1114 | 86.4932 | 5.0502 | 116.2407 | 207.7841 | 1.0341e-07 | 6.0379e-09 | 1.39e-07 | 2.4845e-07 | 0.0070329 | 0.00041064 | 0.0094517 | 0.016895 | 0 | 0 | 0 | 0 | 0 | 0 | 0 | 0 | 5.3942 | 0.46422 | 0.044172 | 0.80158 | 1.31 | 5.728 | 0.31634 | 7.2215 | 13.2659 | 0 | 176.6 | SCR
7985_G_GT2 | MIS_MIDA | Iowa | 19 | Polk | 153 | 7985 | GT2 | Greater Des Moines | 7615 | 2003 | 9999 | Combined Cycle |  |  | SCR | DLNB |  | Fossil | G | 2025 | NaturalGas |  | 1.3127 | 0.076646 | 1.7642 | 3.1535 | 0 | 0 | 0 | 0 | 0 | 0 | 0 | 0 | 0 | 0 | 0 | 0 | 172.3818 | 10.0652 | 231.669 | 414.1159 | 76.8447 | 4.4869 | 103.2739 | 184.6055 | 9.1873e-08 | 5.3644e-09 | 1.235e-07 | 2.2073e-07 | 0.0062484 | 0.00036483 | 0.0083974 | 0.015011 | 0 | 0 | 0 | 0 | 0 | 0 | 0 | 0 | 4.7924 | 0.41243 | 0.039245 | 0.71216 | 1.1638 | 5.0891 | 0.28105 | 6.416 | 11.7861 | 0 | 156.9 | SCR
7985_G_GT1 | MIS_MIDA | Iowa | 19 | Polk | 153 | 7985 | GT1 | Greater Des Moines | 7615 | 2003 | 9999 | Combined Cycle |  |  | SCR | DLNB |  | Fossil | G | 2025 | NaturalGas |  | 1.218 | 0.077721 | 1.7889 | 3.0846 | 0 | 0 | 0 | 0 | 0 | 0 | 0 | 0 | 0 | 0 | 0 | 0 | 159.9447 | 10.2063 | 234.9174 | 405.0684 | 71.3005 | 4.5498 | 104.722 | 180.5722 | 8.5236e-08 | 5.439e-09 | 1.2528e-07 | 2.1596e-07 | 0.0057975 | 0.00036994 | 0.0085152 | 0.014683 | 0 | 0 | 0 | 0 | 0 | 0 | 0 | 0 | 4.8596 | 0.41437 | 0.039795 | 0.72215 | 1.1763 | 4.7219 | 0.28499 | 6.5059 | 11.5128 | 0 | 159.1 | SCR
7984_G_001 | MIS_LMI | Michigan | 26 | Kalkaska | 79 | 7984 | 001 | Kalkaska CT #1 | 10745 | 2002 | 9999 | Combustion Turbine |  |  |  | H2O |  | Fossil | G | 2025 | NaturalGas |  | 0 | 0 | 0.23419 | 0.23419 | 0 | 0 | 0 | 0 | 0 | 0 | 0 | 0 | 0 | 0 | 0 | 0 | 0 | 0 | 21.7955 | 21.7955 | 0 | 0 | 13.7096 | 13.7096 | 0 | 0 | 1.6396e-08 | 1.6396e-08 | 0 | 0 | 0.0087588 | 0.0087588 | 0 | 0 | 0 | 0 | 0 | 0 | 0 | 0 | 0.83402 | 0 | 0 | 0.20526 | 0.20526 | 0 | 0 | 0.84001 | 0.84001 | 0 | 44.6
7982_G_5 | MIS_MNWI | Minnesota | 27 | Redwood | 127 | 7982 | 5 | South Generation | 11532 | 2003 | 9999 | Combustion Turbine | [5 empty] | Fossil | G | 2025 | Oil |  | 0 | 0 | 0 | 0 | 0 | 0 | 0 | 0 | 0 | 0 | 0 | 0 | 0 | 0 | 0 | 0 | 0 | 0 | 0 | 0 | 0 | 0 | 0 | 0 | 0 | 0 | 0 | 0 | 0 | 0 | 0 | 0 | 0 | 0 | 0 | 0 | 0 | 0 | 0 | 0 | 0.04114 | 0 | 0 | 0 | 0 | 0 | 0 | 0 | 0 | 0 | 2.2
7982_G_4 | MIS_MNWI | Minnesota | 27 | Redwood | 127 | 7982 | 4 | South Generation | 11502 | 2003 | 9999 | Combustion Turbine | [5 empty] | Fossil | G | 2025 | Oil |  | 0 | 0 | 0 | 0 | 0 | 0 | 0 | 0 | 0 | 0 | 0 | 0 | 0 | 0 | 0 | 0 | 0 | 0 | 0 | 0 | 0 | 0 | 0 | 0 | 0 | 0 | 0 | 0 | 0 | 0 | 0 | 0 | 0 | 0 | 0 | 0 | 0 | 0 | 0 | 0 | 0.0374 | 0 | 0 | 0 | 0 | 0 | 0 | 0 | 0 | 0 | 2
7982_G_3 | MIS_MNWI | Minnesota | 27 | Redwood | 127 | 7982 | 3 | South Generation | 11502 | 2003 | 9999 | Combustion Turbine | [5 empty] | Fossil | G | 2025 | Oil |  | 0 | 0 | 0 | 0 | 0 | 0 | 0 | 0 | 0 | 0 | 0 | 0 | 0 | 0 | 0 | 0 | 0 | 0 | 0 | 0 | 0 | 0 | 0 | 0 | 0 | 0 | 0 | 0 | 0 | 0 | 0 | 0 | 0 | 0 | 0 | 0 | 0 | 0 | 0 | 0 | 0.0374 | 0 | 0 | 0 | 0 | 0 | 0 | 0 | 0 | 0 | 2
7981_G_8 | S_VACA | South Carolina | 45 | Cherokee | 21 | 7981 | 8 | Mill Creek (SC) | 12876 | 2003 | 9999 | Combustion Turbine |  |  |  | DLNB + H2O |  | Fossil | G | 2025 | NaturalGas |  | 0.016689 | 0 | 0.15317 | 0.16986 | 0 | 0 | 0 | 0 | 0 | 0 | 0 | 0 | 0 | 0 | 0 | 0 | 1.2962 | 0 | 11.8957 | 13.1919 | 0.977 | 0 | 8.9665 | 9.9435 | 1.1709e-09 | 0 | 1.0725e-08 | 1.1896e-08 | 0.000387 | 0 | 0.0035518 | 0.0039388 | 0 | 0 | 0 | 0 | 0 | 0 | 0 | 0 | 1.3277 | 0.020348 | 0 | 0.16315 | 0.1835 | 0.067038 | 0 | 0.59534 | 0.66238 | 0 | 71
7981_G_7 | S_VACA | South Carolina | 45 | Cherokee | 21 | 7981 | 7 | Mill Creek (SC) | 12876 | 2003 | 9999 | Combustion Turbine |  |  |  | DLNB + H2O |  | Fossil | G | 2025 | NaturalGas |  | 0.016454 | 0 | 0.15101 | 0.16747 | 0 | 0 | 0 | 0 | 0 | 0 | 0 | 0 | 0 | 0 | 0 | 0 | 1.2779 | 0 | 11.7282 | 13.0061 | 0.96323 | 0 | 8.8403 | 9.8035 | 1.1544e-09 | 0 | 1.0574e-08 | 1.1728e-08 | 0.00039858 | 0 | 0.003658 | 0.0040566 | 0 | 0 | 0 | 0 | 0 | 0 | 0 | 0 | 1.309 | 0.020061 | 0 | 0.16085 | 0.18091 | 0.066094 | 0 | 0.58696 | 0.65305 | 0 | 70
7981_G_6 | S_VACA | South Carolina | 45 | Cherokee | 21 | 7981 | 6 | Mill Creek (SC) | 12876 | 2003 | 9999 | Combustion Turbine |  |  |  | DLNB + H2O |  | Fossil | G | 2025 | NaturalGas |  | 0.016689 | 0 | 0.15317 | 0.16986 | 0 | 0 | 0 | 0 | 0 | 0 | 0 | 0 | 0 | 0 | 0 | 0 | 1.2962 | 0 | 11.8957 | 13.1919 | 0.977 | 0 | 8.9665 | 9.9435 | 1.1709e-09 | 0 | 1.0725e-08 | 1.1896e-08 | 0.00043923 | 0 | 0.0040311 | 0.0044704 | 0 | 0 | 0 | 0 | 0 | 0 | 0 | 0 | 1.3277 | 0.020348 | 0 | 0.16315 | 0.1835 | 0.067038 | 0 | 0.59534 | 0.66238 | 0 | 71
7981_G_5 | S_VACA | South Carolina | 45 | Cherokee | 21 | 7981 | 5 | Mill Creek (SC) | 12876 | 2003 | 9999 | Combustion Turbine |  |  |  | DLNB + H2O |  | Fossil | G | 2025 | NaturalGas |  | 0.016219 | 0 | 0.14885 | 0.16507 | 0 | 0 | 0 | 0 | 0 | 0 | 0 | 0 | 0 | 0 | 0 | 0 | 1.2596 | 0 | 11.5606 | 12.8203 | 0.94947 | 0 | 8.714 | 9.6634 | 1.1379e-09 | 0 | 1.0423e-08 | 1.1561e-08 | 0.00039856 | 0 | 0.0036579 | 0.0040564 | 0 | 0 | 0 | 0 | 0 | 0 | 0 | 0 | 1.2903 | 0.019775 | 0 | 0.15855 | 0.17833 | 0.06515 | 0 | 0.57857 | 0.64372 | 0 | 69
7981_G_4 | S_VACA | South Carolina | 45 | Cherokee | 21 | 7981 | 4 | Mill Creek (SC) | 12876 | 2002 | 9999 | Combustion Turbine |  |  |  | DLNB + H2O |  | Fossil | G | 2025 | NaturalGas |  | 0.016454 | 0 | 0.15101 | 0.16747 | 0 | 0 | 0 | 0 | 0 | 0 | 0 | 0 | 0 | 0 | 0 | 0 | 1.2779 | 0 | 11.7282 | 13.0061 | 0.96323 | 0 | 8.8403 | 9.8035 | 1.1544e-09 | 0 | 1.0574e-08 | 1.1728e-08 | 0.00045468 | 0 | 0.0041729 | 0.0046276 | 0 | 0 | 0 | 0 | 0 | 0 | 0 | 0 | 1.309 | 0.020061 | 0 | 0.16085 | 0.18091 | 0.066094 | 0 | 0.58696 | 0.65305 | 0 | 70
7981_G_3 | S_VACA | South Carolina | 45 | Cherokee | 21 | 7981 | 3 | Mill Creek (SC) | 12876 | 2002 | 9999 | Combustion Turbine |  |  |  | DLNB + H2O |  | Fossil | G | 2025 | NaturalGas |  | 0.016689 | 0 | 0.15317 | 0.16986 | 0 | 0 | 0 | 0 | 0 | 0 | 0 | 0 | 0 | 0 | 0 | 0 | 1.2962 | 0 | 11.8957 | 13.1919 | 0.977 | 0 | 8.9665 | 9.9435 | 1.1709e-09 | 0 | 1.0725e-08 | 1.1896e-08 | 0.00042613 | 0 | 0.0039109 | 0.004337 | 0 | 0 | 0 | 0 | 0 | 0 | 0 | 0 | 1.3277 | 0.020348 | 0 | 0.16315 | 0.1835 | 0.067038 | 0 | 0.59534 | 0.66238 | 0 | 71
7981_G_2 | S_VACA | South Carolina | 45 | Cherokee | 21 | 7981 | 2 | Mill Creek (SC) | 12876 | 2002 | 9999 | Combustion Turbine |  |  |  | DLNB + H2O |  | Fossil | G | 2025 | NaturalGas |  | 0.016454 | 0 | 0.15101 | 0.16747 | 0 | 0 | 0 | 0 | 0 | 0 | 0 | 0 | 0 | 0 | 0 | 0 | 1.2779 | 0 | 11.7282 | 13.0061 | 0.96323 | 0 | 8.8403 | 9.8035 | 1.1544e-09 | 0 | 1.0574e-08 | 1.1728e-08 | 0.00041478 | 0 | 0.0038068 | 0.0042215 | 0 | 0 | 0 | 0 | 0 | 0 | 0 | 0 | 1.309 | 0.020061 | 0 | 0.16085 | 0.18091 | 0.066094 | 0 | 0.58696 | 0.65305 | 0 | 70
7981_G_1 | S_VACA | South Carolina | 45 | Cherokee | 21 | 7981 | 1 | Mill Creek (SC) | 12876 | 2002 | 9999 | Combustion Turbine |  |  |  | DLNB + H2O |  | Fossil | G | 2025 | NaturalGas |  | 0.016689 | 0 | 0.15317 | 0.16986 | 0 | 0 | 0 | 0 | 0 | 0 | 0 | 0 | 0 | 0 | 0 | 0 | 1.2962 | 0 | 11.8957 | 13.1919 | 0.977 | 0 | 8.9665 | 9.9435 | 1.1709e-09 | 0 | 1.0725e-08 | 1.1896e-08 | 0.00045767 | 0 | 0.0042004 | 0.0046581 | 0 | 0 | 0 | 0 | 0 | 0 | 0 | 0 | 1.3277 | 0.020348 | 0 | 0.16315 | 0.1835 | 0.067038 | 0 | 0.59534 | 0.66238 | 0 | 71
7977_G_3 | MIS_MNWI | Minnesota | 27 | Yellow Medicine | 173 | 7977 | 3 | Granite Falls 2 | 23032 | 2003 | 9999 | Combustion Turbine | [5 empty] | Fossil | G | 2025 | Oil |  | 0 | 0 | 0 | 0 | 0 | 0 | 0 | 0 | 0 | 0 | 0 | 0 | 0 | 0 | 0 | 0 | 0 | 0 | 0 | 0 | 0 | 0 | 0 | 0 | 0 | 0 | 0 | 0 | 0 | 0 | 0 | 0 | 0 | 0 | 0 | 0 | 0 | 0 | 0 | 0 | 0.0374 | 0 | 0 | 0 | 0 | 0 | 0 | 0 | 0 | 0 | 2
7977_G_2 | MIS_MNWI | Minnesota | 27 | Yellow Medicine | 173 | 7977 | 2 | Granite Falls 2 | 23032 | 2003 | 9999 | Combustion Turbine | [5 empty] | Fossil | G | 2025 | Oil |  | 0 | 0 | 0 | 0 | 0 | 0 | 0 | 0 | 0 | 0 | 0 | 0 | 0 | 0 | 0 | 0 | 0 | 0 | 0 | 0 | 0 | 0 | 0 | 0 | 0 | 0 | 0 | 0 | 0 | 0 | 0 | 0 | 0 | 0 | 0 | 0 | 0 | 0 | 0 | 0 | 0.0374 | 0 | 0 | 0 | 0 | 0 | 0 | 0 | 0 | 0 | 2
7977_G_1 | MIS_MNWI | Minnesota | 27 | Yellow Medicine | 173 | 7977 | 1 | Granite Falls 2 | 18902 | 2003 | 9999 | Combustion Turbine | [5 empty] | Fossil | G | 2025 | Oil |  | 0 | 0 | 0 | 0 | 0 | 0 | 0 | 0 | 0 | 0 | 0 | 0 | 0 | 0 | 0 | 0 | 0 | 0 | 0 | 0 | 0 | 0 | 0 | 0 | 0 | 0 | 0 | 0 | 0 | 0 | 0 | 0 | 0 | 0 | 0 | 0 | 0 | 0 | 0 | 0 | 0.0374 | 0 | 0 | 0 | 0 | 0 | 0 | 0 | 0 | 0 | 2
7976_G_9 | SPP_N | Kansas | 20 | Sedgwick | 173 | 7976 | 9 | Mulvane 2 | 10745 | 2003 | 9999 | Combustion Turbine | [5 empty] | Fossil | G | 2025 | Oil |  | 0 | 0 | 0 | 0 | 0 | 0 | 0 | 0 | 0 | 0 | 0 | 0 | 0 | 0 | 0 | 0 | 0 | 0 | 0 | 0 | 0 | 0 | 0 | 0 | 0 | 0 | 0 | 0 | 0 | 0 | 0 | 0 | 0 | 0 | 0 | 0 | 0 | 0 | 0 | 0 | 0.0187 | 0 | 0 | 0 | 0 | 0 | 0 | 0 | 0 | 0 | 1
7976_G_11 | SPP_N | Kansas | 20 | Sedgwick | 173 | 7976 | 11 | Mulvane 2 | 10745 | 2003 | 9999 | Combustion Turbine | [5 empty] | Fossil | G | 2025 | Oil |  | 0 | 0 | 0 | 0 | 0 | 0 | 0 | 0 | 0 | 0 | 0 | 0 | 0 | 0 | 0 | 0 | 0 | 0 | 0 | 0 | 0 | 0 | 0 | 0 | 0 | 0 | 0 | 0 | 0 | 0 | 0 | 0 | 0 | 0 | 0 | 0 | 0 | 0 | 0 | 0 | 0.07106 | 0 | 0 | 0 | 0 | 0 | 0 | 0 | 0 | 0 | 3.8
7976_G_10 | SPP_N | Kansas | 20 | Sedgwick | 173 | 7976 | 10 | Mulvane 2 | 10745 | 2003 | 9999 | Combustion Turbine | [5 empty] | Fossil | G | 2025 | Oil |  | 0 | 0 | 0 | 0 | 0 | 0 | 0 | 0 | 0 | 0 | 0 | 0 | 0 | 0 | 0 | 0 | 0 | 0 | 0 | 0 | 0 | 0 | 0 | 0 | 0 | 0 | 0 | 0 | 0 | 0 | 0 | 0 | 0 | 0 | 0 | 0 | 0 | 0 | 0 | 0 | 0.07106 | 0 | 0 | 0 | 0 | 0 | 0 | 0 | 0 | 0 | 3.8
7975_G_4 | WECC_NM | New Mexico | 35 | Hidalgo | 23 | 7975 | 4 | Pyramid | 10745 | 2003 | 9999 | Combustion Turbine |  |  |  | H2O |  | Fossil | G | 2025 | Oil |  | 0 | 0 | 0 | 0 | 0 | 0 | 0 | 0 | 0 | 0 | 0 | 0 | 0 | 0 | 0 | 0 | 0 | 0 | 0 | 0 | 0 | 0 | 0 | 0 | 0 | 0 | 0 | 0 | 0 | 0 | 0 | 0 | 0 | 0 | 0 | 0 | 0 | 0 | 0 | 0 | 0.73865 | 0 | 0 | 0 | 0 | 0 | 0 | 0 | 0 | 0 | 39.5
7975_G_3 | WECC_NM | New Mexico | 35 | Hidalgo | 23 | 7975 | 3 | Pyramid | 10745 | 2003 | 9999 | Combustion Turbine |  |  |  | H2O |  | Fossil | G | 2025 | Oil |  | 0 | 0 | 0 | 0 | 0 | 0 | 0 | 0 | 0 | 0 | 0 | 0 | 0 | 0 | 0 | 0 | 0 | 0 | 0 | 0 | 0 | 0 | 0 | 0 | 0 | 0 | 0 | 0 | 0 | 0 | 0 | 0 | 0 | 0 | 0 | 0 | 0 | 0 | 0 | 0 | 0.73865 | 0 | 0 | 0 | 0 | 0 | 0 | 0 | 0 | 0 | 39.5
7975_G_2 | WECC_NM | New Mexico | 35 | Hidalgo | 23 | 7975 | 2 | Pyramid | 10745 | 2003 | 9999 | Combustion Turbine |  |  |  | H2O |  | Fossil | G | 2025 | Oil |  | 0 | 0 | 0 | 0 | 0 | 0 | 0 | 0 | 0 | 0 | 0 | 0 | 0 | 0 | 0 | 0 | 0 | 0 | 0 | 0 | 0 | 0 | 0 | 0 | 0 | 0 | 0 | 0 | 0 | 0 | 0 | 0 | 0 | 0 | 0 | 0 | 0 | 0 | 0 | 0 | 0.73865 | 0 | 0 | 0 | 0 | 0 | 0 | 0 | 0 | 0 | 39.5
7975_G_1 | WECC_NM | New Mexico | 35 | Hidalgo | 23 | 7975 | 1 | Pyramid | 10745 | 2003 | 9999 | Combustion Turbine |  |  |  | H2O |  | Fossil | G | 2025 | Oil |  | 0 | 0 | 0 | 0 | 0 | 0 | 0 | 0 | 0 | 0 | 0 | 0 | 0 | 0 | 0 | 0 | 0 | 0 | 0 | 0 | 0 | 0 | 0 | 0 | 0 | 0 | 0 | 0 | 0 | 0 | 0 | 0 | 0 | 0 | 0 | 0 | 0 | 0 | 0 | 0 | 0.73865 | 0 | 0 | 0 | 0 | 0 | 0 | 0 | 0 | 0 | 39.5
7974_G_WTC2 | SPP_WAUE | South Dakota | 46 | Brule | 15 | 7974 | WTC2 | Chamberlain Wind Project | 0 | 2001 | 9999 | Onshore Wind | [5 empty] | Non-Fossil | G | 2025 | Wind |  | 0 | 0 | 0 | 0 | 0 | 0 | 0 | 0 | 0 | 0 | 0 | 0 | 0 | 0 | 0 | 0 | 1.2215 | 1.7822 | 1.7095 | 4.7132 | 0 | 0 | 0 | 0 | 0 | 0 | 0 | 0 | 0 | 0 | 0 | 0 | 0 | 0 | 0 | 0 | 0 | 0 | 0 | 0 | 0.049375 | 0 | 0 | 0 | 0 | 0 | 0 | 0 | 0 | 0 | 1.2447
7974_G_WTC1 | SPP_WAUE | South Dakota | 46 | Brule | 15 | 7974 | WTC1 | Chamberlain Wind Project | 0 | 2001 | 9999 | Onshore Wind | [5 empty] | Non-Fossil | G | 2025 | Wind |  | 0 | 0 | 0 | 0 | 0 | 0 | 0 | 0 | 0 | 0 | 0 | 0 | 0 | 0 | 0 | 0 | 1.2215 | 1.7822 | 1.7095 | 4.7132 | 0 | 0 | 0 | 0 | 0 | 0 | 0 | 0 | 0 | 0 | 0 | 0 | 0 | 0 | 0 | 0 | 0 | 0 | 0 | 0 | 0.049375 | 0 | 0 | 0 | 0 | 0 | 0 | 0 | 0 | 0 | 1.2447
7973_G_9 | SPP_N | Kansas | 20 | Coffey | 31 | 7973 | 9 | Sharpe | 23347 | 2002 | 9999 | Combustion Turbine | [5 empty] | Fossil | G | 2025 | Oil |  | 0 | 0 | 0 | 0 | 0 | 0 | 0 | 0 | 0 | 0 | 0 | 0 | 0 | 0 | 0 | 0 | 0 | 0 | 0 | 0 | 0 | 0 | 0 | 0 | 0 | 0 | 0 | 0 | 0 | 0 | 0 | 0 | 0 | 0 | 0 | 0 | 0 | 0 | 0 | 0 | 0.0374 | 0 | 0 | 0 | 0 | 0 | 0 | 0 | 0 | 0 | 2
7973_G_8 | SPP_N | Kansas | 20 | Coffey | 31 | 7973 | 8 | Sharpe | 23347 | 2002 | 9999 | Combustion Turbine | [5 empty] | Fossil | G | 2025 | Oil |  | 0 | 0 | 0 | 0 | 0 | 0 | 0 | 0 | 0 | 0 | 0 | 0 | 0 | 0 | 0 | 0 | 0 | 0 | 0 | 0 | 0 | 0 | 0 | 0 | 0 | 0 | 0 | 0 | 0 | 0 | 0 | 0 | 0 | 0 | 0 | 0 | 0 | 0 | 0 | 0 | 0.0374 | 0 | 0 | 0 | 0 | 0 | 0 | 0 | 0 | 0 | 2
7973_G_7 | SPP_N | Kansas | 20 | Coffey | 31 | 7973 | 7 | Sharpe | 23347 | 2002 | 9999 | Combustion Turbine | [5 empty] | Fossil | G | 2025 | Oil |  | 0 | 0 | 0 | 0 | 0 | 0 | 0 | 0 | 0 | 0 | 0 | 0 | 0 | 0 | 0 | 0 | 0 | 0 | 0 | 0 | 0 | 0 | 0 | 0 | 0 | 0 | 0 | 0 | 0 | 0 | 0 | 0 | 0 | 0 | 0 | 0 | 0 | 0 | 0 | 0 | 0.0374 | 0 | 0 | 0 | 0 | 0 | 0 | 0 | 0 | 0 | 2
7973_G_6 | SPP_N | Kansas | 20 | Coffey | 31 | 7973 | 6 | Sharpe | 23347 | 2002 | 9999 | Combustion Turbine | [5 empty] | Fossil | G | 2025 | Oil |  | 0 | 0 | 0 | 0 | 0 | 0 | 0 | 0 | 0 | 0 | 0 | 0 | 0 | 0 | 0 | 0 | 0 | 0 | 0 | 0 | 0 | 0 | 0 | 0 | 0 | 0 | 0 | 0 | 0 | 0 | 0 | 0 | 0 | 0 | 0 | 0 | 0 | 0 | 0 | 0 | 0.0374 | 0 | 0 | 0 | 0 | 0 | 0 | 0 | 0 | 0 | 2
7973_G_5 | SPP_N | Kansas | 20 | Coffey | 31 | 7973 | 5 | Sharpe | 23347 | 2002 | 9999 | Combustion Turbine | [5 empty] | Fossil | G | 2025 | Oil |  | 0 | 0 | 0 | 0 | 0 | 0 | 0 | 0 | 0 | 0 | 0 | 0 | 0 | 0 | 0 | 0 | 0 | 0 | 0 | 0 | 0 | 0 | 0 | 0 | 0 | 0 | 0 | 0 | 0 | 0 | 0 | 0 | 0 | 0 | 0 | 0 | 0 | 0 | 0 | 0 | 0.0374 | 0 | 0 | 0 | 0 | 0 | 0 | 0 | 0 | 0 | 2
7973_G_4 | SPP_N | Kansas | 20 | Coffey | 31 | 7973 | 4 | Sharpe | 23347 | 2002 | 9999 | Combustion Turbine | [5 empty] | Fossil | G | 2025 | Oil |  | 0 | 0 | 0 | 0 | 0 | 0 | 0 | 0 | 0 | 0 | 0 | 0 | 0 | 0 | 0 | 0 | 0 | 0 | 0 | 0 | 0 | 0 | 0 | 0 | 0 | 0 | 0 | 0 | 0 | 0 | 0 | 0 | 0 | 0 | 0 | 0 | 0 | 0 | 0 | 0 | 0.0374 | 0 | 0 | 0 | 0 | 0 | 0 | 0 | 0 | 0 | 2
7973_G_3 | SPP_N | Kansas | 20 | Coffey | 31 | 7973 | 3 | Sharpe | 23347 | 2002 | 9999 | Combustion Turbine | [5 empty] | Fossil | G | 2025 | Oil |  | 0 | 0 | 0 | 0 | 0 | 0 | 0 | 0 | 0 | 0 | 0 | 0 | 0 | 0 | 0 | 0 | 0 | 0 | 0 | 0 | 0 | 0 | 0 | 0 | 0 | 0 | 0 | 0 | 0 | 0 | 0 | 0 | 0 | 0 | 0 | 0 | 0 | 0 | 0 | 0 | 0.0374 | 0 | 0 | 0 | 0 | 0 | 0 | 0 | 0 | 0 | 2
7973_G_2 | SPP_N | Kansas | 20 | Coffey | 31 | 7973 | 2 | Sharpe | 23347 | 2002 | 9999 | Combustion Turbine | [5 empty] | Fossil | G | 2025 | Oil |  | 0 | 0 | 0 | 0 | 0 | 0 | 0 | 0 | 0 | 0 | 0 | 0 | 0 | 0 | 0 | 0 | 0 | 0 | 0 | 0 | 0 | 0 | 0 | 0 | 0 | 0 | 0 | 0 | 0 | 0 | 0 | 0 | 0 | 0 | 0 | 0 | 0 | 0 | 0 | 0 | 0.0374 | 0 | 0 | 0 | 0 | 0 | 0 | 0 | 0 | 0 | 2
7973_G_10 | SPP_N | Kansas | 20 | Coffey | 31 | 7973 | 10 | Sharpe | 23347 | 2002 | 9999 | Combustion Turbine | [5 empty] | Fossil | G | 2025 | Oil |  | 0 | 0 | 0 | 0 | 0 | 0 | 0 | 0 | 0 | 0 | 0 | 0 | 0 | 0 | 0 | 0 | 0 | 0 | 0 | 0 | 0 | 0 | 0 | 0 | 0 | 0 | 0 | 0 | 0 | 0 | 0 | 0 | 0 | 0 | 0 | 0 | 0 | 0 | 0 | 0 | 0.0374 | 0 | 0 | 0 | 0 | 0 | 0 | 0 | 0 | 0 | 2
7973_G_1 | SPP_N | Kansas | 20 | Coffey | 31 | 7973 | 1 | Sharpe | 22163 | 2002 | 9999 | Combustion Turbine | [5 empty] | Fossil | G | 2025 | Oil |  | 0 | 0 | 0 | 0 | 0 | 0 | 0 | 0 | 0 | 0 | 0 | 0 | 0 | 0 | 0 | 0 | 0 | 0 | 0 | 0 | 0 | 0 | 0 | 0 | 0 | 0 | 0 | 0 | 0 | 0 | 0 | 0 | 0 | 0 | 0 | 0 | 0 | 0 | 0 | 0 | 0.0374 | 0 | 0 | 0 | 0 | 0 | 0 | 0 | 0 | 0 | 2
7972_G_4 | MIS_LMI | Michigan | 26 | Wayne | 163 | 7972 | 4 | Sumpter | 12885 | 2002 | 9999 | Combustion Turbine |  |  |  | DLNB |  | Fossil | G | 2025 | NaturalGas |  | 0 | 0 | 0 | 0 | 0 | 0 | 0 | 0 | 0 | 0 | 0 | 0 | 0 | 0 | 0 | 0 | 0 | 0 | 0 | 0 | 0 | 0 | 0 | 0 | 0 | 0 | 0 | 0 | 0 | 0 | 0 | 0 | 0 | 0 | 0 | 0 | 0 | 0 | 0 | 0 | 1.4455 | 0 | 0 | 0 | 0 | 0 | 0 | 0 | 0 | 0 | 77.3
7972_G_3 | MIS_LMI | Michigan | 26 | Wayne | 163 | 7972 | 3 | Sumpter | 12885 | 2002 | 9999 | Combustion Turbine |  |  |  | DLNB |  | Fossil | G | 2025 | NaturalGas |  | 0 | 0 | 0 | 0 | 0 | 0 | 0 | 0 | 0 | 0 | 0 | 0 | 0 | 0 | 0 | 0 | 0 | 0 | 0 | 0 | 0 | 0 | 0 | 0 | 0 | 0 | 0 | 0 | 0 | 0 | 0 | 0 | 0 | 0 | 0 | 0 | 0 | 0 | 0 | 0 | 1.4324 | 0 | 0 | 0 | 0 | 0 | 0 | 0 | 0 | 0 | 76.6
7972_G_2 | MIS_LMI | Michigan | 26 | Wayne | 163 | 7972 | 2 | Sumpter | 12885 | 2002 | 9999 | Combustion Turbine |  |  |  | DLNB |  | Fossil | G | 2025 | NaturalGas |  | 0 | 0 | 0 | 0 | 0 | 0 | 0 | 0 | 0 | 0 | 0 | 0 | 0 | 0 | 0 | 0 | 0 | 0 | 0 | 0 | 0 | 0 | 0 | 0 | 0 | 0 | 0 | 0 | 0 | 0 | 0 | 0 | 0 | 0 | 0 | 0 | 0 | 0 | 0 | 0 | 1.4493 | 0 | 0 | 0 | 0 | 0 | 0 | 0 | 0 | 0 | 77.5
7972_G_1 | MIS_LMI | Michigan | 26 | Wayne | 163 | 7972 | 1 | Sumpter | 12885 | 2002 | 9999 | Combustion Turbine |  |  |  | DLNB |  | Fossil | G | 2025 | NaturalGas |  | 0 | 0 | 0 | 0 | 0 | 0 | 0 | 0 | 0 | 0 | 0 | 0 | 0 | 0 | 0 | 0 | 0 | 0 | 0 | 0 | 0 | 0 | 0 | 0 | 0 | 0 | 0 | 0 | 0 | 0 | 0 | 0 | 0 | 0 | 0 | 0 | 0 | 0 | 0 | 0 | 1.4399 | 0 | 0 | 0 | 0 | 0 | 0 | 0 | 0 | 0 | 77
7971_G_9 | MIS_MIDA | Iowa | 19 | Marion | 125 | 7971 | 9 | Pella Peaking | 10745 | 2003 | 9999 | Combustion Turbine | [5 empty] | Fossil | G | 2025 | Oil |  | 0 | 0 | 0 | 0 | 0 | 0 | 0 | 0 | 0 | 0 | 0 | 0 | 0 | 0 | 0 | 0 | 0 | 0 | 0 | 0 | 0 | 0 | 0 | 0 | 0 | 0 | 0 | 0 | 0 | 0 | 0 | 0 | 0 | 0 | 0 | 0 | 0 | 0 | 0 | 0 | 0.03366 | 0 | 0 | 0 | 0 | 0 | 0 | 0 | 0 | 0 | 1.8
7971_G_8 | MIS_MIDA | Iowa | 19 | Marion | 125 | 7971 | 8 | Pella Peaking | 10745 | 2003 | 9999 | Combustion Turbine | [5 empty] | Fossil | G | 2025 | Oil |  | 0 | 0 | 0 | 0 | 0 | 0 | 0 | 0 | 0 | 0 | 0 | 0 | 0 | 0 | 0 | 0 | 0 | 0 | 0 | 0 | 0 | 0 | 0 | 0 | 0 | 0 | 0 | 0 | 0 | 0 | 0 | 0 | 0 | 0 | 0 | 0 | 0 | 0 | 0 | 0 | 0.03366 | 0 | 0 | 0 | 0 | 0 | 0 | 0 | 0 | 0 | 1.8
7971_G_7 | MIS_MIDA | Iowa | 19 | Marion | 125 | 7971 | 7 | Pella Peaking | 10745 | 2003 | 9999 | Combustion Turbine | [5 empty] | Fossil | G | 2025 | Oil |  | 0 | 0 | 0 | 0 | 0 | 0 | 0 | 0 | 0 | 0 | 0 | 0 | 0 | 0 | 0 | 0 | 0 | 0 | 0 | 0 | 0 | 0 | 0 | 0 | 0 | 0 | 0 | 0 | 0 | 0 | 0 | 0 | 0 | 0 | 0 | 0 | 0 | 0 | 0 | 0 | 0.03366 | 0 | 0 | 0 | 0 | 0 | 0 | 0 | 0 | 0 | 1.8
7971_G_6 | MIS_MIDA | Iowa | 19 | Marion | 125 | 7971 | 6 | Pella Peaking | 10745 | 2003 | 9999 | Combustion Turbine | [5 empty] | Fossil | G | 2025 | Oil |  | 0 | 0 | 0 | 0 | 0 | 0 | 0 | 0 | 0 | 0 | 0 | 0 | 0 | 0 | 0 | 0 | 0 | 0 | 0 | 0 | 0 | 0 | 0 | 0 | 0 | 0 | 0 | 0 | 0 | 0 | 0 | 0 | 0 | 0 | 0 | 0 | 0 | 0 | 0 | 0 | 0.03366 | 0 | 0 | 0 | 0 | 0 | 0 | 0 | 0 | 0 | 1.8
7971_G_5 | MIS_MIDA | Iowa | 19 | Marion | 125 | 7971 | 5 | Pella Peaking | 10745 | 2003 | 9999 | Combustion Turbine | [5 empty] | Fossil | G | 2025 | Oil |  | 0 | 0 | 0 | 0 | 0 | 0 | 0 | 0 | 0 | 0 | 0 | 0 | 0 | 0 | 0 | 0 | 0 | 0 | 0 | 0 | 0 | 0 | 0 | 0 | 0 | 0 | 0 | 0 | 0 | 0 | 0 | 0 | 0 | 0 | 0 | 0 | 0 | 0 | 0 | 0 | 0.03366 | 0 | 0 | 0 | 0 | 0 | 0 | 0 | 0 | 0 | 1.8
7971_G_4 | MIS_MIDA | Iowa | 19 | Marion | 125 | 7971 | 4 | Pella Peaking | 10745 | 2003 | 9999 | Combustion Turbine | [5 empty] | Fossil | G | 2025 | Oil |  | 0 | 0 | 0 | 0 | 0 | 0 | 0 | 0 | 0 | 0 | 0 | 0 | 0 | 0 | 0 | 0 | 0 | 0 | 0 | 0 | 0 | 0 | 0 | 0 | 0 | 0 | 0 | 0 | 0 | 0 | 0 | 0 | 0 | 0 | 0 | 0 | 0 | 0 | 0 | 0 | 0.03366 | 0 | 0 | 0 | 0 | 0 | 0 | 0 | 0 | 0 | 1.8
7971_G_3 | MIS_MIDA | Iowa | 19 | Marion | 125 | 7971 | 3 | Pella Peaking | 10745 | 2003 | 9999 | Combustion Turbine | [5 empty] | Fossil | G | 2025 | Oil |  | 0 | 0 | 0 | 0 | 0 | 0 | 0 | 0 | 0 | 0 | 0 | 0 | 0 | 0 | 0 | 0 | 0 | 0 | 0 | 0 | 0 | 0 | 0 | 0 | 0 | 0 | 0 | 0 | 0 | 0 | 0 | 0 | 0 | 0 | 0 | 0 | 0 | 0 | 0 | 0 | 0.03366 | 0 | 0 | 0 | 0 | 0 | 0 | 0 | 0 | 0 | 1.8
7971_G_16 | MIS_MIDA | Iowa | 19 | Marion | 125 | 7971 | 16 | Pella Peaking | 10745 | 2003 | 9999 | Combustion Turbine | [5 empty] | Fossil | G | 2025 | Oil |  | 0 | 0 | 0 | 0 | 0 | 0 | 0 | 0 | 0 | 0 | 0 | 0 | 0 | 0 | 0 | 0 | 0 | 0 | 0 | 0 | 0 | 0 | 0 | 0 | 0 | 0 | 0 | 0 | 0 | 0 | 0 | 0 | 0 | 0 | 0 | 0 | 0 | 0 | 0 | 0 | 0.03366 | 0 | 0 | 0 | 0 | 0 | 0 | 0 | 0 | 0 | 1.8
7971_G_15 | MIS_MIDA | Iowa | 19 | Marion | 125 | 7971 | 15 | Pella Peaking | 10745 | 2003 | 9999 | Combustion Turbine | [5 empty] | Fossil | G | 2025 | Oil |  | 0 | 0 | 0 | 0 | 0 | 0 | 0 | 0 | 0 | 0 | 0 | 0 | 0 | 0 | 0 | 0 | 0 | 0 | 0 | 0 | 0 | 0 | 0 | 0 | 0 | 0 | 0 | 0 | 0 | 0 | 0 | 0 | 0 | 0 | 0 | 0 | 0 | 0 | 0 | 0 | 0.03366 | 0 | 0 | 0 | 0 | 0 | 0 | 0 | 0 | 0 | 1.8
7971_G_14 | MIS_MIDA | Iowa | 19 | Marion | 125 | 7971 | 14 | Pella Peaking | 10745 | 2003 | 9999 | Combustion Turbine | [5 empty] | Fossil | G | 2025 | Oil |  | 0 | 0 | 0 | 0 | 0 | 0 | 0 | 0 | 0 | 0 | 0 | 0 | 0 | 0 | 0 | 0 | 0 | 0 | 0 | 0 | 0 | 0 | 0 | 0 | 0 | 0 | 0 | 0 | 0 | 0 | 0 | 0 | 0 | 0 | 0 | 0 | 0 | 0 | 0 | 0 | 0.03366 | 0 | 0 | 0 | 0 | 0 | 0 | 0 | 0 | 0 | 1.8
7971_G_13 | MIS_MIDA | Iowa | 19 | Marion | 125 | 7971 | 13 | Pella Peaking | 10745 | 2003 | 9999 | Combustion Turbine | [5 empty] | Fossil | G | 2025 | Oil |  | 0 | 0 | 0 | 0 | 0 | 0 | 0 | 0 | 0 | 0 | 0 | 0 | 0 | 0 | 0 | 0 | 0 | 0 | 0 | 0 | 0 | 0 | 0 | 0 | 0 | 0 | 0 | 0 | 0 | 0 | 0 | 0 | 0 | 0 | 0 | 0 | 0 | 0 | 0 | 0 | 0.03366 | 0 | 0 | 0 | 0 | 0 | 0 | 0 | 0 | 0 | 1.8
7971_G_12 | MIS_MIDA | Iowa | 19 | Marion | 125 | 7971 | 12 | Pella Peaking | 10745 | 2003 | 9999 | Combustion Turbine | [5 empty] | Fossil | G | 2025 | Oil |  | 0 | 0 | 0 | 0 | 0 | 0 | 0 | 0 | 0 | 0 | 0 | 0 | 0 | 0 | 0 | 0 | 0 | 0 | 0 | 0 | 0 | 0 | 0 | 0 | 0 | 0 | 0 | 0 | 0 | 0 | 0 | 0 | 0 | 0 | 0 | 0 | 0 | 0 | 0 | 0 | 0.03366 | 0 | 0 | 0 | 0 | 0 | 0 | 0 | 0 | 0 | 1.8
7971_G_11 | MIS_MIDA | Iowa | 19 | Marion | 125 | 7971 | 11 | Pella Peaking | 10745 | 2003 | 9999 | Combustion Turbine | [5 empty] | Fossil | G | 2025 | Oil |  | 0 | 0 | 0 | 0 | 0 | 0 | 0 | 0 | 0 | 0 | 0 | 0 | 0 | 0 | 0 | 0 | 0 | 0 | 0 | 0 | 0 | 0 | 0 | 0 | 0 | 0 | 0 | 0 | 0 | 0 | 0 | 0 | 0 | 0 | 0 | 0 | 0 | 0 | 0 | 0 | 0.03366 | 0 | 0 | 0 | 0 | 0 | 0 | 0 | 0 | 0 | 1.8
7971_G_10 | MIS_MIDA | Iowa | 19 | Marion | 125 | 7971 | 10 | Pella Peaking | 10745 | 2003 | 9999 | Combustion Turbine | [5 empty] | Fossil | G | 2025 | Oil |  | 0 | 0 | 0 | 0 | 0 | 0 | 0 | 0 | 0 | 0 | 0 | 0 | 0 | 0 | 0 | 0 | 0 | 0 | 0 | 0 | 0 | 0 | 0 | 0 | 0 | 0 | 0 | 0 | 0 | 0 | 0 | 0 | 0 | 0 | 0 | 0 | 0 | 0 | 0 | 0 | 0.03366 | 0 | 0 | 0 | 0 | 0 | 0 | 0 | 0 | 0 | 1.8
7967_G_GT2 | WECC_NM | New Mexico | 35 | Hidalgo | 23 | 7967 | GT2 | Lordsburg Generating | 11789 | 2002 | 9999 | Combustion Turbine |  |  |  | H2O |  | Fossil | G | 2025 | NaturalGas |  | 0 | 0 | 0 | 0 | 0 | 0 | 0 | 0 | 0 | 0 | 0 | 0 | 0 | 0 | 0 | 0 | 0 | 0 | 0 | 0 | 0 | 0 | 0 | 0 | 0 | 0 | 0 | 0 | 0 | 0 | 0 | 0 | 0 | 0 | 0 | 0 | 0 | 0 | 0 | 0 | 0.6919 | 0 | 0 | 0 | 0 | 0 | 0 | 0 | 0 | 0 | 37
7967_G_GT1 | WECC_NM | New Mexico | 35 | Hidalgo | 23 | 7967 | GT1 | Lordsburg Generating | 11788 | 2002 | 9999 | Combustion Turbine |  |  |  | H2O |  | Fossil | G | 2025 | NaturalGas |  | 0 | 0 | 0 | 0 | 0 | 0 | 0 | 0 | 0 | 0 | 0 | 0 | 0 | 0 | 0 | 0 | 0 | 0 | 0 | 0 | 0 | 0 | 0 | 0 | 0 | 0 | 0 | 0 | 0 | 0 | 0 | 0 | 0 | 0 | 0 | 0 | 0 | 0 | 0 | 0 | 0.6919 | 0 | 0 | 0 | 0 | 0 | 0 | 0 | 0 | 0 | 37
7966_G_IDWG | MIS_MIDA | Iowa | 19 | Kossuth | 109 | 7966 | IDWG | Iowa Distributed Wind Generation Project | 0 | 2000 | 9999 | Onshore Wind | [5 empty] | Non-Fossil | G | 2025 | Wind |  | 0 | 0 | 0 | 0 | 0 | 0 | 0 | 0 | 0 | 0 | 0 | 0 | 0 | 0 | 0 | 0 | 1.9138 | 2.7318 | 2.1928 | 6.8384 | 0 | 0 | 0 | 0 | 0 | 0 | 0 | 0 | 0 | 0 | 0 | 0 | 0 | 0 | 0 | 0 | 0 | 0 | 0 | 0 | 0.064807 | 0 | 0 | 0 | 0 | 0 | 0 | 0 | 0 | 0 | 2.3
7965_G_G2 | SPP_NEBR | Nebraska | 31 | Lancaster | 109 | 7965 | G2 | Salt Valley Wind Plant | 0 | 1999 | 9999 | Onshore Wind | [5 empty] | Non-Fossil | G | 2025 | Wind |  | 0 | 0 | 0 | 0 | 0 | 0 | 0 | 0 | 0 | 0 | 0 | 0 | 0 | 0 | 0 | 0 | 0.68768 | 0.94611 | 0.86393 | 2.4977 | 0 | 0 | 0 | 0 | 0 | 0 | 0 | 0 | 0 | 0 | 0 | 0 | 0 | 0 | 0 | 0 | 0 | 0 | 0 | 0 | 0.018576 | 0 | 0 | 0 | 0 | 0 | 0 | 0 | 0 | 0 | 0.65927
7965_G_G1 | SPP_NEBR | Nebraska | 31 | Lancaster | 109 | 7965 | G1 | Salt Valley Wind Plant | 0 | 1998 | 9999 | Onshore Wind | [5 empty] | Non-Fossil | G | 2025 | Wind |  | 0 | 0 | 0 | 0 | 0 | 0 | 0 | 0 | 0 | 0 | 0 | 0 | 0 | 0 | 0 | 0 | 0.68768 | 0.94611 | 0.86393 | 2.4977 | 0 | 0 | 0 | 0 | 0 | 0 | 0 | 0 | 0 | 0 | 0 | 0 | 0 | 0 | 0 | 0 | 0 | 0 | 0 | 0 | 0.018576 | 0 | 0 | 0 | 0 | 0 | 0 | 0 | 0 | 0 | 0.65927
7964_G_GT4 | MIS_MO | Missouri | 29 | Pike | 163 | 7964 | GT4 | Peno Creek | 11287 | 2002 | 9999 | Combustion Turbine |  |  |  | H2O |  | Fossil | G | 2025 | NaturalGas |  | 0.016422 | 0 | 0.086257 | 0.10268 | 0 | 0 | 0 | 0 | 0 | 0 | 0 | 0 | 0 | 0 | 0 | 0 | 1.4549 | 0 | 7.6422 | 9.0971 | 0.96133 | 0 | 5.0495 | 6.0108 | 1.1487e-09 | 0 | 6.0492e-09 | 7.198e-09 | 0.00073299 | 0 | 0.0038501 | 0.0045831 | 0 | 0 | 0 | 0 | 0 | 0 | 0 | 0 | 0.8789 | 0.022099 | 0 | 0.10481 | 0.12691 | 0.061201 | 0 | 0.30422 | 0.36542 | 0 | 47
7964_G_GT3 | MIS_MO | Missouri | 29 | Pike | 163 | 7964 | GT3 | Peno Creek | 11287 | 2002 | 9999 | Combustion Turbine |  |  |  | H2O |  | Fossil | G | 2025 | NaturalGas |  | 0.016422 | 0 | 0.086257 | 0.10268 | 0 | 0 | 0 | 0 | 0 | 0 | 0 | 0 | 0 | 0 | 0 | 0 | 1.4549 | 0 | 7.6422 | 9.0971 | 0.96133 | 0 | 5.0495 | 6.0108 | 1.1487e-09 | 0 | 6.0492e-09 | 7.198e-09 | 0.00076632 | 0 | 0.0040252 | 0.0047915 | 0 | 0 | 0 | 0 | 0 | 0 | 0 | 0 | 0.8789 | 0.022099 | 0 | 0.10481 | 0.12691 | 0.061201 | 0 | 0.30422 | 0.36542 | 0 | 47
7964_G_GT2 | MIS_MO | Missouri | 29 | Pike | 163 | 7964 | GT2 | Peno Creek | 11287 | 2002 | 9999 | Combustion Turbine |  |  |  | H2O |  | Fossil | G | 2025 | NaturalGas |  | 0.016422 | 0 | 0.086257 | 0.10268 | 0 | 0 | 0 | 0 | 0 | 0 | 0 | 0 | 0 | 0 | 0 | 0 | 1.4549 | 0 | 7.6422 | 9.0971 | 0.96133 | 0 | 5.0495 | 6.0108 | 1.1487e-09 | 0 | 6.0492e-09 | 7.198e-09 | 0.00072412 | 0 | 0.0038035 | 0.0045276 | 0 | 0 | 0 | 0 | 0 | 0 | 0 | 0 | 0.8789 | 0.022099 | 0 | 0.10481 | 0.12691 | 0.061201 | 0 | 0.30422 | 0.36542 | 0 | 47
7964_G_GT1 | MIS_MO | Missouri | 29 | Pike | 163 | 7964 | GT1 | Peno Creek | 11287 | 2002 | 9999 | Combustion Turbine |  |  |  | H2O |  | Fossil | G | 2025 | NaturalGas |  | 0.016422 | 0 | 0.086257 | 0.10268 | 0 | 0 | 0 | 0 | 0 | 0 | 0 | 0 | 0 | 0 | 0 | 0 | 1.4549 | 0 | 7.6422 | 9.0971 | 0.96133 | 0 | 5.0495 | 6.0108 | 1.1487e-09 | 0 | 6.0492e-09 | 7.198e-09 | 0.0007279 | 0 | 0.0038234 | 0.0045512 | 0 | 0 | 0 | 0 | 0 | 0 | 0 | 0 | 0.8789 | 0.022099 | 0 | 0.10481 | 0.12691 | 0.061201 | 0 | 0.30422 | 0.36542 | 0 | 47
7962_G_002 | PJM_EMAC | Delaware | 10 | Kent | 1 | 7962 | 002 | Warren F Sam Beasley Generation Station | 10745 | 2012 | 9999 | Combustion Turbine |  |  | SCR | H2O |  | Fossil | G | 2025 | NaturalGas |  | 0 | 0 | 0.017708 | 0.017708 | 0 | 0 | 0 | 0 | 0 | 0 | 0 | 0 | 0 | 0 | 0 | 0 | 0 | 0 | 1.648 | 1.648 | 0 | 0 | 1.0366 | 1.0366 | 0 | 0 | 1.238e-09 | 1.238e-09 | 0 | 0 | 0.00020312 | 0.00020312 | 0 | 0 | 0 | 0 | 0 | 0 | 0 | 0 | 1.0361 | 0 | 0 | 0.026102 | 0.026102 | 0 | 0 | 0.060504 | 0.060504 | 0 | 50 | SCR
7962_G_001 | PJM_EMAC | Delaware | 10 | Kent | 1 | 7962 | 001 | Warren F Sam Beasley Generation Station | 10745 | 2002 | 9999 | Combustion Turbine |  |  | SCR | H2O |  | Fossil | G | 2025 | NaturalGas |  | 0 | 0 | 0.016498 | 0.016498 | 0 | 0 | 0 | 0 | 0 | 0 | 0 | 0 | 0 | 0 | 0 | 0 | 0 | 0 | 1.5354 | 1.5354 | 0 | 0 | 0.96576 | 0.96576 | 0 | 0 | 1.157e-09 | 1.157e-09 | 0 | 0 | 0.00016748 | 0.00016748 | 0 | 0 | 0 | 0 | 0 | 0 | 0 | 0 | 0.99466 | 0 | 0 | 0.024319 | 0.024319 | 0 | 0 | 0.056369 | 0.056369 | 0 | 48 | SCR
7960_G_GT4 | S_C_TVA | Mississippi | 28 | Kemper | 69 | 7960 | GT4 | Kemper County | 12120 | 2002 | 9999 | Combustion Turbine | [5 empty] | Fossil | G | 2025 | NaturalGas |  | 0.083409 | 0.0092676 | 0.11646 | 0.20914 | 0 | 0 | 0 | 0 | 0 | 0 | 0 | 0 | 0 | 0 | 0 | 0 | 6.8819 | 0.76466 | 9.6091 | 17.2556 | 4.8827 | 0.54253 | 6.8177 | 12.2429 | 5.8367e-09 | 6.4852e-10 | 8.1514e-09 | 1.4637e-08 | 0.0012777 | 0.00014197 | 0.0017841 | 0.0032038 | 0 | 0 | 0 | 0 | 0 | 0 | 0 | 0 | 1.3707 | 0.089834 | 0.012004 | 0.13271 | 0.23455 | 0.31168 | 0.031944 | 0.42239 | 0.76602 | 0 | 73.3
7960_G_GT3 | S_C_TVA | Mississippi | 28 | Kemper | 69 | 7960 | GT3 | Kemper County | 12120 | 2002 | 9999 | Combustion Turbine | [5 empty] | Fossil | G | 2025 | NaturalGas |  | 0.083409 | 0.0092676 | 0.11646 | 0.20914 | 0 | 0 | 0 | 0 | 0 | 0 | 0 | 0 | 0 | 0 | 0 | 0 | 6.8819 | 0.76466 | 9.6091 | 17.2556 | 4.8827 | 0.54253 | 6.8177 | 12.2429 | 5.8367e-09 | 6.4852e-10 | 8.1514e-09 | 1.4637e-08 | 0.001545 | 0.00017167 | 0.0021573 | 0.003874 | 0 | 0 | 0 | 0 | 0 | 0 | 0 | 0 | 1.3707 | 0.089834 | 0.012004 | 0.13271 | 0.23455 | 0.31168 | 0.031944 | 0.42239 | 0.76602 | 0 | 73.3
7960_G_GT2 | S_C_TVA | Mississippi | 28 | Kemper | 69 | 7960 | GT2 | Kemper County | 12120 | 2002 | 9999 | Combustion Turbine | [5 empty] | Fossil | G | 2025 | NaturalGas |  | 0.083409 | 0.0092676 | 0.11646 | 0.20914 | 0 | 0 | 0 | 0 | 0 | 0 | 0 | 0 | 0 | 0 | 0 | 0 | 6.8819 | 0.76466 | 9.6091 | 17.2556 | 4.8827 | 0.54253 | 6.8177 | 12.2429 | 5.8367e-09 | 6.4852e-10 | 8.1514e-09 | 1.4637e-08 | 0.001334 | 0.00014823 | 0.0018627 | 0.0033449 | 0 | 0 | 0 | 0 | 0 | 0 | 0 | 0 | 1.3707 | 0.089834 | 0.012004 | 0.13271 | 0.23455 | 0.31168 | 0.031944 | 0.42239 | 0.76602 | 0 | 73.3
7960_G_GT1 | S_C_TVA | Mississippi | 28 | Kemper | 69 | 7960 | GT1 | Kemper County | 12120 | 2002 | 9999 | Combustion Turbine | [5 empty] | Fossil | G | 2025 | NaturalGas |  | 0.083409 | 0.0092676 | 0.11646 | 0.20914 | 0 | 0 | 0 | 0 | 0 | 0 | 0 | 0 | 0 | 0 | 0 | 0 | 6.8819 | 0.76466 | 9.6091 | 17.2556 | 4.8827 | 0.54253 | 6.8177 | 12.2429 | 5.8367e-09 | 6.4852e-10 | 8.1514e-09 | 1.4637e-08 | 0.0014116 | 0.00015684 | 0.001971 | 0.0035394 | 0 | 0 | 0 | 0 | 0 | 0 | 0 | 0 | 1.3707 | 0.089834 | 0.012004 | 0.13271 | 0.23455 | 0.31168 | 0.031944 | 0.42239 | 0.76602 | 0 | 73.3
7958_G_HG3 | S_VACA | South Carolina | 45 | Horry | 51 | 7958 | HG3 | Horry Land Fill Gas Site | 13500 | 2003 | 9999 | Landfill Gas | [5 empty] | Non-Fossil | G | 2025 | LF Gas |  | 0.016159 | 0.021061 | 0.025344 | 0.062565 | 0 | 0 | 0 | 0 | 0 | 0 | 0 | 0 | 0 | 0 | 0 | 0 | 1.1969 | 1.5601 | 1.8774 | 4.6344 | 0.93121 | 1.2138 | 1.4606 | 3.6055 | 0 | 0 | 0 | 0 | 0.0019457 | 0.002536 | 0.0030517 | 0.0075334 | 0 | 0 | 0 | 0 | 0 | 0 | 0 | 0 | 0.33721 | 0.007827 | 0.010202 | 0.012276 | 0.030305 | 0 | 0 | 0 | 0 | 0 | 1.1
7958_G_HG2 | S_VACA | South Carolina | 45 | Horry | 51 | 7958 | HG2 | Horry Land Fill Gas Site | 13500 | 2001 | 9999 | Landfill Gas | [5 empty] | Non-Fossil | G | 2025 | LF Gas |  | 0.016159 | 0.021061 | 0.025344 | 0.062565 | 0 | 0 | 0 | 0 | 0 | 0 | 0 | 0 | 0 | 0 | 0 | 0 | 1.1969 | 1.5601 | 1.8774 | 4.6344 | 0.93121 | 1.2138 | 1.4606 | 3.6055 | 0 | 0 | 0 | 0 | 0.0019457 | 0.002536 | 0.0030517 | 0.0075334 | 0 | 0 | 0 | 0 | 0 | 0 | 0 | 0 | 0.33721 | 0.007827 | 0.010202 | 0.012276 | 0.030305 | 0 | 0 | 0 | 0 | 0 | 1.1
7958_G_HG1 | S_VACA | South Carolina | 45 | Horry | 51 | 7958 | HG1 | Horry Land Fill Gas Site | 13500 | 2001 | 9999 | Landfill Gas | [5 empty] | Non-Fossil | G | 2025 | LF Gas |  | 0.016159 | 0.021061 | 0.025344 | 0.062565 | 0 | 0 | 0 | 0 | 0 | 0 | 0 | 0 | 0 | 0 | 0 | 0 | 1.1969 | 1.5601 | 1.8774 | 4.6344 | 0.93121 | 1.2138 | 1.4606 | 3.6055 | 0 | 0 | 0 | 0 | 0.0019457 | 0.002536 | 0.0030517 | 0.0075334 | 0 | 0 | 0 | 0 | 0 | 0 | 0 | 0 | 0.33721 | 0.007827 | 0.010202 | 0.012276 | 0.030305 | 0 | 0 | 0 | 0 | 0 | 1.1
7957_G_1 | S_VACA | South Carolina | 45 | York | 91 | 7957 | 1 | Sediver | 10745 | 2003 | 9999 | Combustion Turbine | [5 empty] | Fossil | G | 2025 | Oil |  | 0 | 0 | 0 | 0 | 0 | 0 | 0 | 0 | 0 | 0 | 0 | 0 | 0 | 0 | 0 | 0 | 0 | 0 | 0 | 0 | 0 | 0 | 0 | 0 | 0 | 0 | 0 | 0 | 0 | 0 | 0 | 0 | 0 | 0 | 0 | 0 | 0 | 0 | 0 | 0 | 0.04488 | 0 | 0 | 0 | 0 | 0 | 0 | 0 | 0 | 0 | 2.4
7955_G_8 | SPP_NEBR | Nebraska | 31 | Douglas | 55 | 7955 | 8 | Elk City Station | 13500 | 2009 | 9999 | Landfill Gas | [5 empty] | Non-Fossil | G | 2025 | LF Gas |  | 0.017891 | 0.02521 | 0.031782 | 0.074883 | 0 | 0 | 0 | 0 | 0 | 0 | 0 | 0 | 0 | 0 | 0 | 0 | 1.3253 | 1.8674 | 2.3542 | 5.5469 | 1.0311 | 1.4528 | 1.8316 | 4.3154 | 0 | 0 | 0 | 0 | 0.0021543 | 0.0030356 | 0.0038268 | 0.0090167 | 0 | 0 | 0 | 0 | 0 | 0 | 0 | 0 | 0.18775 | 0.0086662 | 0.012211 | 0.015394 | 0.036272 | 0 | 0 | 0 | 0 | 0 | 0.8
7955_G_7 | SPP_NEBR | Nebraska | 31 | Douglas | 55 | 7955 | 7 | Elk City Station | 13500 | 2006 | 9999 | Landfill Gas | [5 empty] | Non-Fossil | G | 2025 | LF Gas |  | 0.017891 | 0.02521 | 0.031782 | 0.074883 | 0 | 0 | 0 | 0 | 0 | 0 | 0 | 0 | 0 | 0 | 0 | 0 | 1.3253 | 1.8674 | 2.3542 | 5.5469 | 1.0311 | 1.4528 | 1.8316 | 4.3154 | 0 | 0 | 0 | 0 | 0.0021543 | 0.0030355 | 0.0038268 | 0.0090166 | 0 | 0 | 0 | 0 | 0 | 0 | 0 | 0 | 0.21548 | 0.0086662 | 0.012211 | 0.015394 | 0.036272 | 0 | 0 | 0 | 0 | 0 | 0.8
7955_G_6 | SPP_NEBR | Nebraska | 31 | Douglas | 55 | 7955 | 6 | Elk City Station | 13500 | 2006 | 9999 | Landfill Gas | [5 empty] | Non-Fossil | G | 2025 | LF Gas |  | 0.017891 | 0.02521 | 0.031782 | 0.074883 | 0 | 0 | 0 | 0 | 0 | 0 | 0 | 0 | 0 | 0 | 0 | 0 | 1.3253 | 1.8674 | 2.3542 | 5.5469 | 1.0311 | 1.4528 | 1.8316 | 4.3154 | 0 | 0 | 0 | 0 | 0.0021543 | 0.0030355 | 0.0038268 | 0.0090166 | 0 | 0 | 0 | 0 | 0 | 0 | 0 | 0 | 0.21548 | 0.0086662 | 0.012211 | 0.015394 | 0.036272 | 0 | 0 | 0 | 0 | 0 | 0.8
7955_G_5 | SPP_NEBR | Nebraska | 31 | Douglas | 55 | 7955 | 5 | Elk City Station | 13500 | 2006 | 9999 | Landfill Gas | [5 empty] | Non-Fossil | G | 2025 | LF Gas |  | 0.017891 | 0.02521 | 0.031782 | 0.074883 | 0 | 0 | 0 | 0 | 0 | 0 | 0 | 0 | 0 | 0 | 0 | 0 | 1.3253 | 1.8674 | 2.3542 | 5.5469 | 1.0311 | 1.4528 | 1.8316 | 4.3154 | 0 | 0 | 0 | 0 | 0.0021543 | 0.0030355 | 0.0038268 | 0.0090166 | 0 | 0 | 0 | 0 | 0 | 0 | 0 | 0 | 0.21548 | 0.0086662 | 0.012211 | 0.015394 | 0.036272 | 0 | 0 | 0 | 0 | 0 | 0.8
7955_G_4 | SPP_NEBR | Nebraska | 31 | Douglas | 55 | 7955 | 4 | Elk City Station | 13500 | 2002 | 9999 | Landfill Gas | [5 empty] | Non-Fossil | G | 2025 | LF Gas |  | 0.017891 | 0.02521 | 0.031782 | 0.074883 | 0 | 0 | 0 | 0 | 0 | 0 | 0 | 0 | 0 | 0 | 0 | 0 | 1.3253 | 1.8674 | 2.3542 | 5.5469 | 1.0311 | 1.4528 | 1.8316 | 4.3154 | 0 | 0 | 0 | 0 | 0.0021543 | 0.0030355 | 0.0038268 | 0.0090166 | 0 | 0 | 0 | 0 | 0 | 0 | 0 | 0 | 0.2484 | 0.0086662 | 0.012211 | 0.015394 | 0.036272 | 0 | 0 | 0 | 0 | 0 | 0.8
7955_G_3 | SPP_NEBR | Nebraska | 31 | Douglas | 55 | 7955 | 3 | Elk City Station | 13500 | 2002 | 9999 | Landfill Gas | [5 empty] | Non-Fossil | G | 2025 | LF Gas |  | 0.017891 | 0.02521 | 0.031782 | 0.074883 | 0 | 0 | 0 | 0 | 0 | 0 | 0 | 0 | 0 | 0 | 0 | 0 | 1.3253 | 1.8674 | 2.3542 | 5.5469 | 1.0311 | 1.4528 | 1.8316 | 4.3154 | 0 | 0 | 0 | 0 | 0.0021543 | 0.0030355 | 0.0038268 | 0.0090166 | 0 | 0 | 0 | 0 | 0 | 0 | 0 | 0 | 0.2484 | 0.0086662 | 0.012211 | 0.015394 | 0.036272 | 0 | 0 | 0 | 0 | 0 | 0.8
7955_G_2 | SPP_NEBR | Nebraska | 31 | Douglas | 55 | 7955 | 2 | Elk City Station | 13500 | 2002 | 9999 | Landfill Gas | [5 empty] | Non-Fossil | G | 2025 | LF Gas |  | 0.017891 | 0.02521 | 0.031782 | 0.074883 | 0 | 0 | 0 | 0 | 0 | 0 | 0 | 0 | 0 | 0 | 0 | 0 | 1.3253 | 1.8674 | 2.3542 | 5.5469 | 1.0311 | 1.4528 | 1.8316 | 4.3154 | 0 | 0 | 0 | 0 | 0.0021543 | 0.0030355 | 0.0038268 | 0.0090166 | 0 | 0 | 0 | 0 | 0 | 0 | 0 | 0 | 0.2484 | 0.0086662 | 0.012211 | 0.015394 | 0.036272 | 0 | 0 | 0 | 0 | 0 | 0.8
7955_G_1 | SPP_NEBR | Nebraska | 31 | Douglas | 55 | 7955 | 1 | Elk City Station | 13500 | 2002 | 9999 | Landfill Gas | [5 empty] | Non-Fossil | G | 2025 | LF Gas |  | 0.017891 | 0.02521 | 0.031782 | 0.074883 | 0 | 0 | 0 | 0 | 0 | 0 | 0 | 0 | 0 | 0 | 0 | 0 | 1.3253 | 1.8674 | 2.3542 | 5.5469 | 1.0311 | 1.4528 | 1.8316 | 4.3154 | 0 | 0 | 0 | 0 | 0.0021543 | 0.0030355 | 0.0038268 | 0.0090166 | 0 | 0 | 0 | 0 | 0 | 0 | 0 | 0 | 0.2484 | 0.0086662 | 0.012211 | 0.015394 | 0.036272 | 0 | 0 | 0 | 0 | 0 | 0.8
7954_G_2 | FRCC | Florida | 12 | Volusia | 127 | 7954 | 2 | Field Street | 25000 | 2001 | 9999 | Combustion Turbine | [5 empty] | Fossil | G | 2025 | Oil |  | 0 | 0 | 0 | 0 | 0 | 0 | 0 | 0 | 0 | 0 | 0 | 0 | 0 | 0 | 0 | 0 | 0 | 0 | 0 | 0 | 0 | 0 | 0 | 0 | 0 | 0 | 0 | 0 | 0 | 0 | 0 | 0 | 0 | 0 | 0 | 0 | 0 | 0 | 0 | 0 | 0.4114 | 0 | 0 | 0 | 0 | 0 | 0 | 0 | 0 | 0 | 22
7954_G_1 | FRCC | Florida | 12 | Volusia | 127 | 7954 | 1 | Field Street | 25000 | 2001 | 9999 | Combustion Turbine | [5 empty] | Fossil | G | 2025 | Oil |  | 0 | 0 | 0 | 0 | 0 | 0 | 0 | 0 | 0 | 0 | 0 | 0 | 0 | 0 | 0 | 0 | 0 | 0 | 0 | 0 | 0 | 0 | 0 | 0 | 0 | 0 | 0 | 0 | 0 | 0 | 0 | 0 | 0 | 0 | 0 | 0 | 0 | 0 | 0 | 0 | 0.4114 | 0 | 0 | 0 | 0 | 0 | 0 | 0 | 0 | 0 | 22
7953_G_3 | WECC_ID | Idaho | 16 | Elmore | 39 | 7953 | 3 | Evander Andrews Power Complex | 10745 | 2001 | 9999 | Combustion Turbine |  |  |  | DLNB |  | Fossil | G | 2025 | NaturalGas |  | 0 | 0 | 0 | 0 | 0 | 0 | 0 | 0 | 0 | 0 | 0 | 0 | 0 | 0 | 0 | 0 | 0 | 0 | 0 | 0 | 0 | 0 | 0 | 0 | 0 | 0 | 0 | 0 | 0 | 0 | 0 | 0 | 0 | 0 | 0 | 0 | 0 | 0 | 0 | 0 | 0.84337 | 0 | 0 | 0 | 0 | 0 | 0 | 0 | 0 | 0 | 45.1
7953_G_2 | WECC_ID | Idaho | 16 | Elmore | 39 | 7953 | 2 | Evander Andrews Power Complex | 10745 | 2001 | 9999 | Combustion Turbine |  |  |  | DLNB |  | Fossil | G | 2025 | NaturalGas |  | 0 | 0 | 0 | 0 | 0 | 0 | 0 | 0 | 0 | 0 | 0 | 0 | 0 | 0 | 0 | 0 | 0 | 0 | 0 | 0 | 0 | 0 | 0 | 0 | 0 | 0 | 0 | 0 | 0 | 0 | 0 | 0 | 0 | 0 | 0 | 0 | 0 | 0 | 0 | 0 | 0.84898 | 0 | 0 | 0 | 0 | 0 | 0 | 0 | 0 | 0 | 45.4
7953_G_1 | WECC_ID | Idaho | 16 | Elmore | 39 | 7953 | 1 | Evander Andrews Power Complex | 10745 | 2008 | 9999 | Combustion Turbine |  |  |  | DLNB |  | Fossil | G | 2025 | NaturalGas |  | 0 | 0 | 0 | 0 | 0 | 0 | 0 | 0 | 0 | 0 | 0 | 0 | 0 | 0 | 0 | 0 | 0 | 0 | 0 | 0 | 0 | 0 | 0 | 0 | 0 | 0 | 0 | 0 | 0 | 0 | 0 | 0 | 0 | 0 | 0 | 0 | 0 | 0 | 0 | 0 | 3.1977 | 0 | 0 | 0 | 0 | 0 | 0 | 0 | 0 | 0 | 171
7948_G_6 | MIS_INKY | Indiana | 18 | Lawrence | 93 | 7948 | 6 | Lawrence County Station | 11360 | 2005 | 9999 | Combustion Turbine |  |  |  | H2O |  | Fossil | G | 2025 | NaturalGas |  | 0.0083409 | 0.0079437 | 0.23538 | 0.25167 | 0 | 0 | 0 | 0 | 0 | 0 | 0 | 0 | 0 | 0 | 0 | 0 | 0.73423 | 0.69927 | 20.7203 | 22.1538 | 0.48827 | 0.46502 | 13.7793 | 14.7326 | 5.8405e-10 | 5.5624e-10 | 1.6457e-08 | 1.7598e-08 | 0.00042223 | 0.00040213 | 0.011916 | 0.01274 | 0 | 0 | 0 | 0 | 0 | 0 | 0 | 0 | 0.79288 | 0.011526 | 0.010977 | 0.21397 | 0.23647 | 0.031002 | 0.027857 | 0.83487 | 0.89372 | 0 | 42.4
7948_G_5 | MIS_INKY | Indiana | 18 | Lawrence | 93 | 7948 | 5 | Lawrence County Station | 11362 | 2005 | 9999 | Combustion Turbine |  |  |  | H2O |  | Fossil | G | 2025 | NaturalGas |  | 0.0088145 | 0.0083948 | 0.24875 | 0.26596 | 0 | 0 | 0 | 0 | 0 | 0 | 0 | 0 | 0 | 0 | 0 | 0 | 0.77579 | 0.73885 | 21.8932 | 23.4078 | 0.516 | 0.49143 | 14.5619 | 15.5693 | 6.1722e-10 | 5.8783e-10 | 1.7392e-08 | 1.8597e-08 | 0.00040394 | 0.00038471 | 0.0114 | 0.012188 | 0 | 0 | 0 | 0 | 0 | 0 | 0 | 0 | 0.83776 | 0.012179 | 0.011599 | 0.22608 | 0.24986 | 0.032762 | 0.029439 | 0.88228 | 0.94448 | 0 | 44.8
7948_G_4 | MIS_INKY | Indiana | 18 | Lawrence | 93 | 7948 | 4 | Lawrence County Station | 11364 | 2005 | 9999 | Combustion Turbine |  |  |  | H2O |  | Fossil | G | 2025 | NaturalGas |  | 0.008639 | 0.0082276 | 0.2438 | 0.26066 | 0 | 0 | 0 | 0 | 0 | 0 | 0 | 0 | 0 | 0 | 0 | 0 | 0.76021 | 0.72401 | 21.4534 | 22.9376 | 0.50573 | 0.48164 | 14.2718 | 15.2592 | 6.0493e-10 | 5.7612e-10 | 1.7046e-08 | 1.8227e-08 | 0.00039521 | 0.00037639 | 0.011153 | 0.011925 | 0 | 0 | 0 | 0 | 0 | 0 | 0 | 0 | 0.82093 | 0.011934 | 0.011366 | 0.22154 | 0.24484 | 0.03211 | 0.028853 | 0.86471 | 0.92567 | 0 | 43.9
7948_G_3 | MIS_INKY | Indiana | 18 | Lawrence | 93 | 7948 | 3 | Lawrence County Station | 11362 | 2005 | 9999 | Combustion Turbine |  |  |  | H2O |  | Fossil | G | 2025 | NaturalGas |  | 0.0086571 | 0.0082449 | 0.24431 | 0.26121 | 0 | 0 | 0 | 0 | 0 | 0 | 0 | 0 | 0 | 0 | 0 | 0 | 0.76194 | 0.72566 | 21.5022 | 22.9898 | 0.50679 | 0.48266 | 14.3018 | 15.2913 | 6.062e-10 | 5.7733e-10 | 1.7081e-08 | 1.8265e-08 | 0.0003724 | 0.00035467 | 0.010509 | 0.011236 | 0 | 0 | 0 | 0 | 0 | 0 | 0 | 0 | 0.8228 | 0.011961 | 0.011392 | 0.22204 | 0.2454 | 0.032177 | 0.028914 | 0.86652 | 0.92761 | 0 | 44
7948_G_1 | MIS_INKY | Indiana | 18 | Lawrence | 93 | 7948 | 1 | Lawrence County Station | 11362 | 2005 | 9999 | Combustion Turbine |  |  |  | H2O |  | Fossil | G | 2025 | NaturalGas |  | 0.0085588 | 0.0081512 | 0.24153 | 0.25824 | 0 | 0 | 0 | 0 | 0 | 0 | 0 | 0 | 0 | 0 | 0 | 0 | 0.75328 | 0.71741 | 21.2579 | 22.7286 | 0.50103 | 0.47717 | 14.1393 | 15.1175 | 5.9931e-10 | 5.7077e-10 | 1.6887e-08 | 1.8057e-08 | 0.00040468 | 0.00038541 | 0.01142 | 0.01221 | 0 | 0 | 0 | 0 | 0 | 0 | 0 | 0 | 0.81345 | 0.011825 | 0.011262 | 0.21952 | 0.24261 | 0.031812 | 0.028585 | 0.85668 | 0.91707 | 0 | 43.5
7947_G_D1 | MIS_MAPP | Minnesota | 27 | Beltrami | 7 | 7947 | D1 | Solway CT | 12822 | 2005 | 9999 | Combustion Turbine | [5 empty] | Fossil | G | 2025 | Oil |  | 0 | 0 | 0 | 0 | 0 | 0 | 0 | 0 | 0 | 0 | 0 | 0 | 0 | 0 | 0 | 0 | 0 | 0 | 0 | 0 | 0 | 0 | 0 | 0 | 0 | 0 | 0 | 0 | 0 | 0 | 0 | 0 | 0 | 0 | 0 | 0 | 0 | 0 | 0 | 0 | 0.02431 | 0 | 0 | 0 | 0 | 0 | 0 | 0 | 0 | 0 | 1.3
7947_G_1 | MIS_MAPP | Minnesota | 27 | Beltrami | 7 | 7947 | 1 | Solway CT | 11040 | 2003 | 9999 | Combustion Turbine |  |  |  | H2O |  | Fossil | G | 2025 | NaturalGas |  | 0 | 0 | 0.012592 | 0.012592 | 0 | 0 | 0 | 0 | 0 | 0 | 0 | 0 | 0 | 0 | 0 | 0 | 0 | 0 | 1.1405 | 1.1405 | 0 | 0 | 0.73711 | 0.73711 | 0 | 0 | 8.81e-10 | 8.81e-10 | 0 | 0 | 0.00087171 | 0.00087171 | 0 | 0 | 0 | 0 | 0 | 0 | 0 | 0 | 0.80597 | 0 | 0 | 0.017905 | 0.017905 | 0 | 0 | 0.045793 | 0.045793 | 0 | 43.1
7946_G_ST1 | S_SOU | Georgia | 13 | Heard | 149 | 7946 | ST1 | Wansley Unit 9 | 7272 | 2004 | 9999 | Combined Cycle |  |  | SCR | DLNB + LNB + NH3 |  | Fossil | G | 2025 | NaturalGas |  | 2.0673 | 3.4857 | 3.6308 | 9.1838 | 0 | 0 | 0 | 0 | 0 | 0 | 0 | 0 | 0 | 0 | 0 | 0 | 284.2883 | 479.3275 | 499.2833 | 1262.8991 | 121.0224 | 204.0511 | 212.5463 | 537.6198 | 1.4472e-07 | 2.4402e-07 | 2.5415e-07 | 6.4289e-07 | 0.012745 | 0.021489 | 0.022384 | 0.056618 | 0 | 0 | 0 | 0 | 0 | 0 | 0 | 0 | 6.1578 | 0.61582 | 1.0175 | 1.0963 | 2.7296 | 7.746 | 12.2237 | 13.5314 | 33.501 | 0 | 201.6 | SCR
7946_G_CT2 | S_SOU | Georgia | 13 | Heard | 149 | 7946 | CT2 | Wansley Unit 9 | 7272 | 2004 | 9999 | Combined Cycle |  |  | SCR | DLNB |  | Fossil | G | 2025 | NaturalGas |  | 1.4603 | 2.4621 | 2.5646 | 6.487 | 0 | 0 | 0 | 0 | 0 | 0 | 0 | 0 | 0 | 0 | 0 | 0 | 200.8068 | 338.5726 | 352.6683 | 892.0478 | 85.484 | 144.1313 | 150.1319 | 379.7473 | 1.0223e-07 | 1.7236e-07 | 1.7952e-07 | 4.541e-07 | 0.0090025 | 0.015179 | 0.015811 | 0.039992 | 0 | 0 | 0 | 0 | 0 | 0 | 0 | 0 | 4.3495 | 0.43498 | 0.71872 | 0.77437 | 1.9281 | 5.4714 | 8.6342 | 9.5579 | 23.6634 | 0 | 142.4 | SCR
7946_G_CT1 | S_SOU | Georgia | 13 | Heard | 149 | 7946 | CT1 | Wansley Unit 9 | 7272 | 2004 | 9999 | Combined Cycle |  |  | SCR | DLNB |  | Fossil | G | 2025 | NaturalGas |  | 1.489 | 2.5105 | 2.615 | 6.6145 | 0 | 0 | 0 | 0 | 0 | 0 | 0 | 0 | 0 | 0 | 0 | 0 | 204.7553 | 345.2299 | 359.6028 | 909.588 | 87.1649 | 146.9654 | 153.084 | 387.2142 | 1.0424e-07 | 1.7575e-07 | 1.8305e-07 | 4.6303e-07 | 0.0091796 | 0.015477 | 0.016122 | 0.040779 | 0 | 0 | 0 | 0 | 0 | 0 | 0 | 0 | 4.4351 | 0.44354 | 0.73285 | 0.7896 | 1.966 | 5.579 | 8.804 | 9.7458 | 24.1287 | 0 | 145.2 | SCR
7942_G_8 | WECC_SCE | California | 6 | Riverside | 65 | 7942 | 8 | Diamond Valley Lake | 0 | 2001 | 9999 | Hydro | [5 empty] | Non-Fossil | G | 2025 | Hydro |  | 0 | 0 | 0 | 0 | 0 | 0 | 0 | 0 | 0 | 0 | 0 | 0 | 0 | 0 | 0 | 0 | 1.3674 | 2.4107 | 5.5146 | 9.2927 | 0 | 0 | 0 | 0 | 0 | 0 | 0 | 0 | 0 | 0 | 0 | 0 | 0 | 0 | 0 | 0 | 0 | 0 | 0 | 0 | 0.049135 | 0.0036373 | 0.0064125 | 0.014669 | 0.024719 | 0 | 0 | 0 | 0 | 0 | 3.3
7942_G_7 | WECC_SCE | California | 6 | Riverside | 65 | 7942 | 7 | Diamond Valley Lake | 0 | 2001 | 9999 | Hydro | [5 empty] | Non-Fossil | G | 2025 | Hydro |  | 0 | 0 | 0 | 0 | 0 | 0 | 0 | 0 | 0 | 0 | 0 | 0 | 0 | 0 | 0 | 0 | 1.3674 | 2.4107 | 5.5146 | 9.2927 | 0 | 0 | 0 | 0 | 0 | 0 | 0 | 0 | 0 | 0 | 0 | 0 | 0 | 0 | 0 | 0 | 0 | 0 | 0 | 0 | 0.049135 | 0.0036373 | 0.0064125 | 0.014669 | 0.024719 | 0 | 0 | 0 | 0 | 0 | 3.3
7942_G_6 | WECC_SCE | California | 6 | Riverside | 65 | 7942 | 6 | Diamond Valley Lake | 0 | 2001 | 9999 | Hydro | [5 empty] | Non-Fossil | G | 2025 | Hydro |  | 0 | 0 | 0 | 0 | 0 | 0 | 0 | 0 | 0 | 0 | 0 | 0 | 0 | 0 | 0 | 0 | 1.3674 | 2.4107 | 5.5146 | 9.2927 | 0 | 0 | 0 | 0 | 0 | 0 | 0 | 0 | 0 | 0 | 0 | 0 | 0 | 0 | 0 | 0 | 0 | 0 | 0 | 0 | 0.049135 | 0.0036373 | 0.0064125 | 0.014669 | 0.024719 | 0 | 0 | 0 | 0 | 0 | 3.3
7942_G_4 | WECC_SCE | California | 6 | Riverside | 65 | 7942 | 4 | Diamond Valley Lake | 0 | 2001 | 9999 | Hydro | [5 empty] | Non-Fossil | G | 2025 | Hydro |  | 0 | 0 | 0 | 0 | 0 | 0 | 0 | 0 | 0 | 0 | 0 | 0 | 0 | 0 | 0 | 0 | 1.3674 | 2.4107 | 5.5146 | 9.2927 | 0 | 0 | 0 | 0 | 0 | 0 | 0 | 0 | 0 | 0 | 0 | 0 | 0 | 0 | 0 | 0 | 0 | 0 | 0 | 0 | 0.049135 | 0.0036373 | 0.0064125 | 0.014669 | 0.024719 | 0 | 0 | 0 | 0 | 0 | 3.3
7942_G_3 | WECC_SCE | California | 6 | Riverside | 65 | 7942 | 3 | Diamond Valley Lake | 0 | 2001 | 9999 | Hydro | [5 empty] | Non-Fossil | G | 2025 | Hydro |  | 0 | 0 | 0 | 0 | 0 | 0 | 0 | 0 | 0 | 0 | 0 | 0 | 0 | 0 | 0 | 0 | 1.3674 | 2.4107 | 5.5146 | 9.2927 | 0 | 0 | 0 | 0 | 0 | 0 | 0 | 0 | 0 | 0 | 0 | 0 | 0 | 0 | 0 | 0 | 0 | 0 | 0 | 0 | 0.049135 | 0.0036373 | 0.0064125 | 0.014669 | 0.024719 | 0 | 0 | 0 | 0 | 0 | 3.3
7942_G_2 | WECC_SCE | California | 6 | Riverside | 65 | 7942 | 2 | Diamond Valley Lake | 0 | 2001 | 9999 | Hydro | [5 empty] | Non-Fossil | G | 2025 | Hydro |  | 0 | 0 | 0 | 0 | 0 | 0 | 0 | 0 | 0 | 0 | 0 | 0 | 0 | 0 | 0 | 0 | 1.3674 | 2.4107 | 5.5146 | 9.2927 | 0 | 0 | 0 | 0 | 0 | 0 | 0 | 0 | 0 | 0 | 0 | 0 | 0 | 0 | 0 | 0 | 0 | 0 | 0 | 0 | 0.049135 | 0.0036373 | 0.0064125 | 0.014669 | 0.024719 | 0 | 0 | 0 | 0 | 0 | 3.3
7942_G_12 | WECC_SCE | California | 6 | Riverside | 65 | 7942 | 12 | Diamond Valley Lake | 0 | 2001 | 9999 | Hydro | [5 empty] | Non-Fossil | G | 2025 | Hydro |  | 0 | 0 | 0 | 0 | 0 | 0 | 0 | 0 | 0 | 0 | 0 | 0 | 0 | 0 | 0 | 0 | 1.3674 | 2.4107 | 5.5146 | 9.2927 | 0 | 0 | 0 | 0 | 0 | 0 | 0 | 0 | 0 | 0 | 0 | 0 | 0 | 0 | 0 | 0 | 0 | 0 | 0 | 0 | 0.049135 | 0.0036373 | 0.0064125 | 0.014669 | 0.024719 | 0 | 0 | 0 | 0 | 0 | 3.3
7942_G_11 | WECC_SCE | California | 6 | Riverside | 65 | 7942 | 11 | Diamond Valley Lake | 0 | 2001 | 9999 | Hydro | [5 empty] | Non-Fossil | G | 2025 | Hydro |  | 0 | 0 | 0 | 0 | 0 | 0 | 0 | 0 | 0 | 0 | 0 | 0 | 0 | 0 | 0 | 0 | 1.3674 | 2.4107 | 5.5146 | 9.2927 | 0 | 0 | 0 | 0 | 0 | 0 | 0 | 0 | 0 | 0 | 0 | 0 | 0 | 0 | 0 | 0 | 0 | 0 | 0 | 0 | 0.049135 | 0.0036373 | 0.0064125 | 0.014669 | 0.024719 | 0 | 0 | 0 | 0 | 0 | 3.3
7942_G_10 | WECC_SCE | California | 6 | Riverside | 65 | 7942 | 10 | Diamond Valley Lake | 0 | 2001 | 9999 | Hydro | [5 empty] | Non-Fossil | G | 2025 | Hydro |  | 0 | 0 | 0 | 0 | 0 | 0 | 0 | 0 | 0 | 0 | 0 | 0 | 0 | 0 | 0 | 0 | 1.3674 | 2.4107 | 5.5146 | 9.2927 | 0 | 0 | 0 | 0 | 0 | 0 | 0 | 0 | 0 | 0 | 0 | 0 | 0 | 0 | 0 | 0 | 0 | 0 | 0 | 0 | 0.049135 | 0.0036373 | 0.0064125 | 0.014669 | 0.024719 | 0 | 0 | 0 | 0 | 0 | 3.3
7941_G_2 | PJM_Dom | Virginia | 51 | Southampton | 175 | 7941 | 2 | Nottoway Diesel Generating Facility | 10745 | 2002 | 9999 | Combustion Turbine | [5 empty] | Fossil | G | 2025 | NaturalGas |  | 0 | 0 | 0.0046593 | 0.0046593 | 0 | 0 | 0 | 0 | 0 | 0 | 0 | 0 | 0 | 0 | 0 | 0 | 0 | 0 | 0.43362 | 0.43362 | 0 | 0 | 0.27275 | 0.27275 | 0 | 0 | 3.2595e-10 | 3.2595e-10 | 0 | 0 | 0.0041377 | 0.0041377 | 0 | 0 | 0 | 0 | 0 | 0 | 0 | 0 | 0.0374 | 0 | 0 | 0.0052662 | 0.0052662 | 0 | 0 | 0.015967 | 0.015967 | 0 | 2
7941_G_1 | PJM_Dom | Virginia | 51 | Southampton | 175 | 7941 | 1 | Nottoway Diesel Generating Facility | 10745 | 2002 | 9999 | Combustion Turbine | [5 empty] | Fossil | G | 2025 | Oil |  | 0 | 0 | 0 | 0 | 0 | 0 | 0 | 0 | 0 | 0 | 0 | 0 | 0 | 0 | 0 | 0 | 0 | 0 | 0 | 0 | 0 | 0 | 0 | 0 | 0 | 0 | 0 | 0 | 0 | 0 | 0 | 0 | 0 | 0 | 0 | 0 | 0 | 0 | 0 | 0 | 0.0374 | 0 | 0 | 0 | 0 | 0 | 0 | 0 | 0 | 0 | 2
7940_G_2 | PJM_Dom | Virginia | 51 | Amelia | 7 | 7940 | 2 | Ponton Diesel Generating Facility | 10745 | 2002 | 9999 | Combustion Turbine | [5 empty] | Fossil | G | 2025 | NaturalGas |  | 0 | 0 | 0.0046593 | 0.0046593 | 0 | 0 | 0 | 0 | 0 | 0 | 0 | 0 | 0 | 0 | 0 | 0 | 0 | 0 | 0.43362 | 0.43362 | 0 | 0 | 0.27275 | 0.27275 | 0 | 0 | 3.2595e-10 | 3.2595e-10 | 0 | 0 | 0.0041377 | 0.0041377 | 0 | 0 | 0 | 0 | 0 | 0 | 0 | 0 | 0.0374 | 0 | 0 | 0.0052662 | 0.0052662 | 0 | 0 | 0.015967 | 0.015967 | 0 | 2
7940_G_1 | PJM_Dom | Virginia | 51 | Amelia | 7 | 7940 | 1 | Ponton Diesel Generating Facility | 10745 | 2002 | 9999 | Combustion Turbine | [5 empty] | Fossil | G | 2025 | Oil |  | 0 | 0 | 0 | 0 | 0 | 0 | 0 | 0 | 0 | 0 | 0 | 0 | 0 | 0 | 0 | 0 | 0 | 0 | 0 | 0 | 0 | 0 | 0 | 0 | 0 | 0 | 0 | 0 | 0 | 0 | 0 | 0 | 0 | 0 | 0 | 0 | 0 | 0 | 0 | 0 | 0.0374 | 0 | 0 | 0 | 0 | 0 | 0 | 0 | 0 | 0 | 2
794_G_1 | ERC_REST | Texas | 48 | Denton | 121 | 794 | 1 | Lewisville | 0 | 1992 | 9999 | Hydro | [5 empty] | Non-Fossil | G | 2025 | Hydro |  | 0 | 0 | 0 | 0 | 0 | 0 | 0 | 0 | 0 | 0 | 0 | 0 | 0 | 0 | 0 | 0 | 0.41208 | 0.66873 | 1.2581 | 2.3389 | 0 | 0 | 0 | 0 | 0 | 0 | 0 | 0 | 0 | 0 | 0 | 0 | 0 | 0 | 0 | 0 | 0 | 0 | 0 | 0 | 0.029779 | 0.0010961 | 0.0017788 | 0.0033466 | 0.0062215 | 0 | 0 | 0 | 0 | 0 | 2
7939_G_1 | PJM_EMAC | Virginia | 51 | Accomack | 1 | 7939 | 1 | Diesel Group 1 | 11132 | 2002 | 9999 | Combustion Turbine | [5 empty] | Fossil | G | 2025 | Oil |  | 0 | 0 | 0 | 0 | 0 | 0 | 0 | 0 | 0 | 0 | 0 | 0 | 0 | 0 | 0 | 0 | 0 | 0 | 0 | 0 | 0 | 0 | 0 | 0 | 0 | 0 | 0 | 0 | 0 | 0 | 0 | 0 | 0 | 0 | 0 | 0 | 0 | 0 | 0 | 0 | 0.2244 | 0 | 0 | 0 | 0 | 0 | 0 | 0 | 0 | 0 | 12
7936_G_1 | WECC_PNW | Washington | 53 | Benton | 5 | 7936 | 1 | Nine Canyon | 0 | 2002 | 9999 | Onshore Wind | [5 empty] | Non-Fossil | G | 2025 | Wind |  | 0 | 0 | 0 | 0 | 0 | 0 | 0 | 0 | 0 | 0 | 0 | 0 | 0 | 0 | 0 | 0 | 52.6043 | 84.1963 | 102.6327 | 239.4334 | 0 | 0 | 0 | 0 | 0 | 0 | 0 | 0 | 0 | 0 | 0 | 0 | 0 | 0 | 0 | 0 | 0 | 0 | 0 | 0 | 3.8105 | 0 | 0 | 0 | 0 | 0 | 0 | 0 | 0 | 0 | 95
7935_G_7 | MIS_MO | Missouri | 29 | Grundy | 79 | 7935 | 7 | Trenton South | 13245 | 2004 | 9999 | Combustion Turbine | [5 empty] | Fossil | G | 2025 | Oil |  | 0 | 0 | 0 | 0 | 0 | 0 | 0 | 0 | 0 | 0 | 0 | 0 | 0 | 0 | 0 | 0 | 0 | 0 | 0 | 0 | 0 | 0 | 0 | 0 | 0 | 0 | 0 | 0 | 0 | 0 | 0 | 0 | 0 | 0 | 0 | 0 | 0 | 0 | 0 | 0 | 0.0374 | 0 | 0 | 0 | 0 | 0 | 0 | 0 | 0 | 0 | 2
7935_G_6 | MIS_MO | Missouri | 29 | Grundy | 79 | 7935 | 6 | Trenton South | 13245 | 2004 | 9999 | Combustion Turbine | [5 empty] | Fossil | G | 2025 | Oil |  | 0 | 0 | 0 | 0 | 0 | 0 | 0 | 0 | 0 | 0 | 0 | 0 | 0 | 0 | 0 | 0 | 0 | 0 | 0 | 0 | 0 | 0 | 0 | 0 | 0 | 0 | 0 | 0 | 0 | 0 | 0 | 0 | 0 | 0 | 0 | 0 | 0 | 0 | 0 | 0 | 0.0374 | 0 | 0 | 0 | 0 | 0 | 0 | 0 | 0 | 0 | 2
7935_G_5 | MIS_MO | Missouri | 29 | Grundy | 79 | 7935 | 5 | Trenton South | 13652 | 2004 | 9999 | Combustion Turbine | [5 empty] | Fossil | G | 2025 | Oil |  | 0 | 0 | 0 | 0 | 0 | 0 | 0 | 0 | 0 | 0 | 0 | 0 | 0 | 0 | 0 | 0 | 0 | 0 | 0 | 0 | 0 | 0 | 0 | 0 | 0 | 0 | 0 | 0 | 0 | 0 | 0 | 0 | 0 | 0 | 0 | 0 | 0 | 0 | 0 | 0 | 0.0374 | 0 | 0 | 0 | 0 | 0 | 0 | 0 | 0 | 0 | 2
7935_G_4 | MIS_MO | Missouri | 29 | Grundy | 79 | 7935 | 4 | Trenton South | 13394 | 2000 | 9999 | Combustion Turbine | [5 empty] | Fossil | G | 2025 | Oil |  | 0 | 0 | 0 | 0 | 0 | 0 | 0 | 0 | 0 | 0 | 0 | 0 | 0 | 0 | 0 | 0 | 0 | 0 | 0 | 0 | 0 | 0 | 0 | 0 | 0 | 0 | 0 | 0 | 0 | 0 | 0 | 0 | 0 | 0 | 0 | 0 | 0 | 0 | 0 | 0 | 0.03366 | 0 | 0 | 0 | 0 | 0 | 0 | 0 | 0 | 0 | 1.8
7935_G_3 | MIS_MO | Missouri | 29 | Grundy | 79 | 7935 | 3 | Trenton South | 13394 | 2000 | 9999 | Combustion Turbine | [5 empty] | Fossil | G | 2025 | Oil |  | 0 | 0 | 0 | 0 | 0 | 0 | 0 | 0 | 0 | 0 | 0 | 0 | 0 | 0 | 0 | 0 | 0 | 0 | 0 | 0 | 0 | 0 | 0 | 0 | 0 | 0 | 0 | 0 | 0 | 0 | 0 | 0 | 0 | 0 | 0 | 0 | 0 | 0 | 0 | 0 | 0.03366 | 0 | 0 | 0 | 0 | 0 | 0 | 0 | 0 | 0 | 1.8
7935_G_2 | MIS_MO | Missouri | 29 | Grundy | 79 | 7935 | 2 | Trenton South | 13394 | 2000 | 9999 | Combustion Turbine | [5 empty] | Fossil | G | 2025 | Oil |  | 0 | 0 | 0 | 0 | 0 | 0 | 0 | 0 | 0 | 0 | 0 | 0 | 0 | 0 | 0 | 0 | 0 | 0 | 0 | 0 | 0 | 0 | 0 | 0 | 0 | 0 | 0 | 0 | 0 | 0 | 0 | 0 | 0 | 0 | 0 | 0 | 0 | 0 | 0 | 0 | 0.03366 | 0 | 0 | 0 | 0 | 0 | 0 | 0 | 0 | 0 | 1.8
7935_G_1 | MIS_MO | Missouri | 29 | Grundy | 79 | 7935 | 1 | Trenton South | 13394 | 2000 | 9999 | Combustion Turbine | [5 empty] | Fossil | G | 2025 | Oil |  | 0 | 0 | 0 | 0 | 0 | 0 | 0 | 0 | 0 | 0 | 0 | 0 | 0 | 0 | 0 | 0 | 0 | 0 | 0 | 0 | 0 | 0 | 0 | 0 | 0 | 0 | 0 | 0 | 0 | 0 | 0 | 0 | 0 | 0 | 0 | 0 | 0 | 0 | 0 | 0 | 0.03366 | 0 | 0 | 0 | 0 | 0 | 0 | 0 | 0 | 0 | 1.8
7934_G_9 | PJM_COMD | Illinois | 17 | Whiteside | 195 | 7934 | 9 | Industrial Park | 10745 | 2011 | 9999 | Combustion Turbine | [5 empty] | Fossil | G | 2025 | NaturalGas |  | 0 | 0 | 0.0078077 | 0.0078077 | 0 | 0 | 0 | 0 | 0 | 0 | 0 | 0 | 0 | 0 | 0 | 0 | 0 | 0 | 0.72664 | 0.72664 | 0 | 0 | 0.45707 | 0.45707 | 0 | 0 | 5.4645e-10 | 5.4645e-10 | 0 | 0 | 0.0028556 | 0.0028556 | 0 | 0 | 0 | 0 | 0 | 0 | 0 | 0 | 0.04114 | 0 | 0 | 0.0081642 | 0.0081642 | 0 | 0 | 0.027849 | 0.027849 | 0 | 2.2
7934_G_8 | PJM_COMD | Illinois | 17 | Whiteside | 195 | 7934 | 8 | Industrial Park | 10745 | 2011 | 9999 | Combustion Turbine | [5 empty] | Fossil | G | 2025 | NaturalGas |  | 0 | 0 | 0.0078077 | 0.0078077 | 0 | 0 | 0 | 0 | 0 | 0 | 0 | 0 | 0 | 0 | 0 | 0 | 0 | 0 | 0.72664 | 0.72664 | 0 | 0 | 0.45707 | 0.45707 | 0 | 0 | 5.4645e-10 | 5.4645e-10 | 0 | 0 | 0.0028556 | 0.0028556 | 0 | 0 | 0 | 0 | 0 | 0 | 0 | 0 | 0.04114 | 0 | 0 | 0.0081642 | 0.0081642 | 0 | 0 | 0.027849 | 0.027849 | 0 | 2.2
7934_G_7 | PJM_COMD | Illinois | 17 | Whiteside | 195 | 7934 | 7 | Industrial Park | 10745 | 2002 | 9999 | Combustion Turbine | [5 empty] | Fossil | G | 2025 | Oil |  | 0 | 0 | 0 | 0 | 0 | 0 | 0 | 0 | 0 | 0 | 0 | 0 | 0 | 0 | 0 | 0 | 0 | 0 | 0 | 0 | 0 | 0 | 0 | 0 | 0 | 0 | 0 | 0 | 0 | 0 | 0 | 0 | 0 | 0 | 0 | 0 | 0 | 0 | 0 | 0 | 0.03366 | 0 | 0 | 0 | 0 | 0 | 0 | 0 | 0 | 0 | 1.8
7934_G_6 | PJM_COMD | Illinois | 17 | Whiteside | 195 | 7934 | 6 | Industrial Park | 10745 | 2002 | 9999 | Combustion Turbine | [5 empty] | Fossil | G | 2025 | Oil |  | 0 | 0 | 0 | 0 | 0 | 0 | 0 | 0 | 0 | 0 | 0 | 0 | 0 | 0 | 0 | 0 | 0 | 0 | 0 | 0 | 0 | 0 | 0 | 0 | 0 | 0 | 0 | 0 | 0 | 0 | 0 | 0 | 0 | 0 | 0 | 0 | 0 | 0 | 0 | 0 | 0.03366 | 0 | 0 | 0 | 0 | 0 | 0 | 0 | 0 | 0 | 1.8
7934_G_5 | PJM_COMD | Illinois | 17 | Whiteside | 195 | 7934 | 5 | Industrial Park | 10745 | 2001 | 9999 | Combustion Turbine | [5 empty] | Fossil | G | 2025 | Oil |  | 0 | 0 | 0 | 0 | 0 | 0 | 0 | 0 | 0 | 0 | 0 | 0 | 0 | 0 | 0 | 0 | 0 | 0 | 0 | 0 | 0 | 0 | 0 | 0 | 0 | 0 | 0 | 0 | 0 | 0 | 0 | 0 | 0 | 0 | 0 | 0 | 0 | 0 | 0 | 0 | 0.03366 | 0 | 0 | 0 | 0 | 0 | 0 | 0 | 0 | 0 | 1.8
7934_G_4 | PJM_COMD | Illinois | 17 | Whiteside | 195 | 7934 | 4 | Industrial Park | 10745 | 2001 | 9999 | Combustion Turbine | [5 empty] | Fossil | G | 2025 | Oil |  | 0 | 0 | 0 | 0 | 0 | 0 | 0 | 0 | 0 | 0 | 0 | 0 | 0 | 0 | 0 | 0 | 0 | 0 | 0 | 0 | 0 | 0 | 0 | 0 | 0 | 0 | 0 | 0 | 0 | 0 | 0 | 0 | 0 | 0 | 0 | 0 | 0 | 0 | 0 | 0 | 0.03366 | 0 | 0 | 0 | 0 | 0 | 0 | 0 | 0 | 0 | 1.8
7934_G_3 | PJM_COMD | Illinois | 17 | Whiteside | 195 | 7934 | 3 | Industrial Park | 10745 | 2001 | 9999 | Combustion Turbine | [5 empty] | Fossil | G | 2025 | Oil |  | 0 | 0 | 0 | 0 | 0 | 0 | 0 | 0 | 0 | 0 | 0 | 0 | 0 | 0 | 0 | 0 | 0 | 0 | 0 | 0 | 0 | 0 | 0 | 0 | 0 | 0 | 0 | 0 | 0 | 0 | 0 | 0 | 0 | 0 | 0 | 0 | 0 | 0 | 0 | 0 | 0.03366 | 0 | 0 | 0 | 0 | 0 | 0 | 0 | 0 | 0 | 1.8
7932_G_3 | MIS_LMI | Michigan | 26 | Otsego | 137 | 7932 | 3 | Gaylord - Wolverine | 16341 | 2001 | 9999 | Combustion Turbine | [5 empty] | Fossil | G | 2025 | NaturalGas |  | 0 | 0 | 0 | 0 | 0 | 0 | 0 | 0 | 0 | 0 | 0 | 0 | 0 | 0 | 0 | 0 | 0 | 0 | 0 | 0 | 0 | 0 | 0 | 0 | 0 | 0 | 0 | 0 | 0 | 0 | 0 | 0 | 0 | 0 | 0 | 0 | 0 | 0 | 0 | 0 | 0.37774 | 0 | 0 | 0 | 0 | 0 | 0 | 0 | 0 | 0 | 20.2
7932_G_2 | MIS_LMI | Michigan | 26 | Otsego | 137 | 7932 | 2 | Gaylord - Wolverine | 16341 | 2001 | 9999 | Combustion Turbine | [5 empty] | Fossil | G | 2025 | NaturalGas |  | 0 | 0 | 0 | 0 | 0 | 0 | 0 | 0 | 0 | 0 | 0 | 0 | 0 | 0 | 0 | 0 | 0 | 0 | 0 | 0 | 0 | 0 | 0 | 0 | 0 | 0 | 0 | 0 | 0 | 0 | 0 | 0 | 0 | 0 | 0 | 0 | 0 | 0 | 0 | 0 | 0.37774 | 0 | 0 | 0 | 0 | 0 | 0 | 0 | 0 | 0 | 20.2
7932_G_1 | MIS_LMI | Michigan | 26 | Otsego | 137 | 7932 | 1 | Gaylord - Wolverine | 16341 | 2001 | 9999 | Combustion Turbine | [5 empty] | Fossil | G | 2025 | NaturalGas |  | 0 | 0 | 0 | 0 | 0 | 0 | 0 | 0 | 0 | 0 | 0 | 0 | 0 | 0 | 0 | 0 | 0 | 0 | 0 | 0 | 0 | 0 | 0 | 0 | 0 | 0 | 0 | 0 | 0 | 0 | 0 | 0 | 0 | 0 | 0 | 0 | 0 | 0 | 0 | 0 | 0.37774 | 0 | 0 | 0 | 0 | 0 | 0 | 0 | 0 | 0 | 20.2
7931_G_2 | WECC_PNW | Oregon | 41 | Morrow | 49 | 7931 | 2 | Coyote Springs II | 7050 | 2003 | 9999 | Combined Cycle |  |  | SCR | DLNB |  | Fossil | G | 2025 | NaturalGas |  | 1.689 | 1.9636 | 2.4625 | 6.1151 | 0 | 0 | 0 | 0 | 0 | 0 | 0 | 0 | 0 | 0 | 0 | 0 | 239.5786 | 278.5199 | 349.2913 | 867.3898 | 98.8757 | 114.9471 | 144.155 | 357.9778 | 1.1826e-07 | 1.3748e-07 | 1.7237e-07 | 4.2811e-07 | 0.011899 | 0.013833 | 0.017348 | 0.043081 | 0 | 0 | 0 | 0 | 0 | 0 | 0 | 0 | 3.5737 | 0.51281 | 0.59124 | 0.75629 | 1.8603 | 6.1934 | 6.5521 | 8.3155 | 21.061 | 0 | 117 | SCR
7931_G_1 | WECC_PNW | Oregon | 41 | Morrow | 49 | 7931 | 1 | Coyote Springs II | 7050 | 2003 | 9999 | Combined Cycle |  |  | SCR | DLNB |  | Fossil | G | 2025 | NaturalGas |  | 2.4975 | 2.9034 | 3.6411 | 9.042 | 0 | 0 | 0 | 0 | 0 | 0 | 0 | 0 | 0 | 0 | 0 | 0 | 354.2486 | 411.8286 | 516.4735 | 1282.5507 | 146.2009 | 169.9645 | 213.1522 | 529.3177 | 1.7481e-07 | 2.0323e-07 | 2.548e-07 | 6.3284e-07 | 0.017595 | 0.020454 | 0.025652 | 0.063701 | 0 | 0 | 0 | 0 | 0 | 0 | 0 | 0 | 5.2842 | 0.75826 | 0.87423 | 1.1183 | 2.7508 | 9.1578 | 9.6881 | 12.2955 | 31.1414 | 0 | 173 | SCR
7930_G_T-2 | SPP_N | Kansas | 20 | Russell | 167 | 7930 | T-2 | Russell Energy Center | 11688 | 2002 | 9999 | Combustion Turbine | [5 empty] | Fossil | G | 2025 | NaturalGas |  | 0.00022912 | 0 | 0.011046 | 0.011275 | 0 | 0 | 0 | 0 | 0 | 0 | 0 | 0 | 0 | 0 | 0 | 0 | 0.019603 | 0 | 0.94504 | 0.96465 | 0.013413 | 0 | 0.64661 | 0.66003 | 1.6051e-11 | 0 | 7.7378e-10 | 7.8983e-10 | 1.09e-05 | 0 | 0.00052525 | 0.00053615 | 0 | 0 | 0 | 0 | 0 | 0 | 0 | 0 | 0.1122 | 0.00030774 | 0 | 0.012961 | 0.013269 | 0.00084703 | 0 | 0.039067 | 0.039914 | 0 | 6
7930_G_T-1 | SPP_N | Kansas | 20 | Russell | 167 | 7930 | T-1 | Russell Energy Center | 11687 | 2002 | 9999 | Combustion Turbine | [5 empty] | Fossil | G | 2025 | NaturalGas |  | 0.0002291 | 0 | 0.011045 | 0.011274 | 0 | 0 | 0 | 0 | 0 | 0 | 0 | 0 | 0 | 0 | 0 | 0 | 0.019603 | 0 | 0.94504 | 0.96465 | 0.013412 | 0 | 0.64656 | 0.65997 | 1.6049e-11 | 0 | 7.7372e-10 | 7.8977e-10 | 1.09e-05 | 0 | 0.00052521 | 0.00053611 | 0 | 0 | 0 | 0 | 0 | 0 | 0 | 0 | 0.1122 | 0.00030774 | 0 | 0.012961 | 0.013269 | 0.00084695 | 0 | 0.039063 | 0.03991 | 0 | 6
7929_G_4 | SPP_N | Kansas | 20 | Johnson | 91 | 7929 | 4 | West Gardner | 13839 | 2003 | 9999 | Combustion Turbine |  |  |  | other |  | Fossil | G | 2025 | NaturalGas |  | 0.0029943 | 0 | 0.03535 | 0.038344 | 0 | 0 | 0 | 0 | 0 | 0 | 0 | 0 | 0 | 0 | 0 | 0 | 0.21637 | 0 | 2.5544 | 2.7707 | 0.17529 | 0 | 2.0694 | 2.2447 | 2.0928e-10 | 0 | 2.4767e-09 | 2.686e-09 | 4.2624e-05 | 0 | 0.00050321 | 0.00054583 | 0 | 0 | 0 | 0 | 0 | 0 | 0 | 0 | 1.4493 | 0.0033966 | 0 | 0.0401 | 0.043497 | 0.011069 | 0 | 0.12503 | 0.1361 | 0 | 77.5
7929_G_3 | SPP_N | Kansas | 20 | Johnson | 91 | 7929 | 3 | West Gardner | 13839 | 2003 | 9999 | Combustion Turbine |  |  |  | other |  | Fossil | G | 2025 | NaturalGas |  | 0.0029866 | 0 | 0.035259 | 0.038245 | 0 | 0 | 0 | 0 | 0 | 0 | 0 | 0 | 0 | 0 | 0 | 0 | 0.21581 | 0 | 2.5478 | 2.7636 | 0.17483 | 0 | 2.0641 | 2.2389 | 2.0874e-10 | 0 | 2.4703e-09 | 2.6791e-09 | 3.5779e-05 | 0 | 0.0004224 | 0.00045818 | 0 | 0 | 0 | 0 | 0 | 0 | 0 | 0 | 1.4455 | 0.0033879 | 0 | 0.039997 | 0.043384 | 0.011041 | 0 | 0.1247 | 0.13575 | 0 | 77.3
7929_G_2 | SPP_N | Kansas | 20 | Johnson | 91 | 7929 | 2 | West Gardner | 13840 | 2003 | 9999 | Combustion Turbine |  |  |  | other |  | Fossil | G | 2025 | NaturalGas |  | 0.003037 | 0 | 0.035854 | 0.038891 | 0 | 0 | 0 | 0 | 0 | 0 | 0 | 0 | 0 | 0 | 0 | 0 | 0.21944 | 0 | 2.5906 | 2.8101 | 0.17779 | 0 | 2.0989 | 2.2767 | 2.1227e-10 | 0 | 2.5121e-09 | 2.7243e-09 | 4.0711e-05 | 0 | 0.00048063 | 0.00052134 | 0 | 0 | 0 | 0 | 0 | 0 | 0 | 0 | 1.4698 | 0.0034448 | 0 | 0.040669 | 0.044114 | 0.011227 | 0 | 0.12681 | 0.13804 | 0 | 78.6
7929_G_1 | SPP_N | Kansas | 20 | Johnson | 91 | 7929 | 1 | West Gardner | 13840 | 2003 | 9999 | Combustion Turbine |  |  |  | other |  | Fossil | G | 2025 | NaturalGas |  | 0.0030718 | 0 | 0.036265 | 0.039337 | 0 | 0 | 0 | 0 | 0 | 0 | 0 | 0 | 0 | 0 | 0 | 0 | 0.22195 | 0 | 2.6203 | 2.8423 | 0.17982 | 0 | 2.123 | 2.3028 | 2.147e-10 | 0 | 2.5408e-09 | 2.7555e-09 | 3.8474e-05 | 0 | 0.00045422 | 0.00049269 | 0 | 0 | 0 | 0 | 0 | 0 | 0 | 0 | 1.4867 | 0.0034843 | 0 | 0.041135 | 0.044619 | 0.011356 | 0 | 0.12826 | 0.13962 | 0 | 79.5
7928_G_1 | SPP_N | Kansas | 20 | Miami | 121 | 7928 | 1 | Osawatomie | 14719 | 2003 | 9999 | Combustion Turbine |  |  |  | DLNB |  | Fossil | G | 2025 | NaturalGas |  | 0 | 0 | 0.036725 | 0.036725 | 0 | 0 | 0 | 0 | 0 | 0 | 0 | 0 | 0 | 0 | 0 | 0 | 0 | 0 | 2.4951 | 2.4951 | 0 | 0 | 2.1499 | 2.1499 | 0 | 0 | 2.575e-09 | 2.575e-09 | 0 | 0 | 0.00053159 | 0.00053159 | 0 | 0 | 0 | 0 | 0 | 0 | 0 | 0 | 1.4156 | 0 | 0 | 0.039169 | 0.039169 | 0 | 0 | 0.12989 | 0.12989 | 0 | 75.7
7927_G_3 | S_C_TVA | Tennessee | 47 | Anderson | 1 | 7927 | 3 | Buffalo Mountain | 0 | 2000 | 9999 | Onshore Wind | [5 empty] | Non-Fossil | G | 2025 | Wind |  | 0 | 0 | 0 | 0 | 0 | 0 | 0 | 0 | 0 | 0 | 0 | 0 | 0 | 0 | 0 | 0 | 0.38991 | 0.47556 | 0.27589 | 1.1414 | 0 | 0 | 0 | 0 | 0 | 0 | 0 | 0 | 0 | 0 | 0 | 0 | 0 | 0 | 0 | 0 | 0 | 0 | 0 | 0 | 0.019724 | 0 | 0 | 0 | 0 | 0 | 0 | 0 | 0 | 0 | 0.7
7927_G_2 | S_C_TVA | Tennessee | 47 | Anderson | 1 | 7927 | 2 | Buffalo Mountain | 0 | 2000 | 9999 | Onshore Wind | [5 empty] | Non-Fossil | G | 2025 | Wind |  | 0 | 0 | 0 | 0 | 0 | 0 | 0 | 0 | 0 | 0 | 0 | 0 | 0 | 0 | 0 | 0 | 0.38991 | 0.47556 | 0.27589 | 1.1414 | 0 | 0 | 0 | 0 | 0 | 0 | 0 | 0 | 0 | 0 | 0 | 0 | 0 | 0 | 0 | 0 | 0 | 0 | 0 | 0 | 0.019724 | 0 | 0 | 0 | 0 | 0 | 0 | 0 | 0 | 0 | 0.7
7927_G_1 | S_C_TVA | Tennessee | 47 | Anderson | 1 | 7927 | 1 | Buffalo Mountain | 0 | 2000 | 9999 | Onshore Wind | [5 empty] | Non-Fossil | G | 2025 | Wind |  | 0 | 0 | 0 | 0 | 0 | 0 | 0 | 0 | 0 | 0 | 0 | 0 | 0 | 0 | 0 | 0 | 0.38991 | 0.47556 | 0.27589 | 1.1414 | 0 | 0 | 0 | 0 | 0 | 0 | 0 | 0 | 0 | 0 | 0 | 0 | 0 | 0 | 0 | 0 | 0 | 0 | 0 | 0 | 0.019724 | 0 | 0 | 0 | 0 | 0 | 0 | 0 | 0 | 0 | 0.7
7926_G_2A | MIS_IA | Iowa | 19 | Clayton | 43 | 7926 | 2A | South Strawberry | 10745 | 2002 | 9999 | Combustion Turbine | [5 empty] | Fossil | G | 2025 | Oil |  | 0 | 0 | 0 | 0 | 0 | 0 | 0 | 0 | 0 | 0 | 0 | 0 | 0 | 0 | 0 | 0 | 0 | 0 | 0 | 0 | 0 | 0 | 0 | 0 | 0 | 0 | 0 | 0 | 0 | 0 | 0 | 0 | 0 | 0 | 0 | 0 | 0 | 0 | 0 | 0 | 0.03366 | 0 | 0 | 0 | 0 | 0 | 0 | 0 | 0 | 0 | 1.8
7926_G_1A | MIS_IA | Iowa | 19 | Clayton | 43 | 7926 | 1A | South Strawberry | 10745 | 2002 | 9999 | Combustion Turbine | [5 empty] | Fossil | G | 2025 | Oil |  | 0 | 0 | 0 | 0 | 0 | 0 | 0 | 0 | 0 | 0 | 0 | 0 | 0 | 0 | 0 | 0 | 0 | 0 | 0 | 0 | 0 | 0 | 0 | 0 | 0 | 0 | 0 | 0 | 0 | 0 | 0 | 0 | 0 | 0 | 0 | 0 | 0 | 0 | 0 | 0 | 0.03366 | 0 | 0 | 0 | 0 | 0 | 0 | 0 | 0 | 0 | 1.8
7925_G_7 | MIS_MNWI | Minnesota | 27 | Martin | 91 | 7925 | 7 | Lakefield Junction | 12822 | 2002 | 9999 | Combustion Turbine | [5 empty] | Fossil | G | 2025 | Oil |  | 0 | 0 | 0 | 0 | 0 | 0 | 0 | 0 | 0 | 0 | 0 | 0 | 0 | 0 | 0 | 0 | 0 | 0 | 0 | 0 | 0 | 0 | 0 | 0 | 0 | 0 | 0 | 0 | 0 | 0 | 0 | 0 | 0 | 0 | 0 | 0 | 0 | 0 | 0 | 0 | 0.0374 | 0 | 0 | 0 | 0 | 0 | 0 | 0 | 0 | 0 | 2
7925_G_6 | MIS_MNWI | Minnesota | 27 | Martin | 91 | 7925 | 6 | Lakefield Junction | 12648 | 2001 | 9999 | Combustion Turbine |  |  |  | DLNB + H2O |  | Fossil | G | 2025 | NaturalGas |  | 0 | 0 | 0.011374 | 0.011374 | 0 | 0 | 0 | 0 | 0 | 0 | 0 | 0 | 0 | 0 | 0 | 0 | 0 | 0 | 0.89924 | 0.89924 | 0 | 0 | 0.66581 | 0.66581 | 0 | 0 | 7.9651e-10 | 7.9651e-10 | 0 | 0 | 0.00018687 | 0.00018687 | 0 | 0 | 0 | 0 | 0 | 0 | 0 | 0 | 1.5521 | 0 | 0 | 0.014117 | 0.014117 | 0 | 0 | 0.04307 | 0.04307 | 0 | 83
7925_G_5 | MIS_MNWI | Minnesota | 27 | Martin | 91 | 7925 | 5 | Lakefield Junction | 12648 | 2001 | 9999 | Combustion Turbine |  |  |  | DLNB + H2O |  | Fossil | G | 2025 | NaturalGas |  | 0 | 0 | 0.011607 | 0.011607 | 0 | 0 | 0 | 0 | 0 | 0 | 0 | 0 | 0 | 0 | 0 | 0 | 0 | 0 | 0.91766 | 0.91766 | 0 | 0 | 0.67944 | 0.67944 | 0 | 0 | 8.1282e-10 | 8.1282e-10 | 0 | 0 | 0.00017979 | 0.00017979 | 0 | 0 | 0 | 0 | 0 | 0 | 0 | 0 | 1.5839 | 0 | 0 | 0.014406 | 0.014406 | 0 | 0 | 0.043952 | 0.043952 | 0 | 84.7
7925_G_4 | MIS_MNWI | Minnesota | 27 | Martin | 91 | 7925 | 4 | Lakefield Junction | 12648 | 2001 | 9999 | Combustion Turbine |  |  |  | DLNB + H2O |  | Fossil | G | 2025 | NaturalGas |  | 0 | 0 | 0.011511 | 0.011511 | 0 | 0 | 0 | 0 | 0 | 0 | 0 | 0 | 0 | 0 | 0 | 0 | 0 | 0 | 0.91007 | 0.91007 | 0 | 0 | 0.67383 | 0.67383 | 0 | 0 | 8.061e-10 | 8.061e-10 | 0 | 0 | 0.00019879 | 0.00019879 | 0 | 0 | 0 | 0 | 0 | 0 | 0 | 0 | 1.5708 | 0 | 0 | 0.014287 | 0.014287 | 0 | 0 | 0.043589 | 0.043589 | 0 | 84
7925_G_3 | MIS_MNWI | Minnesota | 27 | Martin | 91 | 7925 | 3 | Lakefield Junction | 12648 | 2001 | 9999 | Combustion Turbine |  |  |  | DLNB + H2O |  | Fossil | G | 2025 | NaturalGas |  | 0 | 0 | 0.011497 | 0.011497 | 0 | 0 | 0 | 0 | 0 | 0 | 0 | 0 | 0 | 0 | 0 | 0 | 0 | 0 | 0.90899 | 0.90899 | 0 | 0 | 0.67303 | 0.67303 | 0 | 0 | 8.0515e-10 | 8.0515e-10 | 0 | 0 | 0.00021275 | 0.00021275 | 0 | 0 | 0 | 0 | 0 | 0 | 0 | 0 | 1.5689 | 0 | 0 | 0.01427 | 0.01427 | 0 | 0 | 0.043537 | 0.043537 | 0 | 83.9
7925_G_2 | MIS_MNWI | Minnesota | 27 | Martin | 91 | 7925 | 2 | Lakefield Junction | 12647 | 2001 | 9999 | Combustion Turbine |  |  |  | DLNB + H2O |  | Fossil | G | 2025 | NaturalGas |  | 0 | 0 | 0.011373 | 0.011373 | 0 | 0 | 0 | 0 | 0 | 0 | 0 | 0 | 0 | 0 | 0 | 0 | 0 | 0 | 0.89924 | 0.89924 | 0 | 0 | 0.66576 | 0.66576 | 0 | 0 | 7.9645e-10 | 7.9645e-10 | 0 | 0 | 0.0001947 | 0.0001947 | 0 | 0 | 0 | 0 | 0 | 0 | 0 | 0 | 1.5521 | 0 | 0 | 0.014117 | 0.014117 | 0 | 0 | 0.043066 | 0.043066 | 0 | 83
7925_G_1 | MIS_MNWI | Minnesota | 27 | Martin | 91 | 7925 | 1 | Lakefield Junction | 12648 | 2001 | 9999 | Combustion Turbine |  |  |  | DLNB + H2O |  | Fossil | G | 2025 | NaturalGas |  | 0 | 0 | 0.011894 | 0.011894 | 0 | 0 | 0 | 0 | 0 | 0 | 0 | 0 | 0 | 0 | 0 | 0 | 0 | 0 | 0.94041 | 0.94041 | 0 | 0 | 0.69629 | 0.69629 | 0 | 0 | 8.3297e-10 | 8.3297e-10 | 0 | 0 | 0.00022867 | 0.00022867 | 0 | 0 | 0 | 0 | 0 | 0 | 0 | 0 | 1.6232 | 0 | 0 | 0.014763 | 0.014763 | 0 | 0 | 0.045042 | 0.045042 | 0 | 86.8
7924_G_DG4 | S_C_TVA | Alabama | 1 | Marshall | 95 | 7924 | DG4 | Albertville | 12822 | 2000 | 9999 | Combustion Turbine | [5 empty] | Fossil | G | 2025 | Oil |  | 0 | 0 | 0 | 0 | 0 | 0 | 0 | 0 | 0 | 0 | 0 | 0 | 0 | 0 | 0 | 0 | 0 | 0 | 0 | 0 | 0 | 0 | 0 | 0 | 0 | 0 | 0 | 0 | 0 | 0 | 0 | 0 | 0 | 0 | 0 | 0 | 0 | 0 | 0 | 0 | 0.01683 | 0 | 0 | 0 | 0 | 0 | 0 | 0 | 0 | 0 | 0.9
7924_G_DG3 | S_C_TVA | Alabama | 1 | Marshall | 95 | 7924 | DG3 | Albertville | 12822 | 2000 | 9999 | Combustion Turbine | [5 empty] | Fossil | G | 2025 | Oil |  | 0 | 0 | 0 | 0 | 0 | 0 | 0 | 0 | 0 | 0 | 0 | 0 | 0 | 0 | 0 | 0 | 0 | 0 | 0 | 0 | 0 | 0 | 0 | 0 | 0 | 0 | 0 | 0 | 0 | 0 | 0 | 0 | 0 | 0 | 0 | 0 | 0 | 0 | 0 | 0 | 0.01683 | 0 | 0 | 0 | 0 | 0 | 0 | 0 | 0 | 0 | 0.9
7924_G_DG2 | S_C_TVA | Alabama | 1 | Marshall | 95 | 7924 | DG2 | Albertville | 12822 | 2000 | 9999 | Combustion Turbine | [5 empty] | Fossil | G | 2025 | Oil |  | 0 | 0 | 0 | 0 | 0 | 0 | 0 | 0 | 0 | 0 | 0 | 0 | 0 | 0 | 0 | 0 | 0 | 0 | 0 | 0 | 0 | 0 | 0 | 0 | 0 | 0 | 0 | 0 | 0 | 0 | 0 | 0 | 0 | 0 | 0 | 0 | 0 | 0 | 0 | 0 | 0.01683 | 0 | 0 | 0 | 0 | 0 | 0 | 0 | 0 | 0 | 0.9
7924_G_DG1 | S_C_TVA | Alabama | 1 | Marshall | 95 | 7924 | DG1 | Albertville | 12822 | 2000 | 9999 | Combustion Turbine | [5 empty] | Fossil | G | 2025 | Oil |  | 0 | 0 | 0 | 0 | 0 | 0 | 0 | 0 | 0 | 0 | 0 | 0 | 0 | 0 | 0 | 0 | 0 | 0 | 0 | 0 | 0 | 0 | 0 | 0 | 0 | 0 | 0 | 0 | 0 | 0 | 0 | 0 | 0 | 0 | 0 | 0 | 0 | 0 | 0 | 0 | 0.01683 | 0 | 0 | 0 | 0 | 0 | 0 | 0 | 0 | 0 | 0.9
7922_G_6 | MIS_IA | Iowa | 19 | Poweshiek | 157 | 7922 | 6 | Brooklyn City North Plant | 10745 | 2002 | 9999 | Combustion Turbine | [5 empty] | Fossil | G | 2025 | Oil |  | 0 | 0 | 0 | 0 | 0 | 0 | 0 | 0 | 0 | 0 | 0 | 0 | 0 | 0 | 0 | 0 | 0 | 0 | 0 | 0 | 0 | 0 | 0 | 0 | 0 | 0 | 0 | 0 | 0 | 0 | 0 | 0 | 0 | 0 | 0 | 0 | 0 | 0 | 0 | 0 | 0.03366 | 0 | 0 | 0 | 0 | 0 | 0 | 0 | 0 | 0 | 1.8
7921_G_14 | MIS_IA | Iowa | 19 | Jackson | 97 | 7921 | 14 | Maquoketa 2 | 12822 | 2002 | 9999 | Combustion Turbine | [5 empty] | Fossil | G | 2025 | Oil |  | 0 | 0 | 0 | 0 | 0 | 0 | 0 | 0 | 0 | 0 | 0 | 0 | 0 | 0 | 0 | 0 | 0 | 0 | 0 | 0 | 0 | 0 | 0 | 0 | 0 | 0 | 0 | 0 | 0 | 0 | 0 | 0 | 0 | 0 | 0 | 0 | 0 | 0 | 0 | 0 | 0.02431 | 0 | 0 | 0 | 0 | 0 | 0 | 0 | 0 | 0 | 1.3
7921_G_13 | MIS_IA | Iowa | 19 | Jackson | 97 | 7921 | 13 | Maquoketa 2 | 12822 | 2002 | 9999 | Combustion Turbine | [5 empty] | Fossil | G | 2025 | Oil |  | 0 | 0 | 0 | 0 | 0 | 0 | 0 | 0 | 0 | 0 | 0 | 0 | 0 | 0 | 0 | 0 | 0 | 0 | 0 | 0 | 0 | 0 | 0 | 0 | 0 | 0 | 0 | 0 | 0 | 0 | 0 | 0 | 0 | 0 | 0 | 0 | 0 | 0 | 0 | 0 | 0.02431 | 0 | 0 | 0 | 0 | 0 | 0 | 0 | 0 | 0 | 1.3
7921_G_12 | MIS_IA | Iowa | 19 | Jackson | 97 | 7921 | 12 | Maquoketa 2 | 12822 | 2001 | 9999 | Combustion Turbine | [5 empty] | Fossil | G | 2025 | Oil |  | 0 | 0 | 0 | 0 | 0 | 0 | 0 | 0 | 0 | 0 | 0 | 0 | 0 | 0 | 0 | 0 | 0 | 0 | 0 | 0 | 0 | 0 | 0 | 0 | 0 | 0 | 0 | 0 | 0 | 0 | 0 | 0 | 0 | 0 | 0 | 0 | 0 | 0 | 0 | 0 | 0.02431 | 0 | 0 | 0 | 0 | 0 | 0 | 0 | 0 | 0 | 1.3
7921_G_11 | MIS_IA | Iowa | 19 | Jackson | 97 | 7921 | 11 | Maquoketa 2 | 12822 | 2001 | 9999 | Combustion Turbine | [5 empty] | Fossil | G | 2025 | Oil |  | 0 | 0 | 0 | 0 | 0 | 0 | 0 | 0 | 0 | 0 | 0 | 0 | 0 | 0 | 0 | 0 | 0 | 0 | 0 | 0 | 0 | 0 | 0 | 0 | 0 | 0 | 0 | 0 | 0 | 0 | 0 | 0 | 0 | 0 | 0 | 0 | 0 | 0 | 0 | 0 | 0.02244 | 0 | 0 | 0 | 0 | 0 | 0 | 0 | 0 | 0 | 1.2
7920_G_5 | MIS_MIDA | Iowa | 19 | Tama | 171 | 7920 | 5 | Traer South | 21401 | 2001 | 9999 | Combustion Turbine | [5 empty] | Fossil | G | 2025 | Oil |  | 0 | 0 | 0 | 0 | 0 | 0 | 0 | 0 | 0 | 0 | 0 | 0 | 0 | 0 | 0 | 0 | 0 | 0 | 0 | 0 | 0 | 0 | 0 | 0 | 0 | 0 | 0 | 0 | 0 | 0 | 0 | 0 | 0 | 0 | 0 | 0 | 0 | 0 | 0 | 0 | 0.03366 | 0 | 0 | 0 | 0 | 0 | 0 | 0 | 0 | 0 | 1.8
7919_G_3 | PJM_ATSI | Ohio | 39 | Medina | 103 | 7919 | 3 | Seville | 10745 | 2001 | 9999 | Combustion Turbine | [5 empty] | Fossil | G | 2025 | Oil |  | 0 | 0 | 0 | 0 | 0 | 0 | 0 | 0 | 0 | 0 | 0 | 0 | 0 | 0 | 0 | 0 | 0 | 0 | 0 | 0 | 0 | 0 | 0 | 0 | 0 | 0 | 0 | 0 | 0 | 0 | 0 | 0 | 0 | 0 | 0 | 0 | 0 | 0 | 0 | 0 | 0.03366 | 0 | 0 | 0 | 0 | 0 | 0 | 0 | 0 | 0 | 1.8
7919_G_2 | PJM_ATSI | Ohio | 39 | Medina | 103 | 7919 | 2 | Seville | 10745 | 2001 | 9999 | Combustion Turbine | [5 empty] | Fossil | G | 2025 | Oil |  | 0 | 0 | 0 | 0 | 0 | 0 | 0 | 0 | 0 | 0 | 0 | 0 | 0 | 0 | 0 | 0 | 0 | 0 | 0 | 0 | 0 | 0 | 0 | 0 | 0 | 0 | 0 | 0 | 0 | 0 | 0 | 0 | 0 | 0 | 0 | 0 | 0 | 0 | 0 | 0 | 0.03366 | 0 | 0 | 0 | 0 | 0 | 0 | 0 | 0 | 0 | 1.8
7919_G_1 | PJM_ATSI | Ohio | 39 | Medina | 103 | 7919 | 1 | Seville | 10745 | 2001 | 9999 | Combustion Turbine | [5 empty] | Fossil | G | 2025 | Oil |  | 0 | 0 | 0 | 0 | 0 | 0 | 0 | 0 | 0 | 0 | 0 | 0 | 0 | 0 | 0 | 0 | 0 | 0 | 0 | 0 | 0 | 0 | 0 | 0 | 0 | 0 | 0 | 0 | 0 | 0 | 0 | 0 | 0 | 0 | 0 | 0 | 0 | 0 | 0 | 0 | 0.03366 | 0 | 0 | 0 | 0 | 0 | 0 | 0 | 0 | 0 | 1.8
7918_G_3 | PJM_ATSI | Ohio | 39 | Crawford | 33 | 7918 | 3 | Galion | 10745 | 2001 | 9999 | Combustion Turbine | [5 empty] | Fossil | G | 2025 | Oil |  | 0 | 0 | 0 | 0 | 0 | 0 | 0 | 0 | 0 | 0 | 0 | 0 | 0 | 0 | 0 | 0 | 0 | 0 | 0 | 0 | 0 | 0 | 0 | 0 | 0 | 0 | 0 | 0 | 0 | 0 | 0 | 0 | 0 | 0 | 0 | 0 | 0 | 0 | 0 | 0 | 0.03366 | 0 | 0 | 0 | 0 | 0 | 0 | 0 | 0 | 0 | 1.8
7918_G_2 | PJM_ATSI | Ohio | 39 | Crawford | 33 | 7918 | 2 | Galion | 10745 | 2001 | 9999 | Combustion Turbine | [5 empty] | Fossil | G | 2025 | Oil |  | 0 | 0 | 0 | 0 | 0 | 0 | 0 | 0 | 0 | 0 | 0 | 0 | 0 | 0 | 0 | 0 | 0 | 0 | 0 | 0 | 0 | 0 | 0 | 0 | 0 | 0 | 0 | 0 | 0 | 0 | 0 | 0 | 0 | 0 | 0 | 0 | 0 | 0 | 0 | 0 | 0.03366 | 0 | 0 | 0 | 0 | 0 | 0 | 0 | 0 | 0 | 1.8
7918_G_1 | PJM_ATSI | Ohio | 39 | Crawford | 33 | 7918 | 1 | Galion | 10745 | 2001 | 9999 | Combustion Turbine | [5 empty] | Fossil | G | 2025 | Oil |  | 0 | 0 | 0 | 0 | 0 | 0 | 0 | 0 | 0 | 0 | 0 | 0 | 0 | 0 | 0 | 0 | 0 | 0 | 0 | 0 | 0 | 0 | 0 | 0 | 0 | 0 | 0 | 0 | 0 | 0 | 0 | 0 | 0 | 0 | 0 | 0 | 0 | 0 | 0 | 0 | 0.03366 | 0 | 0 | 0 | 0 | 0 | 0 | 0 | 0 | 0 | 1.8
7917_G_3 | S_SOU | Georgia | 13 | Heard | 149 | 7917 | 3 | Chattahoochee Energy Facility | 7119 | 2003 | 9999 | Combined Cycle |  |  | SCR |  |  | Fossil | G | 2025 | NaturalGas |  | 2.0728 | 2.8098 | 3.8785 | 8.761 | 0 | 0 | 0 | 0 | 0 | 0 | 0 | 0 | 0 | 0 | 0 | 0 | 291.1606 | 394.6843 | 544.8107 | 1230.6556 | 121.3401 | 164.4832 | 227.0478 | 512.8711 | 1.4511e-07 | 1.9671e-07 | 2.7154e-07 | 6.1335e-07 | 0.0089026 | 0.012068 | 0.016658 | 0.037629 | 0 | 0 | 0 | 0 | 0 | 0 | 0 | 0 | 5.0704 | 0.61807 | 0.83783 | 1.1565 | 2.6124 | 7.7663 | 9.8534 | 14.4546 | 32.0743 | 0 | 166 | SCR
7917_G_2 | S_SOU | Georgia | 13 | Heard | 149 | 7917 | 2 | Chattahoochee Energy Facility | 7119 | 2003 | 9999 | Combined Cycle |  |  | SCR |  |  | Fossil | G | 2025 | NaturalGas |  | 1.8617 | 2.5237 | 3.4836 | 7.8691 | 0 | 0 | 0 | 0 | 0 | 0 | 0 | 0 | 0 | 0 | 0 | 0 | 261.5183 | 354.5026 | 489.345 | 1105.366 | 108.9868 | 147.7376 | 203.9327 | 460.6571 | 1.3034e-07 | 1.7668e-07 | 2.4389e-07 | 5.5091e-07 | 0.0079962 | 0.010839 | 0.014962 | 0.033798 | 0 | 0 | 0 | 0 | 0 | 0 | 0 | 0 | 4.5542 | 0.55515 | 0.75254 | 1.0388 | 2.3465 | 6.9757 | 8.8502 | 12.983 | 28.8089 | 0 | 149.1 | SCR
7917_G_1 | S_SOU | Georgia | 13 | Heard | 149 | 7917 | 1 | Chattahoochee Energy Facility | 7119 | 2003 | 9999 | Combined Cycle |  |  | SCR |  |  | Fossil | G | 2025 | NaturalGas |  | 1.7831 | 2.4171 | 3.3365 | 7.5366 | 0 | 0 | 0 | 0 | 0 | 0 | 0 | 0 | 0 | 0 | 0 | 0 | 250.4683 | 339.5236 | 468.6685 | 1058.6604 | 104.3817 | 141.4952 | 195.3158 | 441.1927 | 1.2483e-07 | 1.6921e-07 | 2.3359e-07 | 5.2763e-07 | 0.0076583 | 0.010381 | 0.01433 | 0.03237 | 0 | 0 | 0 | 0 | 0 | 0 | 0 | 0 | 4.3618 | 0.53169 | 0.72074 | 0.99489 | 2.2473 | 6.6809 | 8.4763 | 12.4344 | 27.5916 | 0 | 142.8 | SCR
7916_G_6 | S_SOU | Georgia | 13 | Talbot | 263 | 7916 | 6 | Talbot County Energy | 11914 | 2003 | 9999 | Combustion Turbine |  |  |  | DLNB |  | Fossil | G | 2025 | NaturalGas |  | 0.014805 | 0 | 0.0010395 | 0.015845 | 0 | 0 | 0 | 0 | 0 | 0 | 0 | 0 | 0 | 0 | 0 | 0 | 1.2427 | 0 | 0.087252 | 1.3299 | 0.86671 | 0 | 0.060853 | 0.92757 | 1.036e-09 | 0 | 7.2792e-11 | 1.1088e-09 | 0.00025211 | 0 | 1.7702e-05 | 0.00026982 | 0 | 0 | 0 | 0 | 0 | 0 | 0 | 0 | 1.7821 | 0.019509 | 0 | 0.0013697 | 0.020878 | 0.055474 | 0 | 0.0038741 | 0.059348 | 0 | 95.3
7916_G_5 | S_SOU | Georgia | 13 | Talbot | 263 | 7916 | 5 | Talbot County Energy | 11914 | 2003 | 9999 | Combustion Turbine |  |  |  | DLNB |  | Fossil | G | 2025 | NaturalGas |  | 0.014992 | 0 | 0.0010526 | 0.016045 | 0 | 0 | 0 | 0 | 0 | 0 | 0 | 0 | 0 | 0 | 0 | 0 | 1.2583 | 0 | 0.088351 | 1.3467 | 0.87763 | 0 | 0.06162 | 0.93925 | 1.049e-09 | 0 | 7.3708e-11 | 1.1227e-09 | 0.00022643 | 0 | 1.5898e-05 | 0.00024233 | 0 | 0 | 0 | 0 | 0 | 0 | 0 | 0 | 1.8046 | 0.019754 | 0 | 0.001387 | 0.021141 | 0.056172 | 0 | 0.0039229 | 0.060095 | 0 | 96.5
7916_G_4 | S_SOU | Georgia | 13 | Talbot | 263 | 7916 | 4 | Talbot County Energy | 11914 | 2002 | 9999 | Combustion Turbine |  |  |  | DLNB |  | Fossil | G | 2025 | NaturalGas |  | 0.015116 | 0 | 0.0010613 | 0.016178 | 0 | 0 | 0 | 0 | 0 | 0 | 0 | 0 | 0 | 0 | 0 | 0 | 1.2688 | 0 | 0.089083 | 1.3579 | 0.8849 | 0 | 0.062131 | 0.94703 | 1.0582e-09 | 0 | 7.434e-11 | 1.1326e-09 | 0.00022294 | 0 | 1.5645e-05 | 0.00023858 | 0 | 0 | 0 | 0 | 0 | 0 | 0 | 0 | 1.8195 | 0.019918 | 0 | 0.0013985 | 0.021316 | 0.056638 | 0 | 0.0039554 | 0.060593 | 0 | 97.3
7916_G_3 | S_SOU | Georgia | 13 | Talbot | 263 | 7916 | 3 | Talbot County Energy | 11914 | 2002 | 9999 | Combustion Turbine |  |  |  | DLNB |  | Fossil | G | 2025 | NaturalGas |  | 0.014712 | 0 | 0.001033 | 0.015745 | 0 | 0 | 0 | 0 | 0 | 0 | 0 | 0 | 0 | 0 | 0 | 0 | 1.2349 | 0 | 0.086703 | 1.3216 | 0.86126 | 0 | 0.06047 | 0.92173 | 1.0299e-09 | 0 | 7.2354e-11 | 1.1023e-09 | 0.00022779 | 0 | 1.5985e-05 | 0.00024378 | 0 | 0 | 0 | 0 | 0 | 0 | 0 | 0 | 1.7709 | 0.019386 | 0 | 0.0013611 | 0.020747 | 0.055124 | 0 | 0.0038497 | 0.058974 | 0 | 94.7
7916_G_2 | S_SOU | Georgia | 13 | Talbot | 263 | 7916 | 2 | Talbot County Energy | 11914 | 2002 | 9999 | Combustion Turbine |  |  |  | DLNB |  | Fossil | G | 2025 | NaturalGas |  | 0.014883 | 0 | 0.001045 | 0.015928 | 0 | 0 | 0 | 0 | 0 | 0 | 0 | 0 | 0 | 0 | 0 | 0 | 1.2492 | 0 | 0.08771 | 1.3369 | 0.87126 | 0 | 0.061173 | 0.93243 | 1.0419e-09 | 0 | 7.3194e-11 | 1.1151e-09 | 0.00023282 | 0 | 1.6338e-05 | 0.00024916 | 0 | 0 | 0 | 0 | 0 | 0 | 0 | 0 | 1.7915 | 0.019611 | 0 | 0.0013769 | 0.020988 | 0.055765 | 0 | 0.0038944 | 0.059659 | 0 | 95.8
7916_G_1 | S_SOU | Georgia | 13 | Talbot | 263 | 7916 | 1 | Talbot County Energy | 11914 | 2002 | 9999 | Combustion Turbine |  |  |  | DLNB |  | Fossil | G | 2025 | NaturalGas |  | 0.01507 | 0 | 0.0010581 | 0.016128 | 0 | 0 | 0 | 0 | 0 | 0 | 0 | 0 | 0 | 0 | 0 | 0 | 1.2649 | 0 | 0.088808 | 1.3537 | 0.88217 | 0 | 0.061939 | 0.94411 | 1.055e-09 | 0 | 7.4111e-11 | 1.1291e-09 | 0.00023559 | 0 | 1.6532e-05 | 0.00025212 | 0 | 0 | 0 | 0 | 0 | 0 | 0 | 0 | 1.8139 | 0.019857 | 0 | 0.0013942 | 0.021251 | 0.056463 | 0 | 0.0039432 | 0.060407 | 0 | 97
7915_G_N01 | NY_Z_J | New York | 36 | Kings | 47 | 7915 | N01 | North 1st | 10745 | 2001 | 9999 | Combustion Turbine |  |  | SCR |  |  | Fossil | G | 2025 | NaturalGas |  | 0 | 0 | 0.015501 | 0.015501 | 0 | 0 | 0 | 0 | 0 | 0 | 0 | 0 | 0 | 0 | 0 | 0 | 0 | 0 | 1.4426 | 1.4426 | 0 | 0 | 0.90742 | 0.90742 | 0 | 0 | 1.0862e-09 | 1.0862e-09 | 0 | 0 | 8.239e-05 | 8.239e-05 | 0 | 0 | 0 | 0 | 0 | 0 | 0 | 0 | 0.93456 | 0 | 0 | 0.022849 | 0.022849 | 0 | 0 | 0.052654 | 0.052654 | 0 | 45.1 | SCR
7914_G_HR02 | NY_Z_J | New York | 36 | Bronx | 5 | 7914 | HR02 | Harlem River Yard | 10745 | 2001 | 9999 | Combustion Turbine |  |  | SCR |  |  | Fossil | G | 2025 | NaturalGas |  | 0 | 0 | 0.013748 | 0.013748 | 0 | 0 | 0 | 0 | 0 | 0 | 0 | 0 | 0 | 0 | 0 | 0 | 0 | 0 | 1.2795 | 1.2795 | 0 | 0 | 0.8048 | 0.8048 | 0 | 0 | 9.632e-10 | 9.632e-10 | 0 | 0 | 8.0898e-05 | 8.0898e-05 | 0 | 0 | 0 | 0 | 0 | 0 | 0 | 0 | 0.82888 | 0 | 0 | 0.020266 | 0.020266 | 0 | 0 | 0.046699 | 0.046699 | 0 | 40 | SCR
7914_G_HR01 | NY_Z_J | New York | 36 | Bronx | 5 | 7914 | HR01 | Harlem River Yard | 10745 | 2001 | 9999 | Combustion Turbine |  |  | SCR |  |  | Fossil | G | 2025 | NaturalGas |  | 0 | 0 | 0.013714 | 0.013714 | 0 | 0 | 0 | 0 | 0 | 0 | 0 | 0 | 0 | 0 | 0 | 0 | 0 | 0 | 1.2763 | 1.2763 | 0 | 0 | 0.80279 | 0.80279 | 0 | 0 | 9.608e-10 | 9.608e-10 | 0 | 0 | 7.2743e-05 | 7.2743e-05 | 0 | 0 | 0 | 0 | 0 | 0 | 0 | 0 | 0.82681 | 0 | 0 | 0.020215 | 0.020215 | 0 | 0 | 0.046583 | 0.046583 | 0 | 39.9 | SCR
7913_G_HG02 | NY_Z_J | New York | 36 | Bronx | 5 | 7913 | HG02 | Hell Gate | 10745 | 2001 | 9999 | Combustion Turbine |  |  | SCR |  |  | Fossil | G | 2025 | NaturalGas |  | 0 | 0 | 0.013714 | 0.013714 | 0 | 0 | 0 | 0 | 0 | 0 | 0 | 0 | 0 | 0 | 0 | 0 | 0 | 0 | 1.2763 | 1.2763 | 0 | 0 | 0.80279 | 0.80279 | 0 | 0 | 9.608e-10 | 9.608e-10 | 0 | 0 | 7.7783e-05 | 7.7783e-05 | 0 | 0 | 0 | 0 | 0 | 0 | 0 | 0 | 0.82681 | 0 | 0 | 0.020215 | 0.020215 | 0 | 0 | 0.046583 | 0.046583 | 0 | 39.9 | SCR
7913_G_HG01 | NY_Z_J | New York | 36 | Bronx | 5 | 7913 | HG01 | Hell Gate | 10745 | 2001 | 9999 | Combustion Turbine |  |  | SCR |  |  | Fossil | G | 2025 | NaturalGas |  | 0 | 0 | 0.013748 | 0.013748 | 0 | 0 | 0 | 0 | 0 | 0 | 0 | 0 | 0 | 0 | 0 | 0 | 0 | 0 | 1.2795 | 1.2795 | 0 | 0 | 0.8048 | 0.8048 | 0 | 0 | 9.632e-10 | 9.632e-10 | 0 | 0 | 8.2447e-05 | 8.2447e-05 | 0 | 0 | 0 | 0 | 0 | 0 | 0 | 0 | 0.82888 | 0 | 0 | 0.020266 | 0.020266 | 0 | 0 | 0.046699 | 0.046699 | 0 | 40 | SCR
7912_G_1 | NY_Z_K | New York | 36 | Suffolk | 103 | 7912 | 1 | Brentwood | 10745 | 2001 | 9999 | Combustion Turbine |  |  | SCR |  |  | Fossil | G | 2025 | NaturalGas |  | 0 | 0 | 0.016603 | 0.016603 | 0 | 0 | 0 | 0 | 0 | 0 | 0 | 0 | 0 | 0 | 0 | 0 | 0 | 0 | 1.5451 | 1.5451 | 0 | 0 | 0.97191 | 0.97191 | 0 | 0 | 1.1598e-09 | 1.1598e-09 | 0 | 0 | 7.908e-05 | 7.908e-05 | 0 | 0 | 0 | 0 | 0 | 0 | 0 | 0 | 0.97393 | 0 | 0 | 0.023452 | 0.023452 | 0 | 0 | 0.056396 | 0.056396 | 0 | 47 | SCR
7911_G_1 | WEC_CALN | California | 6 | Kern | 29 | 7911 | 1 | Kern Canyon | 0 | 1921 | 9999 | Hydro | [5 empty] | Non-Fossil | G | 2025 | Hydro |  | 0 | 0 | 0 | 0 | 0 | 0 | 0 | 0 | 0 | 0 | 0 | 0 | 0 | 0 | 0 | 0 | 5.3153 | 8.6109 | 16.8258 | 30.752 | 0 | 0 | 0 | 0 | 0 | 0 | 0 | 0 | 0 | 0 | 0 | 0 | 0 | 0 | 0 | 0 | 0 | 0 | 0 | 0 | 0.17123 | 0.014139 | 0.022905 | 0.044757 | 0.0818 | 0 | 0 | 0 | 0 | 0 | 11.5
7910_G_2 | NY_Z_J | New York | 36 | Kings | 47 | 7910 | 2 | Joseph J Seymour Power Project | 10828 | 2001 | 9999 | Combustion Turbine |  |  | SCR |  |  | Fossil | G | 2025 | NaturalGas |  | 0 | 0 | 0.013819 | 0.013819 | 0 | 0 | 0 | 0 | 0 | 0 | 0 | 0 | 0 | 0 | 0 | 0 | 0 | 0 | 1.2763 | 1.2763 | 0 | 0 | 0.80899 | 0.80899 | 0 | 0 | 9.6729e-10 | 9.6729e-10 | 0 | 0 | 6.7786e-05 | 6.7786e-05 | 0 | 0 | 0 | 0 | 0 | 0 | 0 | 0 | 0.82681 | 0 | 0 | 0.020215 | 0.020215 | 0 | 0 | 0.046943 | 0.046943 | 0 | 39.9 | SCR
7910_G_1 | NY_Z_J | New York | 36 | Kings | 47 | 7910 | 1 | Joseph J Seymour Power Project | 10828 | 2001 | 9999 | Combustion Turbine |  |  | SCR |  |  | Fossil | G | 2025 | NaturalGas |  | 0 | 0 | 0.013854 | 0.013854 | 0 | 0 | 0 | 0 | 0 | 0 | 0 | 0 | 0 | 0 | 0 | 0 | 0 | 0 | 1.2795 | 1.2795 | 0 | 0 | 0.81102 | 0.81102 | 0 | 0 | 9.6971e-10 | 9.6971e-10 | 0 | 0 | 7.0173e-05 | 7.0173e-05 | 0 | 0 | 0 | 0 | 0 | 0 | 0 | 0 | 0.82888 | 0 | 0 | 0.020266 | 0.020266 | 0 | 0 | 0.04706 | 0.04706 | 0 | 40 | SCR
791_G_2 | ERC_REST | Texas | 48 | Comal | 91 | 791 | 2 | Canyon | 0 | 1989 | 9999 | Hydro | [5 empty] | Non-Fossil | G | 2025 | Hydro |  | 0 | 0 | 0 | 0 | 0 | 0 | 0 | 0 | 0 | 0 | 0 | 0 | 0 | 0 | 0 | 0 | 0.61812 | 1.0031 | 1.8872 | 3.5084 | 0 | 0 | 0 | 0 | 0 | 0 | 0 | 0 | 0 | 0 | 0 | 0 | 0 | 0 | 0 | 0 | 0 | 0 | 0 | 0 | 0.044668 | 0.0016442 | 0.0026682 | 0.0050198 | 0.0093323 | 0 | 0 | 0 | 0 | 0 | 3
791_G_1 | ERC_REST | Texas | 48 | Comal | 91 | 791 | 1 | Canyon | 0 | 1989 | 9999 | Hydro | [5 empty] | Non-Fossil | G | 2025 | Hydro |  | 0 | 0 | 0 | 0 | 0 | 0 | 0 | 0 | 0 | 0 | 0 | 0 | 0 | 0 | 0 | 0 | 0.61812 | 1.0031 | 1.8872 | 3.5084 | 0 | 0 | 0 | 0 | 0 | 0 | 0 | 0 | 0 | 0 | 0 | 0 | 0 | 0 | 0 | 0 | 0 | 0 | 0 | 0 | 0.044668 | 0.0016442 | 0.0026682 | 0.0050198 | 0.0093323 | 0 | 0 | 0 | 0 | 0 | 3
7909_G_VG03 | NY_Z_J | New York | 36 | Queens | 81 | 7909 | VG03 | Vernon Boulevard | 10763 | 2001 | 9999 | Combustion Turbine |  |  | SCR |  |  | Fossil | G | 2025 | NaturalGas |  | 0 | 0 | 0.013737 | 0.013737 | 0 | 0 | 0 | 0 | 0 | 0 | 0 | 0 | 0 | 0 | 0 | 0 | 0 | 0 | 1.2763 | 1.2763 | 0 | 0 | 0.80414 | 0.80414 | 0 | 0 | 9.6105e-10 | 9.6105e-10 | 0 | 0 | 8.6909e-05 | 8.6909e-05 | 0 | 0 | 0 | 0 | 0 | 0 | 0 | 0 | 0.82681 | 0 | 0 | 0.020215 | 0.020215 | 0 | 0 | 0.046661 | 0.046661 | 0 | 39.9 | SCR
7909_G_VG02 | NY_Z_J | New York | 36 | Queens | 81 | 7909 | VG02 | Vernon Boulevard | 10763 | 2001 | 9999 | Combustion Turbine |  |  | SCR |  |  | Fossil | G | 2025 | NaturalGas |  | 0 | 0 | 0.013771 | 0.013771 | 0 | 0 | 0 | 0 | 0 | 0 | 0 | 0 | 0 | 0 | 0 | 0 | 0 | 0 | 1.2795 | 1.2795 | 0 | 0 | 0.80615 | 0.80615 | 0 | 0 | 9.6345e-10 | 9.6345e-10 | 0 | 0 | 8.7196e-05 | 8.7196e-05 | 0 | 0 | 0 | 0 | 0 | 0 | 0 | 0 | 0.82888 | 0 | 0 | 0.020266 | 0.020266 | 0 | 0 | 0.046778 | 0.046778 | 0 | 40 | SCR
7907_G_3 | WEC_CALN | California | 6 | Fresno | 19 | 7907 | 3 | Pine Flat | 0 | 1984 | 9999 | Hydro | [5 empty] | Non-Fossil | G | 2025 | Hydro |  | 0 | 0 | 0 | 0 | 0 | 0 | 0 | 0 | 0 | 0 | 0 | 0 | 0 | 0 | 0 | 0 | 25.4208 | 41.1825 | 80.4712 | 147.0746 | 0 | 0 | 0 | 0 | 0 | 0 | 0 | 0 | 0 | 0 | 0 | 0 | 0 | 0 | 0 | 0 | 0 | 0 | 0 | 0 | 0.81892 | 0.067619 | 0.10955 | 0.21405 | 0.39122 | 0 | 0 | 0 | 0 | 0 | 55
7907_G_2 | WEC_CALN | California | 6 | Fresno | 19 | 7907 | 2 | Pine Flat | 0 | 1984 | 9999 | Hydro | [5 empty] | Non-Fossil | G | 2025 | Hydro |  | 0 | 0 | 0 | 0 | 0 | 0 | 0 | 0 | 0 | 0 | 0 | 0 | 0 | 0 | 0 | 0 | 25.4208 | 41.1825 | 80.4712 | 147.0746 | 0 | 0 | 0 | 0 | 0 | 0 | 0 | 0 | 0 | 0 | 0 | 0 | 0 | 0 | 0 | 0 | 0 | 0 | 0 | 0 | 0.81892 | 0.067619 | 0.10955 | 0.21405 | 0.39122 | 0 | 0 | 0 | 0 | 0 | 55
7907_G_1 | WEC_CALN | California | 6 | Fresno | 19 | 7907 | 1 | Pine Flat | 0 | 1984 | 9999 | Hydro | [5 empty] | Non-Fossil | G | 2025 | Hydro |  | 0 | 0 | 0 | 0 | 0 | 0 | 0 | 0 | 0 | 0 | 0 | 0 | 0 | 0 | 0 | 0 | 25.4208 | 41.1825 | 80.4712 | 147.0746 | 0 | 0 | 0 | 0 | 0 | 0 | 0 | 0 | 0 | 0 | 0 | 0 | 0 | 0 | 0 | 0 | 0 | 0 | 0 | 0 | 0.81892 | 0.067619 | 0.10955 | 0.21405 | 0.39122 | 0 | 0 | 0 | 0 | 0 | 55
7903_G_MSG2 | SPP_N | Missouri | 29 | Greene | 77 | 7903 | MSG2 | McCartney | 16995 | 2002 | 9999 | Combustion Turbine |  |  |  | H2O |  | Fossil | G | 2025 | NaturalGas |  | 0 | 0 | 0 | 0 | 0 | 0 | 0 | 0 | 0 | 0 | 0 | 0 | 0 | 0 | 0 | 0 | 0 | 0 | 0 | 0 | 0 | 0 | 0 | 0 | 0 | 0 | 0 | 0 | 0 | 0 | 0 | 0 | 0 | 0 | 0 | 0 | 0 | 0 | 0 | 0 | 0.935 | 0 | 0 | 0 | 0 | 0 | 0 | 0 | 0 | 0 | 50
7903_G_MGS1 | SPP_N | Missouri | 29 | Greene | 77 | 7903 | MGS1 | McCartney | 16995 | 2002 | 9999 | Combustion Turbine |  |  |  | H2O |  | Fossil | G | 2025 | NaturalGas |  | 0 | 0 | 0 | 0 | 0 | 0 | 0 | 0 | 0 | 0 | 0 | 0 | 0 | 0 | 0 | 0 | 0 | 0 | 0 | 0 | 0 | 0 | 0 | 0 | 0 | 0 | 0 | 0 | 0 | 0 | 0 | 0 | 0 | 0 | 0 | 0 | 0 | 0 | 0 | 0 | 0.935 | 0 | 0 | 0 | 0 | 0 | 0 | 0 | 0 | 0 | 50
7902_B_1 | SPP_WEST | Texas | 48 | Harrison | 203 | 7902 | 1 | Pirkey | 10700 | 1985 | 9999 | Coal Steam | wall | dry | ESPC + Wet Scrubber + ACI | LNB + LNBO + OFA | Wet Scrubber | Fossil | B | 2025 | Coal |  | 13.2415 | 14.9678 | 22.4542 | 50.6636 | 0 | 0 | 0 | 0 | 0 | 0 | 0 | 0 | 13.2415 | 14.9678 | 22.4542 | 50.6636 | 1237.5256 | 1398.8623 | 2098.5242 | 4734.912 | 1420.8896 | 1607.9121 | 2409.4623 | 5438.264 | 0.0097012 | 0.011013 | 0.016451 | 0.037165 | 1.0988 | 1.2421 | 1.8634 | 4.2043 | 2.9788 | 3.6543 | 5.0514 | 11.6845 | 0.0066208 | 0.007484 | 0.011227 | 0.025332 | 50.5493 | 6.7766 | 7.66 | 11.4913 | 25.9279 | 26.8564 | 30.3577 | 45.5415 | 102.7555 | 0 | 721 | Scrubber / Mercury Control | Wet Scrubber
7901_G_2 | MIS_WUMS | Wisconsin | 55 | Fond Du Lac | 39 | 7901 | 2 | Byron | 0 | 1999 | 9999 | Onshore Wind | [5 empty] | Non-Fossil | G | 2025 | Wind |  | 0 | 0 | 0 | 0 | 0 | 0 | 0 | 0 | 0 | 0 | 0 | 0 | 0 | 0 | 0 | 0 | 0.14011 | 0.188 | 0.14483 | 0.47294 | 0 | 0 | 0 | 0 | 0 | 0 | 0 | 0 | 0 | 0 | 0 | 0 | 0 | 0 | 0 | 0 | 0 | 0 | 0 | 0 | 0.0028177 | 0 | 0 | 0 | 0 | 0 | 0 | 0 | 0 | 0 | 0.1
7901_G_1 | MIS_WUMS | Wisconsin | 55 | Fond Du Lac | 39 | 7901 | 1 | Byron | 0 | 1999 | 9999 | Onshore Wind | [5 empty] | Non-Fossil | G | 2025 | Wind |  | 0 | 0 | 0 | 0 | 0 | 0 | 0 | 0 | 0 | 0 | 0 | 0 | 0 | 0 | 0 | 0 | 0.14011 | 0.188 | 0.14483 | 0.47294 | 0 | 0 | 0 | 0 | 0 | 0 | 0 | 0 | 0 | 0 | 0 | 0 | 0 | 0 | 0 | 0 | 0 | 0 | 0 | 0 | 0.0028177 | 0 | 0 | 0 | 0 | 0 | 0 | 0 | 0 | 0 | 0.1
7900_G_SH7 | ERC_REST | Texas | 48 | Travis | 453 | 7900 | SH7 | Sand Hill | 10745 | 2010 | 9999 | Combustion Turbine |  |  | SCR | H2O |  | Fossil | G | 2025 | NaturalGas |  | 0 | 0 | 0.016257 | 0.016257 | 0 | 0 | 0 | 0 | 0 | 0 | 0 | 0 | 0 | 0 | 0 | 0 | 0 | 0 | 1.513 | 1.513 | 0 | 0 | 0.95168 | 0.95168 | 0 | 0 | 1.1375e-09 | 1.1375e-09 | 0 | 0 | 0.00015852 | 0.00015852 | 0 | 0 | 0 | 0 | 0 | 0 | 0 | 0 | 0.98015 | 0 | 0 | 0.023964 | 0.023964 | 0 | 0 | 0.059774 | 0.059774 | 0 | 47.3 | SCR
7900_G_SH6 | ERC_REST | Texas | 48 | Travis | 453 | 7900 | SH6 | Sand Hill | 10745 | 2010 | 9999 | Combustion Turbine |  |  | SCR | H2O |  | Fossil | G | 2025 | NaturalGas |  | 0 | 0 | 0.016257 | 0.016257 | 0 | 0 | 0 | 0 | 0 | 0 | 0 | 0 | 0 | 0 | 0 | 0 | 0 | 0 | 1.513 | 1.513 | 0 | 0 | 0.95168 | 0.95168 | 0 | 0 | 1.1375e-09 | 1.1375e-09 | 0 | 0 | 0.00014235 | 0.00014235 | 0 | 0 | 0 | 0 | 0 | 0 | 0 | 0 | 0.98015 | 0 | 0 | 0.023964 | 0.023964 | 0 | 0 | 0.059774 | 0.059774 | 0 | 47.3 | SCR
7900_G_SH4 | ERC_REST | Texas | 48 | Travis | 453 | 7900 | SH4 | Sand Hill | 10745 | 2001 | 9999 | Combustion Turbine |  |  | SCR | H2O |  | Fossil | G | 2025 | NaturalGas |  | 0 | 0 | 0.016257 | 0.016257 | 0 | 0 | 0 | 0 | 0 | 0 | 0 | 0 | 0 | 0 | 0 | 0 | 0 | 0 | 1.513 | 1.513 | 0 | 0 | 0.95168 | 0.95168 | 0 | 0 | 1.1375e-09 | 1.1375e-09 | 0 | 0 | 0.00015603 | 0.00015603 | 0 | 0 | 0 | 0 | 0 | 0 | 0 | 0 | 0.98015 | 0 | 0 | 0.023964 | 0.023964 | 0 | 0 | 0.059774 | 0.059774 | 0 | 47.3 | SCR
7900_G_SH3 | ERC_REST | Texas | 48 | Travis | 453 | 7900 | SH3 | Sand Hill | 10745 | 2001 | 9999 | Combustion Turbine |  |  | SCR | H2O |  | Fossil | G | 2025 | NaturalGas |  | 0 | 0 | 0.016257 | 0.016257 | 0 | 0 | 0 | 0 | 0 | 0 | 0 | 0 | 0 | 0 | 0 | 0 | 0 | 0 | 1.513 | 1.513 | 0 | 0 | 0.95168 | 0.95168 | 0 | 0 | 1.1375e-09 | 1.1375e-09 | 0 | 0 | 0.00014123 | 0.00014123 | 0 | 0 | 0 | 0 | 0 | 0 | 0 | 0 | 0.98015 | 0 | 0 | 0.023964 | 0.023964 | 0 | 0 | 0.059774 | 0.059774 | 0 | 47.3 | SCR
7900_G_SH2 | ERC_REST | Texas | 48 | Travis | 453 | 7900 | SH2 | Sand Hill | 10745 | 2001 | 9999 | Combustion Turbine |  |  | SCR | H2O |  | Fossil | G | 2025 | NaturalGas |  | 0 | 0 | 0.016257 | 0.016257 | 0 | 0 | 0 | 0 | 0 | 0 | 0 | 0 | 0 | 0 | 0 | 0 | 0 | 0 | 1.513 | 1.513 | 0 | 0 | 0.95168 | 0.95168 | 0 | 0 | 1.1375e-09 | 1.1375e-09 | 0 | 0 | 0.0001244 | 0.0001244 | 0 | 0 | 0 | 0 | 0 | 0 | 0 | 0 | 0.98015 | 0 | 0 | 0.023964 | 0.023964 | 0 | 0 | 0.059774 | 0.059774 | 0 | 47.3 | SCR
7900_G_SH1 | ERC_REST | Texas | 48 | Travis | 453 | 7900 | SH1 | Sand Hill | 10745 | 2001 | 9999 | Combustion Turbine |  |  | SCR | H2O |  | Fossil | G | 2025 | NaturalGas |  | 0 | 0 | 0.016257 | 0.016257 | 0 | 0 | 0 | 0 | 0 | 0 | 0 | 0 | 0 | 0 | 0 | 0 | 0 | 0 | 1.513 | 1.513 | 0 | 0 | 0.95168 | 0.95168 | 0 | 0 | 1.1375e-09 | 1.1375e-09 | 0 | 0 | 0.00014343 | 0.00014343 | 0 | 0 | 0 | 0 | 0 | 0 | 0 | 0 | 0.98015 | 0 | 0 | 0.023964 | 0.023964 | 0 | 0 | 0.059774 | 0.059774 | 0 | 47.3 | SCR
7900_G_5C | ERC_REST | Texas | 48 | Travis | 453 | 7900 | 5C | Sand Hill | 7749 | 2004 | 9999 | Combined Cycle |  |  | SCR | DLNB |  | Fossil | G | 2025 | NaturalGas |  | 0.10262 | 0.41522 | 1.7277 | 2.2455 | 0 | 0 | 0 | 0 | 0 | 0 | 0 | 0 | 0 | 0 | 0 | 0 | 13.2425 | 53.5833 | 222.9574 | 289.7832 | 6.0072 | 24.3068 | 101.1394 | 131.4533 | 7.1837e-09 | 2.9067e-08 | 1.2094e-07 | 1.5719e-07 | 0.00050795 | 0.0020553 | 0.0085521 | 0.011115 | 0 | 0 | 0 | 0 | 0 | 0 | 0 | 0 | 4.6122 | 0.051362 | 0.20659 | 0.68538 | 0.94334 | 0.38551 | 1.4602 | 6.3525 | 8.1982 | 0 | 151 | SCR
7900_G_5A | ERC_REST | Texas | 48 | Travis | 453 | 7900 | 5A | Sand Hill | 7749 | 2004 | 9999 | Combined Cycle |  |  | SCR | DLNB |  | Fossil | G | 2025 | NaturalGas |  | 0.10941 | 0.44271 | 1.8421 | 2.3942 | 0 | 0 | 0 | 0 | 0 | 0 | 0 | 0 | 0 | 0 | 0 | 0 | 14.1195 | 57.1318 | 237.7228 | 308.9741 | 6.405 | 25.9165 | 107.8373 | 140.1588 | 7.6594e-09 | 3.0992e-08 | 1.2895e-07 | 1.676e-07 | 0.00054159 | 0.0021915 | 0.0091185 | 0.011852 | 0 | 0 | 0 | 0 | 0 | 0 | 0 | 0 | 4.9177 | 0.054763 | 0.22028 | 0.73077 | 1.0058 | 0.41104 | 1.557 | 6.7732 | 8.7411 | 0 | 161 | SCR
790_G_1 | WECC_ID | Idaho | 16 | Bonneville | 19 | 790 | 1 | Gem State | 0 | 1988 | 9999 | Hydro | [5 empty] | Non-Fossil | G | 2025 | Hydro |  | 0 | 0 | 0 | 0 | 0 | 0 | 0 | 0 | 0 | 0 | 0 | 0 | 0 | 0 | 0 | 0 | 15.8862 | 22.0107 | 39.6885 | 77.5854 | 0 | 0 | 0 | 0 | 0 | 0 | 0 | 0 | 0 | 0 | 0 | 0 | 0 | 0 | 0 | 0 | 0 | 0 | 0 | 0 | 0.34822 | 0.042257 | 0.058548 | 0.10557 | 0.20638 | 0 | 0 | 0 | 0 | 0 | 23.3868
7898_G_1 | PJM_West | Ohio | 39 | Auglaize | 11 | 7898 | 1 | New Knoxville | 14461 | 2000 | 9999 | Combustion Turbine | [5 empty] | Fossil | G | 2025 | Oil |  | 0 | 0 | 0 | 0 | 0 | 0 | 0 | 0 | 0 | 0 | 0 | 0 | 0 | 0 | 0 | 0 | 0 | 0 | 0 | 0 | 0 | 0 | 0 | 0 | 0 | 0 | 0 | 0 | 0 | 0 | 0 | 0 | 0 | 0 | 0 | 0 | 0 | 0 | 0 | 0 | 0.0187 | 0 | 0 | 0 | 0 | 0 | 0 | 0 | 0 | 0 | 1
7897_G_ST2 | S_SOU | Alabama | 1 | Autauga | 1 | 7897 | ST2 | E B Harris Electric Generating Plant | 7176 | 2003 | 9999 | Combined Cycle |  |  | SCR | DLNB |  | Fossil | G | 2025 | NaturalGas |  | 3.5494 | 4.8114 | 6.6415 | 15.0024 | 0 | 0 | 0 | 0 | 0 | 0 | 0 | 0 | 0 | 0 | 0 | 0 | 494.6222 | 670.4878 | 925.5218 | 2090.6318 | 207.7824 | 281.6606 | 388.796 | 878.239 | 2.4847e-07 | 3.3681e-07 | 4.6491e-07 | 1.0502e-06 | 0.018921 | 0.025648 | 0.035404 | 0.079974 | 0 | 0 | 0 | 0 | 0 | 0 | 0 | 0 | 8.6136 | 1.05 | 1.4233 | 1.9647 | 4.438 | 13.2991 | 16.8729 | 24.752 | 54.9239 | 0 | 282 | SCR
7897_G_ST1 | S_SOU | Alabama | 1 | Autauga | 1 | 7897 | ST1 | E B Harris Electric Generating Plant | 7176 | 2003 | 9999 | Combined Cycle |  |  | SCR | DLNB |  | Fossil | G | 2025 | NaturalGas |  | 3.5494 | 4.8114 | 6.6415 | 15.0024 | 0 | 0 | 0 | 0 | 0 | 0 | 0 | 0 | 0 | 0 | 0 | 0 | 494.6222 | 670.4878 | 925.5218 | 2090.6318 | 207.7824 | 281.6606 | 388.796 | 878.239 | 2.4847e-07 | 3.3681e-07 | 4.6491e-07 | 1.0502e-06 | 0.020323 | 0.027549 | 0.038028 | 0.0859 | 0 | 0 | 0 | 0 | 0 | 0 | 0 | 0 | 8.6136 | 1.05 | 1.4233 | 1.9647 | 4.438 | 13.2991 | 16.8729 | 24.752 | 54.9239 | 0 | 282 | SCR
7897_G_CT2B | S_SOU | Alabama | 1 | Autauga | 1 | 7897 | CT2B | E B Harris Electric Generating Plant | 7176 | 2003 | 9999 | Combined Cycle |  |  | SCR | DLNB |  | Fossil | G | 2025 | NaturalGas |  | 2.3071 | 3.1274 | 4.317 | 9.7515 | 0 | 0 | 0 | 0 | 0 | 0 | 0 | 0 | 0 | 0 | 0 | 0 | 321.5044 | 435.8171 | 601.5892 | 1358.9107 | 135.0586 | 183.0794 | 252.7174 | 570.8553 | 1.615e-07 | 2.1893e-07 | 3.0219e-07 | 6.8262e-07 | 0.012299 | 0.016671 | 0.023013 | 0.051983 | 0 | 0 | 0 | 0 | 0 | 0 | 0 | 0 | 5.5988 | 0.68249 | 0.92515 | 1.2771 | 2.8847 | 8.6444 | 10.9674 | 16.0888 | 35.7005 | 0 | 183.3 | SCR
7897_G_CT2A | S_SOU | Alabama | 1 | Autauga | 1 | 7897 | CT2A | E B Harris Electric Generating Plant | 7176 | 2003 | 9999 | Combined Cycle |  |  | SCR | DLNB |  | Fossil | G | 2025 | NaturalGas |  | 2.3071 | 3.1274 | 4.317 | 9.7515 | 0 | 0 | 0 | 0 | 0 | 0 | 0 | 0 | 0 | 0 | 0 | 0 | 321.5044 | 435.8171 | 601.5892 | 1358.9107 | 135.0586 | 183.0794 | 252.7174 | 570.8553 | 1.615e-07 | 2.1893e-07 | 3.0219e-07 | 6.8262e-07 | 0.012299 | 0.016671 | 0.023013 | 0.051983 | 0 | 0 | 0 | 0 | 0 | 0 | 0 | 0 | 5.5988 | 0.68249 | 0.92515 | 1.2771 | 2.8847 | 8.6444 | 10.9674 | 16.0888 | 35.7005 | 0 | 183.3 | SCR
7897_G_CT1B | S_SOU | Alabama | 1 | Autauga | 1 | 7897 | CT1B | E B Harris Electric Generating Plant | 7176 | 2003 | 9999 | Combined Cycle |  |  | SCR | DLNB |  | Fossil | G | 2025 | NaturalGas |  | 2.175 | 2.9483 | 4.0697 | 9.1929 | 0 | 0 | 0 | 0 | 0 | 0 | 0 | 0 | 0 | 0 | 0 | 0 | 303.0876 | 410.8521 | 567.1283 | 1281.068 | 127.322 | 172.592 | 238.241 | 538.1549 | 1.5225e-07 | 2.0639e-07 | 2.8488e-07 | 6.4352e-07 | 0.012453 | 0.016881 | 0.023302 | 0.052637 | 0 | 0 | 0 | 0 | 0 | 0 | 0 | 0 | 5.2781 | 0.64339 | 0.87216 | 1.2039 | 2.7194 | 8.1492 | 10.3391 | 15.1672 | 33.6555 | 0 | 172.8 | SCR
7897_G_CT1A | S_SOU | Alabama | 1 | Autauga | 1 | 7897 | CT1A | E B Harris Electric Generating Plant | 7176 | 2003 | 9999 | Combined Cycle |  |  | SCR | DLNB |  | Fossil | G | 2025 | NaturalGas |  | 2.175 | 2.9483 | 4.0697 | 9.1929 | 0 | 0 | 0 | 0 | 0 | 0 | 0 | 0 | 0 | 0 | 0 | 0 | 303.0876 | 410.8521 | 567.1283 | 1281.068 | 127.322 | 172.592 | 238.241 | 538.1549 | 1.5225e-07 | 2.0639e-07 | 2.8488e-07 | 6.4352e-07 | 0.012453 | 0.016881 | 0.023302 | 0.052637 | 0 | 0 | 0 | 0 | 0 | 0 | 0 | 0 | 5.2781 | 0.64339 | 0.87216 | 1.2039 | 2.7194 | 8.1492 | 10.3391 | 15.1672 | 33.6555 | 0 | 172.8 | SCR
7887_G_LFG3 | SPP_NEBR | Nebraska | 31 | Lancaster | 109 | 7887 | LFG3 | Terry Bundy Generating Station | 13500 | 2014 | 9999 | Landfill Gas | [5 empty] | Non-Fossil | G | 2025 | LF Gas |  | 0.035783 | 0.05042 | 0.063564 | 0.14977 | 0 | 0 | 0 | 0 | 0 | 0 | 0 | 0 | 0 | 0 | 0 | 0 | 2.6506 | 3.7348 | 4.7084 | 11.0938 | 2.0621 | 2.9056 | 3.6631 | 8.6309 | 0 | 0 | 0 | 0 | 0.0043086 | 0.006071 | 0.0076537 | 0.018033 | 0 | 0 | 0 | 0 | 0 | 0 | 0 | 0 | 0.37551 | 0.017332 | 0.024422 | 0.030789 | 0.072543 | 0 | 0 | 0 | 0 | 0 | 1.6
7887_G_LFG2 | SPP_NEBR | Nebraska | 31 | Lancaster | 109 | 7887 | LFG2 | Terry Bundy Generating Station | 13500 | 2014 | 9999 | Landfill Gas | [5 empty] | Non-Fossil | G | 2025 | LF Gas |  | 0.035783 | 0.05042 | 0.063564 | 0.14977 | 0 | 0 | 0 | 0 | 0 | 0 | 0 | 0 | 0 | 0 | 0 | 0 | 2.6506 | 3.7348 | 4.7084 | 11.0938 | 2.0621 | 2.9056 | 3.6631 | 8.6309 | 0 | 0 | 0 | 0 | 0.0043086 | 0.006071 | 0.0076537 | 0.018033 | 0 | 0 | 0 | 0 | 0 | 0 | 0 | 0 | 0.37551 | 0.017332 | 0.024422 | 0.030789 | 0.072543 | 0 | 0 | 0 | 0 | 0 | 1.6
7887_G_LFG1 | SPP_NEBR | Nebraska | 31 | Lancaster | 109 | 7887 | LFG1 | Terry Bundy Generating Station | 13500 | 2014 | 9999 | Landfill Gas | [5 empty] | Non-Fossil | G | 2025 | LF Gas |  | 0.035783 | 0.05042 | 0.063564 | 0.14977 | 0 | 0 | 0 | 0 | 0 | 0 | 0 | 0 | 0 | 0 | 0 | 0 | 2.6506 | 3.7348 | 4.7084 | 11.0938 | 2.0621 | 2.9056 | 3.6631 | 8.6309 | 0 | 0 | 0 | 0 | 0.0043086 | 0.006071 | 0.0076537 | 0.018033 | 0 | 0 | 0 | 0 | 0 | 0 | 0 | 0 | 0.37551 | 0.017332 | 0.024422 | 0.030789 | 0.072543 | 0 | 0 | 0 | 0 | 0 | 1.6
7887_G_BSU | SPP_NEBR | Nebraska | 31 | Lancaster | 109 | 7887 | BSU | Terry Bundy Generating Station | 10745 | 2004 | 9999 | Combustion Turbine | [5 empty] | Fossil | G | 2025 | Oil |  | 0 | 0 | 0 | 0 | 0 | 0 | 0 | 0 | 0 | 0 | 0 | 0 | 0 | 0 | 0 | 0 | 0 | 0 | 0 | 0 | 0 | 0 | 0 | 0 | 0 | 0 | 0 | 0 | 0 | 0 | 0 | 0 | 0 | 0 | 0 | 0 | 0 | 0 | 0 | 0 | 0.03366 | 0 | 0 | 0 | 0 | 0 | 0 | 0 | 0 | 0 | 1.8
7887_G_4 | SPP_NEBR | Nebraska | 31 | Lancaster | 109 | 7887 | 4 | Terry Bundy Generating Station | 11365 | 2003 | 9999 | Combustion Turbine |  |  | SCR | H2O + NH3 |  | Fossil | G | 2025 | NaturalGas |  | 0.0022023 | 0 | 0.10977 | 0.11197 | 0 | 0 | 0 | 0 | 0 | 0 | 0 | 0 | 0 | 0 | 0 | 0 | 0.19378 | 0 | 9.6586 | 9.8524 | 0.12893 | 0 | 6.426 | 6.5549 | 1.54e-10 | 0 | 7.6865e-09 | 7.8405e-09 | 3.85e-05 | 0 | 0.0019166 | 0.0019551 | 0 | 0 | 0 | 0 | 0 | 0 | 0 | 0 | 0.97393 | 0.0030693 | 0 | 0.12293 | 0.126 | 0.0088244 | 0 | 0.41898 | 0.4278 | 0 | 47 | SCR
7887_G_3 | SPP_NEBR | Nebraska | 31 | Lancaster | 109 | 7887 | 3 | Terry Bundy Generating Station | 9291 | 2004 | 9999 | Combined Cycle |  |  | SCR | H2O + NH3 |  | Fossil | G | 2025 | NaturalGas |  | 0.038296 | 0 | 0.27711 | 0.31541 | 0 | 0 | 0 | 0 | 0 | 0 | 0 | 0 | 0 | 0 | 0 | 0 | 4.1219 | 0 | 29.8257 | 33.9476 | 2.2419 | 0 | 16.2221 | 18.4639 | 2.6796e-09 | 0 | 1.9387e-08 | 2.2067e-08 | 0.0016525 | 0 | 0.011957 | 0.01361 | 0 | 0 | 0 | 0 | 0 | 0 | 0 | 0 | 1.4356 | 0.015987 | 0 | 0.10161 | 0.1176 | 0.15345 | 0 | 1.0577 | 1.2111 | 0 | 47 | SCR
7887_G_2 | SPP_NEBR | Nebraska | 31 | Lancaster | 109 | 7887 | 2 | Terry Bundy Generating Station | 9291 | 2003 | 9999 | Combined Cycle |  |  | SCR | H2O + NH3 |  | Fossil | G | 2025 | NaturalGas |  | 0.038296 | 0 | 0.27711 | 0.31541 | 0 | 0 | 0 | 0 | 0 | 0 | 0 | 0 | 0 | 0 | 0 | 0 | 4.1219 | 0 | 29.8257 | 33.9476 | 2.2419 | 0 | 16.2221 | 18.4639 | 2.6796e-09 | 0 | 1.9387e-08 | 2.2067e-08 | 0.0016525 | 0 | 0.011957 | 0.01361 | 0 | 0 | 0 | 0 | 0 | 0 | 0 | 0 | 1.4356 | 0.015987 | 0 | 0.10161 | 0.1176 | 0.15345 | 0 | 1.0577 | 1.2111 | 0 | 47 | SCR
7887_G_1 | SPP_NEBR | Nebraska | 31 | Lancaster | 109 | 7887 | 1 | Terry Bundy Generating Station | 9291 | 2004 | 9999 | Combined Cycle |  |  | SCR | H2O |  | Fossil | G | 2025 | NaturalGas |  | 0.023304 | 0 | 0.16862 | 0.19193 | 0 | 0 | 0 | 0 | 0 | 0 | 0 | 0 | 0 | 0 | 0 | 0 | 2.5082 | 0 | 18.1493 | 20.6575 | 1.3642 | 0 | 9.8713 | 11.2355 | 1.6312e-09 | 0 | 1.1803e-08 | 1.3434e-08 | 0.0010055 | 0 | 0.0072762 | 0.0082817 | 0 | 0 | 0 | 0 | 0 | 0 | 0 | 0 | 0.87357 | 0.0097281 | 0 | 0.06183 | 0.071558 | 0.093374 | 0 | 0.64361 | 0.73699 | 0 | 28.6 | SCR
7886_G_1 | MIS_WUMS | Wisconsin | 55 | Kewaunee | 61 | 7886 | 1 | Wind Turbine | 0 | 1999 | 9999 | Onshore Wind | [5 empty] | Non-Fossil | G | 2025 | Wind |  | 0 | 0 | 0 | 0 | 0 | 0 | 0 | 0 | 0 | 0 | 0 | 0 | 0 | 0 | 0 | 0 | 1.261 | 1.692 | 1.3035 | 4.2565 | 0 | 0 | 0 | 0 | 0 | 0 | 0 | 0 | 0 | 0 | 0 | 0 | 0 | 0 | 0 | 0 | 0 | 0 | 0 | 0 | 0.025359 | 0 | 0 | 0 | 0 | 0 | 0 | 0 | 0 | 0 | 0.9
7884_G_1 | MIS_MAPP | North Dakota | 38 | Richland | 77 | 7884 | 1 | Dakota Magic | 14397 | 2000 | 9999 | Combustion Turbine | [5 empty] | Fossil | G | 2025 | Oil |  | 0 | 0 | 0 | 0 | 0 | 0 | 0 | 0 | 0 | 0 | 0 | 0 | 0 | 0 | 0 | 0 | 0 | 0 | 0 | 0 | 0 | 0 | 0 | 0 | 0 | 0 | 0 | 0 | 0 | 0 | 0 | 0 | 0 | 0 | 0 | 0 | 0 | 0 | 0 | 0 | 0.02805 | 0 | 0 | 0 | 0 | 0 | 0 | 0 | 0 | 0 | 1.5
7883_G_9 | S_C_TVA | Tennessee | 47 | Hancock | 67 | 7883 | 9 | Powell Valley | 10745 | 2000 | 9999 | Combustion Turbine | [5 empty] | Fossil | G | 2025 | Oil |  | 0 | 0 | 0 | 0 | 0 | 0 | 0 | 0 | 0 | 0 | 0 | 0 | 0 | 0 | 0 | 0 | 0 | 0 | 0 | 0 | 0 | 0 | 0 | 0 | 0 | 0 | 0 | 0 | 0 | 0 | 0 | 0 | 0 | 0 | 0 | 0 | 0 | 0 | 0 | 0 | 0.03366 | 0 | 0 | 0 | 0 | 0 | 0 | 0 | 0 | 0 | 1.8
7883_G_8 | S_C_TVA | Tennessee | 47 | Hancock | 67 | 7883 | 8 | Powell Valley | 10745 | 2000 | 9999 | Combustion Turbine | [5 empty] | Fossil | G | 2025 | Oil |  | 0 | 0 | 0 | 0 | 0 | 0 | 0 | 0 | 0 | 0 | 0 | 0 | 0 | 0 | 0 | 0 | 0 | 0 | 0 | 0 | 0 | 0 | 0 | 0 | 0 | 0 | 0 | 0 | 0 | 0 | 0 | 0 | 0 | 0 | 0 | 0 | 0 | 0 | 0 | 0 | 0.03366 | 0 | 0 | 0 | 0 | 0 | 0 | 0 | 0 | 0 | 1.8
7883_G_7 | S_C_TVA | Tennessee | 47 | Hancock | 67 | 7883 | 7 | Powell Valley | 10745 | 2000 | 9999 | Combustion Turbine | [5 empty] | Fossil | G | 2025 | Oil |  | 0 | 0 | 0 | 0 | 0 | 0 | 0 | 0 | 0 | 0 | 0 | 0 | 0 | 0 | 0 | 0 | 0 | 0 | 0 | 0 | 0 | 0 | 0 | 0 | 0 | 0 | 0 | 0 | 0 | 0 | 0 | 0 | 0 | 0 | 0 | 0 | 0 | 0 | 0 | 0 | 0.03366 | 0 | 0 | 0 | 0 | 0 | 0 | 0 | 0 | 0 | 1.8
7883_G_6 | S_C_TVA | Tennessee | 47 | Hancock | 67 | 7883 | 6 | Powell Valley | 10745 | 2000 | 9999 | Combustion Turbine | [5 empty] | Fossil | G | 2025 | Oil |  | 0 | 0 | 0 | 0 | 0 | 0 | 0 | 0 | 0 | 0 | 0 | 0 | 0 | 0 | 0 | 0 | 0 | 0 | 0 | 0 | 0 | 0 | 0 | 0 | 0 | 0 | 0 | 0 | 0 | 0 | 0 | 0 | 0 | 0 | 0 | 0 | 0 | 0 | 0 | 0 | 0.03366 | 0 | 0 | 0 | 0 | 0 | 0 | 0 | 0 | 0 | 1.8
7883_G_5 | S_C_TVA | Tennessee | 47 | Hancock | 67 | 7883 | 5 | Powell Valley | 10745 | 2000 | 9999 | Combustion Turbine | [5 empty] | Fossil | G | 2025 | Oil |  | 0 | 0 | 0 | 0 | 0 | 0 | 0 | 0 | 0 | 0 | 0 | 0 | 0 | 0 | 0 | 0 | 0 | 0 | 0 | 0 | 0 | 0 | 0 | 0 | 0 | 0 | 0 | 0 | 0 | 0 | 0 | 0 | 0 | 0 | 0 | 0 | 0 | 0 | 0 | 0 | 0.03366 | 0 | 0 | 0 | 0 | 0 | 0 | 0 | 0 | 0 | 1.8
7883_G_4 | S_C_TVA | Tennessee | 47 | Hancock | 67 | 7883 | 4 | Powell Valley | 10745 | 2000 | 9999 | Combustion Turbine | [5 empty] | Fossil | G | 2025 | Oil |  | 0 | 0 | 0 | 0 | 0 | 0 | 0 | 0 | 0 | 0 | 0 | 0 | 0 | 0 | 0 | 0 | 0 | 0 | 0 | 0 | 0 | 0 | 0 | 0 | 0 | 0 | 0 | 0 | 0 | 0 | 0 | 0 | 0 | 0 | 0 | 0 | 0 | 0 | 0 | 0 | 0.03366 | 0 | 0 | 0 | 0 | 0 | 0 | 0 | 0 | 0 | 1.8
7883_G_3 | S_C_TVA | Tennessee | 47 | Hancock | 67 | 7883 | 3 | Powell Valley | 10745 | 2000 | 9999 | Combustion Turbine | [5 empty] | Fossil | G | 2025 | Oil |  | 0 | 0 | 0 | 0 | 0 | 0 | 0 | 0 | 0 | 0 | 0 | 0 | 0 | 0 | 0 | 0 | 0 | 0 | 0 | 0 | 0 | 0 | 0 | 0 | 0 | 0 | 0 | 0 | 0 | 0 | 0 | 0 | 0 | 0 | 0 | 0 | 0 | 0 | 0 | 0 | 0.03366 | 0 | 0 | 0 | 0 | 0 | 0 | 0 | 0 | 0 | 1.8
7883_G_2 | S_C_TVA | Tennessee | 47 | Hancock | 67 | 7883 | 2 | Powell Valley | 10745 | 2000 | 9999 | Combustion Turbine | [5 empty] | Fossil | G | 2025 | Oil |  | 0 | 0 | 0 | 0 | 0 | 0 | 0 | 0 | 0 | 0 | 0 | 0 | 0 | 0 | 0 | 0 | 0 | 0 | 0 | 0 | 0 | 0 | 0 | 0 | 0 | 0 | 0 | 0 | 0 | 0 | 0 | 0 | 0 | 0 | 0 | 0 | 0 | 0 | 0 | 0 | 0.03366 | 0 | 0 | 0 | 0 | 0 | 0 | 0 | 0 | 0 | 1.8
7883_G_11 | S_C_TVA | Tennessee | 47 | Hancock | 67 | 7883 | 11 | Powell Valley | 10745 | 2000 | 9999 | Combustion Turbine | [5 empty] | Fossil | G | 2025 | Oil |  | 0 | 0 | 0 | 0 | 0 | 0 | 0 | 0 | 0 | 0 | 0 | 0 | 0 | 0 | 0 | 0 | 0 | 0 | 0 | 0 | 0 | 0 | 0 | 0 | 0 | 0 | 0 | 0 | 0 | 0 | 0 | 0 | 0 | 0 | 0 | 0 | 0 | 0 | 0 | 0 | 0.03366 | 0 | 0 | 0 | 0 | 0 | 0 | 0 | 0 | 0 | 1.8
7883_G_10 | S_C_TVA | Tennessee | 47 | Hancock | 67 | 7883 | 10 | Powell Valley | 10745 | 2000 | 9999 | Combustion Turbine | [5 empty] | Fossil | G | 2025 | Oil |  | 0 | 0 | 0 | 0 | 0 | 0 | 0 | 0 | 0 | 0 | 0 | 0 | 0 | 0 | 0 | 0 | 0 | 0 | 0 | 0 | 0 | 0 | 0 | 0 | 0 | 0 | 0 | 0 | 0 | 0 | 0 | 0 | 0 | 0 | 0 | 0 | 0 | 0 | 0 | 0 | 0.03366 | 0 | 0 | 0 | 0 | 0 | 0 | 0 | 0 | 0 | 1.8
7883_G_1 | S_C_TVA | Tennessee | 47 | Hancock | 67 | 7883 | 1 | Powell Valley | 10745 | 2000 | 9999 | Combustion Turbine | [5 empty] | Fossil | G | 2025 | Oil |  | 0 | 0 | 0 | 0 | 0 | 0 | 0 | 0 | 0 | 0 | 0 | 0 | 0 | 0 | 0 | 0 | 0 | 0 | 0 | 0 | 0 | 0 | 0 | 0 | 0 | 0 | 0 | 0 | 0 | 0 | 0 | 0 | 0 | 0 | 0 | 0 | 0 | 0 | 0 | 0 | 0.03366 | 0 | 0 | 0 | 0 | 0 | 0 | 0 | 0 | 0 | 1.8
788_G_1 | NENGREST | Vermont | 50 | Caledonia | 5 | 788 | 1 | East Barnet | 0 | 1984 | 9999 | Hydro | [5 empty] | Non-Fossil | G | 2025 | Hydro |  | 0 | 0 | 0 | 0 | 0 | 0 | 0 | 0 | 0 | 0 | 0 | 0 | 0 | 0 | 0 | 0 | 1.9489 | 2.7788 | 2.6467 | 7.3744 | 0 | 0 | 0 | 0 | 0 | 0 | 0 | 0 | 0 | 0 | 0 | 0 | 0 | 0 | 0 | 0 | 0 | 0 | 0 | 0 | 0.028143 | 0.0051841 | 0.0073916 | 0.0070403 | 0.019616 | 0 | 0 | 0 | 0 | 0 | 1.8901
7878_G_1 | PJM_ATSI | Ohio | 39 | Lorain | 93 | 7878 | 1 | Wellington | 10745 | 1998 | 9999 | Combustion Turbine | [5 empty] | Fossil | G | 2025 | Oil |  | 0 | 0 | 0 | 0 | 0 | 0 | 0 | 0 | 0 | 0 | 0 | 0 | 0 | 0 | 0 | 0 | 0 | 0 | 0 | 0 | 0 | 0 | 0 | 0 | 0 | 0 | 0 | 0 | 0 | 0 | 0 | 0 | 0 | 0 | 0 | 0 | 0 | 0 | 0 | 0 | 0.0187 | 0 | 0 | 0 | 0 | 0 | 0 | 0 | 0 | 0 | 1
7874_G_2 | PJM_West | Ohio | 39 | Williams | 171 | 7874 | 2 | Edgerton | 10745 | 2000 | 9999 | Combustion Turbine | [5 empty] | Fossil | G | 2025 | Oil |  | 0 | 0 | 0 | 0 | 0 | 0 | 0 | 0 | 0 | 0 | 0 | 0 | 0 | 0 | 0 | 0 | 0 | 0 | 0 | 0 | 0 | 0 | 0 | 0 | 0 | 0 | 0 | 0 | 0 | 0 | 0 | 0 | 0 | 0 | 0 | 0 | 0 | 0 | 0 | 0 | 0.03366 | 0 | 0 | 0 | 0 | 0 | 0 | 0 | 0 | 0 | 1.8
7874_G_1 | PJM_West | Ohio | 39 | Williams | 171 | 7874 | 1 | Edgerton | 10745 | 2000 | 9999 | Combustion Turbine | [5 empty] | Fossil | G | 2025 | Oil |  | 0 | 0 | 0 | 0 | 0 | 0 | 0 | 0 | 0 | 0 | 0 | 0 | 0 | 0 | 0 | 0 | 0 | 0 | 0 | 0 | 0 | 0 | 0 | 0 | 0 | 0 | 0 | 0 | 0 | 0 | 0 | 0 | 0 | 0 | 0 | 0 | 0 | 0 | 0 | 0 | 0.03366 | 0 | 0 | 0 | 0 | 0 | 0 | 0 | 0 | 0 | 1.8
7873_G_6 | FRCC | Florida | 12 | Hillsborough | 57 | 7873 | 6 | H L Culbreath Bayside Power Station | 11346 | 2009 | 9999 | Combustion Turbine |  |  |  | H2O |  | Fossil | G | 2025 | NaturalGas |  | 0.011599 | 0.016018 | 0.10645 | 0.13407 | 0 | 0 | 0 | 0 | 0 | 0 | 0 | 0 | 0 | 0 | 0 | 0 | 1.0223 | 1.4118 | 9.3826 | 11.8167 | 0.67902 | 0.9377 | 6.2318 | 7.8486 | 8.1207e-10 | 1.1214e-09 | 7.4537e-09 | 9.3872e-09 | 0.00049193 | 0.00067933 | 0.0045147 | 0.005686 | 0 | 0 | 0 | 0 | 0 | 0 | 0 | 0 | 1.0472 | 0.016049 | 0.022163 | 0.13488 | 0.1731 | 0.044853 | 0.058415 | 0.41377 | 0.51704 | 0 | 56
7873_G_5 | FRCC | Florida | 12 | Hillsborough | 57 | 7873 | 5 | H L Culbreath Bayside Power Station | 11346 | 2009 | 9999 | Combustion Turbine |  |  |  | H2O |  | Fossil | G | 2025 | NaturalGas |  | 0.011599 | 0.016018 | 0.10645 | 0.13407 | 0 | 0 | 0 | 0 | 0 | 0 | 0 | 0 | 0 | 0 | 0 | 0 | 1.0223 | 1.4118 | 9.3826 | 11.8167 | 0.67902 | 0.9377 | 6.2318 | 7.8486 | 8.1207e-10 | 1.1214e-09 | 7.4537e-09 | 9.3872e-09 | 0.00050306 | 0.0006947 | 0.0046169 | 0.0058147 | 0 | 0 | 0 | 0 | 0 | 0 | 0 | 0 | 1.0472 | 0.016049 | 0.022163 | 0.13488 | 0.1731 | 0.044853 | 0.058415 | 0.41377 | 0.51704 | 0 | 56
7873_G_4 | FRCC | Florida | 12 | Hillsborough | 57 | 7873 | 4 | H L Culbreath Bayside Power Station | 11346 | 2009 | 9999 | Combustion Turbine |  |  |  | H2O |  | Fossil | G | 2025 | NaturalGas |  | 0.011599 | 0.016018 | 0.10645 | 0.13407 | 0 | 0 | 0 | 0 | 0 | 0 | 0 | 0 | 0 | 0 | 0 | 0 | 1.0223 | 1.4118 | 9.3826 | 11.8167 | 0.67902 | 0.9377 | 6.2318 | 7.8486 | 8.1207e-10 | 1.1214e-09 | 7.4537e-09 | 9.3872e-09 | 0.00050399 | 0.00069598 | 0.0046254 | 0.0058254 | 0 | 0 | 0 | 0 | 0 | 0 | 0 | 0 | 1.0472 | 0.016049 | 0.022163 | 0.13488 | 0.1731 | 0.044853 | 0.058415 | 0.41377 | 0.51704 | 0 | 56
7873_G_3 | FRCC | Florida | 12 | Hillsborough | 57 | 7873 | 3 | H L Culbreath Bayside Power Station | 11346 | 2009 | 9999 | Combustion Turbine |  |  |  | H2O |  | Fossil | G | 2025 | NaturalGas |  | 0.011599 | 0.016018 | 0.10645 | 0.13407 | 0 | 0 | 0 | 0 | 0 | 0 | 0 | 0 | 0 | 0 | 0 | 0 | 1.0223 | 1.4118 | 9.3826 | 11.8167 | 0.67902 | 0.9377 | 6.2318 | 7.8486 | 8.1207e-10 | 1.1214e-09 | 7.4537e-09 | 9.3872e-09 | 0.00050654 | 0.00069951 | 0.0046489 | 0.0058549 | 0 | 0 | 0 | 0 | 0 | 0 | 0 | 0 | 1.0472 | 0.016049 | 0.022163 | 0.13488 | 0.1731 | 0.044853 | 0.058415 | 0.41377 | 0.51704 | 0 | 56
7873_G_2ST | FRCC | Florida | 12 | Hillsborough | 57 | 7873 | 2ST | H L Culbreath Bayside Power Station | 7397 | 1967 | 9999 | Combined Cycle |  |  | SCR | DLNB |  | Fossil | G | 2025 | NaturalGas |  | 2.9678 | 4.0231 | 6.7192 | 13.7101 | 0 | 0 | 0 | 0 | 0 | 0 | 0 | 0 | 0 | 0 | 0 | 0 | 401.2228 | 543.8798 | 908.371 | 1853.4736 | 173.7376 | 235.511 | 393.3432 | 802.5918 | 2.0775e-07 | 2.8161e-07 | 4.7036e-07 | 9.5972e-07 | 0.019841 | 0.026896 | 0.044921 | 0.091659 | 0 | 0 | 0 | 0 | 0 | 0 | 0 | 0 | 10.9414 | 0.91543 | 1.2409 | 1.9586 | 4.115 | 11.4762 | 14.6715 | 26.1165 | 52.2642 | 0 | 305 | SCR
7873_G_2D | FRCC | Florida | 12 | Hillsborough | 57 | 7873 | 2D | H L Culbreath Bayside Power Station | 7397 | 2004 | 9999 | Combined Cycle |  |  | SCR | DLNB |  | Fossil | G | 2025 | NaturalGas |  | 1.518 | 2.0577 | 3.4367 | 7.0124 | 0 | 0 | 0 | 0 | 0 | 0 | 0 | 0 | 0 | 0 | 0 | 0 | 205.2156 | 278.1811 | 464.6094 | 948.0062 | 88.8625 | 120.4581 | 201.1854 | 410.506 | 1.0626e-07 | 1.4404e-07 | 2.4058e-07 | 4.9088e-07 | 0.010148 | 0.013757 | 0.022976 | 0.046881 | 0 | 0 | 0 | 0 | 0 | 0 | 0 | 0 | 5.5963 | 0.46822 | 0.6347 | 1.0018 | 2.1047 | 5.8698 | 7.5041 | 13.358 | 26.7318 | 0 | 156 | SCR
7873_G_2C | FRCC | Florida | 12 | Hillsborough | 57 | 7873 | 2C | H L Culbreath Bayside Power Station | 7397 | 2004 | 9999 | Combined Cycle |  |  | SCR | DLNB |  | Fossil | G | 2025 | NaturalGas |  | 1.518 | 2.0577 | 3.4367 | 7.0124 | 0 | 0 | 0 | 0 | 0 | 0 | 0 | 0 | 0 | 0 | 0 | 0 | 205.2156 | 278.1811 | 464.6094 | 948.0062 | 88.8625 | 120.4581 | 201.1854 | 410.506 | 1.0626e-07 | 1.4404e-07 | 2.4058e-07 | 4.9088e-07 | 0.010148 | 0.013757 | 0.022976 | 0.046881 | 0 | 0 | 0 | 0 | 0 | 0 | 0 | 0 | 5.5963 | 0.46822 | 0.6347 | 1.0018 | 2.1047 | 5.8698 | 7.5041 | 13.358 | 26.7318 | 0 | 156 | SCR
7873_G_2B | FRCC | Florida | 12 | Hillsborough | 57 | 7873 | 2B | H L Culbreath Bayside Power Station | 7397 | 2004 | 9999 | Combined Cycle |  |  | SCR | DLNB |  | Fossil | G | 2025 | NaturalGas |  | 1.518 | 2.0577 | 3.4367 | 7.0124 | 0 | 0 | 0 | 0 | 0 | 0 | 0 | 0 | 0 | 0 | 0 | 0 | 205.2156 | 278.1811 | 464.6094 | 948.0062 | 88.8625 | 120.4581 | 201.1854 | 410.506 | 1.0626e-07 | 1.4404e-07 | 2.4058e-07 | 4.9088e-07 | 0.010148 | 0.013757 | 0.022976 | 0.046881 | 0 | 0 | 0 | 0 | 0 | 0 | 0 | 0 | 5.5963 | 0.46822 | 0.6347 | 1.0018 | 2.1047 | 5.8698 | 7.5041 | 13.358 | 26.7318 | 0 | 156 | SCR
7873_G_2A | FRCC | Florida | 12 | Hillsborough | 57 | 7873 | 2A | H L Culbreath Bayside Power Station | 7397 | 2004 | 9999 | Combined Cycle |  |  | SCR | DLNB |  | Fossil | G | 2025 | NaturalGas |  | 1.518 | 2.0577 | 3.4367 | 7.0124 | 0 | 0 | 0 | 0 | 0 | 0 | 0 | 0 | 0 | 0 | 0 | 0 | 205.2156 | 278.1811 | 464.6094 | 948.0062 | 88.8625 | 120.4581 | 201.1854 | 410.506 | 1.0626e-07 | 1.4404e-07 | 2.4058e-07 | 4.9088e-07 | 0.010148 | 0.013757 | 0.022976 | 0.046881 | 0 | 0 | 0 | 0 | 0 | 0 | 0 | 0 | 5.5963 | 0.46822 | 0.6347 | 1.0018 | 2.1047 | 5.8698 | 7.5041 | 13.358 | 26.7318 | 0 | 156 | SCR
7873_G_1ST | FRCC | Florida | 12 | Hillsborough | 57 | 7873 | 1ST | H L Culbreath Bayside Power Station | 7397 | 1965 | 9999 | Combined Cycle |  |  | SCR | DLNB |  | Fossil | G | 2025 | NaturalGas |  | 2.2672 | 3.0734 | 5.133 | 10.4737 | 0 | 0 | 0 | 0 | 0 | 0 | 0 | 0 | 0 | 0 | 0 | 0 | 306.5079 | 415.4885 | 693.9359 | 1415.9323 | 132.7242 | 179.915 | 300.4884 | 613.1275 | 1.5871e-07 | 2.1513e-07 | 3.5933e-07 | 7.3317e-07 | 0.014443 | 0.019579 | 0.0327 | 0.066722 | 0 | 0 | 0 | 0 | 0 | 0 | 0 | 0 | 8.3585 | 0.69933 | 0.94798 | 1.4963 | 3.1436 | 8.767 | 11.2081 | 19.9513 | 39.9264 | 0 | 233 | SCR
7873_G_1C | FRCC | Florida | 12 | Hillsborough | 57 | 7873 | 1C | H L Culbreath Bayside Power Station | 7397 | 2003 | 9999 | Combined Cycle |  |  | SCR | DLNB |  | Fossil | G | 2025 | NaturalGas |  | 1.518 | 2.0577 | 3.4367 | 7.0124 | 0 | 0 | 0 | 0 | 0 | 0 | 0 | 0 | 0 | 0 | 0 | 0 | 205.2156 | 278.1811 | 464.6094 | 948.0062 | 88.8625 | 120.4581 | 201.1854 | 410.506 | 1.0626e-07 | 1.4404e-07 | 2.4058e-07 | 4.9088e-07 | 0.0096702 | 0.013109 | 0.021893 | 0.044672 | 0 | 0 | 0 | 0 | 0 | 0 | 0 | 0 | 5.5963 | 0.46822 | 0.6347 | 1.0018 | 2.1047 | 5.8698 | 7.5041 | 13.358 | 26.7318 | 0 | 156 | SCR
7873_G_1B | FRCC | Florida | 12 | Hillsborough | 57 | 7873 | 1B | H L Culbreath Bayside Power Station | 7397 | 2003 | 9999 | Combined Cycle |  |  | SCR | DLNB |  | Fossil | G | 2025 | NaturalGas |  | 1.518 | 2.0577 | 3.4367 | 7.0124 | 0 | 0 | 0 | 0 | 0 | 0 | 0 | 0 | 0 | 0 | 0 | 0 | 205.2156 | 278.1811 | 464.6094 | 948.0062 | 88.8625 | 120.4581 | 201.1854 | 410.506 | 1.0626e-07 | 1.4404e-07 | 2.4058e-07 | 4.9088e-07 | 0.0096702 | 0.013109 | 0.021893 | 0.044672 | 0 | 0 | 0 | 0 | 0 | 0 | 0 | 0 | 5.5963 | 0.46822 | 0.6347 | 1.0018 | 2.1047 | 5.8698 | 7.5041 | 13.358 | 26.7318 | 0 | 156 | SCR
7873_G_1A | FRCC | Florida | 12 | Hillsborough | 57 | 7873 | 1A | H L Culbreath Bayside Power Station | 7397 | 2003 | 9999 | Combined Cycle |  |  | SCR | DLNB |  | Fossil | G | 2025 | NaturalGas |  | 1.518 | 2.0577 | 3.4367 | 7.0124 | 0 | 0 | 0 | 0 | 0 | 0 | 0 | 0 | 0 | 0 | 0 | 0 | 205.2156 | 278.1811 | 464.6094 | 948.0062 | 88.8625 | 120.4581 | 201.1854 | 410.506 | 1.0626e-07 | 1.4404e-07 | 2.4058e-07 | 4.9088e-07 | 0.0096702 | 0.013109 | 0.021893 | 0.044672 | 0 | 0 | 0 | 0 | 0 | 0 | 0 | 0 | 5.5963 | 0.46822 | 0.6347 | 1.0018 | 2.1047 | 5.8698 | 7.5041 | 13.358 | 26.7318 | 0 | 156 | SCR
7872_G_3 | PJM_West | Ohio | 39 | Van Wert | 161 | 7872 | 3 | Robert P Mone Plant | 10745 | 2002 | 9999 | Combustion Turbine |  |  |  | DLNB + H2O |  | Fossil | G | 2025 | NaturalGas |  | 0.052963 | 0.017608 | 0.78455 | 0.85512 | 0 | 0 | 0 | 0 | 0 | 0 | 0 | 0 | 0 | 0 | 0 | 0 | 4.9291 | 1.6387 | 73.0151 | 79.5829 | 3.1005 | 1.0307 | 45.9274 | 50.0586 | 3.7082e-09 | 1.2328e-09 | 5.4917e-08 | 5.9858e-08 | 0.0029918 | 0.00099462 | 0.044318 | 0.048304 | 0 | 0 | 0 | 0 | 0 | 0 | 0 | 0 | 2.7115 | 0.07288 | 0.025725 | 0.75399 | 0.8526 | 0.18414 | 0.055936 | 2.6258 | 2.8658 | 0 | 145
7872_G_2 | PJM_West | Ohio | 39 | Van Wert | 161 | 7872 | 2 | Robert P Mone Plant | 10745 | 2002 | 9999 | Combustion Turbine |  |  |  | DLNB + H2O |  | Fossil | G | 2025 | NaturalGas |  | 0.052963 | 0.017608 | 0.78455 | 0.85512 | 0 | 0 | 0 | 0 | 0 | 0 | 0 | 0 | 0 | 0 | 0 | 0 | 4.9291 | 1.6387 | 73.0151 | 79.5829 | 3.1005 | 1.0307 | 45.9274 | 50.0586 | 3.7082e-09 | 1.2328e-09 | 5.4917e-08 | 5.9858e-08 | 0.0026891 | 0.000894 | 0.039834 | 0.043417 | 0 | 0 | 0 | 0 | 0 | 0 | 0 | 0 | 2.7115 | 0.07288 | 0.025725 | 0.75399 | 0.8526 | 0.18414 | 0.055936 | 2.6258 | 2.8658 | 0 | 145
7872_G_1 | PJM_West | Ohio | 39 | Van Wert | 161 | 7872 | 1 | Robert P Mone Plant | 10745 | 2002 | 9999 | Combustion Turbine |  |  |  | DLNB + H2O |  | Fossil | G | 2025 | NaturalGas |  | 0.052963 | 0.017608 | 0.78455 | 0.85512 | 0 | 0 | 0 | 0 | 0 | 0 | 0 | 0 | 0 | 0 | 0 | 0 | 4.9291 | 1.6387 | 73.0151 | 79.5829 | 3.1005 | 1.0307 | 45.9274 | 50.0586 | 3.7082e-09 | 1.2328e-09 | 5.4917e-08 | 5.9858e-08 | 0.0029801 | 0.00099075 | 0.044145 | 0.048116 | 0 | 0 | 0 | 0 | 0 | 0 | 0 | 0 | 2.7115 | 0.07288 | 0.025725 | 0.75399 | 0.8526 | 0.18414 | 0.055936 | 2.6258 | 2.8658 | 0 | 145
7870_G_STG | WECC_PNW | Washington | 53 | Whatcom | 73 | 7870 | STG | Encogen | 9225 | 1993 | 9999 | Combined Cycle |  |  | SCR | STM |  | Fossil | G | 2025 |  | CC Retirement | 0 | 0 | 0 | 0 | 0 | 0 | 0 | 0 | 0 | 0 | 0 | 0 | 0 | 0 | 0 | 0 | 0 | 0 | 0 | 0 | 0 | 0 | 0 | 0 | 0 | 0 | 0 | 0 | 0 | 0 | 0 | 0 | 0 | 0 | 0 | 0 | 0 | 0 | 0 | 0 | 0 | 0 | 0 | 0 | 0 | 0 | 0 | 0 | 0 | 0 | 55.9 | SCR
7870_G_CTG3 | WECC_PNW | Washington | 53 | Whatcom | 73 | 7870 | CTG3 | Encogen | 9225 | 1993 | 9999 | Combined Cycle |  |  | SCR | STM |  | Fossil | G | 2025 |  | CC Retirement | 0 | 0 | 0 | 0 | 0 | 0 | 0 | 0 | 0 | 0 | 0 | 0 | 0 | 0 | 0 | 0 | 0 | 0 | 0 | 0 | 0 | 0 | 0 | 0 | 0 | 0 | 0 | 0 | 0 | 0 | 0 | 0 | 0 | 0 | 0 | 0 | 0 | 0 | 0 | 0 | 0 | 0 | 0 | 0 | 0 | 0 | 0 | 0 | 0 | 0 | 34.5 | SCR
7870_G_CTG2 | WECC_PNW | Washington | 53 | Whatcom | 73 | 7870 | CTG2 | Encogen | 9225 | 1993 | 9999 | Combined Cycle |  |  | SCR | STM |  | Fossil | G | 2025 |  | CC Retirement | 0 | 0 | 0 | 0 | 0 | 0 | 0 | 0 | 0 | 0 | 0 | 0 | 0 | 0 | 0 | 0 | 0 | 0 | 0 | 0 | 0 | 0 | 0 | 0 | 0 | 0 | 0 | 0 | 0 | 0 | 0 | 0 | 0 | 0 | 0 | 0 | 0 | 0 | 0 | 0 | 0 | 0 | 0 | 0 | 0 | 0 | 0 | 0 | 0 | 0 | 34.5 | SCR
7870_G_CTG1 | WECC_PNW | Washington | 53 | Whatcom | 73 | 7870 | CTG1 | Encogen | 9225 | 1993 | 9999 | Combined Cycle |  |  | SCR | STM |  | Fossil | G | 2025 |  | CC Retirement | 0 | 0 | 0 | 0 | 0 | 0 | 0 | 0 | 0 | 0 | 0 | 0 | 0 | 0 | 0 | 0 | 0 | 0 | 0 | 0 | 0 | 0 | 0 | 0 | 0 | 0 | 0 | 0 | 0 | 0 | 0 | 0 | 0 | 0 | 0 | 0 | 0 | 0 | 0 | 0 | 0 | 0 | 0 | 0 | 0 | 0 | 0 | 0 | 0 | 0 | 34.5 | SCR
7869_G_GT5 | NY_Z_K | New York | 36 | Nassau | 59 | 7869 | GT5 | Glenwood Landing | 10745 | 2002 | 9999 | Combustion Turbine |  |  | SCR | H2O |  | Fossil | G | 2025 | NaturalGas |  | 0 | 0 | 0.01413 | 0.01413 | 0 | 0 | 0 | 0 | 0 | 0 | 0 | 0 | 0 | 0 | 0 | 0 | 0 | 0 | 1.315 | 1.315 | 0 | 0 | 0.82716 | 0.82716 | 0 | 0 | 9.8975e-10 | 9.8975e-10 | 0 | 0 | 9.1474e-05 | 9.1474e-05 | 0 | 0 | 0 | 0 | 0 | 0 | 0 | 0 | 0.82888 | 0 | 0 | 0.019959 | 0.019959 | 0 | 0 | 0.047997 | 0.047997 | 0 | 40 | SCR
7869_G_GT4 | NY_Z_K | New York | 36 | Nassau | 59 | 7869 | GT4 | Glenwood Landing | 10745 | 2002 | 9999 | Combustion Turbine |  |  | SCR | H2O |  | Fossil | G | 2025 | NaturalGas |  | 0 | 0 | 0.01413 | 0.01413 | 0 | 0 | 0 | 0 | 0 | 0 | 0 | 0 | 0 | 0 | 0 | 0 | 0 | 0 | 1.315 | 1.315 | 0 | 0 | 0.82716 | 0.82716 | 0 | 0 | 9.8975e-10 | 9.8975e-10 | 0 | 0 | 9.3029e-05 | 9.3029e-05 | 0 | 0 | 0 | 0 | 0 | 0 | 0 | 0 | 0.82888 | 0 | 0 | 0.019959 | 0.019959 | 0 | 0 | 0.047997 | 0.047997 | 0 | 40 | SCR
7869_G_GT1 | NY_Z_K | New York | 36 | Nassau | 59 | 7869 | GT1 | Glenwood Landing | 10745 | 1967 | 9999 | Combustion Turbine | [5 empty] | Fossil | G | 2025 | Oil |  | 0 | 0 | 0 | 0 | 0 | 0 | 0 | 0 | 0 | 0 | 0 | 0 | 0 | 0 | 0 | 0 | 0 | 0 | 0 | 0 | 0 | 0 | 0 | 0 | 0 | 0 | 0 | 0 | 0 | 0 | 0 | 0 | 0 | 0 | 0 | 0 | 0 | 0 | 0 | 0 | 0.23562 | 0 | 0 | 0 | 0 | 0 | 0 | 0 | 0 | 0 | 12.6
7867_G_6A | WECC_PNW | Washington | 53 | King | 33 | 7867 | 6A | Snoqualmie 2 | 0 | 2013 | 9999 | Hydro | [5 empty] | Non-Fossil | G | 2025 | Hydro |  | 0 | 0 | 0 | 0 | 0 | 0 | 0 | 0 | 0 | 0 | 0 | 0 | 0 | 0 | 0 | 0 | 8.8775 | 11.2443 | 16.2878 | 36.4095 | 0 | 0 | 0 | 0 | 0 | 0 | 0 | 0 | 0 | 0 | 0 | 0 | 0 | 0 | 0 | 0 | 0 | 0 | 0 | 0 | 0.14889 | 0.023614 | 0.02991 | 0.043325 | 0.096849 | 0 | 0 | 0 | 0 | 0 | 10
7865_G_1 | MIS_IA | Iowa | 19 | Delaware | 55 | 7865 | 1 | Earlville | 10745 | 2001 | 9999 | Combustion Turbine | [5 empty] | Fossil | G | 2025 | Oil |  | 0 | 0 | 0 | 0 | 0 | 0 | 0 | 0 | 0 | 0 | 0 | 0 | 0 | 0 | 0 | 0 | 0 | 0 | 0 | 0 | 0 | 0 | 0 | 0 | 0 | 0 | 0 | 0 | 0 | 0 | 0 | 0 | 0 | 0 | 0 | 0 | 0 | 0 | 0 | 0 | 0.03366 | 0 | 0 | 0 | 0 | 0 | 0 | 0 | 0 | 0 | 1.8
7863_G_2 | MIS_MNWI | Wisconsin | 55 | Chippewa | 17 | 7863 | 2 | Elk Mound | 14448 | 2001 | 9999 | Combustion Turbine |  |  |  | DLNB + H2O |  | Fossil | G | 2025 | Oil |  | 0 | 0 | 0 | 0 | 0 | 0 | 0 | 0 | 0 | 0 | 0 | 0 | 0 | 0 | 0 | 0 | 0 | 0 | 0 | 0 | 0 | 0 | 0 | 0 | 0 | 0 | 0 | 0 | 0 | 0 | 0 | 0 | 0 | 0 | 0 | 0 | 0 | 0 | 0 | 0 | 0.65263 | 0 | 0 | 0 | 0 | 0 | 0 | 0 | 0 | 0 | 34.9
7863_G_1 | MIS_MNWI | Wisconsin | 55 | Chippewa | 17 | 7863 | 1 | Elk Mound | 14454 | 2001 | 9999 | Combustion Turbine |  |  |  | DLNB + H2O |  | Fossil | G | 2025 | Oil |  | 0 | 0 | 0 | 0 | 0 | 0 | 0 | 0 | 0 | 0 | 0 | 0 | 0 | 0 | 0 | 0 | 0 | 0 | 0 | 0 | 0 | 0 | 0 | 0 | 0 | 0 | 0 | 0 | 0 | 0 | 0 | 0 | 0 | 0 | 0 | 0 | 0 | 0 | 0 | 0 | 0.64515 | 0 | 0 | 0 | 0 | 0 | 0 | 0 | 0 | 0 | 34.5
7860_G_G8 | S_D_AECI | Missouri | 29 | Shelby | 205 | 7860 | G8 | Shelbina Power #3 | 11589 | 2002 | 9999 | Combustion Turbine | [5 empty] | Fossil | G | 2025 | Oil |  | 0 | 0 | 0 | 0 | 0 | 0 | 0 | 0 | 0 | 0 | 0 | 0 | 0 | 0 | 0 | 0 | 0 | 0 | 0 | 0 | 0 | 0 | 0 | 0 | 0 | 0 | 0 | 0 | 0 | 0 | 0 | 0 | 0 | 0 | 0 | 0 | 0 | 0 | 0 | 0 | 0.03366 | 0 | 0 | 0 | 0 | 0 | 0 | 0 | 0 | 0 | 1.8
7860_G_G7 | S_D_AECI | Missouri | 29 | Shelby | 205 | 7860 | G7 | Shelbina Power #3 | 10962 | 2002 | 9999 | Combustion Turbine | [5 empty] | Fossil | G | 2025 | Oil |  | 0 | 0 | 0 | 0 | 0 | 0 | 0 | 0 | 0 | 0 | 0 | 0 | 0 | 0 | 0 | 0 | 0 | 0 | 0 | 0 | 0 | 0 | 0 | 0 | 0 | 0 | 0 | 0 | 0 | 0 | 0 | 0 | 0 | 0 | 0 | 0 | 0 | 0 | 0 | 0 | 0.03366 | 0 | 0 | 0 | 0 | 0 | 0 | 0 | 0 | 0 | 1.8
7858_G_5 | S_C_TVA | Illinois | 17 | Massac | 127 | 7858 | 5 | MEPI GT Facility | 13609 | 2000 | 9999 | Combustion Turbine |  |  |  | H2O |  | Fossil | G | 2025 | NaturalGas |  | 0 | 0 | 0.017001 | 0.017001 | 0 | 0 | 0 | 0 | 0 | 0 | 0 | 0 | 0 | 0 | 0 | 0 | 0 | 0 | 1.2493 | 1.2493 | 0 | 0 | 0.99525 | 0.99525 | 0 | 0 | 1.1895e-09 | 1.1895e-09 | 0 | 0 | 0.0016523 | 0.0016523 | 0 | 0 | 0 | 0 | 0 | 0 | 0 | 0 | 0.6919 | 0 | 0 | 0.018786 | 0.018786 | 0 | 0 | 0.061661 | 0.061661 | 0 | 37
7858_G_4 | S_C_TVA | Illinois | 17 | Massac | 127 | 7858 | 4 | MEPI GT Facility | 13609 | 2000 | 9999 | Combustion Turbine |  |  |  | H2O |  | Fossil | G | 2025 | NaturalGas |  | 0 | 0 | 0.017001 | 0.017001 | 0 | 0 | 0 | 0 | 0 | 0 | 0 | 0 | 0 | 0 | 0 | 0 | 0 | 0 | 1.2493 | 1.2493 | 0 | 0 | 0.99525 | 0.99525 | 0 | 0 | 1.1895e-09 | 1.1895e-09 | 0 | 0 | 0.00098794 | 0.00098794 | 0 | 0 | 0 | 0 | 0 | 0 | 0 | 0 | 0.6919 | 0 | 0 | 0.018786 | 0.018786 | 0 | 0 | 0.061661 | 0.061661 | 0 | 37
7858_G_3 | S_C_TVA | Illinois | 17 | Massac | 127 | 7858 | 3 | MEPI GT Facility | 13609 | 1974 | 9999 | Combustion Turbine |  |  |  | H2O |  | Fossil | G | 2025 | NaturalGas |  | 0 | 0 | 0.026041 | 0.026041 | 0 | 0 | 0 | 0 | 0 | 0 | 0 | 0 | 0 | 0 | 0 | 0 | 0 | 0 | 1.9135 | 1.9135 | 0 | 0 | 1.5244 | 1.5244 | 0 | 0 | 1.8225e-09 | 1.8225e-09 | 0 | 0 | 0.0017153 | 0.0017153 | 0 | 0 | 0 | 0 | 0 | 0 | 0 | 0 | 1.0285 | 0 | 0 | 0.028774 | 0.028774 | 0 | 0 | 0.094446 | 0.094446 | 0 | 55
7858_G_2 | S_C_TVA | Illinois | 17 | Massac | 127 | 7858 | 2 | MEPI GT Facility | 13609 | 1974 | 9999 | Combustion Turbine |  |  |  | H2O |  | Fossil | G | 2025 | NaturalGas |  | 0 | 0 | 0.026041 | 0.026041 | 0 | 0 | 0 | 0 | 0 | 0 | 0 | 0 | 0 | 0 | 0 | 0 | 0 | 0 | 1.9135 | 1.9135 | 0 | 0 | 1.5244 | 1.5244 | 0 | 0 | 1.8225e-09 | 1.8225e-09 | 0 | 0 | 0.0015483 | 0.0015483 | 0 | 0 | 0 | 0 | 0 | 0 | 0 | 0 | 1.0285 | 0 | 0 | 0.028774 | 0.028774 | 0 | 0 | 0.094446 | 0.094446 | 0 | 55
7858_G_1 | S_C_TVA | Illinois | 17 | Massac | 127 | 7858 | 1 | MEPI GT Facility | 13608 | 1974 | 9999 | Combustion Turbine |  |  |  | H2O |  | Fossil | G | 2025 | NaturalGas |  | 0.0068599 | 0 | 0.026039 | 0.032899 | 0 | 0 | 0 | 0 | 0 | 0 | 0 | 0 | 0 | 0 | 0 | 0 | 0.50411 | 0 | 1.9135 | 2.4176 | 0.40158 | 0 | 1.5243 | 1.9259 | 4.8e-10 | 0 | 1.8225e-09 | 2.3025e-09 | 0.00054028 | 0 | 0.0020508 | 0.0025911 | 0 | 0 | 0 | 0 | 0 | 0 | 0 | 0 | 1.0285 | 0.0079137 | 0 | 0.028774 | 0.036688 | 0.025634 | 0 | 0.094439 | 0.12007 | 0 | 55
7857_G_7 | MIS_MIDA | Iowa | 19 | Adair | 1 | 7857 | 7 | Gilliam South | 25000 | 2012 | 9999 | Combustion Turbine | [5 empty] | Fossil | G | 2025 | Oil |  | 0 | 0 | 0 | 0 | 0 | 0 | 0 | 0 | 0 | 0 | 0 | 0 | 0 | 0 | 0 | 0 | 0 | 0 | 0 | 0 | 0 | 0 | 0 | 0 | 0 | 0 | 0 | 0 | 0 | 0 | 0 | 0 | 0 | 0 | 0 | 0 | 0 | 0 | 0 | 0 | 0.04301 | 0 | 0 | 0 | 0 | 0 | 0 | 0 | 0 | 0 | 2.3
7857_G_1 | MIS_MIDA | Iowa | 19 | Adair | 1 | 7857 | 1 | Gilliam South | 25000 | 2001 | 9999 | Combustion Turbine | [5 empty] | Fossil | G | 2025 | Oil |  | 0 | 0 | 0 | 0 | 0 | 0 | 0 | 0 | 0 | 0 | 0 | 0 | 0 | 0 | 0 | 0 | 0 | 0 | 0 | 0 | 0 | 0 | 0 | 0 | 0 | 0 | 0 | 0 | 0 | 0 | 0 | 0 | 0 | 0 | 0 | 0 | 0 | 0 | 0 | 0 | 0.03179 | 0 | 0 | 0 | 0 | 0 | 0 | 0 | 0 | 0 | 1.7
7856_G_4 | MIS_MIDA | Iowa | 19 | Adair | 1 | 7856 | 4 | North | 10745 | 2011 | 9999 | Combustion Turbine | [5 empty] | Fossil | G | 2025 | Oil |  | 0 | 0 | 0 | 0 | 0 | 0 | 0 | 0 | 0 | 0 | 0 | 0 | 0 | 0 | 0 | 0 | 0 | 0 | 0 | 0 | 0 | 0 | 0 | 0 | 0 | 0 | 0 | 0 | 0 | 0 | 0 | 0 | 0 | 0 | 0 | 0 | 0 | 0 | 0 | 0 | 0.04114 | 0 | 0 | 0 | 0 | 0 | 0 | 0 | 0 | 0 | 2.2
7856_G_3 | MIS_MIDA | Iowa | 19 | Adair | 1 | 7856 | 3 | North | 10745 | 2011 | 9999 | Combustion Turbine | [5 empty] | Fossil | G | 2025 | Oil |  | 0 | 0 | 0 | 0 | 0 | 0 | 0 | 0 | 0 | 0 | 0 | 0 | 0 | 0 | 0 | 0 | 0 | 0 | 0 | 0 | 0 | 0 | 0 | 0 | 0 | 0 | 0 | 0 | 0 | 0 | 0 | 0 | 0 | 0 | 0 | 0 | 0 | 0 | 0 | 0 | 0.04114 | 0 | 0 | 0 | 0 | 0 | 0 | 0 | 0 | 0 | 2.2
7856_G_2 | MIS_MIDA | Iowa | 19 | Adair | 1 | 7856 | 2 | North | 10745 | 2002 | 9999 | Combustion Turbine | [5 empty] | Fossil | G | 2025 | Oil |  | 0 | 0 | 0 | 0 | 0 | 0 | 0 | 0 | 0 | 0 | 0 | 0 | 0 | 0 | 0 | 0 | 0 | 0 | 0 | 0 | 0 | 0 | 0 | 0 | 0 | 0 | 0 | 0 | 0 | 0 | 0 | 0 | 0 | 0 | 0 | 0 | 0 | 0 | 0 | 0 | 0.03366 | 0 | 0 | 0 | 0 | 0 | 0 | 0 | 0 | 0 | 1.8
7856_G_1 | MIS_MIDA | Iowa | 19 | Adair | 1 | 7856 | 1 | North | 10745 | 2002 | 9999 | Combustion Turbine | [5 empty] | Fossil | G | 2025 | Oil |  | 0 | 0 | 0 | 0 | 0 | 0 | 0 | 0 | 0 | 0 | 0 | 0 | 0 | 0 | 0 | 0 | 0 | 0 | 0 | 0 | 0 | 0 | 0 | 0 | 0 | 0 | 0 | 0 | 0 | 0 | 0 | 0 | 0 | 0 | 0 | 0 | 0 | 0 | 0 | 0 | 0.03366 | 0 | 0 | 0 | 0 | 0 | 0 | 0 | 0 | 0 | 1.8
7855_G_9 | SPP_WAUE | Minnesota | 27 | Clay | 27 | 7855 | 9 | Moorhead Wind Turbine | 0 | 2001 | 9999 | Onshore Wind | [5 empty] | Non-Fossil | G | 2025 | Wind |  | 0 | 0 | 0 | 0 | 0 | 0 | 0 | 0 | 0 | 0 | 0 | 0 | 0 | 0 | 0 | 0 | 0.68676 | 1.0023 | 0.96156 | 2.6506 | 0 | 0 | 0 | 0 | 0 | 0 | 0 | 0 | 0 | 0 | 0 | 0 | 0 | 0 | 0 | 0 | 0 | 0 | 0 | 0 | 0.019724 | 0 | 0 | 0 | 0 | 0 | 0 | 0 | 0 | 0 | 0.7
7855_G_8 | SPP_WAUE | Minnesota | 27 | Clay | 27 | 7855 | 8 | Moorhead Wind Turbine | 0 | 1999 | 9999 | Onshore Wind | [5 empty] | Non-Fossil | G | 2025 | Wind |  | 0 | 0 | 0 | 0 | 0 | 0 | 0 | 0 | 0 | 0 | 0 | 0 | 0 | 0 | 0 | 0 | 0.68676 | 1.0023 | 0.96156 | 2.6506 | 0 | 0 | 0 | 0 | 0 | 0 | 0 | 0 | 0 | 0 | 0 | 0 | 0 | 0 | 0 | 0 | 0 | 0 | 0 | 0 | 0.019724 | 0 | 0 | 0 | 0 | 0 | 0 | 0 | 0 | 0 | 0.7
7854_G_2 | PJM_COMD | Illinois | 17 | Whiteside | 195 | 7854 | 2 | Avenue A Generator Sets | 10745 | 2000 | 9999 | Combustion Turbine | [5 empty] | Fossil | G | 2025 | Oil |  | 0 | 0 | 0 | 0 | 0 | 0 | 0 | 0 | 0 | 0 | 0 | 0 | 0 | 0 | 0 | 0 | 0 | 0 | 0 | 0 | 0 | 0 | 0 | 0 | 0 | 0 | 0 | 0 | 0 | 0 | 0 | 0 | 0 | 0 | 0 | 0 | 0 | 0 | 0 | 0 | 0.03366 | 0 | 0 | 0 | 0 | 0 | 0 | 0 | 0 | 0 | 1.8
7854_G_1 | PJM_COMD | Illinois | 17 | Whiteside | 195 | 7854 | 1 | Avenue A Generator Sets | 10745 | 2000 | 9999 | Combustion Turbine | [5 empty] | Fossil | G | 2025 | Oil |  | 0 | 0 | 0 | 0 | 0 | 0 | 0 | 0 | 0 | 0 | 0 | 0 | 0 | 0 | 0 | 0 | 0 | 0 | 0 | 0 | 0 | 0 | 0 | 0 | 0 | 0 | 0 | 0 | 0 | 0 | 0 | 0 | 0 | 0 | 0 | 0 | 0 | 0 | 0 | 0 | 0.03366 | 0 | 0 | 0 | 0 | 0 | 0 | 0 | 0 | 0 | 1.8
7853_G_1 | MIS_MIDA | Iowa | 19 | Crawford | 47 | 7853 | 1 | West Receiving | 10745 | 1998 | 9999 | Combustion Turbine | [5 empty] | Fossil | G | 2025 | Oil |  | 0 | 0 | 0 | 0 | 0 | 0 | 0 | 0 | 0 | 0 | 0 | 0 | 0 | 0 | 0 | 0 | 0 | 0 | 0 | 0 | 0 | 0 | 0 | 0 | 0 | 0 | 0 | 0 | 0 | 0 | 0 | 0 | 0 | 0 | 0 | 0 | 0 | 0 | 0 | 0 | 0.03366 | 0 | 0 | 0 | 0 | 0 | 0 | 0 | 0 | 0 | 1.8
7851_G_9 | MIS_MIDA | Iowa | 19 | Black Hawk | 13 | 7851 | 9 | Waterloo Lundquist | 25000 | 2000 | 9999 | Combustion Turbine | [5 empty] | Fossil | G | 2025 | Oil |  | 0 | 0 | 0 | 0 | 0 | 0 | 0 | 0 | 0 | 0 | 0 | 0 | 0 | 0 | 0 | 0 | 0 | 0 | 0 | 0 | 0 | 0 | 0 | 0 | 0 | 0 | 0 | 0 | 0 | 0 | 0 | 0 | 0 | 0 | 0 | 0 | 0 | 0 | 0 | 0 | 0.0374 | 0 | 0 | 0 | 0 | 0 | 0 | 0 | 0 | 0 | 2
7851_G_8 | MIS_MIDA | Iowa | 19 | Black Hawk | 13 | 7851 | 8 | Waterloo Lundquist | 25000 | 2000 | 9999 | Combustion Turbine | [5 empty] | Fossil | G | 2025 | Oil |  | 0 | 0 | 0 | 0 | 0 | 0 | 0 | 0 | 0 | 0 | 0 | 0 | 0 | 0 | 0 | 0 | 0 | 0 | 0 | 0 | 0 | 0 | 0 | 0 | 0 | 0 | 0 | 0 | 0 | 0 | 0 | 0 | 0 | 0 | 0 | 0 | 0 | 0 | 0 | 0 | 0.0374 | 0 | 0 | 0 | 0 | 0 | 0 | 0 | 0 | 0 | 2
7851_G_7 | MIS_MIDA | Iowa | 19 | Black Hawk | 13 | 7851 | 7 | Waterloo Lundquist | 25000 | 2000 | 9999 | Combustion Turbine | [5 empty] | Fossil | G | 2025 | Oil |  | 0 | 0 | 0 | 0 | 0 | 0 | 0 | 0 | 0 | 0 | 0 | 0 | 0 | 0 | 0 | 0 | 0 | 0 | 0 | 0 | 0 | 0 | 0 | 0 | 0 | 0 | 0 | 0 | 0 | 0 | 0 | 0 | 0 | 0 | 0 | 0 | 0 | 0 | 0 | 0 | 0.0374 | 0 | 0 | 0 | 0 | 0 | 0 | 0 | 0 | 0 | 2
7851_G_6 | MIS_MIDA | Iowa | 19 | Black Hawk | 13 | 7851 | 6 | Waterloo Lundquist | 25000 | 2000 | 9999 | Combustion Turbine | [5 empty] | Fossil | G | 2025 | Oil |  | 0 | 0 | 0 | 0 | 0 | 0 | 0 | 0 | 0 | 0 | 0 | 0 | 0 | 0 | 0 | 0 | 0 | 0 | 0 | 0 | 0 | 0 | 0 | 0 | 0 | 0 | 0 | 0 | 0 | 0 | 0 | 0 | 0 | 0 | 0 | 0 | 0 | 0 | 0 | 0 | 0.0374 | 0 | 0 | 0 | 0 | 0 | 0 | 0 | 0 | 0 | 2
7851_G_5 | MIS_MIDA | Iowa | 19 | Black Hawk | 13 | 7851 | 5 | Waterloo Lundquist | 25000 | 2000 | 9999 | Combustion Turbine | [5 empty] | Fossil | G | 2025 | Oil |  | 0 | 0 | 0 | 0 | 0 | 0 | 0 | 0 | 0 | 0 | 0 | 0 | 0 | 0 | 0 | 0 | 0 | 0 | 0 | 0 | 0 | 0 | 0 | 0 | 0 | 0 | 0 | 0 | 0 | 0 | 0 | 0 | 0 | 0 | 0 | 0 | 0 | 0 | 0 | 0 | 0.0374 | 0 | 0 | 0 | 0 | 0 | 0 | 0 | 0 | 0 | 2
7851_G_4 | MIS_MIDA | Iowa | 19 | Black Hawk | 13 | 7851 | 4 | Waterloo Lundquist | 25000 | 2000 | 9999 | Combustion Turbine | [5 empty] | Fossil | G | 2025 | Oil |  | 0 | 0 | 0 | 0 | 0 | 0 | 0 | 0 | 0 | 0 | 0 | 0 | 0 | 0 | 0 | 0 | 0 | 0 | 0 | 0 | 0 | 0 | 0 | 0 | 0 | 0 | 0 | 0 | 0 | 0 | 0 | 0 | 0 | 0 | 0 | 0 | 0 | 0 | 0 | 0 | 0.0374 | 0 | 0 | 0 | 0 | 0 | 0 | 0 | 0 | 0 | 2
7851_G_3 | MIS_MIDA | Iowa | 19 | Black Hawk | 13 | 7851 | 3 | Waterloo Lundquist | 25000 | 2000 | 9999 | Combustion Turbine | [5 empty] | Fossil | G | 2025 | Oil |  | 0 | 0 | 0 | 0 | 0 | 0 | 0 | 0 | 0 | 0 | 0 | 0 | 0 | 0 | 0 | 0 | 0 | 0 | 0 | 0 | 0 | 0 | 0 | 0 | 0 | 0 | 0 | 0 | 0 | 0 | 0 | 0 | 0 | 0 | 0 | 0 | 0 | 0 | 0 | 0 | 0.0374 | 0 | 0 | 0 | 0 | 0 | 0 | 0 | 0 | 0 | 2
7851_G_2 | MIS_MIDA | Iowa | 19 | Black Hawk | 13 | 7851 | 2 | Waterloo Lundquist | 25000 | 2000 | 9999 | Combustion Turbine | [5 empty] | Fossil | G | 2025 | Oil |  | 0 | 0 | 0 | 0 | 0 | 0 | 0 | 0 | 0 | 0 | 0 | 0 | 0 | 0 | 0 | 0 | 0 | 0 | 0 | 0 | 0 | 0 | 0 | 0 | 0 | 0 | 0 | 0 | 0 | 0 | 0 | 0 | 0 | 0 | 0 | 0 | 0 | 0 | 0 | 0 | 0.0374 | 0 | 0 | 0 | 0 | 0 | 0 | 0 | 0 | 0 | 2
7851_G_1 | MIS_MIDA | Iowa | 19 | Black Hawk | 13 | 7851 | 1 | Waterloo Lundquist | 25000 | 2000 | 9999 | Combustion Turbine | [5 empty] | Fossil | G | 2025 | Oil |  | 0 | 0 | 0 | 0 | 0 | 0 | 0 | 0 | 0 | 0 | 0 | 0 | 0 | 0 | 0 | 0 | 0 | 0 | 0 | 0 | 0 | 0 | 0 | 0 | 0 | 0 | 0 | 0 | 0 | 0 | 0 | 0 | 0 | 0 | 0 | 0 | 0 | 0 | 0 | 0 | 0.0374 | 0 | 0 | 0 | 0 | 0 | 0 | 0 | 0 | 0 | 2
7850_G_9 | MIS_MIDA | Iowa | 19 | Page | 145 | 7850 | 9 | Shenandoah | 25000 | 2000 | 9999 | Combustion Turbine | [5 empty] | Fossil | G | 2025 | Oil |  | 0 | 0 | 0 | 0 | 0 | 0 | 0 | 0 | 0 | 0 | 0 | 0 | 0 | 0 | 0 | 0 | 0 | 0 | 0 | 0 | 0 | 0 | 0 | 0 | 0 | 0 | 0 | 0 | 0 | 0 | 0 | 0 | 0 | 0 | 0 | 0 | 0 | 0 | 0 | 0 | 0.0374 | 0 | 0 | 0 | 0 | 0 | 0 | 0 | 0 | 0 | 2
7850_G_8 | MIS_MIDA | Iowa | 19 | Page | 145 | 7850 | 8 | Shenandoah | 25000 | 2000 | 9999 | Combustion Turbine | [5 empty] | Fossil | G | 2025 | Oil |  | 0 | 0 | 0 | 0 | 0 | 0 | 0 | 0 | 0 | 0 | 0 | 0 | 0 | 0 | 0 | 0 | 0 | 0 | 0 | 0 | 0 | 0 | 0 | 0 | 0 | 0 | 0 | 0 | 0 | 0 | 0 | 0 | 0 | 0 | 0 | 0 | 0 | 0 | 0 | 0 | 0.0374 | 0 | 0 | 0 | 0 | 0 | 0 | 0 | 0 | 0 | 2
7850_G_7 | MIS_MIDA | Iowa | 19 | Page | 145 | 7850 | 7 | Shenandoah | 25000 | 2000 | 9999 | Combustion Turbine | [5 empty] | Fossil | G | 2025 | Oil |  | 0 | 0 | 0 | 0 | 0 | 0 | 0 | 0 | 0 | 0 | 0 | 0 | 0 | 0 | 0 | 0 | 0 | 0 | 0 | 0 | 0 | 0 | 0 | 0 | 0 | 0 | 0 | 0 | 0 | 0 | 0 | 0 | 0 | 0 | 0 | 0 | 0 | 0 | 0 | 0 | 0.0374 | 0 | 0 | 0 | 0 | 0 | 0 | 0 | 0 | 0 | 2
7850_G_6 | MIS_MIDA | Iowa | 19 | Page | 145 | 7850 | 6 | Shenandoah | 25000 | 2000 | 9999 | Combustion Turbine | [5 empty] | Fossil | G | 2025 | Oil |  | 0 | 0 | 0 | 0 | 0 | 0 | 0 | 0 | 0 | 0 | 0 | 0 | 0 | 0 | 0 | 0 | 0 | 0 | 0 | 0 | 0 | 0 | 0 | 0 | 0 | 0 | 0 | 0 | 0 | 0 | 0 | 0 | 0 | 0 | 0 | 0 | 0 | 0 | 0 | 0 | 0.0374 | 0 | 0 | 0 | 0 | 0 | 0 | 0 | 0 | 0 | 2
7850_G_5 | MIS_MIDA | Iowa | 19 | Page | 145 | 7850 | 5 | Shenandoah | 25000 | 2000 | 9999 | Combustion Turbine | [5 empty] | Fossil | G | 2025 | Oil |  | 0 | 0 | 0 | 0 | 0 | 0 | 0 | 0 | 0 | 0 | 0 | 0 | 0 | 0 | 0 | 0 | 0 | 0 | 0 | 0 | 0 | 0 | 0 | 0 | 0 | 0 | 0 | 0 | 0 | 0 | 0 | 0 | 0 | 0 | 0 | 0 | 0 | 0 | 0 | 0 | 0.0374 | 0 | 0 | 0 | 0 | 0 | 0 | 0 | 0 | 0 | 2
7850_G_4 | MIS_MIDA | Iowa | 19 | Page | 145 | 7850 | 4 | Shenandoah | 25000 | 2000 | 9999 | Combustion Turbine | [5 empty] | Fossil | G | 2025 | Oil |  | 0 | 0 | 0 | 0 | 0 | 0 | 0 | 0 | 0 | 0 | 0 | 0 | 0 | 0 | 0 | 0 | 0 | 0 | 0 | 0 | 0 | 0 | 0 | 0 | 0 | 0 | 0 | 0 | 0 | 0 | 0 | 0 | 0 | 0 | 0 | 0 | 0 | 0 | 0 | 0 | 0.0374 | 0 | 0 | 0 | 0 | 0 | 0 | 0 | 0 | 0 | 2
7850_G_3 | MIS_MIDA | Iowa | 19 | Page | 145 | 7850 | 3 | Shenandoah | 25000 | 2000 | 9999 | Combustion Turbine | [5 empty] | Fossil | G | 2025 | Oil |  | 0 | 0 | 0 | 0 | 0 | 0 | 0 | 0 | 0 | 0 | 0 | 0 | 0 | 0 | 0 | 0 | 0 | 0 | 0 | 0 | 0 | 0 | 0 | 0 | 0 | 0 | 0 | 0 | 0 | 0 | 0 | 0 | 0 | 0 | 0 | 0 | 0 | 0 | 0 | 0 | 0.0374 | 0 | 0 | 0 | 0 | 0 | 0 | 0 | 0 | 0 | 2
7850_G_2 | MIS_MIDA | Iowa | 19 | Page | 145 | 7850 | 2 | Shenandoah | 25000 | 2000 | 9999 | Combustion Turbine | [5 empty] | Fossil | G | 2025 | Oil |  | 0 | 0 | 0 | 0 | 0 | 0 | 0 | 0 | 0 | 0 | 0 | 0 | 0 | 0 | 0 | 0 | 0 | 0 | 0 | 0 | 0 | 0 | 0 | 0 | 0 | 0 | 0 | 0 | 0 | 0 | 0 | 0 | 0 | 0 | 0 | 0 | 0 | 0 | 0 | 0 | 0.0374 | 0 | 0 | 0 | 0 | 0 | 0 | 0 | 0 | 0 | 2
7850_G_10 | MIS_MIDA | Iowa | 19 | Page | 145 | 7850 | 10 | Shenandoah | 25000 | 2000 | 9999 | Combustion Turbine | [5 empty] | Fossil | G | 2025 | Oil |  | 0 | 0 | 0 | 0 | 0 | 0 | 0 | 0 | 0 | 0 | 0 | 0 | 0 | 0 | 0 | 0 | 0 | 0 | 0 | 0 | 0 | 0 | 0 | 0 | 0 | 0 | 0 | 0 | 0 | 0 | 0 | 0 | 0 | 0 | 0 | 0 | 0 | 0 | 0 | 0 | 0.0374 | 0 | 0 | 0 | 0 | 0 | 0 | 0 | 0 | 0 | 2
7850_G_1 | MIS_MIDA | Iowa | 19 | Page | 145 | 7850 | 1 | Shenandoah | 25000 | 2000 | 9999 | Combustion Turbine | [5 empty] | Fossil | G | 2025 | Oil |  | 0 | 0 | 0 | 0 | 0 | 0 | 0 | 0 | 0 | 0 | 0 | 0 | 0 | 0 | 0 | 0 | 0 | 0 | 0 | 0 | 0 | 0 | 0 | 0 | 0 | 0 | 0 | 0 | 0 | 0 | 0 | 0 | 0 | 0 | 0 | 0 | 0 | 0 | 0 | 0 | 0.0374 | 0 | 0 | 0 | 0 | 0 | 0 | 0 | 0 | 0 | 2
785_G_1 | SPP_NEBR | Nebraska | 31 | Keith | 101 | 785 | 1 | Kingsley | 0 | 1984 | 9999 | Hydro | [5 empty] | Non-Fossil | G | 2025 | Hydro |  | 0 | 0 | 0 | 0 | 0 | 0 | 0 | 0 | 0 | 0 | 0 | 0 | 0 | 0 | 0 | 0 | 25.0135 | 37.9887 | 60.0167 | 123.019 | 0 | 0 | 0 | 0 | 0 | 0 | 0 | 0 | 0 | 0 | 0 | 0 | 0 | 0 | 0 | 0 | 0 | 0 | 0 | 0 | 0.5658 | 0.066536 | 0.10105 | 0.15964 | 0.32723 | 0 | 0 | 0 | 0 | 0 | 38
7849_G_8 | MIS_MIDA | Iowa | 19 | Marion | 125 | 7849 | 8 | Knoxville Industrial | 25000 | 2000 | 9999 | Combustion Turbine | [5 empty] | Fossil | G | 2025 | Oil |  | 0 | 0 | 0 | 0 | 0 | 0 | 0 | 0 | 0 | 0 | 0 | 0 | 0 | 0 | 0 | 0 | 0 | 0 | 0 | 0 | 0 | 0 | 0 | 0 | 0 | 0 | 0 | 0 | 0 | 0 | 0 | 0 | 0 | 0 | 0 | 0 | 0 | 0 | 0 | 0 | 0.0374 | 0 | 0 | 0 | 0 | 0 | 0 | 0 | 0 | 0 | 2
7849_G_7 | MIS_MIDA | Iowa | 19 | Marion | 125 | 7849 | 7 | Knoxville Industrial | 25000 | 2000 | 9999 | Combustion Turbine | [5 empty] | Fossil | G | 2025 | Oil |  | 0 | 0 | 0 | 0 | 0 | 0 | 0 | 0 | 0 | 0 | 0 | 0 | 0 | 0 | 0 | 0 | 0 | 0 | 0 | 0 | 0 | 0 | 0 | 0 | 0 | 0 | 0 | 0 | 0 | 0 | 0 | 0 | 0 | 0 | 0 | 0 | 0 | 0 | 0 | 0 | 0.0374 | 0 | 0 | 0 | 0 | 0 | 0 | 0 | 0 | 0 | 2
7849_G_6 | MIS_MIDA | Iowa | 19 | Marion | 125 | 7849 | 6 | Knoxville Industrial | 25000 | 2000 | 9999 | Combustion Turbine | [5 empty] | Fossil | G | 2025 | Oil |  | 0 | 0 | 0 | 0 | 0 | 0 | 0 | 0 | 0 | 0 | 0 | 0 | 0 | 0 | 0 | 0 | 0 | 0 | 0 | 0 | 0 | 0 | 0 | 0 | 0 | 0 | 0 | 0 | 0 | 0 | 0 | 0 | 0 | 0 | 0 | 0 | 0 | 0 | 0 | 0 | 0.0374 | 0 | 0 | 0 | 0 | 0 | 0 | 0 | 0 | 0 | 2
7849_G_5 | MIS_MIDA | Iowa | 19 | Marion | 125 | 7849 | 5 | Knoxville Industrial | 25000 | 2000 | 9999 | Combustion Turbine | [5 empty] | Fossil | G | 2025 | Oil |  | 0 | 0 | 0 | 0 | 0 | 0 | 0 | 0 | 0 | 0 | 0 | 0 | 0 | 0 | 0 | 0 | 0 | 0 | 0 | 0 | 0 | 0 | 0 | 0 | 0 | 0 | 0 | 0 | 0 | 0 | 0 | 0 | 0 | 0 | 0 | 0 | 0 | 0 | 0 | 0 | 0.0374 | 0 | 0 | 0 | 0 | 0 | 0 | 0 | 0 | 0 | 2
7849_G_4 | MIS_MIDA | Iowa | 19 | Marion | 125 | 7849 | 4 | Knoxville Industrial | 25000 | 2000 | 9999 | Combustion Turbine | [5 empty] | Fossil | G | 2025 | Oil |  | 0 | 0 | 0 | 0 | 0 | 0 | 0 | 0 | 0 | 0 | 0 | 0 | 0 | 0 | 0 | 0 | 0 | 0 | 0 | 0 | 0 | 0 | 0 | 0 | 0 | 0 | 0 | 0 | 0 | 0 | 0 | 0 | 0 | 0 | 0 | 0 | 0 | 0 | 0 | 0 | 0.0374 | 0 | 0 | 0 | 0 | 0 | 0 | 0 | 0 | 0 | 2
7849_G_3 | MIS_MIDA | Iowa | 19 | Marion | 125 | 7849 | 3 | Knoxville Industrial | 25000 | 2000 | 9999 | Combustion Turbine | [5 empty] | Fossil | G | 2025 | Oil |  | 0 | 0 | 0 | 0 | 0 | 0 | 0 | 0 | 0 | 0 | 0 | 0 | 0 | 0 | 0 | 0 | 0 | 0 | 0 | 0 | 0 | 0 | 0 | 0 | 0 | 0 | 0 | 0 | 0 | 0 | 0 | 0 | 0 | 0 | 0 | 0 | 0 | 0 | 0 | 0 | 0.0374 | 0 | 0 | 0 | 0 | 0 | 0 | 0 | 0 | 0 | 2
7849_G_2 | MIS_MIDA | Iowa | 19 | Marion | 125 | 7849 | 2 | Knoxville Industrial | 25000 | 2000 | 9999 | Combustion Turbine | [5 empty] | Fossil | G | 2025 | Oil |  | 0 | 0 | 0 | 0 | 0 | 0 | 0 | 0 | 0 | 0 | 0 | 0 | 0 | 0 | 0 | 0 | 0 | 0 | 0 | 0 | 0 | 0 | 0 | 0 | 0 | 0 | 0 | 0 | 0 | 0 | 0 | 0 | 0 | 0 | 0 | 0 | 0 | 0 | 0 | 0 | 0.0374 | 0 | 0 | 0 | 0 | 0 | 0 | 0 | 0 | 0 | 2
7849_G_1 | MIS_MIDA | Iowa | 19 | Marion | 125 | 7849 | 1 | Knoxville Industrial | 25000 | 2000 | 9999 | Combustion Turbine | [5 empty] | Fossil | G | 2025 | Oil |  | 0 | 0 | 0 | 0 | 0 | 0 | 0 | 0 | 0 | 0 | 0 | 0 | 0 | 0 | 0 | 0 | 0 | 0 | 0 | 0 | 0 | 0 | 0 | 0 | 0 | 0 | 0 | 0 | 0 | 0 | 0 | 0 | 0 | 0 | 0 | 0 | 0 | 0 | 0 | 0 | 0.0374 | 0 | 0 | 0 | 0 | 0 | 0 | 0 | 0 | 0 | 2
7848_G_13 | S_D_AECI | Missouri | 29 | Johnson | 101 | 7848 | 13 | Holden | 12358 | 2002 | 9999 | Combustion Turbine |  |  |  | DLNB + H2O |  | Fossil | G | 2025 | NaturalGas |  | 0 | 0 | 0.032993 | 0.032993 | 0 | 0 | 0 | 0 | 0 | 0 | 0 | 0 | 0 | 0 | 0 | 0 | 0 | 0 | 2.6697 | 2.6697 | 0 | 0 | 1.9314 | 1.9314 | 0 | 0 | 2.3083e-09 | 2.3083e-09 | 0 | 0 | 0.00046421 | 0.00046421 | 0 | 0 | 0 | 0 | 0 | 0 | 0 | 0 | 1.5147 | 0 | 0 | 0.041911 | 0.041911 | 0 | 0 | 0.11669 | 0.11669 | 0 | 81
7848_G_12 | S_D_AECI | Missouri | 29 | Johnson | 101 | 7848 | 12 | Holden | 12358 | 2002 | 9999 | Combustion Turbine |  |  |  | DLNB + H2O |  | Fossil | G | 2025 | NaturalGas |  | 0 | 0 | 0.032993 | 0.032993 | 0 | 0 | 0 | 0 | 0 | 0 | 0 | 0 | 0 | 0 | 0 | 0 | 0 | 0 | 2.6697 | 2.6697 | 0 | 0 | 1.9314 | 1.9314 | 0 | 0 | 2.3083e-09 | 2.3083e-09 | 0 | 0 | 0.00048582 | 0.00048582 | 0 | 0 | 0 | 0 | 0 | 0 | 0 | 0 | 1.5147 | 0 | 0 | 0.041911 | 0.041911 | 0 | 0 | 0.11669 | 0.11669 | 0 | 81
7848_G_11 | S_D_AECI | Missouri | 29 | Johnson | 101 | 7848 | 11 | Holden | 12358 | 2002 | 9999 | Combustion Turbine |  |  |  | DLNB + H2O |  | Fossil | G | 2025 | NaturalGas |  | 0 | 0 | 0.032993 | 0.032993 | 0 | 0 | 0 | 0 | 0 | 0 | 0 | 0 | 0 | 0 | 0 | 0 | 0 | 0 | 2.6697 | 2.6697 | 0 | 0 | 1.9314 | 1.9314 | 0 | 0 | 2.3083e-09 | 2.3083e-09 | 0 | 0 | 0.00051584 | 0.00051584 | 0 | 0 | 0 | 0 | 0 | 0 | 0 | 0 | 1.5147 | 0 | 0 | 0.041911 | 0.041911 | 0 | 0 | 0.11669 | 0.11669 | 0 | 81
7847_G_3 | MIS_MIDA | Iowa | 19 | Carroll | 27 | 7847 | 3 | Coon Rapids II | 11133 | 2001 | 9999 | Combustion Turbine | [5 empty] | Fossil | G | 2025 | Oil |  | 0 | 0 | 0 | 0 | 0 | 0 | 0 | 0 | 0 | 0 | 0 | 0 | 0 | 0 | 0 | 0 | 0 | 0 | 0 | 0 | 0 | 0 | 0 | 0 | 0 | 0 | 0 | 0 | 0 | 0 | 0 | 0 | 0 | 0 | 0 | 0 | 0 | 0 | 0 | 0 | 0.03179 | 0 | 0 | 0 | 0 | 0 | 0 | 0 | 0 | 0 | 1.7
7847_G_2 | MIS_MIDA | Iowa | 19 | Carroll | 27 | 7847 | 2 | Coon Rapids II | 11133 | 2001 | 9999 | Combustion Turbine | [5 empty] | Fossil | G | 2025 | Oil |  | 0 | 0 | 0 | 0 | 0 | 0 | 0 | 0 | 0 | 0 | 0 | 0 | 0 | 0 | 0 | 0 | 0 | 0 | 0 | 0 | 0 | 0 | 0 | 0 | 0 | 0 | 0 | 0 | 0 | 0 | 0 | 0 | 0 | 0 | 0 | 0 | 0 | 0 | 0 | 0 | 0.03179 | 0 | 0 | 0 | 0 | 0 | 0 | 0 | 0 | 0 | 1.7
7847_G_1 | MIS_MIDA | Iowa | 19 | Carroll | 27 | 7847 | 1 | Coon Rapids II | 10745 | 2001 | 9999 | Combustion Turbine | [5 empty] | Fossil | G | 2025 | Oil |  | 0 | 0 | 0 | 0 | 0 | 0 | 0 | 0 | 0 | 0 | 0 | 0 | 0 | 0 | 0 | 0 | 0 | 0 | 0 | 0 | 0 | 0 | 0 | 0 | 0 | 0 | 0 | 0 | 0 | 0 | 0 | 0 | 0 | 0 | 0 | 0 | 0 | 0 | 0 | 0 | 0.03179 | 0 | 0 | 0 | 0 | 0 | 0 | 0 | 0 | 0 | 1.7
7846_G_004 | FRCC | Florida | 12 | Duval | 31 | 7846 | 004 | Brandy Branch | 7112 | 2005 | 9999 | Combined Cycle |  |  | SCR | DLNB + H2O |  | Fossil | G | 2025 | NaturalGas |  | 2.3077 | 3.1283 | 4.3182 | 9.7542 | 0 | 0 | 0 | 0 | 0 | 0 | 0 | 0 | 0 | 0 | 0 | 0 | 324.4862 | 439.859 | 607.1686 | 1371.5138 | 135.0954 | 183.1294 | 252.7864 | 571.0112 | 1.6154e-07 | 2.1897e-07 | 3.0226e-07 | 6.8277e-07 | 0.011423 | 0.015485 | 0.021375 | 0.048283 | 0 | 0 | 0 | 0 | 0 | 0 | 0 | 0 | 5.6507 | 0.70258 | 0.95239 | 1.2996 | 2.9546 | 8.9237 | 11.4083 | 16.7841 | 37.1161 | 0 | 185 | SCR
7846_G_003 | FRCC | Florida | 12 | Duval | 31 | 7846 | 003 | Brandy Branch | 7112 | 2001 | 9999 | Combined Cycle |  |  | SCR | DLNB + H2O |  | Fossil | G | 2025 | NaturalGas |  | 1.9784 | 2.6819 | 3.702 | 8.3623 | 0 | 0 | 0 | 0 | 0 | 0 | 0 | 0 | 0 | 0 | 0 | 0 | 278.1811 | 377.09 | 520.524 | 1175.7951 | 115.8169 | 156.9963 | 216.7131 | 489.5264 | 1.3848e-07 | 1.8772e-07 | 2.5913e-07 | 5.8534e-07 | 0.0097932 | 0.013275 | 0.018325 | 0.041393 | 0 | 0 | 0 | 0 | 0 | 0 | 0 | 0 | 4.8444 | 0.60232 | 0.81648 | 1.1142 | 2.533 | 7.6502 | 9.7803 | 14.3889 | 31.8195 | 0 | 158.6 | SCR
7846_G_002 | FRCC | Florida | 12 | Duval | 31 | 7846 | 002 | Brandy Branch | 7112 | 2001 | 9999 | Combined Cycle |  |  | SCR | DLNB + H2O |  | Fossil | G | 2025 | NaturalGas |  | 1.9784 | 2.6819 | 3.702 | 8.3623 | 0 | 0 | 0 | 0 | 0 | 0 | 0 | 0 | 0 | 0 | 0 | 0 | 278.1811 | 377.09 | 520.524 | 1175.7951 | 115.8169 | 156.9963 | 216.7131 | 489.5264 | 1.3848e-07 | 1.8772e-07 | 2.5913e-07 | 5.8534e-07 | 0.0097932 | 0.013275 | 0.018325 | 0.041393 | 0 | 0 | 0 | 0 | 0 | 0 | 0 | 0 | 4.8444 | 0.60232 | 0.81648 | 1.1142 | 2.533 | 7.6502 | 9.7803 | 14.3889 | 31.8195 | 0 | 158.6 | SCR
7846_G_001 | FRCC | Florida | 12 | Duval | 31 | 7846 | 001 | Brandy Branch | 12021 | 2001 | 9999 | Combustion Turbine |  |  |  | DLNB + H2O |  | Fossil | G | 2025 | NaturalGas |  | 0.013259 | 0.048064 | 0.062839 | 0.12416 | 0 | 0 | 0 | 0 | 0 | 0 | 0 | 0 | 0 | 0 | 0 | 0 | 1.103 | 3.9984 | 5.2274 | 10.3288 | 0.77619 | 2.8137 | 3.6786 | 7.2685 | 9.2757e-10 | 3.3624e-09 | 4.4e-09 | 8.69e-09 | 0.00023303 | 0.00084473 | 0.0011044 | 0.0021822 | 0 | 0 | 0 | 0 | 0 | 0 | 0 | 0 | 2.9658 | 0.017315 | 0.062768 | 0.082063 | 0.16215 | 0.051271 | 0.17528 | 0.24424 | 0.4708 | 0 | 158.6
7845_G_STG1 | S_C_TVA | Tennessee | 47 | Haywood | 75 | 7845 | STG1 | Lagoon Creek | 7535 | 2010 | 9999 | Combined Cycle |  |  | SCR | DLNB |  | Fossil | G | 2025 | NaturalGas |  | 2.7093 | 3.6726 | 5.0437 | 11.4256 | 0 | 0 | 0 | 0 | 0 | 0 | 0 | 0 | 0 | 0 | 0 | 0 | 359.5658 | 487.4114 | 669.3631 | 1516.3403 | 158.6041 | 214.9966 | 295.2553 | 668.856 | 1.8965e-07 | 2.5708e-07 | 3.5305e-07 | 7.9977e-07 | 0.015877 | 0.021522 | 0.029556 | 0.066954 | 0 | 0 | 0 | 0 | 0 | 0 | 0 | 0 | 6.2616 | 0.76329 | 1.0347 | 1.4212 | 3.2191 | 10.1243 | 12.659 | 18.2925 | 41.0758 | 0 | 205 | SCR
7845_G_GT9 | S_C_TVA | Tennessee | 47 | Haywood | 75 | 7845 | GT9 | Lagoon Creek | 11980 | 2002 | 9999 | Combustion Turbine | [5 empty] | Fossil | G | 2025 | NaturalGas |  | 0.08177 | 0.0090856 | 0.16182 | 0.25267 | 0 | 0 | 0 | 0 | 0 | 0 | 0 | 0 | 0 | 0 | 0 | 0 | 6.8256 | 0.7584 | 13.5073 | 21.0913 | 4.7868 | 0.53187 | 9.4728 | 14.7915 | 5.7181e-09 | 6.3534e-10 | 1.1329e-08 | 1.7683e-08 | 0.0013019 | 0.00014466 | 0.0025764 | 0.004023 | 0 | 0 | 0 | 0 | 0 | 0 | 0 | 0 | 1.3595 | 0.089099 | 0.011906 | 0.17851 | 0.27952 | 0.30556 | 0.031317 | 0.58689 | 0.92376 | 0 | 72.7
7845_G_GT8 | S_C_TVA | Tennessee | 47 | Haywood | 75 | 7845 | GT8 | Lagoon Creek | 11980 | 2001 | 9999 | Combustion Turbine | [5 empty] | Fossil | G | 2025 | NaturalGas |  | 0.08312 | 0.0092356 | 0.16449 | 0.25684 | 0 | 0 | 0 | 0 | 0 | 0 | 0 | 0 | 0 | 0 | 0 | 0 | 6.9382 | 0.77092 | 13.7302 | 21.4394 | 4.8659 | 0.54065 | 9.6291 | 15.0356 | 5.8125e-09 | 6.4583e-10 | 1.1516e-08 | 1.7974e-08 | 0.0015117 | 0.00016797 | 0.0029915 | 0.0046712 | 0 | 0 | 0 | 0 | 0 | 0 | 0 | 0 | 1.3819 | 0.090569 | 0.012102 | 0.18146 | 0.28413 | 0.31061 | 0.031833 | 0.59657 | 0.93901 | 0 | 73.9
7845_G_GT7 | S_C_TVA | Tennessee | 47 | Haywood | 75 | 7845 | GT7 | Lagoon Creek | 11980 | 2001 | 9999 | Combustion Turbine | [5 empty] | Fossil | G | 2025 | NaturalGas |  | 0.08312 | 0.0092356 | 0.16449 | 0.25684 | 0 | 0 | 0 | 0 | 0 | 0 | 0 | 0 | 0 | 0 | 0 | 0 | 6.9382 | 0.77092 | 13.7302 | 21.4394 | 4.8659 | 0.54065 | 9.6291 | 15.0356 | 5.8125e-09 | 6.4583e-10 | 1.1516e-08 | 1.7974e-08 | 0.0016173 | 0.0001797 | 0.0032005 | 0.0049974 | 0 | 0 | 0 | 0 | 0 | 0 | 0 | 0 | 1.3819 | 0.090569 | 0.012102 | 0.18146 | 0.28413 | 0.31061 | 0.031833 | 0.59657 | 0.93901 | 0 | 73.9
7845_G_GT6 | S_C_TVA | Tennessee | 47 | Haywood | 75 | 7845 | GT6 | Lagoon Creek | 11980 | 2001 | 9999 | Combustion Turbine | [5 empty] | Fossil | G | 2025 | NaturalGas |  | 0.08312 | 0.0092356 | 0.16449 | 0.25684 | 0 | 0 | 0 | 0 | 0 | 0 | 0 | 0 | 0 | 0 | 0 | 0 | 6.9382 | 0.77092 | 13.7302 | 21.4394 | 4.8659 | 0.54065 | 9.6291 | 15.0356 | 5.8125e-09 | 6.4583e-10 | 1.1516e-08 | 1.7974e-08 | 0.0013026 | 0.00014474 | 0.0025778 | 0.0040252 | 0 | 0 | 0 | 0 | 0 | 0 | 0 | 0 | 1.3819 | 0.090569 | 0.012102 | 0.18146 | 0.28413 | 0.31061 | 0.031833 | 0.59657 | 0.93901 | 0 | 73.9
7845_G_GT5 | S_C_TVA | Tennessee | 47 | Haywood | 75 | 7845 | GT5 | Lagoon Creek | 11980 | 2001 | 9999 | Combustion Turbine | [5 empty] | Fossil | G | 2025 | NaturalGas |  | 0.08312 | 0.0092356 | 0.16449 | 0.25684 | 0 | 0 | 0 | 0 | 0 | 0 | 0 | 0 | 0 | 0 | 0 | 0 | 6.9382 | 0.77092 | 13.7302 | 21.4394 | 4.8659 | 0.54065 | 9.6291 | 15.0356 | 5.8125e-09 | 6.4583e-10 | 1.1516e-08 | 1.7974e-08 | 0.0013471 | 0.00014968 | 0.0026658 | 0.0041626 | 0 | 0 | 0 | 0 | 0 | 0 | 0 | 0 | 1.3819 | 0.090569 | 0.012102 | 0.18146 | 0.28413 | 0.31061 | 0.031833 | 0.59657 | 0.93901 | 0 | 73.9
7845_G_GT4 | S_C_TVA | Tennessee | 47 | Haywood | 75 | 7845 | GT4 | Lagoon Creek | 11980 | 2001 | 9999 | Combustion Turbine | [5 empty] | Fossil | G | 2025 | NaturalGas |  | 0.08312 | 0.0092356 | 0.16449 | 0.25684 | 0 | 0 | 0 | 0 | 0 | 0 | 0 | 0 | 0 | 0 | 0 | 0 | 6.9382 | 0.77092 | 13.7302 | 21.4394 | 4.8659 | 0.54065 | 9.6291 | 15.0356 | 5.8125e-09 | 6.4583e-10 | 1.1516e-08 | 1.7974e-08 | 0.0012773 | 0.00014192 | 0.0025276 | 0.0039468 | 0 | 0 | 0 | 0 | 0 | 0 | 0 | 0 | 1.3819 | 0.090569 | 0.012102 | 0.18146 | 0.28413 | 0.31061 | 0.031833 | 0.59657 | 0.93901 | 0 | 73.9
7845_G_GT3 | S_C_TVA | Tennessee | 47 | Haywood | 75 | 7845 | GT3 | Lagoon Creek | 11980 | 2001 | 9999 | Combustion Turbine | [5 empty] | Fossil | G | 2025 | NaturalGas |  | 0.08312 | 0.0092356 | 0.16449 | 0.25684 | 0 | 0 | 0 | 0 | 0 | 0 | 0 | 0 | 0 | 0 | 0 | 0 | 6.9382 | 0.77092 | 13.7302 | 21.4394 | 4.8659 | 0.54065 | 9.6291 | 15.0356 | 5.8125e-09 | 6.4583e-10 | 1.1516e-08 | 1.7974e-08 | 0.0015716 | 0.00017462 | 0.00311 | 0.0048562 | 0 | 0 | 0 | 0 | 0 | 0 | 0 | 0 | 1.3819 | 0.090569 | 0.012102 | 0.18146 | 0.28413 | 0.31061 | 0.031833 | 0.59657 | 0.93901 | 0 | 73.9
7845_G_GT2 | S_C_TVA | Tennessee | 47 | Haywood | 75 | 7845 | GT2 | Lagoon Creek | 11980 | 2001 | 9999 | Combustion Turbine | [5 empty] | Fossil | G | 2025 | NaturalGas |  | 0.08312 | 0.0092356 | 0.16449 | 0.25684 | 0 | 0 | 0 | 0 | 0 | 0 | 0 | 0 | 0 | 0 | 0 | 0 | 6.9382 | 0.77092 | 13.7302 | 21.4394 | 4.8659 | 0.54065 | 9.6291 | 15.0356 | 5.8125e-09 | 6.4583e-10 | 1.1516e-08 | 1.7974e-08 | 0.0013492 | 0.00014991 | 0.0026699 | 0.004169 | 0 | 0 | 0 | 0 | 0 | 0 | 0 | 0 | 1.3819 | 0.090569 | 0.012102 | 0.18146 | 0.28413 | 0.31061 | 0.031833 | 0.59657 | 0.93901 | 0 | 73.9
7845_G_GT12 | S_C_TVA | Tennessee | 47 | Haywood | 75 | 7845 | GT12 | Lagoon Creek | 11980 | 2002 | 9999 | Combustion Turbine | [5 empty] | Fossil | G | 2025 | NaturalGas |  | 0.08177 | 0.0090856 | 0.16182 | 0.25267 | 0 | 0 | 0 | 0 | 0 | 0 | 0 | 0 | 0 | 0 | 0 | 0 | 6.8256 | 0.7584 | 13.5073 | 21.0913 | 4.7868 | 0.53187 | 9.4728 | 14.7915 | 5.7181e-09 | 6.3534e-10 | 1.1329e-08 | 1.7683e-08 | 0.0014516 | 0.00016129 | 0.0028726 | 0.0044854 | 0 | 0 | 0 | 0 | 0 | 0 | 0 | 0 | 1.3595 | 0.089099 | 0.011906 | 0.17851 | 0.27952 | 0.30556 | 0.031317 | 0.58689 | 0.92376 | 0 | 72.7
7845_G_GT11 | S_C_TVA | Tennessee | 47 | Haywood | 75 | 7845 | GT11 | Lagoon Creek | 11980 | 2002 | 9999 | Combustion Turbine | [5 empty] | Fossil | G | 2025 | NaturalGas |  | 0.08177 | 0.0090856 | 0.16182 | 0.25267 | 0 | 0 | 0 | 0 | 0 | 0 | 0 | 0 | 0 | 0 | 0 | 0 | 6.8256 | 0.7584 | 13.5073 | 21.0913 | 4.7868 | 0.53187 | 9.4728 | 14.7915 | 5.7181e-09 | 6.3534e-10 | 1.1329e-08 | 1.7683e-08 | 0.0016066 | 0.00017851 | 0.0031793 | 0.0049643 | 0 | 0 | 0 | 0 | 0 | 0 | 0 | 0 | 1.3595 | 0.089099 | 0.011906 | 0.17851 | 0.27952 | 0.30556 | 0.031317 | 0.58689 | 0.92376 | 0 | 72.7
7845_G_GT10 | S_C_TVA | Tennessee | 47 | Haywood | 75 | 7845 | GT10 | Lagoon Creek | 11980 | 2002 | 9999 | Combustion Turbine | [5 empty] | Fossil | G | 2025 | NaturalGas |  | 0.08177 | 0.0090856 | 0.16182 | 0.25267 | 0 | 0 | 0 | 0 | 0 | 0 | 0 | 0 | 0 | 0 | 0 | 0 | 6.8256 | 0.7584 | 13.5073 | 21.0913 | 4.7868 | 0.53187 | 9.4728 | 14.7915 | 5.7181e-09 | 6.3534e-10 | 1.1329e-08 | 1.7683e-08 | 0.0015002 | 0.00016669 | 0.0029689 | 0.0046358 | 0 | 0 | 0 | 0 | 0 | 0 | 0 | 0 | 1.3595 | 0.089099 | 0.011906 | 0.17851 | 0.27952 | 0.30556 | 0.031317 | 0.58689 | 0.92376 | 0 | 72.7
7845_G_GT1 | S_C_TVA | Tennessee | 47 | Haywood | 75 | 7845 | GT1 | Lagoon Creek | 11980 | 2001 | 9999 | Combustion Turbine | [5 empty] | Fossil | G | 2025 | NaturalGas |  | 0.08312 | 0.0092356 | 0.16449 | 0.25684 | 0 | 0 | 0 | 0 | 0 | 0 | 0 | 0 | 0 | 0 | 0 | 0 | 6.9382 | 0.77092 | 13.7302 | 21.4394 | 4.8659 | 0.54065 | 9.6291 | 15.0356 | 5.8125e-09 | 6.4583e-10 | 1.1516e-08 | 1.7974e-08 | 0.0012856 | 0.00014284 | 0.0025441 | 0.0039725 | 0 | 0 | 0 | 0 | 0 | 0 | 0 | 0 | 1.3819 | 0.090569 | 0.012102 | 0.18146 | 0.28413 | 0.31061 | 0.031833 | 0.59657 | 0.93901 | 0 | 73.9
7845_G_CTG2 | S_C_TVA | Tennessee | 47 | Haywood | 75 | 7845 | CTG2 | Lagoon Creek | 7535 | 2010 | 9999 | Combined Cycle |  |  | SCR | DLNB |  | Fossil | G | 2025 | NaturalGas |  | 2.1146 | 2.8665 | 3.9365 | 8.9176 | 0 | 0 | 0 | 0 | 0 | 0 | 0 | 0 | 0 | 0 | 0 | 0 | 280.6367 | 380.4186 | 522.4298 | 1183.4851 | 123.7885 | 167.8022 | 230.4432 | 522.034 | 1.4802e-07 | 2.0064e-07 | 2.7555e-07 | 6.2421e-07 | 0.012392 | 0.016797 | 0.023068 | 0.052257 | 0 | 0 | 0 | 0 | 0 | 0 | 0 | 0 | 4.8871 | 0.59573 | 0.80755 | 1.1092 | 2.5125 | 7.9019 | 9.8802 | 14.2771 | 32.0592 | 0 | 160 | SCR
7845_G_CTG1 | S_C_TVA | Tennessee | 47 | Haywood | 75 | 7845 | CTG1 | Lagoon Creek | 7535 | 2010 | 9999 | Combined Cycle |  |  | SCR | DLNB |  | Fossil | G | 2025 | NaturalGas |  | 2.1146 | 2.8665 | 3.9365 | 8.9176 | 0 | 0 | 0 | 0 | 0 | 0 | 0 | 0 | 0 | 0 | 0 | 0 | 280.6367 | 380.4186 | 522.4298 | 1183.4851 | 123.7885 | 167.8022 | 230.4432 | 522.034 | 1.4802e-07 | 2.0064e-07 | 2.7555e-07 | 6.2421e-07 | 0.012392 | 0.016797 | 0.023068 | 0.052257 | 0 | 0 | 0 | 0 | 0 | 0 | 0 | 0 | 4.8871 | 0.59573 | 0.80755 | 1.1092 | 2.5125 | 7.9019 | 9.8802 | 14.2771 | 32.0592 | 0 | 160 | SCR
7844_G_UOO1 | MIS_MNWI | Minnesota | 27 | Carver | 19 | 7844 | UOO1 | Minnesota River | 11194 | 2001 | 9999 | Combustion Turbine |  |  |  | DLNB |  | Fossil | G | 2025 | NaturalGas |  | 0.00468 | 0 | 0.070985 | 0.075665 | 0 | 0 | 0 | 0 | 0 | 0 | 0 | 0 | 0 | 0 | 0 | 0 | 0.41808 | 0 | 6.3414 | 6.7595 | 0.27396 | 0 | 4.1555 | 4.4295 | 3.28e-10 | 0 | 4.9675e-09 | 5.2955e-09 | 0.00041946 | 0 | 0.0063624 | 0.0067819 | 0 | 0 | 0 | 0 | 0 | 0 | 0 | 0 | 0.7293 | 0.0065632 | 0 | 0.086971 | 0.093535 | 0.018752 | 0 | 0.26881 | 0.28756 | 0 | 39
7843_G_13 | MIS_MNWI | Minnesota | 27 | Mower | 99 | 7843 | 13 | Pleasant Valley (MN) | 11702 | 2002 | 9999 | Combustion Turbine |  |  |  | DLNB + H2O |  | Fossil | G | 2025 | NaturalGas |  | 0.012036 | 0 | 0.047826 | 0.059863 | 0 | 0 | 0 | 0 | 0 | 0 | 0 | 0 | 0 | 0 | 0 | 0 | 1.0286 | 0 | 4.087 | 5.1156 | 0.70461 | 0 | 2.7997 | 3.5044 | 8.4254e-10 | 0 | 3.3476e-09 | 4.1902e-09 | 0.00059467 | 0 | 0.0023629 | 0.0029576 | 0 | 0 | 0 | 0 | 0 | 0 | 0 | 0 | 2.3188 | 0.016147 | 0 | 0.06416 | 0.080307 | 0.048228 | 0 | 0.18111 | 0.22934 | 0 | 124
7843_G_12 | MIS_MNWI | Minnesota | 27 | Mower | 99 | 7843 | 12 | Pleasant Valley (MN) | 11708 | 2001 | 9999 | Combustion Turbine |  |  |  | DLNB + H2O |  | Fossil | G | 2025 | NaturalGas |  | 0.01549 | 0 | 0.06155 | 0.07704 | 0 | 0 | 0 | 0 | 0 | 0 | 0 | 0 | 0 | 0 | 0 | 0 | 1.3231 | 0 | 5.2571 | 6.5801 | 0.9068 | 0 | 3.6031 | 4.5099 | 1.0843e-09 | 0 | 4.3082e-09 | 5.3925e-09 | 0.00066308 | 0 | 0.0026347 | 0.0032978 | 0 | 0 | 0 | 0 | 0 | 0 | 0 | 0 | 2.9827 | 0.02077 | 0 | 0.082528 | 0.1033 | 0.062067 | 0 | 0.23308 | 0.29515 | 0 | 159.5
7843_G_11 | MIS_MNWI | Minnesota | 27 | Mower | 99 | 7843 | 11 | Pleasant Valley (MN) | 11707 | 2001 | 9999 | Combustion Turbine |  |  |  | DLNB + H2O |  | Fossil | G | 2025 | NaturalGas |  | 0.015188 | 0 | 0.060349 | 0.075536 | 0 | 0 | 0 | 0 | 0 | 0 | 0 | 0 | 0 | 0 | 0 | 0 | 1.2973 | 0 | 5.1549 | 6.4522 | 0.8891 | 0 | 3.5328 | 4.4219 | 1.0631e-09 | 0 | 4.2241e-09 | 5.2873e-09 | 0.00070838 | 0 | 0.0028147 | 0.0035231 | 0 | 0 | 0 | 0 | 0 | 0 | 0 | 0 | 2.9247 | 0.020366 | 0 | 0.080924 | 0.10129 | 0.060856 | 0 | 0.22853 | 0.28939 | 0 | 156.4
7842_G_CT1 | MIS_IL | Illinois | 17 | Fayette | 51 | 7842 | CT1 | Freedom Power Project | 10745 | 2000 | 9999 | Combustion Turbine |  |  |  | H2O |  | Fossil | G | 2025 | NaturalGas |  | 0.0311 | 0 | 0.15595 | 0.18705 | 0 | 0 | 0 | 0 | 0 | 0 | 0 | 0 | 0 | 0 | 0 | 0 | 2.8944 | 0 | 14.514 | 17.4084 | 1.8206 | 0 | 9.1295 | 10.9501 | 2.177e-09 | 0 | 1.0915e-08 | 1.3092e-08 | 0.0014272 | 0 | 0.0071567 | 0.0085839 | 0 | 0 | 0 | 0 | 0 | 0 | 0 | 0 | 0.8415 | 0.039696 | 0 | 0.16307 | 0.20277 | 0.11684 | 0 | 0.55626 | 0.6731 | 0 | 45
7839_G_5 | PJM_Dom | Virginia | 51 | Caroline | 33 | 7839 | 5 | Ladysmith | 10745 | 2009 | 9999 | Combustion Turbine |  |  |  | DLNB + H2O |  | Fossil | G | 2025 | NaturalGas |  | 0 | 0 | 0.41476 | 0.41476 | 0 | 0 | 0 | 0 | 0 | 0 | 0 | 0 | 0 | 0 | 0 | 0 | 0 | 0 | 38.6 | 38.6 | 0 | 0 | 24.2799 | 24.2799 | 0 | 0 | 2.9045e-08 | 2.9045e-08 | 0 | 0 | 0.010493 | 0.010493 | 0 | 0 | 0 | 0 | 0 | 0 | 0 | 0 | 2.992 | 0 | 0 | 0.45607 | 0.45607 | 0 | 0 | 1.4213 | 1.4213 | 0 | 160
7839_G_4 | PJM_Dom | Virginia | 51 | Caroline | 33 | 7839 | 4 | Ladysmith | 10745 | 2008 | 9999 | Combustion Turbine |  |  |  | DLNB + H2O |  | Fossil | G | 2025 | NaturalGas |  | 0 | 0 | 0.36989 | 0.36989 | 0 | 0 | 0 | 0 | 0 | 0 | 0 | 0 | 0 | 0 | 0 | 0 | 0 | 0 | 34.4247 | 34.4247 | 0 | 0 | 21.6535 | 21.6535 | 0 | 0 | 2.5892e-08 | 2.5892e-08 | 0 | 0 | 0.0062219 | 0.0062219 | 0 | 0 | 0 | 0 | 0 | 0 | 0 | 0 | 2.992 | 0 | 0 | 0.41807 | 0.41807 | 0 | 0 | 1.2676 | 1.2676 | 0 | 160
7839_G_3 | PJM_Dom | Virginia | 51 | Caroline | 33 | 7839 | 3 | Ladysmith | 10745 | 2008 | 9999 | Combustion Turbine |  |  |  | DLNB + H2O |  | Fossil | G | 2025 | NaturalGas |  | 0 | 0 | 0.3722 | 0.3722 | 0 | 0 | 0 | 0 | 0 | 0 | 0 | 0 | 0 | 0 | 0 | 0 | 0 | 0 | 34.6398 | 34.6398 | 0 | 0 | 21.7889 | 21.7889 | 0 | 0 | 2.6053e-08 | 2.6053e-08 | 0 | 0 | 0.0084234 | 0.0084234 | 0 | 0 | 0 | 0 | 0 | 0 | 0 | 0 | 3.0107 | 0 | 0 | 0.42069 | 0.42069 | 0 | 0 | 1.2755 | 1.2755 | 0 | 161
7839_G_2 | PJM_Dom | Virginia | 51 | Caroline | 33 | 7839 | 2 | Ladysmith | 10745 | 2001 | 9999 | Combustion Turbine |  |  |  | DLNB + H2O |  | Fossil | G | 2025 | NaturalGas |  | 0.01011 | 0 | 0.34909 | 0.3592 | 0 | 0 | 0 | 0 | 0 | 0 | 0 | 0 | 0 | 0 | 0 | 0 | 0.9409 | 0 | 32.4883 | 33.4292 | 0.59184 | 0 | 20.4355 | 21.0274 | 7.075e-10 | 0 | 2.4428e-08 | 2.5135e-08 | 0.0001751 | 0 | 0.0060462 | 0.0062213 | 0 | 0 | 0 | 0 | 0 | 0 | 0 | 0 | 2.8237 | 0.014771 | 0 | 0.39456 | 0.40933 | 0.03879 | 0 | 1.1963 | 1.2351 | 0 | 151
7839_G_1 | PJM_Dom | Virginia | 51 | Caroline | 33 | 7839 | 1 | Ladysmith | 10745 | 2001 | 9999 | Combustion Turbine |  |  |  | DLNB + H2O |  | Fossil | G | 2025 | NaturalGas |  | 0.01011 | 0 | 0.34909 | 0.3592 | 0 | 0 | 0 | 0 | 0 | 0 | 0 | 0 | 0 | 0 | 0 | 0 | 0.9409 | 0 | 32.4883 | 33.4292 | 0.59184 | 0 | 20.4355 | 21.0274 | 7.075e-10 | 0 | 2.4428e-08 | 2.5135e-08 | 0.00017207 | 0 | 0.0059415 | 0.0061135 | 0 | 0 | 0 | 0 | 0 | 0 | 0 | 0 | 2.8237 | 0.014771 | 0 | 0.39456 | 0.40933 | 0.03879 | 0 | 1.1963 | 1.2351 | 0 | 151
7838_G_4 | PJM_Dom | Virginia | 51 | Fauquier | 61 | 7838 | 4 | Remington | 10745 | 2000 | 9999 | Combustion Turbine |  |  |  | DLNB + H2O |  | Fossil | G | 2025 | NaturalGas |  | 0 | 0 | 0.3514 | 0.3514 | 0 | 0 | 0 | 0 | 0 | 0 | 0 | 0 | 0 | 0 | 0 | 0 | 0 | 0 | 32.7034 | 32.7034 | 0 | 0 | 20.5709 | 20.5709 | 0 | 0 | 2.4593e-08 | 2.4593e-08 | 0 | 0 | 0.0059099 | 0.0059099 | 0 | 0 | 0 | 0 | 0 | 0 | 0 | 0 | 2.8424 | 0 | 0 | 0.39717 | 0.39717 | 0 | 0 | 1.2042 | 1.2042 | 0 | 152
7838_G_3 | PJM_Dom | Virginia | 51 | Fauquier | 61 | 7838 | 3 | Remington | 10745 | 2000 | 9999 | Combustion Turbine |  |  |  | DLNB + H2O |  | Fossil | G | 2025 | NaturalGas |  | 0 | 0 | 0.3514 | 0.3514 | 0 | 0 | 0 | 0 | 0 | 0 | 0 | 0 | 0 | 0 | 0 | 0 | 0 | 0 | 32.7034 | 32.7034 | 0 | 0 | 20.5709 | 20.5709 | 0 | 0 | 2.4593e-08 | 2.4593e-08 | 0 | 0 | 0.0079513 | 0.0079513 | 0 | 0 | 0 | 0 | 0 | 0 | 0 | 0 | 2.8424 | 0 | 0 | 0.39717 | 0.39717 | 0 | 0 | 1.2042 | 1.2042 | 0 | 152
7838_G_2 | PJM_Dom | Virginia | 51 | Fauquier | 61 | 7838 | 2 | Remington | 10745 | 2000 | 9999 | Combustion Turbine |  |  |  | DLNB + H2O |  | Fossil | G | 2025 | NaturalGas |  | 0 | 0 | 0.34909 | 0.34909 | 0 | 0 | 0 | 0 | 0 | 0 | 0 | 0 | 0 | 0 | 0 | 0 | 0 | 0 | 32.4883 | 32.4883 | 0 | 0 | 20.4355 | 20.4355 | 0 | 0 | 2.4431e-08 | 2.4431e-08 | 0 | 0 | 0.0060455 | 0.0060455 | 0 | 0 | 0 | 0 | 0 | 0 | 0 | 0 | 2.8237 | 0 | 0 | 0.39456 | 0.39456 | 0 | 0 | 1.1963 | 1.1963 | 0 | 151
7838_G_1 | PJM_Dom | Virginia | 51 | Fauquier | 61 | 7838 | 1 | Remington | 10745 | 2000 | 9999 | Combustion Turbine |  |  |  | DLNB + H2O |  | Fossil | G | 2025 | NaturalGas |  | 0 | 0 | 0.35371 | 0.35371 | 0 | 0 | 0 | 0 | 0 | 0 | 0 | 0 | 0 | 0 | 0 | 0 | 0 | 0 | 32.9186 | 32.9186 | 0 | 0 | 20.7062 | 20.7062 | 0 | 0 | 2.4754e-08 | 2.4754e-08 | 0 | 0 | 0.0060195 | 0.0060195 | 0 | 0 | 0 | 0 | 0 | 0 | 0 | 0 | 2.8611 | 0 | 0 | 0.39978 | 0.39978 | 0 | 0 | 1.2121 | 1.2121 | 0 | 153
7837_G_5 | PJM_Dom | Virginia | 51 | Louisa | 109 | 7837 | 5 | Louisa Generation Facility | 11423 | 2003 | 9999 | Combustion Turbine |  |  |  | DLNB + H2O |  | Fossil | G | 2025 | NaturalGas |  | 0 | 0 | 0.38832 | 0.38832 | 0 | 0 | 0 | 0 | 0 | 0 | 0 | 0 | 0 | 0 | 0 | 0 | 0 | 0 | 33.9944 | 33.9944 | 0 | 0 | 22.7321 | 22.7321 | 0 | 0 | 2.7197e-08 | 2.7197e-08 | 0 | 0 | 0.0073988 | 0.0073988 | 0 | 0 | 0 | 0 | 0 | 0 | 0 | 0 | 2.9546 | 0 | 0 | 0.41285 | 0.41285 | 0 | 0 | 1.3307 | 1.3307 | 0 | 158
7837_G_4 | PJM_Dom | Virginia | 51 | Louisa | 109 | 7837 | 4 | Louisa Generation Facility | 11423 | 2003 | 9999 | Combustion Turbine |  |  |  | DLNB + H2O |  | Fossil | G | 2025 | NaturalGas |  | 0 | 0 | 0.18973 | 0.18973 | 0 | 0 | 0 | 0 | 0 | 0 | 0 | 0 | 0 | 0 | 0 | 0 | 0 | 0 | 16.6099 | 16.6099 | 0 | 0 | 11.1071 | 11.1071 | 0 | 0 | 1.3289e-08 | 1.3289e-08 | 0 | 0 | 0.0034263 | 0.0034263 | 0 | 0 | 0 | 0 | 0 | 0 | 0 | 0 | 1.4436 | 0 | 0 | 0.20172 | 0.20172 | 0 | 0 | 0.65019 | 0.65019 | 0 | 77.2
7837_G_3 | PJM_Dom | Virginia | 51 | Louisa | 109 | 7837 | 3 | Louisa Generation Facility | 11423 | 2003 | 9999 | Combustion Turbine |  |  |  | DLNB + H2O |  | Fossil | G | 2025 | NaturalGas |  | 0 | 0 | 0.18998 | 0.18998 | 0 | 0 | 0 | 0 | 0 | 0 | 0 | 0 | 0 | 0 | 0 | 0 | 0 | 0 | 16.6314 | 16.6314 | 0 | 0 | 11.1215 | 11.1215 | 0 | 0 | 1.3306e-08 | 1.3306e-08 | 0 | 0 | 0.0027906 | 0.0027906 | 0 | 0 | 0 | 0 | 0 | 0 | 0 | 0 | 1.4455 | 0 | 0 | 0.20198 | 0.20198 | 0 | 0 | 0.65103 | 0.65103 | 0 | 77.3
7837_G_2 | PJM_Dom | Virginia | 51 | Louisa | 109 | 7837 | 2 | Louisa Generation Facility | 11423 | 2003 | 9999 | Combustion Turbine |  |  |  | DLNB + H2O |  | Fossil | G | 2025 | NaturalGas |  | 0 | 0 | 0.18924 | 0.18924 | 0 | 0 | 0 | 0 | 0 | 0 | 0 | 0 | 0 | 0 | 0 | 0 | 0 | 0 | 16.5669 | 16.5669 | 0 | 0 | 11.0783 | 11.0783 | 0 | 0 | 1.3254e-08 | 1.3254e-08 | 0 | 0 | 0.003162 | 0.003162 | 0 | 0 | 0 | 0 | 0 | 0 | 0 | 0 | 1.4399 | 0 | 0 | 0.2012 | 0.2012 | 0 | 0 | 0.64851 | 0.64851 | 0 | 77
7837_G_1 | PJM_Dom | Virginia | 51 | Louisa | 109 | 7837 | 1 | Louisa Generation Facility | 11423 | 2003 | 9999 | Combustion Turbine |  |  |  | DLNB + H2O |  | Fossil | G | 2025 | NaturalGas |  | 0 | 0 | 0.18801 | 0.18801 | 0 | 0 | 0 | 0 | 0 | 0 | 0 | 0 | 0 | 0 | 0 | 0 | 0 | 0 | 16.4593 | 16.4593 | 0 | 0 | 11.0064 | 11.0064 | 0 | 0 | 1.3168e-08 | 1.3168e-08 | 0 | 0 | 0.0029328 | 0.0029328 | 0 | 0 | 0 | 0 | 0 | 0 | 0 | 0 | 1.4306 | 0 | 0 | 0.19989 | 0.19989 | 0 | 0 | 0.64429 | 0.64429 | 0 | 76.5
7836_G_3 | PJM_Dom | Virginia | 51 | Fauquier | 61 | 7836 | 3 | Marsh Run Generation Facility | 10745 | 2004 | 9999 | Combustion Turbine |  |  |  | DLNB + H2O |  | Fossil | G | 2025 | NaturalGas |  | 0 | 0 | 0.53059 | 0.53059 | 0 | 0 | 0 | 0 | 0 | 0 | 0 | 0 | 0 | 0 | 0 | 0 | 0 | 0 | 49.3802 | 49.3802 | 0 | 0 | 31.0607 | 31.0607 | 0 | 0 | 3.7151e-08 | 3.7151e-08 | 0 | 0 | 0.0093093 | 0.0093093 | 0 | 0 | 0 | 0 | 0 | 0 | 0 | 0 | 3.0107 | 0 | 0 | 0.55482 | 0.55482 | 0 | 0 | 1.8182 | 1.8182 | 0 | 161
7836_G_2 | PJM_Dom | Virginia | 51 | Fauquier | 61 | 7836 | 2 | Marsh Run Generation Facility | 10745 | 2004 | 9999 | Combustion Turbine |  |  |  | DLNB + H2O |  | Fossil | G | 2025 | NaturalGas |  | 0 | 0 | 0.52499 | 0.52499 | 0 | 0 | 0 | 0 | 0 | 0 | 0 | 0 | 0 | 0 | 0 | 0 | 0 | 0 | 48.8588 | 48.8588 | 0 | 0 | 30.7328 | 30.7328 | 0 | 0 | 3.6758e-08 | 3.6758e-08 | 0 | 0 | 0.0091034 | 0.0091034 | 0 | 0 | 0 | 0 | 0 | 0 | 0 | 0 | 2.9789 | 0 | 0 | 0.54896 | 0.54896 | 0 | 0 | 1.799 | 1.799 | 0 | 159.3
7836_G_1 | PJM_Dom | Virginia | 51 | Fauquier | 61 | 7836 | 1 | Marsh Run Generation Facility | 10745 | 2004 | 9999 | Combustion Turbine |  |  |  | DLNB + H2O |  | Fossil | G | 2025 | NaturalGas |  | 0 | 0 | 0.53059 | 0.53059 | 0 | 0 | 0 | 0 | 0 | 0 | 0 | 0 | 0 | 0 | 0 | 0 | 0 | 0 | 49.3802 | 49.3802 | 0 | 0 | 31.0607 | 31.0607 | 0 | 0 | 3.7151e-08 | 3.7151e-08 | 0 | 0 | 0.0090281 | 0.0090281 | 0 | 0 | 0 | 0 | 0 | 0 | 0 | 0 | 3.0107 | 0 | 0 | 0.55482 | 0.55482 | 0 | 0 | 1.8182 | 1.8182 | 0 | 161
7835_G_4 | PJM_EMAC | Maryland | 24 | Cecil | 15 | 7835 | 4 | Essential Power Rock Springs LLC | 10745 | 2003 | 9999 | Combustion Turbine |  |  |  | DLNB |  | Fossil | G | 2025 | NaturalGas |  | 0 | 0 | 0.058931 | 0.058931 | 0 | 0 | 0 | 0 | 0 | 0 | 0 | 0 | 0 | 0 | 0 | 0 | 0 | 0 | 5.4845 | 5.4845 | 0 | 0 | 3.4498 | 3.4498 | 0 | 0 | 4.125e-09 | 4.125e-09 | 0 | 0 | 0.00096679 | 0.00096679 | 0 | 0 | 0 | 0 | 0 | 0 | 0 | 0 | 3.1117 | 0 | 0 | 0.086099 | 0.086099 | 0 | 0 | 0.20136 | 0.20136 | 0 | 166.4
7835_G_3 | PJM_EMAC | Maryland | 24 | Cecil | 15 | 7835 | 3 | Essential Power Rock Springs LLC | 10745 | 2003 | 9999 | Combustion Turbine |  |  |  | DLNB |  | Fossil | G | 2025 | NaturalGas |  | 0 | 0 | 0.057939 | 0.057939 | 0 | 0 | 0 | 0 | 0 | 0 | 0 | 0 | 0 | 0 | 0 | 0 | 0 | 0 | 5.3922 | 5.3922 | 0 | 0 | 3.3918 | 3.3918 | 0 | 0 | 4.0556e-09 | 4.0556e-09 | 0 | 0 | 0.00088939 | 0.00088939 | 0 | 0 | 0 | 0 | 0 | 0 | 0 | 0 | 3.0593 | 0 | 0 | 0.08465 | 0.08465 | 0 | 0 | 0.19797 | 0.19797 | 0 | 163.6
7835_G_2 | PJM_EMAC | Maryland | 24 | Cecil | 15 | 7835 | 2 | Essential Power Rock Springs LLC | 10745 | 2003 | 9999 | Combustion Turbine |  |  |  | DLNB |  | Fossil | G | 2025 | NaturalGas |  | 0 | 0 | 0.05716 | 0.05716 | 0 | 0 | 0 | 0 | 0 | 0 | 0 | 0 | 0 | 0 | 0 | 0 | 0 | 0 | 5.3197 | 5.3197 | 0 | 0 | 3.3462 | 3.3462 | 0 | 0 | 4.001e-09 | 4.001e-09 | 0 | 0 | 0.00090687 | 0.00090687 | 0 | 0 | 0 | 0 | 0 | 0 | 0 | 0 | 3.0182 | 0 | 0 | 0.083512 | 0.083512 | 0 | 0 | 0.19531 | 0.19531 | 0 | 161.4
7835_G_1 | PJM_EMAC | Maryland | 24 | Cecil | 15 | 7835 | 1 | Essential Power Rock Springs LLC | 10745 | 2003 | 9999 | Combustion Turbine |  |  |  | DLNB |  | Fossil | G | 2025 | NaturalGas |  | 0 | 0 | 0.057408 | 0.057408 | 0 | 0 | 0 | 0 | 0 | 0 | 0 | 0 | 0 | 0 | 0 | 0 | 0 | 0 | 5.3428 | 5.3428 | 0 | 0 | 3.3607 | 3.3607 | 0 | 0 | 4.0184e-09 | 4.0184e-09 | 0 | 0 | 0.00088095 | 0.00088095 | 0 | 0 | 0 | 0 | 0 | 0 | 0 | 0 | 3.0313 | 0 | 0 | 0.083874 | 0.083874 | 0 | 0 | 0.19615 | 0.19615 | 0 | 162.1
7834_G_ST1S | S_VACA | South Carolina | 45 | Anderson | 7 | 7834 | ST1S | John S Rainey | 7074 | 2001 | 9999 | Combined Cycle |  |  | SCR | DLNB + H2O |  | Fossil | G | 2025 | NaturalGas |  | 1.9852 | 2.6911 | 3.7147 | 8.391 | 0 | 0 | 0 | 0 | 0 | 0 | 0 | 0 | 0 | 0 | 0 | 0 | 280.6367 | 380.4186 | 525.1188 | 1186.1741 | 116.215 | 157.5359 | 217.458 | 491.2089 | 1.3896e-07 | 1.8837e-07 | 2.6004e-07 | 5.8738e-07 | 0.016577 | 0.022471 | 0.031018 | 0.070065 | 0 | 0 | 0 | 0 | 0 | 0 | 0 | 0 | 4.8871 | 0.59573 | 0.80755 | 1.1147 | 2.518 | 7.9743 | 9.7332 | 14.4384 | 32.1459 | 0 | 160 | SCR
7834_G_CT4A | S_VACA | South Carolina | 45 | Anderson | 7 | 7834 | CT4A | John S Rainey | 11762 | 2004 | 9999 | Combustion Turbine | [5 empty] | Fossil | G | 2025 | NaturalGas |  | 0.082822 | 0 | 0.1478 | 0.23062 | 0 | 0 | 0 | 0 | 0 | 0 | 0 | 0 | 0 | 0 | 0 | 0 | 7.0415 | 0 | 12.5659 | 19.6074 | 4.8484 | 0 | 8.6522 | 13.5006 | 5.7957e-09 | 0 | 1.0353e-08 | 1.6148e-08 | 0.0012837 | 0 | 0.0022909 | 0.0035746 | 0 | 0 | 0 | 0 | 0 | 0 | 0 | 0 | 1.4025 | 0.091918 | 0 | 0.17234 | 0.26426 | 0.33268 | 0 | 0.57448 | 0.90716 | 0 | 75
7834_G_CT3B | S_VACA | South Carolina | 45 | Anderson | 7 | 7834 | CT3B | John S Rainey | 11762 | 2004 | 9999 | Combustion Turbine | [5 empty] | Fossil | G | 2025 | NaturalGas |  | 0.082822 | 0 | 0.1478 | 0.23062 | 0 | 0 | 0 | 0 | 0 | 0 | 0 | 0 | 0 | 0 | 0 | 0 | 7.0415 | 0 | 12.5659 | 19.6074 | 4.8484 | 0 | 8.6522 | 13.5006 | 5.7957e-09 | 0 | 1.0353e-08 | 1.6148e-08 | 0.0012837 | 0 | 0.0022909 | 0.0035746 | 0 | 0 | 0 | 0 | 0 | 0 | 0 | 0 | 1.4025 | 0.091918 | 0 | 0.17234 | 0.26426 | 0.33268 | 0 | 0.57448 | 0.90716 | 0 | 75
7834_G_CT3A | S_VACA | South Carolina | 45 | Anderson | 7 | 7834 | CT3A | John S Rainey | 11762 | 2004 | 9999 | Combustion Turbine | [5 empty] | Fossil | G | 2025 | NaturalGas |  | 0.082822 | 0 | 0.1478 | 0.23062 | 0 | 0 | 0 | 0 | 0 | 0 | 0 | 0 | 0 | 0 | 0 | 0 | 7.0415 | 0 | 12.5659 | 19.6074 | 4.8484 | 0 | 8.6522 | 13.5006 | 5.7957e-09 | 0 | 1.0353e-08 | 1.6148e-08 | 0.0012837 | 0 | 0.0022909 | 0.0035746 | 0 | 0 | 0 | 0 | 0 | 0 | 0 | 0 | 1.4025 | 0.091918 | 0 | 0.17234 | 0.26426 | 0.33268 | 0 | 0.57448 | 0.90716 | 0 | 75
7834_G_CT2B | S_VACA | South Carolina | 45 | Anderson | 7 | 7834 | CT2B | John S Rainey | 11762 | 2002 | 9999 | Combustion Turbine |  |  |  | DLNB + H2O |  | Fossil | G | 2025 | NaturalGas |  | 0.16123 | 0 | 0.28772 | 0.44895 | 0 | 0 | 0 | 0 | 0 | 0 | 0 | 0 | 0 | 0 | 0 | 0 | 13.7075 | 0 | 24.4617 | 38.1691 | 9.4383 | 0 | 16.843 | 26.2813 | 1.1288e-08 | 0 | 2.0155e-08 | 3.1443e-08 | 0.0023337 | 0 | 0.0041647 | 0.0064984 | 0 | 0 | 0 | 0 | 0 | 0 | 0 | 0 | 2.7302 | 0.17893 | 0 | 0.33549 | 0.51442 | 0.64762 | 0 | 1.1183 | 1.7659 | 0 | 146
7834_G_CT2A | S_VACA | South Carolina | 45 | Anderson | 7 | 7834 | CT2A | John S Rainey | 11762 | 2002 | 9999 | Combustion Turbine |  |  |  | DLNB + H2O |  | Fossil | G | 2025 | NaturalGas |  | 0.16123 | 0 | 0.28772 | 0.44895 | 0 | 0 | 0 | 0 | 0 | 0 | 0 | 0 | 0 | 0 | 0 | 0 | 13.7075 | 0 | 24.4617 | 38.1691 | 9.4383 | 0 | 16.843 | 26.2813 | 1.1288e-08 | 0 | 2.0155e-08 | 3.1443e-08 | 0.0024208 | 0 | 0.0043201 | 0.0067409 | 0 | 0 | 0 | 0 | 0 | 0 | 0 | 0 | 2.7302 | 0.17893 | 0 | 0.33549 | 0.51442 | 0.64762 | 0 | 1.1183 | 1.7659 | 0 | 146
7834_G_CT1B | S_VACA | South Carolina | 45 | Anderson | 7 | 7834 | CT1B | John S Rainey | 7074 | 2001 | 9999 | Combined Cycle |  |  | SCR | DLNB + H2O |  | Fossil | G | 2025 | NaturalGas |  | 1.8611 | 2.5229 | 3.4825 | 7.8666 | 0 | 0 | 0 | 0 | 0 | 0 | 0 | 0 | 0 | 0 | 0 | 0 | 263.0969 | 356.6425 | 492.2988 | 1112.0382 | 108.9516 | 147.6899 | 203.8668 | 460.5083 | 1.3028e-07 | 1.766e-07 | 2.4379e-07 | 5.5067e-07 | 0.015541 | 0.021066 | 0.029079 | 0.065686 | 0 | 0 | 0 | 0 | 0 | 0 | 0 | 0 | 4.5817 | 0.5585 | 0.75708 | 1.0451 | 2.3606 | 7.4759 | 9.1249 | 13.536 | 30.1368 | 0 | 150 | SCR
7834_G_CT1A | S_VACA | South Carolina | 45 | Anderson | 7 | 7834 | CT1A | John S Rainey | 7074 | 2001 | 9999 | Combined Cycle |  |  | SCR | DLNB + H2O |  | Fossil | G | 2025 | NaturalGas |  | 1.8611 | 2.5229 | 3.4825 | 7.8666 | 0 | 0 | 0 | 0 | 0 | 0 | 0 | 0 | 0 | 0 | 0 | 0 | 263.0969 | 356.6425 | 492.2988 | 1112.0382 | 108.9516 | 147.6899 | 203.8668 | 460.5083 | 1.3028e-07 | 1.766e-07 | 2.4379e-07 | 5.5067e-07 | 0.015541 | 0.021066 | 0.029079 | 0.065686 | 0 | 0 | 0 | 0 | 0 | 0 | 0 | 0 | 4.5817 | 0.5585 | 0.75708 | 1.0451 | 2.3606 | 7.4759 | 9.1249 | 13.536 | 30.1368 | 0 | 150 | SCR
7832_G_9 | WECC_PNW | Washington | 53 | Klickitat | 39 | 7832 | 9 | Roosevelt Biogas 1 | 13500 | 2011 | 9999 | Landfill Gas | [5 empty] | Non-Fossil | G | 2025 | LF Gas |  | 0.087244 | 0.12004 | 0.14195 | 0.34923 | 0 | 0 | 0 | 0 | 0 | 0 | 0 | 0 | 0 | 0 | 0 | 0 | 6.4626 | 8.8915 | 10.5148 | 25.8689 | 5.0278 | 6.9175 | 8.1805 | 20.1258 | 0 | 0 | 0 | 0 | 0.010505 | 0.014453 | 0.017092 | 0.042051 | 0 | 0 | 0 | 0 | 0 | 0 | 0 | 0 | 1.4082 | 0.042259 | 0.058143 | 0.068758 | 0.16916 | 0 | 0 | 0 | 0 | 0 | 6
7832_G_8 | WECC_PNW | Washington | 53 | Klickitat | 39 | 7832 | 8 | Roosevelt Biogas 1 | 13500 | 2011 | 9999 | Landfill Gas | [5 empty] | Non-Fossil | G | 2025 | LF Gas |  | 0.14541 | 0.20006 | 0.23658 | 0.58205 | 0 | 0 | 0 | 0 | 0 | 0 | 0 | 0 | 0 | 0 | 0 | 0 | 10.7709 | 14.8192 | 17.5247 | 43.1149 | 8.3797 | 11.5292 | 13.6341 | 33.543 | 0 | 0 | 0 | 0 | 0.017509 | 0.024089 | 0.028487 | 0.070085 | 0 | 0 | 0 | 0 | 0 | 0 | 0 | 0 | 2.3469 | 0.070432 | 0.096904 | 0.1146 | 0.28193 | 0 | 0 | 0 | 0 | 0 | 10
7832_G_7 | WECC_PNW | Washington | 53 | Klickitat | 39 | 7832 | 7 | Roosevelt Biogas 1 | 13500 | 2011 | 9999 | Landfill Gas | [5 empty] | Non-Fossil | G | 2025 | LF Gas |  | 0.14541 | 0.20006 | 0.23658 | 0.58205 | 0 | 0 | 0 | 0 | 0 | 0 | 0 | 0 | 0 | 0 | 0 | 0 | 10.7709 | 14.8192 | 17.5247 | 43.1149 | 8.3797 | 11.5292 | 13.6341 | 33.543 | 0 | 0 | 0 | 0 | 0.017509 | 0.024089 | 0.028487 | 0.070085 | 0 | 0 | 0 | 0 | 0 | 0 | 0 | 0 | 2.3469 | 0.070432 | 0.096904 | 0.1146 | 0.28193 | 0 | 0 | 0 | 0 | 0 | 10
7832_G_5 | WECC_PNW | Washington | 53 | Klickitat | 39 | 7832 | 5 | Roosevelt Biogas 1 | 13500 | 2000 | 9999 | Landfill Gas | [5 empty] | Non-Fossil | G | 2025 | LF Gas |  | 0.030536 | 0.042012 | 0.049683 | 0.12223 | 0 | 0 | 0 | 0 | 0 | 0 | 0 | 0 | 0 | 0 | 0 | 0 | 2.2619 | 3.112 | 3.6802 | 9.0541 | 1.7597 | 2.4211 | 2.8632 | 7.044 | 0 | 0 | 0 | 0 | 0.0036768 | 0.0050587 | 0.0059823 | 0.014718 | 0 | 0 | 0 | 0 | 0 | 0 | 0 | 0 | 0.49286 | 0.014791 | 0.02035 | 0.024065 | 0.059206 | 0 | 0 | 0 | 0 | 0 | 2.1
7832_G_4 | WECC_PNW | Washington | 53 | Klickitat | 39 | 7832 | 4 | Roosevelt Biogas 1 | 13500 | 1999 | 9999 | Landfill Gas | [5 empty] | Non-Fossil | G | 2025 | LF Gas |  | 0.030536 | 0.042012 | 0.049683 | 0.12223 | 0 | 0 | 0 | 0 | 0 | 0 | 0 | 0 | 0 | 0 | 0 | 0 | 2.2619 | 3.112 | 3.6802 | 9.0541 | 1.7597 | 2.4211 | 2.8632 | 7.044 | 0 | 0 | 0 | 0 | 0.0036768 | 0.0050587 | 0.0059823 | 0.014718 | 0 | 0 | 0 | 0 | 0 | 0 | 0 | 0 | 0.49286 | 0.014791 | 0.02035 | 0.024065 | 0.059206 | 0 | 0 | 0 | 0 | 0 | 2.1
7832_G_3 | WECC_PNW | Washington | 53 | Klickitat | 39 | 7832 | 3 | Roosevelt Biogas 1 | 13500 | 1999 | 9999 | Landfill Gas | [5 empty] | Non-Fossil | G | 2025 | LF Gas |  | 0.030536 | 0.042012 | 0.049683 | 0.12223 | 0 | 0 | 0 | 0 | 0 | 0 | 0 | 0 | 0 | 0 | 0 | 0 | 2.2619 | 3.112 | 3.6802 | 9.0541 | 1.7597 | 2.4211 | 2.8632 | 7.044 | 0 | 0 | 0 | 0 | 0.0036768 | 0.0050587 | 0.0059823 | 0.014718 | 0 | 0 | 0 | 0 | 0 | 0 | 0 | 0 | 0.49286 | 0.014791 | 0.02035 | 0.024065 | 0.059206 | 0 | 0 | 0 | 0 | 0 | 2.1
7832_G_2 | WECC_PNW | Washington | 53 | Klickitat | 39 | 7832 | 2 | Roosevelt Biogas 1 | 13500 | 1999 | 9999 | Landfill Gas | [5 empty] | Non-Fossil | G | 2025 | LF Gas |  | 0.030536 | 0.042012 | 0.049683 | 0.12223 | 0 | 0 | 0 | 0 | 0 | 0 | 0 | 0 | 0 | 0 | 0 | 0 | 2.2619 | 3.112 | 3.6802 | 9.0541 | 1.7597 | 2.4211 | 2.8632 | 7.044 | 0 | 0 | 0 | 0 | 0.0036768 | 0.0050587 | 0.0059823 | 0.014718 | 0 | 0 | 0 | 0 | 0 | 0 | 0 | 0 | 0.49286 | 0.014791 | 0.02035 | 0.024065 | 0.059206 | 0 | 0 | 0 | 0 | 0 | 2.1
7832_G_1 | WECC_PNW | Washington | 53 | Klickitat | 39 | 7832 | 1 | Roosevelt Biogas 1 | 13500 | 1999 | 9999 | Landfill Gas | [5 empty] | Non-Fossil | G | 2025 | LF Gas |  | 0.030536 | 0.042012 | 0.049683 | 0.12223 | 0 | 0 | 0 | 0 | 0 | 0 | 0 | 0 | 0 | 0 | 0 | 0 | 2.2619 | 3.112 | 3.6802 | 9.0541 | 1.7597 | 2.4211 | 2.8632 | 7.044 | 0 | 0 | 0 | 0 | 0.0036768 | 0.0050587 | 0.0059823 | 0.014718 | 0 | 0 | 0 | 0 | 0 | 0 | 0 | 0 | 0.49286 | 0.014791 | 0.02035 | 0.024065 | 0.059206 | 0 | 0 | 0 | 0 | 0 | 2.1
7831_G_3 | MIS_LMI | Michigan | 26 | Charlevoix | 29 | 7831 | 3 | Beaver Island | 11722 | 2001 | 9999 | Combustion Turbine | [5 empty] | Fossil | G | 2025 | Oil |  | 0 | 0 | 0 | 0 | 0 | 0 | 0 | 0 | 0 | 0 | 0 | 0 | 0 | 0 | 0 | 0 | 0 | 0 | 0 | 0 | 0 | 0 | 0 | 0 | 0 | 0 | 0 | 0 | 0 | 0 | 0 | 0 | 0 | 0 | 0 | 0 | 0 | 0 | 0 | 0 | 0.01496 | 0 | 0 | 0 | 0 | 0 | 0 | 0 | 0 | 0 | 0.8
7831_G_2 | MIS_LMI | Michigan | 26 | Charlevoix | 29 | 7831 | 2 | Beaver Island | 11734 | 2000 | 9999 | Combustion Turbine | [5 empty] | Fossil | G | 2025 | Oil |  | 0 | 0 | 0 | 0 | 0 | 0 | 0 | 0 | 0 | 0 | 0 | 0 | 0 | 0 | 0 | 0 | 0 | 0 | 0 | 0 | 0 | 0 | 0 | 0 | 0 | 0 | 0 | 0 | 0 | 0 | 0 | 0 | 0 | 0 | 0 | 0 | 0 | 0 | 0 | 0 | 0.0187 | 0 | 0 | 0 | 0 | 0 | 0 | 0 | 0 | 0 | 1
7831_G_1 | MIS_LMI | Michigan | 26 | Charlevoix | 29 | 7831 | 1 | Beaver Island | 11710 | 2000 | 9999 | Combustion Turbine | [5 empty] | Fossil | G | 2025 | Oil |  | 0 | 0 | 0 | 0 | 0 | 0 | 0 | 0 | 0 | 0 | 0 | 0 | 0 | 0 | 0 | 0 | 0 | 0 | 0 | 0 | 0 | 0 | 0 | 0 | 0 | 0 | 0 | 0 | 0 | 0 | 0 | 0 | 0 | 0 | 0 | 0 | 0 | 0 | 0 | 0 | 0.0187 | 0 | 0 | 0 | 0 | 0 | 0 | 0 | 0 | 0 | 1
7829_G_2 | S_SOU | Georgia | 13 | Monroe | 207 | 7829 | 2 | Smarr Energy Center | 12333 | 1999 | 9999 | Combustion Turbine |  |  |  | DLNB |  | Fossil | G | 2025 | NaturalGas |  | 0.015085 | 0 | 0.0010591 | 0.016144 | 0 | 0 | 0 | 0 | 0 | 0 | 0 | 0 | 0 | 0 | 0 | 0 | 1.2231 | 0 | 0.085879 | 1.309 | 0.88307 | 0 | 0.062002 | 0.94507 | 1.0563e-09 | 0 | 7.4088e-11 | 1.1303e-09 | 0.00030315 | 0 | 2.1271e-05 | 0.00032442 | 0 | 0 | 0 | 0 | 0 | 0 | 0 | 0 | 1.7541 | 0.019201 | 0 | 0.0013482 | 0.02055 | 0.056521 | 0 | 0.0039472 | 0.060468 | 0 | 93.8
7829_G_1 | S_SOU | Georgia | 13 | Monroe | 207 | 7829 | 1 | Smarr Energy Center | 12330 | 1999 | 9999 | Combustion Turbine |  |  |  | DLNB |  | Fossil | G | 2025 | NaturalGas |  | 0.015049 | 0 | 0.0010566 | 0.016106 | 0 | 0 | 0 | 0 | 0 | 0 | 0 | 0 | 0 | 0 | 0 | 0 | 1.2205 | 0 | 0.085695 | 1.3062 | 0.88098 | 0 | 0.061855 | 0.94283 | 1.0537e-09 | 0 | 7.3912e-11 | 1.1277e-09 | 0.0003396 | 0 | 2.3829e-05 | 0.00036343 | 0 | 0 | 0 | 0 | 0 | 0 | 0 | 0 | 1.7503 | 0.019161 | 0 | 0.0013453 | 0.020506 | 0.056387 | 0 | 0.0039379 | 0.060324 | 0 | 93.6
7828_G_1 | PJM_West | Ohio | 39 | Richland | 139 | 7828 | 1 | Shelby South | 17826 | 2000 | 9999 | Combustion Turbine | [5 empty] | Fossil | G | 2025 | Oil |  | 0 | 0 | 0 | 0 | 0 | 0 | 0 | 0 | 0 | 0 | 0 | 0 | 0 | 0 | 0 | 0 | 0 | 0 | 0 | 0 | 0 | 0 | 0 | 0 | 0 | 0 | 0 | 0 | 0 | 0 | 0 | 0 | 0 | 0 | 0 | 0 | 0 | 0 | 0 | 0 | 0.03366 | 0 | 0 | 0 | 0 | 0 | 0 | 0 | 0 | 0 | 1.8
7827_G_1 | PJM_West | Ohio | 39 | Richland | 139 | 7827 | 1 | Shelby North | 10745 | 2000 | 9999 | Combustion Turbine | [5 empty] | Fossil | G | 2025 | Oil |  | 0 | 0 | 0 | 0 | 0 | 0 | 0 | 0 | 0 | 0 | 0 | 0 | 0 | 0 | 0 | 0 | 0 | 0 | 0 | 0 | 0 | 0 | 0 | 0 | 0 | 0 | 0 | 0 | 0 | 0 | 0 | 0 | 0 | 0 | 0 | 0 | 0 | 0 | 0 | 0 | 0.03366 | 0 | 0 | 0 | 0 | 0 | 0 | 0 | 0 | 0 | 1.8
7826_G_STG | S_VACA | North Carolina | 37 | Rowan | 159 | 7826 | STG | Rowan | 7095 | 2003 | 9999 | Combined Cycle |  |  | SCR | DLNB |  | Fossil | G | 2025 | NaturalGas |  | 2.4267 | 3.2895 | 4.5407 | 10.2569 | 0 | 0 | 0 | 0 | 0 | 0 | 0 | 0 | 0 | 0 | 0 | 0 | 342.026 | 463.6352 | 639.9885 | 1445.6497 | 142.0575 | 192.5668 | 265.8136 | 600.438 | 1.6987e-07 | 2.3027e-07 | 3.1785e-07 | 7.18e-07 | 0.012024 | 0.016299 | 0.022499 | 0.050823 | 0 | 0 | 0 | 0 | 0 | 0 | 0 | 0 | 5.9562 | 0.72605 | 0.9842 | 1.3586 | 3.0688 | 9.7476 | 11.8976 | 17.649 | 39.2941 | 0 | 195 | SCR
7826_G_5 | S_VACA | North Carolina | 37 | Rowan | 159 | 7826 | 5 | Rowan | 7095 | 2003 | 9999 | Combined Cycle |  |  | SCR | DLNB |  | Fossil | G | 2025 | NaturalGas |  | 1.7534 | 2.3769 | 3.281 | 7.4113 | 0 | 0 | 0 | 0 | 0 | 0 | 0 | 0 | 0 | 0 | 0 | 0 | 247.1357 | 335.0062 | 462.4327 | 1044.5745 | 102.6457 | 139.1419 | 192.0674 | 433.855 | 1.2275e-07 | 1.6639e-07 | 2.2967e-07 | 5.188e-07 | 0.0086882 | 0.011777 | 0.016257 | 0.036723 | 0 | 0 | 0 | 0 | 0 | 0 | 0 | 0 | 4.3037 | 0.52462 | 0.71115 | 0.98165 | 2.2174 | 7.0432 | 8.5967 | 12.7526 | 28.3925 | 0 | 140.9 | SCR
7826_G_4 | S_VACA | North Carolina | 37 | Rowan | 159 | 7826 | 4 | Rowan | 7095 | 2003 | 9999 | Combined Cycle |  |  | SCR | DLNB + H2O |  | Fossil | G | 2025 | NaturalGas |  | 1.7534 | 2.3769 | 3.281 | 7.4113 | 0 | 0 | 0 | 0 | 0 | 0 | 0 | 0 | 0 | 0 | 0 | 0 | 247.1357 | 335.0062 | 462.4327 | 1044.5745 | 102.6457 | 139.1419 | 192.0674 | 433.855 | 1.2275e-07 | 1.6639e-07 | 2.2967e-07 | 5.188e-07 | 0.0086882 | 0.011777 | 0.016257 | 0.036723 | 0 | 0 | 0 | 0 | 0 | 0 | 0 | 0 | 4.3037 | 0.52462 | 0.71115 | 0.98165 | 2.2174 | 7.0432 | 8.5967 | 12.7526 | 28.3925 | 0 | 140.9 | SCR
7826_G_003 | S_VACA | North Carolina | 37 | Rowan | 159 | 7826 | 003 | Rowan | 11265 | 2001 | 9999 | Combustion Turbine |  |  |  | DLNB + H2O |  | Fossil | G | 2025 | NaturalGas |  | 0.16288 | 0 | 0.87357 | 1.0364 | 0 | 0 | 0 | 0 | 0 | 0 | 0 | 0 | 0 | 0 | 0 | 0 | 14.4586 | 0 | 77.547 | 92.0056 | 9.5348 | 0 | 51.1386 | 60.6734 | 1.1397e-08 | 0 | 6.1145e-08 | 7.2542e-08 | 0.0029937 | 0 | 0.016056 | 0.01905 | 0 | 0 | 0 | 0 | 0 | 0 | 0 | 0 | 2.8798 | 0.18874 | 0 | 0.80079 | 0.98953 | 0.65425 | 0 | 3.3954 | 4.0497 | 0 | 154
7826_G_002 | S_VACA | North Carolina | 37 | Rowan | 159 | 7826 | 002 | Rowan | 11265 | 2001 | 9999 | Combustion Turbine |  |  |  | DLNB + H2O |  | Fossil | G | 2025 | NaturalGas |  | 0.16288 | 0 | 0.87357 | 1.0364 | 0 | 0 | 0 | 0 | 0 | 0 | 0 | 0 | 0 | 0 | 0 | 0 | 14.4586 | 0 | 77.547 | 92.0056 | 9.5348 | 0 | 51.1386 | 60.6734 | 1.1397e-08 | 0 | 6.1145e-08 | 7.2542e-08 | 0.0030694 | 0 | 0.016462 | 0.019532 | 0 | 0 | 0 | 0 | 0 | 0 | 0 | 0 | 2.8798 | 0.18874 | 0 | 0.80079 | 0.98953 | 0.65425 | 0 | 3.3954 | 4.0497 | 0 | 154
7826_G_001 | S_VACA | North Carolina | 37 | Rowan | 159 | 7826 | 001 | Rowan | 11265 | 2001 | 9999 | Combustion Turbine |  |  |  | DLNB + H2O |  | Fossil | G | 2025 | NaturalGas |  | 0.16288 | 0 | 0.87357 | 1.0364 | 0 | 0 | 0 | 0 | 0 | 0 | 0 | 0 | 0 | 0 | 0 | 0 | 14.4586 | 0 | 77.547 | 92.0056 | 9.5348 | 0 | 51.1386 | 60.6734 | 1.1397e-08 | 0 | 6.1145e-08 | 7.2542e-08 | 0.0028642 | 0 | 0.015362 | 0.018226 | 0 | 0 | 0 | 0 | 0 | 0 | 0 | 0 | 2.8798 | 0.18874 | 0 | 0.80079 | 0.98953 | 0.65425 | 0 | 3.3954 | 4.0497 | 0 | 154
7825_G_1 | SPP_WEST | Arkansas | 5 | Hempstead | 57 | 7825 | 1 | Fulton (AR) | 10750 | 2001 | 9999 | Combustion Turbine |  |  |  | DLNB |  | Fossil | G | 2025 | NaturalGas |  | 0 | 0 | 0.27557 | 0.27557 | 0 | 0 | 0 | 0 | 0 | 0 | 0 | 0 | 0 | 0 | 0 | 0 | 0 | 0 | 25.6345 | 25.6345 | 0 | 0 | 16.1319 | 16.1319 | 0 | 0 | 1.928e-08 | 1.928e-08 | 0 | 0 | 0.0076457 | 0.0076457 | 0 | 0 | 0 | 0 | 0 | 0 | 0 | 0 | 2.8611 | 0 | 0 | 0.35157 | 0.35157 | 0 | 0 | 0.9526 | 0.9526 | 0 | 153
7824_G_2 | WECC_IID | California | 6 | Imperial | 25 | 7824 | 2 | Rockwood | 15574 | 1980 | 9999 | Combustion Turbine | [5 empty] | Fossil | G | 2025 | Oil |  | 0 | 0 | 0 | 0 | 0 | 0 | 0 | 0 | 0 | 0 | 0 | 0 | 0 | 0 | 0 | 0 | 0 | 0 | 0 | 0 | 0 | 0 | 0 | 0 | 0 | 0 | 0 | 0 | 0 | 0 | 0 | 0 | 0 | 0 | 0 | 0 | 0 | 0 | 0 | 0 | 0.4301 | 0 | 0 | 0 | 0 | 0 | 0 | 0 | 0 | 0 | 23
7824_G_1 | WECC_IID | California | 6 | Imperial | 25 | 7824 | 1 | Rockwood | 15575 | 1979 | 9999 | Combustion Turbine | [5 empty] | Fossil | G | 2025 | Oil |  | 0 | 0 | 0 | 0 | 0 | 0 | 0 | 0 | 0 | 0 | 0 | 0 | 0 | 0 | 0 | 0 | 0 | 0 | 0 | 0 | 0 | 0 | 0 | 0 | 0 | 0 | 0 | 0 | 0 | 0 | 0 | 0 | 0 | 0 | 0 | 0 | 0 | 0 | 0 | 0 | 0.45067 | 0 | 0 | 0 | 0 | 0 | 0 | 0 | 0 | 0 | 24.1
7822_G_2 | MIS_WUMS | Wisconsin | 55 | Outagamie | 87 | 7822 | 2 | Kaukauna City Hydro | 0 | 1942 | 9999 | Hydro | [5 empty] | Non-Fossil | G | 2025 | Hydro |  | 0 | 0 | 0 | 0 | 0 | 0 | 0 | 0 | 0 | 0 | 0 | 0 | 0 | 0 | 0 | 0 | 2.6038 | 3.9805 | 5.6283 | 12.2126 | 0 | 0 | 0 | 0 | 0 | 0 | 0 | 0 | 0 | 0 | 0 | 0 | 0 | 0 | 0 | 0 | 0 | 0 | 0 | 0 | 0.035735 | 0.0069262 | 0.010588 | 0.014971 | 0.032486 | 0 | 0 | 0 | 0 | 0 | 2.4
7822_G_1 | MIS_WUMS | Wisconsin | 55 | Outagamie | 87 | 7822 | 1 | Kaukauna City Hydro | 0 | 1940 | 9999 | Hydro | [5 empty] | Non-Fossil | G | 2025 | Hydro |  | 0 | 0 | 0 | 0 | 0 | 0 | 0 | 0 | 0 | 0 | 0 | 0 | 0 | 0 | 0 | 0 | 2.6038 | 3.9805 | 5.6283 | 12.2126 | 0 | 0 | 0 | 0 | 0 | 0 | 0 | 0 | 0 | 0 | 0 | 0 | 0 | 0 | 0 | 0 | 0 | 0 | 0 | 0 | 0.035735 | 0.0069262 | 0.010588 | 0.014971 | 0.032486 | 0 | 0 | 0 | 0 | 0 | 2.4
7821_G_5 | MIS_WUMS | Michigan | 26 | Dickinson | 43 | 7821 | 5 | Big Quinnesec 61 | 0 | 1914 | 9999 | Hydro | [5 empty] | Non-Fossil | G | 2025 | Hydro |  | 0 | 0 | 0 | 0 | 0 | 0 | 0 | 0 | 0 | 0 | 0 | 0 | 0 | 0 | 0 | 0 | 2.4936 | 4.5014 | 3.348 | 10.343 | 0 | 0 | 0 | 0 | 0 | 0 | 0 | 0 | 0 | 0 | 0 | 0 | 0 | 0 | 0 | 0 | 0 | 0 | 0 | 0 | 0.032757 | 0.006633 | 0.011974 | 0.0089058 | 0.027512 | 0 | 0 | 0 | 0 | 0 | 2.2
7821_G_4 | MIS_WUMS | Michigan | 26 | Dickinson | 43 | 7821 | 4 | Big Quinnesec 61 | 0 | 1914 | 9999 | Hydro | [5 empty] | Non-Fossil | G | 2025 | Hydro |  | 0 | 0 | 0 | 0 | 0 | 0 | 0 | 0 | 0 | 0 | 0 | 0 | 0 | 0 | 0 | 0 | 2.4936 | 4.5014 | 3.348 | 10.343 | 0 | 0 | 0 | 0 | 0 | 0 | 0 | 0 | 0 | 0 | 0 | 0 | 0 | 0 | 0 | 0 | 0 | 0 | 0 | 0 | 0.032757 | 0.006633 | 0.011974 | 0.0089058 | 0.027512 | 0 | 0 | 0 | 0 | 0 | 2.2
7820_G_2 | MIS_WUMS | Michigan | 26 | Dickinson | 43 | 7820 | 2 | Big Quinnesec 92 | 0 | 1949 | 9999 | Hydro | [5 empty] | Non-Fossil | G | 2025 | Hydro |  | 0 | 0 | 0 | 0 | 0 | 0 | 0 | 0 | 0 | 0 | 0 | 0 | 0 | 0 | 0 | 0 | 9.0676 | 16.3687 | 12.1747 | 37.611 | 0 | 0 | 0 | 0 | 0 | 0 | 0 | 0 | 0 | 0 | 0 | 0 | 0 | 0 | 0 | 0 | 0 | 0 | 0 | 0 | 0.11912 | 0.02412 | 0.043541 | 0.032385 | 0.10005 | 0 | 0 | 0 | 0 | 0 | 8
7820_G_1 | MIS_WUMS | Michigan | 26 | Dickinson | 43 | 7820 | 1 | Big Quinnesec 92 | 0 | 1949 | 9999 | Hydro | [5 empty] | Non-Fossil | G | 2025 | Hydro |  | 0 | 0 | 0 | 0 | 0 | 0 | 0 | 0 | 0 | 0 | 0 | 0 | 0 | 0 | 0 | 0 | 9.0676 | 16.3687 | 12.1747 | 37.611 | 0 | 0 | 0 | 0 | 0 | 0 | 0 | 0 | 0 | 0 | 0 | 0 | 0 | 0 | 0 | 0 | 0 | 0 | 0 | 0 | 0.11912 | 0.02412 | 0.043541 | 0.032385 | 0.10005 | 0 | 0 | 0 | 0 | 0 | 8
7818_G_6 | MIS_IL | Illinois | 17 | Scott | 171 | 7818 | 6 | Alsey | 10745 | 2016 | 9999 | Combustion Turbine | [5 empty] | Fossil | G | 2025 | NaturalGas |  | 0.029027 | 0 | 0.14556 | 0.17458 | 0 | 0 | 0 | 0 | 0 | 0 | 0 | 0 | 0 | 0 | 0 | 0 | 2.7014 | 0 | 13.5464 | 16.2478 | 1.6992 | 0 | 8.5209 | 10.2201 | 2.0315e-09 | 0 | 1.0187e-08 | 1.2218e-08 | 0.00015969 | 0 | 0.00080052 | 0.00096021 | 0 | 0 | 0 | 0 | 0 | 0 | 0 | 0 | 0.7854 | 0.03705 | 0 | 0.1522 | 0.18925 | 0.10905 | 0 | 0.51918 | 0.62822 | 0 | 42
7818_G_5 | MIS_IL | Illinois | 17 | Scott | 171 | 7818 | 5 | Alsey | 15679 | 1999 | 9999 | Combustion Turbine | [5 empty] | Fossil | G | 2025 | Oil |  | 0 | 0 | 0 | 0 | 0 | 0 | 0 | 0 | 0 | 0 | 0 | 0 | 0 | 0 | 0 | 0 | 0 | 0 | 0 | 0 | 0 | 0 | 0 | 0 | 0 | 0 | 0 | 0 | 0 | 0 | 0 | 0 | 0 | 0 | 0 | 0 | 0 | 0 | 0 | 0 | 0.4675 | 0 | 0 | 0 | 0 | 0 | 0 | 0 | 0 | 0 | 25
7818_G_4 | MIS_IL | Illinois | 17 | Scott | 171 | 7818 | 4 | Alsey | 15679 | 1999 | 9999 | Combustion Turbine | [5 empty] | Fossil | G | 2025 | Oil |  | 0 | 0 | 0 | 0 | 0 | 0 | 0 | 0 | 0 | 0 | 0 | 0 | 0 | 0 | 0 | 0 | 0 | 0 | 0 | 0 | 0 | 0 | 0 | 0 | 0 | 0 | 0 | 0 | 0 | 0 | 0 | 0 | 0 | 0 | 0 | 0 | 0 | 0 | 0 | 0 | 0.3366 | 0 | 0 | 0 | 0 | 0 | 0 | 0 | 0 | 0 | 18
7818_G_3 | MIS_IL | Illinois | 17 | Scott | 171 | 7818 | 3 | Alsey | 15679 | 1999 | 9999 | Combustion Turbine | [5 empty] | Fossil | G | 2025 | Oil |  | 0 | 0 | 0 | 0 | 0 | 0 | 0 | 0 | 0 | 0 | 0 | 0 | 0 | 0 | 0 | 0 | 0 | 0 | 0 | 0 | 0 | 0 | 0 | 0 | 0 | 0 | 0 | 0 | 0 | 0 | 0 | 0 | 0 | 0 | 0 | 0 | 0 | 0 | 0 | 0 | 0.3366 | 0 | 0 | 0 | 0 | 0 | 0 | 0 | 0 | 0 | 18
7818_G_2 | MIS_IL | Illinois | 17 | Scott | 171 | 7818 | 2 | Alsey | 15678 | 1999 | 9999 | Combustion Turbine |  |  |  | H2O |  | Fossil | G | 2025 | Oil |  | 0 | 0 | 0 | 0 | 0 | 0 | 0 | 0 | 0 | 0 | 0 | 0 | 0 | 0 | 0 | 0 | 0 | 0 | 0 | 0 | 0 | 0 | 0 | 0 | 0 | 0 | 0 | 0 | 0 | 0 | 0 | 0 | 0 | 0 | 0 | 0 | 0 | 0 | 0 | 0 | 0.561 | 0 | 0 | 0 | 0 | 0 | 0 | 0 | 0 | 0 | 30
7818_G_1 | MIS_IL | Illinois | 17 | Scott | 171 | 7818 | 1 | Alsey | 15678 | 1999 | 9999 | Combustion Turbine |  |  |  | H2O |  | Fossil | G | 2025 | Oil |  | 0 | 0 | 0 | 0 | 0 | 0 | 0 | 0 | 0 | 0 | 0 | 0 | 0 | 0 | 0 | 0 | 0 | 0 | 0 | 0 | 0 | 0 | 0 | 0 | 0 | 0 | 0 | 0 | 0 | 0 | 0 | 0 | 0 | 0 | 0 | 0 | 0 | 0 | 0 | 0 | 0.561 | 0 | 0 | 0 | 0 | 0 | 0 | 0 | 0 | 0 | 30
7814_G_2 | S_VACA | South Carolina | 45 | Union | 87 | 7814 | 2 | Webb Forging | 10745 | 2003 | 9999 | Combustion Turbine | [5 empty] | Fossil | G | 2025 | Oil |  | 0 | 0 | 0 | 0 | 0 | 0 | 0 | 0 | 0 | 0 | 0 | 0 | 0 | 0 | 0 | 0 | 0 | 0 | 0 | 0 | 0 | 0 | 0 | 0 | 0 | 0 | 0 | 0 | 0 | 0 | 0 | 0 | 0 | 0 | 0 | 0 | 0 | 0 | 0 | 0 | 0.04488 | 0 | 0 | 0 | 0 | 0 | 0 | 0 | 0 | 0 | 2.4
7814_G_1 | S_VACA | South Carolina | 45 | Union | 87 | 7814 | 1 | Webb Forging | 10745 | 2003 | 9999 | Combustion Turbine | [5 empty] | Fossil | G | 2025 | Oil |  | 0 | 0 | 0 | 0 | 0 | 0 | 0 | 0 | 0 | 0 | 0 | 0 | 0 | 0 | 0 | 0 | 0 | 0 | 0 | 0 | 0 | 0 | 0 | 0 | 0 | 0 | 0 | 0 | 0 | 0 | 0 | 0 | 0 | 0 | 0 | 0 | 0 | 0 | 0 | 0 | 0.04488 | 0 | 0 | 0 | 0 | 0 | 0 | 0 | 0 | 0 | 2.4
7813_G_4 | S_SOU | Georgia | 13 | Polk | 233 | 7813 | 4 | Sewell Creek Energy | 10745 | 2000 | 9999 | Combustion Turbine |  |  |  | DLNB |  | Fossil | G | 2025 | NaturalGas |  | 0.055191 | 0 | 0.0012917 | 0.056482 | 0 | 0 | 0 | 0 | 0 | 0 | 0 | 0 | 0 | 0 | 0 | 0 | 5.1364 | 0 | 0.12021 | 5.2566 | 3.2309 | 0 | 0.075615 | 3.3065 | 3.8687e-09 | 0 | 9.0395e-11 | 3.9591e-09 | 0.0022393 | 0 | 5.2408e-05 | 0.0022917 | 0 | 0 | 0 | 0 | 0 | 0 | 0 | 0 | 2.4553 | 0.077238 | 0 | 0.0018871 | 0.079125 | 0.20679 | 0 | 0.0048139 | 0.2116 | 0 | 131.3
7813_G_3 | S_SOU | Georgia | 13 | Polk | 233 | 7813 | 3 | Sewell Creek Energy | 10745 | 2000 | 9999 | Combustion Turbine |  |  |  | DLNB |  | Fossil | G | 2025 | NaturalGas |  | 0.05456 | 0 | 0.0012769 | 0.055837 | 0 | 0 | 0 | 0 | 0 | 0 | 0 | 0 | 0 | 0 | 0 | 0 | 5.0777 | 0 | 0.11884 | 5.1966 | 3.1939 | 0 | 0.074751 | 3.2687 | 3.8245e-09 | 0 | 8.9362e-11 | 3.9138e-09 | 0.0021141 | 0 | 4.9479e-05 | 0.0021636 | 0 | 0 | 0 | 0 | 0 | 0 | 0 | 0 | 2.4273 | 0.076355 | 0 | 0.0018656 | 0.078221 | 0.20443 | 0 | 0.0047589 | 0.20919 | 0 | 129.8
7813_G_2 | S_SOU | Georgia | 13 | Polk | 233 | 7813 | 2 | Sewell Creek Energy | 10745 | 2000 | 9999 | Combustion Turbine |  |  |  | DLNB |  | Fossil | G | 2025 | NaturalGas |  | 0.039007 | 0 | 0.00091293 | 0.03992 | 0 | 0 | 0 | 0 | 0 | 0 | 0 | 0 | 0 | 0 | 0 | 0 | 3.6303 | 0 | 0.084963 | 3.7153 | 2.2835 | 0 | 0.053443 | 2.3369 | 2.7343e-09 | 0 | 6.3889e-11 | 2.7982e-09 | 0.00067695 | 0 | 1.5843e-05 | 0.0006928 | 0 | 0 | 0 | 0 | 0 | 0 | 0 | 0 | 1.7354 | 0.05459 | 0 | 0.0013338 | 0.055924 | 0.14615 | 0 | 0.0034023 | 0.14956 | 0 | 92.8
7813_G_1 | S_SOU | Georgia | 13 | Polk | 233 | 7813 | 1 | Sewell Creek Energy | 10745 | 2000 | 9999 | Combustion Turbine |  |  |  | DLNB |  | Fossil | G | 2025 | NaturalGas |  | 0.039596 | 0 | 0.0009267 | 0.040523 | 0 | 0 | 0 | 0 | 0 | 0 | 0 | 0 | 0 | 0 | 0 | 0 | 3.6851 | 0 | 0.086245 | 3.7713 | 2.3179 | 0 | 0.054249 | 2.3722 | 2.7755e-09 | 0 | 6.4853e-11 | 2.8404e-09 | 0.00059669 | 0 | 1.3965e-05 | 0.00061066 | 0 | 0 | 0 | 0 | 0 | 0 | 0 | 0 | 1.7615 | 0.055413 | 0 | 0.0013539 | 0.056767 | 0.14836 | 0 | 0.0034537 | 0.15181 | 0 | 94.2
7810_G_5 | MIS_MNWI | Wisconsin | 55 | Lafayette | 65 | 7810 | 5 | Argyle | 11442 | 2004 | 9999 | Combustion Turbine | [5 empty] | Fossil | G | 2025 | Oil |  | 0 | 0 | 0 | 0 | 0 | 0 | 0 | 0 | 0 | 0 | 0 | 0 | 0 | 0 | 0 | 0 | 0 | 0 | 0 | 0 | 0 | 0 | 0 | 0 | 0 | 0 | 0 | 0 | 0 | 0 | 0 | 0 | 0 | 0 | 0 | 0 | 0 | 0 | 0 | 0 | 0.0374 | 0 | 0 | 0 | 0 | 0 | 0 | 0 | 0 | 0 | 2
7810_G_3 | MIS_MNWI | Wisconsin | 55 | Lafayette | 65 | 7810 | 3 | Argyle | 0 | 1929 | 9999 | Hydro | [5 empty] | Non-Fossil | G | 2025 | Hydro |  | 0 | 0 | 0 | 0 | 0 | 0 | 0 | 0 | 0 | 0 | 0 | 0 | 0 | 0 | 0 | 0 | 0.10426 | 0.16046 | 0.22788 | 0.49261 | 0 | 0 | 0 | 0 | 0 | 0 | 0 | 0 | 0 | 0 | 0 | 0 | 0 | 0 | 0 | 0 | 0 | 0 | 0 | 0 | 0.0014889 | 0.00027734 | 0.00042682 | 0.00060617 | 0.0013103 | 0 | 0 | 0 | 0 | 0 | 0.1
7807_G_4 | PJM_West | Ohio | 39 | Butler | 17 | 7807 | 4 | Hamilton Hydro | 0 | 1994 | 9999 | Hydro | [5 empty] | Non-Fossil | G | 2025 | Hydro |  | 0 | 0 | 0 | 0 | 0 | 0 | 0 | 0 | 0 | 0 | 0 | 0 | 0 | 0 | 0 | 0 | 0.85525 | 1.4539 | 2.1974 | 4.5065 | 0 | 0 | 0 | 0 | 0 | 0 | 0 | 0 | 0 | 0 | 0 | 0 | 0 | 0 | 0 | 0 | 0 | 0 | 0 | 0 | 0.014889 | 0.002275 | 0.0038673 | 0.0058451 | 0.011987 | 0 | 0 | 0 | 0 | 0 | 1
7807_G_3 | PJM_West | Ohio | 39 | Butler | 17 | 7807 | 3 | Hamilton Hydro | 0 | 1994 | 9999 | Hydro | [5 empty] | Non-Fossil | G | 2025 | Hydro |  | 0 | 0 | 0 | 0 | 0 | 0 | 0 | 0 | 0 | 0 | 0 | 0 | 0 | 0 | 0 | 0 | 0.85525 | 1.4539 | 2.1974 | 4.5065 | 0 | 0 | 0 | 0 | 0 | 0 | 0 | 0 | 0 | 0 | 0 | 0 | 0 | 0 | 0 | 0 | 0 | 0 | 0 | 0 | 0.014889 | 0.002275 | 0.0038673 | 0.0058451 | 0.011987 | 0 | 0 | 0 | 0 | 0 | 1
7805_G_ST5 | S_VACA | North Carolina | 37 | Richmond | 153 | 7805 | ST5 | Sherwood H Smith Jr Energy Complex | 7050 | 2011 | 9999 | Combined Cycle |  |  | SCR | DLNB + H2O |  | Fossil | G | 2025 | NaturalGas |  | 3.0667 | 4.157 | 5.7382 | 12.9619 | 0 | 0 | 0 | 0 | 0 | 0 | 0 | 0 | 0 | 0 | 0 | 0 | 434.9869 | 589.6489 | 813.9341 | 1838.5698 | 179.5221 | 243.3522 | 335.9163 | 758.7906 | 2.1467e-07 | 2.91e-07 | 4.0169e-07 | 9.0736e-07 | 0.010074 | 0.013656 | 0.01885 | 0.04258 | 0 | 0 | 0 | 0 | 0 | 0 | 0 | 0 | 7.575 | 0.92339 | 1.2517 | 1.7278 | 3.9029 | 12.3183 | 15.0353 | 22.3036 | 49.6571 | 0 | 248 | SCR
7805_G_ST4 | S_VACA | North Carolina | 37 | Richmond | 153 | 7805 | ST4 | Sherwood H Smith Jr Energy Complex | 7050 | 2002 | 9999 | Combined Cycle |  |  | SCR | DLNB + H2O |  | Fossil | G | 2025 | NaturalGas |  | 2.0898 | 2.8328 | 3.9103 | 8.8329 | 0 | 0 | 0 | 0 | 0 | 0 | 0 | 0 | 0 | 0 | 0 | 0 | 296.4225 | 401.8172 | 554.6567 | 1252.8964 | 122.3356 | 165.8328 | 228.9107 | 517.0791 | 1.4631e-07 | 1.9833e-07 | 2.7373e-07 | 6.1836e-07 | 0.0076486 | 0.010368 | 0.014312 | 0.032328 | 0 | 0 | 0 | 0 | 0 | 0 | 0 | 0 | 5.162 | 0.62924 | 0.85298 | 1.1774 | 2.6596 | 8.3943 | 10.2458 | 15.1988 | 33.8389 | 0 | 169 | SCR
7805_G_9 | S_VACA | North Carolina | 37 | Richmond | 153 | 7805 | 9 | Sherwood H Smith Jr Energy Complex | 7050 | 2011 | 9999 | Combined Cycle |  |  | SCR | DLNB + H2O |  | Fossil | G | 2025 | NaturalGas |  | 2.1516 | 2.9166 | 4.026 | 9.0942 | 0 | 0 | 0 | 0 | 0 | 0 | 0 | 0 | 0 | 0 | 0 | 0 | 305.1924 | 413.7053 | 571.0666 | 1289.9643 | 125.955 | 170.7391 | 235.6832 | 532.3773 | 1.5062e-07 | 2.0417e-07 | 2.8183e-07 | 6.3662e-07 | 0.007068 | 0.0095811 | 0.013225 | 0.029875 | 0 | 0 | 0 | 0 | 0 | 0 | 0 | 0 | 5.3147 | 0.64786 | 0.87821 | 1.2123 | 2.7383 | 8.6427 | 10.5489 | 15.6485 | 34.8401 | 0 | 174 | SCR
7805_G_8 | S_VACA | North Carolina | 37 | Richmond | 153 | 7805 | 8 | Sherwood H Smith Jr Energy Complex | 7050 | 2002 | 9999 | Combined Cycle |  |  | SCR | DLNB + H2O |  | Fossil | G | 2025 | NaturalGas |  | 1.8919 | 2.5646 | 3.5401 | 7.9967 | 0 | 0 | 0 | 0 | 0 | 0 | 0 | 0 | 0 | 0 | 0 | 0 | 268.3588 | 363.7753 | 502.1448 | 1134.279 | 110.7536 | 150.1326 | 207.2387 | 468.1249 | 1.3245e-07 | 1.7955e-07 | 2.4781e-07 | 5.5982e-07 | 0.0069245 | 0.0093865 | 0.012957 | 0.029268 | 0 | 0 | 0 | 0 | 0 | 0 | 0 | 0 | 4.6733 | 0.56967 | 0.77222 | 1.066 | 2.4078 | 7.5996 | 9.2758 | 13.7599 | 30.6352 | 0 | 153 | SCR
7805_G_7 | S_VACA | North Carolina | 37 | Richmond | 153 | 7805 | 7 | Sherwood H Smith Jr Energy Complex | 7050 | 2002 | 9999 | Combined Cycle |  |  | SCR | DLNB + H2O |  | Fossil | G | 2025 | NaturalGas |  | 1.9043 | 2.5814 | 3.5633 | 8.0489 | 0 | 0 | 0 | 0 | 0 | 0 | 0 | 0 | 0 | 0 | 0 | 0 | 270.1128 | 366.1529 | 505.4268 | 1141.6926 | 111.4775 | 151.1139 | 208.5932 | 471.1845 | 1.3332e-07 | 1.8072e-07 | 2.4943e-07 | 5.6348e-07 | 0.0069697 | 0.0094478 | 0.013042 | 0.029459 | 0 | 0 | 0 | 0 | 0 | 0 | 0 | 0 | 4.7039 | 0.57339 | 0.77727 | 1.0729 | 2.4236 | 7.6492 | 9.3364 | 13.8498 | 30.8355 | 0 | 154 | SCR
7805_G_6 | S_VACA | North Carolina | 37 | Richmond | 153 | 7805 | 6 | Sherwood H Smith Jr Energy Complex | 11246 | 2002 | 9999 | Combustion Turbine |  |  |  | DLNB + H2O |  | Fossil | G | 2025 | NaturalGas |  | 0.1531 | 0 | 0.82113 | 0.97423 | 0 | 0 | 0 | 0 | 0 | 0 | 0 | 0 | 0 | 0 | 0 | 0 | 13.6136 | 0 | 73.0151 | 86.6287 | 8.9624 | 0 | 48.0688 | 57.0312 | 1.0723e-08 | 0 | 5.7476e-08 | 6.8199e-08 | 0.0024191 | 0 | 0.012975 | 0.015394 | 0 | 0 | 0 | 0 | 0 | 0 | 0 | 0 | 2.7115 | 0.17771 | 0 | 0.75399 | 0.9317 | 0.61497 | 0 | 3.1916 | 3.8066 | 0 | 145
7805_G_10 | S_VACA | North Carolina | 37 | Richmond | 153 | 7805 | 10 | Sherwood H Smith Jr Energy Complex | 7050 | 2011 | 9999 | Combined Cycle |  |  | SCR | DLNB + H2O |  | Fossil | G | 2025 | NaturalGas |  | 2.164 | 2.9334 | 4.0492 | 9.1465 | 0 | 0 | 0 | 0 | 0 | 0 | 0 | 0 | 0 | 0 | 0 | 0 | 306.9464 | 416.0829 | 574.3486 | 1297.3779 | 126.6789 | 171.7203 | 237.0377 | 535.4369 | 1.5148e-07 | 2.0534e-07 | 2.8345e-07 | 6.4027e-07 | 0.0071087 | 0.0096362 | 0.013301 | 0.030046 | 0 | 0 | 0 | 0 | 0 | 0 | 0 | 0 | 5.3453 | 0.65159 | 0.88326 | 1.2192 | 2.7541 | 8.6923 | 10.6096 | 15.7384 | 35.0403 | 0 | 175 | SCR
7805_G_004 | S_VACA | North Carolina | 37 | Richmond | 153 | 7805 | 004 | Sherwood H Smith Jr Energy Complex | 11244 | 2001 | 9999 | Combustion Turbine |  |  |  | DLNB + H2O |  | Fossil | G | 2025 | NaturalGas |  | 0.16785 | 0 | 0.90025 | 1.0681 | 0 | 0 | 0 | 0 | 0 | 0 | 0 | 0 | 0 | 0 | 0 | 0 | 14.928 | 0 | 80.0648 | 94.9928 | 9.826 | 0 | 52.7006 | 62.5265 | 1.1756e-08 | 0 | 6.3015e-08 | 7.4771e-08 | 0.0029174 | 0 | 0.015647 | 0.018565 | 0 | 0 | 0 | 0 | 0 | 0 | 0 | 0 | 2.9733 | 0.19487 | 0 | 0.82679 | 1.0217 | 0.67423 | 0 | 3.4991 | 4.1733 | 0 | 159
7805_G_003 | S_VACA | North Carolina | 37 | Richmond | 153 | 7805 | 003 | Sherwood H Smith Jr Energy Complex | 11250 | 2001 | 9999 | Combustion Turbine |  |  |  | DLNB + H2O |  | Fossil | G | 2025 | NaturalGas |  | 0.16372 | 0 | 0.87807 | 1.0418 | 0 | 0 | 0 | 0 | 0 | 0 | 0 | 0 | 0 | 0 | 0 | 0 | 14.5525 | 0 | 78.0506 | 92.6031 | 9.5839 | 0 | 51.4022 | 60.9861 | 1.1466e-08 | 0 | 6.1462e-08 | 7.2928e-08 | 0.0030019 | 0 | 0.0161 | 0.019102 | 0 | 0 | 0 | 0 | 0 | 0 | 0 | 0 | 2.8985 | 0.18996 | 0 | 0.80599 | 0.99596 | 0.65762 | 0 | 3.4129 | 4.0705 | 0 | 155
7805_G_002 | S_VACA | North Carolina | 37 | Richmond | 153 | 7805 | 002 | Sherwood H Smith Jr Energy Complex | 11249 | 2001 | 9999 | Combustion Turbine |  |  |  | DLNB + H2O |  | Fossil | G | 2025 | NaturalGas |  | 0.16476 | 0 | 0.88366 | 1.0484 | 0 | 0 | 0 | 0 | 0 | 0 | 0 | 0 | 0 | 0 | 0 | 0 | 14.6463 | 0 | 78.5542 | 93.2005 | 9.6449 | 0 | 51.7292 | 61.3741 | 1.1539e-08 | 0 | 6.1853e-08 | 7.3392e-08 | 0.0030342 | 0 | 0.016274 | 0.019308 | 0 | 0 | 0 | 0 | 0 | 0 | 0 | 0 | 2.9172 | 0.19119 | 0 | 0.81119 | 1.0024 | 0.6618 | 0 | 3.4346 | 4.0964 | 0 | 156
7805_G_001 | S_VACA | North Carolina | 37 | Richmond | 153 | 7805 | 001 | Sherwood H Smith Jr Energy Complex | 11246 | 2001 | 9999 | Combustion Turbine |  |  |  | DLNB + H2O |  | Fossil | G | 2025 | NaturalGas |  | 0.16577 | 0 | 0.88908 | 1.0549 | 0 | 0 | 0 | 0 | 0 | 0 | 0 | 0 | 0 | 0 | 0 | 0 | 14.7402 | 0 | 79.0577 | 93.7979 | 9.7041 | 0 | 52.0469 | 61.751 | 1.161e-08 | 0 | 6.2233e-08 | 7.3843e-08 | 0.0029177 | 0 | 0.015649 | 0.018567 | 0 | 0 | 0 | 0 | 0 | 0 | 0 | 0 | 2.9359 | 0.19241 | 0 | 0.81639 | 1.0088 | 0.66587 | 0 | 3.4557 | 4.1216 | 0 | 157
7799_G_34 | MIS_WUMS | Wisconsin | 55 | Marinette | 75 | 7799 | 34 | West Marinette 34 | 13312 | 2000 | 9999 | Combustion Turbine |  |  |  | DLNB + H2O |  | Fossil | G | 2025 | NaturalGas |  | 0 | 0 | 0.031942 | 0.031942 | 0 | 0 | 0 | 0 | 0 | 0 | 0 | 0 | 0 | 0 | 0 | 0 | 0 | 0 | 2.3995 | 2.3995 | 0 | 0 | 1.8699 | 1.8699 | 0 | 0 | 2.2355e-09 | 2.2355e-09 | 0 | 0 | 0.00049017 | 0.00049017 | 0 | 0 | 0 | 0 | 0 | 0 | 0 | 0 | 1.3614 | 0 | 0 | 0.037668 | 0.037668 | 0 | 0 | 0.11393 | 0.11393 | 0 | 72.8
7798_G_2 | PJM_Dom | Virginia | 51 | Prince William | 153 | 7798 | 2 | Gateway Gen | 14043 | 2009 | 9999 | Combustion Turbine | [5 empty] | Fossil | G | 2025 | Oil |  | 0 | 0 | 0 | 0 | 0 | 0 | 0 | 0 | 0 | 0 | 0 | 0 | 0 | 0 | 0 | 0 | 0 | 0 | 0 | 0 | 0 | 0 | 0 | 0 | 0 | 0 | 0 | 0 | 0 | 0 | 0 | 0 | 0 | 0 | 0 | 0 | 0 | 0 | 0 | 0 | 0.03179 | 0 | 0 | 0 | 0 | 0 | 0 | 0 | 0 | 0 | 1.7
7798_G_1 | PJM_Dom | Virginia | 51 | Prince William | 153 | 7798 | 1 | Gateway Gen | 13758 | 1996 | 9999 | Combustion Turbine | [5 empty] | Fossil | G | 2025 | Oil |  | 0 | 0 | 0 | 0 | 0 | 0 | 0 | 0 | 0 | 0 | 0 | 0 | 0 | 0 | 0 | 0 | 0 | 0 | 0 | 0 | 0 | 0 | 0 | 0 | 0 | 0 | 0 | 0 | 0 | 0 | 0 | 0 | 0 | 0 | 0 | 0 | 0 | 0 | 0 | 0 | 0.03179 | 0 | 0 | 0 | 0 | 0 | 0 | 0 | 0 | 0 | 1.7
7797_G_LOM3 | PJM_Dom | Virginia | 51 | Prince William | 153 | 7797 | LOM3 | Dominion/Lo Mar | 10745 | 1997 | 9999 | Combustion Turbine | [5 empty] | Fossil | G | 2025 | Oil |  | 0 | 0 | 0 | 0 | 0 | 0 | 0 | 0 | 0 | 0 | 0 | 0 | 0 | 0 | 0 | 0 | 0 | 0 | 0 | 0 | 0 | 0 | 0 | 0 | 0 | 0 | 0 | 0 | 0 | 0 | 0 | 0 | 0 | 0 | 0 | 0 | 0 | 0 | 0 | 0 | 0.03179 | 0 | 0 | 0 | 0 | 0 | 0 | 0 | 0 | 0 | 1.7
7797_G_LOM2 | PJM_Dom | Virginia | 51 | Prince William | 153 | 7797 | LOM2 | Dominion/Lo Mar | 10745 | 1997 | 9999 | Combustion Turbine | [5 empty] | Fossil | G | 2025 | Oil |  | 0 | 0 | 0 | 0 | 0 | 0 | 0 | 0 | 0 | 0 | 0 | 0 | 0 | 0 | 0 | 0 | 0 | 0 | 0 | 0 | 0 | 0 | 0 | 0 | 0 | 0 | 0 | 0 | 0 | 0 | 0 | 0 | 0 | 0 | 0 | 0 | 0 | 0 | 0 | 0 | 0.03179 | 0 | 0 | 0 | 0 | 0 | 0 | 0 | 0 | 0 | 1.7
7797_G_LOM1 | PJM_Dom | Virginia | 51 | Prince William | 153 | 7797 | LOM1 | Dominion/Lo Mar | 10745 | 1997 | 9999 | Combustion Turbine | [5 empty] | Fossil | G | 2025 | Oil |  | 0 | 0 | 0 | 0 | 0 | 0 | 0 | 0 | 0 | 0 | 0 | 0 | 0 | 0 | 0 | 0 | 0 | 0 | 0 | 0 | 0 | 0 | 0 | 0 | 0 | 0 | 0 | 0 | 0 | 0 | 0 | 0 | 0 | 0 | 0 | 0 | 0 | 0 | 0 | 0 | 0.03179 | 0 | 0 | 0 | 0 | 0 | 0 | 0 | 0 | 0 | 1.7
7797_G_DOM2 | PJM_Dom | Virginia | 51 | Prince William | 153 | 7797 | DOM2 | Dominion/Lo Mar | 10745 | 1997 | 9999 | Combustion Turbine | [5 empty] | Fossil | G | 2025 | Oil |  | 0 | 0 | 0 | 0 | 0 | 0 | 0 | 0 | 0 | 0 | 0 | 0 | 0 | 0 | 0 | 0 | 0 | 0 | 0 | 0 | 0 | 0 | 0 | 0 | 0 | 0 | 0 | 0 | 0 | 0 | 0 | 0 | 0 | 0 | 0 | 0 | 0 | 0 | 0 | 0 | 0.03179 | 0 | 0 | 0 | 0 | 0 | 0 | 0 | 0 | 0 | 1.7
7797_G_DOM1 | PJM_Dom | Virginia | 51 | Prince William | 153 | 7797 | DOM1 | Dominion/Lo Mar | 18779 | 1997 | 9999 | Combustion Turbine | [5 empty] | Fossil | G | 2025 | Oil |  | 0 | 0 | 0 | 0 | 0 | 0 | 0 | 0 | 0 | 0 | 0 | 0 | 0 | 0 | 0 | 0 | 0 | 0 | 0 | 0 | 0 | 0 | 0 | 0 | 0 | 0 | 0 | 0 | 0 | 0 | 0 | 0 | 0 | 0 | 0 | 0 | 0 | 0 | 0 | 0 | 0.20757 | 0 | 0 | 0 | 0 | 0 | 0 | 0 | 0 | 0 | 11.1
7795_G_1 | MIS_WUMS | Wisconsin | 55 | Manitowoc | 71 | 7795 | 1 | Custer Energy Center | 16581 | 1999 | 9999 | Combustion Turbine | [5 empty] | Fossil | G | 2025 | Oil |  | 0 | 0 | 0 | 0 | 0 | 0 | 0 | 0 | 0 | 0 | 0 | 0 | 0 | 0 | 0 | 0 | 0 | 0 | 0 | 0 | 0 | 0 | 0 | 0 | 0 | 0 | 0 | 0 | 0 | 0 | 0 | 0 | 0 | 0 | 0 | 0 | 0 | 0 | 0 | 0 | 0.4114 | 0 | 0 | 0 | 0 | 0 | 0 | 0 | 0 | 0 | 22
7791_G_6 | PJM_ATSI | Ohio | 39 | Williams | 171 | 7791 | 6 | Montpelier | 10745 | 2000 | 9999 | Combustion Turbine | [5 empty] | Fossil | G | 2025 | Oil |  | 0 | 0 | 0 | 0 | 0 | 0 | 0 | 0 | 0 | 0 | 0 | 0 | 0 | 0 | 0 | 0 | 0 | 0 | 0 | 0 | 0 | 0 | 0 | 0 | 0 | 0 | 0 | 0 | 0 | 0 | 0 | 0 | 0 | 0 | 0 | 0 | 0 | 0 | 0 | 0 | 0.03366 | 0 | 0 | 0 | 0 | 0 | 0 | 0 | 0 | 0 | 1.8
7791_G_5 | PJM_ATSI | Ohio | 39 | Williams | 171 | 7791 | 5 | Montpelier | 10745 | 2000 | 9999 | Combustion Turbine | [5 empty] | Fossil | G | 2025 | Oil |  | 0 | 0 | 0 | 0 | 0 | 0 | 0 | 0 | 0 | 0 | 0 | 0 | 0 | 0 | 0 | 0 | 0 | 0 | 0 | 0 | 0 | 0 | 0 | 0 | 0 | 0 | 0 | 0 | 0 | 0 | 0 | 0 | 0 | 0 | 0 | 0 | 0 | 0 | 0 | 0 | 0.03366 | 0 | 0 | 0 | 0 | 0 | 0 | 0 | 0 | 0 | 1.8
7791_G_4 | PJM_ATSI | Ohio | 39 | Williams | 171 | 7791 | 4 | Montpelier | 10745 | 2000 | 9999 | Combustion Turbine | [5 empty] | Fossil | G | 2025 | Oil |  | 0 | 0 | 0 | 0 | 0 | 0 | 0 | 0 | 0 | 0 | 0 | 0 | 0 | 0 | 0 | 0 | 0 | 0 | 0 | 0 | 0 | 0 | 0 | 0 | 0 | 0 | 0 | 0 | 0 | 0 | 0 | 0 | 0 | 0 | 0 | 0 | 0 | 0 | 0 | 0 | 0.03366 | 0 | 0 | 0 | 0 | 0 | 0 | 0 | 0 | 0 | 1.8
7791_G_3 | PJM_ATSI | Ohio | 39 | Williams | 171 | 7791 | 3 | Montpelier | 10745 | 2000 | 9999 | Combustion Turbine | [5 empty] | Fossil | G | 2025 | Oil |  | 0 | 0 | 0 | 0 | 0 | 0 | 0 | 0 | 0 | 0 | 0 | 0 | 0 | 0 | 0 | 0 | 0 | 0 | 0 | 0 | 0 | 0 | 0 | 0 | 0 | 0 | 0 | 0 | 0 | 0 | 0 | 0 | 0 | 0 | 0 | 0 | 0 | 0 | 0 | 0 | 0.03366 | 0 | 0 | 0 | 0 | 0 | 0 | 0 | 0 | 0 | 1.8
7791_G_2 | PJM_ATSI | Ohio | 39 | Williams | 171 | 7791 | 2 | Montpelier | 10745 | 2000 | 9999 | Combustion Turbine | [5 empty] | Fossil | G | 2025 | Oil |  | 0 | 0 | 0 | 0 | 0 | 0 | 0 | 0 | 0 | 0 | 0 | 0 | 0 | 0 | 0 | 0 | 0 | 0 | 0 | 0 | 0 | 0 | 0 | 0 | 0 | 0 | 0 | 0 | 0 | 0 | 0 | 0 | 0 | 0 | 0 | 0 | 0 | 0 | 0 | 0 | 0.03366 | 0 | 0 | 0 | 0 | 0 | 0 | 0 | 0 | 0 | 1.8
7791_G_1 | PJM_ATSI | Ohio | 39 | Williams | 171 | 7791 | 1 | Montpelier | 10745 | 2000 | 9999 | Combustion Turbine | [5 empty] | Fossil | G | 2025 | Oil |  | 0 | 0 | 0 | 0 | 0 | 0 | 0 | 0 | 0 | 0 | 0 | 0 | 0 | 0 | 0 | 0 | 0 | 0 | 0 | 0 | 0 | 0 | 0 | 0 | 0 | 0 | 0 | 0 | 0 | 0 | 0 | 0 | 0 | 0 | 0 | 0 | 0 | 0 | 0 | 0 | 0.03366 | 0 | 0 | 0 | 0 | 0 | 0 | 0 | 0 | 0 | 1.8
7790_B_1-1 | WECC_UT | Utah | 88 | Uintah | 687 | 7790 | 1-1 | Bonanza | 10342 | 1986 | 9999 | Coal Steam | wall | dry | Bag House + Wet Scrubber | LNB | Wet Scrubber | Fossil | B | 2025 | Coal |  | 8.1275 | 11.0172 | 15.0123 | 34.157 | 8.1275 | 11.0172 | 15.0123 | 34.157 | 0 | 0 | 0 | 0 | 0 | 0 | 0 | 0 | 785.871 | 1065.2918 | 1451.5815 | 3302.7443 | 849.7242 | 1151.8483 | 1569.5246 | 3571.0971 | 0.0016461 | 0.0022314 | 0.0030405 | 0.006918 | 1.0961 | 1.4858 | 2.0246 | 4.6066 | 0.24382 | 0.33052 | 0.45037 | 1.0247 | 0.0040637 | 0.0055085 | 0.0075061 | 0.017078 | 32.1058 | 3.1242 | 4.2351 | 5.7708 | 13.1301 | 12.303 | 16.6774 | 22.7248 | 51.7051 | 0 | 458 | Scrubber | Wet Scrubber
7789_G_3 | WECC_NM | New Mexico | 35 | Rio Arriba | 39 | 7789 | 3 | Abiquiu Dam | 0 | 2011 | 9999 | Hydro | [5 empty] | Non-Fossil | G | 2025 | Hydro |  | 0 | 0 | 0 | 0 | 0 | 0 | 0 | 0 | 0 | 0 | 0 | 0 | 0 | 0 | 0 | 0 | 1.4856 | 2.0826 | 3.5539 | 7.1221 | 0 | 0 | 0 | 0 | 0 | 0 | 0 | 0 | 0 | 0 | 0 | 0 | 0 | 0 | 0 | 0 | 0 | 0 | 0 | 0 | 0.044668 | 0.0039516 | 0.0055398 | 0.0094534 | 0.018945 | 0 | 0 | 0 | 0 | 0 | 3
7789_G_2 | WECC_NM | New Mexico | 35 | Rio Arriba | 39 | 7789 | 2 | Abiquiu Dam | 0 | 1989 | 9999 | Hydro | [5 empty] | Non-Fossil | G | 2025 | Hydro |  | 0 | 0 | 0 | 0 | 0 | 0 | 0 | 0 | 0 | 0 | 0 | 0 | 0 | 0 | 0 | 0 | 3.4168 | 4.7901 | 8.174 | 16.3809 | 0 | 0 | 0 | 0 | 0 | 0 | 0 | 0 | 0 | 0 | 0 | 0 | 0 | 0 | 0 | 0 | 0 | 0 | 0 | 0 | 0.10274 | 0.0090887 | 0.012742 | 0.021743 | 0.043573 | 0 | 0 | 0 | 0 | 0 | 6.9
7789_G_1 | WECC_NM | New Mexico | 35 | Rio Arriba | 39 | 7789 | 1 | Abiquiu Dam | 0 | 1989 | 9999 | Hydro | [5 empty] | Non-Fossil | G | 2025 | Hydro |  | 0 | 0 | 0 | 0 | 0 | 0 | 0 | 0 | 0 | 0 | 0 | 0 | 0 | 0 | 0 | 0 | 3.4168 | 4.7901 | 8.174 | 16.3809 | 0 | 0 | 0 | 0 | 0 | 0 | 0 | 0 | 0 | 0 | 0 | 0 | 0 | 0 | 0 | 0 | 0 | 0 | 0 | 0 | 0.10274 | 0.0090887 | 0.012742 | 0.021743 | 0.043573 | 0 | 0 | 0 | 0 | 0 | 6.9
7784_G_2 | NY_Z_B | New York | 36 | Allegany | 3 | 7784 | 2 | Allegany Cogen | 8481 | 1994 | 9999 | Combined Cycle |  |  | SCR | H2O |  | Fossil | G | 2025 | NaturalGas |  | 0.29751 | 0.40329 | 0.55669 | 1.2575 | 0 | 0 | 0 | 0 | 0 | 0 | 0 | 0 | 0 | 0 | 0 | 0 | 35.0796 | 47.5523 | 65.6398 | 148.2718 | 17.4162 | 23.6087 | 32.5887 | 73.6136 | 2.0818e-08 | 2.822e-08 | 3.8941e-08 | 8.798e-08 | 0.0045058 | 0.0061078 | 0.0084312 | 0.019045 | 0 | 0 | 0 | 0 | 0 | 0 | 0 | 0 | 0.77168 | 0.075087 | 0.10094 | 0.13934 | 0.31537 | 0.81721 | 1.0271 | 1.5681 | 3.4124 | 0 | 20 | SCR
7784_G_1 | NY_Z_B | New York | 36 | Allegany | 3 | 7784 | 1 | Allegany Cogen | 8481 | 1994 | 9999 | Combined Cycle |  |  | SCR | H2O |  | Fossil | G | 2025 | NaturalGas |  | 0.59502 | 0.80658 | 1.1134 | 2.515 | 0 | 0 | 0 | 0 | 0 | 0 | 0 | 0 | 0 | 0 | 0 | 0 | 70.1592 | 95.1047 | 131.2797 | 296.5435 | 34.8325 | 47.2173 | 65.1774 | 147.2273 | 4.1669e-08 | 5.6484e-08 | 7.7986e-08 | 1.7614e-07 | 0.0090115 | 0.012216 | 0.016862 | 0.038089 | 0 | 0 | 0 | 0 | 0 | 0 | 0 | 0 | 1.5434 | 0.15017 | 0.20189 | 0.27868 | 0.63074 | 1.6344 | 2.0542 | 3.1362 | 6.8249 | 0 | 40 | SCR
7783_G_1 | PJM_ATSI | Ohio | 39 | Wood | 173 | 7783 | 1 | Bowling Green Peaking | 11026 | 2000 | 9999 | Combustion Turbine |  |  |  | H2O |  | Fossil | G | 2025 | NaturalGas |  | 0.063809 | 0 | 0.15626 | 0.22007 | 0 | 0 | 0 | 0 | 0 | 0 | 0 | 0 | 0 | 0 | 0 | 0 | 5.7871 | 0 | 14.1719 | 19.959 | 3.7354 | 0 | 9.1474 | 12.8828 | 4.4653e-09 | 0 | 1.0939e-08 | 1.5404e-08 | 0.005262 | 0 | 0.012886 | 0.018148 | 0 | 0 | 0 | 0 | 0 | 0 | 0 | 0 | 0.5423 | 0.059761 | 0 | 0.13346 | 0.19323 | 0.20335 | 0 | 0.49016 | 0.69351 | 0 | 29
7782_G_1 | PJM_West | Ohio | 39 | Butler | 17 | 7782 | 1 | Hamilton Peaking | 12019 | 2000 | 9999 | Combustion Turbine |  |  |  | H2O |  | Fossil | G | 2025 | NaturalGas |  | 0.01006 | 0 | 0.011149 | 0.021209 | 0 | 0 | 0 | 0 | 0 | 0 | 0 | 0 | 0 | 0 | 0 | 0 | 0.83698 | 0 | 0.92762 | 1.7646 | 0.58889 | 0 | 0.65266 | 1.2416 | 7.0435e-10 | 0 | 7.8e-10 | 1.4844e-09 | 0.00082952 | 0 | 0.00091935 | 0.0017489 | 0 | 0 | 0 | 0 | 0 | 0 | 0 | 0 | 0.5423 | 0.012586 | 0 | 0.014562 | 0.027148 | 0.034976 | 0 | 0.037314 | 0.07229 | 0 | 29
7781_G_1 | PJM_West | Ohio | 39 | Darke | 37 | 7781 | 1 | Arcanum Peaking | 10745 | 1999 | 9999 | Combustion Turbine | [5 empty] | Fossil | G | 2025 | Oil |  | 0 | 0 | 0 | 0 | 0 | 0 | 0 | 0 | 0 | 0 | 0 | 0 | 0 | 0 | 0 | 0 | 0 | 0 | 0 | 0 | 0 | 0 | 0 | 0 | 0 | 0 | 0 | 0 | 0 | 0 | 0 | 0 | 0 | 0 | 0 | 0 | 0 | 0 | 0 | 0 | 0.03366 | 0 | 0 | 0 | 0 | 0 | 0 | 0 | 0 | 0 | 1.8
7780_G_1 | PJM_West | Ohio | 39 | Shelby | 149 | 7780 | 1 | Jackson Cntr Peaking | 10745 | 1999 | 9999 | Combustion Turbine | [5 empty] | Fossil | G | 2025 | Oil |  | 0 | 0 | 0 | 0 | 0 | 0 | 0 | 0 | 0 | 0 | 0 | 0 | 0 | 0 | 0 | 0 | 0 | 0 | 0 | 0 | 0 | 0 | 0 | 0 | 0 | 0 | 0 | 0 | 0 | 0 | 0 | 0 | 0 | 0 | 0 | 0 | 0 | 0 | 0 | 0 | 0.03366 | 0 | 0 | 0 | 0 | 0 | 0 | 0 | 0 | 0 | 1.8
7779_G_6 | PJM_ATSI | Ohio | 39 | Williams | 171 | 7779 | 6 | Bryan Peaking | 10745 | 1999 | 9999 | Combustion Turbine | [5 empty] | Fossil | G | 2025 | Oil |  | 0 | 0 | 0 | 0 | 0 | 0 | 0 | 0 | 0 | 0 | 0 | 0 | 0 | 0 | 0 | 0 | 0 | 0 | 0 | 0 | 0 | 0 | 0 | 0 | 0 | 0 | 0 | 0 | 0 | 0 | 0 | 0 | 0 | 0 | 0 | 0 | 0 | 0 | 0 | 0 | 0.03366 | 0 | 0 | 0 | 0 | 0 | 0 | 0 | 0 | 0 | 1.8
7779_G_5 | PJM_ATSI | Ohio | 39 | Williams | 171 | 7779 | 5 | Bryan Peaking | 10745 | 1999 | 9999 | Combustion Turbine | [5 empty] | Fossil | G | 2025 | Oil |  | 0 | 0 | 0 | 0 | 0 | 0 | 0 | 0 | 0 | 0 | 0 | 0 | 0 | 0 | 0 | 0 | 0 | 0 | 0 | 0 | 0 | 0 | 0 | 0 | 0 | 0 | 0 | 0 | 0 | 0 | 0 | 0 | 0 | 0 | 0 | 0 | 0 | 0 | 0 | 0 | 0.03366 | 0 | 0 | 0 | 0 | 0 | 0 | 0 | 0 | 0 | 1.8
7779_G_4 | PJM_ATSI | Ohio | 39 | Williams | 171 | 7779 | 4 | Bryan Peaking | 10745 | 1999 | 9999 | Combustion Turbine | [5 empty] | Fossil | G | 2025 | Oil |  | 0 | 0 | 0 | 0 | 0 | 0 | 0 | 0 | 0 | 0 | 0 | 0 | 0 | 0 | 0 | 0 | 0 | 0 | 0 | 0 | 0 | 0 | 0 | 0 | 0 | 0 | 0 | 0 | 0 | 0 | 0 | 0 | 0 | 0 | 0 | 0 | 0 | 0 | 0 | 0 | 0.03366 | 0 | 0 | 0 | 0 | 0 | 0 | 0 | 0 | 0 | 1.8
7779_G_3 | PJM_ATSI | Ohio | 39 | Williams | 171 | 7779 | 3 | Bryan Peaking | 10745 | 1999 | 9999 | Combustion Turbine | [5 empty] | Fossil | G | 2025 | Oil |  | 0 | 0 | 0 | 0 | 0 | 0 | 0 | 0 | 0 | 0 | 0 | 0 | 0 | 0 | 0 | 0 | 0 | 0 | 0 | 0 | 0 | 0 | 0 | 0 | 0 | 0 | 0 | 0 | 0 | 0 | 0 | 0 | 0 | 0 | 0 | 0 | 0 | 0 | 0 | 0 | 0.03366 | 0 | 0 | 0 | 0 | 0 | 0 | 0 | 0 | 0 | 1.8
7779_G_2 | PJM_ATSI | Ohio | 39 | Williams | 171 | 7779 | 2 | Bryan Peaking | 10745 | 1999 | 9999 | Combustion Turbine | [5 empty] | Fossil | G | 2025 | Oil |  | 0 | 0 | 0 | 0 | 0 | 0 | 0 | 0 | 0 | 0 | 0 | 0 | 0 | 0 | 0 | 0 | 0 | 0 | 0 | 0 | 0 | 0 | 0 | 0 | 0 | 0 | 0 | 0 | 0 | 0 | 0 | 0 | 0 | 0 | 0 | 0 | 0 | 0 | 0 | 0 | 0.03366 | 0 | 0 | 0 | 0 | 0 | 0 | 0 | 0 | 0 | 1.8
7779_G_1 | PJM_ATSI | Ohio | 39 | Williams | 171 | 7779 | 1 | Bryan Peaking | 10745 | 1999 | 9999 | Combustion Turbine | [5 empty] | Fossil | G | 2025 | Oil |  | 0 | 0 | 0 | 0 | 0 | 0 | 0 | 0 | 0 | 0 | 0 | 0 | 0 | 0 | 0 | 0 | 0 | 0 | 0 | 0 | 0 | 0 | 0 | 0 | 0 | 0 | 0 | 0 | 0 | 0 | 0 | 0 | 0 | 0 | 0 | 0 | 0 | 0 | 0 | 0 | 0.03366 | 0 | 0 | 0 | 0 | 0 | 0 | 0 | 0 | 0 | 1.8
7778_G_3 | PJM_West | Ohio | 39 | Wayne | 169 | 7778 | 3 | Orrville Peaking | 10745 | 1999 | 9999 | Combustion Turbine | [5 empty] | Fossil | G | 2025 | Oil |  | 0 | 0 | 0 | 0 | 0 | 0 | 0 | 0 | 0 | 0 | 0 | 0 | 0 | 0 | 0 | 0 | 0 | 0 | 0 | 0 | 0 | 0 | 0 | 0 | 0 | 0 | 0 | 0 | 0 | 0 | 0 | 0 | 0 | 0 | 0 | 0 | 0 | 0 | 0 | 0 | 0.03366 | 0 | 0 | 0 | 0 | 0 | 0 | 0 | 0 | 0 | 1.8
7778_G_2 | PJM_West | Ohio | 39 | Wayne | 169 | 7778 | 2 | Orrville Peaking | 10745 | 1999 | 9999 | Combustion Turbine | [5 empty] | Fossil | G | 2025 | Oil |  | 0 | 0 | 0 | 0 | 0 | 0 | 0 | 0 | 0 | 0 | 0 | 0 | 0 | 0 | 0 | 0 | 0 | 0 | 0 | 0 | 0 | 0 | 0 | 0 | 0 | 0 | 0 | 0 | 0 | 0 | 0 | 0 | 0 | 0 | 0 | 0 | 0 | 0 | 0 | 0 | 0.03366 | 0 | 0 | 0 | 0 | 0 | 0 | 0 | 0 | 0 | 1.8
7778_G_1 | PJM_West | Ohio | 39 | Wayne | 169 | 7778 | 1 | Orrville Peaking | 10745 | 1999 | 9999 | Combustion Turbine | [5 empty] | Fossil | G | 2025 | Oil |  | 0 | 0 | 0 | 0 | 0 | 0 | 0 | 0 | 0 | 0 | 0 | 0 | 0 | 0 | 0 | 0 | 0 | 0 | 0 | 0 | 0 | 0 | 0 | 0 | 0 | 0 | 0 | 0 | 0 | 0 | 0 | 0 | 0 | 0 | 0 | 0 | 0 | 0 | 0 | 0 | 0.03366 | 0 | 0 | 0 | 0 | 0 | 0 | 0 | 0 | 0 | 1.8
7777_G_6 | PJM_West | Ohio | 39 | Tuscarawas | 157 | 7777 | 6 | Dover Peaking | 10745 | 1999 | 9999 | Combustion Turbine | [5 empty] | Fossil | G | 2025 | Oil |  | 0 | 0 | 0 | 0 | 0 | 0 | 0 | 0 | 0 | 0 | 0 | 0 | 0 | 0 | 0 | 0 | 0 | 0 | 0 | 0 | 0 | 0 | 0 | 0 | 0 | 0 | 0 | 0 | 0 | 0 | 0 | 0 | 0 | 0 | 0 | 0 | 0 | 0 | 0 | 0 | 0.03366 | 0 | 0 | 0 | 0 | 0 | 0 | 0 | 0 | 0 | 1.8
7777_G_5 | PJM_West | Ohio | 39 | Tuscarawas | 157 | 7777 | 5 | Dover Peaking | 10745 | 1999 | 9999 | Combustion Turbine | [5 empty] | Fossil | G | 2025 | Oil |  | 0 | 0 | 0 | 0 | 0 | 0 | 0 | 0 | 0 | 0 | 0 | 0 | 0 | 0 | 0 | 0 | 0 | 0 | 0 | 0 | 0 | 0 | 0 | 0 | 0 | 0 | 0 | 0 | 0 | 0 | 0 | 0 | 0 | 0 | 0 | 0 | 0 | 0 | 0 | 0 | 0.03366 | 0 | 0 | 0 | 0 | 0 | 0 | 0 | 0 | 0 | 1.8
7777_G_4 | PJM_West | Ohio | 39 | Tuscarawas | 157 | 7777 | 4 | Dover Peaking | 10745 | 1999 | 9999 | Combustion Turbine | [5 empty] | Fossil | G | 2025 | Oil |  | 0 | 0 | 0 | 0 | 0 | 0 | 0 | 0 | 0 | 0 | 0 | 0 | 0 | 0 | 0 | 0 | 0 | 0 | 0 | 0 | 0 | 0 | 0 | 0 | 0 | 0 | 0 | 0 | 0 | 0 | 0 | 0 | 0 | 0 | 0 | 0 | 0 | 0 | 0 | 0 | 0.03366 | 0 | 0 | 0 | 0 | 0 | 0 | 0 | 0 | 0 | 1.8
7777_G_3 | PJM_West | Ohio | 39 | Tuscarawas | 157 | 7777 | 3 | Dover Peaking | 10745 | 1999 | 9999 | Combustion Turbine | [5 empty] | Fossil | G | 2025 | Oil |  | 0 | 0 | 0 | 0 | 0 | 0 | 0 | 0 | 0 | 0 | 0 | 0 | 0 | 0 | 0 | 0 | 0 | 0 | 0 | 0 | 0 | 0 | 0 | 0 | 0 | 0 | 0 | 0 | 0 | 0 | 0 | 0 | 0 | 0 | 0 | 0 | 0 | 0 | 0 | 0 | 0.03366 | 0 | 0 | 0 | 0 | 0 | 0 | 0 | 0 | 0 | 1.8
7777_G_2 | PJM_West | Ohio | 39 | Tuscarawas | 157 | 7777 | 2 | Dover Peaking | 10745 | 1999 | 9999 | Combustion Turbine | [5 empty] | Fossil | G | 2025 | Oil |  | 0 | 0 | 0 | 0 | 0 | 0 | 0 | 0 | 0 | 0 | 0 | 0 | 0 | 0 | 0 | 0 | 0 | 0 | 0 | 0 | 0 | 0 | 0 | 0 | 0 | 0 | 0 | 0 | 0 | 0 | 0 | 0 | 0 | 0 | 0 | 0 | 0 | 0 | 0 | 0 | 0.03366 | 0 | 0 | 0 | 0 | 0 | 0 | 0 | 0 | 0 | 1.8
7777_G_1 | PJM_West | Ohio | 39 | Tuscarawas | 157 | 7777 | 1 | Dover Peaking | 10745 | 1999 | 9999 | Combustion Turbine | [5 empty] | Fossil | G | 2025 | Oil |  | 0 | 0 | 0 | 0 | 0 | 0 | 0 | 0 | 0 | 0 | 0 | 0 | 0 | 0 | 0 | 0 | 0 | 0 | 0 | 0 | 0 | 0 | 0 | 0 | 0 | 0 | 0 | 0 | 0 | 0 | 0 | 0 | 0 | 0 | 0 | 0 | 0 | 0 | 0 | 0 | 0.03366 | 0 | 0 | 0 | 0 | 0 | 0 | 0 | 0 | 0 | 1.8
7776_G_6 | PJM_ATSI | Ohio | 39 | Henry | 69 | 7776 | 6 | Napoleon Peaking | 10745 | 1999 | 9999 | Combustion Turbine | [5 empty] | Fossil | G | 2025 | Oil |  | 0 | 0 | 0 | 0 | 0 | 0 | 0 | 0 | 0 | 0 | 0 | 0 | 0 | 0 | 0 | 0 | 0 | 0 | 0 | 0 | 0 | 0 | 0 | 0 | 0 | 0 | 0 | 0 | 0 | 0 | 0 | 0 | 0 | 0 | 0 | 0 | 0 | 0 | 0 | 0 | 0.03366 | 0 | 0 | 0 | 0 | 0 | 0 | 0 | 0 | 0 | 1.8
7776_G_5 | PJM_ATSI | Ohio | 39 | Henry | 69 | 7776 | 5 | Napoleon Peaking | 10745 | 1999 | 9999 | Combustion Turbine | [5 empty] | Fossil | G | 2025 | Oil |  | 0 | 0 | 0 | 0 | 0 | 0 | 0 | 0 | 0 | 0 | 0 | 0 | 0 | 0 | 0 | 0 | 0 | 0 | 0 | 0 | 0 | 0 | 0 | 0 | 0 | 0 | 0 | 0 | 0 | 0 | 0 | 0 | 0 | 0 | 0 | 0 | 0 | 0 | 0 | 0 | 0.03366 | 0 | 0 | 0 | 0 | 0 | 0 | 0 | 0 | 0 | 1.8
7776_G_4 | PJM_ATSI | Ohio | 39 | Henry | 69 | 7776 | 4 | Napoleon Peaking | 10745 | 1999 | 9999 | Combustion Turbine | [5 empty] | Fossil | G | 2025 | Oil |  | 0 | 0 | 0 | 0 | 0 | 0 | 0 | 0 | 0 | 0 | 0 | 0 | 0 | 0 | 0 | 0 | 0 | 0 | 0 | 0 | 0 | 0 | 0 | 0 | 0 | 0 | 0 | 0 | 0 | 0 | 0 | 0 | 0 | 0 | 0 | 0 | 0 | 0 | 0 | 0 | 0.03366 | 0 | 0 | 0 | 0 | 0 | 0 | 0 | 0 | 0 | 1.8
7775_G_3 | PJM_West | Ohio | 39 | Darke | 37 | 7775 | 3 | Versailles Peaking | 10745 | 1999 | 9999 | Combustion Turbine | [5 empty] | Fossil | G | 2025 | Oil |  | 0 | 0 | 0 | 0 | 0 | 0 | 0 | 0 | 0 | 0 | 0 | 0 | 0 | 0 | 0 | 0 | 0 | 0 | 0 | 0 | 0 | 0 | 0 | 0 | 0 | 0 | 0 | 0 | 0 | 0 | 0 | 0 | 0 | 0 | 0 | 0 | 0 | 0 | 0 | 0 | 0.03366 | 0 | 0 | 0 | 0 | 0 | 0 | 0 | 0 | 0 | 1.8
7775_G_2 | PJM_West | Ohio | 39 | Darke | 37 | 7775 | 2 | Versailles Peaking | 10745 | 1999 | 9999 | Combustion Turbine | [5 empty] | Fossil | G | 2025 | Oil |  | 0 | 0 | 0 | 0 | 0 | 0 | 0 | 0 | 0 | 0 | 0 | 0 | 0 | 0 | 0 | 0 | 0 | 0 | 0 | 0 | 0 | 0 | 0 | 0 | 0 | 0 | 0 | 0 | 0 | 0 | 0 | 0 | 0 | 0 | 0 | 0 | 0 | 0 | 0 | 0 | 0.03366 | 0 | 0 | 0 | 0 | 0 | 0 | 0 | 0 | 0 | 1.8
7775_G_1 | PJM_West | Ohio | 39 | Darke | 37 | 7775 | 1 | Versailles Peaking | 10745 | 1999 | 9999 | Combustion Turbine | [5 empty] | Fossil | G | 2025 | Oil |  | 0 | 0 | 0 | 0 | 0 | 0 | 0 | 0 | 0 | 0 | 0 | 0 | 0 | 0 | 0 | 0 | 0 | 0 | 0 | 0 | 0 | 0 | 0 | 0 | 0 | 0 | 0 | 0 | 0 | 0 | 0 | 0 | 0 | 0 | 0 | 0 | 0 | 0 | 0 | 0 | 0.03366 | 0 | 0 | 0 | 0 | 0 | 0 | 0 | 0 | 0 | 1.8
7774_G_6 | PJM_ATSI | Ohio | 39 | Cuyahoga | 35 | 7774 | 6 | Cleveland Peaking | 10745 | 2000 | 9999 | Combustion Turbine | [5 empty] | Fossil | G | 2025 | Oil |  | 0 | 0 | 0 | 0 | 0 | 0 | 0 | 0 | 0 | 0 | 0 | 0 | 0 | 0 | 0 | 0 | 0 | 0 | 0 | 0 | 0 | 0 | 0 | 0 | 0 | 0 | 0 | 0 | 0 | 0 | 0 | 0 | 0 | 0 | 0 | 0 | 0 | 0 | 0 | 0 | 0.03366 | 0 | 0 | 0 | 0 | 0 | 0 | 0 | 0 | 0 | 1.8
7774_G_5 | PJM_ATSI | Ohio | 39 | Cuyahoga | 35 | 7774 | 5 | Cleveland Peaking | 10745 | 2000 | 9999 | Combustion Turbine | [5 empty] | Fossil | G | 2025 | Oil |  | 0 | 0 | 0 | 0 | 0 | 0 | 0 | 0 | 0 | 0 | 0 | 0 | 0 | 0 | 0 | 0 | 0 | 0 | 0 | 0 | 0 | 0 | 0 | 0 | 0 | 0 | 0 | 0 | 0 | 0 | 0 | 0 | 0 | 0 | 0 | 0 | 0 | 0 | 0 | 0 | 0.03366 | 0 | 0 | 0 | 0 | 0 | 0 | 0 | 0 | 0 | 1.8
7774_G_4 | PJM_ATSI | Ohio | 39 | Cuyahoga | 35 | 7774 | 4 | Cleveland Peaking | 10745 | 2000 | 9999 | Combustion Turbine | [5 empty] | Fossil | G | 2025 | Oil |  | 0 | 0 | 0 | 0 | 0 | 0 | 0 | 0 | 0 | 0 | 0 | 0 | 0 | 0 | 0 | 0 | 0 | 0 | 0 | 0 | 0 | 0 | 0 | 0 | 0 | 0 | 0 | 0 | 0 | 0 | 0 | 0 | 0 | 0 | 0 | 0 | 0 | 0 | 0 | 0 | 0.03366 | 0 | 0 | 0 | 0 | 0 | 0 | 0 | 0 | 0 | 1.8
7774_G_3 | PJM_ATSI | Ohio | 39 | Cuyahoga | 35 | 7774 | 3 | Cleveland Peaking | 10745 | 2000 | 9999 | Combustion Turbine | [5 empty] | Fossil | G | 2025 | Oil |  | 0 | 0 | 0 | 0 | 0 | 0 | 0 | 0 | 0 | 0 | 0 | 0 | 0 | 0 | 0 | 0 | 0 | 0 | 0 | 0 | 0 | 0 | 0 | 0 | 0 | 0 | 0 | 0 | 0 | 0 | 0 | 0 | 0 | 0 | 0 | 0 | 0 | 0 | 0 | 0 | 0.03366 | 0 | 0 | 0 | 0 | 0 | 0 | 0 | 0 | 0 | 1.8
7774_G_2 | PJM_ATSI | Ohio | 39 | Cuyahoga | 35 | 7774 | 2 | Cleveland Peaking | 10745 | 2000 | 9999 | Combustion Turbine | [5 empty] | Fossil | G | 2025 | Oil |  | 0 | 0 | 0 | 0 | 0 | 0 | 0 | 0 | 0 | 0 | 0 | 0 | 0 | 0 | 0 | 0 | 0 | 0 | 0 | 0 | 0 | 0 | 0 | 0 | 0 | 0 | 0 | 0 | 0 | 0 | 0 | 0 | 0 | 0 | 0 | 0 | 0 | 0 | 0 | 0 | 0.03366 | 0 | 0 | 0 | 0 | 0 | 0 | 0 | 0 | 0 | 1.8
7774_G_1 | PJM_ATSI | Ohio | 39 | Cuyahoga | 35 | 7774 | 1 | Cleveland Peaking | 10745 | 2000 | 9999 | Combustion Turbine | [5 empty] | Fossil | G | 2025 | Oil |  | 0 | 0 | 0 | 0 | 0 | 0 | 0 | 0 | 0 | 0 | 0 | 0 | 0 | 0 | 0 | 0 | 0 | 0 | 0 | 0 | 0 | 0 | 0 | 0 | 0 | 0 | 0 | 0 | 0 | 0 | 0 | 0 | 0 | 0 | 0 | 0 | 0 | 0 | 0 | 0 | 0.03366 | 0 | 0 | 0 | 0 | 0 | 0 | 0 | 0 | 0 | 1.8
7771_G_4 | SPP_NEBR | Nebraska | 31 | Keya Paha | 103 | 7771 | 4 | Springview | 0 | 2011 | 9999 | Onshore Wind | [5 empty] | Non-Fossil | G | 2025 | Wind |  | 0 | 0 | 0 | 0 | 0 | 0 | 0 | 0 | 0 | 0 | 0 | 0 | 0 | 0 | 0 | 0 | 1.4736 | 2.0274 | 1.8513 | 5.3523 | 0 | 0 | 0 | 0 | 0 | 0 | 0 | 0 | 0 | 0 | 0 | 0 | 0 | 0 | 0 | 0 | 0 | 0 | 0 | 0 | 0.039806 | 0 | 0 | 0 | 0 | 0 | 0 | 0 | 0 | 0 | 1.4127
7771_G_3 | SPP_NEBR | Nebraska | 31 | Keya Paha | 103 | 7771 | 3 | Springview | 0 | 2011 | 9999 | Onshore Wind | [5 empty] | Non-Fossil | G | 2025 | Wind |  | 0 | 0 | 0 | 0 | 0 | 0 | 0 | 0 | 0 | 0 | 0 | 0 | 0 | 0 | 0 | 0 | 1.4736 | 2.0274 | 1.8513 | 5.3523 | 0 | 0 | 0 | 0 | 0 | 0 | 0 | 0 | 0 | 0 | 0 | 0 | 0 | 0 | 0 | 0 | 0 | 0 | 0 | 0 | 0.039806 | 0 | 0 | 0 | 0 | 0 | 0 | 0 | 0 | 0 | 1.4127
7770_G_GT1 | PJM_COMD | Illinois | 17 | Ogle | 141 | 7770 | GT1 | 1515 S Caron Road | 10745 | 2000 | 9999 | Combustion Turbine | [5 empty] | Fossil | G | 2025 | NaturalGas |  | 0 | 0 | 0.0099325 | 0.0099325 | 0 | 0 | 0 | 0 | 0 | 0 | 0 | 0 | 0 | 0 | 0 | 0 | 0 | 0 | 0.92439 | 0.92439 | 0 | 0 | 0.58145 | 0.58145 | 0 | 0 | 6.9595e-10 | 6.9595e-10 | 0 | 0 | 0.00080136 | 0.00080136 | 0 | 0 | 0 | 0 | 0 | 0 | 0 | 0 | 0.0561 | 0 | 0 | 0.010386 | 0.010386 | 0 | 0 | 0.035428 | 0.035428 | 0 | 3
7768_G_CTG3 | S_SOU | Georgia | 13 | Mitchell | 205 | 7768 | CTG3 | Sowega Power | 10745 | 1999 | 9999 | Combustion Turbine |  |  |  | H2O |  | Fossil | G | 2025 | NaturalGas |  | 0.019338 | 0 | 0.00046304 | 0.019801 | 0 | 0 | 0 | 0 | 0 | 0 | 0 | 0 | 0 | 0 | 0 | 0 | 1.7997 | 0 | 0.043093 | 1.8428 | 1.132 | 0 | 0.027106 | 1.1591 | 1.3535e-09 | 0 | 3.25e-11 | 1.386e-09 | 0.0009306 | 0 | 2.2263e-05 | 0.00095286 | 0 | 0 | 0 | 0 | 0 | 0 | 0 | 0 | 0.90695 | 0.027063 | 0 | 0.0006765 | 0.027739 | 0.072456 | 0 | 0.0017257 | 0.074182 | 0 | 48.5
7768_G_CTG2 | S_SOU | Georgia | 13 | Mitchell | 205 | 7768 | CTG2 | Sowega Power | 10745 | 1999 | 9999 | Combustion Turbine |  |  |  | H2O |  | Fossil | G | 2025 | NaturalGas |  | 0.019338 | 0 | 0.00046304 | 0.019801 | 0 | 0 | 0 | 0 | 0 | 0 | 0 | 0 | 0 | 0 | 0 | 0 | 1.7997 | 0 | 0.043093 | 1.8428 | 1.132 | 0 | 0.027106 | 1.1591 | 1.3535e-09 | 0 | 3.25e-11 | 1.386e-09 | 0.00090439 | 0 | 2.1637e-05 | 0.00092603 | 0 | 0 | 0 | 0 | 0 | 0 | 0 | 0 | 0.90695 | 0.027063 | 0 | 0.0006765 | 0.027739 | 0.072456 | 0 | 0.0017257 | 0.074182 | 0 | 48.5
7767_G_6 | WECC_UT | Utah | 49 | Washington | 53 | 7767 | 6 | Bloomington Power Plant | 10745 | 1999 | 9999 | Combustion Turbine | [5 empty] | Fossil | G | 2025 | Oil |  | 0 | 0 | 0 | 0 | 0 | 0 | 0 | 0 | 0 | 0 | 0 | 0 | 0 | 0 | 0 | 0 | 0 | 0 | 0 | 0 | 0 | 0 | 0 | 0 | 0 | 0 | 0 | 0 | 0 | 0 | 0 | 0 | 0 | 0 | 0 | 0 | 0 | 0 | 0 | 0 | 0.02805 | 0 | 0 | 0 | 0 | 0 | 0 | 0 | 0 | 0 | 1.5
7767_G_5 | WECC_UT | Utah | 49 | Washington | 53 | 7767 | 5 | Bloomington Power Plant | 10745 | 1999 | 9999 | Combustion Turbine | [5 empty] | Fossil | G | 2025 | Oil |  | 0 | 0 | 0 | 0 | 0 | 0 | 0 | 0 | 0 | 0 | 0 | 0 | 0 | 0 | 0 | 0 | 0 | 0 | 0 | 0 | 0 | 0 | 0 | 0 | 0 | 0 | 0 | 0 | 0 | 0 | 0 | 0 | 0 | 0 | 0 | 0 | 0 | 0 | 0 | 0 | 0.02805 | 0 | 0 | 0 | 0 | 0 | 0 | 0 | 0 | 0 | 1.5
7767_G_4 | WECC_UT | Utah | 49 | Washington | 53 | 7767 | 4 | Bloomington Power Plant | 10745 | 1999 | 9999 | Combustion Turbine | [5 empty] | Fossil | G | 2025 | Oil |  | 0 | 0 | 0 | 0 | 0 | 0 | 0 | 0 | 0 | 0 | 0 | 0 | 0 | 0 | 0 | 0 | 0 | 0 | 0 | 0 | 0 | 0 | 0 | 0 | 0 | 0 | 0 | 0 | 0 | 0 | 0 | 0 | 0 | 0 | 0 | 0 | 0 | 0 | 0 | 0 | 0.02805 | 0 | 0 | 0 | 0 | 0 | 0 | 0 | 0 | 0 | 1.5
7767_G_3 | WECC_UT | Utah | 49 | Washington | 53 | 7767 | 3 | Bloomington Power Plant | 10745 | 1999 | 9999 | Combustion Turbine | [5 empty] | Fossil | G | 2025 | Oil |  | 0 | 0 | 0 | 0 | 0 | 0 | 0 | 0 | 0 | 0 | 0 | 0 | 0 | 0 | 0 | 0 | 0 | 0 | 0 | 0 | 0 | 0 | 0 | 0 | 0 | 0 | 0 | 0 | 0 | 0 | 0 | 0 | 0 | 0 | 0 | 0 | 0 | 0 | 0 | 0 | 0.02805 | 0 | 0 | 0 | 0 | 0 | 0 | 0 | 0 | 0 | 1.5
7767_G_2 | WECC_UT | Utah | 49 | Washington | 53 | 7767 | 2 | Bloomington Power Plant | 10745 | 1999 | 9999 | Combustion Turbine | [5 empty] | Fossil | G | 2025 | Oil |  | 0 | 0 | 0 | 0 | 0 | 0 | 0 | 0 | 0 | 0 | 0 | 0 | 0 | 0 | 0 | 0 | 0 | 0 | 0 | 0 | 0 | 0 | 0 | 0 | 0 | 0 | 0 | 0 | 0 | 0 | 0 | 0 | 0 | 0 | 0 | 0 | 0 | 0 | 0 | 0 | 0.02805 | 0 | 0 | 0 | 0 | 0 | 0 | 0 | 0 | 0 | 1.5
7767_G_1 | WECC_UT | Utah | 49 | Washington | 53 | 7767 | 1 | Bloomington Power Plant | 10745 | 1999 | 9999 | Combustion Turbine | [5 empty] | Fossil | G | 2025 | Oil |  | 0 | 0 | 0 | 0 | 0 | 0 | 0 | 0 | 0 | 0 | 0 | 0 | 0 | 0 | 0 | 0 | 0 | 0 | 0 | 0 | 0 | 0 | 0 | 0 | 0 | 0 | 0 | 0 | 0 | 0 | 0 | 0 | 0 | 0 | 0 | 0 | 0 | 0 | 0 | 0 | 0.02805 | 0 | 0 | 0 | 0 | 0 | 0 | 0 | 0 | 0 | 1.5
7766_G_8 | SPP_N | Kansas | 20 | Neosho | 133 | 7766 | 8 | Erie Energy Center | 10745 | 1999 | 9999 | Combustion Turbine | [5 empty] | Fossil | G | 2025 | Oil |  | 0 | 0 | 0 | 0 | 0 | 0 | 0 | 0 | 0 | 0 | 0 | 0 | 0 | 0 | 0 | 0 | 0 | 0 | 0 | 0 | 0 | 0 | 0 | 0 | 0 | 0 | 0 | 0 | 0 | 0 | 0 | 0 | 0 | 0 | 0 | 0 | 0 | 0 | 0 | 0 | 0.04675 | 0 | 0 | 0 | 0 | 0 | 0 | 0 | 0 | 0 | 2.5
7766_G_7 | SPP_N | Kansas | 20 | Neosho | 133 | 7766 | 7 | Erie Energy Center | 10745 | 1999 | 9999 | Combustion Turbine | [5 empty] | Fossil | G | 2025 | Oil |  | 0 | 0 | 0 | 0 | 0 | 0 | 0 | 0 | 0 | 0 | 0 | 0 | 0 | 0 | 0 | 0 | 0 | 0 | 0 | 0 | 0 | 0 | 0 | 0 | 0 | 0 | 0 | 0 | 0 | 0 | 0 | 0 | 0 | 0 | 0 | 0 | 0 | 0 | 0 | 0 | 0.04675 | 0 | 0 | 0 | 0 | 0 | 0 | 0 | 0 | 0 | 2.5
7766_G_6 | SPP_N | Kansas | 20 | Neosho | 133 | 7766 | 6 | Erie Energy Center | 10745 | 1999 | 9999 | Combustion Turbine | [5 empty] | Fossil | G | 2025 | Oil |  | 0 | 0 | 0 | 0 | 0 | 0 | 0 | 0 | 0 | 0 | 0 | 0 | 0 | 0 | 0 | 0 | 0 | 0 | 0 | 0 | 0 | 0 | 0 | 0 | 0 | 0 | 0 | 0 | 0 | 0 | 0 | 0 | 0 | 0 | 0 | 0 | 0 | 0 | 0 | 0 | 0.04675 | 0 | 0 | 0 | 0 | 0 | 0 | 0 | 0 | 0 | 2.5
7766_G_5 | SPP_N | Kansas | 20 | Neosho | 133 | 7766 | 5 | Erie Energy Center | 10745 | 1999 | 9999 | Combustion Turbine | [5 empty] | Fossil | G | 2025 | Oil |  | 0 | 0 | 0 | 0 | 0 | 0 | 0 | 0 | 0 | 0 | 0 | 0 | 0 | 0 | 0 | 0 | 0 | 0 | 0 | 0 | 0 | 0 | 0 | 0 | 0 | 0 | 0 | 0 | 0 | 0 | 0 | 0 | 0 | 0 | 0 | 0 | 0 | 0 | 0 | 0 | 0.04675 | 0 | 0 | 0 | 0 | 0 | 0 | 0 | 0 | 0 | 2.5
7766_G_4 | SPP_N | Kansas | 20 | Neosho | 133 | 7766 | 4 | Erie Energy Center | 10745 | 1999 | 9999 | Combustion Turbine | [5 empty] | Fossil | G | 2025 | Oil |  | 0 | 0 | 0 | 0 | 0 | 0 | 0 | 0 | 0 | 0 | 0 | 0 | 0 | 0 | 0 | 0 | 0 | 0 | 0 | 0 | 0 | 0 | 0 | 0 | 0 | 0 | 0 | 0 | 0 | 0 | 0 | 0 | 0 | 0 | 0 | 0 | 0 | 0 | 0 | 0 | 0.04675 | 0 | 0 | 0 | 0 | 0 | 0 | 0 | 0 | 0 | 2.5
7766_G_3 | SPP_N | Kansas | 20 | Neosho | 133 | 7766 | 3 | Erie Energy Center | 10745 | 1999 | 9999 | Combustion Turbine | [5 empty] | Fossil | G | 2025 | Oil |  | 0 | 0 | 0 | 0 | 0 | 0 | 0 | 0 | 0 | 0 | 0 | 0 | 0 | 0 | 0 | 0 | 0 | 0 | 0 | 0 | 0 | 0 | 0 | 0 | 0 | 0 | 0 | 0 | 0 | 0 | 0 | 0 | 0 | 0 | 0 | 0 | 0 | 0 | 0 | 0 | 0.04675 | 0 | 0 | 0 | 0 | 0 | 0 | 0 | 0 | 0 | 2.5
7766_G_2 | SPP_N | Kansas | 20 | Neosho | 133 | 7766 | 2 | Erie Energy Center | 10745 | 1999 | 9999 | Combustion Turbine | [5 empty] | Fossil | G | 2025 | Oil |  | 0 | 0 | 0 | 0 | 0 | 0 | 0 | 0 | 0 | 0 | 0 | 0 | 0 | 0 | 0 | 0 | 0 | 0 | 0 | 0 | 0 | 0 | 0 | 0 | 0 | 0 | 0 | 0 | 0 | 0 | 0 | 0 | 0 | 0 | 0 | 0 | 0 | 0 | 0 | 0 | 0.04675 | 0 | 0 | 0 | 0 | 0 | 0 | 0 | 0 | 0 | 2.5
7766_G_1 | SPP_N | Kansas | 20 | Neosho | 133 | 7766 | 1 | Erie Energy Center | 10745 | 1999 | 9999 | Combustion Turbine | [5 empty] | Fossil | G | 2025 | Oil |  | 0 | 0 | 0 | 0 | 0 | 0 | 0 | 0 | 0 | 0 | 0 | 0 | 0 | 0 | 0 | 0 | 0 | 0 | 0 | 0 | 0 | 0 | 0 | 0 | 0 | 0 | 0 | 0 | 0 | 0 | 0 | 0 | 0 | 0 | 0 | 0 | 0 | 0 | 0 | 0 | 0.04675 | 0 | 0 | 0 | 0 | 0 | 0 | 0 | 0 | 0 | 2.5
7765_G_9 | S_SOU | Georgia | 13 | Jackson | 157 | 7765 | 9 | Dahlberg | 12100 | 2001 | 9999 | Combustion Turbine |  |  |  | DLNB + H2O |  | Fossil | G | 2025 | NaturalGas |  | 0.012007 | 0 | 0.00084305 | 0.01285 | 0 | 0 | 0 | 0 | 0 | 0 | 0 | 0 | 0 | 0 | 0 | 0 | 0.99233 | 0 | 0.069673 | 1.062 | 0.7029 | 0 | 0.049352 | 0.75225 | 8.4091e-10 | 0 | 5.9119e-11 | 9.0003e-10 | 0.00018125 | 0 | 1.2726e-05 | 0.00019397 | 0 | 0 | 0 | 0 | 0 | 0 | 0 | 0 | 1.4231 | 0.015578 | 0 | 0.0010938 | 0.016672 | 0.044989 | 0 | 0.0031419 | 0.048131 | 0 | 76.1
7765_G_8 | S_SOU | Georgia | 13 | Jackson | 157 | 7765 | 8 | Dahlberg | 12100 | 2000 | 9999 | Combustion Turbine |  |  |  | DLNB + H2O |  | Fossil | G | 2025 | NaturalGas |  | 0.011676 | 0 | 0.00081978 | 0.012496 | 0 | 0 | 0 | 0 | 0 | 0 | 0 | 0 | 0 | 0 | 0 | 0 | 0.96495 | 0 | 0.067751 | 1.0327 | 0.68351 | 0 | 0.04799 | 0.7315 | 8.1771e-10 | 0 | 5.7487e-11 | 8.7519e-10 | 0.00018599 | 0 | 1.3059e-05 | 0.00019905 | 0 | 0 | 0 | 0 | 0 | 0 | 0 | 0 | 1.3838 | 0.015148 | 0 | 0.0010636 | 0.016212 | 0.043748 | 0 | 0.0030552 | 0.046803 | 0 | 74
7765_G_7 | S_SOU | Georgia | 13 | Jackson | 157 | 7765 | 7 | Dahlberg | 12100 | 2000 | 9999 | Combustion Turbine |  |  |  | DLNB + H2O |  | Fossil | G | 2025 | NaturalGas |  | 0.011834 | 0 | 0.00083086 | 0.012665 | 0 | 0 | 0 | 0 | 0 | 0 | 0 | 0 | 0 | 0 | 0 | 0 | 0.97799 | 0 | 0.068666 | 1.0467 | 0.69274 | 0 | 0.048639 | 0.74138 | 8.2876e-10 | 0 | 5.8264e-11 | 8.8702e-10 | 0.00019022 | 0 | 1.3356e-05 | 0.00020358 | 0 | 0 | 0 | 0 | 0 | 0 | 0 | 0 | 1.4025 | 0.015353 | 0 | 0.001078 | 0.016431 | 0.044339 | 0 | 0.0030965 | 0.047435 | 0 | 75
7765_G_6 | S_SOU | Georgia | 13 | Jackson | 157 | 7765 | 6 | Dahlberg | 12100 | 2000 | 9999 | Combustion Turbine |  |  |  | DLNB + H2O |  | Fossil | G | 2025 | NaturalGas |  | 0.011818 | 0 | 0.00082975 | 0.012648 | 0 | 0 | 0 | 0 | 0 | 0 | 0 | 0 | 0 | 0 | 0 | 0 | 0.97668 | 0 | 0.068575 | 1.0453 | 0.69182 | 0 | 0.048574 | 0.74039 | 8.2765e-10 | 0 | 5.8186e-11 | 8.8584e-10 | 0.00017378 | 0 | 1.2201e-05 | 0.00018598 | 0 | 0 | 0 | 0 | 0 | 0 | 0 | 0 | 1.4006 | 0.015332 | 0 | 0.0010765 | 0.016409 | 0.04428 | 0 | 0.0030924 | 0.047372 | 0 | 74.9
7765_G_5 | S_SOU | Georgia | 13 | Jackson | 157 | 7765 | 5 | Dahlberg | 12100 | 2000 | 9999 | Combustion Turbine |  |  |  | DLNB + H2O |  | Fossil | G | 2025 | NaturalGas |  | 0.011786 | 0 | 0.00082754 | 0.012614 | 0 | 0 | 0 | 0 | 0 | 0 | 0 | 0 | 0 | 0 | 0 | 0 | 0.97408 | 0 | 0.068392 | 1.0425 | 0.68997 | 0 | 0.048444 | 0.73842 | 8.2544e-10 | 0 | 5.8031e-11 | 8.8347e-10 | 0.00018286 | 0 | 1.2839e-05 | 0.0001957 | 0 | 0 | 0 | 0 | 0 | 0 | 0 | 0 | 1.3969 | 0.015292 | 0 | 0.0010736 | 0.016365 | 0.044161 | 0 | 0.0030841 | 0.047246 | 0 | 74.7
7765_G_4 | S_SOU | Georgia | 13 | Jackson | 157 | 7765 | 4 | Dahlberg | 12100 | 2000 | 9999 | Combustion Turbine |  |  |  | DLNB + H2O |  | Fossil | G | 2025 | NaturalGas |  | 0.01155 | 0 | 0.00081092 | 0.012361 | 0 | 0 | 0 | 0 | 0 | 0 | 0 | 0 | 0 | 0 | 0 | 0 | 0.95452 | 0 | 0.067018 | 1.0215 | 0.67612 | 0 | 0.047471 | 0.72359 | 8.0887e-10 | 0 | 5.6866e-11 | 8.6573e-10 | 0.00018237 | 0 | 1.2804e-05 | 0.00019517 | 0 | 0 | 0 | 0 | 0 | 0 | 0 | 0 | 1.3688 | 0.014984 | 0 | 0.0010521 | 0.016037 | 0.043275 | 0 | 0.0030222 | 0.046297 | 0 | 73.2
7765_G_3 | S_SOU | Georgia | 13 | Jackson | 157 | 7765 | 3 | Dahlberg | 12100 | 2000 | 9999 | Combustion Turbine |  |  |  | DLNB + H2O |  | Fossil | G | 2025 | NaturalGas |  | 0.011786 | 0 | 0.00082754 | 0.012614 | 0 | 0 | 0 | 0 | 0 | 0 | 0 | 0 | 0 | 0 | 0 | 0 | 0.97408 | 0 | 0.068392 | 1.0425 | 0.68997 | 0 | 0.048444 | 0.73842 | 8.2544e-10 | 0 | 5.8031e-11 | 8.8347e-10 | 0.00019883 | 0 | 1.396e-05 | 0.00021279 | 0 | 0 | 0 | 0 | 0 | 0 | 0 | 0 | 1.3969 | 0.015292 | 0 | 0.0010736 | 0.016365 | 0.044161 | 0 | 0.0030841 | 0.047246 | 0 | 74.7
7765_G_2 | S_SOU | Georgia | 13 | Jackson | 157 | 7765 | 2 | Dahlberg | 12100 | 2000 | 9999 | Combustion Turbine |  |  |  | DLNB + H2O |  | Fossil | G | 2025 | NaturalGas |  | 0.011676 | 0 | 0.00081978 | 0.012496 | 0 | 0 | 0 | 0 | 0 | 0 | 0 | 0 | 0 | 0 | 0 | 0 | 0.96495 | 0 | 0.067751 | 1.0327 | 0.68351 | 0 | 0.04799 | 0.7315 | 8.1771e-10 | 0 | 5.7487e-11 | 8.7519e-10 | 0.00017957 | 0 | 1.2608e-05 | 0.00019218 | 0 | 0 | 0 | 0 | 0 | 0 | 0 | 0 | 1.3838 | 0.015148 | 0 | 0.0010636 | 0.016212 | 0.043748 | 0 | 0.0030552 | 0.046803 | 0 | 74
7765_G_10 | S_SOU | Georgia | 13 | Jackson | 157 | 7765 | 10 | Dahlberg | 12100 | 2001 | 9999 | Combustion Turbine |  |  |  | DLNB + H2O |  | Fossil | G | 2025 | NaturalGas |  | 0.011865 | 0 | 0.00083308 | 0.012698 | 0 | 0 | 0 | 0 | 0 | 0 | 0 | 0 | 0 | 0 | 0 | 0 | 0.9806 | 0 | 0.068849 | 1.0494 | 0.69459 | 0 | 0.048768 | 0.74336 | 8.3097e-10 | 0 | 5.842e-11 | 8.8939e-10 | 0.00018616 | 0 | 1.3071e-05 | 0.00019923 | 0 | 0 | 0 | 0 | 0 | 0 | 0 | 0 | 1.4062 | 0.015394 | 0 | 0.0010808 | 0.016475 | 0.044457 | 0 | 0.0031047 | 0.047562 | 0 | 75.2
7765_G_1 | S_SOU | Georgia | 13 | Jackson | 157 | 7765 | 1 | Dahlberg | 12100 | 2000 | 9999 | Combustion Turbine |  |  |  | DLNB + H2O |  | Fossil | G | 2025 | NaturalGas |  | 0.011802 | 0 | 0.00082865 | 0.012631 | 0 | 0 | 0 | 0 | 0 | 0 | 0 | 0 | 0 | 0 | 0 | 0 | 0.97538 | 0 | 0.068483 | 1.0439 | 0.69089 | 0 | 0.048509 | 0.7394 | 8.2655e-10 | 0 | 5.8109e-11 | 8.8466e-10 | 0.00019373 | 0 | 1.3602e-05 | 0.00020733 | 0 | 0 | 0 | 0 | 0 | 0 | 0 | 0 | 1.3988 | 0.015312 | 0 | 0.0010751 | 0.016387 | 0.044221 | 0 | 0.0030882 | 0.047309 | 0 | 74.8
7764_G_2 | S_SOU | Georgia | 13 | Walton | 297 | 7764 | 2 | MPC Generating | 11518 | 2001 | 9999 | Combustion Turbine |  |  |  | H2O |  | Fossil | G | 2025 | NaturalGas |  | 0.032592 | 0 | 0.0016345 | 0.034226 | 0 | 0 | 0 | 0 | 0 | 0 | 0 | 0 | 0 | 0 | 0 | 0 | 2.8296 | 0 | 0.14191 | 2.9716 | 1.9079 | 0 | 0.095685 | 2.0036 | 2.2812e-09 | 0 | 1.1452e-10 | 2.3957e-09 | 0.0018404 | 0 | 9.2296e-05 | 0.0019327 | 0 | 0 | 0 | 0 | 0 | 0 | 0 | 0 | 2.8985 | 0.044421 | 0 | 0.0022278 | 0.046649 | 0.12212 | 0 | 0.0060916 | 0.12821 | 0 | 155
7764_G_1 | S_SOU | Georgia | 13 | Walton | 297 | 7764 | 1 | MPC Generating | 11518 | 2000 | 9999 | Combustion Turbine |  |  |  | H2O |  | Fossil | G | 2025 | NaturalGas |  | 0.031015 | 0 | 0.0015554 | 0.03257 | 0 | 0 | 0 | 0 | 0 | 0 | 0 | 0 | 0 | 0 | 0 | 0 | 2.6927 | 0 | 0.13504 | 2.8278 | 1.8156 | 0 | 0.091055 | 1.9067 | 2.1708e-09 | 0 | 1.0898e-10 | 2.2798e-09 | 0.0018374 | 0 | 9.2147e-05 | 0.0019295 | 0 | 0 | 0 | 0 | 0 | 0 | 0 | 0 | 2.7583 | 0.042272 | 0 | 0.00212 | 0.044392 | 0.11621 | 0 | 0.0057968 | 0.122 | 0 | 147.5
7763_G_3 | MIS_INKY | Indiana | 18 | Henry | 65 | 7763 | 3 | Henry County | 12334 | 2001 | 9999 | Combustion Turbine |  |  |  | H2O |  | Fossil | G | 2025 | NaturalGas |  | 0 | 0 | 0.086237 | 0.086237 | 0 | 0 | 0 | 0 | 0 | 0 | 0 | 0 | 0 | 0 | 0 | 0 | 0 | 0 | 6.9918 | 6.9918 | 0 | 0 | 5.0483 | 5.0483 | 0 | 0 | 6.0423e-09 | 6.0423e-09 | 0 | 0 | 0.0038288 | 0.0038288 | 0 | 0 | 0 | 0 | 0 | 0 | 0 | 0 | 0.8041 | 0 | 0 | 0.095891 | 0.095891 | 0 | 0 | 0.30587 | 0.30587 | 0 | 43
7763_G_2 | MIS_INKY | Indiana | 18 | Henry | 65 | 7763 | 2 | Henry County | 12334 | 2001 | 9999 | Combustion Turbine |  |  |  | H2O |  | Fossil | G | 2025 | NaturalGas |  | 0 | 0 | 0.086237 | 0.086237 | 0 | 0 | 0 | 0 | 0 | 0 | 0 | 0 | 0 | 0 | 0 | 0 | 0 | 0 | 6.9918 | 6.9918 | 0 | 0 | 5.0483 | 5.0483 | 0 | 0 | 6.0423e-09 | 6.0423e-09 | 0 | 0 | 0.0037744 | 0.0037744 | 0 | 0 | 0 | 0 | 0 | 0 | 0 | 0 | 0.8041 | 0 | 0 | 0.095891 | 0.095891 | 0 | 0 | 0.30587 | 0.30587 | 0 | 43
7763_G_1 | MIS_INKY | Indiana | 18 | Henry | 65 | 7763 | 1 | Henry County | 12334 | 2001 | 9999 | Combustion Turbine |  |  |  | H2O |  | Fossil | G | 2025 | NaturalGas |  | 0 | 0 | 0.086237 | 0.086237 | 0 | 0 | 0 | 0 | 0 | 0 | 0 | 0 | 0 | 0 | 0 | 0 | 0 | 0 | 6.9918 | 6.9918 | 0 | 0 | 5.0483 | 5.0483 | 0 | 0 | 6.0423e-09 | 6.0423e-09 | 0 | 0 | 0.0037555 | 0.0037555 | 0 | 0 | 0 | 0 | 0 | 0 | 0 | 0 | 0.8041 | 0 | 0 | 0.095891 | 0.095891 | 0 | 0 | 0.30587 | 0.30587 | 0 | 43
7760_G_4 | MIS_IL | Illinois | 17 | Vermilion | 183 | 7760 | 4 | Tilton | 11667 | 1999 | 9999 | Combustion Turbine |  |  |  | H2O |  | Fossil | G | 2025 | NaturalGas |  | 0 | 0 | 0.16557 | 0.16557 | 0 | 0 | 0 | 0 | 0 | 0 | 0 | 0 | 0 | 0 | 0 | 0 | 0 | 0 | 14.1915 | 14.1915 | 0 | 0 | 9.6926 | 9.6926 | 0 | 0 | 1.1595e-08 | 1.1595e-08 | 0 | 0 | 0.0075691 | 0.0075691 | 0 | 0 | 0 | 0 | 0 | 0 | 0 | 0 | 0.8228 | 0 | 0 | 0.15945 | 0.15945 | 0 | 0 | 0.59057 | 0.59057 | 0 | 44
7760_G_3 | MIS_IL | Illinois | 17 | Vermilion | 183 | 7760 | 3 | Tilton | 11667 | 1999 | 9999 | Combustion Turbine |  |  |  | H2O |  | Fossil | G | 2025 | NaturalGas |  | 0 | 0 | 0.16557 | 0.16557 | 0 | 0 | 0 | 0 | 0 | 0 | 0 | 0 | 0 | 0 | 0 | 0 | 0 | 0 | 14.1915 | 14.1915 | 0 | 0 | 9.6926 | 9.6926 | 0 | 0 | 1.1595e-08 | 1.1595e-08 | 0 | 0 | 0.0079135 | 0.0079135 | 0 | 0 | 0 | 0 | 0 | 0 | 0 | 0 | 0.8228 | 0 | 0 | 0.15945 | 0.15945 | 0 | 0 | 0.59057 | 0.59057 | 0 | 44
7760_G_2 | MIS_IL | Illinois | 17 | Vermilion | 183 | 7760 | 2 | Tilton | 11667 | 1999 | 9999 | Combustion Turbine |  |  |  | H2O |  | Fossil | G | 2025 | NaturalGas |  | 0 | 0 | 0.16557 | 0.16557 | 0 | 0 | 0 | 0 | 0 | 0 | 0 | 0 | 0 | 0 | 0 | 0 | 0 | 0 | 14.1915 | 14.1915 | 0 | 0 | 9.6926 | 9.6926 | 0 | 0 | 1.1595e-08 | 1.1595e-08 | 0 | 0 | 0.0074408 | 0.0074408 | 0 | 0 | 0 | 0 | 0 | 0 | 0 | 0 | 0.8228 | 0 | 0 | 0.15945 | 0.15945 | 0 | 0 | 0.59057 | 0.59057 | 0 | 44
7760_G_1 | MIS_IL | Illinois | 17 | Vermilion | 183 | 7760 | 1 | Tilton | 11666 | 1999 | 9999 | Combustion Turbine |  |  |  | H2O |  | Fossil | G | 2025 | NaturalGas |  | 0 | 0 | 0.16556 | 0.16556 | 0 | 0 | 0 | 0 | 0 | 0 | 0 | 0 | 0 | 0 | 0 | 0 | 0 | 0 | 14.1915 | 14.1915 | 0 | 0 | 9.6918 | 9.6918 | 0 | 0 | 1.1595e-08 | 1.1595e-08 | 0 | 0 | 0.0073822 | 0.0073822 | 0 | 0 | 0 | 0 | 0 | 0 | 0 | 0 | 0.8228 | 0 | 0 | 0.15945 | 0.15945 | 0 | 0 | 0.59052 | 0.59052 | 0 | 44
776_G_1 | WEC_CALN | California | 6 | Butte | 7 | 776 | 1 | Sly Creek | 0 | 1983 | 9999 | Hydro | [5 empty] | Non-Fossil | G | 2025 | Hydro |  | 0 | 0 | 0 | 0 | 0 | 0 | 0 | 0 | 0 | 0 | 0 | 0 | 0 | 0 | 0 | 0 | 4.1598 | 6.739 | 13.168 | 24.0667 | 0 | 0 | 0 | 0 | 0 | 0 | 0 | 0 | 0 | 0 | 0 | 0 | 0 | 0 | 0 | 0 | 0 | 0 | 0 | 0 | 0.13401 | 0.011065 | 0.017926 | 0.035027 | 0.064018 | 0 | 0 | 0 | 0 | 0 | 9
7759_G_GT4 | MIS_INKY | Indiana | 18 | Marion | 97 | 7759 | GT4 | Georgetown | 13283 | 2001 | 9999 | Combustion Turbine |  |  |  | DLNB |  | Fossil | G | 2025 | NaturalGas |  | 0 | 0 | 0.15356 | 0.15356 | 0 | 0 | 0 | 0 | 0 | 0 | 0 | 0 | 0 | 0 | 0 | 0 | 0 | 0 | 11.5606 | 11.5606 | 0 | 0 | 8.9894 | 8.9894 | 0 | 0 | 1.0753e-08 | 1.0753e-08 | 0 | 0 | 0.001908 | 0.001908 | 0 | 0 | 0 | 0 | 0 | 0 | 0 | 0 | 1.2903 | 0 | 0 | 0.15855 | 0.15855 | 0 | 0 | 0.54465 | 0.54465 | 0 | 69
7759_G_GT3 | MIS_INKY | Indiana | 18 | Marion | 97 | 7759 | GT3 | Georgetown | 13283 | 2000 | 9999 | Combustion Turbine |  |  |  | DLNB |  | Fossil | G | 2025 | NaturalGas |  | 0 | 0 | 0.15356 | 0.15356 | 0 | 0 | 0 | 0 | 0 | 0 | 0 | 0 | 0 | 0 | 0 | 0 | 0 | 0 | 11.5606 | 11.5606 | 0 | 0 | 8.9894 | 8.9894 | 0 | 0 | 1.0753e-08 | 1.0753e-08 | 0 | 0 | 0.0018942 | 0.0018942 | 0 | 0 | 0 | 0 | 0 | 0 | 0 | 0 | 1.2903 | 0 | 0 | 0.15855 | 0.15855 | 0 | 0 | 0.54465 | 0.54465 | 0 | 69
7759_G_GT2 | MIS_INKY | Indiana | 18 | Marion | 97 | 7759 | GT2 | Georgetown | 13283 | 2000 | 9999 | Combustion Turbine |  |  |  | DLNB |  | Fossil | G | 2025 | NaturalGas |  | 0 | 0 | 0.15356 | 0.15356 | 0 | 0 | 0 | 0 | 0 | 0 | 0 | 0 | 0 | 0 | 0 | 0 | 0 | 0 | 11.5606 | 11.5606 | 0 | 0 | 8.9894 | 8.9894 | 0 | 0 | 1.0753e-08 | 1.0753e-08 | 0 | 0 | 0.0019779 | 0.0019779 | 0 | 0 | 0 | 0 | 0 | 0 | 0 | 0 | 1.2903 | 0 | 0 | 0.15855 | 0.15855 | 0 | 0 | 0.54465 | 0.54465 | 0 | 69
7759_G_GT1 | MIS_INKY | Indiana | 18 | Marion | 97 | 7759 | GT1 | Georgetown | 13282 | 2000 | 9999 | Combustion Turbine |  |  |  | DLNB |  | Fossil | G | 2025 | NaturalGas |  | 0 | 0 | 0.15355 | 0.15355 | 0 | 0 | 0 | 0 | 0 | 0 | 0 | 0 | 0 | 0 | 0 | 0 | 0 | 0 | 11.5606 | 11.5606 | 0 | 0 | 8.9887 | 8.9887 | 0 | 0 | 1.0752e-08 | 1.0752e-08 | 0 | 0 | 0.0018303 | 0.0018303 | 0 | 0 | 0 | 0 | 0 | 0 | 0 | 0 | 1.2903 | 0 | 0 | 0.15855 | 0.15855 | 0 | 0 | 0.54461 | 0.54461 | 0 | 69
7758_G_6 | MIS_MIDA | Iowa | 19 | Bremer | 17 | 7758 | 6 | South Plant | 10745 | 2000 | 9999 | Combustion Turbine | [5 empty] | Fossil | G | 2025 | Oil |  | 0 | 0 | 0 | 0 | 0 | 0 | 0 | 0 | 0 | 0 | 0 | 0 | 0 | 0 | 0 | 0 | 0 | 0 | 0 | 0 | 0 | 0 | 0 | 0 | 0 | 0 | 0 | 0 | 0 | 0 | 0 | 0 | 0 | 0 | 0 | 0 | 0 | 0 | 0 | 0 | 0.03553 | 0 | 0 | 0 | 0 | 0 | 0 | 0 | 0 | 0 | 1.9
7758_G_5 | MIS_MIDA | Iowa | 19 | Bremer | 17 | 7758 | 5 | South Plant | 10745 | 2000 | 9999 | Combustion Turbine | [5 empty] | Fossil | G | 2025 | Oil |  | 0 | 0 | 0 | 0 | 0 | 0 | 0 | 0 | 0 | 0 | 0 | 0 | 0 | 0 | 0 | 0 | 0 | 0 | 0 | 0 | 0 | 0 | 0 | 0 | 0 | 0 | 0 | 0 | 0 | 0 | 0 | 0 | 0 | 0 | 0 | 0 | 0 | 0 | 0 | 0 | 0.03553 | 0 | 0 | 0 | 0 | 0 | 0 | 0 | 0 | 0 | 1.9
7758_G_4 | MIS_MIDA | Iowa | 19 | Bremer | 17 | 7758 | 4 | South Plant | 10745 | 2000 | 9999 | Combustion Turbine | [5 empty] | Fossil | G | 2025 | Oil |  | 0 | 0 | 0 | 0 | 0 | 0 | 0 | 0 | 0 | 0 | 0 | 0 | 0 | 0 | 0 | 0 | 0 | 0 | 0 | 0 | 0 | 0 | 0 | 0 | 0 | 0 | 0 | 0 | 0 | 0 | 0 | 0 | 0 | 0 | 0 | 0 | 0 | 0 | 0 | 0 | 0.03553 | 0 | 0 | 0 | 0 | 0 | 0 | 0 | 0 | 0 | 1.9
7758_G_3 | MIS_MIDA | Iowa | 19 | Bremer | 17 | 7758 | 3 | South Plant | 10745 | 2000 | 9999 | Combustion Turbine | [5 empty] | Fossil | G | 2025 | Oil |  | 0 | 0 | 0 | 0 | 0 | 0 | 0 | 0 | 0 | 0 | 0 | 0 | 0 | 0 | 0 | 0 | 0 | 0 | 0 | 0 | 0 | 0 | 0 | 0 | 0 | 0 | 0 | 0 | 0 | 0 | 0 | 0 | 0 | 0 | 0 | 0 | 0 | 0 | 0 | 0 | 0.03553 | 0 | 0 | 0 | 0 | 0 | 0 | 0 | 0 | 0 | 1.9
7758_G_2 | MIS_MIDA | Iowa | 19 | Bremer | 17 | 7758 | 2 | South Plant | 10745 | 2000 | 9999 | Combustion Turbine | [5 empty] | Fossil | G | 2025 | Oil |  | 0 | 0 | 0 | 0 | 0 | 0 | 0 | 0 | 0 | 0 | 0 | 0 | 0 | 0 | 0 | 0 | 0 | 0 | 0 | 0 | 0 | 0 | 0 | 0 | 0 | 0 | 0 | 0 | 0 | 0 | 0 | 0 | 0 | 0 | 0 | 0 | 0 | 0 | 0 | 0 | 0.03553 | 0 | 0 | 0 | 0 | 0 | 0 | 0 | 0 | 0 | 1.9
7758_G_1 | MIS_MIDA | Iowa | 19 | Bremer | 17 | 7758 | 1 | South Plant | 10745 | 2000 | 9999 | Combustion Turbine | [5 empty] | Fossil | G | 2025 | Oil |  | 0 | 0 | 0 | 0 | 0 | 0 | 0 | 0 | 0 | 0 | 0 | 0 | 0 | 0 | 0 | 0 | 0 | 0 | 0 | 0 | 0 | 0 | 0 | 0 | 0 | 0 | 0 | 0 | 0 | 0 | 0 | 0 | 0 | 0 | 0 | 0 | 0 | 0 | 0 | 0 | 0.03553 | 0 | 0 | 0 | 0 | 0 | 0 | 0 | 0 | 0 | 1.9
7757_G_6 | S_D_AECI | Oklahoma | 40 | Mayes | 97 | 7757 | 6 | Chouteau | 7433 | 2011 | 9999 | Combined Cycle |  |  | SCR | DLNB |  | Fossil | G | 2025 | NaturalGas |  | 1.335 | 0.10444 | 2.3475 | 3.787 | 0 | 0 | 0 | 0 | 0 | 0 | 0 | 0 | 0 | 0 | 0 | 0 | 179.6099 | 14.0505 | 315.8229 | 509.4833 | 78.1533 | 6.1138 | 137.4233 | 221.6904 | 9.344e-08 | 7.3097e-09 | 1.6432e-07 | 2.6507e-07 | 0.0030305 | 0.00023707 | 0.0053288 | 0.0085964 | 0 | 0 | 0 | 0 | 0 | 0 | 0 | 0 | 4.3679 | 0.4053 | 0.05464 | 0.75562 | 1.2156 | 4.9621 | 0.3652 | 8.3028 | 13.6301 | 0 | 143 | SCR
7757_G_5 | S_D_AECI | Oklahoma | 40 | Mayes | 97 | 7757 | 5 | Chouteau | 7433 | 2011 | 9999 | Combined Cycle |  |  | SCR | DLNB |  | Fossil | G | 2025 | NaturalGas |  | 1.4471 | 0.1132 | 2.5445 | 4.1048 | 0 | 0 | 0 | 0 | 0 | 0 | 0 | 0 | 0 | 0 | 0 | 0 | 194.6821 | 15.2296 | 342.3256 | 552.2372 | 84.7116 | 6.6268 | 148.9554 | 240.2938 | 1.0128e-07 | 7.9231e-09 | 1.7811e-07 | 2.8731e-07 | 0.0032848 | 0.00025696 | 0.005776 | 0.0093178 | 0 | 0 | 0 | 0 | 0 | 0 | 0 | 0 | 4.7344 | 0.43931 | 0.059225 | 0.81903 | 1.3176 | 5.3785 | 0.39585 | 8.9995 | 14.7739 | 0 | 155 | SCR
7757_G_4 | S_D_AECI | Oklahoma | 40 | Mayes | 97 | 7757 | 4 | Chouteau | 7433 | 2011 | 9999 | Combined Cycle | other |  | SCR | DLNB |  | Fossil | G | 2025 | NaturalGas |  | 1.4657 | 0.11466 | 2.5773 | 4.1577 | 0 | 0 | 0 | 0 | 0 | 0 | 0 | 0 | 0 | 0 | 0 | 0 | 197.1941 | 15.4261 | 346.7427 | 559.3628 | 85.8046 | 6.7123 | 150.8774 | 243.3943 | 1.0259e-07 | 8.0253e-09 | 1.8041e-07 | 2.9102e-07 | 0.0033272 | 0.00026028 | 0.0058505 | 0.009438 | 0 | 0 | 0 | 0 | 0 | 0 | 0 | 0 | 4.7955 | 0.44498 | 0.059989 | 0.8296 | 1.3346 | 5.4479 | 0.40095 | 9.1156 | 14.9645 | 0 | 157 | SCR
7757_G_3 | S_D_AECI | Oklahoma | 40 | Mayes | 97 | 7757 | 3 | Chouteau | 7433 | 2000 | 9999 | Combined Cycle | other |  | SCR | DLNB |  | Fossil | G | 2025 | NaturalGas |  | 1.3942 | 0.10006 | 2.249 | 3.7432 | 0 | 0 | 0 | 0 | 0 | 0 | 0 | 0 | 0 | 0 | 0 | 0 | 187.5637 | 13.461 | 302.5716 | 503.5963 | 81.6142 | 5.8572 | 131.6573 | 219.1288 | 9.7592e-08 | 7.0039e-09 | 1.5747e-07 | 2.6206e-07 | 0.019971 | 0.0014333 | 0.032217 | 0.053622 | 0 | 0 | 0 | 0 | 0 | 0 | 0 | 0 | 4.1846 | 0.40612 | 0.052347 | 0.72392 | 1.1824 | 5.1819 | 0.34988 | 7.9544 | 13.4861 | 0 | 137 | SCR
7757_G_2 | S_D_AECI | Oklahoma | 40 | Mayes | 97 | 7757 | 2 | Chouteau | 7433 | 2000 | 9999 | Combined Cycle | Other |  | SCR | DLNB |  | Fossil | G | 2025 | NaturalGas |  | 1.4552 | 0.10444 | 2.3475 | 3.9072 | 0 | 0 | 0 | 0 | 0 | 0 | 0 | 0 | 0 | 0 | 0 | 0 | 195.7782 | 14.0505 | 315.8229 | 525.6516 | 85.1885 | 6.1138 | 137.4233 | 228.7257 | 1.0187e-07 | 7.3107e-09 | 1.6436e-07 | 2.7354e-07 | 0.020846 | 0.0014961 | 0.033628 | 0.05597 | 0 | 0 | 0 | 0 | 0 | 0 | 0 | 0 | 4.3679 | 0.4239 | 0.05464 | 0.75562 | 1.2342 | 5.4088 | 0.3652 | 8.3028 | 14.0768 | 0 | 143 | SCR
7757_G_1 | S_D_AECI | Oklahoma | 40 | Mayes | 97 | 7757 | 1 | Chouteau | 7433 | 2000 | 9999 | Combined Cycle | Other |  | SCR | DLNB |  | Fossil | G | 2025 | NaturalGas |  | 1.4349 | 0.10298 | 2.3147 | 3.8525 | 0 | 0 | 0 | 0 | 0 | 0 | 0 | 0 | 0 | 0 | 0 | 0 | 193.04 | 13.854 | 311.4058 | 518.2999 | 83.9971 | 6.0283 | 135.5013 | 225.5267 | 1.0044e-07 | 7.2084e-09 | 1.6206e-07 | 2.6971e-07 | 0.020554 | 0.0014751 | 0.033158 | 0.055187 | 0 | 0 | 0 | 0 | 0 | 0 | 0 | 0 | 4.3068 | 0.41797 | 0.053876 | 0.74505 | 1.2169 | 5.3332 | 0.36009 | 8.1866 | 13.8799 | 0 | 141 | SCR
7754_G_2 | S_D_AECI | Missouri | 29 | Nodaway | 147 | 7754 | 2 | Nodaway | 12649 | 1999 | 9999 | Combustion Turbine |  |  |  | DLNB |  | Fossil | G | 2025 | NaturalGas |  | 0 | 0 | 0 | 0 | 0 | 0 | 0 | 0 | 0 | 0 | 0 | 0 | 0 | 0 | 0 | 0 | 0 | 0 | 0 | 0 | 0 | 0 | 0 | 0 | 0 | 0 | 0 | 0 | 0 | 0 | 0 | 0 | 0 | 0 | 0 | 0 | 0 | 0 | 0 | 0 | 1.6082 | 0 | 0 | 0 | 0 | 0 | 0 | 0 | 0 | 0 | 86
7754_G_1 | S_D_AECI | Missouri | 29 | Nodaway | 147 | 7754 | 1 | Nodaway | 12648 | 1999 | 9999 | Combustion Turbine |  |  |  | DLNB |  | Fossil | G | 2025 | Oil |  | 0 | 0 | 0 | 0 | 0 | 0 | 0 | 0 | 0 | 0 | 0 | 0 | 0 | 0 | 0 | 0 | 0 | 0 | 0 | 0 | 0 | 0 | 0 | 0 | 0 | 0 | 0 | 0 | 0 | 0 | 0 | 0 | 0 | 0 | 0 | 0 | 0 | 0 | 0 | 0 | 1.6082 | 0 | 0 | 0 | 0 | 0 | 0 | 0 | 0 | 0 | 86
7749_G_1 | S_D_AECI | Missouri | 29 | Stoddard | 207 | 7749 | 1 | Essex | 11355 | 1999 | 9999 | Combustion Turbine |  |  |  | DLNB |  | Fossil | G | 2025 | NaturalGas |  | 0 | 0 | 0.094064 | 0.094064 | 0 | 0 | 0 | 0 | 0 | 0 | 0 | 0 | 0 | 0 | 0 | 0 | 0 | 0 | 8.2839 | 8.2839 | 0 | 0 | 5.5065 | 5.5065 | 0 | 0 | 6.585e-09 | 6.585e-09 | 0 | 0 | 0.0049995 | 0.0049995 | 0 | 0 | 0 | 0 | 0 | 0 | 0 | 0 | 1.9448 | 0 | 0 | 0.12457 | 0.12457 | 0 | 0 | 0.33269 | 0.33269 | 0 | 104
7737_B_RB01 | S_VACA | South Carolina | 45 | Charleston | 19 | 7737 | RB01 | Kapstone | 12504 | 1998 | 9999 | Coal Steam | wall | dry | ESPH + Bag House | LNB |  | Fossil | B | 2025 | Coal | DSI | 0 | 0 | 0 | 0 | 0 | 0 | 0 | 0 | 0 | 0 | 0 | 0 | 0 | 0 | 0 | 0 | 0 | 0 | 0 | 0 | 0 | 0 | 0 | 0 | 0 | 0 | 0 | 0 | 0 | 0 | 0 | 0 | 0 | 0 | 0 | 0 | 0 | 0 | 0 | 0 | 1.5185 | 0 | 0 | 0 | 0 | 0 | 0 | 0 | 0 | 0.95603 | 41.8877 | DSI
7737_B_B001 | S_VACA | South Carolina | 45 | Charleston | 19 | 7737 | B001 | Kapstone | 12497 | 1998 | 9999 | Biomass | wall | dry | Bag House + Dry Scrubber | LNB | Dry Scrubber | Non-Fossil | B | 2025 |  | Biomass Retirement | 0 | 0 | 0 | 0 | 0 | 0 | 0 | 0 | 0 | 0 | 0 | 0 | 0 | 0 | 0 | 0 | 0 | 0 | 0 | 0 | 0 | 0 | 0 | 0 | 0 | 0 | 0 | 0 | 0 | 0 | 0 | 0 | 0 | 0 | 0 | 0 | 0 | 0 | 0 | 0 | 0 | 0 | 0 | 0 | 0 | 0 | 0 | 0 | 0 | 0 | 42 | Scrubber | Dry Scrubber
7725_G_5 | WECC_PNW | Oregon | 41 | Benton | 3 | 7725 | 5 | Coffin Butte | 13500 | 2007 | 9999 | Landfill Gas | [5 empty] | Non-Fossil | G | 2025 | LF Gas |  | 0.035328 | 0.048247 | 0.061029 | 0.1446 | 0 | 0 | 0 | 0 | 0 | 0 | 0 | 0 | 0 | 0 | 0 | 0 | 2.6169 | 3.5739 | 4.5206 | 10.7114 | 2.0359 | 2.7804 | 3.517 | 8.3334 | 0 | 0 | 0 | 0 | 0.0042539 | 0.0058095 | 0.0073484 | 0.017412 | 0 | 0 | 0 | 0 | 0 | 0 | 0 | 0 | 0.37753 | 0.017112 | 0.02337 | 0.029561 | 0.070043 | 0 | 0 | 0 | 0 | 0 | 1.5
7725_G_4 | WECC_PNW | Oregon | 41 | Benton | 3 | 7725 | 4 | Coffin Butte | 13500 | 2007 | 9999 | Landfill Gas | [5 empty] | Non-Fossil | G | 2025 | LF Gas |  | 0.035328 | 0.048247 | 0.061029 | 0.1446 | 0 | 0 | 0 | 0 | 0 | 0 | 0 | 0 | 0 | 0 | 0 | 0 | 2.6169 | 3.5739 | 4.5206 | 10.7114 | 2.0359 | 2.7804 | 3.517 | 8.3334 | 0 | 0 | 0 | 0 | 0.0042539 | 0.0058095 | 0.0073484 | 0.017412 | 0 | 0 | 0 | 0 | 0 | 0 | 0 | 0 | 0.37753 | 0.017112 | 0.02337 | 0.029561 | 0.070043 | 0 | 0 | 0 | 0 | 0 | 1.5
7725_G_3 | WECC_PNW | Oregon | 41 | Benton | 3 | 7725 | 3 | Coffin Butte | 13500 | 1995 | 9999 | Landfill Gas | [5 empty] | Non-Fossil | G | 2025 | LF Gas |  | 0.018842 | 0.025732 | 0.032549 | 0.077122 | 0 | 0 | 0 | 0 | 0 | 0 | 0 | 0 | 0 | 0 | 0 | 0 | 1.3957 | 1.9061 | 2.411 | 5.7128 | 1.0858 | 1.4829 | 1.8757 | 4.4445 | 0 | 0 | 0 | 0 | 0.0022687 | 0.0030984 | 0.0039192 | 0.0092863 | 0 | 0 | 0 | 0 | 0 | 0 | 0 | 0 | 0.18775 | 0.0091265 | 0.012464 | 0.015766 | 0.037356 | 0 | 0 | 0 | 0 | 0 | 0.8
7725_G_2 | WECC_PNW | Oregon | 41 | Benton | 3 | 7725 | 2 | Coffin Butte | 13500 | 1995 | 9999 | Landfill Gas | [5 empty] | Non-Fossil | G | 2025 | LF Gas |  | 0.018842 | 0.025732 | 0.032549 | 0.077122 | 0 | 0 | 0 | 0 | 0 | 0 | 0 | 0 | 0 | 0 | 0 | 0 | 1.3957 | 1.9061 | 2.411 | 5.7128 | 1.0858 | 1.4829 | 1.8757 | 4.4445 | 0 | 0 | 0 | 0 | 0.0022687 | 0.0030984 | 0.0039192 | 0.0092863 | 0 | 0 | 0 | 0 | 0 | 0 | 0 | 0 | 0.18775 | 0.0091265 | 0.012464 | 0.015766 | 0.037356 | 0 | 0 | 0 | 0 | 0 | 0.8
7725_G_1 | WECC_PNW | Oregon | 41 | Benton | 3 | 7725 | 1 | Coffin Butte | 13500 | 1995 | 9999 | Landfill Gas | [5 empty] | Non-Fossil | G | 2025 | LF Gas |  | 0.018842 | 0.025732 | 0.032549 | 0.077122 | 0 | 0 | 0 | 0 | 0 | 0 | 0 | 0 | 0 | 0 | 0 | 0 | 1.3957 | 1.9061 | 2.411 | 5.7128 | 1.0858 | 1.4829 | 1.8757 | 4.4445 | 0 | 0 | 0 | 0 | 0.0022687 | 0.0030984 | 0.0039192 | 0.0092863 | 0 | 0 | 0 | 0 | 0 | 0 | 0 | 0 | 0.18775 | 0.0091265 | 0.012464 | 0.015766 | 0.037356 | 0 | 0 | 0 | 0 | 0 | 0.8
7722_G_2 | S_C_TVA | Tennessee | 47 | Rhea | 143 | 7722 | 2 | Watts Bar Nuclear Plant | 10456 | 2016 | 9999 | Nuclear | [5 empty] | Non-Fossil | G | 2025 | Nuclear |  | 22.0851 | 29.9376 | 40.4695 | 92.4922 | 0 | 0 | 0 | 0 | 0 | 0 | 0 | 0 | 0 | 0 | 0 | 0 | 2112.1945 | 2863.197 | 3870.4564 | 8845.848 | 0 | 0 | 0 | 0 | 0 | 0 | 0 | 0 | 0 | 0 | 0 | 0 | 0 | 0 | 0 | 0 | 0 | 0 | 0 | 0 | 180.1163 | 0.2326 | 0.31531 | 0.42623 | 0.97414 | 14.3057 | 19.3922 | 26.2143 | 59.9122 | 0 | 1122
7722_G_1 | S_C_TVA | Tennessee | 47 | Rhea | 143 | 7722 | 1 | Watts Bar Nuclear Plant | 10456 | 1996 | 9999 | Nuclear | [5 empty] | Non-Fossil | G | 2025 | Nuclear |  | 22.1048 | 29.9643 | 40.5056 | 92.5746 | 0 | 0 | 0 | 0 | 0 | 0 | 0 | 0 | 0 | 0 | 0 | 0 | 2114.0771 | 2865.7489 | 3873.906 | 8853.732 | 0 | 0 | 0 | 0 | 0 | 0 | 0 | 0 | 0 | 0 | 0 | 0 | 0 | 0 | 0 | 0 | 0 | 0 | 0 | 0 | 284.9423 | 0.22464 | 0.30451 | 0.41164 | 0.94079 | 14.3185 | 19.4095 | 26.2377 | 59.9656 | 0 | 1123
7721_G_2 | S_SOU | Alabama | 1 | Mobile | 97 | 7721 | 2 | Theodore Cogen Facility | 6946 | 2000 | 9999 | Combined Cycle |  |  | SCR | DLNB |  | Fossil | G | 2025 | NaturalGas |  | 0.78825 | 1.0685 | 1.4749 | 3.3317 | 0 | 0 | 0 | 0 | 0 | 0 | 0 | 0 | 0 | 0 | 0 | 0 | 113.4825 | 153.8318 | 212.3449 | 479.6591 | 46.835 | 63.4875 | 87.6362 | 197.9587 | 5.6006e-08 | 7.5919e-08 | 1.0477e-07 | 2.367e-07 | 0.0030282 | 0.0041049 | 0.0056663 | 0.012799 | 0 | 0 | 0 | 0 | 0 | 0 | 0 | 0 | 1.9762 | 0.2409 | 0.32655 | 0.45077 | 1.0182 | 2.9534 | 3.7471 | 5.4969 | 12.1974 | 0 | 64.7 | SCR
7721_G_1 | S_SOU | Alabama | 1 | Mobile | 97 | 7721 | 1 | Theodore Cogen Facility | 6946 | 2000 | 9999 | Combined Cycle |  |  | SCR | DLNB |  | Fossil | G | 2025 | NaturalGas |  | 1.9493 | 2.6424 | 3.6475 | 8.2392 | 0 | 0 | 0 | 0 | 0 | 0 | 0 | 0 | 0 | 0 | 0 | 0 | 280.6367 | 380.4186 | 525.1188 | 1186.1741 | 115.8207 | 157.0014 | 216.7202 | 489.5423 | 1.385e-07 | 1.8775e-07 | 2.591e-07 | 5.8534e-07 | 0.0074886 | 0.010151 | 0.014012 | 0.031652 | 0 | 0 | 0 | 0 | 0 | 0 | 0 | 0 | 4.8871 | 0.59573 | 0.80755 | 1.1147 | 2.518 | 7.3037 | 9.2664 | 13.5935 | 30.1637 | 0 | 160 | SCR
7719_G_5 | S_C_TVA | Mississippi | 28 | Lauderdale | 75 | 7719 | 5 | Meridian | 25000 | 1998 | 9999 | Combustion Turbine | [5 empty] | Fossil | G | 2025 | Oil |  | 0 | 0 | 0 | 0 | 0 | 0 | 0 | 0 | 0 | 0 | 0 | 0 | 0 | 0 | 0 | 0 | 0 | 0 | 0 | 0 | 0 | 0 | 0 | 0 | 0 | 0 | 0 | 0 | 0 | 0 | 0 | 0 | 0 | 0 | 0 | 0 | 0 | 0 | 0 | 0 | 0.03366 | 0 | 0 | 0 | 0 | 0 | 0 | 0 | 0 | 0 | 1.8
7719_G_4 | S_C_TVA | Mississippi | 28 | Lauderdale | 75 | 7719 | 4 | Meridian | 25000 | 1998 | 9999 | Combustion Turbine | [5 empty] | Fossil | G | 2025 | Oil |  | 0 | 0 | 0 | 0 | 0 | 0 | 0 | 0 | 0 | 0 | 0 | 0 | 0 | 0 | 0 | 0 | 0 | 0 | 0 | 0 | 0 | 0 | 0 | 0 | 0 | 0 | 0 | 0 | 0 | 0 | 0 | 0 | 0 | 0 | 0 | 0 | 0 | 0 | 0 | 0 | 0.03366 | 0 | 0 | 0 | 0 | 0 | 0 | 0 | 0 | 0 | 1.8
7719_G_3 | S_C_TVA | Mississippi | 28 | Lauderdale | 75 | 7719 | 3 | Meridian | 25000 | 1998 | 9999 | Combustion Turbine | [5 empty] | Fossil | G | 2025 | Oil |  | 0 | 0 | 0 | 0 | 0 | 0 | 0 | 0 | 0 | 0 | 0 | 0 | 0 | 0 | 0 | 0 | 0 | 0 | 0 | 0 | 0 | 0 | 0 | 0 | 0 | 0 | 0 | 0 | 0 | 0 | 0 | 0 | 0 | 0 | 0 | 0 | 0 | 0 | 0 | 0 | 0.03366 | 0 | 0 | 0 | 0 | 0 | 0 | 0 | 0 | 0 | 1.8
7719_G_2 | S_C_TVA | Mississippi | 28 | Lauderdale | 75 | 7719 | 2 | Meridian | 25000 | 1998 | 9999 | Combustion Turbine | [5 empty] | Fossil | G | 2025 | Oil |  | 0 | 0 | 0 | 0 | 0 | 0 | 0 | 0 | 0 | 0 | 0 | 0 | 0 | 0 | 0 | 0 | 0 | 0 | 0 | 0 | 0 | 0 | 0 | 0 | 0 | 0 | 0 | 0 | 0 | 0 | 0 | 0 | 0 | 0 | 0 | 0 | 0 | 0 | 0 | 0 | 0.03366 | 0 | 0 | 0 | 0 | 0 | 0 | 0 | 0 | 0 | 1.8
7719_G_1 | S_C_TVA | Mississippi | 28 | Lauderdale | 75 | 7719 | 1 | Meridian | 25000 | 1998 | 9999 | Combustion Turbine | [5 empty] | Fossil | G | 2025 | Oil |  | 0 | 0 | 0 | 0 | 0 | 0 | 0 | 0 | 0 | 0 | 0 | 0 | 0 | 0 | 0 | 0 | 0 | 0 | 0 | 0 | 0 | 0 | 0 | 0 | 0 | 0 | 0 | 0 | 0 | 0 | 0 | 0 | 0 | 0 | 0 | 0 | 0 | 0 | 0 | 0 | 0.03366 | 0 | 0 | 0 | 0 | 0 | 0 | 0 | 0 | 0 | 1.8
7715_G_3 | S_SOU | Florida | 12 | Santa Rosa | 113 | 7715 | 3 | Pea Ridge | 12742 | 1998 | 9999 | Combustion Turbine | [5 empty] | Fossil | G | 2025 | NaturalGas |  | 0.00062446 | 0 | 4.3868e-05 | 0.00066833 | 0 | 0 | 0 | 0 | 0 | 0 | 0 | 0 | 0 | 0 | 0 | 0 | 0.049008 | 0 | 0.0034428 | 0.052451 | 0.036556 | 0 | 0.002568 | 0.039124 | 4.3667e-11 | 0 | 3.0667e-12 | 4.6733e-11 | 2.6462e-05 | 0 | 1.8586e-06 | 2.832e-05 | 0 | 0 | 0 | 0 | 0 | 0 | 0 | 0 | 0.0748 | 0.00076935 | 0 | 5.4047e-05 | 0.0008234 | 0.0023397 | 0 | 0.00016349 | 0.0025032 | 0 | 4
7715_G_2 | S_SOU | Florida | 12 | Santa Rosa | 113 | 7715 | 2 | Pea Ridge | 12742 | 1998 | 9999 | Combustion Turbine | [5 empty] | Fossil | G | 2025 | NaturalGas |  | 0.00062446 | 0 | 4.3868e-05 | 0.00066833 | 0 | 0 | 0 | 0 | 0 | 0 | 0 | 0 | 0 | 0 | 0 | 0 | 0.049008 | 0 | 0.0034428 | 0.052451 | 0.036556 | 0 | 0.002568 | 0.039124 | 4.3667e-11 | 0 | 3.0667e-12 | 4.6733e-11 | 2.6462e-05 | 0 | 1.8586e-06 | 2.832e-05 | 0 | 0 | 0 | 0 | 0 | 0 | 0 | 0 | 0.0748 | 0.00076935 | 0 | 5.4047e-05 | 0.0008234 | 0.0023397 | 0 | 0.00016349 | 0.0025032 | 0 | 4
7715_G_1 | S_SOU | Florida | 12 | Santa Rosa | 113 | 7715 | 1 | Pea Ridge | 12742 | 1998 | 9999 | Combustion Turbine | [5 empty] | Fossil | G | 2025 | NaturalGas |  | 0.00062446 | 0 | 4.3868e-05 | 0.00066833 | 0 | 0 | 0 | 0 | 0 | 0 | 0 | 0 | 0 | 0 | 0 | 0 | 0.049008 | 0 | 0.0034428 | 0.052451 | 0.036556 | 0 | 0.002568 | 0.039124 | 4.3667e-11 | 0 | 3.0667e-12 | 4.6733e-11 | 4.8876e-05 | 0 | 3.4329e-06 | 5.2309e-05 | 0 | 0 | 0 | 0 | 0 | 0 | 0 | 0 | 0.0748 | 0.00076935 | 0 | 5.4047e-05 | 0.0008234 | 0.0023397 | 0 | 0.00016349 | 0.0025032 | 0 | 4
7710_G_ST3 | S_SOU | Alabama | 1 | Lee | 81 | 7710 | ST3 | H Allen Franklin Combined Cycle | 7050 | 2008 | 9999 | Combined Cycle |  |  | SCR | DLNB |  | Fossil | G | 2025 | NaturalGas |  | 3.4747 | 4.7102 | 6.5018 | 14.6867 | 0 | 0 | 0 | 0 | 0 | 0 | 0 | 0 | 0 | 0 | 0 | 0 | 492.8682 | 668.1102 | 922.2398 | 2083.2182 | 203.4102 | 275.7338 | 380.6148 | 859.7587 | 2.4325e-07 | 3.2973e-07 | 4.5514e-07 | 1.0281e-06 | 0.015897 | 0.021549 | 0.029746 | 0.067192 | 0 | 0 | 0 | 0 | 0 | 0 | 0 | 0 | 8.583 | 1.0463 | 1.4183 | 1.9577 | 4.4223 | 13.0192 | 16.5178 | 24.2311 | 53.7681 | 0 | 281 | SCR
7710_G_ST2 | S_SOU | Alabama | 1 | Lee | 81 | 7710 | ST2 | H Allen Franklin Combined Cycle | 7050 | 2002 | 9999 | Combined Cycle |  |  | SCR | DLNB |  | Fossil | G | 2025 | NaturalGas |  | 3.4747 | 4.7102 | 6.5018 | 14.6867 | 0 | 0 | 0 | 0 | 0 | 0 | 0 | 0 | 0 | 0 | 0 | 0 | 492.8682 | 668.1102 | 922.2398 | 2083.2182 | 203.4102 | 275.7338 | 380.6148 | 859.7587 | 2.4323e-07 | 3.2971e-07 | 4.5513e-07 | 1.0281e-06 | 0.014489 | 0.019641 | 0.027111 | 0.061241 | 0 | 0 | 0 | 0 | 0 | 0 | 0 | 0 | 8.583 | 1.0463 | 1.4183 | 1.9577 | 4.4223 | 13.0192 | 16.5178 | 24.2311 | 53.7681 | 0 | 281 | SCR
7710_G_ST1 | S_SOU | Alabama | 1 | Lee | 81 | 7710 | ST1 | H Allen Franklin Combined Cycle | 7050 | 2002 | 9999 | Combined Cycle |  |  | SCR | DLNB |  | Fossil | G | 2025 | NaturalGas |  | 2.6339 | 3.5703 | 4.9284 | 11.1326 | 0 | 0 | 0 | 0 | 0 | 0 | 0 | 0 | 0 | 0 | 0 | 0 | 373.5976 | 506.4323 | 699.0643 | 1579.0942 | 154.1863 | 209.0082 | 288.5087 | 651.7032 | 1.8437e-07 | 2.4992e-07 | 3.4499e-07 | 7.7928e-07 | 0.011391 | 0.015441 | 0.021315 | 0.048147 | 0 | 0 | 0 | 0 | 0 | 0 | 0 | 0 | 6.506 | 0.79307 | 1.0751 | 1.484 | 3.3521 | 9.8687 | 12.5206 | 18.3674 | 40.7566 | 0 | 213 | SCR
7710_G_CT3B | S_SOU | Alabama | 1 | Lee | 81 | 7710 | CT3B | H Allen Franklin Combined Cycle | 7050 | 2008 | 9999 | Combined Cycle |  |  | SCR | DLNB |  | Fossil | G | 2025 | NaturalGas |  | 2.3321 | 3.1614 | 4.3638 | 9.8573 | 0 | 0 | 0 | 0 | 0 | 0 | 0 | 0 | 0 | 0 | 0 | 0 | 330.8005 | 448.4185 | 618.9837 | 1398.2027 | 136.5237 | 185.0654 | 255.4589 | 577.048 | 1.6326e-07 | 2.2131e-07 | 3.0548e-07 | 6.9005e-07 | 0.01067 | 0.014463 | 0.019965 | 0.045097 | 0 | 0 | 0 | 0 | 0 | 0 | 0 | 0 | 5.7607 | 0.70222 | 0.9519 | 1.314 | 2.9681 | 8.7382 | 11.0863 | 16.2633 | 36.0878 | 0 | 188.6 | SCR
7710_G_CT3A | S_SOU | Alabama | 1 | Lee | 81 | 7710 | CT3A | H Allen Franklin Combined Cycle | 7050 | 2008 | 9999 | Combined Cycle |  |  | SCR | DLNB |  | Fossil | G | 2025 | NaturalGas |  | 2.3321 | 3.1614 | 4.3638 | 9.8573 | 0 | 0 | 0 | 0 | 0 | 0 | 0 | 0 | 0 | 0 | 0 | 0 | 330.8005 | 448.4185 | 618.9837 | 1398.2027 | 136.5237 | 185.0654 | 255.4589 | 577.048 | 1.6326e-07 | 2.2131e-07 | 3.0548e-07 | 6.9005e-07 | 0.01067 | 0.014463 | 0.019965 | 0.045097 | 0 | 0 | 0 | 0 | 0 | 0 | 0 | 0 | 5.7607 | 0.70222 | 0.9519 | 1.314 | 2.9681 | 8.7382 | 11.0863 | 16.2633 | 36.0878 | 0 | 188.6 | SCR
7710_G_CT2B | S_SOU | Alabama | 1 | Lee | 81 | 7710 | CT2B | H Allen Franklin Combined Cycle | 7050 | 2002 | 9999 | Combined Cycle |  |  | SCR | DLNB |  | Fossil | G | 2025 | NaturalGas |  | 2.096 | 2.8412 | 3.9219 | 8.8591 | 0 | 0 | 0 | 0 | 0 | 0 | 0 | 0 | 0 | 0 | 0 | 0 | 297.2995 | 403.006 | 556.2977 | 1256.6032 | 122.6976 | 166.3234 | 229.5879 | 518.6089 | 1.4672e-07 | 1.9888e-07 | 2.7453e-07 | 6.2013e-07 | 0.0087398 | 0.011847 | 0.016354 | 0.036941 | 0 | 0 | 0 | 0 | 0 | 0 | 0 | 0 | 5.1773 | 0.63111 | 0.8555 | 1.1809 | 2.6675 | 7.8532 | 9.9636 | 14.6163 | 32.4331 | 0 | 169.5 | SCR
7710_G_CT2A | S_SOU | Alabama | 1 | Lee | 81 | 7710 | CT2A | H Allen Franklin Combined Cycle | 7050 | 2002 | 9999 | Combined Cycle |  |  | SCR | DLNB |  | Fossil | G | 2025 | NaturalGas |  | 2.096 | 2.8412 | 3.9219 | 8.8591 | 0 | 0 | 0 | 0 | 0 | 0 | 0 | 0 | 0 | 0 | 0 | 0 | 297.2995 | 403.006 | 556.2977 | 1256.6032 | 122.6976 | 166.3234 | 229.5879 | 518.6089 | 1.4672e-07 | 1.9888e-07 | 2.7453e-07 | 6.2013e-07 | 0.0087398 | 0.011847 | 0.016354 | 0.036941 | 0 | 0 | 0 | 0 | 0 | 0 | 0 | 0 | 5.1773 | 0.63111 | 0.8555 | 1.1809 | 2.6675 | 7.8532 | 9.9636 | 14.6163 | 32.4331 | 0 | 169.5 | SCR
7710_G_CT1B | S_SOU | Alabama | 1 | Lee | 81 | 7710 | CT1B | H Allen Franklin Combined Cycle | 7050 | 2002 | 9999 | Combined Cycle |  |  | SCR | DLNB |  | Fossil | G | 2025 | NaturalGas |  | 2.2913 | 3.106 | 4.2875 | 9.6849 | 0 | 0 | 0 | 0 | 0 | 0 | 0 | 0 | 0 | 0 | 0 | 0 | 325.0124 | 440.5723 | 608.1532 | 1373.7379 | 134.1349 | 181.8273 | 250.9891 | 566.9512 | 1.6039e-07 | 2.1742e-07 | 3.0013e-07 | 6.7794e-07 | 0.0099097 | 0.013433 | 0.018543 | 0.041885 | 0 | 0 | 0 | 0 | 0 | 0 | 0 | 0 | 5.6599 | 0.68994 | 0.93525 | 1.291 | 2.9162 | 8.5853 | 10.8924 | 15.9787 | 35.4564 | 0 | 185.3 | SCR
7710_G_CT1A | S_SOU | Alabama | 1 | Lee | 81 | 7710 | CT1A | H Allen Franklin Combined Cycle | 7050 | 2002 | 9999 | Combined Cycle |  |  | SCR | DLNB |  | Fossil | G | 2025 | NaturalGas |  | 2.2913 | 3.106 | 4.2875 | 9.6849 | 0 | 0 | 0 | 0 | 0 | 0 | 0 | 0 | 0 | 0 | 0 | 0 | 325.0124 | 440.5723 | 608.1532 | 1373.7379 | 134.1349 | 181.8273 | 250.9891 | 566.9512 | 1.6039e-07 | 2.1742e-07 | 3.0013e-07 | 6.7794e-07 | 0.0099097 | 0.013433 | 0.018543 | 0.041885 | 0 | 0 | 0 | 0 | 0 | 0 | 0 | 0 | 5.6599 | 0.68994 | 0.93525 | 1.291 | 2.9162 | 8.5853 | 10.8924 | 15.9787 | 35.4564 | 0 | 185.3 | SCR
7701_B_5 | PJM_EMAC | Pennsylvania | 42 | Bucks | 17 | 7701 | 5 | Fairless Hills | 13990 | 1952 | 9999 | Landfill Gas | wall | dry |  | LNB |  | Non-Fossil | B | 2025 | LF Gas |  | 0.43136 | 0.55668 | 0.68328 | 1.6713 | 0 | 0 | 0 | 0 | 0 | 0 | 0 | 0 | 0 | 0 | 0 | 0 | 30.8335 | 39.791 | 48.8409 | 119.4654 | 24.8589 | 32.0807 | 39.377 | 96.3165 | 0 | 0 | 0 | 0 | 0.013969 | 0.018027 | 0.022126 | 0.054122 | 0 | 0 | 0 | 0 | 0 | 0 | 0 | 0 | 7.0408 | 0.20162 | 0.2602 | 0.31938 | 0.7812 | 0 | 0 | 0 | 0 | 0 | 30
7701_B_4 | PJM_EMAC | Pennsylvania | 42 | Bucks | 17 | 7701 | 4 | Fairless Hills | 13990 | 1952 | 9999 | Landfill Gas | wall | dry |  | LNB |  | Non-Fossil | B | 2025 | LF Gas |  | 0.43136 | 0.55668 | 0.68328 | 1.6713 | 0 | 0 | 0 | 0 | 0 | 0 | 0 | 0 | 0 | 0 | 0 | 0 | 30.8335 | 39.791 | 48.8409 | 119.4654 | 24.8589 | 32.0807 | 39.377 | 96.3165 | 0 | 0 | 0 | 0 | 0.013337 | 0.017211 | 0.021125 | 0.051673 | 0 | 0 | 0 | 0 | 0 | 0 | 0 | 0 | 7.0408 | 0.20162 | 0.2602 | 0.31938 | 0.7812 | 0 | 0 | 0 | 0 | 0 | 30
7699_G_CW1 | FRCC | Florida | 12 | Polk | 105 | 7699 | CW1 | Tiger Bay | 7749 | 1997 | 9999 | Combined Cycle |  |  |  | DLNB |  | Fossil | G | 2025 | NaturalGas |  | 0.42813 | 0.5801 | 1.2067 | 2.2149 | 0 | 0 | 0 | 0 | 0 | 0 | 0 | 0 | 0 | 0 | 0 | 0 | 55.2503 | 74.8608 | 155.7248 | 285.836 | 25.063 | 33.9588 | 70.6409 | 129.6628 | 2.9969e-08 | 4.0607e-08 | 8.4469e-08 | 1.5504e-07 | 0.0065719 | 0.0089045 | 0.018523 | 0.033999 | 0 | 0 | 0 | 0 | 0 | 0 | 0 | 0 | 2.1589 | 0.16208 | 0.21961 | 0.35071 | 0.73241 | 1.6555 | 2.1155 | 4.6903 | 8.4613 | 0 | 70
7699_G_CT1 | FRCC | Florida | 12 | Polk | 105 | 7699 | CT1 | Tiger Bay | 7749 | 1997 | 9999 | Combined Cycle |  |  |  | DLNB |  | Fossil | G | 2025 | NaturalGas |  | 0.79511 | 1.0773 | 2.241 | 4.1135 | 0 | 0 | 0 | 0 | 0 | 0 | 0 | 0 | 0 | 0 | 0 | 0 | 102.6078 | 139.0272 | 289.2032 | 530.8382 | 46.5456 | 63.0664 | 131.1902 | 240.8023 | 5.5657e-08 | 7.5412e-08 | 1.5687e-07 | 2.8794e-07 | 0.012205 | 0.016537 | 0.0344 | 0.063142 | 0 | 0 | 0 | 0 | 0 | 0 | 0 | 0 | 4.0093 | 0.30101 | 0.40785 | 0.65132 | 1.3602 | 3.0746 | 3.9288 | 8.7105 | 15.7139 | 0 | 130
7698_G_2 | S_SOU | Alabama | 1 | Lowndes | 85 | 7698 | 2 | General Electric Plastic | 11374 | 1999 | 9999 | Combined Cycle |  |  |  | DLNB |  | Fossil | G | 2025 | NaturalGas |  | 0.0085341 | 0.0084232 | 0.099423 | 0.11638 | 0 | 0 | 0 | 0 | 0 | 0 | 0 | 0 | 0 | 0 | 0 | 0 | 0.75031 | 0.74057 | 8.7413 | 10.2321 | 0.53362 | 0.52669 | 6.2168 | 7.2771 | 6.3817e-10 | 6.2988e-10 | 7.4307e-09 | 8.6988e-09 | 0.00011794 | 0.0001164 | 0.0013742 | 0.0016085 | 0 | 0 | 0 | 0 | 0 | 0 | 0 | 0 | 0.35032 | 0.0028125 | 0.0027835 | 0.028552 | 0.034148 | 0.031976 | 0.029539 | 0.37053 | 0.43205 | 0 | 12
7698_G_1 | S_SOU | Alabama | 1 | Lowndes | 85 | 7698 | 1 | General Electric Plastic | 11374 | 1999 | 9999 | Combined Cycle |  |  |  | DLNB |  | Fossil | G | 2025 | NaturalGas |  | 0.06045 | 0.059665 | 0.70425 | 0.82436 | 0 | 0 | 0 | 0 | 0 | 0 | 0 | 0 | 0 | 0 | 0 | 0 | 5.3147 | 5.2457 | 61.9172 | 72.4776 | 3.7798 | 3.7308 | 44.0357 | 51.5463 | 4.5224e-09 | 4.4636e-09 | 5.2629e-08 | 6.1615e-08 | 0.00083563 | 0.00082478 | 0.0097338 | 0.011394 | 0 | 0 | 0 | 0 | 0 | 0 | 0 | 0 | 2.4814 | 0.019922 | 0.019717 | 0.20224 | 0.24188 | 0.22649 | 0.20923 | 2.6246 | 3.0603 | 0 | 85
7697_G_2 | S_SOU | Alabama | 1 | Washington | 129 | 7697 | 2 | Washington County Cogeneration Facility | 9009 | 1999 | 9999 | Combined Cycle |  |  |  | DLNB |  | Fossil | G | 2025 | NaturalGas |  | 0.059256 | 0.0139 | 0.16406 | 0.23722 | 0 | 0 | 0 | 0 | 0 | 0 | 0 | 0 | 0 | 0 | 0 | 0 | 6.5774 | 1.5429 | 18.2109 | 26.3312 | 4.0037 | 0.93913 | 11.085 | 16.0278 | 4.7822e-09 | 1.1217e-09 | 1.3254e-08 | 1.9158e-08 | 0.0014565 | 0.00034164 | 0.0040324 | 0.0058305 | 0 | 0 | 0 | 0 | 0 | 0 | 0 | 0 | 0.72983 | 0.024386 | 0.005799 | 0.059483 | 0.089667 | 0.22202 | 0.048743 | 0.61143 | 0.8822 | 0 | 25
7697_G_1 | S_SOU | Alabama | 1 | Washington | 129 | 7697 | 1 | Washington County Cogeneration Facility | 9009 | 1999 | 9999 | Combined Cycle |  |  |  | DLNB |  | Fossil | G | 2025 | NaturalGas |  | 0.17777 | 0.041699 | 0.49219 | 0.71165 | 0 | 0 | 0 | 0 | 0 | 0 | 0 | 0 | 0 | 0 | 0 | 0 | 19.7323 | 4.6286 | 54.6328 | 78.9937 | 12.011 | 2.8174 | 33.2549 | 48.0834 | 1.4364e-08 | 3.3693e-09 | 3.9788e-08 | 5.7521e-08 | 0.0043692 | 0.0010249 | 0.012097 | 0.017491 | 0 | 0 | 0 | 0 | 0 | 0 | 0 | 0 | 2.1895 | 0.073157 | 0.017397 | 0.17845 | 0.269 | 0.66607 | 0.14623 | 1.8343 | 2.6466 | 0 | 75
7693_G_1 | WECC_SCE | California | 6 | Orange | 59 | 7693 | 1 | Anaheim GT | 10745 | 1991 | 9999 | Combustion Turbine |  |  | SCR |  |  | Fossil | G | 2025 | NaturalGas |  | 0 | 0 | 0 | 0 | 0 | 0 | 0 | 0 | 0 | 0 | 0 | 0 | 0 | 0 | 0 | 0 | 0 | 0 | 0 | 0 | 0 | 0 | 0 | 0 | 0 | 0 | 0 | 0 | 0 | 0 | 0 | 0 | 0 | 0 | 0 | 0 | 0 | 0 | 0 | 0 | 0.92213 | 0 | 0 | 0 | 0 | 0 | 0 | 0 | 0 | 0 | 44.5 | SCR
7690_G_2 | PJM_EMAC | Pennsylvania | 42 | Bucks | 17 | 7690 | 2 | Pennsbury | 40000 | 1996 | 9999 | Landfill Gas | [5 empty] | Non-Fossil | G | 2025 | LF Gas |  | 0.111 | 0.14325 | 0.17583 | 0.43008 | 0 | 0 | 0 | 0 | 0 | 0 | 0 | 0 | 0 | 0 | 0 | 0 | 2.775 | 3.5812 | 4.3957 | 10.7519 | 6.3968 | 8.2552 | 10.1327 | 24.7848 | 0 | 0 | 0 | 0 | 0.0038265 | 0.0049381 | 0.0060612 | 0.014826 | 0 | 0 | 0 | 0 | 0 | 0 | 0 | 0 | 0.63367 | 0.018146 | 0.023418 | 0.028744 | 0.070308 | 0 | 0 | 0 | 0 | 0 | 2.7
7690_G_1 | PJM_EMAC | Pennsylvania | 42 | Bucks | 17 | 7690 | 1 | Pennsbury | 40000 | 1996 | 9999 | Landfill Gas | [5 empty] | Non-Fossil | G | 2025 | LF Gas |  | 0.111 | 0.14325 | 0.17583 | 0.43008 | 0 | 0 | 0 | 0 | 0 | 0 | 0 | 0 | 0 | 0 | 0 | 0 | 2.775 | 3.5812 | 4.3957 | 10.7519 | 6.3968 | 8.2552 | 10.1327 | 24.7848 | 0 | 0 | 0 | 0 | 0.0038259 | 0.0049374 | 0.0060603 | 0.014824 | 0 | 0 | 0 | 0 | 0 | 0 | 0 | 0 | 0.63367 | 0.018146 | 0.023418 | 0.028744 | 0.070308 | 0 | 0 | 0 | 0 | 0 | 2.7
7657_G_6 | PJM_ATSI | Ohio | 39 | Defiance | 39 | 7657 | 6 | Auglaize Hydro | 0 | 2004 | 9999 | Hydro | [5 empty] | Non-Fossil | G | 2025 | Hydro |  | 0 | 0 | 0 | 0 | 0 | 0 | 0 | 0 | 0 | 0 | 0 | 0 | 0 | 0 | 0 | 0 | 0.036608 | 0.057409 | 0.092532 | 0.18655 | 0 | 0 | 0 | 0 | 0 | 0 | 0 | 0 | 0 | 0 | 0 | 0 | 0 | 0 | 0 | 0 | 0 | 0 | 0 | 0 | 0.0014889 | 9.7376e-05 | 0.00015271 | 0.00024613 | 0.00049622 | 0 | 0 | 0 | 0 | 0 | 0.1
7657_G_5 | PJM_ATSI | Ohio | 39 | Defiance | 39 | 7657 | 5 | Auglaize Hydro | 0 | 1988 | 9999 | Hydro | [5 empty] | Non-Fossil | G | 2025 | Hydro |  | 0 | 0 | 0 | 0 | 0 | 0 | 0 | 0 | 0 | 0 | 0 | 0 | 0 | 0 | 0 | 0 | 0.29286 | 0.45927 | 0.74026 | 1.4924 | 0 | 0 | 0 | 0 | 0 | 0 | 0 | 0 | 0 | 0 | 0 | 0 | 0 | 0 | 0 | 0 | 0 | 0 | 0 | 0 | 0.011912 | 0.00077901 | 0.0012217 | 0.0019691 | 0.0039698 | 0 | 0 | 0 | 0 | 0 | 0.8
7657_G_4 | PJM_ATSI | Ohio | 39 | Defiance | 39 | 7657 | 4 | Auglaize Hydro | 0 | 1987 | 9999 | Hydro | [5 empty] | Non-Fossil | G | 2025 | Hydro |  | 0 | 0 | 0 | 0 | 0 | 0 | 0 | 0 | 0 | 0 | 0 | 0 | 0 | 0 | 0 | 0 | 0.29286 | 0.45927 | 0.74026 | 1.4924 | 0 | 0 | 0 | 0 | 0 | 0 | 0 | 0 | 0 | 0 | 0 | 0 | 0 | 0 | 0 | 0 | 0 | 0 | 0 | 0 | 0.011912 | 0.00077901 | 0.0012217 | 0.0019691 | 0.0039698 | 0 | 0 | 0 | 0 | 0 | 0.8
7657_G_3A | PJM_ATSI | Ohio | 39 | Defiance | 39 | 7657 | 3A | Auglaize Hydro | 0 | 2004 | 9999 | Hydro | [5 empty] | Non-Fossil | G | 2025 | Hydro |  | 0 | 0 | 0 | 0 | 0 | 0 | 0 | 0 | 0 | 0 | 0 | 0 | 0 | 0 | 0 | 0 | 0.36608 | 0.57409 | 0.92532 | 1.8655 | 0 | 0 | 0 | 0 | 0 | 0 | 0 | 0 | 0 | 0 | 0 | 0 | 0 | 0 | 0 | 0 | 0 | 0 | 0 | 0 | 0.014889 | 0.00097376 | 0.0015271 | 0.0024613 | 0.0049622 | 0 | 0 | 0 | 0 | 0 | 1
7657_G_2A | PJM_ATSI | Ohio | 39 | Defiance | 39 | 7657 | 2A | Auglaize Hydro | 0 | 2004 | 9999 | Hydro | [5 empty] | Non-Fossil | G | 2025 | Hydro |  | 0 | 0 | 0 | 0 | 0 | 0 | 0 | 0 | 0 | 0 | 0 | 0 | 0 | 0 | 0 | 0 | 0.36608 | 0.57409 | 0.92532 | 1.8655 | 0 | 0 | 0 | 0 | 0 | 0 | 0 | 0 | 0 | 0 | 0 | 0 | 0 | 0 | 0 | 0 | 0 | 0 | 0 | 0 | 0.014889 | 0.00097376 | 0.0015271 | 0.0024613 | 0.0049622 | 0 | 0 | 0 | 0 | 0 | 1
7657_G_1 | PJM_ATSI | Ohio | 39 | Defiance | 39 | 7657 | 1 | Auglaize Hydro | 0 | 1986 | 9999 | Hydro | [5 empty] | Non-Fossil | G | 2025 | Hydro |  | 0 | 0 | 0 | 0 | 0 | 0 | 0 | 0 | 0 | 0 | 0 | 0 | 0 | 0 | 0 | 0 | 0.29286 | 0.45927 | 0.74026 | 1.4924 | 0 | 0 | 0 | 0 | 0 | 0 | 0 | 0 | 0 | 0 | 0 | 0 | 0 | 0 | 0 | 0 | 0 | 0 | 0 | 0 | 0.011912 | 0.00077901 | 0.0012217 | 0.0019691 | 0.0039698 | 0 | 0 | 0 | 0 | 0 | 0.8
7646_G_3 | WEC_CALN | California | 6 | Solano | 95 | 7646 | 3 | Monticello Dam | 0 | 1983 | 9999 | Hydro | [5 empty] | Non-Fossil | G | 2025 | Hydro |  | 0 | 0 | 0 | 0 | 0 | 0 | 0 | 0 | 0 | 0 | 0 | 0 | 0 | 0 | 0 | 0 | 0.6933 | 1.1232 | 2.1947 | 4.0111 | 0 | 0 | 0 | 0 | 0 | 0 | 0 | 0 | 0 | 0 | 0 | 0 | 0 | 0 | 0 | 0 | 0 | 0 | 0 | 0 | 0.022334 | 0.0018442 | 0.0029876 | 0.0058378 | 0.01067 | 0 | 0 | 0 | 0 | 0 | 1.5
7646_G_2 | WEC_CALN | California | 6 | Solano | 95 | 7646 | 2 | Monticello Dam | 0 | 1983 | 9999 | Hydro | [5 empty] | Non-Fossil | G | 2025 | Hydro |  | 0 | 0 | 0 | 0 | 0 | 0 | 0 | 0 | 0 | 0 | 0 | 0 | 0 | 0 | 0 | 0 | 2.311 | 3.7439 | 7.3156 | 13.3704 | 0 | 0 | 0 | 0 | 0 | 0 | 0 | 0 | 0 | 0 | 0 | 0 | 0 | 0 | 0 | 0 | 0 | 0 | 0 | 0 | 0.074447 | 0.0061472 | 0.0099587 | 0.019459 | 0.035565 | 0 | 0 | 0 | 0 | 0 | 5
7646_G_1 | WEC_CALN | California | 6 | Solano | 95 | 7646 | 1 | Monticello Dam | 0 | 1983 | 9999 | Hydro | [5 empty] | Non-Fossil | G | 2025 | Hydro |  | 0 | 0 | 0 | 0 | 0 | 0 | 0 | 0 | 0 | 0 | 0 | 0 | 0 | 0 | 0 | 0 | 2.311 | 3.7439 | 7.3156 | 13.3704 | 0 | 0 | 0 | 0 | 0 | 0 | 0 | 0 | 0 | 0 | 0 | 0 | 0 | 0 | 0 | 0 | 0 | 0 | 0 | 0 | 0.074447 | 0.0061472 | 0.0099587 | 0.019459 | 0.035565 | 0 | 0 | 0 | 0 | 0 | 5
762_B_2 | SPP_WEST | Oklahoma | 40 | Kay | 71 | 762 | 2 | Ponca | 14500 | 1975 | 9999 | O/G Steam | wall | dry |  | H2O |  | Fossil | B | 2025 | NaturalGas |  | 0 | 0 | 0.078107 | 0.078107 | 0 | 0 | 0 | 0 | 0 | 0 | 0 | 0 | 0 | 0 | 0 | 0 | 0 | 0 | 5.3867 | 5.3867 | 0 | 0 | 4.5724 | 4.5724 | 0 | 0 | 5.4675e-09 | 5.4675e-09 | 0 | 0 | 0.005034 | 0.005034 | 0 | 0 | 0 | 0 | 0 | 0 | 0 | 0 | 0.87453 | 0 | 0 | 0.0044602 | 0.0044602 | 0 | 0 | 0.27 | 0.27 | 0 | 34
761_G_4 | S_SOU | Georgia | 13 | Clay | 61 | 761 | 4 | Walter F George | 0 | 1963 | 9999 | Hydro | [5 empty] | Non-Fossil | G | 2025 | Hydro |  | 0 | 0 | 0 | 0 | 0 | 0 | 0 | 0 | 0 | 0 | 0 | 0 | 0 | 0 | 0 | 0 | 18.1234 | 20.3395 | 24.8763 | 63.3392 | 0 | 0 | 0 | 0 | 0 | 0 | 0 | 0 | 0 | 0 | 0 | 0 | 0 | 0 | 0 | 0 | 0 | 0 | 0 | 0 | 0.62536 | 0.048208 | 0.054103 | 0.066171 | 0.16848 | 0 | 0 | 0 | 0 | 0 | 42
761_G_3 | S_SOU | Georgia | 13 | Clay | 61 | 761 | 3 | Walter F George | 0 | 1963 | 9999 | Hydro | [5 empty] | Non-Fossil | G | 2025 | Hydro |  | 0 | 0 | 0 | 0 | 0 | 0 | 0 | 0 | 0 | 0 | 0 | 0 | 0 | 0 | 0 | 0 | 18.1234 | 20.3395 | 24.8763 | 63.3392 | 0 | 0 | 0 | 0 | 0 | 0 | 0 | 0 | 0 | 0 | 0 | 0 | 0 | 0 | 0 | 0 | 0 | 0 | 0 | 0 | 0.62536 | 0.048208 | 0.054103 | 0.066171 | 0.16848 | 0 | 0 | 0 | 0 | 0 | 42
761_G_2 | S_SOU | Georgia | 13 | Clay | 61 | 761 | 2 | Walter F George | 0 | 1963 | 9999 | Hydro | [5 empty] | Non-Fossil | G | 2025 | Hydro |  | 0 | 0 | 0 | 0 | 0 | 0 | 0 | 0 | 0 | 0 | 0 | 0 | 0 | 0 | 0 | 0 | 18.1234 | 20.3395 | 24.8763 | 63.3392 | 0 | 0 | 0 | 0 | 0 | 0 | 0 | 0 | 0 | 0 | 0 | 0 | 0 | 0 | 0 | 0 | 0 | 0 | 0 | 0 | 0.62536 | 0.048208 | 0.054103 | 0.066171 | 0.16848 | 0 | 0 | 0 | 0 | 0 | 42
761_G_1 | S_SOU | Georgia | 13 | Clay | 61 | 761 | 1 | Walter F George | 0 | 1963 | 9999 | Hydro | [5 empty] | Non-Fossil | G | 2025 | Hydro |  | 0 | 0 | 0 | 0 | 0 | 0 | 0 | 0 | 0 | 0 | 0 | 0 | 0 | 0 | 0 | 0 | 18.1234 | 20.3395 | 24.8763 | 63.3392 | 0 | 0 | 0 | 0 | 0 | 0 | 0 | 0 | 0 | 0 | 0 | 0 | 0 | 0 | 0 | 0 | 0 | 0 | 0 | 0 | 0.62536 | 0.048208 | 0.054103 | 0.066171 | 0.16848 | 0 | 0 | 0 | 0 | 0 | 42
7605_G_1 | WECC_PNW | Washington | 53 | Clark | 11 | 7605 | 1 | River Road Gen Plant | 7273 | 1997 | 9999 | Combined Cycle |  |  | SCR |  |  | Fossil | G | 2025 | NaturalGas |  | 3.2764 | 3.809 | 0 | 7.0854 | 0 | 0 | 0 | 0 | 0 | 0 | 0 | 0 | 0 | 0 | 0 | 0 | 450.4896 | 523.7126 | 0 | 974.2022 | 191.8011 | 222.9766 | 0 | 414.7777 | 2.2931e-07 | 2.6659e-07 | 0 | 4.959e-07 | 0.021805 | 0.025349 | 0 | 0.047153 | 0 | 0 | 0 | 0 | 0 | 0 | 0 | 0 | 7.1339 | 0.96426 | 1.1117 | 0 | 2.076 | 12.0141 | 12.7099 | 0 | 24.7239 | 0 | 220 | SCR
7604_G_2 | S_D_AECI | Missouri | 29 | Dunklin | 69 | 7604 | 2 | St Francis Energy Facility | 7429 | 2001 | 9999 | Combined Cycle |  |  | SCR | DLNB |  | Fossil | G | 2025 | NaturalGas |  | 2.8145 | 3.8153 | 5.2665 | 11.8963 | 0 | 0 | 0 | 0 | 0 | 0 | 0 | 0 | 0 | 0 | 0 | 0 | 378.8595 | 513.5652 | 708.9103 | 1601.335 | 164.7636 | 223.3462 | 308.3006 | 696.4104 | 1.9703e-07 | 2.6708e-07 | 3.6864e-07 | 8.3275e-07 | 0.014678 | 0.019897 | 0.027465 | 0.062039 | 0 | 0 | 0 | 0 | 0 | 0 | 0 | 0 | 6.5976 | 0.80424 | 1.0902 | 1.5049 | 3.3993 | 10.4612 | 13.3414 | 18.6267 | 42.4293 | 0 | 216 | SCR
7604_G_1 | S_D_AECI | Missouri | 29 | Dunklin | 69 | 7604 | 1 | St Francis Energy Facility | 7429 | 1999 | 9999 | Combined Cycle |  |  | SCR | DLNB |  | Fossil | G | 2025 | NaturalGas |  | 2.6582 | 3.6033 | 4.9739 | 11.2354 | 0 | 0 | 0 | 0 | 0 | 0 | 0 | 0 | 0 | 0 | 0 | 0 | 357.8118 | 485.0338 | 669.5264 | 1512.372 | 155.6101 | 210.9381 | 291.1728 | 657.721 | 1.8608e-07 | 2.5224e-07 | 3.4816e-07 | 7.8648e-07 | 0.013862 | 0.018791 | 0.025939 | 0.058593 | 0 | 0 | 0 | 0 | 0 | 0 | 0 | 0 | 6.2311 | 0.75956 | 1.0296 | 1.4213 | 3.2105 | 9.88 | 12.6002 | 17.5919 | 40.0722 | 0 | 204 | SCR
7603_G_1 | PJM_ATSI | Ohio | 39 | Marion | 101 | 7603 | 1 | Prospect Municipal | 10745 | 1998 | 9999 | Combustion Turbine | [5 empty] | Fossil | G | 2025 | Oil |  | 0 | 0 | 0 | 0 | 0 | 0 | 0 | 0 | 0 | 0 | 0 | 0 | 0 | 0 | 0 | 0 | 0 | 0 | 0 | 0 | 0 | 0 | 0 | 0 | 0 | 0 | 0 | 0 | 0 | 0 | 0 | 0 | 0 | 0 | 0 | 0 | 0 | 0 | 0 | 0 | 0.03366 | 0 | 0 | 0 | 0 | 0 | 0 | 0 | 0 | 0 | 1.8
760_G_A | S_SOU | Georgia | 13 | Bartow | 15 | 760 | A | Allatoona | 0 | 1950 | 9999 | Hydro | [5 empty] | Non-Fossil | G | 2025 | Hydro |  | 0 | 0 | 0 | 0 | 0 | 0 | 0 | 0 | 0 | 0 | 0 | 0 | 0 | 0 | 0 | 0 | 0.86302 | 0.96855 | 1.1846 | 3.0162 | 0 | 0 | 0 | 0 | 0 | 0 | 0 | 0 | 0 | 0 | 0 | 0 | 0 | 0 | 0 | 0 | 0 | 0 | 0 | 0 | 0.029779 | 0.0022956 | 0.0025763 | 0.003151 | 0.008023 | 0 | 0 | 0 | 0 | 0 | 2
7594_G_2 | PJM_West | West Virginia | 54 | Wood | 107 | 7594 | 2 | Belleville Dam | 0 | 1999 | 9999 | Hydro | [5 empty] | Non-Fossil | G | 2025 | Hydro |  | 0 | 0 | 0 | 0 | 0 | 0 | 0 | 0 | 0 | 0 | 0 | 0 | 0 | 0 | 0 | 0 | 28.1064 | 32.066 | 29.9353 | 90.1077 | 0 | 0 | 0 | 0 | 0 | 0 | 0 | 0 | 0 | 0 | 0 | 0 | 0 | 0 | 0 | 0 | 0 | 0 | 0 | 0 | 0.31268 | 0.074763 | 0.085296 | 0.079628 | 0.23969 | 0 | 0 | 0 | 0 | 0 | 21
7594_G_1 | PJM_West | West Virginia | 54 | Wood | 107 | 7594 | 1 | Belleville Dam | 0 | 1999 | 9999 | Hydro | [5 empty] | Non-Fossil | G | 2025 | Hydro |  | 0 | 0 | 0 | 0 | 0 | 0 | 0 | 0 | 0 | 0 | 0 | 0 | 0 | 0 | 0 | 0 | 28.1064 | 32.066 | 29.9353 | 90.1077 | 0 | 0 | 0 | 0 | 0 | 0 | 0 | 0 | 0 | 0 | 0 | 0 | 0 | 0 | 0 | 0 | 0 | 0 | 0 | 0 | 0.31268 | 0.074763 | 0.085296 | 0.079628 | 0.23969 | 0 | 0 | 0 | 0 | 0 | 21
7593_G_1 | WECC_NM | New Mexico | 35 | Rio Arriba | 39 | 7593 | 1 | El Vado Dam | 0 | 1988 | 9999 | Hydro | [5 empty] | Non-Fossil | G | 2025 | Hydro |  | 0 | 0 | 0 | 0 | 0 | 0 | 0 | 0 | 0 | 0 | 0 | 0 | 0 | 0 | 0 | 0 | 3.9615 | 5.5537 | 9.4771 | 18.9923 | 0 | 0 | 0 | 0 | 0 | 0 | 0 | 0 | 0 | 0 | 0 | 0 | 0 | 0 | 0 | 0 | 0 | 0 | 0 | 0 | 0.11912 | 0.010538 | 0.014773 | 0.025209 | 0.05052 | 0 | 0 | 0 | 0 | 0 | 8
759_G_3A | S_SOU | Georgia | 13 | Forsyth | 117 | 759 | 3A | Buford | 0 | 2005 | 9999 | Hydro | [5 empty] | Non-Fossil | G | 2025 | Hydro |  | 0 | 0 | 0 | 0 | 0 | 0 | 0 | 0 | 0 | 0 | 0 | 0 | 0 | 0 | 0 | 0 | 2.9343 | 3.2931 | 4.0276 | 10.2549 | 0 | 0 | 0 | 0 | 0 | 0 | 0 | 0 | 0 | 0 | 0 | 0 | 0 | 0 | 0 | 0 | 0 | 0 | 0 | 0 | 0.10125 | 0.0078052 | 0.0087595 | 0.010713 | 0.027278 | 0 | 0 | 0 | 0 | 0 | 6.8
759_G_2A | S_SOU | Georgia | 13 | Forsyth | 117 | 759 | 2A | Buford | 0 | 2004 | 9999 | Hydro | [5 empty] | Non-Fossil | G | 2025 | Hydro |  | 0 | 0 | 0 | 0 | 0 | 0 | 0 | 0 | 0 | 0 | 0 | 0 | 0 | 0 | 0 | 0 | 25.8906 | 29.0564 | 35.5375 | 90.4845 | 0 | 0 | 0 | 0 | 0 | 0 | 0 | 0 | 0 | 0 | 0 | 0 | 0 | 0 | 0 | 0 | 0 | 0 | 0 | 0 | 0.89337 | 0.068869 | 0.07729 | 0.09453 | 0.24069 | 0 | 0 | 0 | 0 | 0 | 60
759_G_1A | S_SOU | Georgia | 13 | Forsyth | 117 | 759 | 1A | Buford | 0 | 2003 | 9999 | Hydro | [5 empty] | Non-Fossil | G | 2025 | Hydro |  | 0 | 0 | 0 | 0 | 0 | 0 | 0 | 0 | 0 | 0 | 0 | 0 | 0 | 0 | 0 | 0 | 25.8906 | 29.0564 | 35.5375 | 90.4845 | 0 | 0 | 0 | 0 | 0 | 0 | 0 | 0 | 0 | 0 | 0 | 0 | 0 | 0 | 0 | 0 | 0 | 0 | 0 | 0 | 0.89337 | 0.068869 | 0.07729 | 0.09453 | 0.24069 | 0 | 0 | 0 | 0 | 0 | 60
7588_G_4 | WECC_PNW | Washington | 53 | Snohomish | 61 | 7588 | 4 | H M Jackson | 0 | 1984 | 9999 | Hydro | [5 empty] | Non-Fossil | G | 2025 | Hydro |  | 0 | 0 | 0 | 0 | 0 | 0 | 0 | 0 | 0 | 0 | 0 | 0 | 0 | 0 | 0 | 0 | 6.2142 | 7.871 | 11.4014 | 25.4867 | 0 | 0 | 0 | 0 | 0 | 0 | 0 | 0 | 0 | 0 | 0 | 0 | 0 | 0 | 0 | 0 | 0 | 0 | 0 | 0 | 0.10423 | 0.01653 | 0.020937 | 0.030328 | 0.067795 | 0 | 0 | 0 | 0 | 0 | 7
7588_G_3 | WECC_PNW | Washington | 53 | Snohomish | 61 | 7588 | 3 | H M Jackson | 0 | 1984 | 9999 | Hydro | [5 empty] | Non-Fossil | G | 2025 | Hydro |  | 0 | 0 | 0 | 0 | 0 | 0 | 0 | 0 | 0 | 0 | 0 | 0 | 0 | 0 | 0 | 0 | 6.2142 | 7.871 | 11.4014 | 25.4867 | 0 | 0 | 0 | 0 | 0 | 0 | 0 | 0 | 0 | 0 | 0 | 0 | 0 | 0 | 0 | 0 | 0 | 0 | 0 | 0 | 0.10423 | 0.01653 | 0.020937 | 0.030328 | 0.067795 | 0 | 0 | 0 | 0 | 0 | 7
7588_G_2 | WECC_PNW | Washington | 53 | Snohomish | 61 | 7588 | 2 | H M Jackson | 0 | 1984 | 9999 | Hydro | [5 empty] | Non-Fossil | G | 2025 | Hydro |  | 0 | 0 | 0 | 0 | 0 | 0 | 0 | 0 | 0 | 0 | 0 | 0 | 0 | 0 | 0 | 0 | 36.3977 | 46.1016 | 66.7798 | 149.2791 | 0 | 0 | 0 | 0 | 0 | 0 | 0 | 0 | 0 | 0 | 0 | 0 | 0 | 0 | 0 | 0 | 0 | 0 | 0 | 0 | 0.61047 | 0.096818 | 0.12263 | 0.17763 | 0.39708 | 0 | 0 | 0 | 0 | 0 | 41
7588_G_1 | WECC_PNW | Washington | 53 | Snohomish | 61 | 7588 | 1 | H M Jackson | 0 | 1984 | 9999 | Hydro | [5 empty] | Non-Fossil | G | 2025 | Hydro |  | 0 | 0 | 0 | 0 | 0 | 0 | 0 | 0 | 0 | 0 | 0 | 0 | 0 | 0 | 0 | 0 | 36.3977 | 46.1016 | 66.7798 | 149.2791 | 0 | 0 | 0 | 0 | 0 | 0 | 0 | 0 | 0 | 0 | 0 | 0 | 0 | 0 | 0 | 0 | 0 | 0 | 0 | 0 | 0.61047 | 0.096818 | 0.12263 | 0.17763 | 0.39708 | 0 | 0 | 0 | 0 | 0 | 41
7584_G_3 | MIS_IA | Iowa | 19 | Guthrie | 77 | 7584 | 3 | Panora | 11141 | 1993 | 9999 | Combustion Turbine | [5 empty] | Fossil | G | 2025 | Oil |  | 0 | 0 | 0 | 0 | 0 | 0 | 0 | 0 | 0 | 0 | 0 | 0 | 0 | 0 | 0 | 0 | 0 | 0 | 0 | 0 | 0 | 0 | 0 | 0 | 0 | 0 | 0 | 0 | 0 | 0 | 0 | 0 | 0 | 0 | 0 | 0 | 0 | 0 | 0 | 0 | 0.0374 | 0 | 0 | 0 | 0 | 0 | 0 | 0 | 0 | 0 | 2
7584_G_2 | MIS_IA | Iowa | 19 | Guthrie | 77 | 7584 | 2 | Panora | 11117 | 1988 | 9999 | Combustion Turbine | [5 empty] | Fossil | G | 2025 | Oil |  | 0 | 0 | 0 | 0 | 0 | 0 | 0 | 0 | 0 | 0 | 0 | 0 | 0 | 0 | 0 | 0 | 0 | 0 | 0 | 0 | 0 | 0 | 0 | 0 | 0 | 0 | 0 | 0 | 0 | 0 | 0 | 0 | 0 | 0 | 0 | 0 | 0 | 0 | 0 | 0 | 0.0187 | 0 | 0 | 0 | 0 | 0 | 0 | 0 | 0 | 0 | 1
7584_G_1 | MIS_IA | Iowa | 19 | Guthrie | 77 | 7584 | 1 | Panora | 11045 | 1988 | 9999 | Combustion Turbine | [5 empty] | Fossil | G | 2025 | Oil |  | 0 | 0 | 0 | 0 | 0 | 0 | 0 | 0 | 0 | 0 | 0 | 0 | 0 | 0 | 0 | 0 | 0 | 0 | 0 | 0 | 0 | 0 | 0 | 0 | 0 | 0 | 0 | 0 | 0 | 0 | 0 | 0 | 0 | 0 | 0 | 0 | 0 | 0 | 0 | 0 | 0.02805 | 0 | 0 | 0 | 0 | 0 | 0 | 0 | 0 | 0 | 1.5
7583_G_2 | NY_Z_C&E | New York | 36 | St Lawrence | 89 | 7583 | 2 | Talcville | 0 | 1986 | 9999 | Hydro | [5 empty] | Non-Fossil | G | 2025 | Hydro |  | 0 | 0 | 0 | 0 | 0 | 0 | 0 | 0 | 0 | 0 | 0 | 0 | 0 | 0 | 0 | 0 | 0.1137 | 0.15212 | 0.18558 | 0.4514 | 0 | 0 | 0 | 0 | 0 | 0 | 0 | 0 | 0 | 0 | 0 | 0 | 0 | 0 | 0 | 0 | 0 | 0 | 0 | 0 | 0.0014889 | 0.00030244 | 0.00040463 | 0.00049365 | 0.0012007 | 0 | 0 | 0 | 0 | 0 | 0.1
7583_G_1 | NY_Z_C&E | New York | 36 | St Lawrence | 89 | 7583 | 1 | Talcville | 0 | 1986 | 9999 | Hydro | [5 empty] | Non-Fossil | G | 2025 | Hydro |  | 0 | 0 | 0 | 0 | 0 | 0 | 0 | 0 | 0 | 0 | 0 | 0 | 0 | 0 | 0 | 0 | 0.79588 | 1.0648 | 1.2991 | 3.1598 | 0 | 0 | 0 | 0 | 0 | 0 | 0 | 0 | 0 | 0 | 0 | 0 | 0 | 0 | 0 | 0 | 0 | 0 | 0 | 0 | 0.010423 | 0.002117 | 0.0028324 | 0.0034555 | 0.008405 | 0 | 0 | 0 | 0 | 0 | 0.7
7580_G_13 | PJM_ATSI | Ohio | 39 | Medina | 103 | 7580 | 13 | Wadsworth | 10745 | 1990 | 9999 | Combustion Turbine | [5 empty] | Fossil | G | 2025 | Oil |  | 0 | 0 | 0 | 0 | 0 | 0 | 0 | 0 | 0 | 0 | 0 | 0 | 0 | 0 | 0 | 0 | 0 | 0 | 0 | 0 | 0 | 0 | 0 | 0 | 0 | 0 | 0 | 0 | 0 | 0 | 0 | 0 | 0 | 0 | 0 | 0 | 0 | 0 | 0 | 0 | 0.10098 | 0 | 0 | 0 | 0 | 0 | 0 | 0 | 0 | 0 | 5.4
758_G_2 | S_C_TVA | Georgia | 13 | Union | 291 | 758 | 2 | Nottely | 0 | 1993 | 9999 | Hydro | [5 empty] | Non-Fossil | G | 2025 | Hydro |  | 0 | 0 | 0 | 0 | 0 | 0 | 0 | 0 | 0 | 0 | 0 | 0 | 0 | 0 | 0 | 0 | 0.367 | 0.37622 | 0.50854 | 1.2518 | 0 | 0 | 0 | 0 | 0 | 0 | 0 | 0 | 0 | 0 | 0 | 0 | 0 | 0 | 0 | 0 | 0 | 0 | 0 | 0 | 0.013401 | 0.00097622 | 0.0010007 | 0.0013527 | 0.0033297 | 0 | 0 | 0 | 0 | 0 | 0.9
758_G_1 | S_C_TVA | Georgia | 13 | Union | 291 | 758 | 1 | Nottely | 0 | 1956 | 9999 | Hydro | [5 empty] | Non-Fossil | G | 2025 | Hydro |  | 0 | 0 | 0 | 0 | 0 | 0 | 0 | 0 | 0 | 0 | 0 | 0 | 0 | 0 | 0 | 0 | 7.8294 | 8.026 | 10.8488 | 26.7041 | 0 | 0 | 0 | 0 | 0 | 0 | 0 | 0 | 0 | 0 | 0 | 0 | 0 | 0 | 0 | 0 | 0 | 0 | 0 | 0 | 0.28588 | 0.020826 | 0.021349 | 0.028858 | 0.071033 | 0 | 0 | 0 | 0 | 0 | 19.2
7579_G_13 | PJM_ATSI | Ohio | 39 | Trumbull | 155 | 7579 | 13 | Niles | 10745 | 1990 | 9999 | Combustion Turbine | [5 empty] | Fossil | G | 2025 | Oil |  | 0 | 0 | 0 | 0 | 0 | 0 | 0 | 0 | 0 | 0 | 0 | 0 | 0 | 0 | 0 | 0 | 0 | 0 | 0 | 0 | 0 | 0 | 0 | 0 | 0 | 0 | 0 | 0 | 0 | 0 | 0 | 0 | 0 | 0 | 0 | 0 | 0 | 0 | 0 | 0 | 0.10098 | 0 | 0 | 0 | 0 | 0 | 0 | 0 | 0 | 0 | 5.4
7578_G_3 | PJM_ATSI | Ohio | 39 | Henry | 69 | 7578 | 3 | Napoleon | 10745 | 1990 | 9999 | Combustion Turbine | [5 empty] | Fossil | G | 2025 | Oil |  | 0 | 0 | 0 | 0 | 0 | 0 | 0 | 0 | 0 | 0 | 0 | 0 | 0 | 0 | 0 | 0 | 0 | 0 | 0 | 0 | 0 | 0 | 0 | 0 | 0 | 0 | 0 | 0 | 0 | 0 | 0 | 0 | 0 | 0 | 0 | 0 | 0 | 0 | 0 | 0 | 0.03366 | 0 | 0 | 0 | 0 | 0 | 0 | 0 | 0 | 0 | 1.8
7578_G_2 | PJM_ATSI | Ohio | 39 | Henry | 69 | 7578 | 2 | Napoleon | 10745 | 1990 | 9999 | Combustion Turbine | [5 empty] | Fossil | G | 2025 | Oil |  | 0 | 0 | 0 | 0 | 0 | 0 | 0 | 0 | 0 | 0 | 0 | 0 | 0 | 0 | 0 | 0 | 0 | 0 | 0 | 0 | 0 | 0 | 0 | 0 | 0 | 0 | 0 | 0 | 0 | 0 | 0 | 0 | 0 | 0 | 0 | 0 | 0 | 0 | 0 | 0 | 0.03366 | 0 | 0 | 0 | 0 | 0 | 0 | 0 | 0 | 0 | 1.8
7578_G_1 | PJM_ATSI | Ohio | 39 | Henry | 69 | 7578 | 1 | Napoleon | 10745 | 1990 | 9999 | Combustion Turbine | [5 empty] | Fossil | G | 2025 | Oil |  | 0 | 0 | 0 | 0 | 0 | 0 | 0 | 0 | 0 | 0 | 0 | 0 | 0 | 0 | 0 | 0 | 0 | 0 | 0 | 0 | 0 | 0 | 0 | 0 | 0 | 0 | 0 | 0 | 0 | 0 | 0 | 0 | 0 | 0 | 0 | 0 | 0 | 0 | 0 | 0 | 0.03366 | 0 | 0 | 0 | 0 | 0 | 0 | 0 | 0 | 0 | 1.8
7577_G_12 | PJM_West | Ohio | 39 | Jackson | 79 | 7577 | 12 | Jackson (OH) | 10745 | 1990 | 9999 | Combustion Turbine | [5 empty] | Fossil | G | 2025 | Oil |  | 0 | 0 | 0 | 0 | 0 | 0 | 0 | 0 | 0 | 0 | 0 | 0 | 0 | 0 | 0 | 0 | 0 | 0 | 0 | 0 | 0 | 0 | 0 | 0 | 0 | 0 | 0 | 0 | 0 | 0 | 0 | 0 | 0 | 0 | 0 | 0 | 0 | 0 | 0 | 0 | 0.06732 | 0 | 0 | 0 | 0 | 0 | 0 | 0 | 0 | 0 | 3.6
7576_G_16 | PJM_ATSI | Ohio | 39 | Summit | 153 | 7576 | 16 | Engle | 11084 | 1989 | 9999 | Combustion Turbine | [5 empty] | Fossil | G | 2025 | Oil |  | 0 | 0 | 0 | 0 | 0 | 0 | 0 | 0 | 0 | 0 | 0 | 0 | 0 | 0 | 0 | 0 | 0 | 0 | 0 | 0 | 0 | 0 | 0 | 0 | 0 | 0 | 0 | 0 | 0 | 0 | 0 | 0 | 0 | 0 | 0 | 0 | 0 | 0 | 0 | 0 | 0.1683 | 0 | 0 | 0 | 0 | 0 | 0 | 0 | 0 | 0 | 9
7575_G_2 | PJM_ATSI | Ohio | 39 | Wood | 173 | 7575 | 2 | Bowling Green | 10745 | 1995 | 9999 | Combustion Turbine | [5 empty] | Fossil | G | 2025 | Oil |  | 0 | 0 | 0 | 0 | 0 | 0 | 0 | 0 | 0 | 0 | 0 | 0 | 0 | 0 | 0 | 0 | 0 | 0 | 0 | 0 | 0 | 0 | 0 | 0 | 0 | 0 | 0 | 0 | 0 | 0 | 0 | 0 | 0 | 0 | 0 | 0 | 0 | 0 | 0 | 0 | 0.13464 | 0 | 0 | 0 | 0 | 0 | 0 | 0 | 0 | 0 | 7.2
7575_G_1 | PJM_ATSI | Ohio | 39 | Wood | 173 | 7575 | 1 | Bowling Green | 10745 | 1993 | 9999 | Combustion Turbine | [5 empty] | Fossil | G | 2025 | Oil |  | 0 | 0 | 0 | 0 | 0 | 0 | 0 | 0 | 0 | 0 | 0 | 0 | 0 | 0 | 0 | 0 | 0 | 0 | 0 | 0 | 0 | 0 | 0 | 0 | 0 | 0 | 0 | 0 | 0 | 0 | 0 | 0 | 0 | 0 | 0 | 0 | 0 | 0 | 0 | 0 | 0.02992 | 0 | 0 | 0 | 0 | 0 | 0 | 0 | 0 | 0 | 1.6
757_G_2 | S_C_TVA | Georgia | 13 | Fannin | 111 | 757 | 2 | Blue Ridge | 0 | 1994 | 9999 | Hydro | [5 empty] | Non-Fossil | G | 2025 | Hydro |  | 0 | 0 | 0 | 0 | 0 | 0 | 0 | 0 | 0 | 0 | 0 | 0 | 0 | 0 | 0 | 0 | 0.53011 | 0.54342 | 0.73455 | 1.8081 | 0 | 0 | 0 | 0 | 0 | 0 | 0 | 0 | 0 | 0 | 0 | 0 | 0 | 0 | 0 | 0 | 0 | 0 | 0 | 0 | 0.019356 | 0.0014101 | 0.0014455 | 0.0019539 | 0.0048095 | 0 | 0 | 0 | 0 | 0 | 1.3
757_G_1 | S_C_TVA | Georgia | 13 | Fannin | 111 | 757 | 1 | Blue Ridge | 0 | 1931 | 9999 | Hydro | [5 empty] | Non-Fossil | G | 2025 | Hydro |  | 0 | 0 | 0 | 0 | 0 | 0 | 0 | 0 | 0 | 0 | 0 | 0 | 0 | 0 | 0 | 0 | 6.5245 | 6.6883 | 9.0407 | 22.2535 | 0 | 0 | 0 | 0 | 0 | 0 | 0 | 0 | 0 | 0 | 0 | 0 | 0 | 0 | 0 | 0 | 0 | 0 | 0 | 0 | 0.23823 | 0.017355 | 0.017791 | 0.024048 | 0.059194 | 0 | 0 | 0 | 0 | 0 | 16
7556_G_3 | MIS_IL | Illinois | 17 | Mclean | 113 | 7556 | 3 | State Farm | 14397 | 1996 | 9999 | Combustion Turbine | [5 empty] | Fossil | G | 2025 | Oil |  | 0 | 0 | 0 | 0 | 0 | 0 | 0 | 0 | 0 | 0 | 0 | 0 | 0 | 0 | 0 | 0 | 0 | 0 | 0 | 0 | 0 | 0 | 0 | 0 | 0 | 0 | 0 | 0 | 0 | 0 | 0 | 0 | 0 | 0 | 0 | 0 | 0 | 0 | 0 | 0 | 0.03179 | 0 | 0 | 0 | 0 | 0 | 0 | 0 | 0 | 0 | 1.7
7556_G_2 | MIS_IL | Illinois | 17 | Mclean | 113 | 7556 | 2 | State Farm | 14397 | 1996 | 9999 | Combustion Turbine | [5 empty] | Fossil | G | 2025 | Oil |  | 0 | 0 | 0 | 0 | 0 | 0 | 0 | 0 | 0 | 0 | 0 | 0 | 0 | 0 | 0 | 0 | 0 | 0 | 0 | 0 | 0 | 0 | 0 | 0 | 0 | 0 | 0 | 0 | 0 | 0 | 0 | 0 | 0 | 0 | 0 | 0 | 0 | 0 | 0 | 0 | 0.03179 | 0 | 0 | 0 | 0 | 0 | 0 | 0 | 0 | 0 | 1.7
7556_G_1 | MIS_IL | Illinois | 17 | Mclean | 113 | 7556 | 1 | State Farm | 14397 | 1996 | 9999 | Combustion Turbine | [5 empty] | Fossil | G | 2025 | Oil |  | 0 | 0 | 0 | 0 | 0 | 0 | 0 | 0 | 0 | 0 | 0 | 0 | 0 | 0 | 0 | 0 | 0 | 0 | 0 | 0 | 0 | 0 | 0 | 0 | 0 | 0 | 0 | 0 | 0 | 0 | 0 | 0 | 0 | 0 | 0 | 0 | 0 | 0 | 0 | 0 | 0.03179 | 0 | 0 | 0 | 0 | 0 | 0 | 0 | 0 | 0 | 1.7
7555_G_13 | SPP_N | Nebraska | 31 | Otoe | 131 | 7555 | 13 | Nebraska City # 2 | 12822 | 1998 | 9999 | Combustion Turbine | [5 empty] | Fossil | G | 2025 | Oil |  | 0 | 0 | 0 | 0 | 0 | 0 | 0 | 0 | 0 | 0 | 0 | 0 | 0 | 0 | 0 | 0 | 0 | 0 | 0 | 0 | 0 | 0 | 0 | 0 | 0 | 0 | 0 | 0 | 0 | 0 | 0 | 0 | 0 | 0 | 0 | 0 | 0 | 0 | 0 | 0 | 0.07854 | 0 | 0 | 0 | 0 | 0 | 0 | 0 | 0 | 0 | 4.2
7555_G_12 | SPP_N | Nebraska | 31 | Otoe | 131 | 7555 | 12 | Nebraska City # 2 | 12822 | 1998 | 9999 | Combustion Turbine | [5 empty] | Fossil | G | 2025 | NaturalGas |  | 0.00017625 | 0 | 0.0040907 | 0.0042669 | 0 | 0 | 0 | 0 | 0 | 0 | 0 | 0 | 0 | 0 | 0 | 0 | 0.013746 | 0 | 0.31903 | 0.33278 | 0.010318 | 0 | 0.23947 | 0.24979 | 1.235e-11 | 0 | 2.8625e-10 | 2.986e-10 | 6.9854e-05 | 0 | 0.0016213 | 0.0016911 | 0 | 0 | 0 | 0 | 0 | 0 | 0 | 0 | 0.07106 | 0.00021579 | 0 | 0.0047974 | 0.0050132 | 0.00065158 | 0 | 0.014468 | 0.01512 | 0 | 3.8
7555_G_11 | SPP_N | Nebraska | 31 | Otoe | 131 | 7555 | 11 | Nebraska City # 2 | 12822 | 1998 | 9999 | Combustion Turbine | [5 empty] | Fossil | G | 2025 | NaturalGas |  | 0.00017625 | 0 | 0.0040907 | 0.0042669 | 0 | 0 | 0 | 0 | 0 | 0 | 0 | 0 | 0 | 0 | 0 | 0 | 0.013746 | 0 | 0.31903 | 0.33278 | 0.010318 | 0 | 0.23947 | 0.24979 | 1.235e-11 | 0 | 2.8625e-10 | 2.986e-10 | 6.9854e-05 | 0 | 0.0016213 | 0.0016911 | 0 | 0 | 0 | 0 | 0 | 0 | 0 | 0 | 0.07106 | 0.00021579 | 0 | 0.0047974 | 0.0050132 | 0.00065158 | 0 | 0.014468 | 0.01512 | 0 | 3.8
7552_G_CCST | WEC_BANC | California | 6 | Sacramento | 67 | 7552 | CCST | SPA Cogen 3 | 8082 | 1997 | 9999 | Combined Cycle |  |  | SCR |  |  | Fossil | G | 2025 | NaturalGas |  | 0.75131 | 1.0184 | 1.4058 | 3.1756 | 0 | 0 | 0 | 0 | 0 | 0 | 0 | 0 | 0 | 0 | 0 | 0 | 92.9609 | 126.0137 | 173.9456 | 392.9202 | 43.9817 | 59.6196 | 82.2972 | 185.8985 | 5.2586e-08 | 7.1283e-08 | 9.849e-08 | 2.2236e-07 | 0.0070435 | 0.0095479 | 0.01318 | 0.029771 | 0 | 0 | 0 | 0 | 0 | 0 | 0 | 0 | 1.7283 | 0.19898 | 0.27285 | 0.36925 | 0.84108 | 3.1306 | 3.8567 | 5.4923 | 12.4796 | 0 | 53 | SCR
7552_G_CCCT | WEC_BANC | California | 6 | Sacramento | 67 | 7552 | CCCT | SPA Cogen 3 | 8082 | 1997 | 9999 | Combined Cycle |  |  | SCR |  |  | Fossil | G | 2025 | NaturalGas |  | 1.5735 | 2.133 | 2.9443 | 6.6507 | 0 | 0 | 0 | 0 | 0 | 0 | 0 | 0 | 0 | 0 | 0 | 0 | 194.6917 | 263.9154 | 364.3011 | 822.9083 | 95.509 | 129.4677 | 178.7135 | 403.6902 | 1.1428e-07 | 1.5491e-07 | 2.1376e-07 | 4.8296e-07 | 0.015295 | 0.020734 | 0.02862 | 0.06465 | 0 | 0 | 0 | 0 | 0 | 0 | 0 | 0 | 3.6196 | 0.41673 | 0.57143 | 0.77334 | 1.7615 | 6.5565 | 8.0772 | 11.5028 | 26.1365 | 0 | 111 | SCR
7551_G_CT1C | WEC_BANC | California | 6 | Sacramento | 67 | 7551 | CT1C | SCA Cogen 2 | 10745 | 2001 | 9999 | Combustion Turbine |  |  | SCR |  |  | Fossil | G | 2025 | NaturalGas |  | 0 | 0 | 0 | 0 | 0 | 0 | 0 | 0 | 0 | 0 | 0 | 0 | 0 | 0 | 0 | 0 | 0 | 0 | 0 | 0 | 0 | 0 | 0 | 0 | 0 | 0 | 0 | 0 | 0 | 0 | 0 | 0 | 0 | 0 | 0 | 0 | 0 | 0 | 0 | 0 | 0.90762 | 0 | 0 | 0 | 0 | 0 | 0 | 0 | 0 | 0 | 43.8 | SCR
7551_G_CT1B | WEC_BANC | California | 6 | Sacramento | 67 | 7551 | CT1B | SCA Cogen 2 | 8410 | 1997 | 9999 | Combined Cycle |  |  | SCR |  |  | Fossil | G | 2025 | NaturalGas |  | 0.70215 | 0.9518 | 1.3138 | 2.9678 | 0 | 0 | 0 | 0 | 0 | 0 | 0 | 0 | 0 | 0 | 0 | 0 | 83.4894 | 113.1745 | 156.2228 | 352.8868 | 41.1036 | 55.7182 | 76.9118 | 173.7337 | 4.9141e-08 | 6.6613e-08 | 9.1975e-08 | 2.0773e-07 | 0.0027033 | 0.0036645 | 0.0050583 | 0.011426 | 0 | 0 | 0 | 0 | 0 | 0 | 0 | 0 | 1.5522 | 0.17871 | 0.24505 | 0.33163 | 0.75538 | 2.9257 | 3.6043 | 5.1329 | 11.663 | 0 | 47.6 | SCR
7551_G_CT1A | WEC_BANC | California | 6 | Sacramento | 67 | 7551 | CT1A | SCA Cogen 2 | 8410 | 1997 | 9999 | Combined Cycle |  |  | SCR |  |  | Fossil | G | 2025 | NaturalGas |  | 0.70215 | 0.9518 | 1.3138 | 2.9678 | 0 | 0 | 0 | 0 | 0 | 0 | 0 | 0 | 0 | 0 | 0 | 0 | 83.4894 | 113.1745 | 156.2228 | 352.8868 | 41.1036 | 55.7182 | 76.9118 | 173.7337 | 4.9141e-08 | 6.6613e-08 | 9.1975e-08 | 2.0773e-07 | 0.0027033 | 0.0036645 | 0.0050583 | 0.011426 | 0 | 0 | 0 | 0 | 0 | 0 | 0 | 0 | 1.5522 | 0.17871 | 0.24505 | 0.33163 | 0.75538 | 2.9257 | 3.6043 | 5.1329 | 11.663 | 0 | 47.6 | SCR
7551_G_CCST | WEC_BANC | California | 6 | Sacramento | 67 | 7551 | CCST | SCA Cogen 2 | 8410 | 1997 | 9999 | Combined Cycle |  |  | SCR |  |  | Fossil | G | 2025 | NaturalGas |  | 0.55464 | 0.75184 | 1.0378 | 2.3443 | 0 | 0 | 0 | 0 | 0 | 0 | 0 | 0 | 0 | 0 | 0 | 0 | 65.9496 | 89.3984 | 123.4029 | 278.7509 | 32.4684 | 44.0127 | 60.7539 | 137.235 | 3.8817e-08 | 5.2619e-08 | 7.2653e-08 | 1.6409e-07 | 0.0021354 | 0.0028946 | 0.0039956 | 0.0090256 | 0 | 0 | 0 | 0 | 0 | 0 | 0 | 0 | 1.2261 | 0.14116 | 0.19357 | 0.26196 | 0.59669 | 2.3111 | 2.8471 | 4.0546 | 9.2128 | 0 | 37.6 | SCR
7548_G_2 | WECC_UT | Utah | 49 | Weber | 57 | 7548 | 2 | Causey | 0 | 1998 | 9999 | Hydro | [5 empty] | Non-Fossil | G | 2025 | Hydro |  | 0 | 0 | 0 | 0 | 0 | 0 | 0 | 0 | 0 | 0 | 0 | 0 | 0 | 0 | 0 | 0 | 0.36542 | 0.50641 | 0.85001 | 1.7218 | 0 | 0 | 0 | 0 | 0 | 0 | 0 | 0 | 0 | 0 | 0 | 0 | 0 | 0 | 0 | 0 | 0 | 0 | 0 | 0 | 0.0089337 | 0.00097202 | 0.001347 | 0.002261 | 0.0045801 | 0 | 0 | 0 | 0 | 0 | 0.6
7548_G_1 | WECC_UT | Utah | 49 | Weber | 57 | 7548 | 1 | Causey | 0 | 1998 | 9999 | Hydro | [5 empty] | Non-Fossil | G | 2025 | Hydro |  | 0 | 0 | 0 | 0 | 0 | 0 | 0 | 0 | 0 | 0 | 0 | 0 | 0 | 0 | 0 | 0 | 0.91355 | 1.266 | 2.125 | 4.3046 | 0 | 0 | 0 | 0 | 0 | 0 | 0 | 0 | 0 | 0 | 0 | 0 | 0 | 0 | 0 | 0 | 0 | 0 | 0 | 0 | 0.022334 | 0.00243 | 0.0033676 | 0.0056526 | 0.01145 | 0 | 0 | 0 | 0 | 0 | 1.5
7546_G_4 | SPP_WEST | Oklahoma | 40 | Kay | 71 | 7546 | 4 | Ponca City | 11889 | 2003 | 9999 | Combustion Turbine |  |  |  | H2O |  | Fossil | G | 2025 | NaturalGas |  | 0 | 0 | 0.019941 | 0.019941 | 0 | 0 | 0 | 0 | 0 | 0 | 0 | 0 | 0 | 0 | 0 | 0 | 0 | 0 | 1.6773 | 1.6773 | 0 | 0 | 1.1673 | 1.1673 | 0 | 0 | 1.394e-09 | 1.394e-09 | 0 | 0 | 0.00082596 | 0.00082596 | 0 | 0 | 0 | 0 | 0 | 0 | 0 | 0 | 0.82093 | 0 | 0 | 0.025222 | 0.025222 | 0 | 0 | 0.068933 | 0.068933 | 0 | 43.9
7546_G_3 | SPP_WEST | Oklahoma | 40 | Kay | 71 | 7546 | 3 | Ponca City | 9188 | 1995 | 9999 | Combined Cycle |  |  |  | H2O |  | Fossil | G | 2025 | NaturalGas |  | 0.1066 | 0.048038 | 0.59828 | 0.75292 | 0 | 0 | 0 | 0 | 0 | 0 | 0 | 0 | 0 | 0 | 0 | 0 | 11.6026 | 5.2283 | 65.1154 | 81.9463 | 6.2406 | 2.8121 | 35.0233 | 44.0761 | 7.4634e-09 | 3.3631e-09 | 4.1872e-08 | 5.2698e-08 | 0.0043015 | 0.0019383 | 0.024141 | 0.03038 | 0 | 0 | 0 | 0 | 0 | 0 | 0 | 0 | 1.5211 | 0.043016 | 0.019544 | 0.19102 | 0.25358 | 0.38237 | 0.16174 | 2.0682 | 2.6123 | 0 | 44.1
7546_G_1 | SPP_WEST | Oklahoma | 40 | Kay | 71 | 7546 | 1 | Ponca City | 9188 | 1966 | 9999 | Combined Cycle |  |  |  | H2O |  | Fossil | G | 2025 | NaturalGas |  | 0.045446 | 0.020479 | 0.25505 | 0.32097 | 0 | 0 | 0 | 0 | 0 | 0 | 0 | 0 | 0 | 0 | 0 | 0 | 4.9462 | 2.2289 | 27.7589 | 34.934 | 2.6604 | 1.1988 | 14.9306 | 18.7898 | 3.1803e-09 | 1.4331e-09 | 1.7845e-08 | 2.2459e-08 | 0.0018337 | 0.0008263 | 0.010291 | 0.012951 | 0 | 0 | 0 | 0 | 0 | 0 | 0 | 0 | 0.61283 | 0.018338 | 0.0083317 | 0.081434 | 0.1081 | 0.16301 | 0.068948 | 0.88166 | 1.1136 | 0 | 18.8
7545_G_1 | SPP_WEST | Oklahoma | 40 | Kay | 71 | 7545 | 1 | Kaw Hydro | 0 | 1989 | 9999 | Hydro | [5 empty] | Non-Fossil | G | 2025 | Hydro |  | 0 | 0 | 0 | 0 | 0 | 0 | 0 | 0 | 0 | 0 | 0 | 0 | 0 | 0 | 0 | 0 | 14.327 | 24.1983 | 39.4523 | 77.9776 | 0 | 0 | 0 | 0 | 0 | 0 | 0 | 0 | 0 | 0 | 0 | 0 | 0 | 0 | 0 | 0 | 0 | 0 | 0 | 0 | 0.44073 | 0.03811 | 0.064367 | 0.10494 | 0.20742 | 0 | 0 | 0 | 0 | 0 | 29.6
7541_G_1 | WECC_WY | Wyoming | 56 | Park | 29 | 7541 | 1 | Spirit Mountain | 0 | 1994 | 9999 | Hydro | [5 empty] | Non-Fossil | G | 2025 | Hydro |  | 0 | 0 | 0 | 0 | 0 | 0 | 0 | 0 | 0 | 0 | 0 | 0 | 0 | 0 | 0 | 0 | 1.4958 | 2.9485 | 8.9388 | 13.3831 | 0 | 0 | 0 | 0 | 0 | 0 | 0 | 0 | 0 | 0 | 0 | 0 | 0 | 0 | 0 | 0 | 0 | 0 | 0 | 0 | 0.067003 | 0.0039789 | 0.0078429 | 0.023777 | 0.035599 | 0 | 0 | 0 | 0 | 0 | 4.5
754_G_5 | S_SOU | Georgia | 13 | Hart | 147 | 754 | 5 | Hartwell Lake | 0 | 1983 | 9999 | Hydro | [5 empty] | Non-Fossil | G | 2025 | Hydro |  | 0 | 0 | 0 | 0 | 0 | 0 | 0 | 0 | 0 | 0 | 0 | 0 | 0 | 0 | 0 | 0 | 34.5208 | 38.7418 | 47.3834 | 120.646 | 0 | 0 | 0 | 0 | 0 | 0 | 0 | 0 | 0 | 0 | 0 | 0 | 0 | 0 | 0 | 0 | 0 | 0 | 0 | 0 | 1.1912 | 0.091825 | 0.10305 | 0.12604 | 0.32092 | 0 | 0 | 0 | 0 | 0 | 80
754_G_4 | S_SOU | Georgia | 13 | Hart | 147 | 754 | 4 | Hartwell Lake | 0 | 1962 | 9999 | Hydro | [5 empty] | Non-Fossil | G | 2025 | Hydro |  | 0 | 0 | 0 | 0 | 0 | 0 | 0 | 0 | 0 | 0 | 0 | 0 | 0 | 0 | 0 | 0 | 36.6784 | 41.1632 | 50.3448 | 128.1864 | 0 | 0 | 0 | 0 | 0 | 0 | 0 | 0 | 0 | 0 | 0 | 0 | 0 | 0 | 0 | 0 | 0 | 0 | 0 | 0 | 1.2656 | 0.097565 | 0.10949 | 0.13392 | 0.34098 | 0 | 0 | 0 | 0 | 0 | 85
754_G_2 | S_SOU | Georgia | 13 | Hart | 147 | 754 | 2 | Hartwell Lake | 0 | 1962 | 9999 | Hydro | [5 empty] | Non-Fossil | G | 2025 | Hydro |  | 0 | 0 | 0 | 0 | 0 | 0 | 0 | 0 | 0 | 0 | 0 | 0 | 0 | 0 | 0 | 0 | 36.6784 | 41.1632 | 50.3448 | 128.1864 | 0 | 0 | 0 | 0 | 0 | 0 | 0 | 0 | 0 | 0 | 0 | 0 | 0 | 0 | 0 | 0 | 0 | 0 | 0 | 0 | 1.2656 | 0.097565 | 0.10949 | 0.13392 | 0.34098 | 0 | 0 | 0 | 0 | 0 | 85
754_G_1 | S_SOU | Georgia | 13 | Hart | 147 | 754 | 1 | Hartwell Lake | 0 | 1962 | 9999 | Hydro | [5 empty] | Non-Fossil | G | 2025 | Hydro |  | 0 | 0 | 0 | 0 | 0 | 0 | 0 | 0 | 0 | 0 | 0 | 0 | 0 | 0 | 0 | 0 | 36.6784 | 41.1632 | 50.3448 | 128.1864 | 0 | 0 | 0 | 0 | 0 | 0 | 0 | 0 | 0 | 0 | 0 | 0 | 0 | 0 | 0 | 0 | 0 | 0 | 0 | 0 | 1.2656 | 0.097565 | 0.10949 | 0.13392 | 0.34098 | 0 | 0 | 0 | 0 | 0 | 85
7538_G_5 | S_VACA | North Carolina | 37 | Wayne | 191 | 7538 | 5 | Wayne County | 11515 | 2009 | 9999 | Combustion Turbine |  |  |  | DLNB + H2O |  | Fossil | G | 2025 | NaturalGas |  | 0.17622 | 0 | 0.94514 | 1.1214 | 0 | 0 | 0 | 0 | 0 | 0 | 0 | 0 | 0 | 0 | 0 | 0 | 15.3036 | 0 | 82.079 | 97.3826 | 10.3159 | 0 | 55.3285 | 65.6444 | 1.2335e-08 | 0 | 6.6151e-08 | 7.8486e-08 | 0.0032944 | 0 | 0.017669 | 0.020964 | 0 | 0 | 0 | 0 | 0 | 0 | 0 | 0 | 3.0481 | 0.19977 | 0 | 0.84759 | 1.0474 | 0.70785 | 0 | 3.6736 | 4.3815 | 0 | 163
7538_G_4 | S_VACA | North Carolina | 37 | Wayne | 191 | 7538 | 4 | Wayne County | 11515 | 2000 | 9999 | Combustion Turbine |  |  |  | DLNB + H2O |  | Fossil | G | 2025 | NaturalGas |  | 0.18379 | 0 | 0.62183 | 0.80562 | 0 | 0 | 0 | 0 | 0 | 0 | 0 | 0 | 0 | 0 | 0 | 0 | 15.9608 | 0 | 54.0021 | 69.9628 | 10.759 | 0 | 36.4021 | 47.1611 | 1.2863e-08 | 0 | 4.3532e-08 | 5.6395e-08 | 0.004707 | 0 | 0.015926 | 0.020633 | 0 | 0 | 0 | 0 | 0 | 0 | 0 | 0 | 3.179 | 0.20835 | 0 | 0.61105 | 0.81939 | 0.73825 | 0 | 2.417 | 3.1552 | 0 | 170
7538_G_3 | S_VACA | North Carolina | 37 | Wayne | 191 | 7538 | 3 | Wayne County | 11515 | 2000 | 9999 | Combustion Turbine |  |  |  | DLNB + H2O |  | Fossil | G | 2025 | NaturalGas |  | 0.18703 | 0 | 0.63281 | 0.81984 | 0 | 0 | 0 | 0 | 0 | 0 | 0 | 0 | 0 | 0 | 0 | 0 | 16.2424 | 0 | 54.955 | 71.1975 | 10.9488 | 0 | 37.0445 | 47.9934 | 1.309e-08 | 0 | 4.43e-08 | 5.739e-08 | 0.0043262 | 0 | 0.014638 | 0.018964 | 0 | 0 | 0 | 0 | 0 | 0 | 0 | 0 | 3.2351 | 0.21202 | 0 | 0.62183 | 0.83385 | 0.75128 | 0 | 2.4596 | 3.2109 | 0 | 173
7538_G_2 | S_VACA | North Carolina | 37 | Wayne | 191 | 7538 | 2 | Wayne County | 11515 | 2000 | 9999 | Combustion Turbine |  |  |  | H2O |  | Fossil | G | 2025 | NaturalGas |  | 0.18811 | 0 | 0.63647 | 0.82458 | 0 | 0 | 0 | 0 | 0 | 0 | 0 | 0 | 0 | 0 | 0 | 0 | 16.3363 | 0 | 55.2727 | 71.609 | 11.0121 | 0 | 37.2587 | 48.2708 | 1.3165e-08 | 0 | 4.4556e-08 | 5.7721e-08 | 0.0088304 | 0 | 0.029877 | 0.038708 | 0 | 0 | 0 | 0 | 0 | 0 | 0 | 0 | 3.2538 | 0.21325 | 0 | 0.62543 | 0.83867 | 0.75562 | 0 | 2.4738 | 3.2295 | 0 | 174
7538_G_1 | S_VACA | North Carolina | 37 | Wayne | 191 | 7538 | 1 | Wayne County | 11515 | 2000 | 9999 | Combustion Turbine |  |  |  | H2O |  | Fossil | G | 2025 | NaturalGas |  | 0.19136 | 0 | 0.64744 | 0.83879 | 0 | 0 | 0 | 0 | 0 | 0 | 0 | 0 | 0 | 0 | 0 | 0 | 16.618 | 0 | 56.2257 | 72.8436 | 11.202 | 0 | 37.9011 | 49.103 | 1.3392e-08 | 0 | 4.5324e-08 | 5.8717e-08 | 0.0094018 | 0 | 0.03181 | 0.041212 | 0 | 0 | 0 | 0 | 0 | 0 | 0 | 0 | 3.3099 | 0.21693 | 0 | 0.63621 | 0.85313 | 0.76865 | 0 | 2.5165 | 3.2851 | 0 | 177
753_G_GT1 | S_SOU | Georgia | 13 | Worth | 321 | 753 | GT1 | Crisp Plant | 25000 | 1957 | 9999 | Combustion Turbine | [5 empty] | Fossil | G | 2025 | NaturalGas |  | 0 | 0 | 0 | 0 | 0 | 0 | 0 | 0 | 0 | 0 | 0 | 0 | 0 | 0 | 0 | 0 | 0 | 0 | 0 | 0 | 0 | 0 | 0 | 0 | 0 | 0 | 0 | 0 | 0 | 0 | 0 | 0 | 0 | 0 | 0 | 0 | 0 | 0 | 0 | 0 | 0.0748 | 0 | 0 | 0 | 0 | 0 | 0 | 0 | 0 | 0 | 4
753_B_ST | S_SOU | Georgia | 13 | Worth | 321 | 753 | ST | Crisp Plant | 14500 | 1957 | 9999 | Coal Steam |  |  | Bag House |  |  | Fossil | B | 2025 |  | Coal Retirement | 0 | 0 | 0 | 0 | 0 | 0 | 0 | 0 | 0 | 0 | 0 | 0 | 0 | 0 | 0 | 0 | 0 | 0 | 0 | 0 | 0 | 0 | 0 | 0 | 0 | 0 | 0 | 0 | 0 | 0 | 0 | 0 | 0 | 0 | 0 | 0 | 0 | 0 | 0 | 0 | 0 | 0 | 0 | 0 | 0 | 0 | 0 | 0 | 0 | 0 | 10
7527_G_CCCT | WEC_BANC | California | 6 | Sacramento | 67 | 7527 | CCCT | Carson Ice-Gen Project | 10338 | 1995 | 9999 | Combined Cycle |  |  | SCR | H2O |  | Fossil | G | 2025 | NaturalGas |  | 0.92839 | 0.062323 | 0.14666 | 1.1374 | 0 | 0 | 0 | 0 | 0 | 0 | 0 | 0 | 0 | 0 | 0 | 0 | 89.8037 | 6.0285 | 14.1862 | 110.0184 | 54.348 | 3.6484 | 8.5853 | 66.5817 | 6.503e-08 | 4.3655e-09 | 1.0259e-08 | 7.9655e-08 | 0.0068375 | 0.000459 | 0.0010801 | 0.0083767 | 0 | 0 | 0 | 0 | 0 | 0 | 0 | 0 | 1.9058 | 0.19222 | 0.023444 | 0.054913 | 0.27058 | 3.8685 | 0.23601 | 0.57297 | 4.6774 | 0 | 51.2 | SCR
7527_G_2 | WEC_BANC | California | 6 | Sacramento | 67 | 7527 | 2 | Carson Ice-Gen Project | 10338 | 1995 | 9999 | Combined Cycle |  |  | SCR | H2O |  | Fossil | G | 2025 | NaturalGas |  | 0.301 | 0.020206 | 0.047549 | 0.36876 | 0 | 0 | 0 | 0 | 0 | 0 | 0 | 0 | 0 | 0 | 0 | 0 | 29.1161 | 1.9546 | 4.5994 | 35.67 | 17.7451 | 1.1912 | 2.8032 | 21.7395 | 2.1215e-08 | 1.4241e-09 | 3.3569e-09 | 2.5996e-08 | 0.0022326 | 0.00014988 | 0.00035269 | 0.0027352 | 0 | 0 | 0 | 0 | 0 | 0 | 0 | 0 | 0.6179 | 0.062322 | 0.0076009 | 0.017804 | 0.087727 | 1.2542 | 0.076517 | 0.18577 | 1.5165 | 0 | 16.6 | SCR
7527_G_1 | WEC_BANC | California | 6 | Sacramento | 67 | 7527 | 1 | Carson Ice-Gen Project | 9384 | 1995 | 9999 | Combustion Turbine |  |  | SCR | H2O |  | Fossil | G | 2025 | NaturalGas |  | 0.68863 | 0.21966 | 1.2614 | 2.1697 | 0 | 0 | 0 | 0 | 0 | 0 | 0 | 0 | 0 | 0 | 0 | 0 | 73.3836 | 23.408 | 134.4214 | 231.213 | 40.3125 | 12.8589 | 73.8429 | 127.0144 | 4.8236e-08 | 1.5386e-08 | 8.8272e-08 | 1.5189e-07 | 0.0023861 | 0.00076112 | 0.0043707 | 0.0075179 | 0 | 0 | 0 | 0 | 0 | 0 | 0 | 0 | 0.85375 | 0.25481 | 0.18497 | 0.46387 | 0.90365 | 2.8694 | 0.83182 | 4.9281 | 8.6294 | 0 | 41.2 | SCR
7526_G_3 | WEC_CALN | California | 6 | Solano | 95 | 7526 | 3 | Solano Wind | 0 | 2012 | 9999 | Onshore Wind | [5 empty] | Non-Fossil | G | 2025 | Wind |  | 0 | 0 | 0 | 0 | 0 | 0 | 0 | 0 | 0 | 0 | 0 | 0 | 0 | 0 | 0 | 0 | 41.4759 | 82.1498 | 224.1347 | 347.7604 | 0 | 0 | 0 | 0 | 0 | 0 | 0 | 0 | 0 | 0 | 0 | 0 | 0 | 0 | 0 | 0 | 0 | 0 | 0 | 0 | 3.6066 | 0 | 0 | 0 | 0 | 0 | 0 | 0 | 0 | 0 | 128
7526_G_2B | WEC_CALN | California | 6 | Solano | 95 | 7526 | 2B | Solano Wind | 0 | 2007 | 9999 | Onshore Wind | [5 empty] | Non-Fossil | G | 2025 | Wind |  | 0 | 0 | 0 | 0 | 0 | 0 | 0 | 0 | 0 | 0 | 0 | 0 | 0 | 0 | 0 | 0 | 20.4139 | 40.4331 | 110.3163 | 171.1633 | 0 | 0 | 0 | 0 | 0 | 0 | 0 | 0 | 0 | 0 | 0 | 0 | 0 | 0 | 0 | 0 | 0 | 0 | 0 | 0 | 1.7751 | 0 | 0 | 0 | 0 | 0 | 0 | 0 | 0 | 0 | 63
7526_G_2 | WEC_CALN | California | 6 | Solano | 95 | 7526 | 2 | Solano Wind | 0 | 2006 | 9999 | Onshore Wind | [5 empty] | Non-Fossil | G | 2025 | Wind |  | 0 | 0 | 0 | 0 | 0 | 0 | 0 | 0 | 0 | 0 | 0 | 0 | 0 | 0 | 0 | 0 | 7.7767 | 15.4031 | 42.0253 | 65.2051 | 0 | 0 | 0 | 0 | 0 | 0 | 0 | 0 | 0 | 0 | 0 | 0 | 0 | 0 | 0 | 0 | 0 | 0 | 0 | 0 | 0.67624 | 0 | 0 | 0 | 0 | 0 | 0 | 0 | 0 | 0 | 24
7526_G_1 | WEC_CALN | California | 6 | Solano | 95 | 7526 | 1 | Solano Wind | 0 | 1994 | 9999 | Onshore Wind | [5 empty] | Non-Fossil | G | 2025 | Wind |  | 0 | 0 | 0 | 0 | 0 | 0 | 0 | 0 | 0 | 0 | 0 | 0 | 0 | 0 | 0 | 0 | 4.2448 | 8.4075 | 22.9388 | 35.5911 | 0 | 0 | 0 | 0 | 0 | 0 | 0 | 0 | 0 | 0 | 0 | 0 | 0 | 0 | 0 | 0 | 0 | 0 | 0 | 0 | 0.36912 | 0 | 0 | 0 | 0 | 0 | 0 | 0 | 0 | 0 | 13.1
752_G_4 | S_SOU | Georgia | 13 | Worth | 321 | 752 | 4 | Lake Blackshear Project | 0 | 1930 | 9999 | Hydro | [5 empty] | Non-Fossil | G | 2025 | Hydro |  | 0 | 0 | 0 | 0 | 0 | 0 | 0 | 0 | 0 | 0 | 0 | 0 | 0 | 0 | 0 | 0 | 1.726 | 1.9371 | 2.3692 | 6.0323 | 0 | 0 | 0 | 0 | 0 | 0 | 0 | 0 | 0 | 0 | 0 | 0 | 0 | 0 | 0 | 0 | 0 | 0 | 0 | 0 | 0.059558 | 0.0045913 | 0.0051527 | 0.006302 | 0.016046 | 0 | 0 | 0 | 0 | 0 | 4
752_G_3 | S_SOU | Georgia | 13 | Worth | 321 | 752 | 3 | Lake Blackshear Project | 0 | 1930 | 9999 | Hydro | [5 empty] | Non-Fossil | G | 2025 | Hydro |  | 0 | 0 | 0 | 0 | 0 | 0 | 0 | 0 | 0 | 0 | 0 | 0 | 0 | 0 | 0 | 0 | 2.0713 | 2.3245 | 2.843 | 7.2388 | 0 | 0 | 0 | 0 | 0 | 0 | 0 | 0 | 0 | 0 | 0 | 0 | 0 | 0 | 0 | 0 | 0 | 0 | 0 | 0 | 0.071469 | 0.0055095 | 0.0061832 | 0.0075624 | 0.019255 | 0 | 0 | 0 | 0 | 0 | 4.8
752_G_2 | S_SOU | Georgia | 13 | Worth | 321 | 752 | 2 | Lake Blackshear Project | 0 | 1930 | 9999 | Hydro | [5 empty] | Non-Fossil | G | 2025 | Hydro |  | 0 | 0 | 0 | 0 | 0 | 0 | 0 | 0 | 0 | 0 | 0 | 0 | 0 | 0 | 0 | 0 | 1.726 | 1.9371 | 2.3692 | 6.0323 | 0 | 0 | 0 | 0 | 0 | 0 | 0 | 0 | 0 | 0 | 0 | 0 | 0 | 0 | 0 | 0 | 0 | 0 | 0 | 0 | 0.059558 | 0.0045913 | 0.0051527 | 0.006302 | 0.016046 | 0 | 0 | 0 | 0 | 0 | 4
752_G_1 | S_SOU | Georgia | 13 | Worth | 321 | 752 | 1 | Lake Blackshear Project | 0 | 1930 | 9999 | Hydro | [5 empty] | Non-Fossil | G | 2025 | Hydro |  | 0 | 0 | 0 | 0 | 0 | 0 | 0 | 0 | 0 | 0 | 0 | 0 | 0 | 0 | 0 | 0 | 1.0356 | 1.1623 | 1.4215 | 3.6194 | 0 | 0 | 0 | 0 | 0 | 0 | 0 | 0 | 0 | 0 | 0 | 0 | 0 | 0 | 0 | 0 | 0 | 0 | 0 | 0 | 0.035735 | 0.0027548 | 0.0030916 | 0.0037812 | 0.0096276 | 0 | 0 | 0 | 0 | 0 | 2.4
7515_G_NA1 | SPP_N | Kansas | 20 | Mcpherson | 113 | 7515 | NA1 | McPherson 3 | 17631 | 1998 | 9999 | Combustion Turbine |  |  |  | H2O |  | Fossil | G | 2025 | Oil |  | 0 | 0 | 0 | 0 | 0 | 0 | 0 | 0 | 0 | 0 | 0 | 0 | 0 | 0 | 0 | 0 | 0 | 0 | 0 | 0 | 0 | 0 | 0 | 0 | 0 | 0 | 0 | 0 | 0 | 0 | 0 | 0 | 0 | 0 | 0 | 0 | 0 | 0 | 0 | 0 | 1.4829 | 0 | 0 | 0 | 0 | 0 | 0 | 0 | 0 | 0 | 79.3
7513_B_BOIL1 | NENG_ME | Maine | 23 | Aroostook | 3 | 7513 | BOIL1 | ReEnergy Fort Fairfield | 13500 | 1987 | 9999 | Biomass |  |  | ESPC + SNCR |  |  | Non-Fossil | B | 2025 |  | Biomass Retirement | 0 | 0 | 0 | 0 | 0 | 0 | 0 | 0 | 0 | 0 | 0 | 0 | 0 | 0 | 0 | 0 | 0 | 0 | 0 | 0 | 0 | 0 | 0 | 0 | 0 | 0 | 0 | 0 | 0 | 0 | 0 | 0 | 0 | 0 | 0 | 0 | 0 | 0 | 0 | 0 | 0 | 0 | 0 | 0 | 0 | 0 | 0 | 0 | 0 | 0 | 32 | SNCR
7512_G_3 | ERC_REST | Texas | 48 | Bexar | 29 | 7512 | 3 | Arthur Von Rosenberg | 7178 | 2000 | 9999 | Combined Cycle |  |  | SCR | DLNB |  | Fossil | G | 2025 | NaturalGas |  | 2.0144 | 2.1796 | 3.7693 | 7.9634 | 0 | 0 | 0 | 0 | 0 | 0 | 0 | 0 | 0 | 0 | 0 | 0 | 280.6367 | 303.6563 | 525.1188 | 1109.4117 | 117.9236 | 127.5964 | 220.655 | 466.1749 | 1.4103e-07 | 1.526e-07 | 2.6382e-07 | 5.5745e-07 | 0.028987 | 0.031365 | 0.05424 | 0.11459 | 0 | 0 | 0 | 0 | 0 | 0 | 0 | 0 | 4.8871 | 0.59573 | 0.64972 | 1.1147 | 2.3602 | 7.5678 | 7.6655 | 13.8591 | 29.0924 | 0 | 160 | SCR
7512_G_2 | ERC_REST | Texas | 48 | Bexar | 29 | 7512 | 2 | Arthur Von Rosenberg | 7178 | 2000 | 9999 | Combined Cycle |  |  | SCR | DLNB |  | Fossil | G | 2025 | NaturalGas |  | 1.9766 | 2.1388 | 3.6986 | 7.814 | 0 | 0 | 0 | 0 | 0 | 0 | 0 | 0 | 0 | 0 | 0 | 0 | 275.3748 | 297.9627 | 515.2728 | 1088.6102 | 115.7125 | 125.204 | 216.5177 | 457.4342 | 1.3838e-07 | 1.4974e-07 | 2.5887e-07 | 5.4699e-07 | 0.028444 | 0.030777 | 0.053223 | 0.11244 | 0 | 0 | 0 | 0 | 0 | 0 | 0 | 0 | 4.7955 | 0.58456 | 0.63754 | 1.0938 | 2.3159 | 7.4259 | 7.5217 | 13.5993 | 28.5469 | 0 | 157 | SCR
7512_G_1 | ERC_REST | Texas | 48 | Bexar | 29 | 7512 | 1 | Arthur Von Rosenberg | 7178 | 2000 | 9999 | Combined Cycle |  |  | SCR | DLNB |  | Fossil | G | 2025 | NaturalGas |  | 1.9766 | 2.1388 | 3.6986 | 7.814 | 0 | 0 | 0 | 0 | 0 | 0 | 0 | 0 | 0 | 0 | 0 | 0 | 275.3748 | 297.9627 | 515.2728 | 1088.6102 | 115.7125 | 125.204 | 216.5177 | 457.4342 | 1.3838e-07 | 1.4974e-07 | 2.5887e-07 | 5.4699e-07 | 0.028444 | 0.030777 | 0.053223 | 0.11244 | 0 | 0 | 0 | 0 | 0 | 0 | 0 | 0 | 4.7955 | 0.58456 | 0.63754 | 1.0938 | 2.3159 | 7.4259 | 7.5217 | 13.5993 | 28.5469 | 0 | 157 | SCR
7511_G_1 | WECC_PNW | Washington | 53 | Benton | 5 | 7511 | 1 | McNary Dam Fish Attraction Project | 0 | 1997 | 9999 | Hydro | [5 empty] | Non-Fossil | G | 2025 | Hydro |  | 0 | 0 | 0 | 0 | 0 | 0 | 0 | 0 | 0 | 0 | 0 | 0 | 0 | 0 | 0 | 0 | 7.9897 | 10.1199 | 14.659 | 32.7686 | 0 | 0 | 0 | 0 | 0 | 0 | 0 | 0 | 0 | 0 | 0 | 0 | 0 | 0 | 0 | 0 | 0 | 0 | 0 | 0 | 0.13401 | 0.021253 | 0.026919 | 0.038993 | 0.087164 | 0 | 0 | 0 | 0 | 0 | 9
751_G_1 | WEC_CALN | California | 6 | Tuolumne | 109 | 751 | 1 | Moccasin Low Head Hydro Project | 0 | 1987 | 9999 | Hydro | [5 empty] | Non-Fossil | G | 2025 | Hydro |  | 0 | 0 | 0 | 0 | 0 | 0 | 0 | 0 | 0 | 0 | 0 | 0 | 0 | 0 | 0 | 0 | 1.3404 | 2.1714 | 4.243 | 7.7548 | 0 | 0 | 0 | 0 | 0 | 0 | 0 | 0 | 0 | 0 | 0 | 0 | 0 | 0 | 0 | 0 | 0 | 0 | 0 | 0 | 0.043179 | 0.0035654 | 0.005776 | 0.011286 | 0.020628 | 0 | 0 | 0 | 0 | 0 | 2.9
7508_G_1 | WECC_PNW | Oregon | 41 | Clackamas | 5 | 7508 | 1 | Stone Creek | 0 | 1994 | 9999 | Hydro | [5 empty] | Non-Fossil | G | 2025 | Hydro |  | 0 | 0 | 0 | 0 | 0 | 0 | 0 | 0 | 0 | 0 | 0 | 0 | 0 | 0 | 0 | 0 | 7.9078 | 9.6219 | 11.0578 | 28.5875 | 0 | 0 | 0 | 0 | 0 | 0 | 0 | 0 | 0 | 0 | 0 | 0 | 0 | 0 | 0 | 0 | 0 | 0 | 0 | 0 | 0.10423 | 0.021035 | 0.025594 | 0.029414 | 0.076043 | 0 | 0 | 0 | 0 | 0 | 7
7507_G_1 | WEC_CALN | California | 6 | Yuba | 115 | 7507 | 1 | Deadwood Creek | 0 | 1993 | 9999 | Hydro | [5 empty] | Non-Fossil | G | 2025 | Hydro |  | 0 | 0 | 0 | 0 | 0 | 0 | 0 | 0 | 0 | 0 | 0 | 0 | 0 | 0 | 0 | 0 | 0.87817 | 1.4227 | 2.7799 | 5.0808 | 0 | 0 | 0 | 0 | 0 | 0 | 0 | 0 | 0 | 0 | 0 | 0 | 0 | 0 | 0 | 0 | 0 | 0 | 0 | 0 | 0.02829 | 0.0023359 | 0.0037843 | 0.0073946 | 0.013515 | 0 | 0 | 0 | 0 | 0 | 1.9
7505_G_1 | MIS_MAPP | Minnesota | 27 | Otter Tail | 111 | 7505 | 1 | Fergus Control Ctr | 11670 | 1995 | 9999 | Combustion Turbine | [5 empty] | Fossil | G | 2025 | Oil |  | 0 | 0 | 0 | 0 | 0 | 0 | 0 | 0 | 0 | 0 | 0 | 0 | 0 | 0 | 0 | 0 | 0 | 0 | 0 | 0 | 0 | 0 | 0 | 0 | 0 | 0 | 0 | 0 | 0 | 0 | 0 | 0 | 0 | 0 | 0 | 0 | 0 | 0 | 0 | 0 | 0.0374 | 0 | 0 | 0 | 0 | 0 | 0 | 0 | 0 | 0 | 2
7504_G_GT1 | WECC_WY | Wyoming | 56 | Campbell | 5 | 7504 | GT1 | Neil Simpson II | 11150 | 2000 | 9999 | Combustion Turbine |  |  |  | DLNB |  | Fossil | G | 2025 | NaturalGas |  | 0 | 0 | 0 | 0 | 0 | 0 | 0 | 0 | 0 | 0 | 0 | 0 | 0 | 0 | 0 | 0 | 0 | 0 | 0 | 0 | 0 | 0 | 0 | 0 | 0 | 0 | 0 | 0 | 0 | 0 | 0 | 0 | 0 | 0 | 0 | 0 | 0 | 0 | 0 | 0 | 0.6358 | 0 | 0 | 0 | 0 | 0 | 0 | 0 | 0 | 0 | 34
7504_B_2 | WECC_WY | Wyoming | 56 | Campbell | 5 | 7504 | 2 | Neil Simpson II | 12241 | 1995 | 9999 | Coal Steam | wall | dry | ESPC + Dry Scrubber + ACI | LNBO | Dry Scrubber | Fossil | B | 2025 | Coal |  | 1.7716 | 2.4015 | 3.1589 | 7.332 | 0 | 0 | 0 | 0 | 1.7716 | 2.4015 | 3.1589 | 7.332 | 0 | 0 | 0 | 0 | 144.7281 | 196.187 | 258.0587 | 598.9738 | 190.3602 | 258.0438 | 339.4234 | 787.8275 | 0.00055396 | 0.00075093 | 0.00098775 | 0.0022926 | 0.12845 | 0.17412 | 0.22904 | 0.53161 | 0.070865 | 0.096061 | 0.12636 | 0.29328 | 0.00088581 | 0.0012008 | 0.0015794 | 0.003666 | 3.0464 | 0.71988 | 0.97583 | 1.2836 | 2.9793 | 1.3907 | 1.8852 | 2.4797 | 5.7555 | 0 | 80 | Scrubber / Mercury Control | Dry Scrubber
7501_G_2 | NENGREST | Massachusetts | 25 | Worcester | 27 | 7501 | 2 | Princeton Wind Farm | 0 | 2010 | 9999 | Onshore Wind | [5 empty] | Non-Fossil | G | 2025 | Wind |  | 0 | 0 | 0 | 0 | 0 | 0 | 0 | 0 | 0 | 0 | 0 | 0 | 0 | 0 | 0 | 0 | 2.4789 | 3.2222 | 2.496 | 8.1971 | 0 | 0 | 0 | 0 | 0 | 0 | 0 | 0 | 0 | 0 | 0 | 0 | 0 | 0 | 0 | 0 | 0 | 0 | 0 | 0 | 0.1008 | 0 | 0 | 0 | 0 | 0 | 0 | 0 | 0 | 0 | 3
7497_G_5 | MIS_LMI | Michigan | 26 | Sanilac | 151 | 7497 | 5 | Croswell | 10745 | 1996 | 9999 | Combustion Turbine | [5 empty] | Fossil | G | 2025 | NaturalGas |  | 0 | 0 | 0.007088 | 0.007088 | 0 | 0 | 0 | 0 | 0 | 0 | 0 | 0 | 0 | 0 | 0 | 0 | 0 | 0 | 0.65966 | 0.65966 | 0 | 0 | 0.41493 | 0.41493 | 0 | 0 | 4.9613e-10 | 4.9613e-10 | 0 | 0 | 0.014745 | 0.014745 | 0 | 0 | 0 | 0 | 0 | 0 | 0 | 0 | 0.045616 | 0 | 0 | 0.0062123 | 0.0062123 | 0 | 0 | 0.025424 | 0.025424 | 0 | 1.3
7497_G_4 | MIS_LMI | Michigan | 26 | Sanilac | 151 | 7497 | 4 | Croswell | 12280 | 1990 | 9999 | Combustion Turbine | [5 empty] | Fossil | G | 2025 | Oil |  | 0 | 0 | 0 | 0 | 0 | 0 | 0 | 0 | 0 | 0 | 0 | 0 | 0 | 0 | 0 | 0 | 0 | 0 | 0 | 0 | 0 | 0 | 0 | 0 | 0 | 0 | 0 | 0 | 0 | 0 | 0 | 0 | 0 | 0 | 0 | 0 | 0 | 0 | 0 | 0 | 0.02431 | 0 | 0 | 0 | 0 | 0 | 0 | 0 | 0 | 0 | 1.3
7497_G_3 | MIS_LMI | Michigan | 26 | Sanilac | 151 | 7497 | 3 | Croswell | 10745 | 1988 | 9999 | Combustion Turbine | [5 empty] | Fossil | G | 2025 | Oil |  | 0 | 0 | 0 | 0 | 0 | 0 | 0 | 0 | 0 | 0 | 0 | 0 | 0 | 0 | 0 | 0 | 0 | 0 | 0 | 0 | 0 | 0 | 0 | 0 | 0 | 0 | 0 | 0 | 0 | 0 | 0 | 0 | 0 | 0 | 0 | 0 | 0 | 0 | 0 | 0 | 0.02244 | 0 | 0 | 0 | 0 | 0 | 0 | 0 | 0 | 0 | 1.2
7497_G_2 | MIS_LMI | Michigan | 26 | Sanilac | 151 | 7497 | 2 | Croswell | 10745 | 1984 | 9999 | Combustion Turbine | [5 empty] | Fossil | G | 2025 | NaturalGas |  | 0 | 0 | 0.0038166 | 0.0038166 | 0 | 0 | 0 | 0 | 0 | 0 | 0 | 0 | 0 | 0 | 0 | 0 | 0 | 0 | 0.3552 | 0.3552 | 0 | 0 | 0.22343 | 0.22343 | 0 | 0 | 2.6715e-10 | 2.6715e-10 | 0 | 0 | 0.0079397 | 0.0079397 | 0 | 0 | 0 | 0 | 0 | 0 | 0 | 0 | 0.024562 | 0 | 0 | 0.0033451 | 0.0033451 | 0 | 0 | 0.01369 | 0.01369 | 0 | 0.7
7497_G_1 | MIS_LMI | Michigan | 26 | Sanilac | 151 | 7497 | 1 | Croswell | 10745 | 1982 | 9999 | Combustion Turbine | [5 empty] | Fossil | G | 2025 | NaturalGas |  | 0 | 0 | 0.0032714 | 0.0032714 | 0 | 0 | 0 | 0 | 0 | 0 | 0 | 0 | 0 | 0 | 0 | 0 | 0 | 0 | 0.30446 | 0.30446 | 0 | 0 | 0.19151 | 0.19151 | 0 | 0 | 2.2898e-10 | 2.2898e-10 | 0 | 0 | 0.0068055 | 0.0068055 | 0 | 0 | 0 | 0 | 0 | 0 | 0 | 0 | 0.021053 | 0 | 0 | 0.0028672 | 0.0028672 | 0 | 0 | 0.011734 | 0.011734 | 0 | 0.6
7489_G_G2 | WEC_CALN | California | 6 | Mendocino | 45 | 7489 | G2 | Lake Mendocino | 0 | 1987 | 9999 | Hydro | [5 empty] | Non-Fossil | G | 2025 | Hydro |  | 0 | 0 | 0 | 0 | 0 | 0 | 0 | 0 | 0 | 0 | 0 | 0 | 0 | 0 | 0 | 0 | 1.1555 | 1.8719 | 3.6578 | 6.6852 | 0 | 0 | 0 | 0 | 0 | 0 | 0 | 0 | 0 | 0 | 0 | 0 | 0 | 0 | 0 | 0 | 0 | 0 | 0 | 0 | 0.037224 | 0.0030736 | 0.0049793 | 0.0097297 | 0.017783 | 0 | 0 | 0 | 0 | 0 | 2.5
7489_G_G1 | WEC_CALN | California | 6 | Mendocino | 45 | 7489 | G1 | Lake Mendocino | 0 | 1987 | 9999 | Hydro | [5 empty] | Non-Fossil | G | 2025 | Hydro |  | 0 | 0 | 0 | 0 | 0 | 0 | 0 | 0 | 0 | 0 | 0 | 0 | 0 | 0 | 0 | 0 | 0.4622 | 0.74877 | 1.4631 | 2.6741 | 0 | 0 | 0 | 0 | 0 | 0 | 0 | 0 | 0 | 0 | 0 | 0 | 0 | 0 | 0 | 0 | 0 | 0 | 0 | 0 | 0.014889 | 0.0012294 | 0.0019917 | 0.0038919 | 0.0071131 | 0 | 0 | 0 | 0 | 0 | 1
7481_G_2 | SPP_NEBR | Nebraska | 31 | Webster | 181 | 7481 | 2 | City Light & Water | 13820 | 1987 | 9999 | Combustion Turbine | [5 empty] | Fossil | G | 2025 | Oil |  | 0 | 0 | 0 | 0 | 0 | 0 | 0 | 0 | 0 | 0 | 0 | 0 | 0 | 0 | 0 | 0 | 0 | 0 | 0 | 0 | 0 | 0 | 0 | 0 | 0 | 0 | 0 | 0 | 0 | 0 | 0 | 0 | 0 | 0 | 0 | 0 | 0 | 0 | 0 | 0 | 0.0088883 | 0 | 0 | 0 | 0 | 0 | 0 | 0 | 0 | 0 | 0.4
7481_G_1 | SPP_NEBR | Nebraska | 31 | Webster | 181 | 7481 | 1 | City Light & Water | 13378 | 1987 | 9999 | Combustion Turbine | [5 empty] | Fossil | G | 2025 | Oil |  | 0 | 0 | 0 | 0 | 0 | 0 | 0 | 0 | 0 | 0 | 0 | 0 | 0 | 0 | 0 | 0 | 0 | 0 | 0 | 0 | 0 | 0 | 0 | 0 | 0 | 0 | 0 | 0 | 0 | 0 | 0 | 0 | 0 | 0 | 0 | 0 | 0 | 0 | 0 | 0 | 0.019999 | 0 | 0 | 0 | 0 | 0 | 0 | 0 | 0 | 0 | 0.9
7480_G_GEN4 | S_VACA | South Carolina | 45 | Orangeburg | 75 | 7480 | GEN4 | Rowesville Rd Plant | 20634 | 1994 | 9999 | Combustion Turbine | [5 empty] | Fossil | G | 2025 | NaturalGas |  | 0 | 0 | 0 | 0 | 0 | 0 | 0 | 0 | 0 | 0 | 0 | 0 | 0 | 0 | 0 | 0 | 0 | 0 | 0 | 0 | 0 | 0 | 0 | 0 | 0 | 0 | 0 | 0 | 0 | 0 | 0 | 0 | 0 | 0 | 0 | 0 | 0 | 0 | 0 | 0 | 0.07854 | 0 | 0 | 0 | 0 | 0 | 0 | 0 | 0 | 0 | 4.2
7480_G_GEN3 | S_VACA | South Carolina | 45 | Orangeburg | 75 | 7480 | GEN3 | Rowesville Rd Plant | 20555 | 1994 | 9999 | Combustion Turbine | [5 empty] | Fossil | G | 2025 | NaturalGas |  | 0 | 0 | 0 | 0 | 0 | 0 | 0 | 0 | 0 | 0 | 0 | 0 | 0 | 0 | 0 | 0 | 0 | 0 | 0 | 0 | 0 | 0 | 0 | 0 | 0 | 0 | 0 | 0 | 0 | 0 | 0 | 0 | 0 | 0 | 0 | 0 | 0 | 0 | 0 | 0 | 0.07854 | 0 | 0 | 0 | 0 | 0 | 0 | 0 | 0 | 0 | 4.2
7479_G_WEST | S_VACA | South Carolina | 45 | Orangeburg | 75 | 7479 | WEST | North Road Peak | 20500 | 1987 | 9999 | Combustion Turbine | [5 empty] | Fossil | G | 2025 | Oil |  | 0 | 0 | 0 | 0 | 0 | 0 | 0 | 0 | 0 | 0 | 0 | 0 | 0 | 0 | 0 | 0 | 0 | 0 | 0 | 0 | 0 | 0 | 0 | 0 | 0 | 0 | 0 | 0 | 0 | 0 | 0 | 0 | 0 | 0 | 0 | 0 | 0 | 0 | 0 | 0 | 0.14557 | 0 | 0 | 0 | 0 | 0 | 0 | 0 | 0 | 0 | 6.5
7479_G_EAST | S_VACA | South Carolina | 45 | Orangeburg | 75 | 7479 | EAST | North Road Peak | 20500 | 1987 | 9999 | Combustion Turbine | [5 empty] | Fossil | G | 2025 | Oil |  | 0 | 0 | 0 | 0 | 0 | 0 | 0 | 0 | 0 | 0 | 0 | 0 | 0 | 0 | 0 | 0 | 0 | 0 | 0 | 0 | 0 | 0 | 0 | 0 | 0 | 0 | 0 | 0 | 0 | 0 | 0 | 0 | 0 | 0 | 0 | 0 | 0 | 0 | 0 | 0 | 0.14557 | 0 | 0 | 0 | 0 | 0 | 0 | 0 | 0 | 0 | 6.5
7474_G_2 | PJM_COMD | Illinois | 17 | Whiteside | 195 | 7474 | 2 | Upper Sterling | 0 | 1988 | 9999 | Hydro | [5 empty] | Non-Fossil | G | 2025 | Hydro |  | 0 | 0 | 0 | 0 | 0 | 0 | 0 | 0 | 0 | 0 | 0 | 0 | 0 | 0 | 0 | 0 | 0.81612 | 1.226 | 1.8192 | 3.8613 | 0 | 0 | 0 | 0 | 0 | 0 | 0 | 0 | 0 | 0 | 0 | 0 | 0 | 0 | 0 | 0 | 0 | 0 | 0 | 0 | 0.014889 | 0.0021709 | 0.003261 | 0.0048391 | 0.010271 | 0 | 0 | 0 | 0 | 0 | 1
7474_G_1 | PJM_COMD | Illinois | 17 | Whiteside | 195 | 7474 | 1 | Upper Sterling | 0 | 1988 | 9999 | Hydro | [5 empty] | Non-Fossil | G | 2025 | Hydro |  | 0 | 0 | 0 | 0 | 0 | 0 | 0 | 0 | 0 | 0 | 0 | 0 | 0 | 0 | 0 | 0 | 0.81612 | 1.226 | 1.8192 | 3.8613 | 0 | 0 | 0 | 0 | 0 | 0 | 0 | 0 | 0 | 0 | 0 | 0 | 0 | 0 | 0 | 0 | 0 | 0 | 0 | 0 | 0.014889 | 0.0021709 | 0.003261 | 0.0048391 | 0.010271 | 0 | 0 | 0 | 0 | 0 | 1
7470_G_6 | MIS_MO | Missouri | 29 | Linn | 115 | 7470 | 6 | Marceline | 12822 | 2004 | 9999 | Combustion Turbine | [5 empty] | Fossil | G | 2025 | Oil |  | 0 | 0 | 0 | 0 | 0 | 0 | 0 | 0 | 0 | 0 | 0 | 0 | 0 | 0 | 0 | 0 | 0 | 0 | 0 | 0 | 0 | 0 | 0 | 0 | 0 | 0 | 0 | 0 | 0 | 0 | 0 | 0 | 0 | 0 | 0 | 0 | 0 | 0 | 0 | 0 | 0.0374 | 0 | 0 | 0 | 0 | 0 | 0 | 0 | 0 | 0 | 2
7470_G_5 | MIS_MO | Missouri | 29 | Linn | 115 | 7470 | 5 | Marceline | 12822 | 2004 | 9999 | Combustion Turbine | [5 empty] | Fossil | G | 2025 | Oil |  | 0 | 0 | 0 | 0 | 0 | 0 | 0 | 0 | 0 | 0 | 0 | 0 | 0 | 0 | 0 | 0 | 0 | 0 | 0 | 0 | 0 | 0 | 0 | 0 | 0 | 0 | 0 | 0 | 0 | 0 | 0 | 0 | 0 | 0 | 0 | 0 | 0 | 0 | 0 | 0 | 0.0374 | 0 | 0 | 0 | 0 | 0 | 0 | 0 | 0 | 0 | 2
7470_G_2 | MIS_MO | Missouri | 29 | Linn | 115 | 7470 | 2 | Marceline | 12822 | 2002 | 9999 | Combustion Turbine | [5 empty] | Fossil | G | 2025 | NaturalGas |  | 0 | 0 | 0.0027681 | 0.0027681 | 0 | 0 | 0 | 0 | 0 | 0 | 0 | 0 | 0 | 0 | 0 | 0 | 0 | 0 | 0.21589 | 0.21589 | 0 | 0 | 0.16205 | 0.16205 | 0 | 0 | 1.9384e-10 | 1.9384e-10 | 0 | 0 | 0.0024582 | 0.0024582 | 0 | 0 | 0 | 0 | 0 | 0 | 0 | 0 | 0.0561 | 0 | 0 | 0.0032464 | 0.0032464 | 0 | 0 | 0.0097627 | 0.0097627 | 0 | 3
7470_G_1 | MIS_MO | Missouri | 29 | Linn | 115 | 7470 | 1 | Marceline | 12822 | 1989 | 9999 | Combustion Turbine | [5 empty] | Fossil | G | 2025 | Oil |  | 0 | 0 | 0 | 0 | 0 | 0 | 0 | 0 | 0 | 0 | 0 | 0 | 0 | 0 | 0 | 0 | 0 | 0 | 0 | 0 | 0 | 0 | 0 | 0 | 0 | 0 | 0 | 0 | 0 | 0 | 0 | 0 | 0 | 0 | 0 | 0 | 0 | 0 | 0 | 0 | 0.0187 | 0 | 0 | 0 | 0 | 0 | 0 | 0 | 0 | 0 | 1
7469_G_FM5 | SPP_NEBR | Nebraska | 31 | Madison | 119 | 7469 | FM5 | Madison Utilities | 12822 | 2006 | 9999 | Combustion Turbine | [5 empty] | Fossil | G | 2025 | Oil |  | 0 | 0 | 0 | 0 | 0 | 0 | 0 | 0 | 0 | 0 | 0 | 0 | 0 | 0 | 0 | 0 | 0 | 0 | 0 | 0 | 0 | 0 | 0 | 0 | 0 | 0 | 0 | 0 | 0 | 0 | 0 | 0 | 0 | 0 | 0 | 0 | 0 | 0 | 0 | 0 | 0.0187 | 0 | 0 | 0 | 0 | 0 | 0 | 0 | 0 | 0 | 1
7469_G_FM3 | SPP_NEBR | Nebraska | 31 | Madison | 119 | 7469 | FM3 | Madison Utilities | 12822 | 1953 | 9999 | Combustion Turbine | [5 empty] | Fossil | G | 2025 | NaturalGas |  | 0 | 0 | 0.0019483 | 0.0019483 | 0 | 0 | 0 | 0 | 0 | 0 | 0 | 0 | 0 | 0 | 0 | 0 | 0 | 0 | 0.15195 | 0.15195 | 0 | 0 | 0.11406 | 0.11406 | 0 | 0 | 1.363e-10 | 1.363e-10 | 0 | 0 | 0.0017302 | 0.0017302 | 0 | 0 | 0 | 0 | 0 | 0 | 0 | 0 | 0.01683 | 0 | 0 | 0.002084 | 0.002084 | 0 | 0 | 0.0074365 | 0.0074365 | 0 | 0.9
7469_G_FM2 | SPP_NEBR | Nebraska | 31 | Madison | 119 | 7469 | FM2 | Madison Utilities | 12822 | 1959 | 9999 | Combustion Turbine | [5 empty] | Fossil | G | 2025 | NaturalGas |  | 0 | 0 | 0.0021648 | 0.0021648 | 0 | 0 | 0 | 0 | 0 | 0 | 0 | 0 | 0 | 0 | 0 | 0 | 0 | 0 | 0.16884 | 0.16884 | 0 | 0 | 0.12673 | 0.12673 | 0 | 0 | 1.5144e-10 | 1.5144e-10 | 0 | 0 | 0.0019225 | 0.0019225 | 0 | 0 | 0 | 0 | 0 | 0 | 0 | 0 | 0.0187 | 0 | 0 | 0.0023156 | 0.0023156 | 0 | 0 | 0.0082627 | 0.0082627 | 0 | 1
7469_G_FM1 | SPP_NEBR | Nebraska | 31 | Madison | 119 | 7469 | FM1 | Madison Utilities | 12822 | 1959 | 9999 | Combustion Turbine | [5 empty] | Fossil | G | 2025 | NaturalGas |  | 0 | 0 | 0.0036802 | 0.0036802 | 0 | 0 | 0 | 0 | 0 | 0 | 0 | 0 | 0 | 0 | 0 | 0 | 0 | 0 | 0.28702 | 0.28702 | 0 | 0 | 0.21544 | 0.21544 | 0 | 0 | 2.5746e-10 | 2.5746e-10 | 0 | 0 | 0.0032682 | 0.0032682 | 0 | 0 | 0 | 0 | 0 | 0 | 0 | 0 | 0.03179 | 0 | 0 | 0.0039365 | 0.0039365 | 0 | 0 | 0.014047 | 0.014047 | 0 | 1.7
7458_G_1 | WECC_CO | Colorado | 8 | Eagle | 37 | 7458 | 1 | Basalt | 0 | 1985 | 9999 | Hydro | [5 empty] | Non-Fossil | G | 2025 | Hydro |  | 0 | 0 | 0 | 0 | 0 | 0 | 0 | 0 | 0 | 0 | 0 | 0 | 0 | 0 | 0 | 0 | 2.8863 | 3.2228 | 5.6036 | 11.7127 | 0 | 0 | 0 | 0 | 0 | 0 | 0 | 0 | 0 | 0 | 0 | 0 | 0 | 0 | 0 | 0 | 0 | 0 | 0 | 0 | 0.06692 | 0.0076774 | 0.0085726 | 0.014906 | 0.031156 | 0 | 0 | 0 | 0 | 0 | 4.4944
7456_G_2 | WECC_PNW | Idaho | 16 | Kootenai | 55 | 7456 | 2 | Rathdrum | 11979 | 1994 | 9999 | Combustion Turbine |  |  |  | DLNB |  | Fossil | G | 2025 |  | CT Retirement | 0 | 0 | 0 | 0 | 0 | 0 | 0 | 0 | 0 | 0 | 0 | 0 | 0 | 0 | 0 | 0 | 0 | 0 | 0 | 0 | 0 | 0 | 0 | 0 | 0 | 0 | 0 | 0 | 0 | 0 | 0 | 0 | 0 | 0 | 0 | 0 | 0 | 0 | 0 | 0 | 0 | 0 | 0 | 0 | 0 | 0 | 0 | 0 | 0 | 0 | 66
7456_G_1 | WECC_PNW | Idaho | 16 | Kootenai | 55 | 7456 | 1 | Rathdrum | 11979 | 1994 | 9999 | Combustion Turbine |  |  |  | DLNB |  | Fossil | G | 2025 |  | CT Retirement | 0 | 0 | 0 | 0 | 0 | 0 | 0 | 0 | 0 | 0 | 0 | 0 | 0 | 0 | 0 | 0 | 0 | 0 | 0 | 0 | 0 | 0 | 0 | 0 | 0 | 0 | 0 | 0 | 0 | 0 | 0 | 0 | 0 | 0 | 0 | 0 | 0 | 0 | 0 | 0 | 0 | 0 | 0 | 0 | 0 | 0 | 0 | 0 | 0 | 0 | 66
7452_G_2 | WEC_CALN | California | 6 | Placer | 61 | 7452 | 2 | Roseville | 16576 | 1986 | 9999 | Combustion Turbine | [5 empty] | Fossil | G | 2025 | Oil |  | 0 | 0 | 0 | 0 | 0 | 0 | 0 | 0 | 0 | 0 | 0 | 0 | 0 | 0 | 0 | 0 | 0 | 0 | 0 | 0 | 0 | 0 | 0 | 0 | 0 | 0 | 0 | 0 | 0 | 0 | 0 | 0 | 0 | 0 | 0 | 0 | 0 | 0 | 0 | 0 | 0.64756 | 0 | 0 | 0 | 0 | 0 | 0 | 0 | 0 | 0 | 21.2
7452_G_1 | WEC_CALN | California | 6 | Placer | 61 | 7452 | 1 | Roseville | 16564 | 1986 | 9999 | Combustion Turbine | [5 empty] | Fossil | G | 2025 | Oil |  | 0 | 0 | 0 | 0 | 0 | 0 | 0 | 0 | 0 | 0 | 0 | 0 | 0 | 0 | 0 | 0 | 0 | 0 | 0 | 0 | 0 | 0 | 0 | 0 | 0 | 0 | 0 | 0 | 0 | 0 | 0 | 0 | 0 | 0 | 0 | 0 | 0 | 0 | 0 | 0 | 0.64756 | 0 | 0 | 0 | 0 | 0 | 0 | 0 | 0 | 0 | 21.2
7451_G_1 | WEC_CALN | California | 6 | San Joaquin | 77 | 7451 | 1 | Lodi | 15636 | 1986 | 9999 | Combustion Turbine | [5 empty] | Fossil | G | 2025 | Oil |  | 0 | 0 | 0 | 0 | 0 | 0 | 0 | 0 | 0 | 0 | 0 | 0 | 0 | 0 | 0 | 0 | 0 | 0 | 0 | 0 | 0 | 0 | 0 | 0 | 0 | 0 | 0 | 0 | 0 | 0 | 0 | 0 | 0 | 0 | 0 | 0 | 0 | 0 | 0 | 0 | 0.71171 | 0 | 0 | 0 | 0 | 0 | 0 | 0 | 0 | 0 | 23.3
7450_G_2 | WEC_CALN | California | 6 | Alameda | 1 | 7450 | 2 | Alameda | 15643 | 1986 | 9999 | Combustion Turbine | [5 empty] | Fossil | G | 2025 | Oil |  | 0 | 0 | 0 | 0 | 0 | 0 | 0 | 0 | 0 | 0 | 0 | 0 | 0 | 0 | 0 | 0 | 0 | 0 | 0 | 0 | 0 | 0 | 0 | 0 | 0 | 0 | 0 | 0 | 0 | 0 | 0 | 0 | 0 | 0 | 0 | 0 | 0 | 0 | 0 | 0 | 0.66589 | 0 | 0 | 0 | 0 | 0 | 0 | 0 | 0 | 0 | 21.8
7450_G_1 | WEC_CALN | California | 6 | Alameda | 1 | 7450 | 1 | Alameda | 15632 | 1986 | 9999 | Combustion Turbine | [5 empty] | Fossil | G | 2025 | Oil |  | 0 | 0 | 0 | 0 | 0 | 0 | 0 | 0 | 0 | 0 | 0 | 0 | 0 | 0 | 0 | 0 | 0 | 0 | 0 | 0 | 0 | 0 | 0 | 0 | 0 | 0 | 0 | 0 | 0 | 0 | 0 | 0 | 0 | 0 | 0 | 0 | 0 | 0 | 0 | 0 | 0.66589 | 0 | 0 | 0 | 0 | 0 | 0 | 0 | 0 | 0 | 21.8
745_G_1 | WECC_SCE | California | 6 | San Bernardino | 71 | 745 | 1 | Etiwanda | 0 | 1994 | 9999 | Hydro | [5 empty] | Non-Fossil | G | 2025 | Hydro |  | 0 | 0 | 0 | 0 | 0 | 0 | 0 | 0 | 0 | 0 | 0 | 0 | 0 | 0 | 0 | 0 | 9.9034 | 17.4593 | 39.9391 | 67.3018 | 0 | 0 | 0 | 0 | 0 | 0 | 0 | 0 | 0 | 0 | 0 | 0 | 0 | 0 | 0 | 0 | 0 | 0 | 0 | 0 | 0.35586 | 0.026343 | 0.046442 | 0.10624 | 0.17902 | 0 | 0 | 0 | 0 | 0 | 23.9
7449_G_NA1 | WEC_CALN | California | 6 | San Joaquin | 77 | 7449 | NA1 | Combustion Turbine Project No 2 | 10745 | 1996 | 9999 | Combustion Turbine |  |  | SCR |  |  | Fossil | G | 2025 | Oil |  | 0 | 0 | 0 | 0 | 0 | 0 | 0 | 0 | 0 | 0 | 0 | 0 | 0 | 0 | 0 | 0 | 0 | 0 | 0 | 0 | 0 | 0 | 0 | 0 | 0 | 0 | 0 | 0 | 0 | 0 | 0 | 0 | 0 | 0 | 0 | 0 | 0 | 0 | 0 | 0 | 1.0216 | 0 | 0 | 0 | 0 | 0 | 0 | 0 | 0 | 0 | 49.3 | SCR
7447_G_IC3 | SPP_N | Kansas | 20 | Pratt | 151 | 7447 | IC3 | Pratt 2 | 12785 | 2004 | 9999 | Combustion Turbine | [5 empty] | Fossil | G | 2025 | NaturalGas |  | 0.00035149 | 0 | 0.0081577 | 0.0085092 | 0 | 0 | 0 | 0 | 0 | 0 | 0 | 0 | 0 | 0 | 0 | 0 | 0.027492 | 0 | 0.63807 | 0.66556 | 0.020576 | 0 | 0.47755 | 0.49813 | 2.4604e-11 | 0 | 5.7109e-10 | 5.9569e-10 | 0.00021711 | 0 | 0.0050389 | 0.005256 | 0 | 0 | 0 | 0 | 0 | 0 | 0 | 0 | 0.14212 | 0.00043159 | 0 | 0.0095949 | 0.010026 | 0.0012994 | 0 | 0.028853 | 0.030152 | 0 | 7.6
7447_G_IC2 | SPP_N | Kansas | 20 | Pratt | 151 | 7447 | IC2 | Pratt 2 | 12781 | 1994 | 9999 | Combustion Turbine | [5 empty] | Fossil | G | 2025 | NaturalGas |  | 0.00035138 | 0 | 0.0081552 | 0.0085066 | 0 | 0 | 0 | 0 | 0 | 0 | 0 | 0 | 0 | 0 | 0 | 0 | 0.027492 | 0 | 0.63807 | 0.66556 | 0.02057 | 0 | 0.4774 | 0.49797 | 2.4596e-11 | 0 | 5.7091e-10 | 5.9551e-10 | 0.00021704 | 0 | 0.0050373 | 0.0052544 | 0 | 0 | 0 | 0 | 0 | 0 | 0 | 0 | 0.14212 | 0.00043159 | 0 | 0.0095949 | 0.010026 | 0.001299 | 0 | 0.028844 | 0.030142 | 0 | 7.6
7441_G_V2 | PJM_Dom | Virginia | 51 | Prince William | 153 | 7441 | V2 | VMEA Peaking Gen | 11066 | 1992 | 9999 | Combustion Turbine | [5 empty] | Fossil | G | 2025 | Oil |  | 0 | 0 | 0 | 0 | 0 | 0 | 0 | 0 | 0 | 0 | 0 | 0 | 0 | 0 | 0 | 0 | 0 | 0 | 0 | 0 | 0 | 0 | 0 | 0 | 0 | 0 | 0 | 0 | 0 | 0 | 0 | 0 | 0 | 0 | 0 | 0 | 0 | 0 | 0 | 0 | 0.02805 | 0 | 0 | 0 | 0 | 0 | 0 | 0 | 0 | 0 | 1.5
7441_G_V12 | PJM_Dom | Virginia | 51 | Prince William | 153 | 7441 | V12 | VMEA Peaking Gen | 11066 | 1993 | 9999 | Combustion Turbine | [5 empty] | Fossil | G | 2025 | Oil |  | 0 | 0 | 0 | 0 | 0 | 0 | 0 | 0 | 0 | 0 | 0 | 0 | 0 | 0 | 0 | 0 | 0 | 0 | 0 | 0 | 0 | 0 | 0 | 0 | 0 | 0 | 0 | 0 | 0 | 0 | 0 | 0 | 0 | 0 | 0 | 0 | 0 | 0 | 0 | 0 | 0.02805 | 0 | 0 | 0 | 0 | 0 | 0 | 0 | 0 | 0 | 1.5
7441_G_V11 | PJM_Dom | Virginia | 51 | Prince William | 153 | 7441 | V11 | VMEA Peaking Gen | 11066 | 1993 | 9999 | Combustion Turbine | [5 empty] | Fossil | G | 2025 | Oil |  | 0 | 0 | 0 | 0 | 0 | 0 | 0 | 0 | 0 | 0 | 0 | 0 | 0 | 0 | 0 | 0 | 0 | 0 | 0 | 0 | 0 | 0 | 0 | 0 | 0 | 0 | 0 | 0 | 0 | 0 | 0 | 0 | 0 | 0 | 0 | 0 | 0 | 0 | 0 | 0 | 0.02805 | 0 | 0 | 0 | 0 | 0 | 0 | 0 | 0 | 0 | 1.5
7441_G_V1 | PJM_Dom | Virginia | 51 | Prince William | 153 | 7441 | V1 | VMEA Peaking Gen | 10907 | 1992 | 9999 | Combustion Turbine | [5 empty] | Fossil | G | 2025 | Oil |  | 0 | 0 | 0 | 0 | 0 | 0 | 0 | 0 | 0 | 0 | 0 | 0 | 0 | 0 | 0 | 0 | 0 | 0 | 0 | 0 | 0 | 0 | 0 | 0 | 0 | 0 | 0 | 0 | 0 | 0 | 0 | 0 | 0 | 0 | 0 | 0 | 0 | 0 | 0 | 0 | 0.02805 | 0 | 0 | 0 | 0 | 0 | 0 | 0 | 0 | 0 | 1.5
7440_G_V9-1 | PJM_Dom | Virginia | 51 | Prince William | 153 | 7440 | V9-1 | VMEA 1 Credit Gen | 11117 | 2009 | 9999 | Combustion Turbine | [5 empty] | Fossil | G | 2025 | Oil |  | 0 | 0 | 0 | 0 | 0 | 0 | 0 | 0 | 0 | 0 | 0 | 0 | 0 | 0 | 0 | 0 | 0 | 0 | 0 | 0 | 0 | 0 | 0 | 0 | 0 | 0 | 0 | 0 | 0 | 0 | 0 | 0 | 0 | 0 | 0 | 0 | 0 | 0 | 0 | 0 | 0.03366 | 0 | 0 | 0 | 0 | 0 | 0 | 0 | 0 | 0 | 1.8
7440_G_V8 | PJM_Dom | Virginia | 51 | Prince William | 153 | 7440 | V8 | VMEA 1 Credit Gen | 11207 | 1990 | 9999 | Combustion Turbine | [5 empty] | Fossil | G | 2025 | Oil |  | 0 | 0 | 0 | 0 | 0 | 0 | 0 | 0 | 0 | 0 | 0 | 0 | 0 | 0 | 0 | 0 | 0 | 0 | 0 | 0 | 0 | 0 | 0 | 0 | 0 | 0 | 0 | 0 | 0 | 0 | 0 | 0 | 0 | 0 | 0 | 0 | 0 | 0 | 0 | 0 | 0.02805 | 0 | 0 | 0 | 0 | 0 | 0 | 0 | 0 | 0 | 1.5
7440_G_V7 | PJM_Dom | Virginia | 51 | Prince William | 153 | 7440 | V7 | VMEA 1 Credit Gen | 11207 | 1990 | 9999 | Combustion Turbine | [5 empty] | Fossil | G | 2025 | Oil |  | 0 | 0 | 0 | 0 | 0 | 0 | 0 | 0 | 0 | 0 | 0 | 0 | 0 | 0 | 0 | 0 | 0 | 0 | 0 | 0 | 0 | 0 | 0 | 0 | 0 | 0 | 0 | 0 | 0 | 0 | 0 | 0 | 0 | 0 | 0 | 0 | 0 | 0 | 0 | 0 | 0.02805 | 0 | 0 | 0 | 0 | 0 | 0 | 0 | 0 | 0 | 1.5
7440_G_V6 | PJM_Dom | Virginia | 51 | Prince William | 153 | 7440 | V6 | VMEA 1 Credit Gen | 11207 | 1990 | 9999 | Combustion Turbine | [5 empty] | Fossil | G | 2025 | Oil |  | 0 | 0 | 0 | 0 | 0 | 0 | 0 | 0 | 0 | 0 | 0 | 0 | 0 | 0 | 0 | 0 | 0 | 0 | 0 | 0 | 0 | 0 | 0 | 0 | 0 | 0 | 0 | 0 | 0 | 0 | 0 | 0 | 0 | 0 | 0 | 0 | 0 | 0 | 0 | 0 | 0.02805 | 0 | 0 | 0 | 0 | 0 | 0 | 0 | 0 | 0 | 1.5
7440_G_V5 | PJM_Dom | Virginia | 51 | Prince William | 153 | 7440 | V5 | VMEA 1 Credit Gen | 11207 | 1990 | 9999 | Combustion Turbine | [5 empty] | Fossil | G | 2025 | Oil |  | 0 | 0 | 0 | 0 | 0 | 0 | 0 | 0 | 0 | 0 | 0 | 0 | 0 | 0 | 0 | 0 | 0 | 0 | 0 | 0 | 0 | 0 | 0 | 0 | 0 | 0 | 0 | 0 | 0 | 0 | 0 | 0 | 0 | 0 | 0 | 0 | 0 | 0 | 0 | 0 | 0.02805 | 0 | 0 | 0 | 0 | 0 | 0 | 0 | 0 | 0 | 1.5
7440_G_V4 | PJM_Dom | Virginia | 51 | Prince William | 153 | 7440 | V4 | VMEA 1 Credit Gen | 11207 | 1990 | 9999 | Combustion Turbine | [5 empty] | Fossil | G | 2025 | Oil |  | 0 | 0 | 0 | 0 | 0 | 0 | 0 | 0 | 0 | 0 | 0 | 0 | 0 | 0 | 0 | 0 | 0 | 0 | 0 | 0 | 0 | 0 | 0 | 0 | 0 | 0 | 0 | 0 | 0 | 0 | 0 | 0 | 0 | 0 | 0 | 0 | 0 | 0 | 0 | 0 | 0.02805 | 0 | 0 | 0 | 0 | 0 | 0 | 0 | 0 | 0 | 1.5
7440_G_V3 | PJM_Dom | Virginia | 51 | Prince William | 153 | 7440 | V3 | VMEA 1 Credit Gen | 11207 | 1990 | 9999 | Combustion Turbine | [5 empty] | Fossil | G | 2025 | Oil |  | 0 | 0 | 0 | 0 | 0 | 0 | 0 | 0 | 0 | 0 | 0 | 0 | 0 | 0 | 0 | 0 | 0 | 0 | 0 | 0 | 0 | 0 | 0 | 0 | 0 | 0 | 0 | 0 | 0 | 0 | 0 | 0 | 0 | 0 | 0 | 0 | 0 | 0 | 0 | 0 | 0.02805 | 0 | 0 | 0 | 0 | 0 | 0 | 0 | 0 | 0 | 1.5
7440_G_V10 | PJM_Dom | Virginia | 51 | Prince William | 153 | 7440 | V10 | VMEA 1 Credit Gen | 11207 | 1990 | 9999 | Combustion Turbine | [5 empty] | Fossil | G | 2025 | Oil |  | 0 | 0 | 0 | 0 | 0 | 0 | 0 | 0 | 0 | 0 | 0 | 0 | 0 | 0 | 0 | 0 | 0 | 0 | 0 | 0 | 0 | 0 | 0 | 0 | 0 | 0 | 0 | 0 | 0 | 0 | 0 | 0 | 0 | 0 | 0 | 0 | 0 | 0 | 0 | 0 | 0.02805 | 0 | 0 | 0 | 0 | 0 | 0 | 0 | 0 | 0 | 1.5
7439_G_C9 | PJM_Dom | Virginia | 51 | Prince William | 153 | 7439 | C9 | Godwin Drive Plant | 11105 | 1992 | 9999 | Combustion Turbine | [5 empty] | Fossil | G | 2025 | Oil |  | 0 | 0 | 0 | 0 | 0 | 0 | 0 | 0 | 0 | 0 | 0 | 0 | 0 | 0 | 0 | 0 | 0 | 0 | 0 | 0 | 0 | 0 | 0 | 0 | 0 | 0 | 0 | 0 | 0 | 0 | 0 | 0 | 0 | 0 | 0 | 0 | 0 | 0 | 0 | 0 | 0.02805 | 0 | 0 | 0 | 0 | 0 | 0 | 0 | 0 | 0 | 1.5
7439_G_C8 | PJM_Dom | Virginia | 51 | Prince William | 153 | 7439 | C8 | Godwin Drive Plant | 11105 | 1990 | 9999 | Combustion Turbine | [5 empty] | Fossil | G | 2025 | Oil |  | 0 | 0 | 0 | 0 | 0 | 0 | 0 | 0 | 0 | 0 | 0 | 0 | 0 | 0 | 0 | 0 | 0 | 0 | 0 | 0 | 0 | 0 | 0 | 0 | 0 | 0 | 0 | 0 | 0 | 0 | 0 | 0 | 0 | 0 | 0 | 0 | 0 | 0 | 0 | 0 | 0.02805 | 0 | 0 | 0 | 0 | 0 | 0 | 0 | 0 | 0 | 1.5
7439_G_C7 | PJM_Dom | Virginia | 51 | Prince William | 153 | 7439 | C7 | Godwin Drive Plant | 11147 | 1990 | 9999 | Combustion Turbine | [5 empty] | Fossil | G | 2025 | Oil |  | 0 | 0 | 0 | 0 | 0 | 0 | 0 | 0 | 0 | 0 | 0 | 0 | 0 | 0 | 0 | 0 | 0 | 0 | 0 | 0 | 0 | 0 | 0 | 0 | 0 | 0 | 0 | 0 | 0 | 0 | 0 | 0 | 0 | 0 | 0 | 0 | 0 | 0 | 0 | 0 | 0.02805 | 0 | 0 | 0 | 0 | 0 | 0 | 0 | 0 | 0 | 1.5
7439_G_C10 | PJM_Dom | Virginia | 51 | Prince William | 153 | 7439 | C10 | Godwin Drive Plant | 10914 | 1992 | 9999 | Combustion Turbine | [5 empty] | Fossil | G | 2025 | Oil |  | 0 | 0 | 0 | 0 | 0 | 0 | 0 | 0 | 0 | 0 | 0 | 0 | 0 | 0 | 0 | 0 | 0 | 0 | 0 | 0 | 0 | 0 | 0 | 0 | 0 | 0 | 0 | 0 | 0 | 0 | 0 | 0 | 0 | 0 | 0 | 0 | 0 | 0 | 0 | 0 | 0.02805 | 0 | 0 | 0 | 0 | 0 | 0 | 0 | 0 | 0 | 1.5
7438_G_C6 | PJM_Dom | Virginia | 51 | Prince William | 153 | 7438 | C6 | Church Street Plant | 14641 | 1987 | 9999 | Combustion Turbine | [5 empty] | Fossil | G | 2025 | Oil |  | 0 | 0 | 0 | 0 | 0 | 0 | 0 | 0 | 0 | 0 | 0 | 0 | 0 | 0 | 0 | 0 | 0 | 0 | 0 | 0 | 0 | 0 | 0 | 0 | 0 | 0 | 0 | 0 | 0 | 0 | 0 | 0 | 0 | 0 | 0 | 0 | 0 | 0 | 0 | 0 | 0.034087 | 0 | 0 | 0 | 0 | 0 | 0 | 0 | 0 | 0 | 1.5
7438_G_C5 | PJM_Dom | Virginia | 51 | Prince William | 153 | 7438 | C5 | Church Street Plant | 14524 | 1987 | 9999 | Combustion Turbine | [5 empty] | Fossil | G | 2025 | Oil |  | 0 | 0 | 0 | 0 | 0 | 0 | 0 | 0 | 0 | 0 | 0 | 0 | 0 | 0 | 0 | 0 | 0 | 0 | 0 | 0 | 0 | 0 | 0 | 0 | 0 | 0 | 0 | 0 | 0 | 0 | 0 | 0 | 0 | 0 | 0 | 0 | 0 | 0 | 0 | 0 | 0.034087 | 0 | 0 | 0 | 0 | 0 | 0 | 0 | 0 | 0 | 1.5
7438_G_C3A | PJM_Dom | Virginia | 51 | Prince William | 153 | 7438 | C3A | Church Street Plant | 14566 | 1996 | 9999 | Combustion Turbine | [5 empty] | Fossil | G | 2025 | Oil |  | 0 | 0 | 0 | 0 | 0 | 0 | 0 | 0 | 0 | 0 | 0 | 0 | 0 | 0 | 0 | 0 | 0 | 0 | 0 | 0 | 0 | 0 | 0 | 0 | 0 | 0 | 0 | 0 | 0 | 0 | 0 | 0 | 0 | 0 | 0 | 0 | 0 | 0 | 0 | 0 | 0.022725 | 0 | 0 | 0 | 0 | 0 | 0 | 0 | 0 | 0 | 1
7432_G_3A | SPP_N | Kansas | 20 | Sumner | 191 | 7432 | 3A | Oxford (KS) | 12822 | 2007 | 9999 | Combustion Turbine | [5 empty] | Fossil | G | 2025 | Oil |  | 0 | 0 | 0 | 0 | 0 | 0 | 0 | 0 | 0 | 0 | 0 | 0 | 0 | 0 | 0 | 0 | 0 | 0 | 0 | 0 | 0 | 0 | 0 | 0 | 0 | 0 | 0 | 0 | 0 | 0 | 0 | 0 | 0 | 0 | 0 | 0 | 0 | 0 | 0 | 0 | 0.02992 | 0 | 0 | 0 | 0 | 0 | 0 | 0 | 0 | 0 | 1.6
7432_G_2A | SPP_N | Kansas | 20 | Sumner | 191 | 7432 | 2A | Oxford (KS) | 12822 | 1999 | 9999 | Combustion Turbine | [5 empty] | Fossil | G | 2025 | Oil |  | 0 | 0 | 0 | 0 | 0 | 0 | 0 | 0 | 0 | 0 | 0 | 0 | 0 | 0 | 0 | 0 | 0 | 0 | 0 | 0 | 0 | 0 | 0 | 0 | 0 | 0 | 0 | 0 | 0 | 0 | 0 | 0 | 0 | 0 | 0 | 0 | 0 | 0 | 0 | 0 | 0.02992 | 0 | 0 | 0 | 0 | 0 | 0 | 0 | 0 | 0 | 1.6
7432_G_1A | SPP_N | Kansas | 20 | Sumner | 191 | 7432 | 1A | Oxford (KS) | 12822 | 1999 | 9999 | Combustion Turbine | [5 empty] | Fossil | G | 2025 | Oil |  | 0 | 0 | 0 | 0 | 0 | 0 | 0 | 0 | 0 | 0 | 0 | 0 | 0 | 0 | 0 | 0 | 0 | 0 | 0 | 0 | 0 | 0 | 0 | 0 | 0 | 0 | 0 | 0 | 0 | 0 | 0 | 0 | 0 | 0 | 0 | 0 | 0 | 0 | 0 | 0 | 0.02992 | 0 | 0 | 0 | 0 | 0 | 0 | 0 | 0 | 0 | 1.6
7431_G_1 | WECC_PNW | Oregon | 41 | Wasco | 65 | 7431 | 1 | Dalles Dam North Fishway Project | 0 | 1991 | 9999 | Hydro | [5 empty] | Non-Fossil | G | 2025 | Hydro |  | 0 | 0 | 0 | 0 | 0 | 0 | 0 | 0 | 0 | 0 | 0 | 0 | 0 | 0 | 0 | 0 | 5.6484 | 6.8728 | 7.8985 | 20.4197 | 0 | 0 | 0 | 0 | 0 | 0 | 0 | 0 | 0 | 0 | 0 | 0 | 0 | 0 | 0 | 0 | 0 | 0 | 0 | 0 | 0.074447 | 0.015025 | 0.018282 | 0.02101 | 0.054316 | 0 | 0 | 0 | 0 | 0 | 5
7429_G_2 | PJM_Dom | North Carolina | 37 | Chowan | 41 | 7429 | 2 | Edenton Generators | 12842 | 1988 | 9999 | Combustion Turbine | [5 empty] | Fossil | G | 2025 | Oil |  | 0 | 0 | 0 | 0 | 0 | 0 | 0 | 0 | 0 | 0 | 0 | 0 | 0 | 0 | 0 | 0 | 0 | 0 | 0 | 0 | 0 | 0 | 0 | 0 | 0 | 0 | 0 | 0 | 0 | 0 | 0 | 0 | 0 | 0 | 0 | 0 | 0 | 0 | 0 | 0 | 0.01122 | 0 | 0 | 0 | 0 | 0 | 0 | 0 | 0 | 0 | 0.6
7429_G_1 | PJM_Dom | North Carolina | 37 | Chowan | 41 | 7429 | 1 | Edenton Generators | 12787 | 1988 | 9999 | Combustion Turbine | [5 empty] | Fossil | G | 2025 | Oil |  | 0 | 0 | 0 | 0 | 0 | 0 | 0 | 0 | 0 | 0 | 0 | 0 | 0 | 0 | 0 | 0 | 0 | 0 | 0 | 0 | 0 | 0 | 0 | 0 | 0 | 0 | 0 | 0 | 0 | 0 | 0 | 0 | 0 | 0 | 0 | 0 | 0 | 0 | 0 | 0 | 0.01122 | 0 | 0 | 0 | 0 | 0 | 0 | 0 | 0 | 0 | 0.6
7427_G_U#2 | WECC_PNW | Washington | 53 | Lewis | 41 | 7427 | U#2 | Cowlitz Falls | 0 | 1994 | 9999 | Hydro | [5 empty] | Non-Fossil | G | 2025 | Hydro |  | 0 | 0 | 0 | 0 | 0 | 0 | 0 | 0 | 0 | 0 | 0 | 0 | 0 | 0 | 0 | 0 | 31.0712 | 39.355 | 57.0072 | 127.4334 | 0 | 0 | 0 | 0 | 0 | 0 | 0 | 0 | 0 | 0 | 0 | 0 | 0 | 0 | 0 | 0 | 0 | 0 | 0 | 0 | 0.52113 | 0.082649 | 0.10468 | 0.15164 | 0.33897 | 0 | 0 | 0 | 0 | 0 | 35
7427_G_U#1 | WECC_PNW | Washington | 53 | Lewis | 41 | 7427 | U#1 | Cowlitz Falls | 0 | 1994 | 9999 | Hydro | [5 empty] | Non-Fossil | G | 2025 | Hydro |  | 0 | 0 | 0 | 0 | 0 | 0 | 0 | 0 | 0 | 0 | 0 | 0 | 0 | 0 | 0 | 0 | 31.0712 | 39.355 | 57.0072 | 127.4334 | 0 | 0 | 0 | 0 | 0 | 0 | 0 | 0 | 0 | 0 | 0 | 0 | 0 | 0 | 0 | 0 | 0 | 0 | 0 | 0 | 0.52113 | 0.082649 | 0.10468 | 0.15164 | 0.33897 | 0 | 0 | 0 | 0 | 0 | 35
7425_G_1 | MIS_IL | Illinois | 17 | Sangamon | 167 | 7425 | 1 | Interstate | 12869 | 1997 | 9999 | Combustion Turbine |  |  |  | H2O |  | Fossil | G | 2025 | NaturalGas |  | 0 | 0 | 0.10953 | 0.10953 | 0 | 0 | 0 | 0 | 0 | 0 | 0 | 0 | 0 | 0 | 0 | 0 | 0 | 0 | 8.5109 | 8.5109 | 0 | 0 | 6.4117 | 6.4117 | 0 | 0 | 7.665e-09 | 7.665e-09 | 0 | 0 | 0.0040366 | 0.0040366 | 0 | 0 | 0 | 0 | 0 | 0 | 0 | 0 | 2.0944 | 0 | 0 | 0.12798 | 0.12798 | 0 | 0 | 0.39067 | 0.39067 | 0 | 112
7415_G_6 | MIS_MNWI | Minnesota | 27 | Jackson | 63 | 7415 | 6 | Lakefield Utilities | 10745 | 2003 | 9999 | Combustion Turbine | [5 empty] | Fossil | G | 2025 | Oil |  | 0 | 0 | 0 | 0 | 0 | 0 | 0 | 0 | 0 | 0 | 0 | 0 | 0 | 0 | 0 | 0 | 0 | 0 | 0 | 0 | 0 | 0 | 0 | 0 | 0 | 0 | 0 | 0 | 0 | 0 | 0 | 0 | 0 | 0 | 0 | 0 | 0 | 0 | 0 | 0 | 0.060512 | 0 | 0 | 0 | 0 | 0 | 0 | 0 | 0 | 0 | 2
7415_G_5 | MIS_MNWI | Minnesota | 27 | Jackson | 63 | 7415 | 5 | Lakefield Utilities | 10745 | 1985 | 9999 | Combustion Turbine | [5 empty] | Fossil | G | 2025 | Oil |  | 0 | 0 | 0 | 0 | 0 | 0 | 0 | 0 | 0 | 0 | 0 | 0 | 0 | 0 | 0 | 0 | 0 | 0 | 0 | 0 | 0 | 0 | 0 | 0 | 0 | 0 | 0 | 0 | 0 | 0 | 0 | 0 | 0 | 0 | 0 | 0 | 0 | 0 | 0 | 0 | 0.030256 | 0 | 0 | 0 | 0 | 0 | 0 | 0 | 0 | 0 | 1
7413_G_4 | WECC_PNW | Oregon | 41 | Lane | 39 | 7413 | 4 | Short Mountain | 13500 | 1993 | 9999 | Landfill Gas | [5 empty] | Non-Fossil | G | 2025 | LF Gas |  | 0.018842 | 0.025732 | 0.032549 | 0.077122 | 0 | 0 | 0 | 0 | 0 | 0 | 0 | 0 | 0 | 0 | 0 | 0 | 1.3957 | 1.9061 | 2.411 | 5.7128 | 1.0858 | 1.4829 | 1.8757 | 4.4445 | 0 | 0 | 0 | 0 | 0.0022687 | 0.0030984 | 0.0039192 | 0.0092863 | 0 | 0 | 0 | 0 | 0 | 0 | 0 | 0 | 0.18775 | 0.0091265 | 0.012464 | 0.015766 | 0.037356 | 0 | 0 | 0 | 0 | 0 | 0.8
7413_G_3 | WECC_PNW | Oregon | 41 | Lane | 39 | 7413 | 3 | Short Mountain | 13500 | 1993 | 9999 | Landfill Gas | [5 empty] | Non-Fossil | G | 2025 | LF Gas |  | 0.018842 | 0.025732 | 0.032549 | 0.077122 | 0 | 0 | 0 | 0 | 0 | 0 | 0 | 0 | 0 | 0 | 0 | 0 | 1.3957 | 1.9061 | 2.411 | 5.7128 | 1.0858 | 1.4829 | 1.8757 | 4.4445 | 0 | 0 | 0 | 0 | 0.0022687 | 0.0030984 | 0.0039192 | 0.0092863 | 0 | 0 | 0 | 0 | 0 | 0 | 0 | 0 | 0.18775 | 0.0091265 | 0.012464 | 0.015766 | 0.037356 | 0 | 0 | 0 | 0 | 0 | 0.8
7413_G_2 | WECC_PNW | Oregon | 41 | Lane | 39 | 7413 | 2 | Short Mountain | 13500 | 1992 | 9999 | Landfill Gas | [5 empty] | Non-Fossil | G | 2025 | LF Gas |  | 0.018842 | 0.025732 | 0.032549 | 0.077122 | 0 | 0 | 0 | 0 | 0 | 0 | 0 | 0 | 0 | 0 | 0 | 0 | 1.3957 | 1.9061 | 2.411 | 5.7128 | 1.0858 | 1.4829 | 1.8757 | 4.4445 | 0 | 0 | 0 | 0 | 0.0022687 | 0.0030984 | 0.0039192 | 0.0092863 | 0 | 0 | 0 | 0 | 0 | 0 | 0 | 0 | 0.18775 | 0.0091265 | 0.012464 | 0.015766 | 0.037356 | 0 | 0 | 0 | 0 | 0 | 0.8
7413_G_1 | WECC_PNW | Oregon | 41 | Lane | 39 | 7413 | 1 | Short Mountain | 13500 | 1992 | 9999 | Landfill Gas | [5 empty] | Non-Fossil | G | 2025 | LF Gas |  | 0.018842 | 0.025732 | 0.032549 | 0.077122 | 0 | 0 | 0 | 0 | 0 | 0 | 0 | 0 | 0 | 0 | 0 | 0 | 1.3957 | 1.9061 | 2.411 | 5.7128 | 1.0858 | 1.4829 | 1.8757 | 4.4445 | 0 | 0 | 0 | 0 | 0.0022687 | 0.0030984 | 0.0039192 | 0.0092863 | 0 | 0 | 0 | 0 | 0 | 0 | 0 | 0 | 0.18775 | 0.0091265 | 0.012464 | 0.015766 | 0.037356 | 0 | 0 | 0 | 0 | 0 | 0.8
7408_G_86-4 | WECC_UT | Utah | 49 | Utah | 49 | 7408 | 86-4 | Payson | 10745 | 1995 | 9999 | Combustion Turbine | [5 empty] | Fossil | G | 2025 | Oil |  | 0 | 0 | 0 | 0 | 0 | 0 | 0 | 0 | 0 | 0 | 0 | 0 | 0 | 0 | 0 | 0 | 0 | 0 | 0 | 0 | 0 | 0 | 0 | 0 | 0 | 0 | 0 | 0 | 0 | 0 | 0 | 0 | 0 | 0 | 0 | 0 | 0 | 0 | 0 | 0 | 0.0374 | 0 | 0 | 0 | 0 | 0 | 0 | 0 | 0 | 0 | 2
7408_G_86-3 | WECC_UT | Utah | 49 | Utah | 49 | 7408 | 86-3 | Payson | 10745 | 1995 | 9999 | Combustion Turbine | [5 empty] | Fossil | G | 2025 | Oil |  | 0 | 0 | 0 | 0 | 0 | 0 | 0 | 0 | 0 | 0 | 0 | 0 | 0 | 0 | 0 | 0 | 0 | 0 | 0 | 0 | 0 | 0 | 0 | 0 | 0 | 0 | 0 | 0 | 0 | 0 | 0 | 0 | 0 | 0 | 0 | 0 | 0 | 0 | 0 | 0 | 0.0374 | 0 | 0 | 0 | 0 | 0 | 0 | 0 | 0 | 0 | 2
7408_G_86-2 | WECC_UT | Utah | 49 | Utah | 49 | 7408 | 86-2 | Payson | 10745 | 1988 | 9999 | Combustion Turbine | [5 empty] | Fossil | G | 2025 | Oil |  | 0 | 0 | 0 | 0 | 0 | 0 | 0 | 0 | 0 | 0 | 0 | 0 | 0 | 0 | 0 | 0 | 0 | 0 | 0 | 0 | 0 | 0 | 0 | 0 | 0 | 0 | 0 | 0 | 0 | 0 | 0 | 0 | 0 | 0 | 0 | 0 | 0 | 0 | 0 | 0 | 0.04862 | 0 | 0 | 0 | 0 | 0 | 0 | 0 | 0 | 0 | 2.6
7408_G_86-1 | WECC_UT | Utah | 49 | Utah | 49 | 7408 | 86-1 | Payson | 10745 | 1988 | 9999 | Combustion Turbine | [5 empty] | Fossil | G | 2025 | Oil |  | 0 | 0 | 0 | 0 | 0 | 0 | 0 | 0 | 0 | 0 | 0 | 0 | 0 | 0 | 0 | 0 | 0 | 0 | 0 | 0 | 0 | 0 | 0 | 0 | 0 | 0 | 0 | 0 | 0 | 0 | 0 | 0 | 0 | 0 | 0 | 0 | 0 | 0 | 0 | 0 | 0.04862 | 0 | 0 | 0 | 0 | 0 | 0 | 0 | 0 | 0 | 2.6
7406_G_G6 | S_D_AECI | Missouri | 29 | Shelby | 205 | 7406 | G6 | Shelbina Power #2 | 10854 | 1999 | 9999 | Combustion Turbine | [5 empty] | Fossil | G | 2025 | Oil |  | 0 | 0 | 0 | 0 | 0 | 0 | 0 | 0 | 0 | 0 | 0 | 0 | 0 | 0 | 0 | 0 | 0 | 0 | 0 | 0 | 0 | 0 | 0 | 0 | 0 | 0 | 0 | 0 | 0 | 0 | 0 | 0 | 0 | 0 | 0 | 0 | 0 | 0 | 0 | 0 | 0.03366 | 0 | 0 | 0 | 0 | 0 | 0 | 0 | 0 | 0 | 1.8
7406_G_G5 | S_D_AECI | Missouri | 29 | Shelby | 205 | 7406 | G5 | Shelbina Power #2 | 10745 | 1992 | 9999 | Combustion Turbine | [5 empty] | Fossil | G | 2025 | Oil |  | 0 | 0 | 0 | 0 | 0 | 0 | 0 | 0 | 0 | 0 | 0 | 0 | 0 | 0 | 0 | 0 | 0 | 0 | 0 | 0 | 0 | 0 | 0 | 0 | 0 | 0 | 0 | 0 | 0 | 0 | 0 | 0 | 0 | 0 | 0 | 0 | 0 | 0 | 0 | 0 | 0.02992 | 0 | 0 | 0 | 0 | 0 | 0 | 0 | 0 | 0 | 1.6
7406_G_G4 | S_D_AECI | Missouri | 29 | Shelby | 205 | 7406 | G4 | Shelbina Power #2 | 10745 | 1992 | 9999 | Combustion Turbine | [5 empty] | Fossil | G | 2025 | Oil |  | 0 | 0 | 0 | 0 | 0 | 0 | 0 | 0 | 0 | 0 | 0 | 0 | 0 | 0 | 0 | 0 | 0 | 0 | 0 | 0 | 0 | 0 | 0 | 0 | 0 | 0 | 0 | 0 | 0 | 0 | 0 | 0 | 0 | 0 | 0 | 0 | 0 | 0 | 0 | 0 | 0.02992 | 0 | 0 | 0 | 0 | 0 | 0 | 0 | 0 | 0 | 1.6
7406_G_G3 | S_D_AECI | Missouri | 29 | Shelby | 205 | 7406 | G3 | Shelbina Power #2 | 10745 | 1992 | 9999 | Combustion Turbine | [5 empty] | Fossil | G | 2025 | Oil |  | 0 | 0 | 0 | 0 | 0 | 0 | 0 | 0 | 0 | 0 | 0 | 0 | 0 | 0 | 0 | 0 | 0 | 0 | 0 | 0 | 0 | 0 | 0 | 0 | 0 | 0 | 0 | 0 | 0 | 0 | 0 | 0 | 0 | 0 | 0 | 0 | 0 | 0 | 0 | 0 | 0.02992 | 0 | 0 | 0 | 0 | 0 | 0 | 0 | 0 | 0 | 1.6
7405_G_G2 | S_D_AECI | Missouri | 29 | Shelby | 205 | 7405 | G2 | Shelbina Power #1 | 12822 | 1989 | 9999 | Combustion Turbine | [5 empty] | Fossil | G | 2025 | Oil |  | 0 | 0 | 0 | 0 | 0 | 0 | 0 | 0 | 0 | 0 | 0 | 0 | 0 | 0 | 0 | 0 | 0 | 0 | 0 | 0 | 0 | 0 | 0 | 0 | 0 | 0 | 0 | 0 | 0 | 0 | 0 | 0 | 0 | 0 | 0 | 0 | 0 | 0 | 0 | 0 | 0.056434 | 0 | 0 | 0 | 0 | 0 | 0 | 0 | 0 | 0 | 1.6
7405_G_G1 | S_D_AECI | Missouri | 29 | Shelby | 205 | 7405 | G1 | Shelbina Power #1 | 12966 | 1981 | 9999 | Combustion Turbine | [5 empty] | Fossil | G | 2025 | Oil |  | 0 | 0 | 0 | 0 | 0 | 0 | 0 | 0 | 0 | 0 | 0 | 0 | 0 | 0 | 0 | 0 | 0 | 0 | 0 | 0 | 0 | 0 | 0 | 0 | 0 | 0 | 0 | 0 | 0 | 0 | 0 | 0 | 0 | 0 | 0 | 0 | 0 | 0 | 0 | 0 | 0.10581 | 0 | 0 | 0 | 0 | 0 | 0 | 0 | 0 | 0 | 3
7400_G_4 | SPP_N | Missouri | 29 | Chariton | 41 | 7400 | 4 | Salisbury City of | 10745 | 1986 | 9999 | Combustion Turbine | [5 empty] | Fossil | G | 2025 | Oil |  | 0 | 0 | 0 | 0 | 0 | 0 | 0 | 0 | 0 | 0 | 0 | 0 | 0 | 0 | 0 | 0 | 0 | 0 | 0 | 0 | 0 | 0 | 0 | 0 | 0 | 0 | 0 | 0 | 0 | 0 | 0 | 0 | 0 | 0 | 0 | 0 | 0 | 0 | 0 | 0 | 0.063349 | 0 | 0 | 0 | 0 | 0 | 0 | 0 | 0 | 0 | 1.8
7400_G_3 | SPP_N | Missouri | 29 | Chariton | 41 | 7400 | 3 | Salisbury City of | 10745 | 1986 | 9999 | Combustion Turbine | [5 empty] | Fossil | G | 2025 | Oil |  | 0 | 0 | 0 | 0 | 0 | 0 | 0 | 0 | 0 | 0 | 0 | 0 | 0 | 0 | 0 | 0 | 0 | 0 | 0 | 0 | 0 | 0 | 0 | 0 | 0 | 0 | 0 | 0 | 0 | 0 | 0 | 0 | 0 | 0 | 0 | 0 | 0 | 0 | 0 | 0 | 0.063349 | 0 | 0 | 0 | 0 | 0 | 0 | 0 | 0 | 0 | 1.8
7400_G_2 | SPP_N | Missouri | 29 | Chariton | 41 | 7400 | 2 | Salisbury City of | 10940 | 1983 | 9999 | Combustion Turbine | [5 empty] | Fossil | G | 2025 | Oil |  | 0 | 0 | 0 | 0 | 0 | 0 | 0 | 0 | 0 | 0 | 0 | 0 | 0 | 0 | 0 | 0 | 0 | 0 | 0 | 0 | 0 | 0 | 0 | 0 | 0 | 0 | 0 | 0 | 0 | 0 | 0 | 0 | 0 | 0 | 0 | 0 | 0 | 0 | 0 | 0 | 0.028155 | 0 | 0 | 0 | 0 | 0 | 0 | 0 | 0 | 0 | 0.8
7400_G_1 | SPP_N | Missouri | 29 | Chariton | 41 | 7400 | 1 | Salisbury City of | 10940 | 1983 | 9999 | Combustion Turbine | [5 empty] | Fossil | G | 2025 | Oil |  | 0 | 0 | 0 | 0 | 0 | 0 | 0 | 0 | 0 | 0 | 0 | 0 | 0 | 0 | 0 | 0 | 0 | 0 | 0 | 0 | 0 | 0 | 0 | 0 | 0 | 0 | 0 | 0 | 0 | 0 | 0 | 0 | 0 | 0 | 0 | 0 | 0 | 0 | 0 | 0 | 0.028155 | 0 | 0 | 0 | 0 | 0 | 0 | 0 | 0 | 0 | 0.8
7399_G_GEN4 | MIS_LMI | Michigan | 26 | Bay | 17 | 7399 | GEN4 | Henry Station | 10745 | 1993 | 9999 | Combustion Turbine | [5 empty] | Fossil | G | 2025 | NaturalGas |  | 0 | 0 | 0.040893 | 0.040893 | 0 | 0 | 0 | 0 | 0 | 0 | 0 | 0 | 0 | 0 | 0 | 0 | 0 | 0 | 3.8057 | 3.8057 | 0 | 0 | 2.3938 | 2.3938 | 0 | 0 | 2.8591e-09 | 2.8591e-09 | 0 | 0 | 0.058944 | 0.058944 | 0 | 0 | 0 | 0 | 0 | 0 | 0 | 0 | 0.14025 | 0 | 0 | 0.03584 | 0.03584 | 0 | 0 | 0.14667 | 0.14667 | 0 | 7.5
7399_G_GEN3 | MIS_LMI | Michigan | 26 | Bay | 17 | 7399 | GEN3 | Henry Station | 10745 | 1993 | 9999 | Combustion Turbine | [5 empty] | Fossil | G | 2025 | NaturalGas |  | 0 | 0 | 0.040893 | 0.040893 | 0 | 0 | 0 | 0 | 0 | 0 | 0 | 0 | 0 | 0 | 0 | 0 | 0 | 0 | 3.8057 | 3.8057 | 0 | 0 | 2.3938 | 2.3938 | 0 | 0 | 2.8591e-09 | 2.8591e-09 | 0 | 0 | 0.06033 | 0.06033 | 0 | 0 | 0 | 0 | 0 | 0 | 0 | 0 | 0.14025 | 0 | 0 | 0.03584 | 0.03584 | 0 | 0 | 0.14667 | 0.14667 | 0 | 7.5
7398_G_GEN2 | MIS_LMI | Michigan | 26 | Bay | 17 | 7398 | GEN2 | Water Street Station | 11885 | 1984 | 9999 | Combustion Turbine | [5 empty] | Fossil | G | 2025 | NaturalGas |  | 0 | 0 | 0.0051317 | 0.0051317 | 0 | 0 | 0 | 0 | 0 | 0 | 0 | 0 | 0 | 0 | 0 | 0 | 0 | 0 | 0.43178 | 0.43178 | 0 | 0 | 0.30041 | 0.30041 | 0 | 0 | 3.5946e-10 | 3.5946e-10 | 0 | 0 | 0.0072282 | 0.0072282 | 0 | 0 | 0 | 0 | 0 | 0 | 0 | 0 | 0.12155 | 0 | 0 | 0.0064928 | 0.0064928 | 0 | 0 | 0.018406 | 0.018406 | 0 | 6.5
7398_G_GEN1 | MIS_LMI | Michigan | 26 | Bay | 17 | 7398 | GEN1 | Water Street Station | 11898 | 1980 | 9999 | Combustion Turbine | [5 empty] | Fossil | G | 2025 | NaturalGas |  | 0 | 0 | 0.0043469 | 0.0043469 | 0 | 0 | 0 | 0 | 0 | 0 | 0 | 0 | 0 | 0 | 0 | 0 | 0 | 0 | 0.36535 | 0.36535 | 0 | 0 | 0.25447 | 0.25447 | 0 | 0 | 3.0449e-10 | 3.0449e-10 | 0 | 0 | 0.0062929 | 0.0062929 | 0 | 0 | 0 | 0 | 0 | 0 | 0 | 0 | 0.10285 | 0 | 0 | 0.0054939 | 0.0054939 | 0 | 0 | 0.015592 | 0.015592 | 0 | 5.5
7397_G_7 | PJM_AP | Pennsylvania | 42 | Franklin | 55 | 7397 | 7 | Falling Spring | 10745 | 2001 | 9999 | Combustion Turbine | [5 empty] | Fossil | G | 2025 | NaturalGas |  | 0.047562 | 0 | 0.046565 | 0.094127 | 0 | 0 | 0 | 0 | 0 | 0 | 0 | 0 | 0 | 0 | 0 | 0 | 4.4265 | 0 | 4.3336 | 8.7601 | 2.7843 | 0 | 2.7259 | 5.5102 | 3.3313e-09 | 0 | 3.2585e-09 | 6.5897e-09 | 0.029058 | 0 | 0.028449 | 0.057507 | 0 | 0 | 0 | 0 | 0 | 0 | 0 | 0 | 0.05423 | 0.014998 | 0 | 0.021387 | 0.036385 | 0.13398 | 0 | 0.1321 | 0.26607 | 0 | 2.9
7397_G_6 | PJM_AP | Pennsylvania | 42 | Franklin | 55 | 7397 | 6 | Falling Spring | 10745 | 1967 | 9999 | Combustion Turbine | [5 empty] | Fossil | G | 2025 | NaturalGas |  | 0.034442 | 0 | 0.033719 | 0.068161 | 0 | 0 | 0 | 0 | 0 | 0 | 0 | 0 | 0 | 0 | 0 | 0 | 3.2054 | 0 | 3.1381 | 6.3435 | 2.0162 | 0 | 1.9739 | 3.9901 | 2.4123e-09 | 0 | 2.3596e-09 | 4.7719e-09 | 0.021042 | 0 | 0.020601 | 0.041643 | 0 | 0 | 0 | 0 | 0 | 0 | 0 | 0 | 0.03927 | 0.010861 | 0 | 0.015487 | 0.026348 | 0.097017 | 0 | 0.095656 | 0.19267 | 0 | 2.1
7397_G_5 | PJM_AP | Pennsylvania | 42 | Franklin | 55 | 7397 | 5 | Falling Spring | 10745 | 1967 | 9999 | Combustion Turbine | [5 empty] | Fossil | G | 2025 | NaturalGas |  | 0.034442 | 0 | 0.033719 | 0.068161 | 0 | 0 | 0 | 0 | 0 | 0 | 0 | 0 | 0 | 0 | 0 | 0 | 3.2054 | 0 | 3.1381 | 6.3435 | 2.0162 | 0 | 1.9739 | 3.9901 | 2.4123e-09 | 0 | 2.3596e-09 | 4.7719e-09 | 0.021042 | 0 | 0.020601 | 0.041643 | 0 | 0 | 0 | 0 | 0 | 0 | 0 | 0 | 0.03927 | 0.010861 | 0 | 0.015487 | 0.026348 | 0.097017 | 0 | 0.095656 | 0.19267 | 0 | 2.1
7396_G_3 | NENGREST | Massachusetts | 25 | Hampden | 13 | 7396 | 3 | Front Street | 10745 | 1978 | 9999 | Combustion Turbine | [5 empty] | Fossil | G | 2025 | Oil |  | 0 | 0 | 0 | 0 | 0 | 0 | 0 | 0 | 0 | 0 | 0 | 0 | 0 | 0 | 0 | 0 | 0 | 0 | 0 | 0 | 0 | 0 | 0 | 0 | 0 | 0 | 0 | 0 | 0 | 0 | 0 | 0 | 0 | 0 | 0 | 0 | 0 | 0 | 0 | 0 | 0.05236 | 0 | 0 | 0 | 0 | 0 | 0 | 0 | 0 | 0 | 2.8
7396_G_2 | NENGREST | Massachusetts | 25 | Hampden | 13 | 7396 | 2 | Front Street | 10745 | 1978 | 9999 | Combustion Turbine | [5 empty] | Fossil | G | 2025 | Oil |  | 0 | 0 | 0 | 0 | 0 | 0 | 0 | 0 | 0 | 0 | 0 | 0 | 0 | 0 | 0 | 0 | 0 | 0 | 0 | 0 | 0 | 0 | 0 | 0 | 0 | 0 | 0 | 0 | 0 | 0 | 0 | 0 | 0 | 0 | 0 | 0 | 0 | 0 | 0 | 0 | 0.05236 | 0 | 0 | 0 | 0 | 0 | 0 | 0 | 0 | 0 | 2.8
7396_G_1 | NENGREST | Massachusetts | 25 | Hampden | 13 | 7396 | 1 | Front Street | 10745 | 1978 | 9999 | Combustion Turbine | [5 empty] | Fossil | G | 2025 | Oil |  | 0 | 0 | 0 | 0 | 0 | 0 | 0 | 0 | 0 | 0 | 0 | 0 | 0 | 0 | 0 | 0 | 0 | 0 | 0 | 0 | 0 | 0 | 0 | 0 | 0 | 0 | 0 | 0 | 0 | 0 | 0 | 0 | 0 | 0 | 0 | 0 | 0 | 0 | 0 | 0 | 0.05236 | 0 | 0 | 0 | 0 | 0 | 0 | 0 | 0 | 0 | 2.8
7393_G_LK1 | SPP_N | Kansas | 20 | Kearny | 93 | 7393 | LK1 | Lakin Municipal | 10745 | 1990 | 9999 | Combustion Turbine | [5 empty] | Fossil | G | 2025 | NaturalGas |  | 0.00019918 | 0.00011951 | 0.022355 | 0.022673 | 0 | 0 | 0 | 0 | 0 | 0 | 0 | 0 | 0 | 0 | 0 | 0 | 0.018539 | 0.011124 | 2.0805 | 2.1101 | 0.011661 | 0.0069968 | 1.3086 | 1.3273 | 1.3931e-11 | 8.3587e-12 | 1.566e-09 | 1.5883e-09 | 0.000123 | 7.38e-05 | 0.013808 | 0.014005 | 0 | 0 | 0 | 0 | 0 | 0 | 0 | 0 | 0.07667 | 0.00029104 | 0.00017462 | 0.021484 | 0.02195 | 0.00073642 | 0.00041556 | 0.079064 | 0.080216 | 0 | 4.1
7392_G_5 | SPP_WEST | Missouri | 29 | Butler | 23 | 7392 | 5 | Poplar Bluff Generating Station | 11398 | 2002 | 9999 | Combustion Turbine | [5 empty] | Fossil | G | 2025 | NaturalGas |  | 0 | 0 | 0.0029844 | 0.0029844 | 0 | 0 | 0 | 0 | 0 | 0 | 0 | 0 | 0 | 0 | 0 | 0 | 0 | 0 | 0.26183 | 0.26183 | 0 | 0 | 0.17471 | 0.17471 | 0 | 0 | 2.0844e-10 | 2.0844e-10 | 0 | 0 | 0.0011828 | 0.0011828 | 0 | 0 | 0 | 0 | 0 | 0 | 0 | 0 | 0.12342 | 0 | 0 | 0.0039373 | 0.0039373 | 0 | 0 | 0.010317 | 0.010317 | 0 | 6.6
7392_G_4 | SPP_WEST | Missouri | 29 | Butler | 23 | 7392 | 4 | Poplar Bluff Generating Station | 11398 | 2002 | 9999 | Combustion Turbine | [5 empty] | Fossil | G | 2025 | NaturalGas |  | 0 | 0 | 0.0029844 | 0.0029844 | 0 | 0 | 0 | 0 | 0 | 0 | 0 | 0 | 0 | 0 | 0 | 0 | 0 | 0 | 0.26183 | 0.26183 | 0 | 0 | 0.17471 | 0.17471 | 0 | 0 | 2.0844e-10 | 2.0844e-10 | 0 | 0 | 0.0011828 | 0.0011828 | 0 | 0 | 0 | 0 | 0 | 0 | 0 | 0 | 0.12342 | 0 | 0 | 0.0039373 | 0.0039373 | 0 | 0 | 0.010317 | 0.010317 | 0 | 6.6
7392_G_3 | SPP_WEST | Missouri | 29 | Butler | 23 | 7392 | 3 | Poplar Bluff Generating Station | 11398 | 2002 | 9999 | Combustion Turbine | [5 empty] | Fossil | G | 2025 | NaturalGas |  | 0 | 0 | 0.0029844 | 0.0029844 | 0 | 0 | 0 | 0 | 0 | 0 | 0 | 0 | 0 | 0 | 0 | 0 | 0 | 0 | 0.26183 | 0.26183 | 0 | 0 | 0.17471 | 0.17471 | 0 | 0 | 2.0844e-10 | 2.0844e-10 | 0 | 0 | 0.0011828 | 0.0011828 | 0 | 0 | 0 | 0 | 0 | 0 | 0 | 0 | 0.12342 | 0 | 0 | 0.0039373 | 0.0039373 | 0 | 0 | 0.010317 | 0.010317 | 0 | 6.6
7392_G_2 | SPP_WEST | Missouri | 29 | Butler | 23 | 7392 | 2 | Poplar Bluff Generating Station | 11396 | 1976 | 9999 | Combustion Turbine | [5 empty] | Fossil | G | 2025 | NaturalGas |  | 0 | 0 | 0.0031647 | 0.0031647 | 0 | 0 | 0 | 0 | 0 | 0 | 0 | 0 | 0 | 0 | 0 | 0 | 0 | 0 | 0.2777 | 0.2777 | 0 | 0 | 0.18526 | 0.18526 | 0 | 0 | 2.2104e-10 | 2.2104e-10 | 0 | 0 | 0.0012543 | 0.0012543 | 0 | 0 | 0 | 0 | 0 | 0 | 0 | 0 | 0.1309 | 0 | 0 | 0.0041759 | 0.0041759 | 0 | 0 | 0.01094 | 0.01094 | 0 | 7
7392_G_1 | SPP_WEST | Missouri | 29 | Butler | 23 | 7392 | 1 | Poplar Bluff Generating Station | 11401 | 1976 | 9999 | Combustion Turbine | [5 empty] | Fossil | G | 2025 | NaturalGas |  | 0 | 0 | 0.0031661 | 0.0031661 | 0 | 0 | 0 | 0 | 0 | 0 | 0 | 0 | 0 | 0 | 0 | 0 | 0 | 0 | 0.2777 | 0.2777 | 0 | 0 | 0.18534 | 0.18534 | 0 | 0 | 2.2113e-10 | 2.2113e-10 | 0 | 0 | 0.0012548 | 0.0012548 | 0 | 0 | 0 | 0 | 0 | 0 | 0 | 0 | 0.1309 | 0 | 0 | 0.0041759 | 0.0041759 | 0 | 0 | 0.010945 | 0.010945 | 0 | 7
7381_G_1 | NENGREST | Vermont | 50 | Bennington | 3 | 7381 | 1 | Searsburg Wind Turbine | 0 | 1997 | 9999 | Onshore Wind | [5 empty] | Non-Fossil | G | 2025 | Wind |  | 0 | 0 | 0 | 0 | 0 | 0 | 0 | 0 | 0 | 0 | 0 | 0 | 0 | 0 | 0 | 0 | 3.5396 | 4.6705 | 4.0996 | 12.3097 | 0 | 0 | 0 | 0 | 0 | 0 | 0 | 0 | 0 | 0 | 0 | 0 | 0 | 0 | 0 | 0 | 0 | 0 | 0 | 0 | 0.14652 | 0 | 0 | 0 | 0 | 0 | 0 | 0 | 0 | 0 | 5.2
7380_G_ST3 | FRCC | Florida | 12 | Hardee | 49 | 7380 | ST3 | Midulla Generating Station | 7312 | 2002 | 9999 | Combined Cycle |  |  | SCR | DLNB + H2O |  | Fossil | G | 2025 | NaturalGas |  | 2.2957 | 3.1119 | 4.2956 | 9.7033 | 0 | 0 | 0 | 0 | 0 | 0 | 0 | 0 | 0 | 0 | 0 | 0 | 313.9623 | 425.5933 | 587.4766 | 1327.0323 | 134.3898 | 182.1729 | 251.4661 | 568.0288 | 1.6072e-07 | 2.1787e-07 | 3.0071e-07 | 6.793e-07 | 0.033253 | 0.045076 | 0.062222 | 0.14055 | 0 | 0 | 0 | 0 | 0 | 0 | 0 | 0 | 5.4675 | 0.6798 | 0.9215 | 1.2575 | 2.8588 | 8.8771 | 11.3487 | 16.6964 | 36.9222 | 0 | 179 | SCR
7380_G_GT8 | FRCC | Florida | 12 | Hardee | 49 | 7380 | GT8 | Midulla Generating Station | 11720 | 2006 | 9999 | Combustion Turbine |  |  |  | DLNB + H2O |  | Fossil | G | 2025 | NaturalGas |  | 0.011554 | 0.015955 | 0.038822 | 0.066331 | 0 | 0 | 0 | 0 | 0 | 0 | 0 | 0 | 0 | 0 | 0 | 0 | 0.98581 | 1.3614 | 3.3125 | 5.6596 | 0.67635 | 0.93401 | 2.2726 | 3.883 | 8.0934e-10 | 1.1177e-09 | 2.724e-09 | 4.651e-09 | 0.00047344 | 0.00065379 | 0.0015908 | 0.002718 | 0 | 0 | 0 | 0 | 0 | 0 | 0 | 0 | 1.0098 | 0.015476 | 0.021371 | 0.04981 | 0.086658 | 0.044676 | 0.058186 | 0.15089 | 0.25376 | 0 | 54
7380_G_GT7 | FRCC | Florida | 12 | Hardee | 49 | 7380 | GT7 | Midulla Generating Station | 11720 | 2006 | 9999 | Combustion Turbine |  |  |  | DLNB + H2O |  | Fossil | G | 2025 | NaturalGas |  | 0.011554 | 0.015955 | 0.038822 | 0.066331 | 0 | 0 | 0 | 0 | 0 | 0 | 0 | 0 | 0 | 0 | 0 | 0 | 0.98581 | 1.3614 | 3.3125 | 5.6596 | 0.67635 | 0.93401 | 2.2726 | 3.883 | 8.0934e-10 | 1.1177e-09 | 2.724e-09 | 4.651e-09 | 0.00052913 | 0.0007307 | 0.0017779 | 0.0030378 | 0 | 0 | 0 | 0 | 0 | 0 | 0 | 0 | 1.0098 | 0.015476 | 0.021371 | 0.04981 | 0.086658 | 0.044676 | 0.058186 | 0.15089 | 0.25376 | 0 | 54
7380_G_GT6 | FRCC | Florida | 12 | Hardee | 49 | 7380 | GT6 | Midulla Generating Station | 11720 | 2006 | 9999 | Combustion Turbine |  |  |  | DLNB + H2O |  | Fossil | G | 2025 | NaturalGas |  | 0.011554 | 0.015955 | 0.038822 | 0.066331 | 0 | 0 | 0 | 0 | 0 | 0 | 0 | 0 | 0 | 0 | 0 | 0 | 0.98581 | 1.3614 | 3.3125 | 5.6596 | 0.67635 | 0.93401 | 2.2726 | 3.883 | 8.0934e-10 | 1.1177e-09 | 2.724e-09 | 4.651e-09 | 0.000465 | 0.00064215 | 0.0015625 | 0.0026696 | 0 | 0 | 0 | 0 | 0 | 0 | 0 | 0 | 1.0098 | 0.015476 | 0.021371 | 0.04981 | 0.086658 | 0.044676 | 0.058186 | 0.15089 | 0.25376 | 0 | 54
7380_G_GT5 | FRCC | Florida | 12 | Hardee | 49 | 7380 | GT5 | Midulla Generating Station | 11720 | 2006 | 9999 | Combustion Turbine |  |  |  | DLNB + H2O |  | Fossil | G | 2025 | NaturalGas |  | 0.011554 | 0.015955 | 0.038822 | 0.066331 | 0 | 0 | 0 | 0 | 0 | 0 | 0 | 0 | 0 | 0 | 0 | 0 | 0.98581 | 1.3614 | 3.3125 | 5.6596 | 0.67635 | 0.93401 | 2.2726 | 3.883 | 8.0934e-10 | 1.1177e-09 | 2.724e-09 | 4.651e-09 | 0.00047973 | 0.00066249 | 0.001612 | 0.0027542 | 0 | 0 | 0 | 0 | 0 | 0 | 0 | 0 | 1.0098 | 0.015476 | 0.021371 | 0.04981 | 0.086658 | 0.044676 | 0.058186 | 0.15089 | 0.25376 | 0 | 54
7380_G_GT4 | FRCC | Florida | 12 | Hardee | 49 | 7380 | GT4 | Midulla Generating Station | 11720 | 2006 | 9999 | Combustion Turbine |  |  |  | DLNB + H2O |  | Fossil | G | 2025 | NaturalGas |  | 0.011554 | 0.015955 | 0.038822 | 0.066331 | 0 | 0 | 0 | 0 | 0 | 0 | 0 | 0 | 0 | 0 | 0 | 0 | 0.98581 | 1.3614 | 3.3125 | 5.6596 | 0.67635 | 0.93401 | 2.2726 | 3.883 | 8.0934e-10 | 1.1177e-09 | 2.724e-09 | 4.651e-09 | 0.00045703 | 0.00063114 | 0.0015357 | 0.0026238 | 0 | 0 | 0 | 0 | 0 | 0 | 0 | 0 | 1.0098 | 0.015476 | 0.021371 | 0.04981 | 0.086658 | 0.044676 | 0.058186 | 0.15089 | 0.25376 | 0 | 54
7380_G_CT2 | FRCC | Florida | 12 | Hardee | 49 | 7380 | CT2 | Midulla Generating Station | 7312 | 2002 | 9999 | Combined Cycle |  |  | SCR | DLNB + H2O |  | Fossil | G | 2025 | NaturalGas |  | 1.9366 | 2.6252 | 3.6237 | 8.1854 | 0 | 0 | 0 | 0 | 0 | 0 | 0 | 0 | 0 | 0 | 0 | 0 | 264.8509 | 359.0201 | 495.5808 | 1119.4518 | 113.368 | 153.6766 | 212.1306 | 479.1752 | 1.3558e-07 | 1.8379e-07 | 2.5367e-07 | 5.7304e-07 | 0.028052 | 0.038025 | 0.052489 | 0.11857 | 0 | 0 | 0 | 0 | 0 | 0 | 0 | 0 | 4.6122 | 0.57346 | 0.77736 | 1.0608 | 2.4116 | 7.4885 | 9.5735 | 14.0847 | 31.1467 | 0 | 151 | SCR
7380_G_CT1 | FRCC | Florida | 12 | Hardee | 49 | 7380 | CT1 | Midulla Generating Station | 7312 | 2002 | 9999 | Combined Cycle |  |  | SCR | DLNB + H2O |  | Fossil | G | 2025 | NaturalGas |  | 1.9366 | 2.6252 | 3.6237 | 8.1854 | 0 | 0 | 0 | 0 | 0 | 0 | 0 | 0 | 0 | 0 | 0 | 0 | 264.8509 | 359.0201 | 495.5808 | 1119.4518 | 113.368 | 153.6766 | 212.1306 | 479.1752 | 1.3558e-07 | 1.8379e-07 | 2.5367e-07 | 5.7304e-07 | 0.028052 | 0.038025 | 0.052489 | 0.11857 | 0 | 0 | 0 | 0 | 0 | 0 | 0 | 0 | 4.6122 | 0.57346 | 0.77736 | 1.0608 | 2.4116 | 7.4885 | 9.5735 | 14.0847 | 31.1467 | 0 | 151 | SCR
7378_G_3 | MIS_MNWI | Minnesota | 27 | Ramsey | 123 | 7378 | 3 | United Hospital | 14397 | 1992 | 9999 | Combustion Turbine | [5 empty] | Fossil | G | 2025 | Oil |  | 0 | 0 | 0 | 0 | 0 | 0 | 0 | 0 | 0 | 0 | 0 | 0 | 0 | 0 | 0 | 0 | 0 | 0 | 0 | 0 | 0 | 0 | 0 | 0 | 0 | 0 | 0 | 0 | 0 | 0 | 0 | 0 | 0 | 0 | 0 | 0 | 0 | 0 | 0 | 0 | 0.02992 | 0 | 0 | 0 | 0 | 0 | 0 | 0 | 0 | 0 | 1.6
7378_G_2 | MIS_MNWI | Minnesota | 27 | Ramsey | 123 | 7378 | 2 | United Hospital | 14397 | 1992 | 9999 | Combustion Turbine | [5 empty] | Fossil | G | 2025 | Oil |  | 0 | 0 | 0 | 0 | 0 | 0 | 0 | 0 | 0 | 0 | 0 | 0 | 0 | 0 | 0 | 0 | 0 | 0 | 0 | 0 | 0 | 0 | 0 | 0 | 0 | 0 | 0 | 0 | 0 | 0 | 0 | 0 | 0 | 0 | 0 | 0 | 0 | 0 | 0 | 0 | 0.02992 | 0 | 0 | 0 | 0 | 0 | 0 | 0 | 0 | 0 | 1.6
7378_G_1 | MIS_MNWI | Minnesota | 27 | Ramsey | 123 | 7378 | 1 | United Hospital | 14397 | 1992 | 9999 | Combustion Turbine | [5 empty] | Fossil | G | 2025 | Oil |  | 0 | 0 | 0 | 0 | 0 | 0 | 0 | 0 | 0 | 0 | 0 | 0 | 0 | 0 | 0 | 0 | 0 | 0 | 0 | 0 | 0 | 0 | 0 | 0 | 0 | 0 | 0 | 0 | 0 | 0 | 0 | 0 | 0 | 0 | 0 | 0 | 0 | 0 | 0 | 0 | 0.02992 | 0 | 0 | 0 | 0 | 0 | 0 | 0 | 0 | 0 | 1.6
7373_G_1 | WECC_CO | Colorado | 8 | Montezuma | 83 | 7373 | 1 | Towaoc | 0 | 1993 | 9999 | Hydro | [5 empty] | Non-Fossil | G | 2025 | Hydro |  | 0 | 0 | 0 | 0 | 0 | 0 | 0 | 0 | 0 | 0 | 0 | 0 | 0 | 0 | 0 | 0 | 7.3118 | 8.1644 | 14.1958 | 29.6721 | 0 | 0 | 0 | 0 | 0 | 0 | 0 | 0 | 0 | 0 | 0 | 0 | 0 | 0 | 0 | 0 | 0 | 0 | 0 | 0 | 0.16953 | 0.019449 | 0.021717 | 0.037761 | 0.078928 | 0 | 0 | 0 | 0 | 0 | 11.3859
7372_G_1 | WECC_CO | Colorado | 8 | Montezuma | 83 | 7372 | 1 | McPhee | 0 | 1992 | 9999 | Hydro | [5 empty] | Non-Fossil | G | 2025 | Hydro |  | 0 | 0 | 0 | 0 | 0 | 0 | 0 | 0 | 0 | 0 | 0 | 0 | 0 | 0 | 0 | 0 | 0.76967 | 0.85941 | 1.4943 | 3.1234 | 0 | 0 | 0 | 0 | 0 | 0 | 0 | 0 | 0 | 0 | 0 | 0 | 0 | 0 | 0 | 0 | 0 | 0 | 0 | 0 | 0.017845 | 0.0020473 | 0.002286 | 0.0039748 | 0.0083082 | 0 | 0 | 0 | 0 | 0 | 1.1985
7369_G_4 | WEC_CALN | California | 6 | Sonoma | 97 | 7369 | 4 | Geothermal 2 | 9771 | 1986 | 9999 | Geothermal | [5 empty] | Non-Fossil | G | 2025 | Geothermal |  | 0.80157 | 1.0695 | 1.3589 | 3.23 | 0 | 0 | 0 | 0 | 0 | 0 | 0 | 0 | 0 | 0 | 0 | 0 | 82.0354 | 109.454 | 139.0781 | 330.5675 | 0 | 0 | 0 | 0 | 0.0011905 | 0.0015884 | 0.0020183 | 0.0047972 | 0 | 0 | 0 | 0 | 0 | 0 | 0 | 0 | 0 | 0 | 0 | 0 | 4.4883 | 0.45037 | 0.6009 | 0.76354 | 1.8148 | 0 | 0 | 0 | 0 | 0 | 48
7369_G_3 | WEC_CALN | California | 6 | Sonoma | 97 | 7369 | 3 | Geothermal 2 | 9771 | 1985 | 9999 | Geothermal | [5 empty] | Non-Fossil | G | 2025 | Geothermal |  | 0.50265 | 0.67065 | 0.85216 | 2.0255 | 0 | 0 | 0 | 0 | 0 | 0 | 0 | 0 | 0 | 0 | 0 | 0 | 51.443 | 68.6368 | 87.2136 | 207.2934 | 0 | 0 | 0 | 0 | 0.00074654 | 0.00099605 | 0.0012656 | 0.0030082 | 0 | 0 | 0 | 0 | 0 | 0 | 0 | 0 | 0 | 0 | 0 | 0 | 2.8145 | 0.28242 | 0.37682 | 0.4788 | 1.138 | 0 | 0 | 0 | 0 | 0 | 30.1
7368_G_2 | WEC_CALN | California | 6 | Sonoma | 97 | 7368 | 2 | Geothermal 1 | 9771 | 1983 | 9999 | Geothermal | [5 empty] | Non-Fossil | G | 2025 | Geothermal |  | 0.45088 | 0.60158 | 0.7644 | 1.8169 | 0 | 0 | 0 | 0 | 0 | 0 | 0 | 0 | 0 | 0 | 0 | 0 | 46.1449 | 61.5679 | 78.2315 | 185.9442 | 0 | 0 | 0 | 0 | 0.00066965 | 0.00089347 | 0.0011353 | 0.0026984 | 0 | 0 | 0 | 0 | 0 | 0 | 0 | 0 | 0 | 0 | 0 | 0 | 2.5246 | 0.25334 | 0.33801 | 0.42949 | 1.0208 | 0 | 0 | 0 | 0 | 0 | 27
7368_G_1 | WEC_CALN | California | 6 | Sonoma | 97 | 7368 | 1 | Geothermal 1 | 9771 | 1983 | 9999 | Geothermal | [5 empty] | Non-Fossil | G | 2025 | Geothermal |  | 0.45088 | 0.60158 | 0.7644 | 1.8169 | 0 | 0 | 0 | 0 | 0 | 0 | 0 | 0 | 0 | 0 | 0 | 0 | 46.1449 | 61.5679 | 78.2315 | 185.9442 | 0 | 0 | 0 | 0 | 0.00066965 | 0.00089347 | 0.0011353 | 0.0026984 | 0 | 0 | 0 | 0 | 0 | 0 | 0 | 0 | 0 | 0 | 0 | 0 | 2.5246 | 0.25334 | 0.33801 | 0.42949 | 1.0208 | 0 | 0 | 0 | 0 | 0 | 27
7366_G_1 | MIS_WUMS | Wisconsin | 55 | Kewaunee | 61 | 7366 | 1 | Lincoln Turbines | 0 | 1999 | 9999 | Onshore Wind | [5 empty] | Non-Fossil | G | 2025 | Wind |  | 0 | 0 | 0 | 0 | 0 | 0 | 0 | 0 | 0 | 0 | 0 | 0 | 0 | 0 | 0 | 0 | 1.261 | 1.692 | 1.3035 | 4.2565 | 0 | 0 | 0 | 0 | 0 | 0 | 0 | 0 | 0 | 0 | 0 | 0 | 0 | 0 | 0 | 0 | 0 | 0 | 0 | 0 | 0.025359 | 0 | 0 | 0 | 0 | 0 | 0 | 0 | 0 | 0 | 0.9
736_G_8 | S_VACA | Georgia | 13 | Columbia | 73 | 736 | 8 | Stevens Creek | 0 | 1926 | 9999 | Hydro | [5 empty] | Non-Fossil | G | 2025 | Hydro |  | 0 | 0 | 0 | 0 | 0 | 0 | 0 | 0 | 0 | 0 | 0 | 0 | 0 | 0 | 0 | 0 | 2.1525 | 2.4243 | 2.9209 | 7.4977 | 0 | 0 | 0 | 0 | 0 | 0 | 0 | 0 | 0 | 0 | 0 | 0 | 0 | 0 | 0 | 0 | 0 | 0 | 0 | 0 | 0.022334 | 0.0057256 | 0.0064485 | 0.0077697 | 0.019944 | 0 | 0 | 0 | 0 | 0 | 1.5
736_G_7 | S_VACA | Georgia | 13 | Columbia | 73 | 736 | 7 | Stevens Creek | 0 | 1926 | 9999 | Hydro | [5 empty] | Non-Fossil | G | 2025 | Hydro |  | 0 | 0 | 0 | 0 | 0 | 0 | 0 | 0 | 0 | 0 | 0 | 0 | 0 | 0 | 0 | 0 | 2.1525 | 2.4243 | 2.9209 | 7.4977 | 0 | 0 | 0 | 0 | 0 | 0 | 0 | 0 | 0 | 0 | 0 | 0 | 0 | 0 | 0 | 0 | 0 | 0 | 0 | 0 | 0.022334 | 0.0057256 | 0.0064485 | 0.0077697 | 0.019944 | 0 | 0 | 0 | 0 | 0 | 1.5
736_G_6 | S_VACA | Georgia | 13 | Columbia | 73 | 736 | 6 | Stevens Creek | 0 | 1925 | 9999 | Hydro | [5 empty] | Non-Fossil | G | 2025 | Hydro |  | 0 | 0 | 0 | 0 | 0 | 0 | 0 | 0 | 0 | 0 | 0 | 0 | 0 | 0 | 0 | 0 | 2.1525 | 2.4243 | 2.9209 | 7.4977 | 0 | 0 | 0 | 0 | 0 | 0 | 0 | 0 | 0 | 0 | 0 | 0 | 0 | 0 | 0 | 0 | 0 | 0 | 0 | 0 | 0.022334 | 0.0057256 | 0.0064485 | 0.0077697 | 0.019944 | 0 | 0 | 0 | 0 | 0 | 1.5
736_G_5 | S_VACA | Georgia | 13 | Columbia | 73 | 736 | 5 | Stevens Creek | 0 | 1914 | 9999 | Hydro | [5 empty] | Non-Fossil | G | 2025 | Hydro |  | 0 | 0 | 0 | 0 | 0 | 0 | 0 | 0 | 0 | 0 | 0 | 0 | 0 | 0 | 0 | 0 | 2.1525 | 2.4243 | 2.9209 | 7.4977 | 0 | 0 | 0 | 0 | 0 | 0 | 0 | 0 | 0 | 0 | 0 | 0 | 0 | 0 | 0 | 0 | 0 | 0 | 0 | 0 | 0.022334 | 0.0057256 | 0.0064485 | 0.0077697 | 0.019944 | 0 | 0 | 0 | 0 | 0 | 1.5
736_G_4 | S_VACA | Georgia | 13 | Columbia | 73 | 736 | 4 | Stevens Creek | 0 | 1914 | 9999 | Hydro | [5 empty] | Non-Fossil | G | 2025 | Hydro |  | 0 | 0 | 0 | 0 | 0 | 0 | 0 | 0 | 0 | 0 | 0 | 0 | 0 | 0 | 0 | 0 | 2.1525 | 2.4243 | 2.9209 | 7.4977 | 0 | 0 | 0 | 0 | 0 | 0 | 0 | 0 | 0 | 0 | 0 | 0 | 0 | 0 | 0 | 0 | 0 | 0 | 0 | 0 | 0.022334 | 0.0057256 | 0.0064485 | 0.0077697 | 0.019944 | 0 | 0 | 0 | 0 | 0 | 1.5
736_G_3 | S_VACA | Georgia | 13 | Columbia | 73 | 736 | 3 | Stevens Creek | 0 | 1914 | 9999 | Hydro | [5 empty] | Non-Fossil | G | 2025 | Hydro |  | 0 | 0 | 0 | 0 | 0 | 0 | 0 | 0 | 0 | 0 | 0 | 0 | 0 | 0 | 0 | 0 | 2.1525 | 2.4243 | 2.9209 | 7.4977 | 0 | 0 | 0 | 0 | 0 | 0 | 0 | 0 | 0 | 0 | 0 | 0 | 0 | 0 | 0 | 0 | 0 | 0 | 0 | 0 | 0.022334 | 0.0057256 | 0.0064485 | 0.0077697 | 0.019944 | 0 | 0 | 0 | 0 | 0 | 1.5
736_G_2 | S_VACA | Georgia | 13 | Columbia | 73 | 736 | 2 | Stevens Creek | 0 | 1914 | 9999 | Hydro | [5 empty] | Non-Fossil | G | 2025 | Hydro |  | 0 | 0 | 0 | 0 | 0 | 0 | 0 | 0 | 0 | 0 | 0 | 0 | 0 | 0 | 0 | 0 | 2.1525 | 2.4243 | 2.9209 | 7.4977 | 0 | 0 | 0 | 0 | 0 | 0 | 0 | 0 | 0 | 0 | 0 | 0 | 0 | 0 | 0 | 0 | 0 | 0 | 0 | 0 | 0.022334 | 0.0057256 | 0.0064485 | 0.0077697 | 0.019944 | 0 | 0 | 0 | 0 | 0 | 1.5
736_G_1 | S_VACA | Georgia | 13 | Columbia | 73 | 736 | 1 | Stevens Creek | 0 | 1914 | 9999 | Hydro | [5 empty] | Non-Fossil | G | 2025 | Hydro |  | 0 | 0 | 0 | 0 | 0 | 0 | 0 | 0 | 0 | 0 | 0 | 0 | 0 | 0 | 0 | 0 | 2.1525 | 2.4243 | 2.9209 | 7.4977 | 0 | 0 | 0 | 0 | 0 | 0 | 0 | 0 | 0 | 0 | 0 | 0 | 0 | 0 | 0 | 0 | 0 | 0 | 0 | 0 | 0.022334 | 0.0057256 | 0.0064485 | 0.0077697 | 0.019944 | 0 | 0 | 0 | 0 | 0 | 1.5
7350_G_2 | WECC_PNW | Oregon | 41 | Morrow | 49 | 7350 | 2 | Coyote Springs | 7326 | 1995 | 9999 | Combined Cycle |  |  | SCR | DLNB + H2O + LNB + NH3 |  | Fossil | G | 2025 | NaturalGas |  | 1.0501 | 1.2208 | 0 | 2.2709 | 0 | 0 | 0 | 0 | 0 | 0 | 0 | 0 | 0 | 0 | 0 | 0 | 143.3376 | 166.6358 | 0 | 309.9734 | 62.0597 | 72.147 | 0 | 134.2067 | 7.4205e-08 | 8.6266e-08 | 0 | 1.6047e-07 | 0.0078184 | 0.0090892 | 0 | 0.016908 | 0 | 0 | 0 | 0 | 0 | 0 | 0 | 0 | 2.5643 | 0.30681 | 0.35373 | 0 | 0.66054 | 3.8505 | 4.0735 | 0 | 7.924 | 0 | 70 | SCR
7350_G_1 | WECC_PNW | Oregon | 41 | Morrow | 49 | 7350 | 1 | Coyote Springs | 7326 | 1995 | 9999 | Combined Cycle |  |  | SCR | DLNB + H2O |  | Fossil | G | 2025 | NaturalGas |  | 2.4752 | 2.8775 | 0 | 5.3528 | 0 | 0 | 0 | 0 | 0 | 0 | 0 | 0 | 0 | 0 | 0 | 0 | 337.8672 | 392.7845 | 0 | 730.6517 | 146.2836 | 170.0607 | 0 | 316.3443 | 1.7491e-07 | 2.0334e-07 | 0 | 3.7825e-07 | 0.018429 | 0.021425 | 0 | 0.039854 | 0 | 0 | 0 | 0 | 0 | 0 | 0 | 0 | 6.0443 | 0.7232 | 0.8338 | 0 | 1.557 | 9.0762 | 9.6019 | 0 | 18.6781 | 0 | 165 | SCR
7348_G_2 | S_SOU | Georgia | 13 | Houston | 153 | 7348 | 2 | Robins | 17398 | 1995 | 9999 | Combustion Turbine |  |  |  | H2O |  | Fossil | G | 2025 | NaturalGas |  | 0 | 0 | 0 | 0 | 0 | 0 | 0 | 0 | 0 | 0 | 0 | 0 | 0 | 0 | 0 | 0 | 0 | 0 | 0 | 0 | 0 | 0 | 0 | 0 | 0 | 0 | 0 | 0 | 0 | 0 | 0 | 0 | 0 | 0 | 0 | 0 | 0 | 0 | 0 | 0 | 1.496 | 0 | 0 | 0 | 0 | 0 | 0 | 0 | 0 | 0 | 80
7348_G_1 | S_SOU | Georgia | 13 | Houston | 153 | 7348 | 1 | Robins | 17394 | 1995 | 9999 | Combustion Turbine |  |  |  | H2O |  | Fossil | G | 2025 | NaturalGas |  | 0 | 0 | 0 | 0 | 0 | 0 | 0 | 0 | 0 | 0 | 0 | 0 | 0 | 0 | 0 | 0 | 0 | 0 | 0 | 0 | 0 | 0 | 0 | 0 | 0 | 0 | 0 | 0 | 0 | 0 | 0 | 0 | 0 | 0 | 0 | 0 | 0 | 0 | 0 | 0 | 1.496 | 0 | 0 | 0 | 0 | 0 | 0 | 0 | 0 | 0 | 80
7345_G_P1 | FRCC | Florida | 12 | Alachua | 1 | 7345 | P1 | University of Florida | 10745 | 1994 | 9999 | Combustion Turbine |  |  |  | STM |  | Fossil | G | 2025 | NaturalGas |  | 0.0087452 | 0.0608 | 0.24679 | 0.31634 | 0 | 0 | 0 | 0 | 0 | 0 | 0 | 0 | 0 | 0 | 0 | 0 | 0.81389 | 5.6585 | 22.9683 | 29.4407 | 0.51195 | 3.5592 | 14.4473 | 18.5185 | 6.1246e-10 | 4.258e-09 | 1.7294e-08 | 2.2164e-08 | 0.00029179 | 0.0020287 | 0.0082343 | 0.010555 | 0 | 0 | 0 | 0 | 0 | 0 | 0 | 0 | 0.8789 | 0.012777 | 0.077605 | 0.23718 | 0.32757 | 0.033816 | 0.22173 | 0.95925 | 1.2148 | 0 | 47
7343_B_4 | MIS_MIDA | Iowa | 19 | Woodbury | 193 | 7343 | 4 | George Neal South | 10386 | 1979 | 9999 | Coal Steam | wall | dry | ESPC + Bag House + Dry Scrubber + SNCR + ACI | LNBO | Dry Scrubber | Fossil | B | 2025 | Coal |  | 11.4803 | 15.5622 | 21.1494 | 48.1919 | 0 | 0 | 0 | 0 | 11.4803 | 15.5622 | 21.1494 | 48.1919 | 0 | 0 | 0 | 0 | 1105.3627 | 1498.3805 | 2036.3412 | 4640.0844 | 1230.1138 | 1667.4876 | 2266.1625 | 5163.7639 | 0.0032209 | 0.0043662 | 0.0059337 | 0.013521 | 1.0859 | 1.4719 | 2.0004 | 4.5582 | 0.45921 | 0.62249 | 0.84598 | 1.9277 | 0.0057401 | 0.007781 | 0.010575 | 0.024096 | 28.0076 | 6.5432 | 8.8697 | 12.0541 | 27.467 | 20.002 | 27.1138 | 36.8485 | 83.9643 | 0 | 644 | Scrubber / SNCR / Mercury Control | Dry Scrubber
7339_G_6 | SPP_N | Kansas | 20 | Sumner | 191 | 7339 | 6 | Wellington 2 | 17260 | 1989 | 9999 | Combustion Turbine | [5 empty] | Fossil | G | 2025 | Oil |  | 0 | 0 | 0 | 0 | 0 | 0 | 0 | 0 | 0 | 0 | 0 | 0 | 0 | 0 | 0 | 0 | 0 | 0 | 0 | 0 | 0 | 0 | 0 | 0 | 0 | 0 | 0 | 0 | 0 | 0 | 0 | 0 | 0 | 0 | 0 | 0 | 0 | 0 | 0 | 0 | 0.3927 | 0 | 0 | 0 | 0 | 0 | 0 | 0 | 0 | 0 | 21
7338_G_NA1 | WEC_CALN | California | 6 | Plumas | 63 | 7338 | NA1 | Grizzly | 0 | 1993 | 9999 | Hydro | [5 empty] | Non-Fossil | G | 2025 | Hydro |  | 0 | 0 | 0 | 0 | 0 | 0 | 0 | 0 | 0 | 0 | 0 | 0 | 0 | 0 | 0 | 0 | 10.8154 | 17.5213 | 34.2368 | 62.5735 | 0 | 0 | 0 | 0 | 0 | 0 | 0 | 0 | 0 | 0 | 0 | 0 | 0 | 0 | 0 | 0 | 0 | 0 | 0 | 0 | 0.34841 | 0.028769 | 0.046607 | 0.09107 | 0.16645 | 0 | 0 | 0 | 0 | 0 | 23.4
7337_G_2 | NENGREST | Vermont | 50 | Rutland | 21 | 7337 | 2 | Florence | 19307 | 1992 | 9999 | Combustion Turbine | [5 empty] | Fossil | G | 2025 | Oil |  | 0 | 0 | 0 | 0 | 0 | 0 | 0 | 0 | 0 | 0 | 0 | 0 | 0 | 0 | 0 | 0 | 0 | 0 | 0 | 0 | 0 | 0 | 0 | 0 | 0 | 0 | 0 | 0 | 0 | 0 | 0 | 0 | 0 | 0 | 0 | 0 | 0 | 0 | 0 | 0 | 0.05423 | 0 | 0 | 0 | 0 | 0 | 0 | 0 | 0 | 0 | 2.9
7337_G_1 | NENGREST | Vermont | 50 | Rutland | 21 | 7337 | 1 | Florence | 19307 | 1992 | 9999 | Combustion Turbine | [5 empty] | Fossil | G | 2025 | Oil |  | 0 | 0 | 0 | 0 | 0 | 0 | 0 | 0 | 0 | 0 | 0 | 0 | 0 | 0 | 0 | 0 | 0 | 0 | 0 | 0 | 0 | 0 | 0 | 0 | 0 | 0 | 0 | 0 | 0 | 0 | 0 | 0 | 0 | 0 | 0 | 0 | 0 | 0 | 0 | 0 | 0.0561 | 0 | 0 | 0 | 0 | 0 | 0 | 0 | 0 | 0 | 3
7336_G_ACT3 | PJM_West | Indiana | 18 | Madison | 95 | 7336 | ACT3 | Anderson | 12628 | 2004 | 9999 | Combustion Turbine |  |  |  | DLNB + H2O |  | Fossil | G | 2025 | Oil |  | 0 | 0 | 0 | 0 | 0 | 0 | 0 | 0 | 0 | 0 | 0 | 0 | 0 | 0 | 0 | 0 | 0 | 0 | 0 | 0 | 0 | 0 | 0 | 0 | 0 | 0 | 0 | 0 | 0 | 0 | 0 | 0 | 0 | 0 | 0 | 0 | 0 | 0 | 0 | 0 | 1.3464 | 0 | 0 | 0 | 0 | 0 | 0 | 0 | 0 | 0 | 72
7336_G_ACT2 | PJM_West | Indiana | 18 | Madison | 95 | 7336 | ACT2 | Anderson | 12628 | 1992 | 9999 | Combustion Turbine |  |  |  | H2O |  | Fossil | G | 2025 | Oil |  | 0 | 0 | 0 | 0 | 0 | 0 | 0 | 0 | 0 | 0 | 0 | 0 | 0 | 0 | 0 | 0 | 0 | 0 | 0 | 0 | 0 | 0 | 0 | 0 | 0 | 0 | 0 | 0 | 0 | 0 | 0 | 0 | 0 | 0 | 0 | 0 | 0 | 0 | 0 | 0 | 0.6358 | 0 | 0 | 0 | 0 | 0 | 0 | 0 | 0 | 0 | 34
7336_G_ACT1 | PJM_West | Indiana | 18 | Madison | 95 | 7336 | ACT1 | Anderson | 12628 | 1992 | 9999 | Combustion Turbine |  |  |  | H2O |  | Fossil | G | 2025 | Oil |  | 0 | 0 | 0 | 0 | 0 | 0 | 0 | 0 | 0 | 0 | 0 | 0 | 0 | 0 | 0 | 0 | 0 | 0 | 0 | 0 | 0 | 0 | 0 | 0 | 0 | 0 | 0 | 0 | 0 | 0 | 0 | 0 | 0 | 0 | 0 | 0 | 0 | 0 | 0 | 0 | 0.6358 | 0 | 0 | 0 | 0 | 0 | 0 | 0 | 0 | 0 | 34
7335_G_RCT2 | PJM_West | Indiana | 18 | Wayne | 177 | 7335 | RCT2 | Richmond | 12948 | 1992 | 9999 | Combustion Turbine |  |  |  | H2O |  | Fossil | G | 2025 | Oil |  | 0 | 0 | 0 | 0 | 0 | 0 | 0 | 0 | 0 | 0 | 0 | 0 | 0 | 0 | 0 | 0 | 0 | 0 | 0 | 0 | 0 | 0 | 0 | 0 | 0 | 0 | 0 | 0 | 0 | 0 | 0 | 0 | 0 | 0 | 0 | 0 | 0 | 0 | 0 | 0 | 0.6358 | 0 | 0 | 0 | 0 | 0 | 0 | 0 | 0 | 0 | 34
7335_G_RCT1 | PJM_West | Indiana | 18 | Wayne | 177 | 7335 | RCT1 | Richmond | 12945 | 1992 | 9999 | Combustion Turbine |  |  |  | H2O |  | Fossil | G | 2025 | Oil |  | 0 | 0 | 0 | 0 | 0 | 0 | 0 | 0 | 0 | 0 | 0 | 0 | 0 | 0 | 0 | 0 | 0 | 0 | 0 | 0 | 0 | 0 | 0 | 0 | 0 | 0 | 0 | 0 | 0 | 0 | 0 | 0 | 0 | 0 | 0 | 0 | 0 | 0 | 0 | 0 | 0.6358 | 0 | 0 | 0 | 0 | 0 | 0 | 0 | 0 | 0 | 34
7325_G_2 | ERC_REST | Texas | 48 | Harris | 201 | 7325 | 2 | San Jacinto Steam Electric Station | 13974 | 1995 | 9999 | Combustion Turbine |  |  |  | DLNB + H2O |  | Fossil | G | 2025 | NaturalGas |  | 0 | 0 | 0 | 0 | 0 | 0 | 0 | 0 | 0 | 0 | 0 | 0 | 0 | 0 | 0 | 0 | 0 | 0 | 0 | 0 | 0 | 0 | 0 | 0 | 0 | 0 | 0 | 0 | 0 | 0 | 0 | 0 | 0 | 0 | 0 | 0 | 0 | 0 | 0 | 0 | 1.5147 | 0 | 0 | 0 | 0 | 0 | 0 | 0 | 0 | 0 | 81
7325_G_1 | ERC_REST | Texas | 48 | Harris | 201 | 7325 | 1 | San Jacinto Steam Electric Station | 13974 | 1995 | 9999 | Combustion Turbine |  |  |  | DLNB + H2O |  | Fossil | G | 2025 | NaturalGas |  | 0 | 0 | 0 | 0 | 0 | 0 | 0 | 0 | 0 | 0 | 0 | 0 | 0 | 0 | 0 | 0 | 0 | 0 | 0 | 0 | 0 | 0 | 0 | 0 | 0 | 0 | 0 | 0 | 0 | 0 | 0 | 0 | 0 | 0 | 0 | 0 | 0 | 0 | 0 | 0 | 1.5147 | 0 | 0 | 0 | 0 | 0 | 0 | 0 | 0 | 0 | 81
732_G_1 | S_SOU | Georgia | 13 | Chatham | 51 | 732 | 1 | Boulevard | 25000 | 1970 | 9999 | Combustion Turbine | [5 empty] | Fossil | G | 2025 | Oil |  | 0 | 0 | 0 | 0 | 0 | 0 | 0 | 0 | 0 | 0 | 0 | 0 | 0 | 0 | 0 | 0 | 0 | 0 | 0 | 0 | 0 | 0 | 0 | 0 | 0 | 0 | 0 | 0 | 0 | 0 | 0 | 0 | 0 | 0 | 0 | 0 | 0 | 0 | 0 | 0 | 0.2618 | 0 | 0 | 0 | 0 | 0 | 0 | 0 | 0 | 0 | 14
7318_G_1 | PJM_EMAC | Delaware | 10 | Kent | 1 | 7318 | 1 | Van Sant Station | 12326 | 1991 | 9999 | Combustion Turbine |  |  |  | H2O |  | Fossil | G | 2025 | NaturalGas |  | 0 | 0 | 0.017032 | 0.017032 | 0 | 0 | 0 | 0 | 0 | 0 | 0 | 0 | 0 | 0 | 0 | 0 | 0 | 0 | 1.3818 | 1.3818 | 0 | 0 | 0.99708 | 0.99708 | 0 | 0 | 1.1905e-09 | 1.1905e-09 | 0 | 0 | 0.0012134 | 0.0012134 | 0 | 0 | 0 | 0 | 0 | 0 | 0 | 0 | 0.80784 | 0 | 0 | 0.021693 | 0.021693 | 0 | 0 | 0.058197 | 0.058197 | 0 | 43.2
7317_G_3 | WECC_WY | Wyoming | 56 | Park | 29 | 7317 | 3 | Buffalo Bill | 0 | 1992 | 9999 | Hydro | [5 empty] | Non-Fossil | G | 2025 | Hydro |  | 0 | 0 | 0 | 0 | 0 | 0 | 0 | 0 | 0 | 0 | 0 | 0 | 0 | 0 | 0 | 0 | 1.9944 | 3.9313 | 11.9185 | 17.8442 | 0 | 0 | 0 | 0 | 0 | 0 | 0 | 0 | 0 | 0 | 0 | 0 | 0 | 0 | 0 | 0 | 0 | 0 | 0 | 0 | 0.089337 | 0.0053052 | 0.010457 | 0.031703 | 0.047466 | 0 | 0 | 0 | 0 | 0 | 6
7317_G_2 | WECC_WY | Wyoming | 56 | Park | 29 | 7317 | 2 | Buffalo Bill | 0 | 1992 | 9999 | Hydro | [5 empty] | Non-Fossil | G | 2025 | Hydro |  | 0 | 0 | 0 | 0 | 0 | 0 | 0 | 0 | 0 | 0 | 0 | 0 | 0 | 0 | 0 | 0 | 1.9944 | 3.9313 | 11.9185 | 17.8442 | 0 | 0 | 0 | 0 | 0 | 0 | 0 | 0 | 0 | 0 | 0 | 0 | 0 | 0 | 0 | 0 | 0 | 0 | 0 | 0 | 0.089337 | 0.0053052 | 0.010457 | 0.031703 | 0.047466 | 0 | 0 | 0 | 0 | 0 | 6
7317_G_1 | WECC_WY | Wyoming | 56 | Park | 29 | 7317 | 1 | Buffalo Bill | 0 | 1992 | 9999 | Hydro | [5 empty] | Non-Fossil | G | 2025 | Hydro |  | 0 | 0 | 0 | 0 | 0 | 0 | 0 | 0 | 0 | 0 | 0 | 0 | 0 | 0 | 0 | 0 | 1.9944 | 3.9313 | 11.9185 | 17.8442 | 0 | 0 | 0 | 0 | 0 | 0 | 0 | 0 | 0 | 0 | 0 | 0 | 0 | 0 | 0 | 0 | 0 | 0 | 0 | 0 | 0.089337 | 0.0053052 | 0.010457 | 0.031703 | 0.047466 | 0 | 0 | 0 | 0 | 0 | 6
7315_G_4 | WEC_CALN | California | 6 | Stanislaus | 99 | 7315 | 4 | Almond Power Plant | 10746 | 2012 | 9999 | Combustion Turbine |  |  | SCR | H2O |  | Fossil | G | 2025 | NaturalGas |  | 0 | 0 | 0 | 0 | 0 | 0 | 0 | 0 | 0 | 0 | 0 | 0 | 0 | 0 | 0 | 0 | 0 | 0 | 0 | 0 | 0 | 0 | 0 | 0 | 0 | 0 | 0 | 0 | 0 | 0 | 0 | 0 | 0 | 0 | 0 | 0 | 0 | 0 | 0 | 0 | 1.0361 | 0 | 0 | 0 | 0 | 0 | 0 | 0 | 0 | 0 | 50 | SCR
7315_G_3 | WEC_CALN | California | 6 | Stanislaus | 99 | 7315 | 3 | Almond Power Plant | 10746 | 2012 | 9999 | Combustion Turbine |  |  | SCR | H2O |  | Fossil | G | 2025 | NaturalGas |  | 0 | 0 | 0 | 0 | 0 | 0 | 0 | 0 | 0 | 0 | 0 | 0 | 0 | 0 | 0 | 0 | 0 | 0 | 0 | 0 | 0 | 0 | 0 | 0 | 0 | 0 | 0 | 0 | 0 | 0 | 0 | 0 | 0 | 0 | 0 | 0 | 0 | 0 | 0 | 0 | 1.0361 | 0 | 0 | 0 | 0 | 0 | 0 | 0 | 0 | 0 | 50 | SCR
7315_G_2 | WEC_CALN | California | 6 | Stanislaus | 99 | 7315 | 2 | Almond Power Plant | 10746 | 2012 | 9999 | Combustion Turbine |  |  | SCR | H2O |  | Fossil | G | 2025 | NaturalGas |  | 0 | 0 | 0 | 0 | 0 | 0 | 0 | 0 | 0 | 0 | 0 | 0 | 0 | 0 | 0 | 0 | 0 | 0 | 0 | 0 | 0 | 0 | 0 | 0 | 0 | 0 | 0 | 0 | 0 | 0 | 0 | 0 | 0 | 0 | 0 | 0 | 0 | 0 | 0 | 0 | 1.0361 | 0 | 0 | 0 | 0 | 0 | 0 | 0 | 0 | 0 | 50 | SCR
7315_G_1 | WEC_CALN | California | 6 | Stanislaus | 99 | 7315 | 1 | Almond Power Plant | 10789 | 1996 | 9999 | Combustion Turbine |  |  | SCR | STM |  | Fossil | G | 2025 | NaturalGas |  | 0 | 0 | 0 | 0 | 0 | 0 | 0 | 0 | 0 | 0 | 0 | 0 | 0 | 0 | 0 | 0 | 0 | 0 | 0 | 0 | 0 | 0 | 0 | 0 | 0 | 0 | 0 | 0 | 0 | 0 | 0 | 0 | 0 | 0 | 0 | 0 | 0 | 0 | 0 | 0 | 1.0257 | 0 | 0 | 0 | 0 | 0 | 0 | 0 | 0 | 0 | 49.5 | SCR
7314_G_NA2 | NY_Z_K | New York | 36 | Suffolk | 103 | 7314 | NA2 | Richard M Flynn | 7959 | 1994 | 9999 | Combined Cycle | [5 empty] | Fossil | G | 2025 | NaturalGas |  | 0.28172 | 0.47281 | 0.93122 | 1.6857 | 0 | 0 | 0 | 0 | 0 | 0 | 0 | 0 | 0 | 0 | 0 | 0 | 35.3966 | 59.4054 | 117.0019 | 211.804 | 16.492 | 27.6782 | 54.5135 | 98.6837 | 1.9721e-08 | 3.3097e-08 | 6.5172e-08 | 1.1799e-07 | 0.0043202 | 0.0072505 | 0.01428 | 0.025851 | 0 | 0 | 0 | 0 | 0 | 0 | 0 | 0 | 1.7234 | 0.10254 | 0.15157 | 0.23401 | 0.48812 | 1.7852 | 1.6675 | 3.1632 | 6.6159 | 0 | 44.8
7314_G_NA1 | NY_Z_K | New York | 36 | Suffolk | 103 | 7314 | NA1 | Richard M Flynn | 7959 | 1994 | 9999 | Combined Cycle | [5 empty] | Fossil | G | 2025 | NaturalGas |  | 0.56344 | 0.94562 | 1.8624 | 3.3715 | 0 | 0 | 0 | 0 | 0 | 0 | 0 | 0 | 0 | 0 | 0 | 0 | 70.7932 | 118.8108 | 234.0039 | 423.6079 | 32.984 | 55.3563 | 109.0271 | 197.3673 | 3.9441e-08 | 6.6193e-08 | 1.3034e-07 | 2.3598e-07 | 0.0086404 | 0.014501 | 0.028561 | 0.051702 | 0 | 0 | 0 | 0 | 0 | 0 | 0 | 0 | 3.4467 | 0.20509 | 0.30314 | 0.46802 | 0.97625 | 3.5704 | 3.335 | 6.3264 | 13.2319 | 0 | 89.6
7307_G_6 | WEC_BANC | California | 6 | Shasta | 89 | 7307 | 6 | Redding Power | 8622 | 2011 | 9999 | Combined Cycle |  |  | SCR | other |  | Fossil | G | 2025 | NaturalGas |  | 0.62004 | 0.84049 | 1.1602 | 2.6207 | 0 | 0 | 0 | 0 | 0 | 0 | 0 | 0 | 0 | 0 | 0 | 0 | 71.9132 | 97.4823 | 134.5617 | 303.9571 | 36.2969 | 49.2024 | 67.9176 | 153.4168 | 4.3415e-08 | 5.8852e-08 | 8.1146e-08 | 1.8341e-07 | 0.00091143 | 0.0012355 | 0.0017055 | 0.0038524 | 0 | 0 | 0 | 0 | 0 | 0 | 0 | 0 | 1.2523 | 0.15393 | 0.21107 | 0.28565 | 0.65065 | 2.5836 | 3.1828 | 4.5327 | 10.2991 | 0 | 41 | SCR
7307_G_5 | WEC_BANC | California | 6 | Shasta | 89 | 7307 | 5 | Redding Power | 8622 | 2002 | 9999 | Combined Cycle |  |  | SCR | other |  | Fossil | G | 2025 | NaturalGas |  | 0.62004 | 0.84049 | 1.1602 | 2.6207 | 0 | 0 | 0 | 0 | 0 | 0 | 0 | 0 | 0 | 0 | 0 | 0 | 71.9132 | 97.4823 | 134.5617 | 303.9571 | 36.2969 | 49.2024 | 67.9176 | 153.4168 | 4.3424e-08 | 5.8864e-08 | 8.1189e-08 | 1.8348e-07 | 0.00091152 | 0.0012356 | 0.0017054 | 0.0038525 | 0 | 0 | 0 | 0 | 0 | 0 | 0 | 0 | 1.2523 | 0.15393 | 0.21107 | 0.28565 | 0.65065 | 2.5836 | 3.1828 | 4.5327 | 10.2991 | 0 | 41 | SCR
7307_G_4 | WEC_BANC | California | 6 | Shasta | 89 | 7307 | 4 | Redding Power | 8622 | 1989 | 9999 | Combined Cycle |  |  | SCR | other |  | Fossil | G | 2025 | NaturalGas |  | 0.40832 | 0.55349 | 0.76403 | 1.7258 | 0 | 0 | 0 | 0 | 0 | 0 | 0 | 0 | 0 | 0 | 0 | 0 | 47.3574 | 64.1956 | 88.6138 | 200.1669 | 23.9028 | 32.4016 | 44.7262 | 101.0306 | 2.8596e-08 | 3.8764e-08 | 5.3466e-08 | 1.2083e-07 | 0.00060027 | 0.0008137 | 0.001123 | 0.002537 | 0 | 0 | 0 | 0 | 0 | 0 | 0 | 0 | 0.8247 | 0.10137 | 0.139 | 0.18811 | 0.42847 | 1.7014 | 2.096 | 2.9849 | 6.7823 | 0 | 27 | SCR
7307_G_3 | WEC_BANC | California | 6 | Shasta | 89 | 7307 | 3 | Redding Power | 15042 | 1996 | 9999 | Combustion Turbine | [5 empty] | Fossil | G | 2025 | NaturalGas |  | 0 | 0 | 0 | 0 | 0 | 0 | 0 | 0 | 0 | 0 | 0 | 0 | 0 | 0 | 0 | 0 | 0 | 0 | 0 | 0 | 0 | 0 | 0 | 0 | 0 | 0 | 0 | 0 | 0 | 0 | 0 | 0 | 0 | 0 | 0 | 0 | 0 | 0 | 0 | 0 | 0.4301 | 0 | 0 | 0 | 0 | 0 | 0 | 0 | 0 | 0 | 23
7307_G_2 | WEC_BANC | California | 6 | Shasta | 89 | 7307 | 2 | Redding Power | 15042 | 1996 | 9999 | Combustion Turbine | [5 empty] | Fossil | G | 2025 | NaturalGas |  | 0 | 0 | 0 | 0 | 0 | 0 | 0 | 0 | 0 | 0 | 0 | 0 | 0 | 0 | 0 | 0 | 0 | 0 | 0 | 0 | 0 | 0 | 0 | 0 | 0 | 0 | 0 | 0 | 0 | 0 | 0 | 0 | 0 | 0 | 0 | 0 | 0 | 0 | 0 | 0 | 0.4301 | 0 | 0 | 0 | 0 | 0 | 0 | 0 | 0 | 0 | 23
7307_G_1 | WEC_BANC | California | 6 | Shasta | 89 | 7307 | 1 | Redding Power | 15042 | 1996 | 9999 | Combustion Turbine | [5 empty] | Fossil | G | 2025 | NaturalGas |  | 0 | 0 | 0 | 0 | 0 | 0 | 0 | 0 | 0 | 0 | 0 | 0 | 0 | 0 | 0 | 0 | 0 | 0 | 0 | 0 | 0 | 0 | 0 | 0 | 0 | 0 | 0 | 0 | 0 | 0 | 0 | 0 | 0 | 0 | 0 | 0 | 0 | 0 | 0 | 0 | 0.2992 | 0 | 0 | 0 | 0 | 0 | 0 | 0 | 0 | 0 | 16
7302_G_4ST | FRCC | Florida | 12 | Polk | 105 | 7302 | 4ST | Hines Energy Complex | 7190 | 2007 | 9999 | Combined Cycle |  |  | SCR | DLNB + H2O |  | Fossil | G | 2025 | NaturalGas |  | 2.1943 | 2.9745 | 4.106 | 9.2748 | 0 | 0 | 0 | 0 | 0 | 0 | 0 | 0 | 0 | 0 | 0 | 0 | 305.1924 | 413.7053 | 571.0666 | 1289.9643 | 128.4563 | 174.1296 | 240.3634 | 542.9493 | 1.5361e-07 | 2.0822e-07 | 2.8741e-07 | 6.4924e-07 | 0.008898 | 0.012062 | 0.01665 | 0.03761 | 0 | 0 | 0 | 0 | 0 | 0 | 0 | 0 | 5.3147 | 0.66081 | 0.89576 | 1.2224 | 2.7789 | 8.4851 | 10.8477 | 15.9592 | 35.292 | 0 | 174 | SCR
7302_G_4GT2 | FRCC | Florida | 12 | Polk | 105 | 7302 | 4GT2 | Hines Energy Complex | 7190 | 2007 | 9999 | Combined Cycle |  |  | SCR | DLNB + H2O |  | Fossil | G | 2025 | NaturalGas |  | 2.1061 | 2.8549 | 3.9408 | 8.9017 | 0 | 0 | 0 | 0 | 0 | 0 | 0 | 0 | 0 | 0 | 0 | 0 | 292.9146 | 397.0619 | 548.0927 | 1238.0692 | 123.2885 | 167.1244 | 230.6936 | 521.1065 | 1.4743e-07 | 1.9984e-07 | 2.7585e-07 | 6.2312e-07 | 0.0085401 | 0.011577 | 0.01598 | 0.036096 | 0 | 0 | 0 | 0 | 0 | 0 | 0 | 0 | 5.1009 | 0.63422 | 0.85973 | 1.1732 | 2.6671 | 8.1438 | 10.4113 | 15.3172 | 33.8722 | 0 | 167 | SCR
7302_G_4GT | FRCC | Florida | 12 | Polk | 105 | 7302 | 4GT | Hines Energy Complex | 7190 | 2007 | 9999 | Combined Cycle |  |  | SCR | DLNB + H2O |  | Fossil | G | 2025 | NaturalGas |  | 2.1187 | 2.872 | 3.9644 | 8.955 | 0 | 0 | 0 | 0 | 0 | 0 | 0 | 0 | 0 | 0 | 0 | 0 | 294.6685 | 399.4396 | 551.3747 | 1245.4828 | 124.0268 | 168.1252 | 232.075 | 524.2269 | 1.4831e-07 | 2.0104e-07 | 2.775e-07 | 6.2685e-07 | 0.0085912 | 0.011646 | 0.016076 | 0.036313 | 0 | 0 | 0 | 0 | 0 | 0 | 0 | 0 | 5.1315 | 0.63802 | 0.86487 | 1.1802 | 2.6831 | 8.1925 | 10.4736 | 15.4089 | 34.0751 | 0 | 168 | SCR
7302_G_3ST | FRCC | Florida | 12 | Polk | 105 | 7302 | 3ST | Hines Energy Complex | 7190 | 2005 | 9999 | Combined Cycle |  |  | SCR | DLNB + H2O |  | Fossil | G | 2025 | NaturalGas |  | 2.2196 | 3.0087 | 4.1532 | 9.3815 | 0 | 0 | 0 | 0 | 0 | 0 | 0 | 0 | 0 | 0 | 0 | 0 | 308.7004 | 418.4605 | 577.6306 | 1304.7915 | 129.9328 | 176.1311 | 243.1262 | 549.1901 | 1.5537e-07 | 2.1061e-07 | 2.9074e-07 | 6.5672e-07 | 0.010021 | 0.013584 | 0.018752 | 0.042357 | 0 | 0 | 0 | 0 | 0 | 0 | 0 | 0 | 5.3758 | 0.6684 | 0.90606 | 1.2364 | 2.8109 | 8.5827 | 10.9723 | 16.1427 | 35.6977 | 0 | 176 | SCR
7302_G_3GT2 | FRCC | Florida | 12 | Polk | 105 | 7302 | 3GT2 | Hines Energy Complex | 7190 | 2005 | 9999 | Combined Cycle |  |  | SCR | DLNB + H2O |  | Fossil | G | 2025 | NaturalGas |  | 2.2385 | 3.0344 | 4.1886 | 9.4614 | 0 | 0 | 0 | 0 | 0 | 0 | 0 | 0 | 0 | 0 | 0 | 0 | 311.3313 | 422.0269 | 582.5536 | 1315.9119 | 131.0402 | 177.6322 | 245.1983 | 553.8707 | 1.5669e-07 | 2.1241e-07 | 2.9322e-07 | 6.6232e-07 | 0.010107 | 0.0137 | 0.018911 | 0.042718 | 0 | 0 | 0 | 0 | 0 | 0 | 0 | 0 | 5.4217 | 0.6741 | 0.91378 | 1.2469 | 2.8348 | 8.6558 | 11.0659 | 16.2802 | 36.0019 | 0 | 177.5 | SCR
7302_G_3GT | FRCC | Florida | 12 | Polk | 105 | 7302 | 3GT | Hines Energy Complex | 7190 | 2005 | 9999 | Combined Cycle |  |  | SCR | DLNB + H2O |  | Fossil | G | 2025 | NaturalGas |  | 2.2385 | 3.0344 | 4.1886 | 9.4614 | 0 | 0 | 0 | 0 | 0 | 0 | 0 | 0 | 0 | 0 | 0 | 0 | 311.3313 | 422.0269 | 582.5536 | 1315.9119 | 131.0402 | 177.6322 | 245.1983 | 553.8707 | 1.5669e-07 | 2.1241e-07 | 2.9322e-07 | 6.6232e-07 | 0.010107 | 0.0137 | 0.018911 | 0.042718 | 0 | 0 | 0 | 0 | 0 | 0 | 0 | 0 | 5.4217 | 0.6741 | 0.91378 | 1.2469 | 2.8348 | 8.6558 | 11.0659 | 16.2802 | 36.0019 | 0 | 177.5 | SCR
7302_G_2ST | FRCC | Florida | 12 | Polk | 105 | 7302 | 2ST | Hines Energy Complex | 7190 | 2003 | 9999 | Combined Cycle |  |  | SCR | DLNB + H2O |  | Fossil | G | 2025 | NaturalGas |  | 2.27 | 3.0771 | 4.2476 | 9.5947 | 0 | 0 | 0 | 0 | 0 | 0 | 0 | 0 | 0 | 0 | 0 | 0 | 315.7163 | 427.971 | 590.7586 | 1334.4458 | 132.8858 | 180.1341 | 248.6518 | 561.6717 | 1.589e-07 | 2.154e-07 | 2.9734e-07 | 6.7163e-07 | 0.011907 | 0.01614 | 0.022279 | 0.050326 | 0 | 0 | 0 | 0 | 0 | 0 | 0 | 0 | 5.498 | 0.68359 | 0.92665 | 1.2645 | 2.8747 | 8.7777 | 11.2217 | 16.5095 | 36.509 | 0 | 180 | SCR
7302_G_2GT2 | FRCC | Florida | 12 | Polk | 105 | 7302 | 2GT2 | Hines Energy Complex | 7190 | 2003 | 9999 | Combined Cycle |  |  | SCR | DLNB + H2O |  | Fossil | G | 2025 | NaturalGas |  | 2.2259 | 3.0173 | 4.165 | 9.4081 | 0 | 0 | 0 | 0 | 0 | 0 | 0 | 0 | 0 | 0 | 0 | 0 | 309.5774 | 419.6493 | 579.2716 | 1308.4983 | 130.3019 | 176.6315 | 243.8169 | 550.7503 | 1.5581e-07 | 2.1121e-07 | 2.9155e-07 | 6.5858e-07 | 0.011675 | 0.015826 | 0.021846 | 0.049347 | 0 | 0 | 0 | 0 | 0 | 0 | 0 | 0 | 5.3911 | 0.6703 | 0.90863 | 1.2399 | 2.8189 | 8.607 | 11.0035 | 16.1885 | 35.7991 | 0 | 176.5 | SCR
7302_G_2GT | FRCC | Florida | 12 | Polk | 105 | 7302 | 2GT | Hines Energy Complex | 7190 | 2003 | 9999 | Combined Cycle |  |  | SCR | DLNB + H2O |  | Fossil | G | 2025 | NaturalGas |  | 2.2259 | 3.0173 | 4.165 | 9.4081 | 0 | 0 | 0 | 0 | 0 | 0 | 0 | 0 | 0 | 0 | 0 | 0 | 309.5774 | 419.6493 | 579.2716 | 1308.4983 | 130.3019 | 176.6315 | 243.8169 | 550.7503 | 1.5581e-07 | 2.1121e-07 | 2.9155e-07 | 6.5858e-07 | 0.011675 | 0.015826 | 0.021846 | 0.049347 | 0 | 0 | 0 | 0 | 0 | 0 | 0 | 0 | 5.3911 | 0.6703 | 0.90863 | 1.2399 | 2.8189 | 8.607 | 11.0035 | 16.1885 | 35.7991 | 0 | 176.5 | SCR
7302_G_1ST | FRCC | Florida | 12 | Polk | 105 | 7302 | 1ST | Hines Energy Complex | 7190 | 1999 | 9999 | Combined Cycle |  |  | SCR | DLNB + H2O |  | Fossil | G | 2025 | NaturalGas |  | 2.0934 | 2.8378 | 3.9172 | 8.8484 | 0 | 0 | 0 | 0 | 0 | 0 | 0 | 0 | 0 | 0 | 0 | 0 | 291.1606 | 394.6843 | 544.8107 | 1230.6556 | 122.5502 | 166.1237 | 229.3122 | 517.9861 | 1.4654e-07 | 1.9865e-07 | 2.7421e-07 | 6.194e-07 | 0.033517 | 0.045435 | 0.062717 | 0.14167 | 0 | 0 | 0 | 0 | 0 | 0 | 0 | 0 | 5.0704 | 0.63043 | 0.85458 | 1.1662 | 2.6512 | 8.095 | 10.3489 | 15.2255 | 33.6694 | 0 | 166 | SCR
7302_G_1GT2 | FRCC | Florida | 12 | Polk | 105 | 7302 | 1GT2 | Hines Energy Complex | 7190 | 1999 | 9999 | Combined Cycle |  |  | SCR | DLNB + H2O |  | Fossil | G | 2025 | NaturalGas |  | 2.188 | 2.966 | 4.0942 | 9.2482 | 0 | 0 | 0 | 0 | 0 | 0 | 0 | 0 | 0 | 0 | 0 | 0 | 304.3154 | 412.5165 | 569.4256 | 1286.2575 | 128.0871 | 173.6292 | 239.6727 | 541.3891 | 1.5316e-07 | 2.0762e-07 | 2.866e-07 | 6.4738e-07 | 0.035032 | 0.047487 | 0.06555 | 0.14807 | 0 | 0 | 0 | 0 | 0 | 0 | 0 | 0 | 5.2995 | 0.65891 | 0.89319 | 1.2188 | 2.7709 | 8.4607 | 10.8165 | 15.9134 | 35.1906 | 0 | 173.5 | SCR
7302_G_1GT | FRCC | Florida | 12 | Polk | 105 | 7302 | 1GT | Hines Energy Complex | 7190 | 1999 | 9999 | Combined Cycle |  |  | SCR | DLNB + H2O |  | Fossil | G | 2025 | NaturalGas |  | 2.188 | 2.966 | 4.0942 | 9.2482 | 0 | 0 | 0 | 0 | 0 | 0 | 0 | 0 | 0 | 0 | 0 | 0 | 304.3154 | 412.5165 | 569.4256 | 1286.2575 | 128.0871 | 173.6292 | 239.6727 | 541.3891 | 1.5316e-07 | 2.0762e-07 | 2.866e-07 | 6.4738e-07 | 0.035032 | 0.047487 | 0.06555 | 0.14807 | 0 | 0 | 0 | 0 | 0 | 0 | 0 | 0 | 5.2995 | 0.65891 | 0.89319 | 1.2188 | 2.7709 | 8.4607 | 10.8165 | 15.9134 | 35.1906 | 0 | 173.5 | SCR
7296_G_2-3 | SPP_N | Missouri | 29 | Jasper | 97 | 7296 | 2-3 | State Line Combined Cycle | 7384 | 2001 | 9999 | Combined Cycle |  |  | SCR |  |  | Fossil | G | 2025 | NaturalGas |  | 1.8464 | 2.2212 | 3.3962 | 7.4638 | 0 | 0 | 0 | 0 | 0 | 0 | 0 | 0 | 0 | 0 | 0 | 0 | 250.0557 | 300.8125 | 459.9419 | 1010.8102 | 108.0889 | 130.029 | 198.8142 | 436.9322 | 1.2925e-07 | 1.5549e-07 | 2.3774e-07 | 5.2248e-07 | 0.012943 | 0.015571 | 0.023807 | 0.052321 | 0 | 0 | 0 | 0 | 0 | 0 | 0 | 0 | 5.7353 | 0.54143 | 0.67363 | 0.99587 | 2.2109 | 6.8259 | 7.7227 | 12.0118 | 26.5605 | 0 | 178 | SCR
7296_G_2-2 | SPP_N | Missouri | 29 | Jasper | 97 | 7296 | 2-2 | State Line Combined Cycle | 7384 | 1997 | 9999 | Combined Cycle |  |  | SCR |  |  | Fossil | G | 2025 | NaturalGas |  | 1.6389 | 1.9716 | 3.0146 | 6.6252 | 0 | 0 | 0 | 0 | 0 | 0 | 0 | 0 | 0 | 0 | 0 | 0 | 221.9596 | 267.0134 | 408.263 | 897.236 | 95.9441 | 115.419 | 176.4755 | 387.8387 | 1.1473e-07 | 1.3802e-07 | 2.1103e-07 | 4.6377e-07 | 0.011489 | 0.013821 | 0.021132 | 0.046443 | 0 | 0 | 0 | 0 | 0 | 0 | 0 | 0 | 5.0909 | 0.48059 | 0.59794 | 0.88398 | 1.9625 | 6.0589 | 6.855 | 10.6622 | 23.5761 | 0 | 158 | SCR
7296_G_2-1 | SPP_N | Missouri | 29 | Jasper | 97 | 7296 | 2-1 | State Line Combined Cycle | 7384 | 2001 | 9999 | Combined Cycle |  |  | SCR |  |  | Fossil | G | 2025 | NaturalGas |  | 1.6493 | 1.9841 | 3.0337 | 6.6671 | 0 | 0 | 0 | 0 | 0 | 0 | 0 | 0 | 0 | 0 | 0 | 0 | 223.3644 | 268.7033 | 410.847 | 902.9147 | 96.5514 | 116.1495 | 177.5924 | 390.2933 | 1.1546e-07 | 1.3889e-07 | 2.1236e-07 | 4.6671e-07 | 0.011562 | 0.013909 | 0.021266 | 0.046737 | 0 | 0 | 0 | 0 | 0 | 0 | 0 | 0 | 5.1231 | 0.48363 | 0.60172 | 0.88957 | 1.9749 | 6.0973 | 6.8984 | 10.7297 | 23.7254 | 0 | 159 | SCR
7296_G_1 | SPP_N | Missouri | 29 | Jasper | 97 | 7296 | 1 | State Line Combined Cycle | 13469 | 1995 | 9999 | Combustion Turbine |  |  |  | DLNB + H2O |  | Fossil | G | 2025 | NaturalGas |  | 0.0044025 | 0 | 0.10548 | 0.10989 | 0 | 0 | 0 | 0 | 0 | 0 | 0 | 0 | 0 | 0 | 0 | 0 | 0.32687 | 0 | 7.8316 | 8.1585 | 0.25773 | 0 | 6.175 | 6.4328 | 3.08e-10 | 0 | 7.385e-09 | 7.693e-09 | 0.00018207 | 0 | 0.0043623 | 0.0045444 | 0 | 0 | 0 | 0 | 0 | 0 | 0 | 0 | 1.7578 | 0.0051313 | 0 | 0.11777 | 0.1229 | 0.016276 | 0 | 0.37308 | 0.38936 | 0 | 94
7294_G_STG | FRCC | Florida | 12 | Orange | 95 | 7294 | STG | Central Energy Plant | 8481 | 1989 | 9999 | Combined Cycle |  |  |  | H2O |  | Fossil | G | 2025 | NaturalGas |  | 0.013608 | 0.024186 | 0.10018 | 0.13798 | 0 | 0 | 0 | 0 | 0 | 0 | 0 | 0 | 0 | 0 | 0 | 0 | 1.6046 | 2.8518 | 11.8123 | 16.2687 | 0.79663 | 1.4159 | 5.8646 | 8.0771 | 9.5279e-10 | 1.6934e-09 | 7.0132e-09 | 9.6594e-09 | 0.00079277 | 0.001409 | 0.0058359 | 0.0080377 | 0 | 0 | 0 | 0 | 0 | 0 | 0 | 0 | 0.23355 | 0.0059612 | 0.010595 | 0.035259 | 0.051815 | 0.052621 | 0.088204 | 0.38938 | 0.53021 | 0 | 8
7294_G_GTG | FRCC | Florida | 12 | Orange | 95 | 7294 | GTG | Central Energy Plant | 8481 | 1989 | 9999 | Combined Cycle |  |  |  | H2O |  | Fossil | G | 2025 | NaturalGas |  | 0.072943 | 0.14512 | 0.60108 | 0.81914 | 0 | 0 | 0 | 0 | 0 | 0 | 0 | 0 | 0 | 0 | 0 | 0 | 8.6008 | 17.111 | 70.8739 | 96.5857 | 4.2701 | 8.4953 | 35.1873 | 47.9527 | 5.1064e-09 | 1.0159e-08 | 4.2123e-08 | 5.7388e-08 | 0.0042493 | 0.0084539 | 0.035016 | 0.047719 | 0 | 0 | 0 | 0 | 0 | 0 | 0 | 0 | 1.4013 | 0.032002 | 0.06357 | 0.21155 | 0.30712 | 0.28206 | 0.52922 | 2.3363 | 3.1476 | 0 | 48
729_G_3 | S_SOU | Georgia | 13 | Stephens | 257 | 729 | 3 | Yonah | 0 | 1925 | 9999 | Hydro | [5 empty] | Non-Fossil | G | 2025 | Hydro |  | 0 | 0 | 0 | 0 | 0 | 0 | 0 | 0 | 0 | 0 | 0 | 0 | 0 | 0 | 0 | 0 | 4.0994 | 4.6006 | 5.6268 | 14.3267 | 0 | 0 | 0 | 0 | 0 | 0 | 0 | 0 | 0 | 0 | 0 | 0 | 0 | 0 | 0 | 0 | 0 | 0 | 0 | 0 | 0.14145 | 0.010904 | 0.012238 | 0.014967 | 0.038109 | 0 | 0 | 0 | 0 | 0 | 9.5
729_G_2 | S_SOU | Georgia | 13 | Stephens | 257 | 729 | 2 | Yonah | 0 | 1925 | 9999 | Hydro | [5 empty] | Non-Fossil | G | 2025 | Hydro |  | 0 | 0 | 0 | 0 | 0 | 0 | 0 | 0 | 0 | 0 | 0 | 0 | 0 | 0 | 0 | 0 | 4.0994 | 4.6006 | 5.6268 | 14.3267 | 0 | 0 | 0 | 0 | 0 | 0 | 0 | 0 | 0 | 0 | 0 | 0 | 0 | 0 | 0 | 0 | 0 | 0 | 0 | 0 | 0.14145 | 0.010904 | 0.012238 | 0.014967 | 0.038109 | 0 | 0 | 0 | 0 | 0 | 9.5
729_G_1 | S_SOU | Georgia | 13 | Stephens | 257 | 729 | 1 | Yonah | 0 | 1925 | 9999 | Hydro | [5 empty] | Non-Fossil | G | 2025 | Hydro |  | 0 | 0 | 0 | 0 | 0 | 0 | 0 | 0 | 0 | 0 | 0 | 0 | 0 | 0 | 0 | 0 | 4.0994 | 4.6006 | 5.6268 | 14.3267 | 0 | 0 | 0 | 0 | 0 | 0 | 0 | 0 | 0 | 0 | 0 | 0 | 0 | 0 | 0 | 0 | 0 | 0 | 0 | 0 | 0.14145 | 0.010904 | 0.012238 | 0.014967 | 0.038109 | 0 | 0 | 0 | 0 | 0 | 9.5
7288_G_SEHR | PJM_EMAC | New Jersey | 34 | Cumberland | 11 | 7288 | SEHR | Sherman Avenue | 13727 | 1991 | 9999 | Combustion Turbine |  |  |  | H2O |  | Fossil | G | 2025 | NaturalGas |  | 0 | 0 | 0.037281 | 0.037281 | 0 | 0 | 0 | 0 | 0 | 0 | 0 | 0 | 0 | 0 | 0 | 0 | 0 | 0 | 2.7159 | 2.7159 | 0 | 0 | 2.1824 | 2.1824 | 0 | 0 | 2.6075e-09 | 2.6075e-09 | 0 | 0 | 0.0013114 | 0.0013114 | 0 | 0 | 0 | 0 | 0 | 0 | 0 | 0 | 1.5409 | 0 | 0 | 0.042635 | 0.042635 | 0 | 0 | 0.12738 | 0.12738 | 0 | 82.4
7283_G_5 | SPP_WEST | Arkansas | 5 | Greene | 55 | 7283 | 5 | Paragould Turbine | 12822 | 1991 | 9999 | Combustion Turbine | [5 empty] | Fossil | G | 2025 | Oil |  | 0 | 0 | 0 | 0 | 0 | 0 | 0 | 0 | 0 | 0 | 0 | 0 | 0 | 0 | 0 | 0 | 0 | 0 | 0 | 0 | 0 | 0 | 0 | 0 | 0 | 0 | 0 | 0 | 0 | 0 | 0 | 0 | 0 | 0 | 0 | 0 | 0 | 0 | 0 | 0 | 0.00374 | 0 | 0 | 0 | 0 | 0 | 0 | 0 | 0 | 0 | 0.2
7283_G_4 | SPP_WEST | Arkansas | 5 | Greene | 55 | 7283 | 4 | Paragould Turbine | 13998 | 1990 | 9999 | Combustion Turbine | [5 empty] | Fossil | G | 2025 | NaturalGas |  | 0 | 0 | 0 | 0 | 0 | 0 | 0 | 0 | 0 | 0 | 0 | 0 | 0 | 0 | 0 | 0 | 0 | 0 | 0 | 0 | 0 | 0 | 0 | 0 | 0 | 0 | 0 | 0 | 0 | 0 | 0 | 0 | 0 | 0 | 0 | 0 | 0 | 0 | 0 | 0 | 0.06358 | 0 | 0 | 0 | 0 | 0 | 0 | 0 | 0 | 0 | 3.4
7283_G_3 | SPP_WEST | Arkansas | 5 | Greene | 55 | 7283 | 3 | Paragould Turbine | 13998 | 1990 | 9999 | Combustion Turbine | [5 empty] | Fossil | G | 2025 | NaturalGas |  | 0 | 0 | 0 | 0 | 0 | 0 | 0 | 0 | 0 | 0 | 0 | 0 | 0 | 0 | 0 | 0 | 0 | 0 | 0 | 0 | 0 | 0 | 0 | 0 | 0 | 0 | 0 | 0 | 0 | 0 | 0 | 0 | 0 | 0 | 0 | 0 | 0 | 0 | 0 | 0 | 0.06358 | 0 | 0 | 0 | 0 | 0 | 0 | 0 | 0 | 0 | 3.4
7283_G_2 | SPP_WEST | Arkansas | 5 | Greene | 55 | 7283 | 2 | Paragould Turbine | 13998 | 1990 | 9999 | Combustion Turbine | [5 empty] | Fossil | G | 2025 | NaturalGas |  | 0 | 0 | 0 | 0 | 0 | 0 | 0 | 0 | 0 | 0 | 0 | 0 | 0 | 0 | 0 | 0 | 0 | 0 | 0 | 0 | 0 | 0 | 0 | 0 | 0 | 0 | 0 | 0 | 0 | 0 | 0 | 0 | 0 | 0 | 0 | 0 | 0 | 0 | 0 | 0 | 0.06358 | 0 | 0 | 0 | 0 | 0 | 0 | 0 | 0 | 0 | 3.4
7283_G_1 | SPP_WEST | Arkansas | 5 | Greene | 55 | 7283 | 1 | Paragould Turbine | 13985 | 1990 | 9999 | Combustion Turbine | [5 empty] | Fossil | G | 2025 | NaturalGas |  | 0 | 0 | 0 | 0 | 0 | 0 | 0 | 0 | 0 | 0 | 0 | 0 | 0 | 0 | 0 | 0 | 0 | 0 | 0 | 0 | 0 | 0 | 0 | 0 | 0 | 0 | 0 | 0 | 0 | 0 | 0 | 0 | 0 | 0 | 0 | 0 | 0 | 0 | 0 | 0 | 0.06358 | 0 | 0 | 0 | 0 | 0 | 0 | 0 | 0 | 0 | 3.4
7281_G_CT2 | SPP_N | Kansas | 20 | Johnson | 91 | 7281 | CT2 | Gardner Energy Center | 17871 | 1990 | 9999 | Combustion Turbine | [5 empty] | Fossil | G | 2025 | Oil |  | 0 | 0 | 0 | 0 | 0 | 0 | 0 | 0 | 0 | 0 | 0 | 0 | 0 | 0 | 0 | 0 | 0 | 0 | 0 | 0 | 0 | 0 | 0 | 0 | 0 | 0 | 0 | 0 | 0 | 0 | 0 | 0 | 0 | 0 | 0 | 0 | 0 | 0 | 0 | 0 | 0.25245 | 0 | 0 | 0 | 0 | 0 | 0 | 0 | 0 | 0 | 13.5
7281_G_CT1 | SPP_N | Kansas | 20 | Johnson | 91 | 7281 | CT1 | Gardner Energy Center | 17853 | 1990 | 9999 | Combustion Turbine | [5 empty] | Fossil | G | 2025 | Oil |  | 0 | 0 | 0 | 0 | 0 | 0 | 0 | 0 | 0 | 0 | 0 | 0 | 0 | 0 | 0 | 0 | 0 | 0 | 0 | 0 | 0 | 0 | 0 | 0 | 0 | 0 | 0 | 0 | 0 | 0 | 0 | 0 | 0 | 0 | 0 | 0 | 0 | 0 | 0 | 0 | 0.25245 | 0 | 0 | 0 | 0 | 0 | 0 | 0 | 0 | 0 | 13.5
728_B_Y7BR | S_SOU | Georgia | 13 | Coweta | 77 | 728 | Y7BR | Yates | 10672 | 1974 | 9999 | O/G Steam | tangential | dry |  | LNC2 + other |  | Fossil | B | 2025 | NaturalGas |  | 0.32485 | 0.22859 | 2.6997 | 3.2531 | 0 | 0 | 0 | 0 | 0 | 0 | 0 | 0 | 0 | 0 | 0 | 0 | 30.439 | 21.42 | 252.9708 | 304.8299 | 19.0164 | 13.3819 | 158.0407 | 190.4391 | 2.274e-08 | 1.6002e-08 | 1.8898e-07 | 2.2772e-07 | 0.014342 | 0.010093 | 0.1192 | 0.14363 | 0 | 0 | 0 | 0 | 0 | 0 | 0 | 0 | 10.371 | 0.025277 | 0.017787 | 0.21007 | 0.25313 | 1.2171 | 0.80164 | 10.0614 | 12.0801 | 0 | 358
728_B_Y6BR | S_SOU | Georgia | 13 | Coweta | 77 | 728 | Y6BR | Yates | 10619 | 1974 | 9999 | O/G Steam | tangential | dry |  | LNC2 + other |  | Fossil | B | 2025 | NaturalGas |  | 0.32143 | 0.22619 | 2.6713 | 3.2189 | 0 | 0 | 0 | 0 | 0 | 0 | 0 | 0 | 0 | 0 | 0 | 0 | 30.269 | 21.3004 | 251.5576 | 303.1269 | 18.8163 | 13.2411 | 156.3773 | 188.4347 | 2.2501e-08 | 1.5834e-08 | 1.8699e-07 | 2.2532e-07 | 0.014529 | 0.010224 | 0.12075 | 0.1455 | 0 | 0 | 0 | 0 | 0 | 0 | 0 | 0 | 10.3131 | 0.025135 | 0.017688 | 0.20889 | 0.25172 | 1.2043 | 0.79321 | 9.9555 | 11.953 | 0 | 356
7279_G_2 | PJM_West | Ohio | 39 | Delaware | 41 | 7279 | 2 | O'Shaughnessy Hydro | 0 | 1988 | 9999 | Hydro | [5 empty] | Non-Fossil | G | 2025 | Hydro |  | 0 | 0 | 0 | 0 | 0 | 0 | 0 | 0 | 0 | 0 | 0 | 0 | 0 | 0 | 0 | 0 | 3.3355 | 5.6701 | 8.5699 | 17.5755 | 0 | 0 | 0 | 0 | 0 | 0 | 0 | 0 | 0 | 0 | 0 | 0 | 0 | 0 | 0 | 0 | 0 | 0 | 0 | 0 | 0.058069 | 0.0088723 | 0.015082 | 0.022796 | 0.046751 | 0 | 0 | 0 | 0 | 0 | 3.9
7279_G_1 | PJM_West | Ohio | 39 | Delaware | 41 | 7279 | 1 | O'Shaughnessy Hydro | 0 | 1988 | 9999 | Hydro | [5 empty] | Non-Fossil | G | 2025 | Hydro |  | 0 | 0 | 0 | 0 | 0 | 0 | 0 | 0 | 0 | 0 | 0 | 0 | 0 | 0 | 0 | 0 | 1.1118 | 1.89 | 2.8566 | 5.8585 | 0 | 0 | 0 | 0 | 0 | 0 | 0 | 0 | 0 | 0 | 0 | 0 | 0 | 0 | 0 | 0 | 0 | 0 | 0 | 0 | 0.019356 | 0.0029574 | 0.0050275 | 0.0075987 | 0.015584 | 0 | 0 | 0 | 0 | 0 | 1.3
7277_G_9 | S_VACA | North Carolina | 37 | Lincoln | 109 | 7277 | 9 | Lincoln Combustion | 13638 | 1995 | 9999 | Combustion Turbine |  |  |  | H2O |  | Fossil | G | 2025 | NaturalGas |  | 0.018673 | 0 | 0.038971 | 0.057644 | 0 | 0 | 0 | 0 | 0 | 0 | 0 | 0 | 0 | 0 | 0 | 0 | 1.3692 | 0 | 2.8575 | 4.2267 | 1.0931 | 0 | 2.2814 | 3.3745 | 1.3064e-09 | 0 | 2.7278e-09 | 4.0341e-09 | 0.00094957 | 0 | 0.0019818 | 0.0029314 | 0 | 0 | 0 | 0 | 0 | 0 | 0 | 0 | 1.4025 | 0.021494 | 0 | 0.043907 | 0.065401 | 0.075006 | 0 | 0.15147 | 0.22648 | 0 | 75
7277_G_8 | S_VACA | North Carolina | 37 | Lincoln | 109 | 7277 | 8 | Lincoln Combustion | 13638 | 1995 | 9999 | Combustion Turbine |  |  |  | H2O |  | Fossil | G | 2025 | NaturalGas |  | 0.018673 | 0 | 0.038971 | 0.057644 | 0 | 0 | 0 | 0 | 0 | 0 | 0 | 0 | 0 | 0 | 0 | 0 | 1.3692 | 0 | 2.8575 | 4.2267 | 1.0931 | 0 | 2.2814 | 3.3745 | 1.3064e-09 | 0 | 2.7278e-09 | 4.0341e-09 | 0.00074773 | 0 | 0.0015605 | 0.0023083 | 0 | 0 | 0 | 0 | 0 | 0 | 0 | 0 | 1.4025 | 0.021494 | 0 | 0.043907 | 0.065401 | 0.075006 | 0 | 0.15147 | 0.22648 | 0 | 75
7277_G_7 | S_VACA | North Carolina | 37 | Lincoln | 109 | 7277 | 7 | Lincoln Combustion | 13638 | 1995 | 9999 | Combustion Turbine |  |  |  | H2O |  | Fossil | G | 2025 | NaturalGas |  | 0.018922 | 0 | 0.039491 | 0.058412 | 0 | 0 | 0 | 0 | 0 | 0 | 0 | 0 | 0 | 0 | 0 | 0 | 1.3874 | 0 | 2.8956 | 4.2831 | 1.1077 | 0 | 2.3118 | 3.4195 | 1.3238e-09 | 0 | 2.7641e-09 | 4.0879e-09 | 0.00075855 | 0 | 0.0015831 | 0.0023417 | 0 | 0 | 0 | 0 | 0 | 0 | 0 | 0 | 1.4212 | 0.021781 | 0 | 0.044492 | 0.066273 | 0.076006 | 0 | 0.15349 | 0.2295 | 0 | 76
7277_G_6 | S_VACA | North Carolina | 37 | Lincoln | 109 | 7277 | 6 | Lincoln Combustion | 13638 | 1995 | 9999 | Combustion Turbine |  |  |  | H2O |  | Fossil | G | 2025 | NaturalGas |  | 0.018175 | 0 | 0.037932 | 0.056107 | 0 | 0 | 0 | 0 | 0 | 0 | 0 | 0 | 0 | 0 | 0 | 0 | 1.3327 | 0 | 2.7813 | 4.114 | 1.064 | 0 | 2.2205 | 3.2845 | 1.2715e-09 | 0 | 2.655e-09 | 3.9266e-09 | 0.00071334 | 0 | 0.0014888 | 0.0022021 | 0 | 0 | 0 | 0 | 0 | 0 | 0 | 0 | 1.3651 | 0.020921 | 0 | 0.042736 | 0.063657 | 0.073006 | 0 | 0.14743 | 0.22044 | 0 | 73
7277_G_5 | S_VACA | North Carolina | 37 | Lincoln | 109 | 7277 | 5 | Lincoln Combustion | 13638 | 1995 | 9999 | Combustion Turbine |  |  |  | H2O |  | Fossil | G | 2025 | NaturalGas |  | 0.018424 | 0 | 0.038451 | 0.056875 | 0 | 0 | 0 | 0 | 0 | 0 | 0 | 0 | 0 | 0 | 0 | 0 | 1.3509 | 0 | 2.8194 | 4.1704 | 1.0785 | 0 | 2.2509 | 3.3295 | 1.2889e-09 | 0 | 2.6914e-09 | 3.9803e-09 | 0.00074218 | 0 | 0.0015489 | 0.0022911 | 0 | 0 | 0 | 0 | 0 | 0 | 0 | 0 | 1.3838 | 0.021208 | 0 | 0.043321 | 0.064529 | 0.074006 | 0 | 0.14945 | 0.22346 | 0 | 74
7277_G_4 | S_VACA | North Carolina | 37 | Lincoln | 109 | 7277 | 4 | Lincoln Combustion | 13638 | 1995 | 9999 | Combustion Turbine |  |  |  | H2O |  | Fossil | G | 2025 | NaturalGas |  | 0.018673 | 0 | 0.038971 | 0.057644 | 0 | 0 | 0 | 0 | 0 | 0 | 0 | 0 | 0 | 0 | 0 | 0 | 1.3692 | 0 | 2.8575 | 4.2267 | 1.0931 | 0 | 2.2814 | 3.3745 | 1.3064e-09 | 0 | 2.7278e-09 | 4.0341e-09 | 0.00076621 | 0 | 0.0015991 | 0.0023653 | 0 | 0 | 0 | 0 | 0 | 0 | 0 | 0 | 1.4025 | 0.021494 | 0 | 0.043907 | 0.065401 | 0.075006 | 0 | 0.15147 | 0.22648 | 0 | 75
7277_G_3 | S_VACA | North Carolina | 37 | Lincoln | 109 | 7277 | 3 | Lincoln Combustion | 13638 | 1995 | 9999 | Combustion Turbine |  |  |  | H2O |  | Fossil | G | 2025 | NaturalGas |  | 0.018673 | 0 | 0.038971 | 0.057644 | 0 | 0 | 0 | 0 | 0 | 0 | 0 | 0 | 0 | 0 | 0 | 0 | 1.3692 | 0 | 2.8575 | 4.2267 | 1.0931 | 0 | 2.2814 | 3.3745 | 1.3064e-09 | 0 | 2.7278e-09 | 4.0341e-09 | 0.00078171 | 0 | 0.0016315 | 0.0024132 | 0 | 0 | 0 | 0 | 0 | 0 | 0 | 0 | 1.4025 | 0.021494 | 0 | 0.043907 | 0.065401 | 0.075006 | 0 | 0.15147 | 0.22648 | 0 | 75
7277_G_2 | S_VACA | North Carolina | 37 | Lincoln | 109 | 7277 | 2 | Lincoln Combustion | 13638 | 1995 | 9999 | Combustion Turbine |  |  |  | H2O |  | Fossil | G | 2025 | NaturalGas |  | 0.018922 | 0 | 0.039491 | 0.058412 | 0 | 0 | 0 | 0 | 0 | 0 | 0 | 0 | 0 | 0 | 0 | 0 | 1.3874 | 0 | 2.8956 | 4.2831 | 1.1077 | 0 | 2.3118 | 3.4195 | 1.3238e-09 | 0 | 2.7641e-09 | 4.0879e-09 | 0.00078967 | 0 | 0.0016481 | 0.0024377 | 0 | 0 | 0 | 0 | 0 | 0 | 0 | 0 | 1.4212 | 0.021781 | 0 | 0.044492 | 0.066273 | 0.076006 | 0 | 0.15349 | 0.2295 | 0 | 76
7277_G_16 | S_VACA | North Carolina | 37 | Lincoln | 109 | 7277 | 16 | Lincoln Combustion | 13638 | 1996 | 9999 | Combustion Turbine |  |  |  | H2O |  | Fossil | G | 2025 | NaturalGas |  | 0.018175 | 0 | 0.037932 | 0.056107 | 0 | 0 | 0 | 0 | 0 | 0 | 0 | 0 | 0 | 0 | 0 | 0 | 1.3327 | 0 | 2.7813 | 4.114 | 1.064 | 0 | 2.2205 | 3.2845 | 1.2715e-09 | 0 | 2.655e-09 | 3.9266e-09 | 0.00073896 | 0 | 0.0015422 | 0.0022812 | 0 | 0 | 0 | 0 | 0 | 0 | 0 | 0 | 1.3651 | 0.020921 | 0 | 0.042736 | 0.063657 | 0.073006 | 0 | 0.14743 | 0.22044 | 0 | 73
7277_G_15 | S_VACA | North Carolina | 37 | Lincoln | 109 | 7277 | 15 | Lincoln Combustion | 13638 | 1996 | 9999 | Combustion Turbine |  |  |  | H2O |  | Fossil | G | 2025 | NaturalGas |  | 0.018175 | 0 | 0.037932 | 0.056107 | 0 | 0 | 0 | 0 | 0 | 0 | 0 | 0 | 0 | 0 | 0 | 0 | 1.3327 | 0 | 2.7813 | 4.114 | 1.064 | 0 | 2.2205 | 3.2845 | 1.2715e-09 | 0 | 2.655e-09 | 3.9266e-09 | 0.00072979 | 0 | 0.0015231 | 0.0022529 | 0 | 0 | 0 | 0 | 0 | 0 | 0 | 0 | 1.3651 | 0.020921 | 0 | 0.042736 | 0.063657 | 0.073006 | 0 | 0.14743 | 0.22044 | 0 | 73
7277_G_14 | S_VACA | North Carolina | 37 | Lincoln | 109 | 7277 | 14 | Lincoln Combustion | 13638 | 1996 | 9999 | Combustion Turbine |  |  |  | H2O |  | Fossil | G | 2025 | NaturalGas |  | 0.018424 | 0 | 0.038451 | 0.056875 | 0 | 0 | 0 | 0 | 0 | 0 | 0 | 0 | 0 | 0 | 0 | 0 | 1.3509 | 0 | 2.8194 | 4.1704 | 1.0785 | 0 | 2.2509 | 3.3295 | 1.2889e-09 | 0 | 2.6914e-09 | 3.9803e-09 | 0.00075903 | 0 | 0.0015841 | 0.0023432 | 0 | 0 | 0 | 0 | 0 | 0 | 0 | 0 | 1.3838 | 0.021208 | 0 | 0.043321 | 0.064529 | 0.074006 | 0 | 0.14945 | 0.22346 | 0 | 74
7277_G_13 | S_VACA | North Carolina | 37 | Lincoln | 109 | 7277 | 13 | Lincoln Combustion | 13638 | 1996 | 9999 | Combustion Turbine |  |  |  | H2O |  | Fossil | G | 2025 | NaturalGas |  | 0.018424 | 0 | 0.038451 | 0.056875 | 0 | 0 | 0 | 0 | 0 | 0 | 0 | 0 | 0 | 0 | 0 | 0 | 1.3509 | 0 | 2.8194 | 4.1704 | 1.0785 | 0 | 2.2509 | 3.3295 | 1.2889e-09 | 0 | 2.6914e-09 | 3.9803e-09 | 0.00075203 | 0 | 0.0015695 | 0.0023216 | 0 | 0 | 0 | 0 | 0 | 0 | 0 | 0 | 1.3838 | 0.021208 | 0 | 0.043321 | 0.064529 | 0.074006 | 0 | 0.14945 | 0.22346 | 0 | 74
7277_G_12 | S_VACA | North Carolina | 37 | Lincoln | 109 | 7277 | 12 | Lincoln Combustion | 13638 | 1995 | 9999 | Combustion Turbine |  |  |  | H2O |  | Fossil | G | 2025 | NaturalGas |  | 0.018673 | 0 | 0.038971 | 0.057644 | 0 | 0 | 0 | 0 | 0 | 0 | 0 | 0 | 0 | 0 | 0 | 0 | 1.3692 | 0 | 2.8575 | 4.2267 | 1.0931 | 0 | 2.2814 | 3.3745 | 1.3064e-09 | 0 | 2.7278e-09 | 4.0341e-09 | 0.00080029 | 0 | 0.0016702 | 0.0024705 | 0 | 0 | 0 | 0 | 0 | 0 | 0 | 0 | 1.4025 | 0.021494 | 0 | 0.043907 | 0.065401 | 0.075006 | 0 | 0.15147 | 0.22648 | 0 | 75
7277_G_11 | S_VACA | North Carolina | 37 | Lincoln | 109 | 7277 | 11 | Lincoln Combustion | 13638 | 1995 | 9999 | Combustion Turbine |  |  |  | H2O |  | Fossil | G | 2025 | NaturalGas |  | 0.018424 | 0 | 0.038451 | 0.056875 | 0 | 0 | 0 | 0 | 0 | 0 | 0 | 0 | 0 | 0 | 0 | 0 | 1.3509 | 0 | 2.8194 | 4.1704 | 1.0785 | 0 | 2.2509 | 3.3295 | 1.2889e-09 | 0 | 2.6914e-09 | 3.9803e-09 | 0.00079054 | 0 | 0.0016499 | 0.0024404 | 0 | 0 | 0 | 0 | 0 | 0 | 0 | 0 | 1.3838 | 0.021208 | 0 | 0.043321 | 0.064529 | 0.074006 | 0 | 0.14945 | 0.22346 | 0 | 74
7277_G_10 | S_VACA | North Carolina | 37 | Lincoln | 109 | 7277 | 10 | Lincoln Combustion | 13638 | 1995 | 9999 | Combustion Turbine |  |  |  | H2O |  | Fossil | G | 2025 | NaturalGas |  | 0.018673 | 0 | 0.038971 | 0.057644 | 0 | 0 | 0 | 0 | 0 | 0 | 0 | 0 | 0 | 0 | 0 | 0 | 1.3692 | 0 | 2.8575 | 4.2267 | 1.0931 | 0 | 2.2814 | 3.3745 | 1.3064e-09 | 0 | 2.7278e-09 | 4.0341e-09 | 0.00087955 | 0 | 0.0018357 | 0.0027152 | 0 | 0 | 0 | 0 | 0 | 0 | 0 | 0 | 1.4025 | 0.021494 | 0 | 0.043907 | 0.065401 | 0.075006 | 0 | 0.15147 | 0.22648 | 0 | 75
7277_G_1 | S_VACA | North Carolina | 37 | Lincoln | 109 | 7277 | 1 | Lincoln Combustion | 13639 | 1995 | 9999 | Combustion Turbine |  |  |  | H2O |  | Fossil | G | 2025 | NaturalGas |  | 0.018923 | 0 | 0.039493 | 0.058417 | 0 | 0 | 0 | 0 | 0 | 0 | 0 | 0 | 0 | 0 | 0 | 0 | 1.3874 | 0 | 2.8956 | 4.2831 | 1.1078 | 0 | 2.3119 | 3.4197 | 1.3239e-09 | 0 | 2.7643e-09 | 4.0882e-09 | 0.00076106 | 0 | 0.0015884 | 0.0023494 | 0 | 0 | 0 | 0 | 0 | 0 | 0 | 0 | 1.4212 | 0.021781 | 0 | 0.044492 | 0.066273 | 0.076012 | 0 | 0.1535 | 0.22952 | 0 | 76
7270_G_4 | MIS_WUMS | Wisconsin | 55 | Kenosha | 59 | 7270 | 4 | Paris (WI) | 14272 | 1995 | 9999 | Combustion Turbine |  |  |  | H2O |  | Fossil | G | 2025 | NaturalGas |  | 0 | 0 | 0.014563 | 0.014563 | 0 | 0 | 0 | 0 | 0 | 0 | 0 | 0 | 0 | 0 | 0 | 0 | 0 | 0 | 1.0204 | 1.0204 | 0 | 0 | 0.85254 | 0.85254 | 0 | 0 | 1.0189e-09 | 1.0189e-09 | 0 | 0 | 0.0005517 | 0.0005517 | 0 | 0 | 0 | 0 | 0 | 0 | 0 | 0 | 1.6456 | 0 | 0 | 0.016019 | 0.016019 | 0 | 0 | 0.051945 | 0.051945 | 0 | 88
7270_G_3 | MIS_WUMS | Wisconsin | 55 | Kenosha | 59 | 7270 | 3 | Paris (WI) | 14270 | 1995 | 9999 | Combustion Turbine |  |  |  | H2O |  | Fossil | G | 2025 | NaturalGas |  | 0 | 0 | 0.014561 | 0.014561 | 0 | 0 | 0 | 0 | 0 | 0 | 0 | 0 | 0 | 0 | 0 | 0 | 0 | 0 | 1.0204 | 1.0204 | 0 | 0 | 0.85242 | 0.85242 | 0 | 0 | 1.0188e-09 | 1.0188e-09 | 0 | 0 | 0.00056174 | 0.00056174 | 0 | 0 | 0 | 0 | 0 | 0 | 0 | 0 | 1.6456 | 0 | 0 | 0.016019 | 0.016019 | 0 | 0 | 0.051938 | 0.051938 | 0 | 88
7270_G_2 | MIS_WUMS | Wisconsin | 55 | Kenosha | 59 | 7270 | 2 | Paris (WI) | 14271 | 1995 | 9999 | Combustion Turbine |  |  |  | H2O |  | Fossil | G | 2025 | NaturalGas |  | 0 | 0 | 0.014562 | 0.014562 | 0 | 0 | 0 | 0 | 0 | 0 | 0 | 0 | 0 | 0 | 0 | 0 | 0 | 0 | 1.0204 | 1.0204 | 0 | 0 | 0.85248 | 0.85248 | 0 | 0 | 1.0189e-09 | 1.0189e-09 | 0 | 0 | 0.00053389 | 0.00053389 | 0 | 0 | 0 | 0 | 0 | 0 | 0 | 0 | 1.6456 | 0 | 0 | 0.016019 | 0.016019 | 0 | 0 | 0.051941 | 0.051941 | 0 | 88
7270_G_1 | MIS_WUMS | Wisconsin | 55 | Kenosha | 59 | 7270 | 1 | Paris (WI) | 14272 | 1995 | 9999 | Combustion Turbine |  |  |  | H2O |  | Fossil | G | 2025 | NaturalGas |  | 0 | 0 | 0.014563 | 0.014563 | 0 | 0 | 0 | 0 | 0 | 0 | 0 | 0 | 0 | 0 | 0 | 0 | 0 | 0 | 1.0204 | 1.0204 | 0 | 0 | 0.85254 | 0.85254 | 0 | 0 | 1.0189e-09 | 1.0189e-09 | 0 | 0 | 0.00053153 | 0.00053153 | 0 | 0 | 0 | 0 | 0 | 0 | 0 | 0 | 1.6456 | 0 | 0 | 0.016019 | 0.016019 | 0 | 0 | 0.051945 | 0.051945 | 0 | 88
7268_G_9 | MIS_LMI | Michigan | 26 | Allegan | 5 | 7268 | 9 | 491 E 48th Street | 14925 | 2000 | 9999 | Combustion Turbine |  |  |  | DLNB |  | Fossil | G | 2025 | NaturalGas |  | 0 | 0 | 0 | 0 | 0 | 0 | 0 | 0 | 0 | 0 | 0 | 0 | 0 | 0 | 0 | 0 | 0 | 0 | 0 | 0 | 0 | 0 | 0 | 0 | 0 | 0 | 0 | 0 | 0 | 0 | 0 | 0 | 0 | 0 | 0 | 0 | 0 | 0 | 0 | 0 | 1.3464 | 0 | 0 | 0 | 0 | 0 | 0 | 0 | 0 | 0 | 72
7268_G_8 | MIS_LMI | Michigan | 26 | Allegan | 5 | 7268 | 8 | 491 E 48th Street | 14925 | 1992 | 9999 | Combustion Turbine |  |  |  | H2O |  | Fossil | G | 2025 | Oil |  | 0 | 0 | 0 | 0 | 0 | 0 | 0 | 0 | 0 | 0 | 0 | 0 | 0 | 0 | 0 | 0 | 0 | 0 | 0 | 0 | 0 | 0 | 0 | 0 | 0 | 0 | 0 | 0 | 0 | 0 | 0 | 0 | 0 | 0 | 0 | 0 | 0 | 0 | 0 | 0 | 0.5984 | 0 | 0 | 0 | 0 | 0 | 0 | 0 | 0 | 0 | 32
7268_G_7 | MIS_LMI | Michigan | 26 | Allegan | 5 | 7268 | 7 | 491 E 48th Street | 14925 | 1992 | 9999 | Combustion Turbine |  |  |  | H2O |  | Fossil | G | 2025 | Oil |  | 0 | 0 | 0 | 0 | 0 | 0 | 0 | 0 | 0 | 0 | 0 | 0 | 0 | 0 | 0 | 0 | 0 | 0 | 0 | 0 | 0 | 0 | 0 | 0 | 0 | 0 | 0 | 0 | 0 | 0 | 0 | 0 | 0 | 0 | 0 | 0 | 0 | 0 | 0 | 0 | 0.5984 | 0 | 0 | 0 | 0 | 0 | 0 | 0 | 0 | 0 | 32
7266_G_NA1 | WEC_BANC | California | 6 | Stanislaus | 99 | 7266 | NA1 | Woodland | 10745 | 1993 | 9999 | Combustion Turbine |  |  | SCR | H2O + STM |  | Fossil | G | 2025 | NaturalGas |  | 0 | 0.01156 | 0 | 0.01156 | 0 | 0 | 0 | 0 | 0 | 0 | 0 | 0 | 0 | 0 | 0 | 0 | 0 | 1.0758 | 0 | 1.0758 | 0 | 0.67672 | 0 | 0.67672 | 0 | 8.094e-10 | 0 | 8.094e-10 | 0 | 4.495e-05 | 0 | 4.495e-05 | 0 | 0 | 0 | 0 | 0 | 0 | 0 | 0 | 0.99466 | 0 | 0.01704 | 0 | 0.01704 | 0 | 0.043776 | 0 | 0.043776 | 0 | 48 | SCR
7266_G_3F | WEC_BANC | California | 6 | Stanislaus | 99 | 7266 | 3F | Woodland | 10745 | 2011 | 9999 | Combustion Turbine | [5 empty] | Fossil | G | 2025 | NaturalGas |  | 0.12908 | 0.0057642 | 0 | 0.13485 | 0 | 0 | 0 | 0 | 0 | 0 | 0 | 0 | 0 | 0 | 0 | 0 | 12.0134 | 0.53646 | 0 | 12.5498 | 7.5566 | 0.33744 | 0 | 7.894 | 9.0328e-09 | 4.0336e-10 | 0 | 9.4361e-09 | 0.013205 | 0.00058968 | 0 | 0.013795 | 0 | 0 | 0 | 0 | 0 | 0 | 0 | 0 | 0.15334 | 0.041789 | 0.0073608 | 0 | 0.04915 | 0.53787 | 0.021828 | 0 | 0.5597 | 0 | 8.2
7266_G_3E | WEC_BANC | California | 6 | Stanislaus | 99 | 7266 | 3E | Woodland | 10745 | 2011 | 9999 | Combustion Turbine | [5 empty] | Fossil | G | 2025 | NaturalGas |  | 0.12908 | 0.0057642 | 0 | 0.13485 | 0 | 0 | 0 | 0 | 0 | 0 | 0 | 0 | 0 | 0 | 0 | 0 | 12.0134 | 0.53646 | 0 | 12.5498 | 7.5566 | 0.33744 | 0 | 7.894 | 9.0328e-09 | 4.0336e-10 | 0 | 9.4361e-09 | 0.013205 | 0.00058968 | 0 | 0.013795 | 0 | 0 | 0 | 0 | 0 | 0 | 0 | 0 | 0.15334 | 0.041789 | 0.0073608 | 0 | 0.04915 | 0.53787 | 0.021828 | 0 | 0.5597 | 0 | 8.2
7266_G_3D | WEC_BANC | California | 6 | Stanislaus | 99 | 7266 | 3D | Woodland | 10745 | 2011 | 9999 | Combustion Turbine | [5 empty] | Fossil | G | 2025 | NaturalGas |  | 0.12908 | 0.0057642 | 0 | 0.13485 | 0 | 0 | 0 | 0 | 0 | 0 | 0 | 0 | 0 | 0 | 0 | 0 | 12.0134 | 0.53646 | 0 | 12.5498 | 7.5566 | 0.33744 | 0 | 7.894 | 9.0328e-09 | 4.0336e-10 | 0 | 9.4361e-09 | 0.013205 | 0.00058968 | 0 | 0.013795 | 0 | 0 | 0 | 0 | 0 | 0 | 0 | 0 | 0.15334 | 0.041789 | 0.0073608 | 0 | 0.04915 | 0.53787 | 0.021828 | 0 | 0.5597 | 0 | 8.2
7266_G_3C | WEC_BANC | California | 6 | Stanislaus | 99 | 7266 | 3C | Woodland | 10745 | 2011 | 9999 | Combustion Turbine | [5 empty] | Fossil | G | 2025 | NaturalGas |  | 0.12908 | 0.0057642 | 0 | 0.13485 | 0 | 0 | 0 | 0 | 0 | 0 | 0 | 0 | 0 | 0 | 0 | 0 | 12.0134 | 0.53646 | 0 | 12.5498 | 7.5566 | 0.33744 | 0 | 7.894 | 9.0328e-09 | 4.0336e-10 | 0 | 9.4361e-09 | 0.013205 | 0.00058968 | 0 | 0.013795 | 0 | 0 | 0 | 0 | 0 | 0 | 0 | 0 | 0.15334 | 0.041789 | 0.0073608 | 0 | 0.04915 | 0.53787 | 0.021828 | 0 | 0.5597 | 0 | 8.2
7266_G_3B | WEC_BANC | California | 6 | Stanislaus | 99 | 7266 | 3B | Woodland | 10745 | 2011 | 9999 | Combustion Turbine | [5 empty] | Fossil | G | 2025 | NaturalGas |  | 0.12908 | 0.0057642 | 0 | 0.13485 | 0 | 0 | 0 | 0 | 0 | 0 | 0 | 0 | 0 | 0 | 0 | 0 | 12.0134 | 0.53646 | 0 | 12.5498 | 7.5566 | 0.33744 | 0 | 7.894 | 9.0328e-09 | 4.0336e-10 | 0 | 9.4361e-09 | 0.013205 | 0.00058968 | 0 | 0.013795 | 0 | 0 | 0 | 0 | 0 | 0 | 0 | 0 | 0.15334 | 0.041789 | 0.0073608 | 0 | 0.04915 | 0.53787 | 0.021828 | 0 | 0.5597 | 0 | 8.2
7266_G_3A | WEC_BANC | California | 6 | Stanislaus | 99 | 7266 | 3A | Woodland | 10745 | 2011 | 9999 | Combustion Turbine | [5 empty] | Fossil | G | 2025 | NaturalGas |  | 0.12908 | 0.0057642 | 0 | 0.13485 | 0 | 0 | 0 | 0 | 0 | 0 | 0 | 0 | 0 | 0 | 0 | 0 | 12.0134 | 0.53646 | 0 | 12.5498 | 7.5566 | 0.33744 | 0 | 7.894 | 9.0328e-09 | 4.0336e-10 | 0 | 9.4361e-09 | 0.013205 | 0.00058968 | 0 | 0.013795 | 0 | 0 | 0 | 0 | 0 | 0 | 0 | 0 | 0.15334 | 0.041789 | 0.0073608 | 0 | 0.04915 | 0.53787 | 0.021828 | 0 | 0.5597 | 0 | 8.2
7266_G_3 | WEC_BANC | California | 6 | Stanislaus | 99 | 7266 | 3 | Woodland | 8782 | 2003 | 9999 | Combined Cycle |  |  | SCR | H2O |  | Fossil | G | 2025 | NaturalGas |  | 0.73937 | 1.0023 | 1.3835 | 3.1251 | 0 | 0 | 0 | 0 | 0 | 0 | 0 | 0 | 0 | 0 | 0 | 0 | 84.191 | 114.1256 | 157.5356 | 355.8522 | 43.2825 | 58.6718 | 80.9888 | 182.943 | 5.1763e-08 | 7.0167e-08 | 9.6816e-08 | 2.1875e-07 | 0.0022698 | 0.0030769 | 0.0042473 | 0.009594 | 0 | 0 | 0 | 0 | 0 | 0 | 0 | 0 | 1.4661 | 0.18021 | 0.24711 | 0.33442 | 0.76173 | 3.0808 | 3.7954 | 5.405 | 12.2812 | 0 | 48 | SCR
7266_G_2 | WEC_BANC | California | 6 | Stanislaus | 99 | 7266 | 2 | Woodland | 8782 | 2003 | 9999 | Combined Cycle |  |  | SCR | H2O |  | Fossil | G | 2025 | NaturalGas |  | 0.56993 | 0.77257 | 1.0664 | 2.4089 | 0 | 0 | 0 | 0 | 0 | 0 | 0 | 0 | 0 | 0 | 0 | 0 | 64.8972 | 87.9718 | 121.4337 | 274.3028 | 33.3636 | 45.2262 | 62.4289 | 141.0186 | 3.99e-08 | 5.4087e-08 | 7.4629e-08 | 1.6862e-07 | 0.0017497 | 0.0023718 | 0.003274 | 0.0073954 | 0 | 0 | 0 | 0 | 0 | 0 | 0 | 0 | 1.1301 | 0.13891 | 0.19048 | 0.25778 | 0.58717 | 2.3748 | 2.9256 | 4.1664 | 9.4668 | 0 | 37 | SCR
7259_G_1 | WECC_PNW | Washington | 53 | Thurston | 67 | 7259 | 1 | Skookumchuck | 0 | 1990 | 9999 | Hydro | [5 empty] | Non-Fossil | G | 2025 | Hydro |  | 0 | 0 | 0 | 0 | 0 | 0 | 0 | 0 | 0 | 0 | 0 | 0 | 0 | 0 | 0 | 0 | 0.88775 | 1.1244 | 1.6288 | 3.641 | 0 | 0 | 0 | 0 | 0 | 0 | 0 | 0 | 0 | 0 | 0 | 0 | 0 | 0 | 0 | 0 | 0 | 0 | 0 | 0 | 0.014889 | 0.0023614 | 0.002991 | 0.0043325 | 0.0096849 | 0 | 0 | 0 | 0 | 0 | 1
725_G_4 | S_SOU | Georgia | 13 | Habersham | 137 | 725 | 4 | Tugalo | 0 | 1924 | 9999 | Hydro | [5 empty] | Non-Fossil | G | 2025 | Hydro |  | 0 | 0 | 0 | 0 | 0 | 0 | 0 | 0 | 0 | 0 | 0 | 0 | 0 | 0 | 0 | 0 | 5.6096 | 6.2955 | 7.6998 | 19.605 | 0 | 0 | 0 | 0 | 0 | 0 | 0 | 0 | 0 | 0 | 0 | 0 | 0 | 0 | 0 | 0 | 0 | 0 | 0 | 0 | 0.19356 | 0.014922 | 0.016746 | 0.020481 | 0.052149 | 0 | 0 | 0 | 0 | 0 | 13
725_G_3 | S_SOU | Georgia | 13 | Habersham | 137 | 725 | 3 | Tugalo | 0 | 1924 | 9999 | Hydro | [5 empty] | Non-Fossil | G | 2025 | Hydro |  | 0 | 0 | 0 | 0 | 0 | 0 | 0 | 0 | 0 | 0 | 0 | 0 | 0 | 0 | 0 | 0 | 5.6096 | 6.2955 | 7.6998 | 19.605 | 0 | 0 | 0 | 0 | 0 | 0 | 0 | 0 | 0 | 0 | 0 | 0 | 0 | 0 | 0 | 0 | 0 | 0 | 0 | 0 | 0.19356 | 0.014922 | 0.016746 | 0.020481 | 0.052149 | 0 | 0 | 0 | 0 | 0 | 13
725_G_2 | S_SOU | Georgia | 13 | Habersham | 137 | 725 | 2 | Tugalo | 0 | 1923 | 9999 | Hydro | [5 empty] | Non-Fossil | G | 2025 | Hydro |  | 0 | 0 | 0 | 0 | 0 | 0 | 0 | 0 | 0 | 0 | 0 | 0 | 0 | 0 | 0 | 0 | 5.6096 | 6.2955 | 7.6998 | 19.605 | 0 | 0 | 0 | 0 | 0 | 0 | 0 | 0 | 0 | 0 | 0 | 0 | 0 | 0 | 0 | 0 | 0 | 0 | 0 | 0 | 0.19356 | 0.014922 | 0.016746 | 0.020481 | 0.052149 | 0 | 0 | 0 | 0 | 0 | 13
725_G_1 | S_SOU | Georgia | 13 | Habersham | 137 | 725 | 1 | Tugalo | 0 | 1923 | 9999 | Hydro | [5 empty] | Non-Fossil | G | 2025 | Hydro |  | 0 | 0 | 0 | 0 | 0 | 0 | 0 | 0 | 0 | 0 | 0 | 0 | 0 | 0 | 0 | 0 | 5.6096 | 6.2955 | 7.6998 | 19.605 | 0 | 0 | 0 | 0 | 0 | 0 | 0 | 0 | 0 | 0 | 0 | 0 | 0 | 0 | 0 | 0 | 0 | 0 | 0 | 0 | 0.19356 | 0.014922 | 0.016746 | 0.020481 | 0.052149 | 0 | 0 | 0 | 0 | 0 | 13
7247_G_1 | SPP_WAUE | South Dakota | 46 | Codington | 29 | 7247 | 1 | Watertown Power Plant | 21424 | 1978 | 9999 | Combustion Turbine | [5 empty] | Fossil | G | 2025 | Oil |  | 0 | 0 | 0 | 0 | 0 | 0 | 0 | 0 | 0 | 0 | 0 | 0 | 0 | 0 | 0 | 0 | 0 | 0 | 0 | 0 | 0 | 0 | 0 | 0 | 0 | 0 | 0 | 0 | 0 | 0 | 0 | 0 | 0 | 0 | 0 | 0 | 0 | 0 | 0 | 0 | 0.85646 | 0 | 0 | 0 | 0 | 0 | 0 | 0 | 0 | 0 | 45.8
7246_G_3 | MIS_AR | Arkansas | 5 | Desha | 41 | 7246 | 3 | Dam 2 | 0 | 1999 | 9999 | Hydro | [5 empty] | Non-Fossil | G | 2025 | Hydro |  | 0 | 0 | 0 | 0 | 0 | 0 | 0 | 0 | 0 | 0 | 0 | 0 | 0 | 0 | 0 | 0 | 11.5215 | 13.9039 | 20.0767 | 45.5021 | 0 | 0 | 0 | 0 | 0 | 0 | 0 | 0 | 0 | 0 | 0 | 0 | 0 | 0 | 0 | 0 | 0 | 0 | 0 | 0 | 0.17867 | 0.030647 | 0.036984 | 0.053404 | 0.12104 | 0 | 0 | 0 | 0 | 0 | 12
7246_G_2 | MIS_AR | Arkansas | 5 | Desha | 41 | 7246 | 2 | Dam 2 | 0 | 1999 | 9999 | Hydro | [5 empty] | Non-Fossil | G | 2025 | Hydro |  | 0 | 0 | 0 | 0 | 0 | 0 | 0 | 0 | 0 | 0 | 0 | 0 | 0 | 0 | 0 | 0 | 11.5215 | 13.9039 | 20.0767 | 45.5021 | 0 | 0 | 0 | 0 | 0 | 0 | 0 | 0 | 0 | 0 | 0 | 0 | 0 | 0 | 0 | 0 | 0 | 0 | 0 | 0 | 0.17867 | 0.030647 | 0.036984 | 0.053404 | 0.12104 | 0 | 0 | 0 | 0 | 0 | 12
7246_G_1 | MIS_AR | Arkansas | 5 | Desha | 41 | 7246 | 1 | Dam 2 | 0 | 1999 | 9999 | Hydro | [5 empty] | Non-Fossil | G | 2025 | Hydro |  | 0 | 0 | 0 | 0 | 0 | 0 | 0 | 0 | 0 | 0 | 0 | 0 | 0 | 0 | 0 | 0 | 10.5614 | 12.7453 | 18.4036 | 41.7102 | 0 | 0 | 0 | 0 | 0 | 0 | 0 | 0 | 0 | 0 | 0 | 0 | 0 | 0 | 0 | 0 | 0 | 0 | 0 | 0 | 0.16378 | 0.028093 | 0.033902 | 0.048954 | 0.11095 | 0 | 0 | 0 | 0 | 0 | 11
7242_G_5 | FRCC | Florida | 12 | Polk | 105 | 7242 | 5 | Polk | 8564 | 2007 | 9999 | Combined Cycle |  |  | SCR | DLNB |  | Fossil | G | 2025 | NaturalGas |  | 0.11341 | 0.46099 | 1.9094 | 2.4838 | 0 | 0 | 0 | 0 | 0 | 0 | 0 | 0 | 0 | 0 | 0 | 0 | 13.2425 | 53.8285 | 222.9574 | 290.0284 | 6.639 | 26.9862 | 111.7767 | 145.4019 | 7.9436e-09 | 3.2289e-08 | 1.3363e-07 | 1.7387e-07 | 0.00042471 | 0.0017264 | 0.0071507 | 0.0093018 | 0 | 0 | 0 | 0 | 0 | 0 | 0 | 0 | 4.6122 | 0.051362 | 0.20754 | 0.69682 | 0.95572 | 0.43853 | 1.6811 | 7.4216 | 9.5412 | 0 | 151 | SCR
7242_G_4 | FRCC | Florida | 12 | Polk | 105 | 7242 | 4 | Polk | 8564 | 2007 | 9999 | Combined Cycle |  |  | SCR | DLNB |  | Fossil | G | 2025 | NaturalGas |  | 0.11341 | 0.46099 | 1.9094 | 2.4838 | 0 | 0 | 0 | 0 | 0 | 0 | 0 | 0 | 0 | 0 | 0 | 0 | 13.2425 | 53.8285 | 222.9574 | 290.0284 | 6.639 | 26.9862 | 111.7767 | 145.4019 | 7.9436e-09 | 3.2289e-08 | 1.3363e-07 | 1.7387e-07 | 0.00042471 | 0.0017264 | 0.0071507 | 0.0093018 | 0 | 0 | 0 | 0 | 0 | 0 | 0 | 0 | 4.6122 | 0.051362 | 0.20754 | 0.69682 | 0.95572 | 0.43853 | 1.6811 | 7.4216 | 9.5412 | 0 | 151 | SCR
7242_G_3 | FRCC | Florida | 12 | Polk | 105 | 7242 | 3 | Polk | 8564 | 2002 | 9999 | Combined Cycle |  |  | SCR | DLNB + H2O |  | Fossil | G | 2025 | NaturalGas |  | 0.11341 | 0.46099 | 1.9094 | 2.4838 | 0 | 0 | 0 | 0 | 0 | 0 | 0 | 0 | 0 | 0 | 0 | 0 | 13.2425 | 53.8285 | 222.9574 | 290.0284 | 6.639 | 26.9862 | 111.7767 | 145.4019 | 7.9436e-09 | 3.2289e-08 | 1.3363e-07 | 1.7387e-07 | 0.00042471 | 0.0017264 | 0.0071507 | 0.0093018 | 0 | 0 | 0 | 0 | 0 | 0 | 0 | 0 | 4.6122 | 0.051362 | 0.20754 | 0.69682 | 0.95572 | 0.43853 | 1.6811 | 7.4216 | 9.5412 | 0 | 151 | SCR
7242_G_2CC | FRCC | Florida | 12 | Polk | 105 | 7242 | 2CC | Polk | 8564 | 2017 | 9999 | Combined Cycle |  |  | SCR |  |  | Fossil | G | 2025 | NaturalGas |  | 0.35063 | 1.4013 | 5.8041 | 7.556 | 0 | 0 | 0 | 0 | 0 | 0 | 0 | 0 | 0 | 0 | 0 | 0 | 40.9422 | 163.6243 | 677.7314 | 882.2979 | 20.5258 | 82.0309 | 339.7715 | 442.3282 | 2.4537e-08 | 9.8061e-08 | 4.0631e-07 | 5.2891e-07 | 0.0013131 | 0.0052479 | 0.021736 | 0.028297 | 0 | 0 | 0 | 0 | 0 | 0 | 0 | 0 | 14.0199 | 0.15877 | 0.63087 | 2.1181 | 2.9078 | 1.3558 | 5.1102 | 22.5596 | 29.0256 | 0 | 459 | SCR
7242_G_2 | FRCC | Florida | 12 | Polk | 105 | 7242 | 2 | Polk | 8564 | 2000 | 9999 | Combined Cycle |  |  | SCR | DLNB + H2O |  | Fossil | G | 2025 | NaturalGas |  | 0.11341 | 0.46099 | 1.9094 | 2.4838 | 0 | 0 | 0 | 0 | 0 | 0 | 0 | 0 | 0 | 0 | 0 | 0 | 13.2425 | 53.8285 | 222.9574 | 290.0284 | 6.639 | 26.9862 | 111.7767 | 145.4019 | 7.9436e-09 | 3.2289e-08 | 1.3363e-07 | 1.7387e-07 | 0.00042471 | 0.0017264 | 0.0071507 | 0.0093018 | 0 | 0 | 0 | 0 | 0 | 0 | 0 | 0 | 4.6122 | 0.051362 | 0.20754 | 0.69682 | 0.95572 | 0.43853 | 1.6811 | 7.4216 | 9.5412 | 0 | 151 | SCR
7242_G_1CT | FRCC | Florida | 12 | Polk | 105 | 7242 | 1CT | Polk | 10324 | 1996 | 9999 | IGCC |  |  |  | NDI |  | Fossil | G | 2025 |  | Coal Retirement | 0 | 0 | 0 | 0 | 0 | 0 | 0 | 0 | 0 | 0 | 0 | 0 | 0 | 0 | 0 | 0 | 0 | 0 | 0 | 0 | 0 | 0 | 0 | 0 | 0 | 0 | 0 | 0 | 0 | 0 | 0 | 0 | 0 | 0 | 0 | 0 | 0 | 0 | 0 | 0 | 0 | 0 | 0 | 0 | 0 | 0 | 0 | 0 | 0 | 0 | 161
7242_G_1CA | FRCC | Florida | 12 | Polk | 105 | 7242 | 1CA | Polk | 10324 | 1996 | 9999 | IGCC |  |  |  | NDI |  | Fossil | G | 2025 |  | Coal Retirement | 0 | 0 | 0 | 0 | 0 | 0 | 0 | 0 | 0 | 0 | 0 | 0 | 0 | 0 | 0 | 0 | 0 | 0 | 0 | 0 | 0 | 0 | 0 | 0 | 0 | 0 | 0 | 0 | 0 | 0 | 0 | 0 | 0 | 0 | 0 | 0 | 0 | 0 | 0 | 0 | 0 | 0 | 0 | 0 | 0 | 0 | 0 | 0 | 0 | 0 | 59
724_G_2 | S_SOU | Georgia | 13 | Rabun | 241 | 724 | 2 | Terrora | 0 | 1925 | 9999 | Hydro | [5 empty] | Non-Fossil | G | 2025 | Hydro |  | 0 | 0 | 0 | 0 | 0 | 0 | 0 | 0 | 0 | 0 | 0 | 0 | 0 | 0 | 0 | 0 | 3.5815 | 4.0195 | 4.916 | 12.517 | 0 | 0 | 0 | 0 | 0 | 0 | 0 | 0 | 0 | 0 | 0 | 0 | 0 | 0 | 0 | 0 | 0 | 0 | 0 | 0 | 0.12358 | 0.0095269 | 0.010692 | 0.013077 | 0.033295 | 0 | 0 | 0 | 0 | 0 | 8.3
724_G_1 | S_SOU | Georgia | 13 | Rabun | 241 | 724 | 1 | Terrora | 0 | 1925 | 9999 | Hydro | [5 empty] | Non-Fossil | G | 2025 | Hydro |  | 0 | 0 | 0 | 0 | 0 | 0 | 0 | 0 | 0 | 0 | 0 | 0 | 0 | 0 | 0 | 0 | 3.5815 | 4.0195 | 4.916 | 12.517 | 0 | 0 | 0 | 0 | 0 | 0 | 0 | 0 | 0 | 0 | 0 | 0 | 0 | 0 | 0 | 0 | 0 | 0 | 0 | 0 | 0.12358 | 0.0095269 | 0.010692 | 0.013077 | 0.033295 | 0 | 0 | 0 | 0 | 0 | 8.3
7238_G_4A | FRCC | Florida | 12 | Osceola | 97 | 7238 | 4A | Cane Island | 7143 | 2011 | 9999 | Combined Cycle |  |  | SCR | LNB |  | Fossil | G | 2025 | NaturalGas |  | 1.6287 | 2.2078 | 3.0476 | 6.8842 | 0 | 0 | 0 | 0 | 0 | 0 | 0 | 0 | 0 | 0 | 0 | 0 | 228.0173 | 309.0901 | 426.659 | 963.7664 | 95.3457 | 129.2464 | 178.408 | 403.0001 | 1.1401e-07 | 1.5455e-07 | 2.1333e-07 | 4.8189e-07 | 0.0042347 | 0.0057404 | 0.0079238 | 0.017899 | 0 | 0 | 0 | 0 | 0 | 0 | 0 | 0 | 3.9708 | 0.49371 | 0.66925 | 0.91325 | 2.0762 | 6.298 | 8.0516 | 11.8456 | 26.1952 | 0 | 130 | SCR
7238_G_4 | FRCC | Florida | 12 | Osceola | 97 | 7238 | 4 | Cane Island | 7143 | 2011 | 9999 | Combined Cycle |  |  | SCR | DLNB |  | Fossil | G | 2025 | NaturalGas |  | 2.0046 | 2.7173 | 3.7509 | 8.4728 | 0 | 0 | 0 | 0 | 0 | 0 | 0 | 0 | 0 | 0 | 0 | 0 | 280.6367 | 380.4186 | 525.1188 | 1186.1741 | 117.3486 | 159.0725 | 219.579 | 496.0001 | 1.4032e-07 | 1.9021e-07 | 2.6256e-07 | 5.9309e-07 | 0.0052119 | 0.0070651 | 0.0097524 | 0.022029 | 0 | 0 | 0 | 0 | 0 | 0 | 0 | 0 | 4.8871 | 0.60764 | 0.82369 | 1.124 | 2.5553 | 7.7514 | 9.9097 | 14.5792 | 32.2403 | 0 | 160 | SCR
7238_G_3A | FRCC | Florida | 12 | Osceola | 97 | 7238 | 3A | Cane Island | 7080 | 2002 | 9999 | Combined Cycle |  |  | SCR | DLNB + H2O |  | Fossil | G | 2025 | NaturalGas |  | 1.1176 | 1.515 | 2.0913 | 4.7239 | 0 | 0 | 0 | 0 | 0 | 0 | 0 | 0 | 0 | 0 | 0 | 0 | 157.8581 | 213.9855 | 295.3793 | 667.2229 | 65.4264 | 88.6891 | 122.4238 | 276.5393 | 7.8223e-08 | 1.0604e-07 | 1.4639e-07 | 3.3065e-07 | 0.0051747 | 0.0070145 | 0.0096826 | 0.021872 | 0 | 0 | 0 | 0 | 0 | 0 | 0 | 0 | 2.749 | 0.3418 | 0.46333 | 0.63225 | 1.4374 | 4.3217 | 5.525 | 8.1285 | 17.9752 | 0 | 90 | SCR
7238_G_3 | FRCC | Florida | 12 | Osceola | 97 | 7238 | 3 | Cane Island | 7080 | 2002 | 9999 | Combined Cycle |  |  | SCR | DLNB + H2O |  | Fossil | G | 2025 | NaturalGas |  | 1.8627 | 2.525 | 3.4855 | 7.8732 | 0 | 0 | 0 | 0 | 0 | 0 | 0 | 0 | 0 | 0 | 0 | 0 | 263.0969 | 356.6425 | 492.2988 | 1112.0382 | 109.044 | 147.8152 | 204.0397 | 460.8989 | 1.3037e-07 | 1.7673e-07 | 2.4399e-07 | 5.5109e-07 | 0.0086244 | 0.011691 | 0.016138 | 0.036453 | 0 | 0 | 0 | 0 | 0 | 0 | 0 | 0 | 4.5817 | 0.56966 | 0.77221 | 1.0538 | 2.3956 | 7.2029 | 9.2084 | 13.5475 | 29.9587 | 0 | 150 | SCR
7238_G_2A | FRCC | Florida | 12 | Osceola | 97 | 7238 | 2A | Cane Island | 7383 | 1995 | 9999 | Combined Cycle |  |  |  | DLNB + H2O |  | Fossil | G | 2025 | NaturalGas |  | 0.3921 | 0.53263 | 0.94501 | 1.8697 | 0 | 0 | 0 | 0 | 0 | 0 | 0 | 0 | 0 | 0 | 0 | 0 | 53.109 | 72.1421 | 127.9977 | 253.2489 | 22.9538 | 31.1799 | 55.3207 | 109.4544 | 2.7447e-08 | 3.7283e-08 | 6.6131e-08 | 1.3086e-07 | 0.0057737 | 0.0078429 | 0.013915 | 0.027532 | 0 | 0 | 0 | 0 | 0 | 0 | 0 | 0 | 1.3464 | 0.10941 | 0.14862 | 0.256 | 0.51403 | 1.5162 | 1.9424 | 3.6731 | 7.1317 | 0 | 39
7238_G_2 | FRCC | Florida | 12 | Osceola | 97 | 7238 | 2 | Cane Island | 7383 | 1995 | 9999 | Combined Cycle |  |  |  | DLNB + H2O |  | Fossil | G | 2025 | NaturalGas |  | 0.69372 | 0.94234 | 1.6719 | 3.308 | 0 | 0 | 0 | 0 | 0 | 0 | 0 | 0 | 0 | 0 | 0 | 0 | 93.9621 | 127.6361 | 226.4575 | 448.0557 | 40.6105 | 55.1644 | 97.8751 | 193.65 | 4.856e-08 | 6.5963e-08 | 1.17e-07 | 2.3152e-07 | 0.010215 | 0.013876 | 0.024619 | 0.04871 | 0 | 0 | 0 | 0 | 0 | 0 | 0 | 0 | 2.382 | 0.19357 | 0.26295 | 0.45292 | 0.90945 | 2.6825 | 3.4366 | 6.4985 | 12.6176 | 0 | 69
7238_G_1 | FRCC | Florida | 12 | Osceola | 97 | 7238 | 1 | Cane Island | 14222 | 1994 | 9999 | Combustion Turbine |  |  |  | H2O |  | Fossil | G | 2025 | NaturalGas |  | 0.0030023 | 0 | 0.014557 | 0.01756 | 0 | 0 | 0 | 0 | 0 | 0 | 0 | 0 | 0 | 0 | 0 | 0 | 0.2111 | 0 | 1.0236 | 1.2347 | 0.17575 | 0 | 0.85219 | 1.0279 | 2.1e-10 | 0 | 1.018e-09 | 1.228e-09 | 0.00011817 | 0 | 0.00057298 | 0.00069114 | 0 | 0 | 0 | 0 | 0 | 0 | 0 | 0 | 0.5984 | 0.003314 | 0 | 0.016069 | 0.019383 | 0.011609 | 0 | 0.056582 | 0.068191 | 0 | 32
7237_G_4 | MIS_MNWI | South Dakota | 46 | Minnehaha | 99 | 7237 | 4 | Angus Anson | 12644 | 2005 | 9999 | Combustion Turbine |  |  |  | DLNB |  | Fossil | G | 2025 | NaturalGas |  | 0 | 0 | 0.044244 | 0.044244 | 0 | 0 | 0 | 0 | 0 | 0 | 0 | 0 | 0 | 0 | 0 | 0 | 0 | 0 | 3.4992 | 3.4992 | 0 | 0 | 2.5901 | 2.5901 | 0 | 0 | 3.1e-09 | 3.1e-09 | 0 | 0 | 0.00069663 | 0.00069663 | 0 | 0 | 0 | 0 | 0 | 0 | 0 | 0 | 2.7489 | 0 | 0 | 0.054933 | 0.054933 | 0 | 0 | 0.16755 | 0.16755 | 0 | 147
7237_G_2 | MIS_MNWI | South Dakota | 46 | Minnehaha | 99 | 7237 | 2 | Angus Anson | 12645 | 1994 | 9999 | Combustion Turbine |  |  |  | H2O |  | Fossil | G | 2025 | NaturalGas |  | 0 | 0 | 0.02709 | 0.02709 | 0 | 0 | 0 | 0 | 0 | 0 | 0 | 0 | 0 | 0 | 0 | 0 | 0 | 0 | 2.1424 | 2.1424 | 0 | 0 | 1.5859 | 1.5859 | 0 | 0 | 1.895e-09 | 1.895e-09 | 0 | 0 | 0.0010325 | 0.0010325 | 0 | 0 | 0 | 0 | 0 | 0 | 0 | 0 | 1.683 | 0 | 0 | 0.033632 | 0.033632 | 0 | 0 | 0.10259 | 0.10259 | 0 | 90
7237_G_1 | MIS_MNWI | South Dakota | 46 | Minnehaha | 99 | 7237 | 1 | Angus Anson | 12645 | 1994 | 9999 | Combustion Turbine |  |  |  | H2O |  | Fossil | G | 2025 | NaturalGas |  | 0 | 0 | 0.02709 | 0.02709 | 0 | 0 | 0 | 0 | 0 | 0 | 0 | 0 | 0 | 0 | 0 | 0 | 0 | 0 | 2.1424 | 2.1424 | 0 | 0 | 1.5859 | 1.5859 | 0 | 0 | 1.895e-09 | 1.895e-09 | 0 | 0 | 0.001012 | 0.001012 | 0 | 0 | 0 | 0 | 0 | 0 | 0 | 0 | 1.683 | 0 | 0 | 0.033632 | 0.033632 | 0 | 0 | 0.10259 | 0.10259 | 0 | 90
7233_G_1 | WECC_CO | Colorado | 8 | El Paso | 41 | 7233 | 1 | Tesla | 0 | 1997 | 9999 | Hydro | [5 empty] | Non-Fossil | G | 2025 | Hydro |  | 0 | 0 | 0 | 0 | 0 | 0 | 0 | 0 | 0 | 0 | 0 | 0 | 0 | 0 | 0 | 0 | 17.9589 | 20.0529 | 34.867 | 72.8788 | 0 | 0 | 0 | 0 | 0 | 0 | 0 | 0 | 0 | 0 | 0 | 0 | 0 | 0 | 0 | 0 | 0 | 0 | 0 | 0 | 0.41639 | 0.047771 | 0.053341 | 0.092746 | 0.19386 | 0 | 0 | 0 | 0 | 0 | 27.9653
7232_G_2 | WEC_CALN | California | 6 | Santa Clara | 85 | 7232 | 2 | Santa Clara Cogen | 15601 | 1982 | 9999 | Combustion Turbine | [5 empty] | Fossil | G | 2025 | NaturalGas |  | 0 | 0 | 0 | 0 | 0 | 0 | 0 | 0 | 0 | 0 | 0 | 0 | 0 | 0 | 0 | 0 | 0 | 0 | 0 | 0 | 0 | 0 | 0 | 0 | 0 | 0 | 0 | 0 | 0 | 0 | 0 | 0 | 0 | 0 | 0 | 0 | 0 | 0 | 0 | 0 | 0.17549 | 0 | 0 | 0 | 0 | 0 | 0 | 0 | 0 | 0 | 3.9
7232_G_1 | WEC_CALN | California | 6 | Santa Clara | 85 | 7232 | 1 | Santa Clara Cogen | 15601 | 1982 | 9999 | Combustion Turbine | [5 empty] | Fossil | G | 2025 | NaturalGas |  | 0 | 0 | 0 | 0 | 0 | 0 | 0 | 0 | 0 | 0 | 0 | 0 | 0 | 0 | 0 | 0 | 0 | 0 | 0 | 0 | 0 | 0 | 0 | 0 | 0 | 0 | 0 | 0 | 0 | 0 | 0 | 0 | 0 | 0 | 0 | 0 | 0 | 0 | 0 | 0 | 0.17549 | 0 | 0 | 0 | 0 | 0 | 0 | 0 | 0 | 0 | 3.9
7231_G_2 | WEC_CALN | California | 6 | Santa Clara | 85 | 7231 | 2 | Gianera | 16219 | 1986 | 9999 | Combustion Turbine | [5 empty] | Fossil | G | 2025 | Oil |  | 0 | 0 | 0 | 0 | 0 | 0 | 0 | 0 | 0 | 0 | 0 | 0 | 0 | 0 | 0 | 0 | 0 | 0 | 0 | 0 | 0 | 0 | 0 | 0 | 0 | 0 | 0 | 0 | 0 | 0 | 0 | 0 | 0 | 0 | 0 | 0 | 0 | 0 | 0 | 0 | 0.91636 | 0 | 0 | 0 | 0 | 0 | 0 | 0 | 0 | 0 | 30
7231_G_1 | WEC_CALN | California | 6 | Santa Clara | 85 | 7231 | 1 | Gianera | 16189 | 1987 | 9999 | Combustion Turbine | [5 empty] | Fossil | G | 2025 | Oil |  | 0 | 0 | 0 | 0 | 0 | 0 | 0 | 0 | 0 | 0 | 0 | 0 | 0 | 0 | 0 | 0 | 0 | 0 | 0 | 0 | 0 | 0 | 0 | 0 | 0 | 0 | 0 | 0 | 0 | 0 | 0 | 0 | 0 | 0 | 0 | 0 | 0 | 0 | 0 | 0 | 0.91636 | 0 | 0 | 0 | 0 | 0 | 0 | 0 | 0 | 0 | 30
723_G_6 | S_SOU | Georgia | 13 | Habersham | 137 | 723 | 6 | Tallulah Falls | 0 | 1920 | 9999 | Hydro | [5 empty] | Non-Fossil | G | 2025 | Hydro |  | 0 | 0 | 0 | 0 | 0 | 0 | 0 | 0 | 0 | 0 | 0 | 0 | 0 | 0 | 0 | 0 | 5.2644 | 5.9081 | 7.226 | 18.3985 | 0 | 0 | 0 | 0 | 0 | 0 | 0 | 0 | 0 | 0 | 0 | 0 | 0 | 0 | 0 | 0 | 0 | 0 | 0 | 0 | 0.18165 | 0.014003 | 0.015716 | 0.019221 | 0.04894 | 0 | 0 | 0 | 0 | 0 | 12.2
723_G_5 | S_SOU | Georgia | 13 | Habersham | 137 | 723 | 5 | Tallulah Falls | 0 | 1913 | 9999 | Hydro | [5 empty] | Non-Fossil | G | 2025 | Hydro |  | 0 | 0 | 0 | 0 | 0 | 0 | 0 | 0 | 0 | 0 | 0 | 0 | 0 | 0 | 0 | 0 | 5.2644 | 5.9081 | 7.226 | 18.3985 | 0 | 0 | 0 | 0 | 0 | 0 | 0 | 0 | 0 | 0 | 0 | 0 | 0 | 0 | 0 | 0 | 0 | 0 | 0 | 0 | 0.18165 | 0.014003 | 0.015716 | 0.019221 | 0.04894 | 0 | 0 | 0 | 0 | 0 | 12.2
723_G_4 | S_SOU | Georgia | 13 | Habersham | 137 | 723 | 4 | Tallulah Falls | 0 | 1913 | 9999 | Hydro | [5 empty] | Non-Fossil | G | 2025 | Hydro |  | 0 | 0 | 0 | 0 | 0 | 0 | 0 | 0 | 0 | 0 | 0 | 0 | 0 | 0 | 0 | 0 | 5.2644 | 5.9081 | 7.226 | 18.3985 | 0 | 0 | 0 | 0 | 0 | 0 | 0 | 0 | 0 | 0 | 0 | 0 | 0 | 0 | 0 | 0 | 0 | 0 | 0 | 0 | 0.18165 | 0.014003 | 0.015716 | 0.019221 | 0.04894 | 0 | 0 | 0 | 0 | 0 | 12.2
723_G_3 | S_SOU | Georgia | 13 | Habersham | 137 | 723 | 3 | Tallulah Falls | 0 | 1914 | 9999 | Hydro | [5 empty] | Non-Fossil | G | 2025 | Hydro |  | 0 | 0 | 0 | 0 | 0 | 0 | 0 | 0 | 0 | 0 | 0 | 0 | 0 | 0 | 0 | 0 | 5.2213 | 5.8597 | 7.1667 | 18.2477 | 0 | 0 | 0 | 0 | 0 | 0 | 0 | 0 | 0 | 0 | 0 | 0 | 0 | 0 | 0 | 0 | 0 | 0 | 0 | 0 | 0.18016 | 0.013889 | 0.015587 | 0.019064 | 0.048539 | 0 | 0 | 0 | 0 | 0 | 12.1
723_G_2 | S_SOU | Georgia | 13 | Habersham | 137 | 723 | 2 | Tallulah Falls | 0 | 1913 | 9999 | Hydro | [5 empty] | Non-Fossil | G | 2025 | Hydro |  | 0 | 0 | 0 | 0 | 0 | 0 | 0 | 0 | 0 | 0 | 0 | 0 | 0 | 0 | 0 | 0 | 5.2213 | 5.8597 | 7.1667 | 18.2477 | 0 | 0 | 0 | 0 | 0 | 0 | 0 | 0 | 0 | 0 | 0 | 0 | 0 | 0 | 0 | 0 | 0 | 0 | 0 | 0 | 0.18016 | 0.013889 | 0.015587 | 0.019064 | 0.048539 | 0 | 0 | 0 | 0 | 0 | 12.1
723_G_1 | S_SOU | Georgia | 13 | Habersham | 137 | 723 | 1 | Tallulah Falls | 0 | 1913 | 9999 | Hydro | [5 empty] | Non-Fossil | G | 2025 | Hydro |  | 0 | 0 | 0 | 0 | 0 | 0 | 0 | 0 | 0 | 0 | 0 | 0 | 0 | 0 | 0 | 0 | 5.2213 | 5.8597 | 7.1667 | 18.2477 | 0 | 0 | 0 | 0 | 0 | 0 | 0 | 0 | 0 | 0 | 0 | 0 | 0 | 0 | 0 | 0 | 0 | 0 | 0 | 0 | 0.18016 | 0.013889 | 0.015587 | 0.019064 | 0.048539 | 0 | 0 | 0 | 0 | 0 | 12.1
7229_G_1 | WEC_CALN | California | 6 | Tehama | 103 | 7229 | 1 | Black Butte | 0 | 1988 | 9999 | Hydro | [5 empty] | Non-Fossil | G | 2025 | Hydro |  | 0 | 0 | 0 | 0 | 0 | 0 | 0 | 0 | 0 | 0 | 0 | 0 | 0 | 0 | 0 | 0 | 2.8194 | 4.5675 | 8.925 | 16.3119 | 0 | 0 | 0 | 0 | 0 | 0 | 0 | 0 | 0 | 0 | 0 | 0 | 0 | 0 | 0 | 0 | 0 | 0 | 0 | 0 | 0.090826 | 0.0074996 | 0.01215 | 0.02374 | 0.04339 | 0 | 0 | 0 | 0 | 0 | 6.1
722_G_2 | S_SOU | Georgia | 13 | Baldwin | 9 | 722 | 2 | Sinclair Dam | 0 | 1953 | 9999 | Hydro | [5 empty] | Non-Fossil | G | 2025 | Hydro |  | 0 | 0 | 0 | 0 | 0 | 0 | 0 | 0 | 0 | 0 | 0 | 0 | 0 | 0 | 0 | 0 | 9.4501 | 10.6056 | 12.9712 | 33.0269 | 0 | 0 | 0 | 0 | 0 | 0 | 0 | 0 | 0 | 0 | 0 | 0 | 0 | 0 | 0 | 0 | 0 | 0 | 0 | 0 | 0.32608 | 0.025137 | 0.028211 | 0.034503 | 0.087851 | 0 | 0 | 0 | 0 | 0 | 21.9
722_G_1 | S_SOU | Georgia | 13 | Baldwin | 9 | 722 | 1 | Sinclair Dam | 0 | 1953 | 9999 | Hydro | [5 empty] | Non-Fossil | G | 2025 | Hydro |  | 0 | 0 | 0 | 0 | 0 | 0 | 0 | 0 | 0 | 0 | 0 | 0 | 0 | 0 | 0 | 0 | 9.4501 | 10.6056 | 12.9712 | 33.0269 | 0 | 0 | 0 | 0 | 0 | 0 | 0 | 0 | 0 | 0 | 0 | 0 | 0 | 0 | 0 | 0 | 0 | 0 | 0 | 0 | 0.32608 | 0.025137 | 0.028211 | 0.034503 | 0.087851 | 0 | 0 | 0 | 0 | 0 | 21.9
7213_B_2 | PJM_Dom | Virginia | 51 | Halifax | 83 | 7213 | 2 | Clover | 10047 | 1996 | 9999 | Coal Steam | tangential | dry | Bag House + Wet Scrubber + SNCR | LNB + OFA | Wet Scrubber | Fossil | B | 2025 | Coal |  | 0 | 0 | 0 | 0 | 0 | 0 | 0 | 0 | 0 | 0 | 0 | 0 | 0 | 0 | 0 | 0 | 0 | 0 | 0 | 0 | 0 | 0 | 0 | 0 | 0 | 0 | 0 | 0 | 0 | 0 | 0 | 0 | 0 | 0 | 0 | 0 | 0 | 0 | 0 | 0 | 16.9288 | 0 | 0 | 0 | 0 | 0 | 0 | 0 | 0 | 0 | 437 | Scrubber / SNCR | Wet Scrubber
7213_B_1 | PJM_Dom | Virginia | 51 | Halifax | 83 | 7213 | 1 | Clover | 10041 | 1995 | 9999 | Coal Steam | tangential | dry | Bag House + Wet Scrubber + SNCR | LNB + OFA | Wet Scrubber | Fossil | B | 2025 | Coal |  | 0 | 0 | 0 | 0 | 0 | 0 | 0 | 0 | 0 | 0 | 0 | 0 | 0 | 0 | 0 | 0 | 0 | 0 | 0 | 0 | 0 | 0 | 0 | 0 | 0 | 0 | 0 | 0 | 0 | 0 | 0 | 0 | 0 | 0 | 0 | 0 | 0 | 0 | 0 | 0 | 17.045 | 0 | 0 | 0 | 0 | 0 | 0 | 0 | 0 | 0 | 440 | Scrubber / SNCR | Wet Scrubber
7212_G_4 | PJM_Dom | Virginia | 51 | Henrico | 87 | 7212 | 4 | Darbytown | 12435 | 1990 | 9999 | Combustion Turbine |  |  |  | H2O |  | Fossil | G | 2025 | NaturalGas |  | 0 | 0 | 0.22474 | 0.22474 | 0 | 0 | 0 | 0 | 0 | 0 | 0 | 0 | 0 | 0 | 0 | 0 | 0 | 0 | 18.0729 | 18.0729 | 0 | 0 | 13.1561 | 13.1561 | 0 | 0 | 1.5731e-08 | 1.5731e-08 | 0 | 0 | 0.018596 | 0.018596 | 0 | 0 | 0 | 0 | 0 | 0 | 0 | 0 | 1.5708 | 0 | 0 | 0.21949 | 0.21949 | 0 | 0 | 0.77014 | 0.77014 | 0 | 84
7212_G_3 | PJM_Dom | Virginia | 51 | Henrico | 87 | 7212 | 3 | Darbytown | 12435 | 1990 | 9999 | Combustion Turbine |  |  |  | H2O |  | Fossil | G | 2025 | NaturalGas |  | 0 | 0 | 0.22474 | 0.22474 | 0 | 0 | 0 | 0 | 0 | 0 | 0 | 0 | 0 | 0 | 0 | 0 | 0 | 0 | 18.0729 | 18.0729 | 0 | 0 | 13.1561 | 13.1561 | 0 | 0 | 1.5731e-08 | 1.5731e-08 | 0 | 0 | 0.023474 | 0.023474 | 0 | 0 | 0 | 0 | 0 | 0 | 0 | 0 | 1.5708 | 0 | 0 | 0.21949 | 0.21949 | 0 | 0 | 0.77014 | 0.77014 | 0 | 84
7212_G_2 | PJM_Dom | Virginia | 51 | Henrico | 87 | 7212 | 2 | Darbytown | 12435 | 1990 | 9999 | Combustion Turbine |  |  |  | H2O |  | Fossil | G | 2025 | NaturalGas |  | 0 | 0 | 0.22474 | 0.22474 | 0 | 0 | 0 | 0 | 0 | 0 | 0 | 0 | 0 | 0 | 0 | 0 | 0 | 0 | 18.0729 | 18.0729 | 0 | 0 | 13.1561 | 13.1561 | 0 | 0 | 1.5731e-08 | 1.5731e-08 | 0 | 0 | 0.025948 | 0.025948 | 0 | 0 | 0 | 0 | 0 | 0 | 0 | 0 | 1.5708 | 0 | 0 | 0.21949 | 0.21949 | 0 | 0 | 0.77014 | 0.77014 | 0 | 84
7212_G_1 | PJM_Dom | Virginia | 51 | Henrico | 87 | 7212 | 1 | Darbytown | 12435 | 1990 | 9999 | Combustion Turbine |  |  |  | H2O |  | Fossil | G | 2025 | NaturalGas |  | 0 | 0 | 0.22474 | 0.22474 | 0 | 0 | 0 | 0 | 0 | 0 | 0 | 0 | 0 | 0 | 0 | 0 | 0 | 0 | 18.0729 | 18.0729 | 0 | 0 | 13.1561 | 13.1561 | 0 | 0 | 1.5731e-08 | 1.5731e-08 | 0 | 0 | 0.024151 | 0.024151 | 0 | 0 | 0 | 0 | 0 | 0 | 0 | 0 | 1.5708 | 0 | 0 | 0.21949 | 0.21949 | 0 | 0 | 0.77014 | 0.77014 | 0 | 84
7210_B_COP1 | S_VACA | South Carolina | 45 | Orangeburg | 75 | 7210 | COP1 | Cope | 9374 | 1996 | 9999 | Coal Steam | tangential | dry | Bag House + Dry Scrubber + SCR + ACI | LNC2 | Dry Scrubber | Fossil | B | 2025 | Coal |  | 5.9371 | 0 | 10.2948 | 16.232 | 5.9371 | 0 | 10.2948 | 16.232 | 0 | 0 | 0 | 0 | 0 | 0 | 0 | 0 | 633.363 | 0 | 1098.2305 | 1731.5936 | 613.4555 | 0 | 1063.7116 | 1677.1671 | 0.002532 | 0 | 0.0043904 | 0.0069224 | 0.36157 | 0 | 0.62695 | 0.98853 | 0.32476 | 0 | 0.56313 | 0.88789 | 0.0029686 | 0 | 0.0051475 | 0.008116 | 16.9974 | 3.7596 | 0 | 6.5191 | 10.2787 | 18.7035 | 0 | 32.4312 | 51.1347 | 0 | 415 | Scrubber / SCR / Mercury Control | Dry Scrubber
7203_G_CT4 | MIS_WUMS | Wisconsin | 55 | Fond Du Lac | 39 | 7203 | CT4 | South Fond Du Lac | 15896 | 1996 | 9999 | Combustion Turbine |  |  |  | H2O |  | Fossil | G | 2025 | Oil |  | 0 | 0 | 0 | 0 | 0 | 0 | 0 | 0 | 0 | 0 | 0 | 0 | 0 | 0 | 0 | 0 | 0 | 0 | 0 | 0 | 0 | 0 | 0 | 0 | 0 | 0 | 0 | 0 | 0 | 0 | 0 | 0 | 0 | 0 | 0 | 0 | 0 | 0 | 0 | 0 | 1.4306 | 0 | 0 | 0 | 0 | 0 | 0 | 0 | 0 | 0 | 76.5
7203_G_CT3 | MIS_WUMS | Wisconsin | 55 | Fond Du Lac | 39 | 7203 | CT3 | South Fond Du Lac | 15899 | 1994 | 9999 | Combustion Turbine |  |  |  | H2O |  | Fossil | G | 2025 | Oil |  | 0 | 0 | 0 | 0 | 0 | 0 | 0 | 0 | 0 | 0 | 0 | 0 | 0 | 0 | 0 | 0 | 0 | 0 | 0 | 0 | 0 | 0 | 0 | 0 | 0 | 0 | 0 | 0 | 0 | 0 | 0 | 0 | 0 | 0 | 0 | 0 | 0 | 0 | 0 | 0 | 1.5203 | 0 | 0 | 0 | 0 | 0 | 0 | 0 | 0 | 0 | 81.3
7203_G_CT2 | MIS_WUMS | Wisconsin | 55 | Fond Du Lac | 39 | 7203 | CT2 | South Fond Du Lac | 15895 | 1994 | 9999 | Combustion Turbine |  |  |  | H2O |  | Fossil | G | 2025 | Oil |  | 0 | 0 | 0 | 0 | 0 | 0 | 0 | 0 | 0 | 0 | 0 | 0 | 0 | 0 | 0 | 0 | 0 | 0 | 0 | 0 | 0 | 0 | 0 | 0 | 0 | 0 | 0 | 0 | 0 | 0 | 0 | 0 | 0 | 0 | 0 | 0 | 0 | 0 | 0 | 0 | 1.4885 | 0 | 0 | 0 | 0 | 0 | 0 | 0 | 0 | 0 | 79.6
7203_G_CT1 | MIS_WUMS | Wisconsin | 55 | Fond Du Lac | 39 | 7203 | CT1 | South Fond Du Lac | 15894 | 1993 | 9999 | Combustion Turbine |  |  |  | H2O |  | Fossil | G | 2025 | Oil |  | 0 | 0 | 0 | 0 | 0 | 0 | 0 | 0 | 0 | 0 | 0 | 0 | 0 | 0 | 0 | 0 | 0 | 0 | 0 | 0 | 0 | 0 | 0 | 0 | 0 | 0 | 0 | 0 | 0 | 0 | 0 | 0 | 0 | 0 | 0 | 0 | 0 | 0 | 0 | 0 | 1.4848 | 0 | 0 | 0 | 0 | 0 | 0 | 0 | 0 | 0 | 79.4
7200_G_2 | MIS_WOTA | Texas | 48 | Jasper | 241 | 7200 | 2 | Robert D Willis | 0 | 1989 | 9999 | Hydro | [5 empty] | Non-Fossil | G | 2025 | Hydro |  | 0 | 0 | 0 | 0 | 0 | 0 | 0 | 0 | 0 | 0 | 0 | 0 | 0 | 0 | 0 | 0 | 1.7319 | 2.2887 | 2.9844 | 7.005 | 0 | 0 | 0 | 0 | 0 | 0 | 0 | 0 | 0 | 0 | 0 | 0 | 0 | 0 | 0 | 0 | 0 | 0 | 0 | 0 | 0.059558 | 0.0046069 | 0.0060879 | 0.0079386 | 0.018633 | 0 | 0 | 0 | 0 | 0 | 4
7200_G_1 | MIS_WOTA | Texas | 48 | Jasper | 241 | 7200 | 1 | Robert D Willis | 0 | 1989 | 9999 | Hydro | [5 empty] | Non-Fossil | G | 2025 | Hydro |  | 0 | 0 | 0 | 0 | 0 | 0 | 0 | 0 | 0 | 0 | 0 | 0 | 0 | 0 | 0 | 0 | 1.7319 | 2.2887 | 2.9844 | 7.005 | 0 | 0 | 0 | 0 | 0 | 0 | 0 | 0 | 0 | 0 | 0 | 0 | 0 | 0 | 0 | 0 | 0 | 0 | 0 | 0 | 0.059558 | 0.0046069 | 0.0060879 | 0.0079386 | 0.018633 | 0 | 0 | 0 | 0 | 0 | 4
720_G_4 | S_SOU | Georgia | 13 | Muscogee | 215 | 720 | 4 | Oliver Dam | 0 | 1959 | 9999 | Hydro | [5 empty] | Non-Fossil | G | 2025 | Hydro |  | 0 | 0 | 0 | 0 | 0 | 0 | 0 | 0 | 0 | 0 | 0 | 0 | 0 | 0 | 0 | 0 | 2.5459 | 2.8572 | 3.4945 | 8.8976 | 0 | 0 | 0 | 0 | 0 | 0 | 0 | 0 | 0 | 0 | 0 | 0 | 0 | 0 | 0 | 0 | 0 | 0 | 0 | 0 | 0.087848 | 0.0067721 | 0.0076002 | 0.0092954 | 0.023668 | 0 | 0 | 0 | 0 | 0 | 5.9
720_G_3 | S_SOU | Georgia | 13 | Muscogee | 215 | 720 | 3 | Oliver Dam | 0 | 1959 | 9999 | Hydro | [5 empty] | Non-Fossil | G | 2025 | Hydro |  | 0 | 0 | 0 | 0 | 0 | 0 | 0 | 0 | 0 | 0 | 0 | 0 | 0 | 0 | 0 | 0 | 7.6377 | 8.5716 | 10.4836 | 26.6929 | 0 | 0 | 0 | 0 | 0 | 0 | 0 | 0 | 0 | 0 | 0 | 0 | 0 | 0 | 0 | 0 | 0 | 0 | 0 | 0 | 0.26354 | 0.020316 | 0.022801 | 0.027886 | 0.071003 | 0 | 0 | 0 | 0 | 0 | 17.7
720_G_2 | S_SOU | Georgia | 13 | Muscogee | 215 | 720 | 2 | Oliver Dam | 0 | 1959 | 9999 | Hydro | [5 empty] | Non-Fossil | G | 2025 | Hydro |  | 0 | 0 | 0 | 0 | 0 | 0 | 0 | 0 | 0 | 0 | 0 | 0 | 0 | 0 | 0 | 0 | 7.6377 | 8.5716 | 10.4836 | 26.6929 | 0 | 0 | 0 | 0 | 0 | 0 | 0 | 0 | 0 | 0 | 0 | 0 | 0 | 0 | 0 | 0 | 0 | 0 | 0 | 0 | 0.26354 | 0.020316 | 0.022801 | 0.027886 | 0.071003 | 0 | 0 | 0 | 0 | 0 | 17.7
720_G_1 | S_SOU | Georgia | 13 | Muscogee | 215 | 720 | 1 | Oliver Dam | 0 | 1959 | 9999 | Hydro | [5 empty] | Non-Fossil | G | 2025 | Hydro |  | 0 | 0 | 0 | 0 | 0 | 0 | 0 | 0 | 0 | 0 | 0 | 0 | 0 | 0 | 0 | 0 | 7.6377 | 8.5716 | 10.4836 | 26.6929 | 0 | 0 | 0 | 0 | 0 | 0 | 0 | 0 | 0 | 0 | 0 | 0 | 0 | 0 | 0 | 0 | 0 | 0 | 0 | 0 | 0.26354 | 0.020316 | 0.022801 | 0.027886 | 0.071003 | 0 | 0 | 0 | 0 | 0 | 17.7
72_G_1 | WECC_SCE | California | 6 | Los Angeles | 37 | 72 | 1 | Venice Hydro | 0 | 1982 | 9999 | Hydro | [5 empty] | Non-Fossil | G | 2025 | Hydro |  | 0 | 0 | 0 | 0 | 0 | 0 | 0 | 0 | 0 | 0 | 0 | 0 | 0 | 0 | 0 | 0 | 4.1851 | 7.3782 | 16.878 | 28.4414 | 0 | 0 | 0 | 0 | 0 | 0 | 0 | 0 | 0 | 0 | 0 | 0 | 0 | 0 | 0 | 0 | 0 | 0 | 0 | 0 | 0.15038 | 0.011132 | 0.019626 | 0.044896 | 0.075654 | 0 | 0 | 0 | 0 | 0 | 10.1
7191_G_2 | S_SOU | Georgia | 13 | Clarke | 59 | 7191 | 2 | Tallassee Hydro Project | 0 | 1986 | 9999 | Hydro | [5 empty] | Non-Fossil | G | 2025 | Hydro |  | 0 | 0 | 0 | 0 | 0 | 0 | 0 | 0 | 0 | 0 | 0 | 0 | 0 | 0 | 0 | 0 | 0.043151 | 0.048427 | 0.059229 | 0.15081 | 0 | 0 | 0 | 0 | 0 | 0 | 0 | 0 | 0 | 0 | 0 | 0 | 0 | 0 | 0 | 0 | 0 | 0 | 0 | 0 | 0.0014889 | 0.00011478 | 0.00012882 | 0.00015755 | 0.00040115 | 0 | 0 | 0 | 0 | 0 | 0.1
7191_G_1 | S_SOU | Georgia | 13 | Clarke | 59 | 7191 | 1 | Tallassee Hydro Project | 0 | 1986 | 9999 | Hydro | [5 empty] | Non-Fossil | G | 2025 | Hydro |  | 0 | 0 | 0 | 0 | 0 | 0 | 0 | 0 | 0 | 0 | 0 | 0 | 0 | 0 | 0 | 0 | 0.86302 | 0.96855 | 1.1846 | 3.0162 | 0 | 0 | 0 | 0 | 0 | 0 | 0 | 0 | 0 | 0 | 0 | 0 | 0 | 0 | 0 | 0 | 0 | 0 | 0 | 0 | 0.029779 | 0.0022956 | 0.0025763 | 0.003151 | 0.008023 | 0 | 0 | 0 | 0 | 0 | 2
7190_G_2 | WECC_ID | Idaho | 16 | Cassia | 31 | 7190 | 2 | Milner Hydro | 0 | 1992 | 9999 | Hydro | [5 empty] | Non-Fossil | G | 2025 | Hydro |  | 0 | 0 | 0 | 0 | 0 | 0 | 0 | 0 | 0 | 0 | 0 | 0 | 0 | 0 | 0 | 0 | 8.4862 | 11.7578 | 21.2011 | 41.4452 | 0 | 0 | 0 | 0 | 0 | 0 | 0 | 0 | 0 | 0 | 0 | 0 | 0 | 0 | 0 | 0 | 0 | 0 | 0 | 0 | 0.18601 | 0.022573 | 0.031276 | 0.056395 | 0.11024 | 0 | 0 | 0 | 0 | 0 | 12.4929
7190_G_1 | WECC_ID | Idaho | 16 | Cassia | 31 | 7190 | 1 | Milner Hydro | 0 | 1992 | 9999 | Hydro | [5 empty] | Non-Fossil | G | 2025 | Hydro |  | 0 | 0 | 0 | 0 | 0 | 0 | 0 | 0 | 0 | 0 | 0 | 0 | 0 | 0 | 0 | 0 | 32.4514 | 44.962 | 81.073 | 158.4864 | 0 | 0 | 0 | 0 | 0 | 0 | 0 | 0 | 0 | 0 | 0 | 0 | 0 | 0 | 0 | 0 | 0 | 0 | 0 | 0 | 0.71131 | 0.086321 | 0.1196 | 0.21565 | 0.42157 | 0 | 0 | 0 | 0 | 0 | 47.773
719_G_4 | S_SOU | Georgia | 13 | Muscogee | 215 | 719 | 4 | North Highlands | 0 | 1963 | 9999 | Hydro | [5 empty] | Non-Fossil | G | 2025 | Hydro |  | 0 | 0 | 0 | 0 | 0 | 0 | 0 | 0 | 0 | 0 | 0 | 0 | 0 | 0 | 0 | 0 | 0.99247 | 1.1138 | 1.3623 | 3.4686 | 0 | 0 | 0 | 0 | 0 | 0 | 0 | 0 | 0 | 0 | 0 | 0 | 0 | 0 | 0 | 0 | 0 | 0 | 0 | 0 | 0.034246 | 0.00264 | 0.0029628 | 0.0036236 | 0.0092264 | 0 | 0 | 0 | 0 | 0 | 2.3
719_G_3 | S_SOU | Georgia | 13 | Muscogee | 215 | 719 | 3 | North Highlands | 0 | 1963 | 9999 | Hydro | [5 empty] | Non-Fossil | G | 2025 | Hydro |  | 0 | 0 | 0 | 0 | 0 | 0 | 0 | 0 | 0 | 0 | 0 | 0 | 0 | 0 | 0 | 0 | 4.6172 | 5.1817 | 6.3375 | 16.1364 | 0 | 0 | 0 | 0 | 0 | 0 | 0 | 0 | 0 | 0 | 0 | 0 | 0 | 0 | 0 | 0 | 0 | 0 | 0 | 0 | 0.15932 | 0.012282 | 0.013783 | 0.016858 | 0.042923 | 0 | 0 | 0 | 0 | 0 | 10.7
719_G_2 | S_SOU | Georgia | 13 | Muscogee | 215 | 719 | 2 | North Highlands | 0 | 1963 | 9999 | Hydro | [5 empty] | Non-Fossil | G | 2025 | Hydro |  | 0 | 0 | 0 | 0 | 0 | 0 | 0 | 0 | 0 | 0 | 0 | 0 | 0 | 0 | 0 | 0 | 4.6172 | 5.1817 | 6.3375 | 16.1364 | 0 | 0 | 0 | 0 | 0 | 0 | 0 | 0 | 0 | 0 | 0 | 0 | 0 | 0 | 0 | 0 | 0 | 0 | 0 | 0 | 0.15932 | 0.012282 | 0.013783 | 0.016858 | 0.042923 | 0 | 0 | 0 | 0 | 0 | 10.7
719_G_1 | S_SOU | Georgia | 13 | Muscogee | 215 | 719 | 1 | North Highlands | 0 | 1963 | 9999 | Hydro | [5 empty] | Non-Fossil | G | 2025 | Hydro |  | 0 | 0 | 0 | 0 | 0 | 0 | 0 | 0 | 0 | 0 | 0 | 0 | 0 | 0 | 0 | 0 | 4.6172 | 5.1817 | 6.3375 | 16.1364 | 0 | 0 | 0 | 0 | 0 | 0 | 0 | 0 | 0 | 0 | 0 | 0 | 0 | 0 | 0 | 0 | 0 | 0 | 0 | 0 | 0.15932 | 0.012282 | 0.013783 | 0.016858 | 0.042923 | 0 | 0 | 0 | 0 | 0 | 10.7
7189_G_1 | WEC_CALN | California | 6 | Shasta | 89 | 7189 | 1 | Whiskeytown | 0 | 1986 | 9999 | Hydro | [5 empty] | Non-Fossil | G | 2025 | Hydro |  | 0 | 0 | 0 | 0 | 0 | 0 | 0 | 0 | 0 | 0 | 0 | 0 | 0 | 0 | 0 | 0 | 0.92439 | 1.4975 | 2.9262 | 5.3482 | 0 | 0 | 0 | 0 | 0 | 0 | 0 | 0 | 0 | 0 | 0 | 0 | 0 | 0 | 0 | 0 | 0 | 0 | 0 | 0 | 0.029779 | 0.0024589 | 0.0039835 | 0.0077838 | 0.014226 | 0 | 0 | 0 | 0 | 0 | 2
718_G_2 | S_SOU | Georgia | 13 | Rabun | 241 | 718 | 2 | Nacoochee | 0 | 1926 | 9999 | Hydro | [5 empty] | Non-Fossil | G | 2025 | Hydro |  | 0 | 0 | 0 | 0 | 0 | 0 | 0 | 0 | 0 | 0 | 0 | 0 | 0 | 0 | 0 | 0 | 1.2945 | 1.4528 | 1.7769 | 4.5242 | 0 | 0 | 0 | 0 | 0 | 0 | 0 | 0 | 0 | 0 | 0 | 0 | 0 | 0 | 0 | 0 | 0 | 0 | 0 | 0 | 0.044668 | 0.0034435 | 0.0038645 | 0.0047265 | 0.012034 | 0 | 0 | 0 | 0 | 0 | 3
718_G_1 | S_SOU | Georgia | 13 | Rabun | 241 | 718 | 1 | Nacoochee | 0 | 1926 | 9999 | Hydro | [5 empty] | Non-Fossil | G | 2025 | Hydro |  | 0 | 0 | 0 | 0 | 0 | 0 | 0 | 0 | 0 | 0 | 0 | 0 | 0 | 0 | 0 | 0 | 1.2945 | 1.4528 | 1.7769 | 4.5242 | 0 | 0 | 0 | 0 | 0 | 0 | 0 | 0 | 0 | 0 | 0 | 0 | 0 | 0 | 0 | 0 | 0 | 0 | 0 | 0 | 0.044668 | 0.0034435 | 0.0038645 | 0.0047265 | 0.012034 | 0 | 0 | 0 | 0 | 0 | 3
7179_G_3 | WECC_AZ | Arizona | 4 | La Paz | 12 | 7179 | 3 | Headgate Rock | 0 | 1993 | 9999 | Hydro | [5 empty] | Non-Fossil | G | 2025 | Hydro |  | 0 | 0 | 0 | 0 | 0 | 0 | 0 | 0 | 0 | 0 | 0 | 0 | 0 | 0 | 0 | 0 | 3.8199 | 5.2212 | 7.3534 | 16.3945 | 0 | 0 | 0 | 0 | 0 | 0 | 0 | 0 | 0 | 0 | 0 | 0 | 0 | 0 | 0 | 0 | 0 | 0 | 0 | 0 | 0.096782 | 0.010161 | 0.013888 | 0.01956 | 0.043609 | 0 | 0 | 0 | 0 | 0 | 6.5
7179_G_2 | WECC_AZ | Arizona | 4 | La Paz | 12 | 7179 | 2 | Headgate Rock | 0 | 1993 | 9999 | Hydro | [5 empty] | Non-Fossil | G | 2025 | Hydro |  | 0 | 0 | 0 | 0 | 0 | 0 | 0 | 0 | 0 | 0 | 0 | 0 | 0 | 0 | 0 | 0 | 3.8199 | 5.2212 | 7.3534 | 16.3945 | 0 | 0 | 0 | 0 | 0 | 0 | 0 | 0 | 0 | 0 | 0 | 0 | 0 | 0 | 0 | 0 | 0 | 0 | 0 | 0 | 0.096782 | 0.010161 | 0.013888 | 0.01956 | 0.043609 | 0 | 0 | 0 | 0 | 0 | 6.5
7179_G_1 | WECC_AZ | Arizona | 4 | La Paz | 12 | 7179 | 1 | Headgate Rock | 0 | 1993 | 9999 | Hydro | [5 empty] | Non-Fossil | G | 2025 | Hydro |  | 0 | 0 | 0 | 0 | 0 | 0 | 0 | 0 | 0 | 0 | 0 | 0 | 0 | 0 | 0 | 0 | 3.8199 | 5.2212 | 7.3534 | 16.3945 | 0 | 0 | 0 | 0 | 0 | 0 | 0 | 0 | 0 | 0 | 0 | 0 | 0 | 0 | 0 | 0 | 0 | 0 | 0 | 0 | 0.096782 | 0.010161 | 0.013888 | 0.01956 | 0.043609 | 0 | 0 | 0 | 0 | 0 | 6.5
717_G_7 | S_SOU | Georgia | 13 | Fulton | 121 | 717 | 7 | Morgan Falls | 0 | 1903 | 9999 | Hydro | [5 empty] | Non-Fossil | G | 2025 | Hydro |  | 0 | 0 | 0 | 0 | 0 | 0 | 0 | 0 | 0 | 0 | 0 | 0 | 0 | 0 | 0 | 0 | 0.64727 | 0.72641 | 0.88844 | 2.2621 | 0 | 0 | 0 | 0 | 0 | 0 | 0 | 0 | 0 | 0 | 0 | 0 | 0 | 0 | 0 | 0 | 0 | 0 | 0 | 0 | 0.022334 | 0.0017217 | 0.0019322 | 0.0023632 | 0.0060172 | 0 | 0 | 0 | 0 | 0 | 1.5
717_G_6 | S_SOU | Georgia | 13 | Fulton | 121 | 717 | 6 | Morgan Falls | 0 | 1903 | 9999 | Hydro | [5 empty] | Non-Fossil | G | 2025 | Hydro |  | 0 | 0 | 0 | 0 | 0 | 0 | 0 | 0 | 0 | 0 | 0 | 0 | 0 | 0 | 0 | 0 | 0.64727 | 0.72641 | 0.88844 | 2.2621 | 0 | 0 | 0 | 0 | 0 | 0 | 0 | 0 | 0 | 0 | 0 | 0 | 0 | 0 | 0 | 0 | 0 | 0 | 0 | 0 | 0.022334 | 0.0017217 | 0.0019322 | 0.0023632 | 0.0060172 | 0 | 0 | 0 | 0 | 0 | 1.5
717_G_5 | S_SOU | Georgia | 13 | Fulton | 121 | 717 | 5 | Morgan Falls | 0 | 1903 | 9999 | Hydro | [5 empty] | Non-Fossil | G | 2025 | Hydro |  | 0 | 0 | 0 | 0 | 0 | 0 | 0 | 0 | 0 | 0 | 0 | 0 | 0 | 0 | 0 | 0 | 0.64727 | 0.72641 | 0.88844 | 2.2621 | 0 | 0 | 0 | 0 | 0 | 0 | 0 | 0 | 0 | 0 | 0 | 0 | 0 | 0 | 0 | 0 | 0 | 0 | 0 | 0 | 0.022334 | 0.0017217 | 0.0019322 | 0.0023632 | 0.0060172 | 0 | 0 | 0 | 0 | 0 | 1.5
717_G_4 | S_SOU | Georgia | 13 | Fulton | 121 | 717 | 4 | Morgan Falls | 0 | 1903 | 9999 | Hydro | [5 empty] | Non-Fossil | G | 2025 | Hydro |  | 0 | 0 | 0 | 0 | 0 | 0 | 0 | 0 | 0 | 0 | 0 | 0 | 0 | 0 | 0 | 0 | 0.64727 | 0.72641 | 0.88844 | 2.2621 | 0 | 0 | 0 | 0 | 0 | 0 | 0 | 0 | 0 | 0 | 0 | 0 | 0 | 0 | 0 | 0 | 0 | 0 | 0 | 0 | 0.022334 | 0.0017217 | 0.0019322 | 0.0023632 | 0.0060172 | 0 | 0 | 0 | 0 | 0 | 1.5
717_G_3 | S_SOU | Georgia | 13 | Fulton | 121 | 717 | 3 | Morgan Falls | 0 | 1903 | 9999 | Hydro | [5 empty] | Non-Fossil | G | 2025 | Hydro |  | 0 | 0 | 0 | 0 | 0 | 0 | 0 | 0 | 0 | 0 | 0 | 0 | 0 | 0 | 0 | 0 | 0.64727 | 0.72641 | 0.88844 | 2.2621 | 0 | 0 | 0 | 0 | 0 | 0 | 0 | 0 | 0 | 0 | 0 | 0 | 0 | 0 | 0 | 0 | 0 | 0 | 0 | 0 | 0.022334 | 0.0017217 | 0.0019322 | 0.0023632 | 0.0060172 | 0 | 0 | 0 | 0 | 0 | 1.5
717_G_2 | S_SOU | Georgia | 13 | Fulton | 121 | 717 | 2 | Morgan Falls | 0 | 1903 | 9999 | Hydro | [5 empty] | Non-Fossil | G | 2025 | Hydro |  | 0 | 0 | 0 | 0 | 0 | 0 | 0 | 0 | 0 | 0 | 0 | 0 | 0 | 0 | 0 | 0 | 0.64727 | 0.72641 | 0.88844 | 2.2621 | 0 | 0 | 0 | 0 | 0 | 0 | 0 | 0 | 0 | 0 | 0 | 0 | 0 | 0 | 0 | 0 | 0 | 0 | 0 | 0 | 0.022334 | 0.0017217 | 0.0019322 | 0.0023632 | 0.0060172 | 0 | 0 | 0 | 0 | 0 | 1.5
717_G_1 | S_SOU | Georgia | 13 | Fulton | 121 | 717 | 1 | Morgan Falls | 0 | 1903 | 9999 | Hydro | [5 empty] | Non-Fossil | G | 2025 | Hydro |  | 0 | 0 | 0 | 0 | 0 | 0 | 0 | 0 | 0 | 0 | 0 | 0 | 0 | 0 | 0 | 0 | 0.64727 | 0.72641 | 0.88844 | 2.2621 | 0 | 0 | 0 | 0 | 0 | 0 | 0 | 0 | 0 | 0 | 0 | 0 | 0 | 0 | 0 | 0 | 0 | 0 | 0 | 0 | 0.022334 | 0.0017217 | 0.0019322 | 0.0023632 | 0.0060172 | 0 | 0 | 0 | 0 | 0 | 1.5
7166_G_2 | MIS_AR | Arkansas | 5 | Pulaski | 119 | 7166 | 2 | Murray | 0 | 1988 | 9999 | Hydro | [5 empty] | Non-Fossil | G | 2025 | Hydro |  | 0 | 0 | 0 | 0 | 0 | 0 | 0 | 0 | 0 | 0 | 0 | 0 | 0 | 0 | 0 | 0 | 20.3546 | 24.5636 | 35.4688 | 80.387 | 0 | 0 | 0 | 0 | 0 | 0 | 0 | 0 | 0 | 0 | 0 | 0 | 0 | 0 | 0 | 0 | 0 | 0 | 0 | 0 | 0.31566 | 0.054143 | 0.065339 | 0.094347 | 0.21383 | 0 | 0 | 0 | 0 | 0 | 21.2
7166_G_1 | MIS_AR | Arkansas | 5 | Pulaski | 119 | 7166 | 1 | Murray | 0 | 1988 | 9999 | Hydro | [5 empty] | Non-Fossil | G | 2025 | Hydro |  | 0 | 0 | 0 | 0 | 0 | 0 | 0 | 0 | 0 | 0 | 0 | 0 | 0 | 0 | 0 | 0 | 20.3546 | 24.5636 | 35.4688 | 80.387 | 0 | 0 | 0 | 0 | 0 | 0 | 0 | 0 | 0 | 0 | 0 | 0 | 0 | 0 | 0 | 0 | 0 | 0 | 0 | 0 | 0.31566 | 0.054143 | 0.065339 | 0.094347 | 0.21383 | 0 | 0 | 0 | 0 | 0 | 21.2
7164_G_PS1 | WECC_AZ | Arizona | 4 | Maricopa | 13 | 7164 | PS1 | Waddell | 0 | 1993 | 9999 | Pumped Storage | [5 empty] | Non-Fossil | G | 2025 | Pumps |  | 0 | 0 | 0 | 0 | 0 | 0 | 0 | 0 | 0 | 0 | 0 | 0 | 0 | 0 | 0 | 0 | 2.0901 | 2.7419 | 6.8373 | 11.6693 | 0 | 0 | 0 | 0 | 0 | 0 | 0 | 0 | 0 | 0 | 0 | 0 | 0 | 0 | 0 | 0 | 0 | 0 | 0 | 0 | 0.17271 | 0.021261 | 0.027891 | 0.06955 | 0.1187 | 0 | 0 | 0 | 0 | 0 | 10
7164_G_PG7 | WECC_AZ | Arizona | 4 | Maricopa | 13 | 7164 | PG7 | Waddell | 0 | 1993 | 9999 | Pumped Storage | [5 empty] | Non-Fossil | G | 2025 | Pumps |  | 0 | 0 | 0 | 0 | 0 | 0 | 0 | 0 | 0 | 0 | 0 | 0 | 0 | 0 | 0 | 0 | 2.0901 | 2.7419 | 6.8373 | 11.6693 | 0 | 0 | 0 | 0 | 0 | 0 | 0 | 0 | 0 | 0 | 0 | 0 | 0 | 0 | 0 | 0 | 0 | 0 | 0 | 0 | 0.17271 | 0.021261 | 0.027891 | 0.06955 | 0.1187 | 0 | 0 | 0 | 0 | 0 | 10
7164_G_PG6 | WECC_AZ | Arizona | 4 | Maricopa | 13 | 7164 | PG6 | Waddell | 0 | 1993 | 9999 | Pumped Storage | [5 empty] | Non-Fossil | G | 2025 | Pumps |  | 0 | 0 | 0 | 0 | 0 | 0 | 0 | 0 | 0 | 0 | 0 | 0 | 0 | 0 | 0 | 0 | 2.0901 | 2.7419 | 6.8373 | 11.6693 | 0 | 0 | 0 | 0 | 0 | 0 | 0 | 0 | 0 | 0 | 0 | 0 | 0 | 0 | 0 | 0 | 0 | 0 | 0 | 0 | 0.17271 | 0.021261 | 0.027891 | 0.06955 | 0.1187 | 0 | 0 | 0 | 0 | 0 | 10
7164_G_PG3 | WECC_AZ | Arizona | 4 | Maricopa | 13 | 7164 | PG3 | Waddell | 0 | 1993 | 9999 | Pumped Storage | [5 empty] | Non-Fossil | G | 2025 | Pumps |  | 0 | 0 | 0 | 0 | 0 | 0 | 0 | 0 | 0 | 0 | 0 | 0 | 0 | 0 | 0 | 0 | 2.0901 | 2.7419 | 6.8373 | 11.6693 | 0 | 0 | 0 | 0 | 0 | 0 | 0 | 0 | 0 | 0 | 0 | 0 | 0 | 0 | 0 | 0 | 0 | 0 | 0 | 0 | 0.17271 | 0.021261 | 0.027891 | 0.06955 | 0.1187 | 0 | 0 | 0 | 0 | 0 | 10
7159_G_4 | MIS_WUMS | Wisconsin | 55 | Jefferson | 55 | 7159 | 4 | Concord | 14402 | 1994 | 9999 | Combustion Turbine |  |  |  | H2O |  | Fossil | G | 2025 | Oil |  | 0 | 0 | 0 | 0 | 0 | 0 | 0 | 0 | 0 | 0 | 0 | 0 | 0 | 0 | 0 | 0 | 0 | 0 | 0 | 0 | 0 | 0 | 0 | 0 | 0 | 0 | 0 | 0 | 0 | 0 | 0 | 0 | 0 | 0 | 0 | 0 | 0 | 0 | 0 | 0 | 1.6456 | 0 | 0 | 0 | 0 | 0 | 0 | 0 | 0 | 0 | 88
7159_G_3 | MIS_WUMS | Wisconsin | 55 | Jefferson | 55 | 7159 | 3 | Concord | 14400 | 1994 | 9999 | Combustion Turbine |  |  |  | H2O |  | Fossil | G | 2025 | Oil |  | 0 | 0 | 0 | 0 | 0 | 0 | 0 | 0 | 0 | 0 | 0 | 0 | 0 | 0 | 0 | 0 | 0 | 0 | 0 | 0 | 0 | 0 | 0 | 0 | 0 | 0 | 0 | 0 | 0 | 0 | 0 | 0 | 0 | 0 | 0 | 0 | 0 | 0 | 0 | 0 | 1.6456 | 0 | 0 | 0 | 0 | 0 | 0 | 0 | 0 | 0 | 88
7159_G_2 | MIS_WUMS | Wisconsin | 55 | Jefferson | 55 | 7159 | 2 | Concord | 14401 | 1993 | 9999 | Combustion Turbine |  |  |  | H2O |  | Fossil | G | 2025 | Oil |  | 0 | 0 | 0 | 0 | 0 | 0 | 0 | 0 | 0 | 0 | 0 | 0 | 0 | 0 | 0 | 0 | 0 | 0 | 0 | 0 | 0 | 0 | 0 | 0 | 0 | 0 | 0 | 0 | 0 | 0 | 0 | 0 | 0 | 0 | 0 | 0 | 0 | 0 | 0 | 0 | 1.6456 | 0 | 0 | 0 | 0 | 0 | 0 | 0 | 0 | 0 | 88
7159_G_1 | MIS_WUMS | Wisconsin | 55 | Jefferson | 55 | 7159 | 1 | Concord | 14402 | 1993 | 9999 | Combustion Turbine |  |  |  | H2O |  | Fossil | G | 2025 | Oil |  | 0 | 0 | 0 | 0 | 0 | 0 | 0 | 0 | 0 | 0 | 0 | 0 | 0 | 0 | 0 | 0 | 0 | 0 | 0 | 0 | 0 | 0 | 0 | 0 | 0 | 0 | 0 | 0 | 0 | 0 | 0 | 0 | 0 | 0 | 0 | 0 | 0 | 0 | 0 | 0 | 1.6456 | 0 | 0 | 0 | 0 | 0 | 0 | 0 | 0 | 0 | 88
7158_G_GT6 | PJM_West | Ohio | 39 | Butler | 17 | 7158 | GT6 | Woodsdale | 23599 | 1992 | 9999 | Combustion Turbine |  |  |  | H2O |  | Fossil | G | 2025 | NaturalGas |  | 0 | 0 | 0 | 0 | 0 | 0 | 0 | 0 | 0 | 0 | 0 | 0 | 0 | 0 | 0 | 0 | 0 | 0 | 0 | 0 | 0 | 0 | 0 | 0 | 0 | 0 | 0 | 0 | 0 | 0 | 0 | 0 | 0 | 0 | 0 | 0 | 0 | 0 | 0 | 0 | 1.496 | 0 | 0 | 0 | 0 | 0 | 0 | 0 | 0 | 0 | 80
7158_G_GT5 | PJM_West | Ohio | 39 | Butler | 17 | 7158 | GT5 | Woodsdale | 23599 | 1992 | 9999 | Combustion Turbine |  |  |  | H2O |  | Fossil | G | 2025 | NaturalGas |  | 0 | 0 | 0 | 0 | 0 | 0 | 0 | 0 | 0 | 0 | 0 | 0 | 0 | 0 | 0 | 0 | 0 | 0 | 0 | 0 | 0 | 0 | 0 | 0 | 0 | 0 | 0 | 0 | 0 | 0 | 0 | 0 | 0 | 0 | 0 | 0 | 0 | 0 | 0 | 0 | 1.496 | 0 | 0 | 0 | 0 | 0 | 0 | 0 | 0 | 0 | 80
7158_G_GT4 | PJM_West | Ohio | 39 | Butler | 17 | 7158 | GT4 | Woodsdale | 23599 | 1992 | 9999 | Combustion Turbine |  |  |  | H2O |  | Fossil | G | 2025 | NaturalGas |  | 0 | 0 | 0 | 0 | 0 | 0 | 0 | 0 | 0 | 0 | 0 | 0 | 0 | 0 | 0 | 0 | 0 | 0 | 0 | 0 | 0 | 0 | 0 | 0 | 0 | 0 | 0 | 0 | 0 | 0 | 0 | 0 | 0 | 0 | 0 | 0 | 0 | 0 | 0 | 0 | 1.4586 | 0 | 0 | 0 | 0 | 0 | 0 | 0 | 0 | 0 | 78
7158_G_GT3 | PJM_West | Ohio | 39 | Butler | 17 | 7158 | GT3 | Woodsdale | 23599 | 1992 | 9999 | Combustion Turbine |  |  |  | H2O |  | Fossil | G | 2025 | NaturalGas |  | 0 | 0 | 0 | 0 | 0 | 0 | 0 | 0 | 0 | 0 | 0 | 0 | 0 | 0 | 0 | 0 | 0 | 0 | 0 | 0 | 0 | 0 | 0 | 0 | 0 | 0 | 0 | 0 | 0 | 0 | 0 | 0 | 0 | 0 | 0 | 0 | 0 | 0 | 0 | 0 | 1.496 | 0 | 0 | 0 | 0 | 0 | 0 | 0 | 0 | 0 | 80
7158_G_GT2 | PJM_West | Ohio | 39 | Butler | 17 | 7158 | GT2 | Woodsdale | 23599 | 1992 | 9999 | Combustion Turbine |  |  |  | H2O |  | Fossil | G | 2025 | NaturalGas |  | 0 | 0 | 0 | 0 | 0 | 0 | 0 | 0 | 0 | 0 | 0 | 0 | 0 | 0 | 0 | 0 | 0 | 0 | 0 | 0 | 0 | 0 | 0 | 0 | 0 | 0 | 0 | 0 | 0 | 0 | 0 | 0 | 0 | 0 | 0 | 0 | 0 | 0 | 0 | 0 | 1.496 | 0 | 0 | 0 | 0 | 0 | 0 | 0 | 0 | 0 | 80
7158_G_GT1 | PJM_West | Ohio | 39 | Butler | 17 | 7158 | GT1 | Woodsdale | 23597 | 1993 | 9999 | Combustion Turbine |  |  |  | H2O |  | Fossil | G | 2025 | NaturalGas |  | 0 | 0 | 0 | 0 | 0 | 0 | 0 | 0 | 0 | 0 | 0 | 0 | 0 | 0 | 0 | 0 | 0 | 0 | 0 | 0 | 0 | 0 | 0 | 0 | 0 | 0 | 0 | 0 | 0 | 0 | 0 | 0 | 0 | 0 | 0 | 0 | 0 | 0 | 0 | 0 | 1.4586 | 0 | 0 | 0 | 0 | 0 | 0 | 0 | 0 | 0 | 78
7155_G_2 | MIS_IA | Iowa | 19 | Cerro Gordo | 33 | 7155 | 2 | Lime Creek | 19295 | 1991 | 9999 | Combustion Turbine |  |  |  | H2O |  | Fossil | G | 2025 | Oil |  | 0 | 0 | 0 | 0 | 0 | 0 | 0 | 0 | 0 | 0 | 0 | 0 | 0 | 0 | 0 | 0 | 0 | 0 | 0 | 0 | 0 | 0 | 0 | 0 | 0 | 0 | 0 | 0 | 0 | 0 | 0 | 0 | 0 | 0 | 0 | 0 | 0 | 0 | 0 | 0 | 0.66011 | 0 | 0 | 0 | 0 | 0 | 0 | 0 | 0 | 0 | 35.3
7155_G_1 | MIS_IA | Iowa | 19 | Cerro Gordo | 33 | 7155 | 1 | Lime Creek | 19322 | 1991 | 9999 | Combustion Turbine |  |  |  | H2O |  | Fossil | G | 2025 | Oil |  | 0 | 0 | 0 | 0 | 0 | 0 | 0 | 0 | 0 | 0 | 0 | 0 | 0 | 0 | 0 | 0 | 0 | 0 | 0 | 0 | 0 | 0 | 0 | 0 | 0 | 0 | 0 | 0 | 0 | 0 | 0 | 0 | 0 | 0 | 0 | 0 | 0 | 0 | 0 | 0 | 0.6545 | 0 | 0 | 0 | 0 | 0 | 0 | 0 | 0 | 0 | 35
7153_G_HR8 | PJM_EMAC | Delaware | 10 | New Castle | 3 | 7153 | HR8 | Hay Road | 8132 | 2002 | 9999 | Combined Cycle |  |  | SCR | H2O + OFA |  | Fossil | G | 2025 | NaturalGas |  | 0.29513 | 0.13707 | 1.0058 | 1.438 | 0 | 0 | 0 | 0 | 0 | 0 | 0 | 0 | 0 | 0 | 0 | 0 | 36.2919 | 16.8553 | 123.6825 | 176.8297 | 17.2767 | 8.0239 | 58.8787 | 84.1793 | 2.0668e-08 | 9.5988e-09 | 7.0418e-08 | 1.0068e-07 | 0.0020246 | 0.00094028 | 0.0068997 | 0.0098645 | 0 | 0 | 0 | 0 | 0 | 0 | 0 | 0 | 5.7118 | 0.13993 | 0.065547 | 0.42135 | 0.62683 | 1.2002 | 0.41899 | 3.4366 | 5.0558 | 0 | 187 | SCR
7153_G_HR7 | PJM_EMAC | Delaware | 10 | New Castle | 3 | 7153 | HR7 | Hay Road | 8132 | 2001 | 9999 | Combined Cycle |  |  | SCR | H2O + OFA |  | Fossil | G | 2025 | NaturalGas |  | 0.20201 | 0.093821 | 0.68845 | 0.98429 | 0 | 0 | 0 | 0 | 0 | 0 | 0 | 0 | 0 | 0 | 0 | 0 | 24.8415 | 11.5373 | 84.6597 | 121.0385 | 11.8257 | 5.4923 | 40.302 | 57.62 | 1.4147e-08 | 6.5703e-09 | 4.8201e-08 | 6.8918e-08 | 0.0013858 | 0.00064361 | 0.0047228 | 0.0067522 | 0 | 0 | 0 | 0 | 0 | 0 | 0 | 0 | 3.9097 | 0.095779 | 0.044866 | 0.28841 | 0.42906 | 0.82155 | 0.2868 | 2.3523 | 3.4607 | 0 | 128 | SCR
7153_G_HR6 | PJM_EMAC | Delaware | 10 | New Castle | 3 | 7153 | HR6 | Hay Road | 8132 | 2001 | 9999 | Combined Cycle |  |  | SCR | H2O + OFA |  | Fossil | G | 2025 | NaturalGas |  | 0.20201 | 0.093821 | 0.68845 | 0.98429 | 0 | 0 | 0 | 0 | 0 | 0 | 0 | 0 | 0 | 0 | 0 | 0 | 24.8415 | 11.5373 | 84.6597 | 121.0385 | 11.8257 | 5.4923 | 40.302 | 57.62 | 1.4147e-08 | 6.5703e-09 | 4.8201e-08 | 6.8918e-08 | 0.0013858 | 0.00064361 | 0.0047228 | 0.0067522 | 0 | 0 | 0 | 0 | 0 | 0 | 0 | 0 | 3.9097 | 0.095779 | 0.044866 | 0.28841 | 0.42906 | 0.82155 | 0.2868 | 2.3523 | 3.4607 | 0 | 128 | SCR
7153_G_HR5 | PJM_EMAC | Delaware | 10 | New Castle | 3 | 7153 | HR5 | Hay Road | 8132 | 2001 | 9999 | Combined Cycle |  |  | SCR | H2O + OFA |  | Fossil | G | 2025 | NaturalGas |  | 0.20201 | 0.093821 | 0.68845 | 0.98429 | 0 | 0 | 0 | 0 | 0 | 0 | 0 | 0 | 0 | 0 | 0 | 0 | 24.8415 | 11.5373 | 84.6597 | 121.0385 | 11.8257 | 5.4923 | 40.302 | 57.62 | 1.4147e-08 | 6.5703e-09 | 4.8201e-08 | 6.8918e-08 | 0.0013858 | 0.00064361 | 0.0047228 | 0.0067522 | 0 | 0 | 0 | 0 | 0 | 0 | 0 | 0 | 3.9097 | 0.095779 | 0.044866 | 0.28841 | 0.42906 | 0.82155 | 0.2868 | 2.3523 | 3.4607 | 0 | 128 | SCR
7153_G_HR4 | PJM_EMAC | Delaware | 10 | New Castle | 3 | 7153 | HR4 | Hay Road | 8132 | 1993 | 9999 | Combined Cycle |  |  |  | H2O + OFA |  | Fossil | G | 2025 | NaturalGas |  | 0.33778 | 0.13707 | 2.0642 | 2.539 | 0 | 0 | 0 | 0 | 0 | 0 | 0 | 0 | 0 | 0 | 0 | 0 | 41.5369 | 16.8553 | 253.8343 | 312.2265 | 19.7735 | 8.0239 | 120.8371 | 148.6346 | 2.3635e-08 | 9.5907e-09 | 1.4449e-07 | 1.7771e-07 | 0.0095135 | 0.0038605 | 0.058138 | 0.071512 | 0 | 0 | 0 | 0 | 0 | 0 | 0 | 0 | 5.4592 | 0.14813 | 0.06318 | 0.75986 | 0.97117 | 1.3737 | 0.41899 | 7.053 | 8.8456 | 0 | 187
7153_G_HR3 | PJM_EMAC | Delaware | 10 | New Castle | 3 | 7153 | HR3 | Hay Road | 8132 | 1991 | 9999 | Combined Cycle |  |  |  | H2O + OFA |  | Fossil | G | 2025 | NaturalGas |  | 0.22759 | 0.092355 | 1.3908 | 1.7108 | 0 | 0 | 0 | 0 | 0 | 0 | 0 | 0 | 0 | 0 | 0 | 0 | 27.9875 | 11.357 | 171.0327 | 210.3772 | 13.3234 | 5.4065 | 81.4197 | 100.1495 | 1.5925e-08 | 6.4622e-09 | 9.7355e-08 | 1.1974e-07 | 0.0064102 | 0.0026012 | 0.039173 | 0.048184 | 0 | 0 | 0 | 0 | 0 | 0 | 0 | 0 | 3.6784 | 0.099809 | 0.04257 | 0.51199 | 0.65437 | 0.92559 | 0.28231 | 4.7523 | 5.9602 | 0 | 126
7153_G_HR2 | PJM_EMAC | Delaware | 10 | New Castle | 3 | 7153 | HR2 | Hay Road | 8132 | 1989 | 9999 | Combined Cycle |  |  |  | H2O + OFA |  | Fossil | G | 2025 | NaturalGas |  | 0.22759 | 0.092355 | 1.3908 | 1.7108 | 0 | 0 | 0 | 0 | 0 | 0 | 0 | 0 | 0 | 0 | 0 | 0 | 27.9875 | 11.357 | 171.0327 | 210.3772 | 13.3234 | 5.4065 | 81.4197 | 100.1495 | 1.5925e-08 | 6.4622e-09 | 9.7355e-08 | 1.1974e-07 | 0.0064102 | 0.0026012 | 0.039173 | 0.048184 | 0 | 0 | 0 | 0 | 0 | 0 | 0 | 0 | 3.6784 | 0.099809 | 0.04257 | 0.51199 | 0.65437 | 0.92559 | 0.28231 | 4.7523 | 5.9602 | 0 | 126
7153_G_HR1 | PJM_EMAC | Delaware | 10 | New Castle | 3 | 7153 | HR1 | Hay Road | 8132 | 1989 | 9999 | Combined Cycle |  |  |  | H2O + OFA |  | Fossil | G | 2025 | NaturalGas |  | 0.22759 | 0.092355 | 1.3908 | 1.7108 | 0 | 0 | 0 | 0 | 0 | 0 | 0 | 0 | 0 | 0 | 0 | 0 | 27.9875 | 11.357 | 171.0327 | 210.3772 | 13.3234 | 5.4065 | 81.4197 | 100.1495 | 1.5925e-08 | 6.4622e-09 | 9.7355e-08 | 1.1974e-07 | 0.0064102 | 0.0026012 | 0.039173 | 0.048184 | 0 | 0 | 0 | 0 | 0 | 0 | 0 | 0 | 3.6784 | 0.099809 | 0.04257 | 0.51199 | 0.65437 | 0.92559 | 0.28231 | 4.7523 | 5.9602 | 0 | 126
7151_G_2 | WEC_CALN | California | 6 | Glenn | 21 | 7151 | 2 | Stony Gorge | 0 | 1986 | 9999 | Hydro | [5 empty] | Non-Fossil | G | 2025 | Hydro |  | 0 | 0 | 0 | 0 | 0 | 0 | 0 | 0 | 0 | 0 | 0 | 0 | 0 | 0 | 0 | 0 | 1.1555 | 1.8719 | 3.6578 | 6.6852 | 0 | 0 | 0 | 0 | 0 | 0 | 0 | 0 | 0 | 0 | 0 | 0 | 0 | 0 | 0 | 0 | 0 | 0 | 0 | 0 | 0.037224 | 0.0030736 | 0.0049793 | 0.0097297 | 0.017783 | 0 | 0 | 0 | 0 | 0 | 2.5
7151_G_1 | WEC_CALN | California | 6 | Glenn | 21 | 7151 | 1 | Stony Gorge | 0 | 1986 | 9999 | Hydro | [5 empty] | Non-Fossil | G | 2025 | Hydro |  | 0 | 0 | 0 | 0 | 0 | 0 | 0 | 0 | 0 | 0 | 0 | 0 | 0 | 0 | 0 | 0 | 1.1555 | 1.8719 | 3.6578 | 6.6852 | 0 | 0 | 0 | 0 | 0 | 0 | 0 | 0 | 0 | 0 | 0 | 0 | 0 | 0 | 0 | 0 | 0 | 0 | 0 | 0 | 0.037224 | 0.0030736 | 0.0049793 | 0.0097297 | 0.017783 | 0 | 0 | 0 | 0 | 0 | 2.5
715_G_IC1 | S_SOU | Georgia | 13 | Glynn | 127 | 715 | IC1 | McManus | 10745 | 1964 | 9999 | Combustion Turbine | [5 empty] | Fossil | G | 2025 | Oil |  | 0 | 0 | 0 | 0 | 0 | 0 | 0 | 0 | 0 | 0 | 0 | 0 | 0 | 0 | 0 | 0 | 0 | 0 | 0 | 0 | 0 | 0 | 0 | 0 | 0 | 0 | 0 | 0 | 0 | 0 | 0 | 0 | 0 | 0 | 0 | 0 | 0 | 0 | 0 | 0 | 1.87e-05 | 0 | 0 | 0 | 0 | 0 | 0 | 0 | 0 | 0 | 0.001
715_G_4F | S_SOU | Georgia | 13 | Glynn | 127 | 715 | 4F | McManus | 25000 | 1972 | 9999 | Combustion Turbine | [5 empty] | Fossil | G | 2025 | Oil |  | 0 | 0 | 0 | 0 | 0 | 0 | 0 | 0 | 0 | 0 | 0 | 0 | 0 | 0 | 0 | 0 | 0 | 0 | 0 | 0 | 0 | 0 | 0 | 0 | 0 | 0 | 0 | 0 | 0 | 0 | 0 | 0 | 0 | 0 | 0 | 0 | 0 | 0 | 0 | 0 | 0.8602 | 0 | 0 | 0 | 0 | 0 | 0 | 0 | 0 | 0 | 46
715_G_4E | S_SOU | Georgia | 13 | Glynn | 127 | 715 | 4E | McManus | 25000 | 1972 | 9999 | Combustion Turbine | [5 empty] | Fossil | G | 2025 | Oil |  | 0 | 0 | 0 | 0 | 0 | 0 | 0 | 0 | 0 | 0 | 0 | 0 | 0 | 0 | 0 | 0 | 0 | 0 | 0 | 0 | 0 | 0 | 0 | 0 | 0 | 0 | 0 | 0 | 0 | 0 | 0 | 0 | 0 | 0 | 0 | 0 | 0 | 0 | 0 | 0 | 0.8602 | 0 | 0 | 0 | 0 | 0 | 0 | 0 | 0 | 0 | 46
715_G_4D | S_SOU | Georgia | 13 | Glynn | 127 | 715 | 4D | McManus | 25000 | 1972 | 9999 | Combustion Turbine | [5 empty] | Fossil | G | 2025 | Oil |  | 0 | 0 | 0 | 0 | 0 | 0 | 0 | 0 | 0 | 0 | 0 | 0 | 0 | 0 | 0 | 0 | 0 | 0 | 0 | 0 | 0 | 0 | 0 | 0 | 0 | 0 | 0 | 0 | 0 | 0 | 0 | 0 | 0 | 0 | 0 | 0 | 0 | 0 | 0 | 0 | 0.8602 | 0 | 0 | 0 | 0 | 0 | 0 | 0 | 0 | 0 | 46
715_G_4C | S_SOU | Georgia | 13 | Glynn | 127 | 715 | 4C | McManus | 25000 | 1972 | 9999 | Combustion Turbine | [5 empty] | Fossil | G | 2025 | Oil |  | 0 | 0 | 0 | 0 | 0 | 0 | 0 | 0 | 0 | 0 | 0 | 0 | 0 | 0 | 0 | 0 | 0 | 0 | 0 | 0 | 0 | 0 | 0 | 0 | 0 | 0 | 0 | 0 | 0 | 0 | 0 | 0 | 0 | 0 | 0 | 0 | 0 | 0 | 0 | 0 | 0.8602 | 0 | 0 | 0 | 0 | 0 | 0 | 0 | 0 | 0 | 46
715_G_4B | S_SOU | Georgia | 13 | Glynn | 127 | 715 | 4B | McManus | 25000 | 1972 | 9999 | Combustion Turbine | [5 empty] | Fossil | G | 2025 | Oil |  | 0 | 0 | 0 | 0 | 0 | 0 | 0 | 0 | 0 | 0 | 0 | 0 | 0 | 0 | 0 | 0 | 0 | 0 | 0 | 0 | 0 | 0 | 0 | 0 | 0 | 0 | 0 | 0 | 0 | 0 | 0 | 0 | 0 | 0 | 0 | 0 | 0 | 0 | 0 | 0 | 0.8602 | 0 | 0 | 0 | 0 | 0 | 0 | 0 | 0 | 0 | 46
715_G_4A | S_SOU | Georgia | 13 | Glynn | 127 | 715 | 4A | McManus | 25000 | 1972 | 9999 | Combustion Turbine | [5 empty] | Fossil | G | 2025 | Oil |  | 0 | 0 | 0 | 0 | 0 | 0 | 0 | 0 | 0 | 0 | 0 | 0 | 0 | 0 | 0 | 0 | 0 | 0 | 0 | 0 | 0 | 0 | 0 | 0 | 0 | 0 | 0 | 0 | 0 | 0 | 0 | 0 | 0 | 0 | 0 | 0 | 0 | 0 | 0 | 0 | 0.8602 | 0 | 0 | 0 | 0 | 0 | 0 | 0 | 0 | 0 | 46
715_G_3C | S_SOU | Georgia | 13 | Glynn | 127 | 715 | 3C | McManus | 25000 | 1972 | 9999 | Combustion Turbine | [5 empty] | Fossil | G | 2025 | Oil |  | 0 | 0 | 0 | 0 | 0 | 0 | 0 | 0 | 0 | 0 | 0 | 0 | 0 | 0 | 0 | 0 | 0 | 0 | 0 | 0 | 0 | 0 | 0 | 0 | 0 | 0 | 0 | 0 | 0 | 0 | 0 | 0 | 0 | 0 | 0 | 0 | 0 | 0 | 0 | 0 | 0.8602 | 0 | 0 | 0 | 0 | 0 | 0 | 0 | 0 | 0 | 46
715_G_3B | S_SOU | Georgia | 13 | Glynn | 127 | 715 | 3B | McManus | 25000 | 1972 | 9999 | Combustion Turbine | [5 empty] | Fossil | G | 2025 | Oil |  | 0 | 0 | 0 | 0 | 0 | 0 | 0 | 0 | 0 | 0 | 0 | 0 | 0 | 0 | 0 | 0 | 0 | 0 | 0 | 0 | 0 | 0 | 0 | 0 | 0 | 0 | 0 | 0 | 0 | 0 | 0 | 0 | 0 | 0 | 0 | 0 | 0 | 0 | 0 | 0 | 0.8602 | 0 | 0 | 0 | 0 | 0 | 0 | 0 | 0 | 0 | 46
715_G_3A | S_SOU | Georgia | 13 | Glynn | 127 | 715 | 3A | McManus | 25000 | 1972 | 9999 | Combustion Turbine | [5 empty] | Fossil | G | 2025 | Oil |  | 0 | 0 | 0 | 0 | 0 | 0 | 0 | 0 | 0 | 0 | 0 | 0 | 0 | 0 | 0 | 0 | 0 | 0 | 0 | 0 | 0 | 0 | 0 | 0 | 0 | 0 | 0 | 0 | 0 | 0 | 0 | 0 | 0 | 0 | 0 | 0 | 0 | 0 | 0 | 0 | 0.8602 | 0 | 0 | 0 | 0 | 0 | 0 | 0 | 0 | 0 | 46
7147_G_5 | WECC_SCE | California | 6 | San Bernardino | 71 | 7147 | 5 | Mill Creek 3 | 0 | 1904 | 9999 | Hydro | [5 empty] | Non-Fossil | G | 2025 | Hydro |  | 0 | 0 | 0 | 0 | 0 | 0 | 0 | 0 | 0 | 0 | 0 | 0 | 0 | 0 | 0 | 0 | 0.41437 | 0.73052 | 1.6711 | 2.816 | 0 | 0 | 0 | 0 | 0 | 0 | 0 | 0 | 0 | 0 | 0 | 0 | 0 | 0 | 0 | 0 | 0 | 0 | 0 | 0 | 0.014889 | 0.0011022 | 0.0019432 | 0.0044451 | 0.0074905 | 0 | 0 | 0 | 0 | 0 | 1
7147_G_4 | WECC_SCE | California | 6 | San Bernardino | 71 | 7147 | 4 | Mill Creek 3 | 0 | 1904 | 9999 | Hydro | [5 empty] | Non-Fossil | G | 2025 | Hydro |  | 0 | 0 | 0 | 0 | 0 | 0 | 0 | 0 | 0 | 0 | 0 | 0 | 0 | 0 | 0 | 0 | 0.41437 | 0.73052 | 1.6711 | 2.816 | 0 | 0 | 0 | 0 | 0 | 0 | 0 | 0 | 0 | 0 | 0 | 0 | 0 | 0 | 0 | 0 | 0 | 0 | 0 | 0 | 0.014889 | 0.0011022 | 0.0019432 | 0.0044451 | 0.0074905 | 0 | 0 | 0 | 0 | 0 | 1
7147_G_3 | WECC_SCE | California | 6 | San Bernardino | 71 | 7147 | 3 | Mill Creek 3 | 0 | 1903 | 9999 | Hydro | [5 empty] | Non-Fossil | G | 2025 | Hydro |  | 0 | 0 | 0 | 0 | 0 | 0 | 0 | 0 | 0 | 0 | 0 | 0 | 0 | 0 | 0 | 0 | 0.41437 | 0.73052 | 1.6711 | 2.816 | 0 | 0 | 0 | 0 | 0 | 0 | 0 | 0 | 0 | 0 | 0 | 0 | 0 | 0 | 0 | 0 | 0 | 0 | 0 | 0 | 0.014889 | 0.0011022 | 0.0019432 | 0.0044451 | 0.0074905 | 0 | 0 | 0 | 0 | 0 | 1
7146_G_1 | NY_Z_K | New York | 36 | Suffolk | 103 | 7146 | 1 | Wading River | 12884 | 1989 | 9999 | Combustion Turbine |  |  |  | H2O |  | Fossil | G | 2025 | Oil |  | 0 | 0 | 0 | 0 | 0 | 0 | 0 | 0 | 0 | 0 | 0 | 0 | 0 | 0 | 0 | 0 | 0 | 0 | 0 | 0 | 0 | 0 | 0 | 0 | 0 | 0 | 0 | 0 | 0 | 0 | 0 | 0 | 0 | 0 | 0 | 0 | 0 | 0 | 0 | 0 | 1.5334 | 0 | 0 | 0 | 0 | 0 | 0 | 0 | 0 | 0 | 82
7146_G_03 | NY_Z_K | New York | 36 | Suffolk | 103 | 7146 | 03 | Wading River | 12885 | 1989 | 9999 | Combustion Turbine |  |  |  | H2O |  | Fossil | G | 2025 | Oil |  | 0 | 0 | 0 | 0 | 0 | 0 | 0 | 0 | 0 | 0 | 0 | 0 | 0 | 0 | 0 | 0 | 0 | 0 | 0 | 0 | 0 | 0 | 0 | 0 | 0 | 0 | 0 | 0 | 0 | 0 | 0 | 0 | 0 | 0 | 0 | 0 | 0 | 0 | 0 | 0 | 1.5278 | 0 | 0 | 0 | 0 | 0 | 0 | 0 | 0 | 0 | 81.7
7146_G_02 | NY_Z_K | New York | 36 | Suffolk | 103 | 7146 | 02 | Wading River | 12882 | 1989 | 9999 | Combustion Turbine |  |  |  | H2O |  | Fossil | G | 2025 | Oil |  | 0 | 0 | 0 | 0 | 0 | 0 | 0 | 0 | 0 | 0 | 0 | 0 | 0 | 0 | 0 | 0 | 0 | 0 | 0 | 0 | 0 | 0 | 0 | 0 | 0 | 0 | 0 | 0 | 0 | 0 | 0 | 0 | 0 | 0 | 0 | 0 | 0 | 0 | 0 | 0 | 1.438 | 0 | 0 | 0 | 0 | 0 | 0 | 0 | 0 | 0 | 76.9
7145_G_3 | MIS_MIDA | Iowa | 19 | Polk | 153 | 7145 | 3 | Pleasant Hill | 15095 | 1994 | 9999 | Combustion Turbine |  |  |  | H2O |  | Fossil | G | 2025 | Oil |  | 0 | 0 | 0 | 0 | 0 | 0 | 0 | 0 | 0 | 0 | 0 | 0 | 0 | 0 | 0 | 0 | 0 | 0 | 0 | 0 | 0 | 0 | 0 | 0 | 0 | 0 | 0 | 0 | 0 | 0 | 0 | 0 | 0 | 0 | 0 | 0 | 0 | 0 | 0 | 0 | 1.5745 | 0 | 0 | 0 | 0 | 0 | 0 | 0 | 0 | 0 | 84.2
7145_G_2 | MIS_MIDA | Iowa | 19 | Polk | 153 | 7145 | 2 | Pleasant Hill | 15095 | 1990 | 9999 | Combustion Turbine |  |  |  | H2O |  | Fossil | G | 2025 | Oil |  | 0 | 0 | 0 | 0 | 0 | 0 | 0 | 0 | 0 | 0 | 0 | 0 | 0 | 0 | 0 | 0 | 0 | 0 | 0 | 0 | 0 | 0 | 0 | 0 | 0 | 0 | 0 | 0 | 0 | 0 | 0 | 0 | 0 | 0 | 0 | 0 | 0 | 0 | 0 | 0 | 0.70686 | 0 | 0 | 0 | 0 | 0 | 0 | 0 | 0 | 0 | 37.8
7145_G_1 | MIS_MIDA | Iowa | 19 | Polk | 153 | 7145 | 1 | Pleasant Hill | 15095 | 1990 | 9999 | Combustion Turbine |  |  |  | H2O |  | Fossil | G | 2025 | Oil |  | 0 | 0 | 0 | 0 | 0 | 0 | 0 | 0 | 0 | 0 | 0 | 0 | 0 | 0 | 0 | 0 | 0 | 0 | 0 | 0 | 0 | 0 | 0 | 0 | 0 | 0 | 0 | 0 | 0 | 0 | 0 | 0 | 0 | 0 | 0 | 0 | 0 | 0 | 0 | 0 | 0.7106 | 0 | 0 | 0 | 0 | 0 | 0 | 0 | 0 | 0 | 38
714_G_1 | WEC_CALN | California | 6 | Butte | 7 | 714 | 1 | Toadtown | 0 | 1986 | 9999 | Hydro | [5 empty] | Non-Fossil | G | 2025 | Hydro |  | 0 | 0 | 0 | 0 | 0 | 0 | 0 | 0 | 0 | 0 | 0 | 0 | 0 | 0 | 0 | 0 | 0.6933 | 1.1232 | 2.1947 | 4.0111 | 0 | 0 | 0 | 0 | 0 | 0 | 0 | 0 | 0 | 0 | 0 | 0 | 0 | 0 | 0 | 0 | 0 | 0 | 0 | 0 | 0.022334 | 0.0018442 | 0.0029876 | 0.0058378 | 0.01067 | 0 | 0 | 0 | 0 | 0 | 1.5
7138_G_2 | PJM_EMAC | New Jersey | 34 | Ocean | 29 | 7138 | 2 | Forked River | 15401 | 1989 | 9999 | Combustion Turbine |  |  |  | DLNB + H2O |  | Fossil | G | 2025 | Oil |  | 0 | 0 | 0 | 0 | 0 | 0 | 0 | 0 | 0 | 0 | 0 | 0 | 0 | 0 | 0 | 0 | 0 | 0 | 0 | 0 | 0 | 0 | 0 | 0 | 0 | 0 | 0 | 0 | 0 | 0 | 0 | 0 | 0 | 0 | 0 | 0 | 0 | 0 | 0 | 0 | 0.5797 | 0 | 0 | 0 | 0 | 0 | 0 | 0 | 0 | 0 | 31
7138_G_1 | PJM_EMAC | New Jersey | 34 | Ocean | 29 | 7138 | 1 | Forked River | 15400 | 1989 | 9999 | Combustion Turbine |  |  |  | H2O |  | Fossil | G | 2025 | Oil |  | 0 | 0 | 0 | 0 | 0 | 0 | 0 | 0 | 0 | 0 | 0 | 0 | 0 | 0 | 0 | 0 | 0 | 0 | 0 | 0 | 0 | 0 | 0 | 0 | 0 | 0 | 0 | 0 | 0 | 0 | 0 | 0 | 0 | 0 | 0 | 0 | 0 | 0 | 0 | 0 | 0.6358 | 0 | 0 | 0 | 0 | 0 | 0 | 0 | 0 | 0 | 34
7135_G_3 | MIS_AR | Arkansas | 5 | Conway | 29 | 7135 | 3 | Whillock | 0 | 1993 | 9999 | Hydro | [5 empty] | Non-Fossil | G | 2025 | Hydro |  | 0 | 0 | 0 | 0 | 0 | 0 | 0 | 0 | 0 | 0 | 0 | 0 | 0 | 0 | 0 | 0 | 4.8006 | 5.7933 | 8.3653 | 18.9592 | 0 | 0 | 0 | 0 | 0 | 0 | 0 | 0 | 0 | 0 | 0 | 0 | 0 | 0 | 0 | 0 | 0 | 0 | 0 | 0 | 0.074447 | 0.01277 | 0.01541 | 0.022252 | 0.050431 | 0 | 0 | 0 | 0 | 0 | 5
7135_G_2 | MIS_AR | Arkansas | 5 | Conway | 29 | 7135 | 2 | Whillock | 0 | 1993 | 9999 | Hydro | [5 empty] | Non-Fossil | G | 2025 | Hydro |  | 0 | 0 | 0 | 0 | 0 | 0 | 0 | 0 | 0 | 0 | 0 | 0 | 0 | 0 | 0 | 0 | 5.7607 | 6.952 | 10.0383 | 22.751 | 0 | 0 | 0 | 0 | 0 | 0 | 0 | 0 | 0 | 0 | 0 | 0 | 0 | 0 | 0 | 0 | 0 | 0 | 0 | 0 | 0.089337 | 0.015324 | 0.018492 | 0.026702 | 0.060518 | 0 | 0 | 0 | 0 | 0 | 6
7135_G_1 | MIS_AR | Arkansas | 5 | Conway | 29 | 7135 | 1 | Whillock | 0 | 1993 | 9999 | Hydro | [5 empty] | Non-Fossil | G | 2025 | Hydro |  | 0 | 0 | 0 | 0 | 0 | 0 | 0 | 0 | 0 | 0 | 0 | 0 | 0 | 0 | 0 | 0 | 5.7607 | 6.952 | 10.0383 | 22.751 | 0 | 0 | 0 | 0 | 0 | 0 | 0 | 0 | 0 | 0 | 0 | 0 | 0 | 0 | 0 | 0 | 0 | 0 | 0 | 0 | 0.089337 | 0.015324 | 0.018492 | 0.026702 | 0.060518 | 0 | 0 | 0 | 0 | 0 | 6
7132_G_NA1 | WECC_UT | Utah | 49 | Weber | 57 | 7132 | NA1 | Pine View Dam | 0 | 1991 | 9999 | Hydro | [5 empty] | Non-Fossil | G | 2025 | Hydro |  | 0 | 0 | 0 | 0 | 0 | 0 | 0 | 0 | 0 | 0 | 0 | 0 | 0 | 0 | 0 | 0 | 1.0963 | 1.5192 | 2.55 | 5.1655 | 0 | 0 | 0 | 0 | 0 | 0 | 0 | 0 | 0 | 0 | 0 | 0 | 0 | 0 | 0 | 0 | 0 | 0 | 0 | 0 | 0.026801 | 0.0029161 | 0.0040411 | 0.0067831 | 0.01374 | 0 | 0 | 0 | 0 | 0 | 1.8
7131_G_1 | SPP_SPS | Texas | 48 | Lubbock | 303 | 7131 | 1 | Brandon Station | 10494 | 1990 | 9999 | Combustion Turbine | [5 empty] | Fossil | G | 2025 | NaturalGas |  | 0 | 0 | 0.0067134 | 0.0067134 | 0 | 0 | 0 | 0 | 0 | 0 | 0 | 0 | 0 | 0 | 0 | 0 | 0 | 0 | 0.63974 | 0.63974 | 0 | 0 | 0.4024 | 0.4024 | 0 | 0 | 4.815e-10 | 4.815e-10 | 0 | 0 | 0.00032686 | 0.00032686 | 0 | 0 | 0 | 0 | 0 | 0 | 0 | 0 | 0.374 | 0 | 0 | 0.010043 | 0.010043 | 0 | 0 | 0.023946 | 0.023946 | 0 | 20
7129_G_TD1 | WEC_CALN | California | 6 | Butte | 7 | 7129 | TD1 | Thermalito Diverson Dam | 0 | 1987 | 9999 | Hydro | [5 empty] | Non-Fossil | G | 2025 | Hydro |  | 0 | 0 | 0 | 0 | 0 | 0 | 0 | 0 | 0 | 0 | 0 | 0 | 0 | 0 | 0 | 0 | 1.3866 | 2.2463 | 4.3893 | 8.0222 | 0 | 0 | 0 | 0 | 0 | 0 | 0 | 0 | 0 | 0 | 0 | 0 | 0 | 0 | 0 | 0 | 0 | 0 | 0 | 0 | 0.044668 | 0.0036883 | 0.0059752 | 0.011676 | 0.021339 | 0 | 0 | 0 | 0 | 0 | 3
7128_G_2 | PJM_PENE | Pennsylvania | 42 | Huntingdon | 61 | 7128 | 2 | William F Matson Generating Station | 0 | 1988 | 9999 | Hydro | [5 empty] | Non-Fossil | G | 2025 | Hydro |  | 0 | 0 | 0 | 0 | 0 | 0 | 0 | 0 | 0 | 0 | 0 | 0 | 0 | 0 | 0 | 0 | 8.2895 | 11.0468 | 8.7373 | 28.0736 | 0 | 0 | 0 | 0 | 0 | 0 | 0 | 0 | 0 | 0 | 0 | 0 | 0 | 0 | 0 | 0 | 0 | 0 | 0 | 0 | 0.089337 | 0.02205 | 0.029385 | 0.023241 | 0.074676 | 0 | 0 | 0 | 0 | 0 | 6
7128_G_1 | PJM_PENE | Pennsylvania | 42 | Huntingdon | 61 | 7128 | 1 | William F Matson Generating Station | 0 | 1988 | 9999 | Hydro | [5 empty] | Non-Fossil | G | 2025 | Hydro |  | 0 | 0 | 0 | 0 | 0 | 0 | 0 | 0 | 0 | 0 | 0 | 0 | 0 | 0 | 0 | 0 | 3.3158 | 4.4187 | 3.4949 | 11.2294 | 0 | 0 | 0 | 0 | 0 | 0 | 0 | 0 | 0 | 0 | 0 | 0 | 0 | 0 | 0 | 0 | 0 | 0 | 0 | 0 | 0.035735 | 0.00882 | 0.011754 | 0.0092965 | 0.02987 | 0 | 0 | 0 | 0 | 0 | 2.4
7127_G_1 | WECC_PNW | Washington | 53 | Grays Harbor | 27 | 7127 | 1 | Wynoochee | 0 | 1994 | 9999 | Hydro | [5 empty] | Non-Fossil | G | 2025 | Hydro |  | 0 | 0 | 0 | 0 | 0 | 0 | 0 | 0 | 0 | 0 | 0 | 0 | 0 | 0 | 0 | 0 | 13.7601 | 17.4286 | 25.246 | 56.4348 | 0 | 0 | 0 | 0 | 0 | 0 | 0 | 0 | 0 | 0 | 0 | 0 | 0 | 0 | 0 | 0 | 0 | 0 | 0 | 0 | 0.23079 | 0.036602 | 0.04636 | 0.067154 | 0.15012 | 0 | 0 | 0 | 0 | 0 | 15.5
7125_G_4 | S_VACA | South Carolina | 45 | Oconee | 73 | 7125 | 4 | Bad Creek | 0 | 1991 | 9999 | Pumped Storage | [5 empty] | Non-Fossil | G | 2025 | Pumps |  | 0 | 0 | 0 | 0 | 0 | 0 | 0 | 0 | 0 | 0 | 0 | 0 | 0 | 0 | 0 | 0 | 55.9186 | 76.429 | 178.7494 | 311.097 | 0 | 0 | 0 | 0 | 0 | 0 | 0 | 0 | 0 | 0 | 0 | 0 | 0 | 0 | 0 | 0 | 0 | 0 | 0 | 0 | 5.8721 | 0.56881 | 0.77744 | 1.8183 | 3.1645 | 0 | 0 | 0 | 0 | 0 | 340
7125_G_3 | S_VACA | South Carolina | 45 | Oconee | 73 | 7125 | 3 | Bad Creek | 0 | 1991 | 9999 | Pumped Storage | [5 empty] | Non-Fossil | G | 2025 | Pumps |  | 0 | 0 | 0 | 0 | 0 | 0 | 0 | 0 | 0 | 0 | 0 | 0 | 0 | 0 | 0 | 0 | 55.9186 | 76.429 | 178.7494 | 311.097 | 0 | 0 | 0 | 0 | 0 | 0 | 0 | 0 | 0 | 0 | 0 | 0 | 0 | 0 | 0 | 0 | 0 | 0 | 0 | 0 | 5.8721 | 0.56881 | 0.77744 | 1.8183 | 3.1645 | 0 | 0 | 0 | 0 | 0 | 340
7125_G_2 | S_VACA | South Carolina | 45 | Oconee | 73 | 7125 | 2 | Bad Creek | 0 | 1991 | 9999 | Pumped Storage | [5 empty] | Non-Fossil | G | 2025 | Pumps |  | 0 | 0 | 0 | 0 | 0 | 0 | 0 | 0 | 0 | 0 | 0 | 0 | 0 | 0 | 0 | 0 | 55.9186 | 76.429 | 178.7494 | 311.097 | 0 | 0 | 0 | 0 | 0 | 0 | 0 | 0 | 0 | 0 | 0 | 0 | 0 | 0 | 0 | 0 | 0 | 0 | 0 | 0 | 5.8721 | 0.56881 | 0.77744 | 1.8183 | 3.1645 | 0 | 0 | 0 | 0 | 0 | 340
7125_G_1 | S_VACA | South Carolina | 45 | Oconee | 73 | 7125 | 1 | Bad Creek | 0 | 1991 | 9999 | Pumped Storage | [5 empty] | Non-Fossil | G | 2025 | Pumps |  | 0 | 0 | 0 | 0 | 0 | 0 | 0 | 0 | 0 | 0 | 0 | 0 | 0 | 0 | 0 | 0 | 55.9186 | 76.429 | 178.7494 | 311.097 | 0 | 0 | 0 | 0 | 0 | 0 | 0 | 0 | 0 | 0 | 0 | 0 | 0 | 0 | 0 | 0 | 0 | 0 | 0 | 0 | 5.8721 | 0.56881 | 0.77744 | 1.8183 | 3.1645 | 0 | 0 | 0 | 0 | 0 | 340
712_G_6 | S_SOU | Georgia | 13 | Jasper | 159 | 712 | 6 | Lloyd Shoals | 0 | 1917 | 9999 | Hydro | [5 empty] | Non-Fossil | G | 2025 | Hydro |  | 0 | 0 | 0 | 0 | 0 | 0 | 0 | 0 | 0 | 0 | 0 | 0 | 0 | 0 | 0 | 0 | 1.6397 | 1.8402 | 2.2507 | 5.7307 | 0 | 0 | 0 | 0 | 0 | 0 | 0 | 0 | 0 | 0 | 0 | 0 | 0 | 0 | 0 | 0 | 0 | 0 | 0 | 0 | 0.05658 | 0.0043617 | 0.004895 | 0.0059869 | 0.015244 | 0 | 0 | 0 | 0 | 0 | 3.8
712_G_5 | S_SOU | Georgia | 13 | Jasper | 159 | 712 | 5 | Lloyd Shoals | 0 | 1916 | 9999 | Hydro | [5 empty] | Non-Fossil | G | 2025 | Hydro |  | 0 | 0 | 0 | 0 | 0 | 0 | 0 | 0 | 0 | 0 | 0 | 0 | 0 | 0 | 0 | 0 | 1.6397 | 1.8402 | 2.2507 | 5.7307 | 0 | 0 | 0 | 0 | 0 | 0 | 0 | 0 | 0 | 0 | 0 | 0 | 0 | 0 | 0 | 0 | 0 | 0 | 0 | 0 | 0.05658 | 0.0043617 | 0.004895 | 0.0059869 | 0.015244 | 0 | 0 | 0 | 0 | 0 | 3.8
712_G_4 | S_SOU | Georgia | 13 | Jasper | 159 | 712 | 4 | Lloyd Shoals | 0 | 1911 | 9999 | Hydro | [5 empty] | Non-Fossil | G | 2025 | Hydro |  | 0 | 0 | 0 | 0 | 0 | 0 | 0 | 0 | 0 | 0 | 0 | 0 | 0 | 0 | 0 | 0 | 1.6397 | 1.8402 | 2.2507 | 5.7307 | 0 | 0 | 0 | 0 | 0 | 0 | 0 | 0 | 0 | 0 | 0 | 0 | 0 | 0 | 0 | 0 | 0 | 0 | 0 | 0 | 0.05658 | 0.0043617 | 0.004895 | 0.0059869 | 0.015244 | 0 | 0 | 0 | 0 | 0 | 3.8
712_G_3 | S_SOU | Georgia | 13 | Jasper | 159 | 712 | 3 | Lloyd Shoals | 0 | 1911 | 9999 | Hydro | [5 empty] | Non-Fossil | G | 2025 | Hydro |  | 0 | 0 | 0 | 0 | 0 | 0 | 0 | 0 | 0 | 0 | 0 | 0 | 0 | 0 | 0 | 0 | 1.6397 | 1.8402 | 2.2507 | 5.7307 | 0 | 0 | 0 | 0 | 0 | 0 | 0 | 0 | 0 | 0 | 0 | 0 | 0 | 0 | 0 | 0 | 0 | 0 | 0 | 0 | 0.05658 | 0.0043617 | 0.004895 | 0.0059869 | 0.015244 | 0 | 0 | 0 | 0 | 0 | 3.8
712_G_2 | S_SOU | Georgia | 13 | Jasper | 159 | 712 | 2 | Lloyd Shoals | 0 | 1911 | 9999 | Hydro | [5 empty] | Non-Fossil | G | 2025 | Hydro |  | 0 | 0 | 0 | 0 | 0 | 0 | 0 | 0 | 0 | 0 | 0 | 0 | 0 | 0 | 0 | 0 | 1.6397 | 1.8402 | 2.2507 | 5.7307 | 0 | 0 | 0 | 0 | 0 | 0 | 0 | 0 | 0 | 0 | 0 | 0 | 0 | 0 | 0 | 0 | 0 | 0 | 0 | 0 | 0.05658 | 0.0043617 | 0.004895 | 0.0059869 | 0.015244 | 0 | 0 | 0 | 0 | 0 | 3.8
712_G_1 | S_SOU | Georgia | 13 | Jasper | 159 | 712 | 1 | Lloyd Shoals | 0 | 1911 | 9999 | Hydro | [5 empty] | Non-Fossil | G | 2025 | Hydro |  | 0 | 0 | 0 | 0 | 0 | 0 | 0 | 0 | 0 | 0 | 0 | 0 | 0 | 0 | 0 | 0 | 1.6397 | 1.8402 | 2.2507 | 5.7307 | 0 | 0 | 0 | 0 | 0 | 0 | 0 | 0 | 0 | 0 | 0 | 0 | 0 | 0 | 0 | 0 | 0 | 0 | 0 | 0 | 0.05658 | 0.0043617 | 0.004895 | 0.0059869 | 0.015244 | 0 | 0 | 0 | 0 | 0 | 3.8
7119_G_1 | MIS_WUMS | Michigan | 26 | Delta | 41 | 7119 | 1 | Gladstone | 25000 | 1975 | 9999 | Combustion Turbine | [5 empty] | Fossil | G | 2025 | Oil |  | 0 | 0 | 0 | 0 | 0 | 0 | 0 | 0 | 0 | 0 | 0 | 0 | 0 | 0 | 0 | 0 | 0 | 0 | 0 | 0 | 0 | 0 | 0 | 0 | 0 | 0 | 0 | 0 | 0 | 0 | 0 | 0 | 0 | 0 | 0 | 0 | 0 | 0 | 0 | 0 | 0.3179 | 0 | 0 | 0 | 0 | 0 | 0 | 0 | 0 | 0 | 17
7118_G_1 | MIS_WUMS | Michigan | 26 | Marquette | 103 | 7118 | 1 | Cataract (MI) | 0 | 1988 | 9999 | Hydro | [5 empty] | Non-Fossil | G | 2025 | Hydro |  | 0 | 0 | 0 | 0 | 0 | 0 | 0 | 0 | 0 | 0 | 0 | 0 | 0 | 0 | 0 | 0 | 0.68007 | 1.2277 | 0.9131 | 2.8208 | 0 | 0 | 0 | 0 | 0 | 0 | 0 | 0 | 0 | 0 | 0 | 0 | 0 | 0 | 0 | 0 | 0 | 0 | 0 | 0 | 0.0089337 | 0.001809 | 0.0032656 | 0.0024288 | 0.0075034 | 0 | 0 | 0 | 0 | 0 | 0.6
7116_G_2 | MIS_WUMS | Michigan | 26 | Marquette | 103 | 7116 | 2 | McClure Dam | 0 | 1988 | 9999 | Hydro | [5 empty] | Non-Fossil | G | 2025 | Hydro |  | 0 | 0 | 0 | 0 | 0 | 0 | 0 | 0 | 0 | 0 | 0 | 0 | 0 | 0 | 0 | 0 | 3.287 | 5.9336 | 4.4133 | 13.634 | 0 | 0 | 0 | 0 | 0 | 0 | 0 | 0 | 0 | 0 | 0 | 0 | 0 | 0 | 0 | 0 | 0 | 0 | 0 | 0 | 0.043179 | 0.0087434 | 0.015783 | 0.011739 | 0.036266 | 0 | 0 | 0 | 0 | 0 | 2.9
7116_G_1 | MIS_WUMS | Michigan | 26 | Marquette | 103 | 7116 | 1 | McClure Dam | 0 | 1988 | 9999 | Hydro | [5 empty] | Non-Fossil | G | 2025 | Hydro |  | 0 | 0 | 0 | 0 | 0 | 0 | 0 | 0 | 0 | 0 | 0 | 0 | 0 | 0 | 0 | 0 | 3.287 | 5.9336 | 4.4133 | 13.634 | 0 | 0 | 0 | 0 | 0 | 0 | 0 | 0 | 0 | 0 | 0 | 0 | 0 | 0 | 0 | 0 | 0 | 0 | 0 | 0 | 0.043179 | 0.0087434 | 0.015783 | 0.011739 | 0.036266 | 0 | 0 | 0 | 0 | 0 | 2.9
7115_G_3 | MIS_WUMS | Michigan | 26 | Marquette | 103 | 7115 | 3 | Hoist | 0 | 1988 | 9999 | Hydro | [5 empty] | Non-Fossil | G | 2025 | Hydro |  | 0 | 0 | 0 | 0 | 0 | 0 | 0 | 0 | 0 | 0 | 0 | 0 | 0 | 0 | 0 | 0 | 1.3601 | 2.4553 | 1.8262 | 5.6416 | 0 | 0 | 0 | 0 | 0 | 0 | 0 | 0 | 0 | 0 | 0 | 0 | 0 | 0 | 0 | 0 | 0 | 0 | 0 | 0 | 0.017867 | 0.003618 | 0.0065311 | 0.0048577 | 0.015007 | 0 | 0 | 0 | 0 | 0 | 1.2
7115_G_2 | MIS_WUMS | Michigan | 26 | Marquette | 103 | 7115 | 2 | Hoist | 0 | 1988 | 9999 | Hydro | [5 empty] | Non-Fossil | G | 2025 | Hydro |  | 0 | 0 | 0 | 0 | 0 | 0 | 0 | 0 | 0 | 0 | 0 | 0 | 0 | 0 | 0 | 0 | 0.90676 | 1.6369 | 1.2175 | 3.7611 | 0 | 0 | 0 | 0 | 0 | 0 | 0 | 0 | 0 | 0 | 0 | 0 | 0 | 0 | 0 | 0 | 0 | 0 | 0 | 0 | 0.011912 | 0.002412 | 0.0043541 | 0.0032385 | 0.010005 | 0 | 0 | 0 | 0 | 0 | 0.8
7113_G_1 | WECC_PNW | Washington | 53 | Grant | 25 | 7113 | 1 | PEC Headworks | 0 | 1990 | 9999 | Hydro | [5 empty] | Non-Fossil | G | 2025 | Hydro |  | 0 | 0 | 0 | 0 | 0 | 0 | 0 | 0 | 0 | 0 | 0 | 0 | 0 | 0 | 0 | 0 | 5.8591 | 7.4212 | 10.7499 | 24.0303 | 0 | 0 | 0 | 0 | 0 | 0 | 0 | 0 | 0 | 0 | 0 | 0 | 0 | 0 | 0 | 0 | 0 | 0 | 0 | 0 | 0.09827 | 0.015585 | 0.01974 | 0.028595 | 0.063921 | 0 | 0 | 0 | 0 | 0 | 6.6
7111_G_NA9 | WECC_UT | Utah | 49 | Wasatch | 51 | 7111 | NA9 | Heber City | 10745 | 2003 | 9999 | Combustion Turbine | [5 empty] | Fossil | G | 2025 | NaturalGas |  | 0 | 0 | 0 | 0 | 0 | 0 | 0 | 0 | 0 | 0 | 0 | 0 | 0 | 0 | 0 | 0 | 0 | 0 | 0 | 0 | 0 | 0 | 0 | 0 | 0 | 0 | 0 | 0 | 0 | 0 | 0 | 0 | 0 | 0 | 0 | 0 | 0 | 0 | 0 | 0 | 0.03553 | 0 | 0 | 0 | 0 | 0 | 0 | 0 | 0 | 0 | 1.9
7111_G_NA6 | WECC_UT | Utah | 49 | Wasatch | 51 | 7111 | NA6 | Heber City | 10745 | 2001 | 9999 | Combustion Turbine | [5 empty] | Fossil | G | 2025 | NaturalGas |  | 0 | 0 | 0 | 0 | 0 | 0 | 0 | 0 | 0 | 0 | 0 | 0 | 0 | 0 | 0 | 0 | 0 | 0 | 0 | 0 | 0 | 0 | 0 | 0 | 0 | 0 | 0 | 0 | 0 | 0 | 0 | 0 | 0 | 0 | 0 | 0 | 0 | 0 | 0 | 0 | 0.01309 | 0 | 0 | 0 | 0 | 0 | 0 | 0 | 0 | 0 | 0.7
7111_G_NA5 | WECC_UT | Utah | 49 | Wasatch | 51 | 7111 | NA5 | Heber City | 10745 | 1990 | 9999 | Combustion Turbine | [5 empty] | Fossil | G | 2025 | NaturalGas |  | 0 | 0 | 0 | 0 | 0 | 0 | 0 | 0 | 0 | 0 | 0 | 0 | 0 | 0 | 0 | 0 | 0 | 0 | 0 | 0 | 0 | 0 | 0 | 0 | 0 | 0 | 0 | 0 | 0 | 0 | 0 | 0 | 0 | 0 | 0 | 0 | 0 | 0 | 0 | 0 | 0.01309 | 0 | 0 | 0 | 0 | 0 | 0 | 0 | 0 | 0 | 0.7
7111_G_NA10 | WECC_UT | Utah | 49 | Wasatch | 51 | 7111 | NA10 | Heber City | 10745 | 2002 | 9999 | Combustion Turbine | [5 empty] | Fossil | G | 2025 | NaturalGas |  | 0 | 0 | 0 | 0 | 0 | 0 | 0 | 0 | 0 | 0 | 0 | 0 | 0 | 0 | 0 | 0 | 0 | 0 | 0 | 0 | 0 | 0 | 0 | 0 | 0 | 0 | 0 | 0 | 0 | 0 | 0 | 0 | 0 | 0 | 0 | 0 | 0 | 0 | 0 | 0 | 0.03553 | 0 | 0 | 0 | 0 | 0 | 0 | 0 | 0 | 0 | 1.9
7111_G_4 | WECC_UT | Utah | 49 | Wasatch | 51 | 7111 | 4 | Heber City | 10745 | 2003 | 9999 | Combustion Turbine | [5 empty] | Fossil | G | 2025 | NaturalGas |  | 0 | 0 | 0 | 0 | 0 | 0 | 0 | 0 | 0 | 0 | 0 | 0 | 0 | 0 | 0 | 0 | 0 | 0 | 0 | 0 | 0 | 0 | 0 | 0 | 0 | 0 | 0 | 0 | 0 | 0 | 0 | 0 | 0 | 0 | 0 | 0 | 0 | 0 | 0 | 0 | 0.03553 | 0 | 0 | 0 | 0 | 0 | 0 | 0 | 0 | 0 | 1.9
7111_G_2 | WECC_UT | Utah | 49 | Wasatch | 51 | 7111 | 2 | Heber City | 10745 | 2004 | 9999 | Combustion Turbine | [5 empty] | Fossil | G | 2025 | NaturalGas |  | 0 | 0 | 0 | 0 | 0 | 0 | 0 | 0 | 0 | 0 | 0 | 0 | 0 | 0 | 0 | 0 | 0 | 0 | 0 | 0 | 0 | 0 | 0 | 0 | 0 | 0 | 0 | 0 | 0 | 0 | 0 | 0 | 0 | 0 | 0 | 0 | 0 | 0 | 0 | 0 | 0.02618 | 0 | 0 | 0 | 0 | 0 | 0 | 0 | 0 | 0 | 1.4
7111_G_12 | WECC_UT | Utah | 49 | Wasatch | 51 | 7111 | 12 | Heber City | 10745 | 2015 | 9999 | Combustion Turbine | [5 empty] | Fossil | G | 2025 | Oil |  | 0 | 0 | 0 | 0 | 0 | 0 | 0 | 0 | 0 | 0 | 0 | 0 | 0 | 0 | 0 | 0 | 0 | 0 | 0 | 0 | 0 | 0 | 0 | 0 | 0 | 0 | 0 | 0 | 0 | 0 | 0 | 0 | 0 | 0 | 0 | 0 | 0 | 0 | 0 | 0 | 0.04301 | 0 | 0 | 0 | 0 | 0 | 0 | 0 | 0 | 0 | 2.3
7111_G_11 | WECC_UT | Utah | 49 | Wasatch | 51 | 7111 | 11 | Heber City | 10745 | 2015 | 9999 | Combustion Turbine | [5 empty] | Fossil | G | 2025 | Oil |  | 0 | 0 | 0 | 0 | 0 | 0 | 0 | 0 | 0 | 0 | 0 | 0 | 0 | 0 | 0 | 0 | 0 | 0 | 0 | 0 | 0 | 0 | 0 | 0 | 0 | 0 | 0 | 0 | 0 | 0 | 0 | 0 | 0 | 0 | 0 | 0 | 0 | 0 | 0 | 0 | 0.03553 | 0 | 0 | 0 | 0 | 0 | 0 | 0 | 0 | 0 | 1.9
7111_G_1 | WECC_UT | Utah | 49 | Wasatch | 51 | 7111 | 1 | Heber City | 10745 | 2004 | 9999 | Combustion Turbine | [5 empty] | Fossil | G | 2025 | NaturalGas |  | 0 | 0 | 0 | 0 | 0 | 0 | 0 | 0 | 0 | 0 | 0 | 0 | 0 | 0 | 0 | 0 | 0 | 0 | 0 | 0 | 0 | 0 | 0 | 0 | 0 | 0 | 0 | 0 | 0 | 0 | 0 | 0 | 0 | 0 | 0 | 0 | 0 | 0 | 0 | 0 | 0.02618 | 0 | 0 | 0 | 0 | 0 | 0 | 0 | 0 | 0 | 1.4
711_G_6 | S_SOU | Alabama | 1 | Chambers | 17 | 711 | 6 | Langdale | 0 | 1926 | 9999 | Hydro | [5 empty] | Non-Fossil | G | 2025 | Hydro |  | 0 | 0 | 0 | 0 | 0 | 0 | 0 | 0 | 0 | 0 | 0 | 0 | 0 | 0 | 0 | 0 | 0.083444 | 0.078639 | 0.057723 | 0.21981 | 0 | 0 | 0 | 0 | 0 | 0 | 0 | 0 | 0 | 0 | 0 | 0 | 0 | 0 | 0 | 0 | 0 | 0 | 0 | 0 | 0.0014889 | 0.00022196 | 0.00020918 | 0.00015354 | 0.00058469 | 0 | 0 | 0 | 0 | 0 | 0.1
711_G_5 | S_SOU | Alabama | 1 | Chambers | 17 | 711 | 5 | Langdale | 0 | 1924 | 9999 | Hydro | [5 empty] | Non-Fossil | G | 2025 | Hydro |  | 0 | 0 | 0 | 0 | 0 | 0 | 0 | 0 | 0 | 0 | 0 | 0 | 0 | 0 | 0 | 0 | 0.083444 | 0.078639 | 0.057723 | 0.21981 | 0 | 0 | 0 | 0 | 0 | 0 | 0 | 0 | 0 | 0 | 0 | 0 | 0 | 0 | 0 | 0 | 0 | 0 | 0 | 0 | 0.0014889 | 0.00022196 | 0.00020918 | 0.00015354 | 0.00058469 | 0 | 0 | 0 | 0 | 0 | 0.1
710_G_CT4B | S_SOU | Georgia | 13 | Cobb | 67 | 710 | CT4B | Jack McDonough | 7050 | 2011 | 9999 | Combined Cycle |  |  | SCR | DLNB |  | Fossil | G | 2025 | NaturalGas |  | 2.7575 | 3.738 | 5.1598 | 11.6553 | 0 | 0 | 0 | 0 | 0 | 0 | 0 | 0 | 0 | 0 | 0 | 0 | 391.1374 | 530.2085 | 731.8843 | 1653.2301 | 161.4251 | 218.8207 | 302.0538 | 682.2996 | 1.9304e-07 | 2.6167e-07 | 3.6116e-07 | 8.1587e-07 | 0.0075556 | 0.010242 | 0.014138 | 0.031935 | 0 | 0 | 0 | 0 | 0 | 0 | 0 | 0 | 6.8114 | 0.83031 | 1.1255 | 1.5536 | 3.5095 | 10.332 | 13.1084 | 19.2297 | 42.6701 | 0 | 223 | SCR
710_G_CT4A | S_SOU | Georgia | 13 | Cobb | 67 | 710 | CT4A | Jack McDonough | 7050 | 2011 | 9999 | Combined Cycle |  |  | SCR | DLNB + H2O |  | Fossil | G | 2025 | NaturalGas |  | 2.7575 | 3.738 | 5.1598 | 11.6553 | 0 | 0 | 0 | 0 | 0 | 0 | 0 | 0 | 0 | 0 | 0 | 0 | 391.1374 | 530.2085 | 731.8843 | 1653.2301 | 161.4251 | 218.8207 | 302.0538 | 682.2996 | 1.9304e-07 | 2.6167e-07 | 3.6116e-07 | 8.1587e-07 | 0.0075556 | 0.010242 | 0.014138 | 0.031935 | 0 | 0 | 0 | 0 | 0 | 0 | 0 | 0 | 6.8114 | 0.83031 | 1.1255 | 1.5536 | 3.5095 | 10.332 | 13.1084 | 19.2297 | 42.6701 | 0 | 223 | SCR
710_G_6BCT | S_SOU | Georgia | 13 | Cobb | 67 | 710 | 6BCT | Jack McDonough | 7050 | 2012 | 9999 | Combined Cycle |  |  | SCR | DLNB |  | Fossil | G | 2025 | NaturalGas |  | 2.7884 | 3.7799 | 5.2176 | 11.7859 | 0 | 0 | 0 | 0 | 0 | 0 | 0 | 0 | 0 | 0 | 0 | 0 | 395.5223 | 536.1525 | 740.0892 | 1671.7641 | 163.2348 | 221.2739 | 305.44 | 689.9487 | 1.9517e-07 | 2.6456e-07 | 3.6525e-07 | 8.2497e-07 | 0.0062054 | 0.0084118 | 0.011611 | 0.026229 | 0 | 0 | 0 | 0 | 0 | 0 | 0 | 0 | 6.8878 | 0.83961 | 1.1381 | 1.5711 | 3.5488 | 10.4478 | 13.2554 | 19.4453 | 43.1485 | 0 | 225.5 | SCR
710_G_6ACT | S_SOU | Georgia | 13 | Cobb | 67 | 710 | 6ACT | Jack McDonough | 7050 | 2012 | 9999 | Combined Cycle |  |  | SCR | DLNB |  | Fossil | G | 2025 | NaturalGas |  | 2.7884 | 3.7799 | 5.2176 | 11.7859 | 0 | 0 | 0 | 0 | 0 | 0 | 0 | 0 | 0 | 0 | 0 | 0 | 395.5223 | 536.1525 | 740.0892 | 1671.7641 | 163.2348 | 221.2739 | 305.44 | 689.9487 | 1.9517e-07 | 2.6456e-07 | 3.6525e-07 | 8.2497e-07 | 0.0062054 | 0.0084118 | 0.011611 | 0.026229 | 0 | 0 | 0 | 0 | 0 | 0 | 0 | 0 | 6.8878 | 0.83961 | 1.1381 | 1.5711 | 3.5488 | 10.4478 | 13.2554 | 19.4453 | 43.1485 | 0 | 225.5 | SCR
710_G_6 | S_SOU | Georgia | 13 | Cobb | 67 | 710 | 6 | Jack McDonough | 7050 | 2012 | 9999 | Combined Cycle |  |  | SCR | LNC3 |  | Fossil | G | 2025 | NaturalGas |  | 4.6371 | 6.2858 | 8.6768 | 19.5997 | 0 | 0 | 0 | 0 | 0 | 0 | 0 | 0 | 0 | 0 | 0 | 0 | 657.7423 | 891.6062 | 1230.7471 | 2780.0955 | 271.4548 | 367.9721 | 507.9379 | 1147.3649 | 3.2458e-07 | 4.3999e-07 | 6.0739e-07 | 1.372e-06 | 0.010318 | 0.013986 | 0.019306 | 0.043609 | 0 | 0 | 0 | 0 | 0 | 0 | 0 | 0 | 11.8423 | 1.4073 | 1.9077 | 2.6333 | 5.9483 | 17.3744 | 22.0434 | 32.3369 | 71.7546 | 0 | 375 | SCR
710_G_5BCT | S_SOU | Georgia | 13 | Cobb | 67 | 710 | 5BCT | Jack McDonough | 7050 | 2012 | 9999 | Combined Cycle |  |  | SCR | DLNB |  | Fossil | G | 2025 | NaturalGas |  | 2.7699 | 3.7547 | 5.1829 | 11.7075 | 0 | 0 | 0 | 0 | 0 | 0 | 0 | 0 | 0 | 0 | 0 | 0 | 392.8914 | 532.5861 | 735.1663 | 1660.6437 | 162.149 | 219.802 | 303.4083 | 685.3593 | 1.9387e-07 | 2.628e-07 | 3.6282e-07 | 8.1949e-07 | 0.0069122 | 0.0093698 | 0.012934 | 0.029216 | 0 | 0 | 0 | 0 | 0 | 0 | 0 | 0 | 6.842 | 0.83403 | 1.1306 | 1.5606 | 3.5252 | 10.3783 | 13.1672 | 19.3159 | 42.8614 | 0 | 224 | SCR
710_G_5ACT | S_SOU | Georgia | 13 | Cobb | 67 | 710 | 5ACT | Jack McDonough | 7050 | 2012 | 9999 | Combined Cycle |  |  | SCR | DLNB + H2O |  | Fossil | G | 2025 | NaturalGas |  | 2.7699 | 3.7547 | 5.1829 | 11.7075 | 0 | 0 | 0 | 0 | 0 | 0 | 0 | 0 | 0 | 0 | 0 | 0 | 392.8914 | 532.5861 | 735.1663 | 1660.6437 | 162.149 | 219.802 | 303.4083 | 685.3593 | 1.9387e-07 | 2.628e-07 | 3.6282e-07 | 8.1949e-07 | 0.0069122 | 0.0093698 | 0.012934 | 0.029216 | 0 | 0 | 0 | 0 | 0 | 0 | 0 | 0 | 6.842 | 0.83403 | 1.1306 | 1.5606 | 3.5252 | 10.3783 | 13.1672 | 19.3159 | 42.8614 | 0 | 224 | SCR
710_G_5 | S_SOU | Georgia | 13 | Cobb | 67 | 710 | 5 | Jack McDonough | 7050 | 2012 | 9999 | Combined Cycle |  |  | SCR | LNC3 |  | Fossil | G | 2025 | NaturalGas |  | 4.6371 | 6.2858 | 8.6768 | 19.5997 | 0 | 0 | 0 | 0 | 0 | 0 | 0 | 0 | 0 | 0 | 0 | 0 | 657.7423 | 891.6062 | 1230.7471 | 2780.0955 | 271.4548 | 367.9721 | 507.9379 | 1147.3649 | 3.2458e-07 | 4.3999e-07 | 6.0739e-07 | 1.372e-06 | 0.01157 | 0.015683 | 0.021649 | 0.048901 | 0 | 0 | 0 | 0 | 0 | 0 | 0 | 0 | 11.8423 | 1.4073 | 1.9077 | 2.6333 | 5.9483 | 17.3744 | 22.0434 | 32.3369 | 71.7546 | 0 | 375 | SCR
710_G_4 | S_SOU | Georgia | 13 | Cobb | 67 | 710 | 4 | Jack McDonough | 7050 | 2011 | 9999 | Combined Cycle |  |  | SCR | LNC3 |  | Fossil | G | 2025 | NaturalGas |  | 4.6371 | 6.2858 | 8.6768 | 19.5997 | 0 | 0 | 0 | 0 | 0 | 0 | 0 | 0 | 0 | 0 | 0 | 0 | 657.7423 | 891.6062 | 1230.7471 | 2780.0955 | 271.4548 | 367.9721 | 507.9379 | 1147.3649 | 3.2456e-07 | 4.3996e-07 | 6.0733e-07 | 1.3718e-06 | 0.012706 | 0.017223 | 0.023774 | 0.053703 | 0 | 0 | 0 | 0 | 0 | 0 | 0 | 0 | 11.7878 | 1.4058 | 1.9056 | 2.6305 | 5.9419 | 17.3744 | 22.0434 | 32.3369 | 71.7546 | 0 | 375 | SCR
710_G_3B | S_SOU | Georgia | 13 | Cobb | 67 | 710 | 3B | Jack McDonough | 25000 | 1971 | 9999 | Combustion Turbine | [5 empty] | Fossil | G | 2025 | NaturalGas |  | 0 | 0 | 0 | 0 | 0 | 0 | 0 | 0 | 0 | 0 | 0 | 0 | 0 | 0 | 0 | 0 | 0 | 0 | 0 | 0 | 0 | 0 | 0 | 0 | 0 | 0 | 0 | 0 | 0 | 0 | 0 | 0 | 0 | 0 | 0 | 0 | 0 | 0 | 0 | 0 | 0.5984 | 0 | 0 | 0 | 0 | 0 | 0 | 0 | 0 | 0 | 32
710_G_3A | S_SOU | Georgia | 13 | Cobb | 67 | 710 | 3A | Jack McDonough | 25000 | 1971 | 9999 | Combustion Turbine | [5 empty] | Fossil | G | 2025 | NaturalGas |  | 0 | 0 | 0 | 0 | 0 | 0 | 0 | 0 | 0 | 0 | 0 | 0 | 0 | 0 | 0 | 0 | 0 | 0 | 0 | 0 | 0 | 0 | 0 | 0 | 0 | 0 | 0 | 0 | 0 | 0 | 0 | 0 | 0 | 0 | 0 | 0 | 0 | 0 | 0 | 0 | 0.5984 | 0 | 0 | 0 | 0 | 0 | 0 | 0 | 0 | 0 | 32
7097_B_BLR2 | ERC_REST | Texas | 48 | Bexar | 29 | 7097 | BLR2 | J K Spruce | 9724 | 2010 | 9999 | Coal Steam | tangential | wet | Bag House + Wet Scrubber + SCR + ACI | AA + LNB + NH3 | Wet Scrubber | Fossil | B | 2025 | Coal |  | 10.9437 | 10.4051 | 16.1188 | 37.4676 | 0 | 0 | 0 | 0 | 10.9437 | 10.4051 | 16.1188 | 37.4676 | 0 | 0 | 0 | 0 | 1125.4327 | 1070.0406 | 1657.6298 | 3853.1031 | 1174.8052 | 1116.983 | 1730.3497 | 4022.1379 | 0.0030704 | 0.0029193 | 0.0045223 | 0.010512 | 0.26883 | 0.2556 | 0.39596 | 0.92039 | 0.32831 | 0.31215 | 0.48356 | 1.124 | 0.0054719 | 0.0052025 | 0.0080594 | 0.018734 | 32.2702 | 7.2573 | 6.9002 | 10.6892 | 24.8467 | 25.9642 | 24.6862 | 38.2422 | 88.8926 | 0 | 785 | Scrubber / SCR / Mercury Control | Wet Scrubber
7097_B_BLR1 | ERC_REST | Texas | 48 | Bexar | 29 | 7097 | BLR1 | J K Spruce | 9754 | 1992 | 9999 | Coal Steam | tangential | wet | Bag House + Wet Scrubber + ACI | LNC3 | Wet Scrubber | Fossil | B | 2025 | Coal |  | 9.3725 | 6.0402 | 14.0227 | 29.4355 | 0 | 0 | 0 | 0 | 9.3725 | 6.0402 | 14.0227 | 29.4355 | 0 | 0 | 0 | 0 | 960.8903 | 619.2582 | 1437.6362 | 3017.7847 | 1006.1389 | 648.4193 | 1505.3349 | 3159.893 | 0.0026296 | 0.0016947 | 0.0039342 | 0.0082585 | 0.65481 | 0.422 | 0.9797 | 2.0565 | 0.28118 | 0.18121 | 0.42068 | 0.88306 | 0.0046863 | 0.0030202 | 0.0070113 | 0.014718 | 23.3067 | 5.3356 | 3.4386 | 7.9829 | 16.7571 | 22.2365 | 14.3306 | 33.2691 | 69.8362 | 0 | 560 | Scrubber / Mercury Control | Wet Scrubber
7082_G_GT4 | WECC_SNV | Nevada | 32 | Clark | 3 | 7082 | GT4 | Harry Allen | 11703 | 2006 | 9999 | Combustion Turbine |  |  |  | DLNB |  | Fossil | G | 2025 | NaturalGas |  | 0 | 0 | 0 | 0 | 0 | 0 | 0 | 0 | 0 | 0 | 0 | 0 | 0 | 0 | 0 | 0 | 0 | 0 | 0 | 0 | 0 | 0 | 0 | 0 | 0 | 0 | 0 | 0 | 0 | 0 | 0 | 0 | 0 | 0 | 0 | 0 | 0 | 0 | 0 | 0 | 1.3464 | 0 | 0 | 0 | 0 | 0 | 0 | 0 | 0 | 0 | 72
7082_G_GT1 | WECC_SNV | Nevada | 32 | Clark | 3 | 7082 | GT1 | Harry Allen | 11702 | 1995 | 9999 | Combustion Turbine |  |  |  | DLNB + H2O |  | Fossil | G | 2025 | NaturalGas |  | 0 | 0 | 0 | 0 | 0 | 0 | 0 | 0 | 0 | 0 | 0 | 0 | 0 | 0 | 0 | 0 | 0 | 0 | 0 | 0 | 0 | 0 | 0 | 0 | 0 | 0 | 0 | 0 | 0 | 0 | 0 | 0 | 0 | 0 | 0 | 0 | 0 | 0 | 0 | 0 | 1.3464 | 0 | 0 | 0 | 0 | 0 | 0 | 0 | 0 | 0 | 72
7082_G_7 | WECC_SNV | Nevada | 32 | Clark | 3 | 7082 | 7 | Harry Allen | 7050 | 2011 | 9999 | Combined Cycle |  |  | SCR | DLNB |  | Fossil | G | 2025 | NaturalGas |  | 2.5572 | 3.4664 | 4.7849 | 10.8086 | 0 | 0 | 0 | 0 | 0 | 0 | 0 | 0 | 0 | 0 | 0 | 0 | 362.7229 | 491.6911 | 678.716 | 1533.13 | 149.6983 | 202.9244 | 280.1108 | 632.7335 | 1.7902e-07 | 2.4268e-07 | 3.3487e-07 | 7.5657e-07 | 0.0075054 | 0.010174 | 0.014044 | 0.031723 | 0 | 0 | 0 | 0 | 0 | 0 | 0 | 0 | 6.3166 | 0.7764 | 1.0438 | 1.4408 | 3.2609 | 9.965 | 12.1562 | 17.6892 | 39.8103 | 0 | 206.8 | SCR
7082_G_6 | WECC_SNV | Nevada | 32 | Clark | 3 | 7082 | 6 | Harry Allen | 7050 | 2011 | 9999 | Combined Cycle |  |  | SCR | DLNB |  | Fossil | G | 2025 | NaturalGas |  | 1.8746 | 2.5411 | 3.5077 | 7.9235 | 0 | 0 | 0 | 0 | 0 | 0 | 0 | 0 | 0 | 0 | 0 | 0 | 265.9033 | 360.4467 | 497.55 | 1123.8999 | 109.7401 | 148.7589 | 205.3424 | 463.8414 | 1.3124e-07 | 1.779e-07 | 2.4548e-07 | 5.5462e-07 | 0.005502 | 0.0074583 | 0.010295 | 0.023255 | 0 | 0 | 0 | 0 | 0 | 0 | 0 | 0 | 4.6306 | 0.56916 | 0.76516 | 1.0562 | 2.3905 | 7.3051 | 8.9114 | 12.9675 | 29.184 | 0 | 151.6 | SCR
7082_G_5 | WECC_SNV | Nevada | 32 | Clark | 3 | 7082 | 5 | Harry Allen | 7050 | 2011 | 9999 | Combined Cycle |  |  | SCR | DLNB |  | Fossil | G | 2025 | NaturalGas |  | 1.8746 | 2.5411 | 3.5077 | 7.9235 | 0 | 0 | 0 | 0 | 0 | 0 | 0 | 0 | 0 | 0 | 0 | 0 | 265.9033 | 360.4467 | 497.55 | 1123.8999 | 109.7401 | 148.7589 | 205.3424 | 463.8414 | 1.3124e-07 | 1.779e-07 | 2.4548e-07 | 5.5462e-07 | 0.005502 | 0.0074583 | 0.010295 | 0.023255 | 0 | 0 | 0 | 0 | 0 | 0 | 0 | 0 | 4.6306 | 0.56916 | 0.76516 | 1.0562 | 2.3905 | 7.3051 | 8.9114 | 12.9675 | 29.184 | 0 | 151.6 | SCR
7080_G_2 | WECC_UT | Utah | 49 | Washington | 53 | 7080 | 2 | St George Red Rock | 10745 | 1987 | 9999 | Combustion Turbine | [5 empty] | Fossil | G | 2025 | Oil |  | 0 | 0 | 0 | 0 | 0 | 0 | 0 | 0 | 0 | 0 | 0 | 0 | 0 | 0 | 0 | 0 | 0 | 0 | 0 | 0 | 0 | 0 | 0 | 0 | 0 | 0 | 0 | 0 | 0 | 0 | 0 | 0 | 0 | 0 | 0 | 0 | 0 | 0 | 0 | 0 | 0.15716 | 0 | 0 | 0 | 0 | 0 | 0 | 0 | 0 | 0 | 7
7080_G_1 | WECC_UT | Utah | 49 | Washington | 53 | 7080 | 1 | St George Red Rock | 10745 | 1987 | 9999 | Combustion Turbine | [5 empty] | Fossil | G | 2025 | Oil |  | 0 | 0 | 0 | 0 | 0 | 0 | 0 | 0 | 0 | 0 | 0 | 0 | 0 | 0 | 0 | 0 | 0 | 0 | 0 | 0 | 0 | 0 | 0 | 0 | 0 | 0 | 0 | 0 | 0 | 0 | 0 | 0 | 0 | 0 | 0 | 0 | 0 | 0 | 0 | 0 | 0.15716 | 0 | 0 | 0 | 0 | 0 | 0 | 0 | 0 | 0 | 7
708_B_4 | S_SOU | Georgia | 13 | Floyd | 115 | 708 | 4 | Hammond | 10978 | 1970 | 9999 | Coal Steam | wall | dry | ESPC + Wet Scrubber + SCR + ACI | AA + LNB | Wet Scrubber | Fossil | B | 2025 | Coal |  | 6.0315 | 0 | 11.7803 | 17.8118 | 6.0315 | 0 | 11.7803 | 17.8118 | 0 | 0 | 0 | 0 | 0 | 0 | 0 | 0 | 549.4148 | 0 | 1073.0857 | 1622.5004 | 631.0495 | 0 | 1232.5301 | 1863.5796 | 0.0020305 | 0 | 0.0039658 | 0.0059963 | 0.18969 | 0 | 0.37049 | 0.56018 | 0.67873 | 0 | 1.3257 | 2.0044 | 0.0030156 | 0 | 0.0058902 | 0.0089059 | 31.4899 | 3.5775 | 0 | 6.9874 | 10.5648 | 14.2761 | 0 | 27.8833 | 42.1595 | 0 | 510 | Scrubber / SCR / Mercury Control | Wet Scrubber
708_B_3 | S_SOU | Georgia | 13 | Floyd | 115 | 708 | 3 | Hammond | 11208 | 1955 | 9999 | Coal Steam | wall | dry | ESPC + Wet Scrubber + ACI | LNB | Wet Scrubber | Fossil | B | 2025 |  | Coal Retirement | 0 | 0 | 0 | 0 | 0 | 0 | 0 | 0 | 0 | 0 | 0 | 0 | 0 | 0 | 0 | 0 | 0 | 0 | 0 | 0 | 0 | 0 | 0 | 0 | 0 | 0 | 0 | 0 | 0 | 0 | 0 | 0 | 0 | 0 | 0 | 0 | 0 | 0 | 0 | 0 | 0 | 0 | 0 | 0 | 0 | 0 | 0 | 0 | 0 | 0 | 110 | Scrubber / Mercury Control | Wet Scrubber
708_B_2 | S_SOU | Georgia | 13 | Floyd | 115 | 708 | 2 | Hammond | 11287 | 1954 | 9999 | Coal Steam | wall | dry | ESPC + Wet Scrubber + ACI | LNB | Wet Scrubber | Fossil | B | 2025 |  | Coal Retirement | 0 | 0 | 0 | 0 | 0 | 0 | 0 | 0 | 0 | 0 | 0 | 0 | 0 | 0 | 0 | 0 | 0 | 0 | 0 | 0 | 0 | 0 | 0 | 0 | 0 | 0 | 0 | 0 | 0 | 0 | 0 | 0 | 0 | 0 | 0 | 0 | 0 | 0 | 0 | 0 | 0 | 0 | 0 | 0 | 0 | 0 | 0 | 0 | 0 | 0 | 110 | Scrubber / Mercury Control | Wet Scrubber
708_B_1 | S_SOU | Georgia | 13 | Floyd | 115 | 708 | 1 | Hammond | 11494 | 1954 | 9999 | Coal Steam | wall | dry | ESPC + Wet Scrubber + ACI | LNB | Wet Scrubber | Fossil | B | 2025 |  | Coal Retirement | 0 | 0 | 0 | 0 | 0 | 0 | 0 | 0 | 0 | 0 | 0 | 0 | 0 | 0 | 0 | 0 | 0 | 0 | 0 | 0 | 0 | 0 | 0 | 0 | 0 | 0 | 0 | 0 | 0 | 0 | 0 | 0 | 0 | 0 | 0 | 0 | 0 | 0 | 0 | 0 | 0 | 0 | 0 | 0 | 0 | 0 | 0 | 0 | 0 | 0 | 110 | Scrubber / Mercury Control | Wet Scrubber
7079_G_2 | WECC_ID | Idaho | 16 | Twin Falls | 83 | 7079 | 2 | Upper Salmon B | 0 | 1947 | 9999 | Hydro | [5 empty] | Non-Fossil | G | 2025 | Hydro |  | 0 | 0 | 0 | 0 | 0 | 0 | 0 | 0 | 0 | 0 | 0 | 0 | 0 | 0 | 0 | 0 | 5.7028 | 7.9013 | 14.2471 | 27.8512 | 0 | 0 | 0 | 0 | 0 | 0 | 0 | 0 | 0 | 0 | 0 | 0 | 0 | 0 | 0 | 0 | 0 | 0 | 0 | 0 | 0.125 | 0.015169 | 0.021017 | 0.037897 | 0.074084 | 0 | 0 | 0 | 0 | 0 | 8.3952
7079_G_1 | WECC_ID | Idaho | 16 | Twin Falls | 83 | 7079 | 1 | Upper Salmon B | 0 | 1947 | 9999 | Hydro | [5 empty] | Non-Fossil | G | 2025 | Hydro |  | 0 | 0 | 0 | 0 | 0 | 0 | 0 | 0 | 0 | 0 | 0 | 0 | 0 | 0 | 0 | 0 | 5.9743 | 8.2775 | 14.9256 | 29.1774 | 0 | 0 | 0 | 0 | 0 | 0 | 0 | 0 | 0 | 0 | 0 | 0 | 0 | 0 | 0 | 0 | 0 | 0 | 0 | 0 | 0.13095 | 0.015892 | 0.022018 | 0.039702 | 0.077612 | 0 | 0 | 0 | 0 | 0 | 8.795
7072_G_3 | WECC_SCE | California | 6 | San Bernardino | 71 | 7072 | 3 | Mojave Siphon | 0 | 1996 | 9999 | Hydro | [5 empty] | Non-Fossil | G | 2025 | Hydro |  | 0 | 0 | 0 | 0 | 0 | 0 | 0 | 0 | 0 | 0 | 0 | 0 | 0 | 0 | 0 | 0 | 4.4752 | 7.8896 | 18.0478 | 30.4125 | 0 | 0 | 0 | 0 | 0 | 0 | 0 | 0 | 0 | 0 | 0 | 0 | 0 | 0 | 0 | 0 | 0 | 0 | 0 | 0 | 0.16081 | 0.011904 | 0.020986 | 0.048007 | 0.080897 | 0 | 0 | 0 | 0 | 0 | 10.8
7072_G_2 | WECC_SCE | California | 6 | San Bernardino | 71 | 7072 | 2 | Mojave Siphon | 0 | 1996 | 9999 | Hydro | [5 empty] | Non-Fossil | G | 2025 | Hydro |  | 0 | 0 | 0 | 0 | 0 | 0 | 0 | 0 | 0 | 0 | 0 | 0 | 0 | 0 | 0 | 0 | 4.4752 | 7.8896 | 18.0478 | 30.4125 | 0 | 0 | 0 | 0 | 0 | 0 | 0 | 0 | 0 | 0 | 0 | 0 | 0 | 0 | 0 | 0 | 0 | 0 | 0 | 0 | 0.16081 | 0.011904 | 0.020986 | 0.048007 | 0.080897 | 0 | 0 | 0 | 0 | 0 | 10.8
7072_G_1 | WECC_SCE | California | 6 | San Bernardino | 71 | 7072 | 1 | Mojave Siphon | 0 | 1996 | 9999 | Hydro | [5 empty] | Non-Fossil | G | 2025 | Hydro |  | 0 | 0 | 0 | 0 | 0 | 0 | 0 | 0 | 0 | 0 | 0 | 0 | 0 | 0 | 0 | 0 | 4.4752 | 7.8896 | 18.0478 | 30.4125 | 0 | 0 | 0 | 0 | 0 | 0 | 0 | 0 | 0 | 0 | 0 | 0 | 0 | 0 | 0 | 0 | 0 | 0 | 0 | 0 | 0.16081 | 0.011904 | 0.020986 | 0.048007 | 0.080897 | 0 | 0 | 0 | 0 | 0 | 10.8
707_G_8 | S_SOU | Alabama | 1 | Lee | 81 | 707 | 8 | Goat Rock | 0 | 2005 | 9999 | Hydro | [5 empty] | Non-Fossil | G | 2025 | Hydro |  | 0 | 0 | 0 | 0 | 0 | 0 | 0 | 0 | 0 | 0 | 0 | 0 | 0 | 0 | 0 | 0 | 7.7603 | 7.3135 | 5.3683 | 20.442 | 0 | 0 | 0 | 0 | 0 | 0 | 0 | 0 | 0 | 0 | 0 | 0 | 0 | 0 | 0 | 0 | 0 | 0 | 0 | 0 | 0.13847 | 0.020642 | 0.019454 | 0.01428 | 0.054376 | 0 | 0 | 0 | 0 | 0 | 9.3
707_G_7 | S_SOU | Alabama | 1 | Lee | 81 | 707 | 7 | Goat Rock | 0 | 2005 | 9999 | Hydro | [5 empty] | Non-Fossil | G | 2025 | Hydro |  | 0 | 0 | 0 | 0 | 0 | 0 | 0 | 0 | 0 | 0 | 0 | 0 | 0 | 0 | 0 | 0 | 7.7603 | 7.3135 | 5.3683 | 20.442 | 0 | 0 | 0 | 0 | 0 | 0 | 0 | 0 | 0 | 0 | 0 | 0 | 0 | 0 | 0 | 0 | 0 | 0 | 0 | 0 | 0.13847 | 0.020642 | 0.019454 | 0.01428 | 0.054376 | 0 | 0 | 0 | 0 | 0 | 9.3
707_G_6 | S_SOU | Alabama | 1 | Lee | 81 | 707 | 6 | Goat Rock | 0 | 1956 | 9999 | Hydro | [5 empty] | Non-Fossil | G | 2025 | Hydro |  | 0 | 0 | 0 | 0 | 0 | 0 | 0 | 0 | 0 | 0 | 0 | 0 | 0 | 0 | 0 | 0 | 4.1722 | 3.932 | 2.8862 | 10.9903 | 0 | 0 | 0 | 0 | 0 | 0 | 0 | 0 | 0 | 0 | 0 | 0 | 0 | 0 | 0 | 0 | 0 | 0 | 0 | 0 | 0.074447 | 0.011098 | 0.010459 | 0.0076772 | 0.029234 | 0 | 0 | 0 | 0 | 0 | 5
707_G_5 | S_SOU | Alabama | 1 | Lee | 81 | 707 | 5 | Goat Rock | 0 | 1955 | 9999 | Hydro | [5 empty] | Non-Fossil | G | 2025 | Hydro |  | 0 | 0 | 0 | 0 | 0 | 0 | 0 | 0 | 0 | 0 | 0 | 0 | 0 | 0 | 0 | 0 | 4.1722 | 3.932 | 2.8862 | 10.9903 | 0 | 0 | 0 | 0 | 0 | 0 | 0 | 0 | 0 | 0 | 0 | 0 | 0 | 0 | 0 | 0 | 0 | 0 | 0 | 0 | 0.074447 | 0.011098 | 0.010459 | 0.0076772 | 0.029234 | 0 | 0 | 0 | 0 | 0 | 5
707_G_4 | S_SOU | Alabama | 1 | Lee | 81 | 707 | 4 | Goat Rock | 0 | 1920 | 9999 | Hydro | [5 empty] | Non-Fossil | G | 2025 | Hydro |  | 0 | 0 | 0 | 0 | 0 | 0 | 0 | 0 | 0 | 0 | 0 | 0 | 0 | 0 | 0 | 0 | 4.1722 | 3.932 | 2.8862 | 10.9903 | 0 | 0 | 0 | 0 | 0 | 0 | 0 | 0 | 0 | 0 | 0 | 0 | 0 | 0 | 0 | 0 | 0 | 0 | 0 | 0 | 0.074447 | 0.011098 | 0.010459 | 0.0076772 | 0.029234 | 0 | 0 | 0 | 0 | 0 | 5
707_G_3 | S_SOU | Alabama | 1 | Lee | 81 | 707 | 3 | Goat Rock | 0 | 1915 | 9999 | Hydro | [5 empty] | Non-Fossil | G | 2025 | Hydro |  | 0 | 0 | 0 | 0 | 0 | 0 | 0 | 0 | 0 | 0 | 0 | 0 | 0 | 0 | 0 | 0 | 4.1722 | 3.932 | 2.8862 | 10.9903 | 0 | 0 | 0 | 0 | 0 | 0 | 0 | 0 | 0 | 0 | 0 | 0 | 0 | 0 | 0 | 0 | 0 | 0 | 0 | 0 | 0.074447 | 0.011098 | 0.010459 | 0.0076772 | 0.029234 | 0 | 0 | 0 | 0 | 0 | 5
7066_G_2 | WEC_CALN | California | 6 | Sierra | 91 | 7066 | 2 | Stampede | 0 | 1988 | 9999 | Hydro | [5 empty] | Non-Fossil | G | 2025 | Hydro |  | 0 | 0 | 0 | 0 | 0 | 0 | 0 | 0 | 0 | 0 | 0 | 0 | 0 | 0 | 0 | 0 | 0.27732 | 0.44926 | 0.87787 | 1.6044 | 0 | 0 | 0 | 0 | 0 | 0 | 0 | 0 | 0 | 0 | 0 | 0 | 0 | 0 | 0 | 0 | 0 | 0 | 0 | 0 | 0.0089337 | 0.00073767 | 0.001195 | 0.0023351 | 0.0042678 | 0 | 0 | 0 | 0 | 0 | 0.6
7066_G_1 | WEC_CALN | California | 6 | Sierra | 91 | 7066 | 1 | Stampede | 0 | 1988 | 9999 | Hydro | [5 empty] | Non-Fossil | G | 2025 | Hydro |  | 0 | 0 | 0 | 0 | 0 | 0 | 0 | 0 | 0 | 0 | 0 | 0 | 0 | 0 | 0 | 0 | 1.3866 | 2.2463 | 4.3893 | 8.0222 | 0 | 0 | 0 | 0 | 0 | 0 | 0 | 0 | 0 | 0 | 0 | 0 | 0 | 0 | 0 | 0 | 0 | 0 | 0 | 0 | 0.044668 | 0.0036883 | 0.0059752 | 0.011676 | 0.021339 | 0 | 0 | 0 | 0 | 0 | 3
7063_G_5 | S_SOU | Alabama | 1 | Washington | 129 | 7063 | 5 | McIntosh (AL) | 11348 | 2010 | 9999 | Combustion Turbine |  |  |  | DLNB |  | Fossil | G | 2025 | NaturalGas |  | 0.036254 | 0 | 0.0018182 | 0.038072 | 0 | 0 | 0 | 0 | 0 | 0 | 0 | 0 | 0 | 0 | 0 | 0 | 3.1948 | 0 | 0.16022 | 3.355 | 2.1223 | 0 | 0.10644 | 2.2288 | 2.5383e-09 | 0 | 1.2725e-10 | 2.6655e-09 | 0.00066481 | 0 | 3.3336e-05 | 0.00069815 | 0 | 0 | 0 | 0 | 0 | 0 | 0 | 0 | 3.2725 | 0.050153 | 0 | 0.0025152 | 0.052668 | 0.13584 | 0 | 0.0067761 | 0.14261 | 0 | 175
7063_G_4 | S_SOU | Alabama | 1 | Washington | 129 | 7063 | 4 | McIntosh (AL) | 11348 | 2010 | 9999 | Combustion Turbine |  |  |  | DLNB |  | Fossil | G | 2025 | NaturalGas |  | 0.036254 | 0 | 0.0018182 | 0.038072 | 0 | 0 | 0 | 0 | 0 | 0 | 0 | 0 | 0 | 0 | 0 | 0 | 3.1948 | 0 | 0.16022 | 3.355 | 2.1223 | 0 | 0.10644 | 2.2288 | 2.5383e-09 | 0 | 1.2725e-10 | 2.6655e-09 | 0.00060154 | 0 | 3.0164e-05 | 0.0006317 | 0 | 0 | 0 | 0 | 0 | 0 | 0 | 0 | 3.2725 | 0.050153 | 0 | 0.0025152 | 0.052668 | 0.13584 | 0 | 0.0067761 | 0.14261 | 0 | 175
7063_G_3 | S_SOU | Alabama | 1 | Washington | 129 | 7063 | 3 | McIntosh (AL) | 11344 | 1998 | 9999 | Combustion Turbine |  |  |  | H2O |  | Fossil | G | 2025 | NaturalGas |  | 0.023609 | 0 | 0.001184 | 0.024793 | 0 | 0 | 0 | 0 | 0 | 0 | 0 | 0 | 0 | 0 | 0 | 0 | 2.0812 | 0 | 0.10437 | 2.1855 | 1.3821 | 0 | 0.069312 | 1.4514 | 1.6513e-09 | 0 | 8.3e-11 | 1.7343e-09 | 0.00064331 | 0 | 3.2245e-05 | 0.00067556 | 0 | 0 | 0 | 0 | 0 | 0 | 0 | 0 | 2.1318 | 0.032671 | 0 | 0.0016385 | 0.03431 | 0.088458 | 0 | 0.0044126 | 0.09287 | 0 | 114
7063_G_2 | S_SOU | Alabama | 1 | Washington | 129 | 7063 | 2 | McIntosh (AL) | 11344 | 1998 | 9999 | Combustion Turbine |  |  |  | H2O |  | Fossil | G | 2025 | NaturalGas |  | 0.023609 | 0 | 0.001184 | 0.024793 | 0 | 0 | 0 | 0 | 0 | 0 | 0 | 0 | 0 | 0 | 0 | 0 | 2.0812 | 0 | 0.10437 | 2.1855 | 1.3821 | 0 | 0.069312 | 1.4514 | 1.6513e-09 | 0 | 8.3e-11 | 1.7343e-09 | 0.00065748 | 0 | 3.2955e-05 | 0.00069043 | 0 | 0 | 0 | 0 | 0 | 0 | 0 | 0 | 2.1318 | 0.032671 | 0 | 0.0016385 | 0.03431 | 0.088458 | 0 | 0.0044126 | 0.09287 | 0 | 114
7063_G_1 | S_SOU | Alabama | 1 | Washington | 129 | 7063 | 1 | McIntosh (AL) | 15000 | 1991 | 9999 | Combined Cycle | [5 empty] | Fossil | G | 2025 | NaturalGas |  | 0.020098 | 0 | 0.0014748 | 0.021572 | 0 | 0 | 0 | 0 | 0 | 0 | 0 | 0 | 0 | 0 | 0 | 0 | 1.3398 | 0 | 0.098317 | 1.4382 | 1.1765 | 0 | 0.086332 | 1.2629 | 1.41e-09 | 0 | 1.03e-10 | 1.513e-09 | 0.0021852 | 0 | 0.00016035 | 0.0023456 | 0 | 0 | 0 | 0 | 0 | 0 | 0 | 0 | 4.027 | 0.0050635 | 0 | 0.00037156 | 0.0054351 | 0.075303 | 0 | 0.0054962 | 0.080799 | 0 | 110
7060_G_4 | MIS_IA | Iowa | 19 | Osceola | 143 | 7060 | 4 | Sibley No Two | 10745 | 1987 | 9999 | Combustion Turbine | [5 empty] | Fossil | G | 2025 | NaturalGas |  | 0 | 0 | 0.0018141 | 0.0018141 | 0 | 0 | 0 | 0 | 0 | 0 | 0 | 0 | 0 | 0 | 0 | 0 | 0 | 0 | 0.16884 | 0.16884 | 0 | 0 | 0.1062 | 0.1062 | 0 | 0 | 1.2696e-10 | 1.2696e-10 | 0 | 0 | 0.001611 | 0.001611 | 0 | 0 | 0 | 0 | 0 | 0 | 0 | 0 | 0.022249 | 0 | 0 | 0.0023156 | 0.0023156 | 0 | 0 | 0.0066522 | 0.0066522 | 0 | 1
706_G_3 | S_SOU | Georgia | 13 | Dougherty | 95 | 706 | 3 | Flint River | 0 | 1925 | 9999 | Hydro | [5 empty] | Non-Fossil | G | 2025 | Hydro |  | 0 | 0 | 0 | 0 | 0 | 0 | 0 | 0 | 0 | 0 | 0 | 0 | 0 | 0 | 0 | 0 | 0.90617 | 1.017 | 1.2438 | 3.167 | 0 | 0 | 0 | 0 | 0 | 0 | 0 | 0 | 0 | 0 | 0 | 0 | 0 | 0 | 0 | 0 | 0 | 0 | 0 | 0 | 0.031268 | 0.0024104 | 0.0027051 | 0.0033085 | 0.0084241 | 0 | 0 | 0 | 0 | 0 | 2.1
706_G_2 | S_SOU | Georgia | 13 | Dougherty | 95 | 706 | 2 | Flint River | 0 | 1921 | 9999 | Hydro | [5 empty] | Non-Fossil | G | 2025 | Hydro |  | 0 | 0 | 0 | 0 | 0 | 0 | 0 | 0 | 0 | 0 | 0 | 0 | 0 | 0 | 0 | 0 | 0.90617 | 1.017 | 1.2438 | 3.167 | 0 | 0 | 0 | 0 | 0 | 0 | 0 | 0 | 0 | 0 | 0 | 0 | 0 | 0 | 0 | 0 | 0 | 0 | 0 | 0 | 0.031268 | 0.0024104 | 0.0027051 | 0.0033085 | 0.0084241 | 0 | 0 | 0 | 0 | 0 | 2.1
706_G_1 | S_SOU | Georgia | 13 | Dougherty | 95 | 706 | 1 | Flint River | 0 | 1921 | 9999 | Hydro | [5 empty] | Non-Fossil | G | 2025 | Hydro |  | 0 | 0 | 0 | 0 | 0 | 0 | 0 | 0 | 0 | 0 | 0 | 0 | 0 | 0 | 0 | 0 | 0.90617 | 1.017 | 1.2438 | 3.167 | 0 | 0 | 0 | 0 | 0 | 0 | 0 | 0 | 0 | 0 | 0 | 0 | 0 | 0 | 0 | 0 | 0 | 0 | 0 | 0 | 0.031268 | 0.0024104 | 0.0027051 | 0.0033085 | 0.0084241 | 0 | 0 | 0 | 0 | 0 | 2.1
7058_G_8 | MIS_MNWI | Wisconsin | 55 | Douglas | 31 | 7058 | 8 | Solon Diesel | 16586 | 1995 | 9999 | Combustion Turbine | [5 empty] | Fossil | G | 2025 | Oil |  | 0 | 0 | 0 | 0 | 0 | 0 | 0 | 0 | 0 | 0 | 0 | 0 | 0 | 0 | 0 | 0 | 0 | 0 | 0 | 0 | 0 | 0 | 0 | 0 | 0 | 0 | 0 | 0 | 0 | 0 | 0 | 0 | 0 | 0 | 0 | 0 | 0 | 0 | 0 | 0 | 0.01496 | 0 | 0 | 0 | 0 | 0 | 0 | 0 | 0 | 0 | 0.8
7058_G_7 | MIS_MNWI | Wisconsin | 55 | Douglas | 31 | 7058 | 7 | Solon Diesel | 16586 | 1995 | 9999 | Combustion Turbine | [5 empty] | Fossil | G | 2025 | Oil |  | 0 | 0 | 0 | 0 | 0 | 0 | 0 | 0 | 0 | 0 | 0 | 0 | 0 | 0 | 0 | 0 | 0 | 0 | 0 | 0 | 0 | 0 | 0 | 0 | 0 | 0 | 0 | 0 | 0 | 0 | 0 | 0 | 0 | 0 | 0 | 0 | 0 | 0 | 0 | 0 | 0.01496 | 0 | 0 | 0 | 0 | 0 | 0 | 0 | 0 | 0 | 0.8
7058_G_6 | MIS_MNWI | Wisconsin | 55 | Douglas | 31 | 7058 | 6 | Solon Diesel | 16586 | 1995 | 9999 | Combustion Turbine | [5 empty] | Fossil | G | 2025 | Oil |  | 0 | 0 | 0 | 0 | 0 | 0 | 0 | 0 | 0 | 0 | 0 | 0 | 0 | 0 | 0 | 0 | 0 | 0 | 0 | 0 | 0 | 0 | 0 | 0 | 0 | 0 | 0 | 0 | 0 | 0 | 0 | 0 | 0 | 0 | 0 | 0 | 0 | 0 | 0 | 0 | 0.01496 | 0 | 0 | 0 | 0 | 0 | 0 | 0 | 0 | 0 | 0.8
7058_G_5 | MIS_MNWI | Wisconsin | 55 | Douglas | 31 | 7058 | 5 | Solon Diesel | 16586 | 1989 | 9999 | Combustion Turbine | [5 empty] | Fossil | G | 2025 | Oil |  | 0 | 0 | 0 | 0 | 0 | 0 | 0 | 0 | 0 | 0 | 0 | 0 | 0 | 0 | 0 | 0 | 0 | 0 | 0 | 0 | 0 | 0 | 0 | 0 | 0 | 0 | 0 | 0 | 0 | 0 | 0 | 0 | 0 | 0 | 0 | 0 | 0 | 0 | 0 | 0 | 0.01496 | 0 | 0 | 0 | 0 | 0 | 0 | 0 | 0 | 0 | 0.8
7058_G_4 | MIS_MNWI | Wisconsin | 55 | Douglas | 31 | 7058 | 4 | Solon Diesel | 16586 | 1989 | 9999 | Combustion Turbine | [5 empty] | Fossil | G | 2025 | Oil |  | 0 | 0 | 0 | 0 | 0 | 0 | 0 | 0 | 0 | 0 | 0 | 0 | 0 | 0 | 0 | 0 | 0 | 0 | 0 | 0 | 0 | 0 | 0 | 0 | 0 | 0 | 0 | 0 | 0 | 0 | 0 | 0 | 0 | 0 | 0 | 0 | 0 | 0 | 0 | 0 | 0.01496 | 0 | 0 | 0 | 0 | 0 | 0 | 0 | 0 | 0 | 0.8
7058_G_3 | MIS_MNWI | Wisconsin | 55 | Douglas | 31 | 7058 | 3 | Solon Diesel | 16586 | 1989 | 9999 | Combustion Turbine | [5 empty] | Fossil | G | 2025 | Oil |  | 0 | 0 | 0 | 0 | 0 | 0 | 0 | 0 | 0 | 0 | 0 | 0 | 0 | 0 | 0 | 0 | 0 | 0 | 0 | 0 | 0 | 0 | 0 | 0 | 0 | 0 | 0 | 0 | 0 | 0 | 0 | 0 | 0 | 0 | 0 | 0 | 0 | 0 | 0 | 0 | 0.01496 | 0 | 0 | 0 | 0 | 0 | 0 | 0 | 0 | 0 | 0.8
7058_G_2 | MIS_MNWI | Wisconsin | 55 | Douglas | 31 | 7058 | 2 | Solon Diesel | 16586 | 1988 | 9999 | Combustion Turbine | [5 empty] | Fossil | G | 2025 | Oil |  | 0 | 0 | 0 | 0 | 0 | 0 | 0 | 0 | 0 | 0 | 0 | 0 | 0 | 0 | 0 | 0 | 0 | 0 | 0 | 0 | 0 | 0 | 0 | 0 | 0 | 0 | 0 | 0 | 0 | 0 | 0 | 0 | 0 | 0 | 0 | 0 | 0 | 0 | 0 | 0 | 0.01496 | 0 | 0 | 0 | 0 | 0 | 0 | 0 | 0 | 0 | 0.8
7058_G_1 | MIS_MNWI | Wisconsin | 55 | Douglas | 31 | 7058 | 1 | Solon Diesel | 14975 | 1988 | 9999 | Combustion Turbine | [5 empty] | Fossil | G | 2025 | Oil |  | 0 | 0 | 0 | 0 | 0 | 0 | 0 | 0 | 0 | 0 | 0 | 0 | 0 | 0 | 0 | 0 | 0 | 0 | 0 | 0 | 0 | 0 | 0 | 0 | 0 | 0 | 0 | 0 | 0 | 0 | 0 | 0 | 0 | 0 | 0 | 0 | 0 | 0 | 0 | 0 | 0.01496 | 0 | 0 | 0 | 0 | 0 | 0 | 0 | 0 | 0 | 0.8
7056_G_2 | NENGREST | Vermont | 50 | Washington | 23 | 7056 | 2 | Bolton Falls | 0 | 1986 | 9999 | Hydro | [5 empty] | Non-Fossil | G | 2025 | Hydro |  | 0 | 0 | 0 | 0 | 0 | 0 | 0 | 0 | 0 | 0 | 0 | 0 | 0 | 0 | 0 | 0 | 4.0004 | 5.7038 | 5.4327 | 15.137 | 0 | 0 | 0 | 0 | 0 | 0 | 0 | 0 | 0 | 0 | 0 | 0 | 0 | 0 | 0 | 0 | 0 | 0 | 0 | 0 | 0.057767 | 0.010641 | 0.015172 | 0.014451 | 0.040264 | 0 | 0 | 0 | 0 | 0 | 3.8797
7056_G_1 | NENGREST | Vermont | 50 | Washington | 23 | 7056 | 1 | Bolton Falls | 0 | 1986 | 9999 | Hydro | [5 empty] | Non-Fossil | G | 2025 | Hydro |  | 0 | 0 | 0 | 0 | 0 | 0 | 0 | 0 | 0 | 0 | 0 | 0 | 0 | 0 | 0 | 0 | 4.0004 | 5.7038 | 5.4327 | 15.137 | 0 | 0 | 0 | 0 | 0 | 0 | 0 | 0 | 0 | 0 | 0 | 0 | 0 | 0 | 0 | 0 | 0 | 0 | 0 | 0 | 0.057767 | 0.010641 | 0.015172 | 0.014451 | 0.040264 | 0 | 0 | 0 | 0 | 0 | 3.8797
7051_G_3 | NENGREST | Vermont | 50 | Washington | 23 | 7051 | 3 | Wrightsville Hydro Plant | 0 | 1985 | 9999 | Hydro | [5 empty] | Non-Fossil | G | 2025 | Hydro |  | 0 | 0 | 0 | 0 | 0 | 0 | 0 | 0 | 0 | 0 | 0 | 0 | 0 | 0 | 0 | 0 | 0.4103 | 0.58501 | 0.5572 | 1.5525 | 0 | 0 | 0 | 0 | 0 | 0 | 0 | 0 | 0 | 0 | 0 | 0 | 0 | 0 | 0 | 0 | 0 | 0 | 0 | 0 | 0.0059248 | 0.0010914 | 0.0015561 | 0.0014822 | 0.0041297 | 0 | 0 | 0 | 0 | 0 | 0.39792
7051_G_2 | NENGREST | Vermont | 50 | Washington | 23 | 7051 | 2 | Wrightsville Hydro Plant | 0 | 1985 | 9999 | Hydro | [5 empty] | Non-Fossil | G | 2025 | Hydro |  | 0 | 0 | 0 | 0 | 0 | 0 | 0 | 0 | 0 | 0 | 0 | 0 | 0 | 0 | 0 | 0 | 0.20515 | 0.2925 | 0.2786 | 0.77626 | 0 | 0 | 0 | 0 | 0 | 0 | 0 | 0 | 0 | 0 | 0 | 0 | 0 | 0 | 0 | 0 | 0 | 0 | 0 | 0 | 0.0029624 | 0.0005457 | 0.00077806 | 0.00074108 | 0.0020648 | 0 | 0 | 0 | 0 | 0 | 0.19896
7051_G_1 | NENGREST | Vermont | 50 | Washington | 23 | 7051 | 1 | Wrightsville Hydro Plant | 0 | 1985 | 9999 | Hydro | [5 empty] | Non-Fossil | G | 2025 | Hydro |  | 0 | 0 | 0 | 0 | 0 | 0 | 0 | 0 | 0 | 0 | 0 | 0 | 0 | 0 | 0 | 0 | 0.10257 | 0.14625 | 0.1393 | 0.38813 | 0 | 0 | 0 | 0 | 0 | 0 | 0 | 0 | 0 | 0 | 0 | 0 | 0 | 0 | 0 | 0 | 0 | 0 | 0 | 0 | 0.0014812 | 0.00027285 | 0.00038903 | 0.00037054 | 0.0010324 | 0 | 0 | 0 | 0 | 0 | 0.09948
7040_G_3 | SPP_WEST | Arkansas | 5 | Crawford | 33 | 7040 | 3 | Ellis Hydro | 0 | 1988 | 9999 | Hydro | [5 empty] | Non-Fossil | G | 2025 | Hydro |  | 0 | 0 | 0 | 0 | 0 | 0 | 0 | 0 | 0 | 0 | 0 | 0 | 0 | 0 | 0 | 0 | 3.747 | 4.1829 | 6.3938 | 14.3237 | 0 | 0 | 0 | 0 | 0 | 0 | 0 | 0 | 0 | 0 | 0 | 0 | 0 | 0 | 0 | 0 | 0 | 0 | 0 | 0 | 0.089337 | 0.0099671 | 0.011127 | 0.017007 | 0.038101 | 0 | 0 | 0 | 0 | 0 | 6
7040_G_2 | SPP_WEST | Arkansas | 5 | Crawford | 33 | 7040 | 2 | Ellis Hydro | 0 | 1988 | 9999 | Hydro | [5 empty] | Non-Fossil | G | 2025 | Hydro |  | 0 | 0 | 0 | 0 | 0 | 0 | 0 | 0 | 0 | 0 | 0 | 0 | 0 | 0 | 0 | 0 | 3.747 | 4.1829 | 6.3938 | 14.3237 | 0 | 0 | 0 | 0 | 0 | 0 | 0 | 0 | 0 | 0 | 0 | 0 | 0 | 0 | 0 | 0 | 0 | 0 | 0 | 0 | 0.089337 | 0.0099671 | 0.011127 | 0.017007 | 0.038101 | 0 | 0 | 0 | 0 | 0 | 6
7040_G_1 | SPP_WEST | Arkansas | 5 | Crawford | 33 | 7040 | 1 | Ellis Hydro | 0 | 1988 | 9999 | Hydro | [5 empty] | Non-Fossil | G | 2025 | Hydro |  | 0 | 0 | 0 | 0 | 0 | 0 | 0 | 0 | 0 | 0 | 0 | 0 | 0 | 0 | 0 | 0 | 3.1225 | 3.4858 | 5.3281 | 11.9364 | 0 | 0 | 0 | 0 | 0 | 0 | 0 | 0 | 0 | 0 | 0 | 0 | 0 | 0 | 0 | 0 | 0 | 0 | 0 | 0 | 0.074447 | 0.0083059 | 0.0092722 | 0.014173 | 0.031751 | 0 | 0 | 0 | 0 | 0 | 5
704_G_2 | S_SOU | Georgia | 13 | Rabun | 241 | 704 | 2 | Burton Dam | 0 | 1927 | 9999 | Hydro | [5 empty] | Non-Fossil | G | 2025 | Hydro |  | 0 | 0 | 0 | 0 | 0 | 0 | 0 | 0 | 0 | 0 | 0 | 0 | 0 | 0 | 0 | 0 | 2.0713 | 2.3245 | 2.843 | 7.2388 | 0 | 0 | 0 | 0 | 0 | 0 | 0 | 0 | 0 | 0 | 0 | 0 | 0 | 0 | 0 | 0 | 0 | 0 | 0 | 0 | 0.071469 | 0.0055095 | 0.0061832 | 0.0075624 | 0.019255 | 0 | 0 | 0 | 0 | 0 | 4.8
704_G_1 | S_SOU | Georgia | 13 | Rabun | 241 | 704 | 1 | Burton Dam | 0 | 1927 | 9999 | Hydro | [5 empty] | Non-Fossil | G | 2025 | Hydro |  | 0 | 0 | 0 | 0 | 0 | 0 | 0 | 0 | 0 | 0 | 0 | 0 | 0 | 0 | 0 | 0 | 2.0713 | 2.3245 | 2.843 | 7.2388 | 0 | 0 | 0 | 0 | 0 | 0 | 0 | 0 | 0 | 0 | 0 | 0 | 0 | 0 | 0 | 0 | 0 | 0 | 0 | 0 | 0.071469 | 0.0055095 | 0.0061832 | 0.0075624 | 0.019255 | 0 | 0 | 0 | 0 | 0 | 4.8
7039_G_1 | WECC_WY | Wyoming | 56 | Teton | 39 | 7039 | 1 | Lake (WY) | 10745 | 1967 | 9999 | Combustion Turbine | [5 empty] | Fossil | G | 2025 | Oil |  | 0 | 0 | 0 | 0 | 0 | 0 | 0 | 0 | 0 | 0 | 0 | 0 | 0 | 0 | 0 | 0 | 0 | 0 | 0 | 0 | 0 | 0 | 0 | 0 | 0 | 0 | 0 | 0 | 0 | 0 | 0 | 0 | 0 | 0 | 0 | 0 | 0 | 0 | 0 | 0 | 0.05049 | 0 | 0 | 0 | 0 | 0 | 0 | 0 | 0 | 0 | 2.7
7034_G_2 | WECC_UT | Utah | 49 | Cache | 5 | 7034 | 2 | Hydro II | 0 | 1986 | 9999 | Hydro | [5 empty] | Non-Fossil | G | 2025 | Hydro |  | 0 | 0 | 0 | 0 | 0 | 0 | 0 | 0 | 0 | 0 | 0 | 0 | 0 | 0 | 0 | 0 | 1.888 | 2.6164 | 4.3917 | 8.8961 | 0 | 0 | 0 | 0 | 0 | 0 | 0 | 0 | 0 | 0 | 0 | 0 | 0 | 0 | 0 | 0 | 0 | 0 | 0 | 0 | 0.046157 | 0.0050221 | 0.0069597 | 0.011682 | 0.023664 | 0 | 0 | 0 | 0 | 0 | 3.1
7034_G_1 | WECC_UT | Utah | 49 | Cache | 5 | 7034 | 1 | Hydro II | 0 | 1986 | 9999 | Hydro | [5 empty] | Non-Fossil | G | 2025 | Hydro |  | 0 | 0 | 0 | 0 | 0 | 0 | 0 | 0 | 0 | 0 | 0 | 0 | 0 | 0 | 0 | 0 | 1.888 | 2.6164 | 4.3917 | 8.8961 | 0 | 0 | 0 | 0 | 0 | 0 | 0 | 0 | 0 | 0 | 0 | 0 | 0 | 0 | 0 | 0 | 0 | 0 | 0 | 0 | 0.046157 | 0.0050221 | 0.0069597 | 0.011682 | 0.023664 | 0 | 0 | 0 | 0 | 0 | 3.1
7032_G_6 | PJM_Dom | Virginia | 51 | Surry | 181 | 7032 | 6 | Gravel Neck | 12881 | 1989 | 9999 | Combustion Turbine |  |  |  | H2O |  | Fossil | G | 2025 | NaturalGas |  | 0 | 0 | 0.23557 | 0.23557 | 0 | 0 | 0 | 0 | 0 | 0 | 0 | 0 | 0 | 0 | 0 | 0 | 0 | 0 | 18.2881 | 18.2881 | 0 | 0 | 13.7902 | 13.7902 | 0 | 0 | 1.6486e-08 | 1.6486e-08 | 0 | 0 | 0.033209 | 0.033209 | 0 | 0 | 0 | 0 | 0 | 0 | 0 | 0 | 1.5895 | 0 | 0 | 0.2221 | 0.2221 | 0 | 0 | 0.80726 | 0.80726 | 0 | 85
7032_G_5 | PJM_Dom | Virginia | 51 | Surry | 181 | 7032 | 5 | Gravel Neck | 12881 | 1989 | 9999 | Combustion Turbine |  |  |  | H2O |  | Fossil | G | 2025 | NaturalGas |  | 0 | 0 | 0.23557 | 0.23557 | 0 | 0 | 0 | 0 | 0 | 0 | 0 | 0 | 0 | 0 | 0 | 0 | 0 | 0 | 18.2881 | 18.2881 | 0 | 0 | 13.7902 | 13.7902 | 0 | 0 | 1.6486e-08 | 1.6486e-08 | 0 | 0 | 0.020284 | 0.020284 | 0 | 0 | 0 | 0 | 0 | 0 | 0 | 0 | 1.5895 | 0 | 0 | 0.2221 | 0.2221 | 0 | 0 | 0.80726 | 0.80726 | 0 | 85
7032_G_4 | PJM_Dom | Virginia | 51 | Surry | 181 | 7032 | 4 | Gravel Neck | 12881 | 1989 | 9999 | Combustion Turbine |  |  |  | H2O |  | Fossil | G | 2025 | NaturalGas |  | 0 | 0 | 0.23557 | 0.23557 | 0 | 0 | 0 | 0 | 0 | 0 | 0 | 0 | 0 | 0 | 0 | 0 | 0 | 0 | 18.2881 | 18.2881 | 0 | 0 | 13.7902 | 13.7902 | 0 | 0 | 1.6486e-08 | 1.6486e-08 | 0 | 0 | 0.032528 | 0.032528 | 0 | 0 | 0 | 0 | 0 | 0 | 0 | 0 | 1.5895 | 0 | 0 | 0.2221 | 0.2221 | 0 | 0 | 0.80726 | 0.80726 | 0 | 85
7032_G_3 | PJM_Dom | Virginia | 51 | Surry | 181 | 7032 | 3 | Gravel Neck | 12882 | 1989 | 9999 | Combustion Turbine |  |  |  | H2O |  | Fossil | G | 2025 | NaturalGas |  | 0 | 0 | 0.23559 | 0.23559 | 0 | 0 | 0 | 0 | 0 | 0 | 0 | 0 | 0 | 0 | 0 | 0 | 0 | 0 | 18.2881 | 18.2881 | 0 | 0 | 13.7913 | 13.7913 | 0 | 0 | 1.6487e-08 | 1.6487e-08 | 0 | 0 | 0.020128 | 0.020128 | 0 | 0 | 0 | 0 | 0 | 0 | 0 | 0 | 1.5895 | 0 | 0 | 0.2221 | 0.2221 | 0 | 0 | 0.80732 | 0.80732 | 0 | 85
7032_G_2 | PJM_Dom | Virginia | 51 | Surry | 181 | 7032 | 2 | Gravel Neck | 12881 | 1970 | 9999 | Combustion Turbine | [5 empty] | Fossil | G | 2025 | Oil |  | 0 | 0 | 0 | 0 | 0 | 0 | 0 | 0 | 0 | 0 | 0 | 0 | 0 | 0 | 0 | 0 | 0 | 0 | 0 | 0 | 0 | 0 | 0 | 0 | 0 | 0 | 0 | 0 | 0 | 0 | 0 | 0 | 0 | 0 | 0 | 0 | 0 | 0 | 0 | 0 | 0.2992 | 0 | 0 | 0 | 0 | 0 | 0 | 0 | 0 | 0 | 16
7032_G_1 | PJM_Dom | Virginia | 51 | Surry | 181 | 7032 | 1 | Gravel Neck | 12881 | 1970 | 9999 | Combustion Turbine | [5 empty] | Fossil | G | 2025 | Oil |  | 0 | 0 | 0 | 0 | 0 | 0 | 0 | 0 | 0 | 0 | 0 | 0 | 0 | 0 | 0 | 0 | 0 | 0 | 0 | 0 | 0 | 0 | 0 | 0 | 0 | 0 | 0 | 0 | 0 | 0 | 0 | 0 | 0 | 0 | 0 | 0 | 0 | 0 | 0 | 0 | 0.2244 | 0 | 0 | 0 | 0 | 0 | 0 | 0 | 0 | 0 | 12
7030_B_U2 | ERC_REST | Texas | 48 | Robertson | 395 | 7030 | U2 | Major Oak Power | 11468 | 1991 | 9999 | Coal Steam | FBC | wet | Bag House + Reagent Injection + SNCR + ACI + DSI | ROFA | Reagent Injection | Fossil | B | 2025 | Coal |  | 0 | 0 | 0 | 0 | 0 | 0 | 0 | 0 | 0 | 0 | 0 | 0 | 0 | 0 | 0 | 0 | 0 | 0 | 0 | 0 | 0 | 0 | 0 | 0 | 0 | 0 | 0 | 0 | 0 | 0 | 0 | 0 | 0 | 0 | 0 | 0 | 0 | 0 | 0 | 0 | 5.5816 | 0 | 0 | 0 | 0 | 0 | 0 | 0 | 0 | 0 | 153 | SNCR / Mercury Control / DSI
7030_B_U1 | ERC_REST | Texas | 48 | Robertson | 395 | 7030 | U1 | Major Oak Power | 11652 | 1990 | 9999 | Coal Steam | FBC | wet | Bag House + Reagent Injection + SNCR + ACI + DSI | ROFA | Reagent Injection | Fossil | B | 2025 | Coal |  | 0 | 0 | 0 | 0 | 0 | 0 | 0 | 0 | 0 | 0 | 0 | 0 | 0 | 0 | 0 | 0 | 0 | 0 | 0 | 0 | 0 | 0 | 0 | 0 | 0 | 0 | 0 | 0 | 0 | 0 | 0 | 0 | 0 | 0 | 0 | 0 | 0 | 0 | 0 | 0 | 5.5451 | 0 | 0 | 0 | 0 | 0 | 0 | 0 | 0 | 0 | 152 | SNCR / Mercury Control / DSI
703_B_4BLR | S_SOU | Georgia | 13 | Bartow | 15 | 703 | 4BLR | Bowen | 9724 | 1975 | 9999 | Coal Steam | tangential | dry | ESPC + Bag House + Wet Scrubber + SCR + ACI | LNC2 | Wet Scrubber | Fossil | B | 2025 | Coal |  | 12.1809 | 13.693 | 24.5244 | 50.3983 | 12.1809 | 13.693 | 24.5244 | 50.3983 | 0 | 0 | 0 | 0 | 0 | 0 | 0 | 0 | 1252.6606 | 1408.1642 | 2522.0491 | 5182.8738 | 1265.4045 | 1432.6435 | 2547.7071 | 5245.7552 | 0.0048902 | 0.0046097 | 0.0098457 | 0.019346 | 0.72019 | 0.8096 | 1.45 | 2.9798 | 1.8237 | 1.5409 | 3.6718 | 7.0364 | 0.0060904 | 0.0068465 | 0.012262 | 0.025199 | 39.0902 | 8.0639 | 9.065 | 16.2356 | 33.3645 | 29.4003 | 33.05 | 59.1932 | 121.6434 | 0 | 892 | Scrubber / SCR / Mercury Control | Wet Scrubber
703_B_3BLR | S_SOU | Georgia | 13 | Bartow | 15 | 703 | 3BLR | Bowen | 9807 | 1974 | 9999 | Coal Steam | tangential | dry | ESPC + Bag House + Wet Scrubber + SCR + ACI | LNC2 | Wet Scrubber | Fossil | B | 2025 | Coal |  | 12.2848 | 13.8099 | 24.7337 | 50.8284 | 12.2848 | 13.8099 | 24.7337 | 50.8284 | 0 | 0 | 0 | 0 | 0 | 0 | 0 | 0 | 1252.6606 | 1408.1642 | 2522.0491 | 5182.8738 | 1276.2055 | 1444.872 | 2569.4533 | 5290.5308 | 0.004932 | 0.004649 | 0.0099298 | 0.019511 | 0.61443 | 0.6907 | 1.2371 | 2.5422 | 1.8393 | 1.554 | 3.7031 | 7.0965 | 0.0061424 | 0.0069049 | 0.012367 | 0.025414 | 39.0902 | 8.0639 | 9.065 | 16.2356 | 33.3645 | 29.6512 | 33.3321 | 59.6984 | 122.6817 | 0 | 892 | Scrubber / SCR / Mercury Control | Wet Scrubber
703_B_2BLR | S_SOU | Georgia | 13 | Bartow | 15 | 703 | 2BLR | Bowen | 9922 | 1972 | 9999 | Coal Steam | tangential | dry | ESPC + Wet Scrubber + SCR + ACI | LNC2 | Wet Scrubber | Fossil | B | 2025 | Coal |  | 9.6143 | 4.1873 | 17.4664 | 31.268 | 9.6143 | 4.1873 | 17.4664 | 31.268 | 0 | 0 | 0 | 0 | 0 | 0 | 0 | 0 | 968.9916 | 422.0248 | 1760.3692 | 3151.3856 | 998.7809 | 437.6269 | 1817.967 | 3254.3748 | 0.0038598 | 0.0014513 | 0.006708 | 0.012019 | 0.27797 | 0.12106 | 0.50498 | 0.90401 | 1.4395 | 0.49513 | 2.4406 | 4.3751 | 0.0048072 | 0.0020937 | 0.0087333 | 0.015634 | 32.0528 | 6.2514 | 2.7227 | 11.3569 | 20.331 | 23.2056 | 10.1067 | 42.1576 | 75.4699 | 0 | 724 | Scrubber / SCR / Mercury Control | Wet Scrubber
703_B_1BLR | S_SOU | Georgia | 13 | Bartow | 15 | 703 | 1BLR | Bowen | 9950 | 1971 | 9999 | Coal Steam | tangential | dry | ESPC + Wet Scrubber + SCR + ACI | LNC2 | Wet Scrubber | Fossil | B | 2025 | Coal |  | 9.6415 | 4.1991 | 17.5157 | 31.3563 | 9.6415 | 4.1991 | 17.5157 | 31.3563 | 0 | 0 | 0 | 0 | 0 | 0 | 0 | 0 | 968.9916 | 422.0248 | 1760.3692 | 3151.3856 | 1001.5995 | 438.8619 | 1823.0974 | 3263.5587 | 0.0038707 | 0.0014554 | 0.0067269 | 0.012053 | 0.60335 | 0.26278 | 1.0961 | 1.9622 | 1.4435 | 0.49653 | 2.4474 | 4.3875 | 0.0048207 | 0.0020996 | 0.0087579 | 0.015678 | 32.0528 | 6.2514 | 2.7227 | 11.3569 | 20.331 | 23.2711 | 10.1352 | 42.2766 | 75.6829 | 0 | 724 | Scrubber / SCR / Mercury Control | Wet Scrubber
7028_G_K7CAT | WECC_UT | Utah | 49 | Utah | 49 | 7028 | K7CAT | Whitehead | 10745 | 2016 | 9999 | Combustion Turbine | [5 empty] | Fossil | G | 2025 | Oil |  | 0 | 0 | 0 | 0 | 0 | 0 | 0 | 0 | 0 | 0 | 0 | 0 | 0 | 0 | 0 | 0 | 0 | 0 | 0 | 0 | 0 | 0 | 0 | 0 | 0 | 0 | 0 | 0 | 0 | 0 | 0 | 0 | 0 | 0 | 0 | 0 | 0 | 0 | 0 | 0 | 0.04675 | 0 | 0 | 0 | 0 | 0 | 0 | 0 | 0 | 0 | 2.5
7028_G_K6CAT | WECC_UT | Utah | 49 | Utah | 49 | 7028 | K6CAT | Whitehead | 10745 | 2016 | 9999 | Combustion Turbine | [5 empty] | Fossil | G | 2025 | Oil |  | 0 | 0 | 0 | 0 | 0 | 0 | 0 | 0 | 0 | 0 | 0 | 0 | 0 | 0 | 0 | 0 | 0 | 0 | 0 | 0 | 0 | 0 | 0 | 0 | 0 | 0 | 0 | 0 | 0 | 0 | 0 | 0 | 0 | 0 | 0 | 0 | 0 | 0 | 0 | 0 | 0.04675 | 0 | 0 | 0 | 0 | 0 | 0 | 0 | 0 | 0 | 2.5
7028_G_K4 | WECC_UT | Utah | 49 | Utah | 49 | 7028 | K4 | Whitehead | 16201 | 2002 | 9999 | Combustion Turbine | [5 empty] | Fossil | G | 2025 | NaturalGas |  | 0 | 0 | 0 | 0 | 0 | 0 | 0 | 0 | 0 | 0 | 0 | 0 | 0 | 0 | 0 | 0 | 0 | 0 | 0 | 0 | 0 | 0 | 0 | 0 | 0 | 0 | 0 | 0 | 0 | 0 | 0 | 0 | 0 | 0 | 0 | 0 | 0 | 0 | 0 | 0 | 0.10606 | 0 | 0 | 0 | 0 | 0 | 0 | 0 | 0 | 0 | 4
7028_G_K3 | WECC_UT | Utah | 49 | Utah | 49 | 7028 | K3 | Whitehead | 16200 | 2000 | 9999 | Combustion Turbine | [5 empty] | Fossil | G | 2025 | NaturalGas |  | 0 | 0 | 0 | 0 | 0 | 0 | 0 | 0 | 0 | 0 | 0 | 0 | 0 | 0 | 0 | 0 | 0 | 0 | 0 | 0 | 0 | 0 | 0 | 0 | 0 | 0 | 0 | 0 | 0 | 0 | 0 | 0 | 0 | 0 | 0 | 0 | 0 | 0 | 0 | 0 | 0.15644 | 0 | 0 | 0 | 0 | 0 | 0 | 0 | 0 | 0 | 5.9
7028_G_K2 | WECC_UT | Utah | 49 | Utah | 49 | 7028 | K2 | Whitehead | 16201 | 1986 | 9999 | Combustion Turbine | [5 empty] | Fossil | G | 2025 | NaturalGas |  | 0 | 0 | 0 | 0 | 0 | 0 | 0 | 0 | 0 | 0 | 0 | 0 | 0 | 0 | 0 | 0 | 0 | 0 | 0 | 0 | 0 | 0 | 0 | 0 | 0 | 0 | 0 | 0 | 0 | 0 | 0 | 0 | 0 | 0 | 0 | 0 | 0 | 0 | 0 | 0 | 0.15909 | 0 | 0 | 0 | 0 | 0 | 0 | 0 | 0 | 0 | 6
7028_G_K1 | WECC_UT | Utah | 49 | Utah | 49 | 7028 | K1 | Whitehead | 16200 | 1986 | 9999 | Combustion Turbine | [5 empty] | Fossil | G | 2025 | NaturalGas |  | 0 | 0 | 0 | 0 | 0 | 0 | 0 | 0 | 0 | 0 | 0 | 0 | 0 | 0 | 0 | 0 | 0 | 0 | 0 | 0 | 0 | 0 | 0 | 0 | 0 | 0 | 0 | 0 | 0 | 0 | 0 | 0 | 0 | 0 | 0 | 0 | 0 | 0 | 0 | 0 | 0.15644 | 0 | 0 | 0 | 0 | 0 | 0 | 0 | 0 | 0 | 5.9
702_G_6 | S_SOU | Alabama | 1 | Lee | 81 | 702 | 6 | Bartletts Ferry | 0 | 1985 | 9999 | Hydro | [5 empty] | Non-Fossil | G | 2025 | Hydro |  | 0 | 0 | 0 | 0 | 0 | 0 | 0 | 0 | 0 | 0 | 0 | 0 | 0 | 0 | 0 | 0 | 49.232 | 46.3972 | 34.0568 | 129.686 | 0 | 0 | 0 | 0 | 0 | 0 | 0 | 0 | 0 | 0 | 0 | 0 | 0 | 0 | 0 | 0 | 0 | 0 | 0 | 0 | 0.87848 | 0.13096 | 0.12342 | 0.090591 | 0.34496 | 0 | 0 | 0 | 0 | 0 | 59
702_G_5 | S_SOU | Alabama | 1 | Lee | 81 | 702 | 5 | Bartletts Ferry | 0 | 1985 | 9999 | Hydro | [5 empty] | Non-Fossil | G | 2025 | Hydro |  | 0 | 0 | 0 | 0 | 0 | 0 | 0 | 0 | 0 | 0 | 0 | 0 | 0 | 0 | 0 | 0 | 49.232 | 46.3972 | 34.0568 | 129.686 | 0 | 0 | 0 | 0 | 0 | 0 | 0 | 0 | 0 | 0 | 0 | 0 | 0 | 0 | 0 | 0 | 0 | 0 | 0 | 0 | 0.87848 | 0.13096 | 0.12342 | 0.090591 | 0.34496 | 0 | 0 | 0 | 0 | 0 | 59
702_G_4 | S_SOU | Alabama | 1 | Lee | 81 | 702 | 4 | Bartletts Ferry | 0 | 1951 | 9999 | Hydro | [5 empty] | Non-Fossil | G | 2025 | Hydro |  | 0 | 0 | 0 | 0 | 0 | 0 | 0 | 0 | 0 | 0 | 0 | 0 | 0 | 0 | 0 | 0 | 18.2742 | 17.222 | 12.6414 | 48.1377 | 0 | 0 | 0 | 0 | 0 | 0 | 0 | 0 | 0 | 0 | 0 | 0 | 0 | 0 | 0 | 0 | 0 | 0 | 0 | 0 | 0.32608 | 0.048609 | 0.045811 | 0.033626 | 0.12805 | 0 | 0 | 0 | 0 | 0 | 21.9
702_G_3 | S_SOU | Alabama | 1 | Lee | 81 | 702 | 3 | Bartletts Ferry | 0 | 1928 | 9999 | Hydro | [5 empty] | Non-Fossil | G | 2025 | Hydro |  | 0 | 0 | 0 | 0 | 0 | 0 | 0 | 0 | 0 | 0 | 0 | 0 | 0 | 0 | 0 | 0 | 13.6848 | 12.8968 | 9.4666 | 36.0483 | 0 | 0 | 0 | 0 | 0 | 0 | 0 | 0 | 0 | 0 | 0 | 0 | 0 | 0 | 0 | 0 | 0 | 0 | 0 | 0 | 0.24419 | 0.036402 | 0.034306 | 0.025181 | 0.095889 | 0 | 0 | 0 | 0 | 0 | 16.4
702_G_2 | S_SOU | Alabama | 1 | Lee | 81 | 702 | 2 | Bartletts Ferry | 0 | 1926 | 9999 | Hydro | [5 empty] | Non-Fossil | G | 2025 | Hydro |  | 0 | 0 | 0 | 0 | 0 | 0 | 0 | 0 | 0 | 0 | 0 | 0 | 0 | 0 | 0 | 0 | 13.6848 | 12.8968 | 9.4666 | 36.0483 | 0 | 0 | 0 | 0 | 0 | 0 | 0 | 0 | 0 | 0 | 0 | 0 | 0 | 0 | 0 | 0 | 0 | 0 | 0 | 0 | 0.24419 | 0.036402 | 0.034306 | 0.025181 | 0.095889 | 0 | 0 | 0 | 0 | 0 | 16.4
702_G_1 | S_SOU | Alabama | 1 | Lee | 81 | 702 | 1 | Bartletts Ferry | 0 | 1926 | 9999 | Hydro | [5 empty] | Non-Fossil | G | 2025 | Hydro |  | 0 | 0 | 0 | 0 | 0 | 0 | 0 | 0 | 0 | 0 | 0 | 0 | 0 | 0 | 0 | 0 | 13.6848 | 12.8968 | 9.4666 | 36.0483 | 0 | 0 | 0 | 0 | 0 | 0 | 0 | 0 | 0 | 0 | 0 | 0 | 0 | 0 | 0 | 0 | 0 | 0 | 0 | 0 | 0.24419 | 0.036402 | 0.034306 | 0.025181 | 0.095889 | 0 | 0 | 0 | 0 | 0 | 16.4
7018_G_9 | SPP_N | Kansas | 20 | Neosho | 133 | 7018 | 9 | Chanute 3 | 11014 | 1985 | 9999 | Combustion Turbine | [5 empty] | Fossil | G | 2025 | NaturalGas |  | 0.00034364 | 0.00020618 | 0.038563 | 0.039113 | 0 | 0 | 0 | 0 | 0 | 0 | 0 | 0 | 0 | 0 | 0 | 0 | 0.0312 | 0.01872 | 3.5013 | 3.5512 | 0.020117 | 0.01207 | 2.2575 | 2.2897 | 2.4009e-11 | 1.4405e-11 | 2.6992e-09 | 2.7376e-09 | 0.00046391 | 0.00027835 | 0.05206 | 0.052802 | 0 | 0 | 0 | 0 | 0 | 0 | 0 | 0 | 0.20972 | 0.0004898 | 0.00029388 | 0.036156 | 0.03694 | 0.0012704 | 0.00071686 | 0.13639 | 0.13838 | 0 | 6.9
7018_G_13 | SPP_N | Kansas | 20 | Neosho | 133 | 7018 | 13 | Chanute 3 | 11016 | 1991 | 9999 | Combustion Turbine | [5 empty] | Fossil | G | 2025 | Oil |  | 0 | 0 | 0 | 0 | 0 | 0 | 0 | 0 | 0 | 0 | 0 | 0 | 0 | 0 | 0 | 0 | 0 | 0 | 0 | 0 | 0 | 0 | 0 | 0 | 0 | 0 | 0 | 0 | 0 | 0 | 0 | 0 | 0 | 0 | 0 | 0 | 0 | 0 | 0 | 0 | 0.11033 | 0 | 0 | 0 | 0 | 0 | 0 | 0 | 0 | 0 | 5.9
7018_G_12 | SPP_N | Kansas | 20 | Neosho | 133 | 7018 | 12 | Chanute 3 | 11018 | 1991 | 9999 | Combustion Turbine | [5 empty] | Fossil | G | 2025 | Oil |  | 0 | 0 | 0 | 0 | 0 | 0 | 0 | 0 | 0 | 0 | 0 | 0 | 0 | 0 | 0 | 0 | 0 | 0 | 0 | 0 | 0 | 0 | 0 | 0 | 0 | 0 | 0 | 0 | 0 | 0 | 0 | 0 | 0 | 0 | 0 | 0 | 0 | 0 | 0 | 0 | 0.10285 | 0 | 0 | 0 | 0 | 0 | 0 | 0 | 0 | 0 | 5.5
7018_G_11 | SPP_N | Kansas | 20 | Neosho | 133 | 7018 | 11 | Chanute 3 | 11014 | 1986 | 9999 | Combustion Turbine | [5 empty] | Fossil | G | 2025 | NaturalGas |  | 0.00034364 | 0.00020618 | 0.038563 | 0.039113 | 0 | 0 | 0 | 0 | 0 | 0 | 0 | 0 | 0 | 0 | 0 | 0 | 0.0312 | 0.01872 | 3.5013 | 3.5512 | 0.020117 | 0.01207 | 2.2575 | 2.2897 | 2.4009e-11 | 1.4405e-11 | 2.6992e-09 | 2.7376e-09 | 0.00046391 | 0.00027835 | 0.05206 | 0.052802 | 0 | 0 | 0 | 0 | 0 | 0 | 0 | 0 | 0.20972 | 0.0004898 | 0.00029388 | 0.036156 | 0.03694 | 0.0012704 | 0.00071686 | 0.13639 | 0.13838 | 0 | 6.9
7018_G_10 | SPP_N | Kansas | 20 | Neosho | 133 | 7018 | 10 | Chanute 3 | 11016 | 1986 | 9999 | Combustion Turbine | [5 empty] | Fossil | G | 2025 | NaturalGas |  | 0.0003437 | 0.00020622 | 0.03857 | 0.03912 | 0 | 0 | 0 | 0 | 0 | 0 | 0 | 0 | 0 | 0 | 0 | 0 | 0.0312 | 0.01872 | 3.5013 | 3.5512 | 0.02012 | 0.012072 | 2.2579 | 2.2901 | 2.4013e-11 | 1.4408e-11 | 2.6997e-09 | 2.7381e-09 | 0.000464 | 0.0002784 | 0.052069 | 0.052812 | 0 | 0 | 0 | 0 | 0 | 0 | 0 | 0 | 0.20972 | 0.0004898 | 0.00029388 | 0.036156 | 0.03694 | 0.0012706 | 0.00071699 | 0.13642 | 0.1384 | 0 | 6.9
7015_G_1 | WECC_UT | Utah | 49 | Sanpete | 39 | 7015 | 1 | Unit 4 | 0 | 1993 | 9999 | Hydro | [5 empty] | Non-Fossil | G | 2025 | Hydro |  | 0 | 0 | 0 | 0 | 0 | 0 | 0 | 0 | 0 | 0 | 0 | 0 | 0 | 0 | 0 | 0 | 0.66994 | 0.92841 | 1.5583 | 3.1567 | 0 | 0 | 0 | 0 | 0 | 0 | 0 | 0 | 0 | 0 | 0 | 0 | 0 | 0 | 0 | 0 | 0 | 0 | 0 | 0 | 0.016378 | 0.001782 | 0.0024696 | 0.0041452 | 0.0083968 | 0 | 0 | 0 | 0 | 0 | 1.1
7013_G_5 | SPP_N | Kansas | 20 | Cowley | 35 | 7013 | 5 | East 12th Street | 16663 | 2002 | 9999 | Combustion Turbine | [5 empty] | Fossil | G | 2025 | Oil |  | 0 | 0 | 0 | 0 | 0 | 0 | 0 | 0 | 0 | 0 | 0 | 0 | 0 | 0 | 0 | 0 | 0 | 0 | 0 | 0 | 0 | 0 | 0 | 0 | 0 | 0 | 0 | 0 | 0 | 0 | 0 | 0 | 0 | 0 | 0 | 0 | 0 | 0 | 0 | 0 | 0.02992 | 0 | 0 | 0 | 0 | 0 | 0 | 0 | 0 | 0 | 1.6
7013_B_4 | SPP_N | Kansas | 20 | Cowley | 35 | 7013 | 4 | East 12th Street | 12671 | 1971 | 9999 | O/G Steam | wall | dry |  |  |  | Fossil | B | 2025 | NaturalGas |  | 0.011172 | 0.00081749 | 0.15902 | 0.17101 | 0 | 0 | 0 | 0 | 0 | 0 | 0 | 0 | 0 | 0 | 0 | 0 | 0.88173 | 0.064517 | 12.55 | 13.4963 | 0.65403 | 0.047856 | 9.3091 | 10.011 | 7.8184e-10 | 5.7208e-11 | 1.1134e-08 | 1.1973e-08 | 0.0016311 | 0.00011935 | 0.023216 | 0.024967 | 0 | 0 | 0 | 0 | 0 | 0 | 0 | 0 | 0.66876 | 0.00073007 | 5.342e-05 | 0.010391 | 0.011175 | 0.041302 | 0.0028423 | 0.56243 | 0.60658 | 0 | 26
7012_G_2 | WECC_ID | Idaho | 16 | Bonneville | 19 | 7012 | 2 | Lower No 1 | 0 | 1982 | 9999 | Hydro | [5 empty] | Non-Fossil | G | 2025 | Hydro |  | 0 | 0 | 0 | 0 | 0 | 0 | 0 | 0 | 0 | 0 | 0 | 0 | 0 | 0 | 0 | 0 | 5.4312 | 7.525 | 13.5687 | 26.5249 | 0 | 0 | 0 | 0 | 0 | 0 | 0 | 0 | 0 | 0 | 0 | 0 | 0 | 0 | 0 | 0 | 0 | 0 | 0 | 0 | 0.11905 | 0.014447 | 0.020017 | 0.036093 | 0.070556 | 0 | 0 | 0 | 0 | 0 | 7.9955
7011_G_9A | SPP_N | Kansas | 20 | Stevens | 189 | 7011 | 9A | Hugoton 2 | 10745 | 1994 | 9999 | Combustion Turbine | [5 empty] | Fossil | G | 2025 | NaturalGas |  | 0.00019434 | 0.00011661 | 0.021809 | 0.02212 | 0 | 0 | 0 | 0 | 0 | 0 | 0 | 0 | 0 | 0 | 0 | 0 | 0.018087 | 0.010852 | 2.0297 | 2.0587 | 0.011377 | 0.0068262 | 1.2767 | 1.2949 | 1.3609e-11 | 8.1652e-12 | 1.5265e-09 | 1.5483e-09 | 0.00027534 | 0.0001652 | 0.030898 | 0.031339 | 0 | 0 | 0 | 0 | 0 | 0 | 0 | 0 | 0.0748 | 0.00028394 | 0.00017036 | 0.02096 | 0.021414 | 0.00071846 | 0.00040542 | 0.077136 | 0.07826 | 0 | 4
7011_G_8 | SPP_N | Kansas | 20 | Stevens | 189 | 7011 | 8 | Hugoton 2 | 10745 | 1971 | 9999 | Combustion Turbine | [5 empty] | Fossil | G | 2025 | NaturalGas |  | 8.7455e-05 | 5.2473e-05 | 0.0098142 | 0.0099541 | 0 | 0 | 0 | 0 | 0 | 0 | 0 | 0 | 0 | 0 | 0 | 0 | 0.0081392 | 0.0048835 | 0.91337 | 0.9264 | 0.0051196 | 0.0030718 | 0.57452 | 0.58271 | 6.1239e-12 | 3.6743e-12 | 6.8695e-10 | 6.9674e-10 | 0.0001239 | 7.4341e-05 | 0.013904 | 0.014103 | 0 | 0 | 0 | 0 | 0 | 0 | 0 | 0 | 0.03366 | 0.00012777 | 7.6664e-05 | 0.009432 | 0.0096364 | 0.00032331 | 0.00018244 | 0.034711 | 0.035217 | 0 | 1.8
7011_G_7 | SPP_N | Kansas | 20 | Stevens | 189 | 7011 | 7 | Hugoton 2 | 10745 | 1964 | 9999 | Combustion Turbine | [5 empty] | Fossil | G | 2025 | NaturalGas |  | 9.7172e-05 | 5.8303e-05 | 0.010905 | 0.01106 | 0 | 0 | 0 | 0 | 0 | 0 | 0 | 0 | 0 | 0 | 0 | 0 | 0.0090435 | 0.0054261 | 1.0149 | 1.0293 | 0.0056885 | 0.0034131 | 0.63836 | 0.64746 | 6.8043e-12 | 4.0826e-12 | 7.6327e-10 | 7.7416e-10 | 0.00013767 | 8.2601e-05 | 0.015449 | 0.015669 | 0 | 0 | 0 | 0 | 0 | 0 | 0 | 0 | 0.0374 | 0.00014197 | 8.5182e-05 | 0.01048 | 0.010707 | 0.00035923 | 0.00020271 | 0.038568 | 0.03913 | 0 | 2
7011_G_13 | SPP_N | Kansas | 20 | Stevens | 189 | 7011 | 13 | Hugoton 2 | 10745 | 1998 | 9999 | Combustion Turbine | [5 empty] | Fossil | G | 2025 | NaturalGas |  | 2.4288e-05 | 1.4573e-05 | 0.0027262 | 0.002765 | 0 | 0 | 0 | 0 | 0 | 0 | 0 | 0 | 0 | 0 | 0 | 0 | 0.0022609 | 0.0013565 | 0.25372 | 0.25733 | 0.0014221 | 0.00085327 | 0.15959 | 0.16187 | 1.7e-12 | 1.02e-12 | 1.9085e-10 | 1.9357e-10 | 1.5e-05 | 9e-06 | 0.001684 | 0.001708 | 0 | 0 | 0 | 0 | 0 | 0 | 0 | 0 | 0.00935 | 3.5492e-05 | 2.1295e-05 | 0.00262 | 0.0026768 | 8.9817e-05 | 5.0683e-05 | 0.009642 | 0.0097825 | 0 | 0.5
7011_G_12 | SPP_N | Kansas | 20 | Stevens | 189 | 7011 | 12 | Hugoton 2 | 10745 | 1997 | 9999 | Combustion Turbine | [5 empty] | Fossil | G | 2025 | NaturalGas |  | 0.00013604 | 8.1625e-05 | 0.015267 | 0.015484 | 0 | 0 | 0 | 0 | 0 | 0 | 0 | 0 | 0 | 0 | 0 | 0 | 0.012661 | 0.0075965 | 1.4208 | 1.4411 | 0.0079639 | 0.0047783 | 0.8937 | 0.90645 | 9.526e-12 | 5.7156e-12 | 1.0686e-09 | 1.0838e-09 | 0.00019274 | 0.00011564 | 0.021629 | 0.021937 | 0 | 0 | 0 | 0 | 0 | 0 | 0 | 0 | 0.05236 | 0.00019876 | 0.00011925 | 0.014672 | 0.01499 | 0.00050292 | 0.0002838 | 0.053995 | 0.054782 | 0 | 2.8
7011_G_11 | SPP_N | Kansas | 20 | Stevens | 189 | 7011 | 11 | Hugoton 2 | 10745 | 1997 | 9999 | Combustion Turbine | [5 empty] | Fossil | G | 2025 | NaturalGas |  | 0.00010689 | 6.4134e-05 | 0.011995 | 0.012166 | 0 | 0 | 0 | 0 | 0 | 0 | 0 | 0 | 0 | 0 | 0 | 0 | 0.0099479 | 0.0059687 | 1.1163 | 1.1323 | 0.0062573 | 0.0037544 | 0.7022 | 0.71221 | 7.4847e-12 | 4.4908e-12 | 8.396e-10 | 8.5158e-10 | 0.00015144 | 9.0862e-05 | 0.016994 | 0.017236 | 0 | 0 | 0 | 0 | 0 | 0 | 0 | 0 | 0.04114 | 0.00015617 | 9.37e-05 | 0.011528 | 0.011778 | 0.00039515 | 0.00022298 | 0.042425 | 0.043043 | 0 | 2.2
7011_G_10 | SPP_N | Kansas | 20 | Stevens | 189 | 7011 | 10 | Hugoton 2 | 10745 | 1983 | 9999 | Combustion Turbine | [5 empty] | Fossil | G | 2025 | NaturalGas |  | 0.00019434 | 0.00011661 | 0.021809 | 0.02212 | 0 | 0 | 0 | 0 | 0 | 0 | 0 | 0 | 0 | 0 | 0 | 0 | 0.018087 | 0.010852 | 2.0297 | 2.0587 | 0.011377 | 0.0068262 | 1.2767 | 1.2949 | 1.3609e-11 | 8.1652e-12 | 1.5265e-09 | 1.5483e-09 | 0.00027534 | 0.0001652 | 0.030898 | 0.031339 | 0 | 0 | 0 | 0 | 0 | 0 | 0 | 0 | 0.0748 | 0.00028394 | 0.00017036 | 0.02096 | 0.021414 | 0.00071846 | 0.00040542 | 0.077136 | 0.07826 | 0 | 4
7_B_2 | S_SOU | Alabama | 1 | Etowah | 55 | 7 | 2 | Gadsden | 14031 | 1949 | 9999 | O/G Steam | tangential |  |  |  |  | Fossil | B | 2025 |  | O/G Retirement | 0 | 0 | 0 | 0 | 0 | 0 | 0 | 0 | 0 | 0 | 0 | 0 | 0 | 0 | 0 | 0 | 0 | 0 | 0 | 0 | 0 | 0 | 0 | 0 | 0 | 0 | 0 | 0 | 0 | 0 | 0 | 0 | 0 | 0 | 0 | 0 | 0 | 0 | 0 | 0 | 0 | 0 | 0 | 0 | 0 | 0 | 0 | 0 | 0 | 0 | 66
7_B_1 | S_SOU | Alabama | 1 | Etowah | 55 | 7 | 1 | Gadsden | 14031 | 1949 | 9999 | O/G Steam | tangential |  |  |  |  | Fossil | B | 2025 |  | O/G Retirement | 0 | 0 | 0 | 0 | 0 | 0 | 0 | 0 | 0 | 0 | 0 | 0 | 0 | 0 | 0 | 0 | 0 | 0 | 0 | 0 | 0 | 0 | 0 | 0 | 0 | 0 | 0 | 0 | 0 | 0 | 0 | 0 | 0 | 0 | 0 | 0 | 0 | 0 | 0 | 0 | 0 | 0 | 0 | 0 | 0 | 0 | 0 | 0 | 0 | 0 | 64
698_G_5 | MIS_MO | Missouri | 29 | Grundy | 79 | 698 | 5 | Trenton North | 13150 | 1975 | 9999 | Combustion Turbine | [5 empty] | Fossil | G | 2025 | Oil |  | 0 | 0 | 0 | 0 | 0 | 0 | 0 | 0 | 0 | 0 | 0 | 0 | 0 | 0 | 0 | 0 | 0 | 0 | 0 | 0 | 0 | 0 | 0 | 0 | 0 | 0 | 0 | 0 | 0 | 0 | 0 | 0 | 0 | 0 | 0 | 0 | 0 | 0 | 0 | 0 | 0.05049 | 0 | 0 | 0 | 0 | 0 | 0 | 0 | 0 | 0 | 2.7
698_G_4 | MIS_MO | Missouri | 29 | Grundy | 79 | 698 | 4 | Trenton North | 13150 | 1974 | 9999 | Combustion Turbine | [5 empty] | Fossil | G | 2025 | Oil |  | 0 | 0 | 0 | 0 | 0 | 0 | 0 | 0 | 0 | 0 | 0 | 0 | 0 | 0 | 0 | 0 | 0 | 0 | 0 | 0 | 0 | 0 | 0 | 0 | 0 | 0 | 0 | 0 | 0 | 0 | 0 | 0 | 0 | 0 | 0 | 0 | 0 | 0 | 0 | 0 | 0.05049 | 0 | 0 | 0 | 0 | 0 | 0 | 0 | 0 | 0 | 2.7
698_G_3 | MIS_MO | Missouri | 29 | Grundy | 79 | 698 | 3 | Trenton North | 13150 | 1974 | 9999 | Combustion Turbine | [5 empty] | Fossil | G | 2025 | Oil |  | 0 | 0 | 0 | 0 | 0 | 0 | 0 | 0 | 0 | 0 | 0 | 0 | 0 | 0 | 0 | 0 | 0 | 0 | 0 | 0 | 0 | 0 | 0 | 0 | 0 | 0 | 0 | 0 | 0 | 0 | 0 | 0 | 0 | 0 | 0 | 0 | 0 | 0 | 0 | 0 | 0.05049 | 0 | 0 | 0 | 0 | 0 | 0 | 0 | 0 | 0 | 2.7
698_G_2 | MIS_MO | Missouri | 29 | Grundy | 79 | 698 | 2 | Trenton North | 13150 | 1974 | 9999 | Combustion Turbine | [5 empty] | Fossil | G | 2025 | Oil |  | 0 | 0 | 0 | 0 | 0 | 0 | 0 | 0 | 0 | 0 | 0 | 0 | 0 | 0 | 0 | 0 | 0 | 0 | 0 | 0 | 0 | 0 | 0 | 0 | 0 | 0 | 0 | 0 | 0 | 0 | 0 | 0 | 0 | 0 | 0 | 0 | 0 | 0 | 0 | 0 | 0.05049 | 0 | 0 | 0 | 0 | 0 | 0 | 0 | 0 | 0 | 2.7
698_G_1 | MIS_MO | Missouri | 29 | Grundy | 79 | 698 | 1 | Trenton North | 13543 | 1974 | 9999 | Combustion Turbine | [5 empty] | Fossil | G | 2025 | Oil |  | 0 | 0 | 0 | 0 | 0 | 0 | 0 | 0 | 0 | 0 | 0 | 0 | 0 | 0 | 0 | 0 | 0 | 0 | 0 | 0 | 0 | 0 | 0 | 0 | 0 | 0 | 0 | 0 | 0 | 0 | 0 | 0 | 0 | 0 | 0 | 0 | 0 | 0 | 0 | 0 | 0.05049 | 0 | 0 | 0 | 0 | 0 | 0 | 0 | 0 | 0 | 2.7
696_G_9 | FRCC | Florida | 12 | Monroe | 87 | 696 | 9 | Marathon Generating Plant | 12822 | 1989 | 9999 | Combustion Turbine | [5 empty] | Fossil | G | 2025 | Oil |  | 0 | 0 | 0 | 0 | 0 | 0 | 0 | 0 | 0 | 0 | 0 | 0 | 0 | 0 | 0 | 0 | 0 | 0 | 0 | 0 | 0 | 0 | 0 | 0 | 0 | 0 | 0 | 0 | 0 | 0 | 0 | 0 | 0 | 0 | 0 | 0 | 0 | 0 | 0 | 0 | 0.0374 | 0 | 0 | 0 | 0 | 0 | 0 | 0 | 0 | 0 | 2
696_G_8 | FRCC | Florida | 12 | Monroe | 87 | 696 | 8 | Marathon Generating Plant | 12822 | 1989 | 9999 | Combustion Turbine | [5 empty] | Fossil | G | 2025 | Oil |  | 0 | 0 | 0 | 0 | 0 | 0 | 0 | 0 | 0 | 0 | 0 | 0 | 0 | 0 | 0 | 0 | 0 | 0 | 0 | 0 | 0 | 0 | 0 | 0 | 0 | 0 | 0 | 0 | 0 | 0 | 0 | 0 | 0 | 0 | 0 | 0 | 0 | 0 | 0 | 0 | 0.0374 | 0 | 0 | 0 | 0 | 0 | 0 | 0 | 0 | 0 | 2
696_G_7 | FRCC | Florida | 12 | Monroe | 87 | 696 | 7 | Marathon Generating Plant | 12822 | 1973 | 9999 | Combustion Turbine | [5 empty] | Fossil | G | 2025 | Oil |  | 0 | 0 | 0 | 0 | 0 | 0 | 0 | 0 | 0 | 0 | 0 | 0 | 0 | 0 | 0 | 0 | 0 | 0 | 0 | 0 | 0 | 0 | 0 | 0 | 0 | 0 | 0 | 0 | 0 | 0 | 0 | 0 | 0 | 0 | 0 | 0 | 0 | 0 | 0 | 0 | 0.04675 | 0 | 0 | 0 | 0 | 0 | 0 | 0 | 0 | 0 | 2.5
696_G_6 | FRCC | Florida | 12 | Monroe | 87 | 696 | 6 | Marathon Generating Plant | 12822 | 1973 | 9999 | Combustion Turbine | [5 empty] | Fossil | G | 2025 | Oil |  | 0 | 0 | 0 | 0 | 0 | 0 | 0 | 0 | 0 | 0 | 0 | 0 | 0 | 0 | 0 | 0 | 0 | 0 | 0 | 0 | 0 | 0 | 0 | 0 | 0 | 0 | 0 | 0 | 0 | 0 | 0 | 0 | 0 | 0 | 0 | 0 | 0 | 0 | 0 | 0 | 0.04675 | 0 | 0 | 0 | 0 | 0 | 0 | 0 | 0 | 0 | 2.5
696_G_3 | FRCC | Florida | 12 | Monroe | 87 | 696 | 3 | Marathon Generating Plant | 12822 | 1958 | 9999 | Combustion Turbine | [5 empty] | Fossil | G | 2025 | Oil |  | 0 | 0 | 0 | 0 | 0 | 0 | 0 | 0 | 0 | 0 | 0 | 0 | 0 | 0 | 0 | 0 | 0 | 0 | 0 | 0 | 0 | 0 | 0 | 0 | 0 | 0 | 0 | 0 | 0 | 0 | 0 | 0 | 0 | 0 | 0 | 0 | 0 | 0 | 0 | 0 | 0.0561 | 0 | 0 | 0 | 0 | 0 | 0 | 0 | 0 | 0 | 3
696_G_11 | FRCC | Florida | 12 | Monroe | 87 | 696 | 11 | Marathon Generating Plant | 12822 | 2001 | 9999 | Combustion Turbine | [5 empty] | Fossil | G | 2025 | Oil |  | 0 | 0 | 0 | 0 | 0 | 0 | 0 | 0 | 0 | 0 | 0 | 0 | 0 | 0 | 0 | 0 | 0 | 0 | 0 | 0 | 0 | 0 | 0 | 0 | 0 | 0 | 0 | 0 | 0 | 0 | 0 | 0 | 0 | 0 | 0 | 0 | 0 | 0 | 0 | 0 | 0.06545 | 0 | 0 | 0 | 0 | 0 | 0 | 0 | 0 | 0 | 3.5
696_G_10 | FRCC | Florida | 12 | Monroe | 87 | 696 | 10 | Marathon Generating Plant | 12822 | 1998 | 9999 | Combustion Turbine | [5 empty] | Fossil | G | 2025 | Oil |  | 0 | 0 | 0 | 0 | 0 | 0 | 0 | 0 | 0 | 0 | 0 | 0 | 0 | 0 | 0 | 0 | 0 | 0 | 0 | 0 | 0 | 0 | 0 | 0 | 0 | 0 | 0 | 0 | 0 | 0 | 0 | 0 | 0 | 0 | 0 | 0 | 0 | 0 | 0 | 0 | 0.06545 | 0 | 0 | 0 | 0 | 0 | 0 | 0 | 0 | 0 | 3.5
692_G_9 | WECC_WY | Wyoming | 56 | Carbon | 7 | 692 | 9 | Medicine Bow | 0 | 1999 | 9999 | Onshore Wind | [5 empty] | Non-Fossil | G | 2025 | Wind |  | 0 | 0 | 0 | 0 | 0 | 0 | 0 | 0 | 0 | 0 | 0 | 0 | 0 | 0 | 0 | 0 | 0.71395 | 0.79526 | 0.58653 | 2.0957 | 0 | 0 | 0 | 0 | 0 | 0 | 0 | 0 | 0 | 0 | 0 | 0 | 0 | 0 | 0 | 0 | 0 | 0 | 0 | 0 | 0.019724 | 0 | 0 | 0 | 0 | 0 | 0 | 0 | 0 | 0 | 0.7
692_G_8 | WECC_WY | Wyoming | 56 | Carbon | 7 | 692 | 8 | Medicine Bow | 0 | 1999 | 9999 | Onshore Wind | [5 empty] | Non-Fossil | G | 2025 | Wind |  | 0 | 0 | 0 | 0 | 0 | 0 | 0 | 0 | 0 | 0 | 0 | 0 | 0 | 0 | 0 | 0 | 0.71395 | 0.79526 | 0.58653 | 2.0957 | 0 | 0 | 0 | 0 | 0 | 0 | 0 | 0 | 0 | 0 | 0 | 0 | 0 | 0 | 0 | 0 | 0 | 0 | 0 | 0 | 0.019724 | 0 | 0 | 0 | 0 | 0 | 0 | 0 | 0 | 0 | 0.7
692_G_7 | WECC_WY | Wyoming | 56 | Carbon | 7 | 692 | 7 | Medicine Bow | 0 | 1999 | 9999 | Onshore Wind | [5 empty] | Non-Fossil | G | 2025 | Wind |  | 0 | 0 | 0 | 0 | 0 | 0 | 0 | 0 | 0 | 0 | 0 | 0 | 0 | 0 | 0 | 0 | 0.71395 | 0.79526 | 0.58653 | 2.0957 | 0 | 0 | 0 | 0 | 0 | 0 | 0 | 0 | 0 | 0 | 0 | 0 | 0 | 0 | 0 | 0 | 0 | 0 | 0 | 0 | 0.019724 | 0 | 0 | 0 | 0 | 0 | 0 | 0 | 0 | 0 | 0.7
692_G_6 | WECC_WY | Wyoming | 56 | Carbon | 7 | 692 | 6 | Medicine Bow | 0 | 1999 | 9999 | Onshore Wind | [5 empty] | Non-Fossil | G | 2025 | Wind |  | 0 | 0 | 0 | 0 | 0 | 0 | 0 | 0 | 0 | 0 | 0 | 0 | 0 | 0 | 0 | 0 | 0.71395 | 0.79526 | 0.58653 | 2.0957 | 0 | 0 | 0 | 0 | 0 | 0 | 0 | 0 | 0 | 0 | 0 | 0 | 0 | 0 | 0 | 0 | 0 | 0 | 0 | 0 | 0.019724 | 0 | 0 | 0 | 0 | 0 | 0 | 0 | 0 | 0 | 0.7
692_G_5 | WECC_WY | Wyoming | 56 | Carbon | 7 | 692 | 5 | Medicine Bow | 0 | 1999 | 9999 | Onshore Wind | [5 empty] | Non-Fossil | G | 2025 | Wind |  | 0 | 0 | 0 | 0 | 0 | 0 | 0 | 0 | 0 | 0 | 0 | 0 | 0 | 0 | 0 | 0 | 0.71395 | 0.79526 | 0.58653 | 2.0957 | 0 | 0 | 0 | 0 | 0 | 0 | 0 | 0 | 0 | 0 | 0 | 0 | 0 | 0 | 0 | 0 | 0 | 0 | 0 | 0 | 0.019724 | 0 | 0 | 0 | 0 | 0 | 0 | 0 | 0 | 0 | 0.7
692_G_2A | WECC_WY | Wyoming | 56 | Carbon | 7 | 692 | 2A | Medicine Bow | 0 | 1998 | 9999 | Onshore Wind | [5 empty] | Non-Fossil | G | 2025 | Wind |  | 0 | 0 | 0 | 0 | 0 | 0 | 0 | 0 | 0 | 0 | 0 | 0 | 0 | 0 | 0 | 0 | 0.61196 | 0.68165 | 0.50274 | 1.7964 | 0 | 0 | 0 | 0 | 0 | 0 | 0 | 0 | 0 | 0 | 0 | 0 | 0 | 0 | 0 | 0 | 0 | 0 | 0 | 0 | 0.016906 | 0 | 0 | 0 | 0 | 0 | 0 | 0 | 0 | 0 | 0.6
692_G_1A | WECC_WY | Wyoming | 56 | Carbon | 7 | 692 | 1A | Medicine Bow | 0 | 1998 | 9999 | Onshore Wind | [5 empty] | Non-Fossil | G | 2025 | Wind |  | 0 | 0 | 0 | 0 | 0 | 0 | 0 | 0 | 0 | 0 | 0 | 0 | 0 | 0 | 0 | 0 | 0.61196 | 0.68165 | 0.50274 | 1.7964 | 0 | 0 | 0 | 0 | 0 | 0 | 0 | 0 | 0 | 0 | 0 | 0 | 0 | 0 | 0 | 0 | 0 | 0 | 0 | 0 | 0.016906 | 0 | 0 | 0 | 0 | 0 | 0 | 0 | 0 | 0 | 0.6
692_G_11 | WECC_WY | Wyoming | 56 | Carbon | 7 | 692 | 11 | Medicine Bow | 0 | 2000 | 9999 | Onshore Wind | [5 empty] | Non-Fossil | G | 2025 | Wind |  | 0 | 0 | 0 | 0 | 0 | 0 | 0 | 0 | 0 | 0 | 0 | 0 | 0 | 0 | 0 | 0 | 0.71395 | 0.79526 | 0.58653 | 2.0957 | 0 | 0 | 0 | 0 | 0 | 0 | 0 | 0 | 0 | 0 | 0 | 0 | 0 | 0 | 0 | 0 | 0 | 0 | 0 | 0 | 0.019724 | 0 | 0 | 0 | 0 | 0 | 0 | 0 | 0 | 0 | 0.7
692_G_10 | WECC_WY | Wyoming | 56 | Carbon | 7 | 692 | 10 | Medicine Bow | 0 | 2000 | 9999 | Onshore Wind | [5 empty] | Non-Fossil | G | 2025 | Wind |  | 0 | 0 | 0 | 0 | 0 | 0 | 0 | 0 | 0 | 0 | 0 | 0 | 0 | 0 | 0 | 0 | 0.71395 | 0.79526 | 0.58653 | 2.0957 | 0 | 0 | 0 | 0 | 0 | 0 | 0 | 0 | 0 | 0 | 0 | 0 | 0 | 0 | 0 | 0 | 0 | 0 | 0 | 0 | 0.019724 | 0 | 0 | 0 | 0 | 0 | 0 | 0 | 0 | 0 | 0.7
690_G_3A | FRCC | Florida | 12 | Gadsden | 39 | 690 | 3A | J Woodruff | 0 | 2001 | 9999 | Hydro | [5 empty] | Non-Fossil | G | 2025 | Hydro |  | 0 | 0 | 0 | 0 | 0 | 0 | 0 | 0 | 0 | 0 | 0 | 0 | 0 | 0 | 0 | 0 | 16.0862 | 18.0338 | 18.7579 | 52.8778 | 0 | 0 | 0 | 0 | 0 | 0 | 0 | 0 | 0 | 0 | 0 | 0 | 0 | 0 | 0 | 0 | 0 | 0 | 0 | 0 | 0.2159 | 0.042789 | 0.04797 | 0.049896 | 0.14065 | 0 | 0 | 0 | 0 | 0 | 14.5
690_G_2A | FRCC | Florida | 12 | Gadsden | 39 | 690 | 2A | J Woodruff | 0 | 2002 | 9999 | Hydro | [5 empty] | Non-Fossil | G | 2025 | Hydro |  | 0 | 0 | 0 | 0 | 0 | 0 | 0 | 0 | 0 | 0 | 0 | 0 | 0 | 0 | 0 | 0 | 16.0862 | 18.0338 | 18.7579 | 52.8778 | 0 | 0 | 0 | 0 | 0 | 0 | 0 | 0 | 0 | 0 | 0 | 0 | 0 | 0 | 0 | 0 | 0 | 0 | 0 | 0 | 0.2159 | 0.042789 | 0.04797 | 0.049896 | 0.14065 | 0 | 0 | 0 | 0 | 0 | 14.5
690_G_1A | FRCC | Florida | 12 | Gadsden | 39 | 690 | 1A | J Woodruff | 0 | 2003 | 9999 | Hydro | [5 empty] | Non-Fossil | G | 2025 | Hydro |  | 0 | 0 | 0 | 0 | 0 | 0 | 0 | 0 | 0 | 0 | 0 | 0 | 0 | 0 | 0 | 0 | 16.0862 | 18.0338 | 18.7579 | 52.8778 | 0 | 0 | 0 | 0 | 0 | 0 | 0 | 0 | 0 | 0 | 0 | 0 | 0 | 0 | 0 | 0 | 0 | 0 | 0 | 0 | 0.2159 | 0.042789 | 0.04797 | 0.049896 | 0.14065 | 0 | 0 | 0 | 0 | 0 | 14.5
689_G_9 | FRCC | Florida | 12 | Wakulla | 129 | 689 | 9 | S O Purdom | 7852 | 2000 | 9999 | Combined Cycle | Other | dry |  | DLNB + H2O |  | Fossil | G | 2025 | NaturalGas |  | 0.26948 | 0.6046 | 1.2577 | 2.1318 | 0 | 0 | 0 | 0 | 0 | 0 | 0 | 0 | 0 | 0 | 0 | 0 | 34.3195 | 76.9997 | 160.1741 | 271.4933 | 15.7752 | 35.3934 | 73.625 | 124.7936 | 1.8855e-08 | 4.2304e-08 | 8.8035e-08 | 1.4919e-07 | 0.0043453 | 0.0097492 | 0.02028 | 0.034375 | 0 | 0 | 0 | 0 | 0 | 0 | 0 | 0 | 2.1146 | 0.10521 | 0.22589 | 0.36073 | 0.69183 | 1.042 | 2.2049 | 4.8884 | 8.1353 | 0 | 72
689_G_8 | FRCC | Florida | 12 | Wakulla | 129 | 689 | 8 | S O Purdom | 7852 | 2000 | 9999 | Combined Cycle |  |  |  | DLNB + H2O |  | Fossil | G | 2025 | NaturalGas |  | 0.57638 | 1.2932 | 2.6901 | 4.5596 | 0 | 0 | 0 | 0 | 0 | 0 | 0 | 0 | 0 | 0 | 0 | 0 | 73.4057 | 164.6938 | 342.5946 | 580.694 | 33.7414 | 75.7025 | 157.4757 | 266.9195 | 4.0329e-08 | 9.0484e-08 | 1.883e-07 | 3.1911e-07 | 0.0092941 | 0.020852 | 0.043377 | 0.073524 | 0 | 0 | 0 | 0 | 0 | 0 | 0 | 0 | 4.5229 | 0.22503 | 0.48315 | 0.77156 | 1.4797 | 2.2288 | 4.716 | 10.4558 | 17.4006 | 0 | 154
688_G_GT4 | FRCC | Florida | 12 | Leon | 73 | 688 | GT4 | Arvah B Hopkins | 10772 | 2005 | 9999 | Combustion Turbine |  |  | SCR | H2O |  | Fossil | G | 2025 | NaturalGas |  | 0.0085807 | 0.01185 | 0.24215 | 0.26258 | 0 | 0 | 0 | 0 | 0 | 0 | 0 | 0 | 0 | 0 | 0 | 0 | 0.79657 | 1.1 | 22.4796 | 24.3762 | 0.50231 | 0.69367 | 14.1755 | 15.3715 | 5.9976e-10 | 8.2824e-10 | 1.6973e-08 | 1.8401e-08 | 7.3789e-05 | 0.0001019 | 0.0020831 | 0.0022588 | 0 | 0 | 0 | 0 | 0 | 0 | 0 | 0 | 0.95321 | 0.012617 | 0.017423 | 0.23529 | 0.26533 | 0.03318 | 0.043213 | 0.9412 | 1.0176 | 0 | 46 | SCR
688_G_GT3 | FRCC | Florida | 12 | Leon | 73 | 688 | GT3 | Arvah B Hopkins | 10772 | 2005 | 9999 | Combustion Turbine |  |  | SCR | H2O |  | Fossil | G | 2025 | NaturalGas |  | 0.0085807 | 0.01185 | 0.24215 | 0.26258 | 0 | 0 | 0 | 0 | 0 | 0 | 0 | 0 | 0 | 0 | 0 | 0 | 0.79657 | 1.1 | 22.4796 | 24.3762 | 0.50231 | 0.69367 | 14.1755 | 15.3715 | 5.9976e-10 | 8.2824e-10 | 1.6973e-08 | 1.8401e-08 | 7.3747e-05 | 0.00010184 | 0.0020819 | 0.0022575 | 0 | 0 | 0 | 0 | 0 | 0 | 0 | 0 | 0.95321 | 0.012617 | 0.017423 | 0.23529 | 0.26533 | 0.03318 | 0.043213 | 0.9412 | 1.0176 | 0 | 46 | SCR
688_G_CT 2A | FRCC | Florida | 12 | Leon | 73 | 688 | CT 2A | Arvah B Hopkins | 7515 | 2008 | 9999 | Combined Cycle |  |  | SCR | DLNB + H2O |  | Fossil | G | 2025 | NaturalGas |  | 0.96904 | 1.2779 | 2.9487 | 5.1956 | 0 | 0 | 0 | 0 | 0 | 0 | 0 | 0 | 0 | 0 | 0 | 0 | 128.9479 | 170.041 | 392.3724 | 691.3613 | 56.7278 | 74.8058 | 172.6156 | 304.1492 | 6.7868e-08 | 8.9495e-08 | 2.0635e-07 | 3.6372e-07 | 0.008828 | 0.011641 | 0.026862 | 0.047332 | 0 | 0 | 0 | 0 | 0 | 0 | 0 | 0 | 4.8566 | 0.39172 | 0.52272 | 0.86344 | 1.7779 | 3.7471 | 4.6601 | 11.461 | 19.8683 | 0 | 159 | SCR
688_G_2 | FRCC | Florida | 12 | Leon | 73 | 688 | 2 | Arvah B Hopkins | 7515 | 1977 | 9999 | Combined Cycle | wall | dry | SCR | DLNB + FR + H2O + OFA |  | Fossil | G | 2025 | NaturalGas |  | 0.85958 | 1.1332 | 2.6149 | 4.6076 | 0 | 0 | 0 | 0 | 0 | 0 | 0 | 0 | 0 | 0 | 0 | 0 | 114.3814 | 150.7911 | 347.9528 | 613.1253 | 50.3196 | 66.3372 | 153.0742 | 269.731 | 6.0192e-08 | 7.9352e-08 | 1.8301e-07 | 3.2256e-07 | 0.0078307 | 0.010323 | 0.023821 | 0.041976 | 0 | 0 | 0 | 0 | 0 | 0 | 0 | 0 | 4.3068 | 0.34742 | 0.46354 | 0.76569 | 1.5767 | 3.3238 | 4.1326 | 10.1636 | 17.62 | 0 | 141 | SCR
683_G_D | FRCC | Florida | 12 | Brevard | 9 | 683 | D | Indian River Plant | 16818 | 1992 | 9999 | Combustion Turbine |  |  |  | H2O |  | Fossil | G | 2025 | NaturalGas |  | 0.012466 | 0 | 0.059415 | 0.071881 | 0 | 0 | 0 | 0 | 0 | 0 | 0 | 0 | 0 | 0 | 0 | 0 | 0.74124 | 0 | 3.5328 | 4.2741 | 0.72977 | 0 | 3.4782 | 4.2079 | 8.7331e-10 | 0 | 4.1599e-09 | 5.0332e-09 | 0.00039287 | 0 | 0.0018725 | 0.0022653 | 0 | 0 | 0 | 0 | 0 | 0 | 0 | 0 | 2.0196 | 0.011636 | 0 | 0.05546 | 0.067097 | 0.048204 | 0 | 0.23094 | 0.27914 | 0 | 108
683_G_C | FRCC | Florida | 12 | Brevard | 9 | 683 | C | Indian River Plant | 16818 | 1992 | 9999 | Combustion Turbine |  |  |  | H2O |  | Fossil | G | 2025 | NaturalGas |  | 0.012466 | 0 | 0.059415 | 0.071881 | 0 | 0 | 0 | 0 | 0 | 0 | 0 | 0 | 0 | 0 | 0 | 0 | 0.74124 | 0 | 3.5328 | 4.2741 | 0.72977 | 0 | 3.4782 | 4.2079 | 8.7331e-10 | 0 | 4.1599e-09 | 5.0332e-09 | 0.00045844 | 0 | 0.002185 | 0.0026434 | 0 | 0 | 0 | 0 | 0 | 0 | 0 | 0 | 2.0196 | 0.011636 | 0 | 0.05546 | 0.067097 | 0.048204 | 0 | 0.23094 | 0.27914 | 0 | 108
683_G_B | FRCC | Florida | 12 | Brevard | 9 | 683 | B | Indian River Plant | 16818 | 1989 | 9999 | Combustion Turbine | [5 empty] | Fossil | G | 2025 | NaturalGas |  | 0.0042708 | 0 | 0.020355 | 0.024626 | 0 | 0 | 0 | 0 | 0 | 0 | 0 | 0 | 0 | 0 | 0 | 0 | 0.25394 | 0 | 1.2103 | 1.4643 | 0.25001 | 0 | 1.1916 | 1.4416 | 2.9919e-10 | 0 | 1.4251e-09 | 1.7243e-09 | 0.001495 | 0 | 0.0071253 | 0.0086203 | 0 | 0 | 0 | 0 | 0 | 0 | 0 | 0 | 0.6919 | 0.0039865 | 0 | 0.019 | 0.022987 | 0.016514 | 0 | 0.079118 | 0.095632 | 0 | 37
683_G_A | FRCC | Florida | 12 | Brevard | 9 | 683 | A | Indian River Plant | 16818 | 1989 | 9999 | Combustion Turbine | [5 empty] | Fossil | G | 2025 | NaturalGas |  | 0.0042708 | 0 | 0.020355 | 0.024626 | 0 | 0 | 0 | 0 | 0 | 0 | 0 | 0 | 0 | 0 | 0 | 0 | 0.25394 | 0 | 1.2103 | 1.4643 | 0.25001 | 0 | 1.1916 | 1.4416 | 2.9919e-10 | 0 | 1.4251e-09 | 1.7243e-09 | 0.0014947 | 0 | 0.0071238 | 0.0086185 | 0 | 0 | 0 | 0 | 0 | 0 | 0 | 0 | 0.6919 | 0.0039865 | 0 | 0.019 | 0.022987 | 0.016514 | 0 | 0.079118 | 0.095632 | 0 | 37
6824_G_1 | MIS_MNWI | Minnesota | 27 | Carver | 19 | 6824 | 1 | St Bonifacius | 16017 | 1978 | 9999 | Combustion Turbine | [5 empty] | Fossil | G | 2025 | Oil |  | 0 | 0 | 0 | 0 | 0 | 0 | 0 | 0 | 0 | 0 | 0 | 0 | 0 | 0 | 0 | 0 | 0 | 0 | 0 | 0 | 0 | 0 | 0 | 0 | 0 | 0 | 0 | 0 | 0 | 0 | 0 | 0 | 0 | 0 | 0 | 0 | 0 | 0 | 0 | 0 | 1.1444 | 0 | 0 | 0 | 0 | 0 | 0 | 0 | 0 | 0 | 61.2
6823_B_W1 | MIS_INKY | Kentucky | 21 | Ohio | 183 | 6823 | W1 | D B Wilson | 10606 | 1984 | 9999 | Coal Steam | wall | dry | ESPC + Wet Scrubber + SCR + ACI + DSI | LNB | Wet Scrubber | Fossil | B | 2025 |  | Coal Retirement | 0 | 0 | 0 | 0 | 0 | 0 | 0 | 0 | 0 | 0 | 0 | 0 | 0 | 0 | 0 | 0 | 0 | 0 | 0 | 0 | 0 | 0 | 0 | 0 | 0 | 0 | 0 | 0 | 0 | 0 | 0 | 0 | 0 | 0 | 0 | 0 | 0 | 0 | 0 | 0 | 0 | 0 | 0 | 0 | 0 | 0 | 0 | 0 | 0 | 0 | 417 | Scrubber / SCR / Mercury Control / DSI | Wet Scrubber
682_G_1 | WEC_CALN | California | 6 | Fresno | 19 | 682 | 1 | Kerckhoff 2 | 0 | 1983 | 9999 | Hydro | [5 empty] | Non-Fossil | G | 2025 | Hydro |  | 0 | 0 | 0 | 0 | 0 | 0 | 0 | 0 | 0 | 0 | 0 | 0 | 0 | 0 | 0 | 0 | 71.6405 | 116.0598 | 226.7825 | 414.4829 | 0 | 0 | 0 | 0 | 0 | 0 | 0 | 0 | 0 | 0 | 0 | 0 | 0 | 0 | 0 | 0 | 0 | 0 | 0 | 0 | 2.3079 | 0.19056 | 0.30872 | 0.60324 | 1.1025 | 0 | 0 | 0 | 0 | 0 | 155
6791_G_4 | SPP_N | Kansas | 20 | Butler | 15 | 6791 | 4 | Augusta Electric Plant No 2 | 12822 | 2005 | 9999 | Combustion Turbine | [5 empty] | Fossil | G | 2025 | NaturalGas |  | 0.00030612 | 0 | 0.0071048 | 0.007411 | 0 | 0 | 0 | 0 | 0 | 0 | 0 | 0 | 0 | 0 | 0 | 0 | 0.023875 | 0 | 0.55411 | 0.57799 | 0.01792 | 0 | 0.41592 | 0.43384 | 2.1466e-11 | 0 | 4.9788e-10 | 5.1935e-10 | 0.00018909 | 0 | 0.0043885 | 0.0045776 | 0 | 0 | 0 | 0 | 0 | 0 | 0 | 0 | 0.12342 | 0.0003748 | 0 | 0.0083324 | 0.0087072 | 0.0011317 | 0 | 0.025129 | 0.02626 | 0 | 6.6
6791_G_3 | SPP_N | Kansas | 20 | Butler | 15 | 6791 | 3 | Augusta Electric Plant No 2 | 12822 | 1981 | 9999 | Combustion Turbine | [5 empty] | Fossil | G | 2025 | NaturalGas |  | 0.00027829 | 0 | 0.0064589 | 0.0067372 | 0 | 0 | 0 | 0 | 0 | 0 | 0 | 0 | 0 | 0 | 0 | 0 | 0.021704 | 0 | 0.50374 | 0.52544 | 0.016291 | 0 | 0.37811 | 0.3944 | 1.9515e-11 | 0 | 4.5262e-10 | 4.7214e-10 | 0.0003757 | 0 | 0.0087196 | 0.0090953 | 0 | 0 | 0 | 0 | 0 | 0 | 0 | 0 | 0.1122 | 0.00034073 | 0 | 0.0075749 | 0.0079156 | 0.0010288 | 0 | 0.022844 | 0.023873 | 0 | 6
6791_G_2 | SPP_N | Kansas | 20 | Butler | 15 | 6791 | 2 | Augusta Electric Plant No 2 | 12822 | 1968 | 9999 | Combustion Turbine | [5 empty] | Fossil | G | 2025 | NaturalGas |  | 0.00018553 | 0 | 0.004306 | 0.0044915 | 0 | 0 | 0 | 0 | 0 | 0 | 0 | 0 | 0 | 0 | 0 | 0 | 0.01447 | 0 | 0.33583 | 0.3503 | 0.010861 | 0 | 0.25207 | 0.26293 | 1.301e-11 | 0 | 3.0175e-10 | 3.1476e-10 | 0.00025046 | 0 | 0.005813 | 0.0060635 | 0 | 0 | 0 | 0 | 0 | 0 | 0 | 0 | 0.0748 | 0.00022715 | 0 | 0.0050499 | 0.0052771 | 0.00068587 | 0 | 0.015229 | 0.015915 | 0 | 4
6791_G_1 | SPP_N | Kansas | 20 | Butler | 15 | 6791 | 1 | Augusta Electric Plant No 2 | 12822 | 1968 | 9999 | Combustion Turbine | [5 empty] | Fossil | G | 2025 | NaturalGas |  | 0.00018553 | 0 | 0.004306 | 0.0044915 | 0 | 0 | 0 | 0 | 0 | 0 | 0 | 0 | 0 | 0 | 0 | 0 | 0.01447 | 0 | 0.33583 | 0.3503 | 0.010861 | 0 | 0.25207 | 0.26293 | 1.301e-11 | 0 | 3.0175e-10 | 3.1476e-10 | 0.00025046 | 0 | 0.005813 | 0.0060635 | 0 | 0 | 0 | 0 | 0 | 0 | 0 | 0 | 0.0748 | 0.00022715 | 0 | 0.0050499 | 0.0052771 | 0.00068587 | 0 | 0.015229 | 0.015915 | 0 | 4
6789_G_3 | S_VACA | South Carolina | 45 | Berkeley | 15 | 6789 | 3 | St Stephen | 0 | 1985 | 9999 | Hydro | [5 empty] | Non-Fossil | G | 2025 | Hydro |  | 0 | 0 | 0 | 0 | 0 | 0 | 0 | 0 | 0 | 0 | 0 | 0 | 0 | 0 | 0 | 0 | 13.3575 | 13.6397 | 14.4535 | 41.4507 | 0 | 0 | 0 | 0 | 0 | 0 | 0 | 0 | 0 | 0 | 0 | 0 | 0 | 0 | 0 | 0 | 0 | 0 | 0 | 0 | 0.40354 | 0.035531 | 0.036282 | 0.038446 | 0.11026 | 0 | 0 | 0 | 0 | 0 | 27.1025
6789_G_2 | S_VACA | South Carolina | 45 | Berkeley | 15 | 6789 | 2 | St Stephen | 0 | 1985 | 9999 | Hydro | [5 empty] | Non-Fossil | G | 2025 | Hydro |  | 0 | 0 | 0 | 0 | 0 | 0 | 0 | 0 | 0 | 0 | 0 | 0 | 0 | 0 | 0 | 0 | 13.3575 | 13.6397 | 14.4535 | 41.4507 | 0 | 0 | 0 | 0 | 0 | 0 | 0 | 0 | 0 | 0 | 0 | 0 | 0 | 0 | 0 | 0 | 0 | 0 | 0 | 0 | 0.40354 | 0.035531 | 0.036282 | 0.038446 | 0.11026 | 0 | 0 | 0 | 0 | 0 | 27.1025
6789_G_1 | S_VACA | South Carolina | 45 | Berkeley | 15 | 6789 | 1 | St Stephen | 0 | 1985 | 9999 | Hydro | [5 empty] | Non-Fossil | G | 2025 | Hydro |  | 0 | 0 | 0 | 0 | 0 | 0 | 0 | 0 | 0 | 0 | 0 | 0 | 0 | 0 | 0 | 0 | 13.3575 | 13.6397 | 14.4535 | 41.4507 | 0 | 0 | 0 | 0 | 0 | 0 | 0 | 0 | 0 | 0 | 0 | 0 | 0 | 0 | 0 | 0 | 0 | 0 | 0 | 0 | 0.40354 | 0.035531 | 0.036282 | 0.038446 | 0.11026 | 0 | 0 | 0 | 0 | 0 | 27.1025
678_G_2 | NENGREST | Vermont | 50 | Lamoille | 15 | 678 | 2 | W K Sanders | 0 | 1983 | 9999 | Hydro | [5 empty] | Non-Fossil | G | 2025 | Hydro |  | 0 | 0 | 0 | 0 | 0 | 0 | 0 | 0 | 0 | 0 | 0 | 0 | 0 | 0 | 0 | 0 | 0.71802 | 1.0238 | 0.97511 | 2.7169 | 0 | 0 | 0 | 0 | 0 | 0 | 0 | 0 | 0 | 0 | 0 | 0 | 0 | 0 | 0 | 0 | 0 | 0 | 0 | 0 | 0.010368 | 0.0019099 | 0.0027232 | 0.0025938 | 0.0072269 | 0 | 0 | 0 | 0 | 0 | 0.69636
678_G_1 | NENGREST | Vermont | 50 | Lamoille | 15 | 678 | 1 | W K Sanders | 0 | 1983 | 9999 | Hydro | [5 empty] | Non-Fossil | G | 2025 | Hydro |  | 0 | 0 | 0 | 0 | 0 | 0 | 0 | 0 | 0 | 0 | 0 | 0 | 0 | 0 | 0 | 0 | 0.71802 | 1.0238 | 0.97511 | 2.7169 | 0 | 0 | 0 | 0 | 0 | 0 | 0 | 0 | 0 | 0 | 0 | 0 | 0 | 0 | 0 | 0 | 0 | 0 | 0 | 0 | 0.010368 | 0.0019099 | 0.0027232 | 0.0025938 | 0.0072269 | 0 | 0 | 0 | 0 | 0 | 0.69636
6776_G_1 | PJM_EMAC | New Jersey | 34 | Cumberland | 11 | 6776 | 1 | West Station (NJ) | 15960 | 1972 | 9999 | Combustion Turbine |  |  | SCR | H2O |  | Fossil | G | 2025 | Oil |  | 0 | 0 | 0 | 0 | 0 | 0 | 0 | 0 | 0 | 0 | 0 | 0 | 0 | 0 | 0 | 0 | 0 | 0 | 0 | 0 | 0 | 0 | 0 | 0 | 0 | 0 | 0 | 0 | 0 | 0 | 0 | 0 | 0 | 0 | 0 | 0 | 0 | 0 | 0 | 0 | 0.50562 | 0 | 0 | 0 | 0 | 0 | 0 | 0 | 0 | 0 | 24.4 | SCR
6772_B_1 | SPP_WEST | Oklahoma | 40 | Choctaw | 23 | 6772 | 1 | Hugo | 10993 | 1982 | 9999 | Coal Steam | wall | dry | ESPC + ACI + DSI | LNBO |  | Fossil | B | 2025 | Coal |  | 0 | 0 | 11.6195 | 11.6195 | 0 | 0 | 0 | 0 | 0 | 0 | 11.6195 | 11.6195 | 0 | 0 | 0 | 0 | 0 | 0 | 1056.9887 | 1056.9887 | 0 | 0 | 1245.027 | 1245.027 | 0 | 0 | 0.00326 | 0.00326 | 0 | 0 | 1.0177 | 1.0177 | 0 | 0 | 1.5173 | 1.5173 | 0 | 0 | 0.0058097 | 0.0058097 | 24.7974 | 0 | 0 | 10.2396 | 10.2396 | 0 | 0 | 25.2551 | 25.2551 | 0 | 440 | Mercury Control / DSI
6768_B_1 | SPP_WEST | Missouri | 29 | Scott | 201 | 6768 | 1 | Sikeston Power Station | 10600 | 1981 | 9999 | Coal Steam | wall | dry | ESPC + Wet Scrubber + SNCR + ACI | LNB + OFA | Wet Scrubber | Fossil | B | 2025 | Coal |  | 3.4267 | 0 | 6.3201 | 9.7468 | 0 | 0 | 0 | 0 | 3.4267 | 0 | 6.3201 | 9.7468 | 0 | 0 | 0 | 0 | 323.2717 | 0 | 596.2369 | 919.5086 | 367.8536 | 0 | 678.4628 | 1046.3164 | 0.0009614 | 0 | 0.0017732 | 0.0027346 | 0.1873 | 0 | 0.34546 | 0.53276 | 0.21925 | 0 | 0.40439 | 0.62364 | 0.001713 | 0 | 0.0031601 | 0.0048732 | 16.378 | 2.1684 | 0 | 3.9993 | 6.1677 | 7.9375 | 0 | 14.6398 | 22.5774 | 0 | 240 | Scrubber / SNCR / Mercury Control | Wet Scrubber
6761_G_F | WECC_CO | Colorado | 8 | Larimer | 69 | 6761 | F | Rawhide | 12108 | 2008 | 9999 | Combustion Turbine |  |  |  | DLNB |  | Fossil | G | 2025 | NaturalGas |  | 0 | 0 | 0 | 0 | 0 | 0 | 0 | 0 | 0 | 0 | 0 | 0 | 0 | 0 | 0 | 0 | 0 | 0 | 0 | 0 | 0 | 0 | 0 | 0 | 0 | 0 | 0 | 0 | 0 | 0 | 0 | 0 | 0 | 0 | 0 | 0 | 0 | 0 | 0 | 0 | 2.3936 | 0 | 0 | 0 | 0 | 0 | 0 | 0 | 0 | 0 | 128
6761_G_D | WECC_CO | Colorado | 8 | Larimer | 69 | 6761 | D | Rawhide | 12108 | 2004 | 9999 | Combustion Turbine |  |  |  | DLNB |  | Fossil | G | 2025 | NaturalGas |  | 0 | 0 | 0 | 0 | 0 | 0 | 0 | 0 | 0 | 0 | 0 | 0 | 0 | 0 | 0 | 0 | 0 | 0 | 0 | 0 | 0 | 0 | 0 | 0 | 0 | 0 | 0 | 0 | 0 | 0 | 0 | 0 | 0 | 0 | 0 | 0 | 0 | 0 | 0 | 0 | 1.2155 | 0 | 0 | 0 | 0 | 0 | 0 | 0 | 0 | 0 | 65
6761_G_C | WECC_CO | Colorado | 8 | Larimer | 69 | 6761 | C | Rawhide | 12108 | 2002 | 9999 | Combustion Turbine |  |  |  | DLNB |  | Fossil | G | 2025 | NaturalGas |  | 0 | 0 | 0 | 0 | 0 | 0 | 0 | 0 | 0 | 0 | 0 | 0 | 0 | 0 | 0 | 0 | 0 | 0 | 0 | 0 | 0 | 0 | 0 | 0 | 0 | 0 | 0 | 0 | 0 | 0 | 0 | 0 | 0 | 0 | 0 | 0 | 0 | 0 | 0 | 0 | 1.2155 | 0 | 0 | 0 | 0 | 0 | 0 | 0 | 0 | 0 | 65
6761_G_B | WECC_CO | Colorado | 8 | Larimer | 69 | 6761 | B | Rawhide | 12108 | 2002 | 9999 | Combustion Turbine |  |  |  | DLNB |  | Fossil | G | 2025 | NaturalGas |  | 0 | 0 | 0 | 0 | 0 | 0 | 0 | 0 | 0 | 0 | 0 | 0 | 0 | 0 | 0 | 0 | 0 | 0 | 0 | 0 | 0 | 0 | 0 | 0 | 0 | 0 | 0 | 0 | 0 | 0 | 0 | 0 | 0 | 0 | 0 | 0 | 0 | 0 | 0 | 0 | 1.2155 | 0 | 0 | 0 | 0 | 0 | 0 | 0 | 0 | 0 | 65
6761_G_A | WECC_CO | Colorado | 8 | Larimer | 69 | 6761 | A | Rawhide | 12108 | 2002 | 9999 | Combustion Turbine |  |  |  | DLNB |  | Fossil | G | 2025 | NaturalGas |  | 0 | 0 | 0 | 0 | 0 | 0 | 0 | 0 | 0 | 0 | 0 | 0 | 0 | 0 | 0 | 0 | 0 | 0 | 0 | 0 | 0 | 0 | 0 | 0 | 0 | 0 | 0 | 0 | 0 | 0 | 0 | 0 | 0 | 0 | 0 | 0 | 0 | 0 | 0 | 0 | 1.2155 | 0 | 0 | 0 | 0 | 0 | 0 | 0 | 0 | 0 | 65
6761_B_101 | WECC_CO | Colorado | 8 | Larimer | 69 | 6761 | 101 | Rawhide | 9999 | 1984 | 9999 | Coal Steam | tangential | dry | Bag House + Dry Scrubber + ACI | LNC3 | Dry Scrubber | Fossil | B | 2025 | Coal |  | 4.5982 | 6.2331 | 8.5244 | 19.3556 | 0 | 0 | 0 | 0 | 4.5982 | 6.2331 | 8.5244 | 19.3556 | 0 | 0 | 0 | 0 | 459.8616 | 623.3679 | 852.5203 | 1935.7498 | 492.6924 | 667.8719 | 913.3842 | 2073.9485 | 0.0012901 | 0.0017488 | 0.0023916 | 0.0054304 | 0.27559 | 0.37358 | 0.51091 | 1.1601 | 0.24017 | 0.32556 | 0.44524 | 1.011 | 0.002299 | 0.0031164 | 0.0042623 | 0.0096777 | 18.8317 | 2.2887 | 3.1024 | 4.2429 | 9.634 | 5.6228 | 7.6221 | 10.424 | 23.6688 | 0 | 280 | Scrubber / Mercury Control | Dry Scrubber
676_G_IC2 | FRCC | Florida | 12 | Polk | 105 | 676 | IC2 | C D McIntosh Jr | 13015 | 1970 | 9999 | Combustion Turbine | [5 empty] | Fossil | G | 2025 | Oil |  | 0 | 0 | 0 | 0 | 0 | 0 | 0 | 0 | 0 | 0 | 0 | 0 | 0 | 0 | 0 | 0 | 0 | 0 | 0 | 0 | 0 | 0 | 0 | 0 | 0 | 0 | 0 | 0 | 0 | 0 | 0 | 0 | 0 | 0 | 0 | 0 | 0 | 0 | 0 | 0 | 0.04675 | 0 | 0 | 0 | 0 | 0 | 0 | 0 | 0 | 0 | 2.5
676_G_IC1 | FRCC | Florida | 12 | Polk | 105 | 676 | IC1 | C D McIntosh Jr | 12785 | 1970 | 9999 | Combustion Turbine | [5 empty] | Fossil | G | 2025 | Oil |  | 0 | 0 | 0 | 0 | 0 | 0 | 0 | 0 | 0 | 0 | 0 | 0 | 0 | 0 | 0 | 0 | 0 | 0 | 0 | 0 | 0 | 0 | 0 | 0 | 0 | 0 | 0 | 0 | 0 | 0 | 0 | 0 | 0 | 0 | 0 | 0 | 0 | 0 | 0 | 0 | 0.04675 | 0 | 0 | 0 | 0 | 0 | 0 | 0 | 0 | 0 | 2.5
676_G_GT1 | FRCC | Florida | 12 | Polk | 105 | 676 | GT1 | C D McIntosh Jr | 21334 | 1973 | 9999 | Combustion Turbine | [5 empty] | Fossil | G | 2025 | NaturalGas |  | 0.0022305 | 0 | 0.010577 | 0.012807 | 0 | 0 | 0 | 0 | 0 | 0 | 0 | 0 | 0 | 0 | 0 | 0 | 0.10455 | 0 | 0.49576 | 0.60031 | 0.13057 | 0 | 0.61915 | 0.74972 | 1.56e-10 | 0 | 7.39e-10 | 8.95e-10 | 0.00035515 | 0 | 0.0016841 | 0.0020392 | 0 | 0 | 0 | 0 | 0 | 0 | 0 | 0 | 0.2992 | 0.0016413 | 0 | 0.0077827 | 0.009424 | 0.0086249 | 0 | 0.041109 | 0.049734 | 0 | 16
676_G_5ST | FRCC | Florida | 12 | Polk | 105 | 676 | 5ST | C D McIntosh Jr | 7181 | 2002 | 9999 | Combined Cycle |  |  | SCR |  |  | Fossil | G | 2025 | NaturalGas |  | 1.5492 | 2.1001 | 2.8989 | 6.5481 | 0 | 0 | 0 | 0 | 0 | 0 | 0 | 0 | 0 | 0 | 0 | 0 | 215.7395 | 292.4468 | 403.685 | 911.8713 | 90.6916 | 122.9375 | 169.6994 | 383.3286 | 1.0845e-07 | 1.4701e-07 | 2.0291e-07 | 4.5836e-07 | 0.019815 | 0.02686 | 0.037076 | 0.083751 | 0 | 0 | 0 | 0 | 0 | 0 | 0 | 0 | 3.8197 | 0.46894 | 0.63567 | 0.86747 | 1.9721 | 5.9906 | 7.6586 | 11.2674 | 24.9166 | 0 | 123 | SCR
676_G_5CT | FRCC | Florida | 12 | Polk | 105 | 676 | 5CT | C D McIntosh Jr | 7181 | 2001 | 9999 | Combined Cycle |  |  | SCR |  |  | Fossil | G | 2025 | NaturalGas |  | 2.708 | 3.6708 | 5.0671 | 11.4459 | 0 | 0 | 0 | 0 | 0 | 0 | 0 | 0 | 0 | 0 | 0 | 0 | 377.1056 | 511.1875 | 705.6283 | 1593.9214 | 158.526 | 214.8908 | 296.629 | 670.0459 | 1.8956e-07 | 2.5696e-07 | 3.5467e-07 | 8.012e-07 | 0.034635 | 0.04695 | 0.064808 | 0.14639 | 0 | 0 | 0 | 0 | 0 | 0 | 0 | 0 | 6.6767 | 0.81968 | 1.1111 | 1.5163 | 3.4471 | 10.4714 | 13.3869 | 19.6951 | 43.5534 | 0 | 215 | SCR
676_B_3 | FRCC | Florida | 12 | Polk | 105 | 676 | 3 | C D McIntosh Jr | 11016 | 1982 | 9999 | Coal Steam | wall | dry | ESPC + Wet Scrubber + SCR | LNB + OFA | Wet Scrubber | Fossil | B | 2025 |  | Coal Retirement | 0 | 0 | 0 | 0 | 0 | 0 | 0 | 0 | 0 | 0 | 0 | 0 | 0 | 0 | 0 | 0 | 0 | 0 | 0 | 0 | 0 | 0 | 0 | 0 | 0 | 0 | 0 | 0 | 0 | 0 | 0 | 0 | 0 | 0 | 0 | 0 | 0 | 0 | 0 | 0 | 0 | 0 | 0 | 0 | 0 | 0 | 0 | 0 | 0 | 0 | 342 | Scrubber / SCR | Wet Scrubber
676_B_2 | FRCC | Florida | 12 | Polk | 105 | 676 | 2 | C D McIntosh Jr | 14500 | 1976 | 9999 | O/G Steam | wall | dry |  | CM |  | Fossil | B | 2025 | NaturalGas |  | 0.025665 | 0.035442 | 0.24523 | 0.30633 | 0 | 0 | 0 | 0 | 0 | 0 | 0 | 0 | 0 | 0 | 0 | 0 | 1.77 | 2.4443 | 16.9121 | 21.1264 | 1.5024 | 2.0748 | 14.3555 | 17.9327 | 1.7965e-09 | 2.4809e-09 | 1.7185e-08 | 2.1462e-08 | 0.00087672 | 0.0012107 | 0.0083769 | 0.010464 | 0 | 0 | 0 | 0 | 0 | 0 | 0 | 0 | 2.7832 | 0.0014811 | 0.0020454 | 0.014152 | 0.017679 | 0.099243 | 0.12925 | 0.95315 | 1.1816 | 0 | 106
675_G_8 | FRCC | Florida | 12 | Polk | 105 | 675 | 8 | Larsen Memorial | 12189 | 1992 | 9999 | Combined Cycle |  |  |  | H2O |  | Fossil | G | 2025 | NaturalGas |  | 0.015797 | 0.10306 | 0.44711 | 0.56596 | 0 | 0 | 0 | 0 | 0 | 0 | 0 | 0 | 0 | 0 | 0 | 0 | 1.296 | 8.4548 | 36.6811 | 46.4319 | 0.92475 | 6.0329 | 26.1736 | 33.1312 | 1.1058e-09 | 7.2143e-09 | 3.1312e-08 | 3.9632e-08 | 0.0003668 | 0.002393 | 0.010382 | 0.013142 | 0 | 0 | 0 | 0 | 0 | 0 | 0 | 0 | 2.3385 | 0.0049183 | 0.031912 | 0.13714 | 0.17397 | 0.061084 | 0.37583 | 1.7378 | 2.1747 | 0 | 76
675_G_5 | FRCC | Florida | 12 | Polk | 105 | 675 | 5 | Larsen Memorial | 12189 | 1956 | 9999 | Combined Cycle |  |  |  | H2O |  | Fossil | G | 2025 | NaturalGas |  | 0.0060278 | 0.039324 | 0.17061 | 0.21596 | 0 | 0 | 0 | 0 | 0 | 0 | 0 | 0 | 0 | 0 | 0 | 0 | 0.49452 | 3.2262 | 13.9967 | 17.7174 | 0.35287 | 2.302 | 9.9873 | 12.6422 | 4.2197e-10 | 2.7528e-09 | 1.1948e-08 | 1.5123e-08 | 0.00013996 | 0.0009131 | 0.0039615 | 0.0050145 | 0 | 0 | 0 | 0 | 0 | 0 | 0 | 0 | 0.89231 | 0.0018767 | 0.012177 | 0.052328 | 0.066382 | 0.023308 | 0.14341 | 0.66312 | 0.82983 | 0 | 29
675_G_3 | FRCC | Florida | 12 | Polk | 105 | 675 | 3 | Larsen Memorial | 19967 | 1962 | 9999 | Combustion Turbine | [5 empty] | Fossil | G | 2025 | NaturalGas |  | 0.0011743 | 0 | 0.0055681 | 0.0067424 | 0 | 0 | 0 | 0 | 0 | 0 | 0 | 0 | 0 | 0 | 0 | 0 | 0.05881 | 0 | 0.27887 | 0.33767 | 0.068741 | 0 | 0.32596 | 0.3947 | 8.2197e-11 | 0 | 3.9085e-10 | 4.7305e-10 | 0.00020056 | 0 | 0.00095102 | 0.0011516 | 0 | 0 | 0 | 0 | 0 | 0 | 0 | 0 | 0.1683 | 0.00092322 | 0 | 0.0043778 | 0.005301 | 0.0045406 | 0 | 0.021642 | 0.026183 | 0 | 9
675_G_2 | FRCC | Florida | 12 | Polk | 105 | 675 | 2 | Larsen Memorial | 19961 | 1962 | 9999 | Combustion Turbine | [5 empty] | Fossil | G | 2025 | NaturalGas |  | 0.0013043 | 0 | 0.0061849 | 0.0074893 | 0 | 0 | 0 | 0 | 0 | 0 | 0 | 0 | 0 | 0 | 0 | 0 | 0.065344 | 0 | 0.30985 | 0.37519 | 0.076356 | 0 | 0.36207 | 0.43842 | 9.1303e-11 | 0 | 4.3415e-10 | 5.2545e-10 | 0.00028858 | 0 | 0.0013684 | 0.001657 | 0 | 0 | 0 | 0 | 0 | 0 | 0 | 0 | 0.187 | 0.0010258 | 0 | 0.0048642 | 0.00589 | 0.0050436 | 0 | 0.02404 | 0.029083 | 0 | 10
6741_G_1 | MIS_MNWI | Minnesota | 27 | Pine | 115 | 6741 | 1 | Rock Lake CT | 16893 | 1978 | 9999 | Combustion Turbine | [5 empty] | Fossil | G | 2025 | Oil |  | 0 | 0 | 0 | 0 | 0 | 0 | 0 | 0 | 0 | 0 | 0 | 0 | 0 | 0 | 0 | 0 | 0 | 0 | 0 | 0 | 0 | 0 | 0 | 0 | 0 | 0 | 0 | 0 | 0 | 0 | 0 | 0 | 0 | 0 | 0 | 0 | 0 | 0 | 0 | 0 | 0.46002 | 0 | 0 | 0 | 0 | 0 | 0 | 0 | 0 | 0 | 24.6
673_G_S5 | FRCC | Florida | 12 | Palm Beach | 99 | 673 | S5 | Tom G Smith | 15000 | 1978 | 9999 | Combined Cycle | [5 empty] | Fossil | G | 2025 | NaturalGas |  | 0.00087699 | 0.0031791 | 0.0043438 | 0.0083999 | 0 | 0 | 0 | 0 | 0 | 0 | 0 | 0 | 0 | 0 | 0 | 0 | 0.058466 | 0.21194 | 0.28959 | 0.55999 | 0.051339 | 0.1861 | 0.25429 | 0.49173 | 6.1395e-11 | 2.2256e-10 | 3.036e-10 | 5.8755e-10 | 4.2951e-05 | 0.0001557 | 0.00021274 | 0.00041138 | 0 | 0 | 0 | 0 | 0 | 0 | 0 | 0 | 0.26274 | 0.00022095 | 0.00080096 | 0.0010944 | 0.0021163 | 0.0033912 | 0.011594 | 0.016884 | 0.031868 | 0 | 9
673_G_MU5 | FRCC | Florida | 12 | Palm Beach | 99 | 673 | MU5 | Tom G Smith | 12822 | 1965 | 9999 | Combustion Turbine | [5 empty] | Fossil | G | 2025 | Oil |  | 0 | 0 | 0 | 0 | 0 | 0 | 0 | 0 | 0 | 0 | 0 | 0 | 0 | 0 | 0 | 0 | 0 | 0 | 0 | 0 | 0 | 0 | 0 | 0 | 0 | 0 | 0 | 0 | 0 | 0 | 0 | 0 | 0 | 0 | 0 | 0 | 0 | 0 | 0 | 0 | 0.0374 | 0 | 0 | 0 | 0 | 0 | 0 | 0 | 0 | 0 | 2
673_G_MU4 | FRCC | Florida | 12 | Palm Beach | 99 | 673 | MU4 | Tom G Smith | 12822 | 1965 | 9999 | Combustion Turbine | [5 empty] | Fossil | G | 2025 | Oil |  | 0 | 0 | 0 | 0 | 0 | 0 | 0 | 0 | 0 | 0 | 0 | 0 | 0 | 0 | 0 | 0 | 0 | 0 | 0 | 0 | 0 | 0 | 0 | 0 | 0 | 0 | 0 | 0 | 0 | 0 | 0 | 0 | 0 | 0 | 0 | 0 | 0 | 0 | 0 | 0 | 0.0374 | 0 | 0 | 0 | 0 | 0 | 0 | 0 | 0 | 0 | 2
673_G_MU3 | FRCC | Florida | 12 | Palm Beach | 99 | 673 | MU3 | Tom G Smith | 12822 | 1965 | 9999 | Combustion Turbine | [5 empty] | Fossil | G | 2025 | Oil |  | 0 | 0 | 0 | 0 | 0 | 0 | 0 | 0 | 0 | 0 | 0 | 0 | 0 | 0 | 0 | 0 | 0 | 0 | 0 | 0 | 0 | 0 | 0 | 0 | 0 | 0 | 0 | 0 | 0 | 0 | 0 | 0 | 0 | 0 | 0 | 0 | 0 | 0 | 0 | 0 | 0.0374 | 0 | 0 | 0 | 0 | 0 | 0 | 0 | 0 | 0 | 2
673_G_MU2 | FRCC | Florida | 12 | Palm Beach | 99 | 673 | MU2 | Tom G Smith | 12822 | 1965 | 9999 | Combustion Turbine | [5 empty] | Fossil | G | 2025 | Oil |  | 0 | 0 | 0 | 0 | 0 | 0 | 0 | 0 | 0 | 0 | 0 | 0 | 0 | 0 | 0 | 0 | 0 | 0 | 0 | 0 | 0 | 0 | 0 | 0 | 0 | 0 | 0 | 0 | 0 | 0 | 0 | 0 | 0 | 0 | 0 | 0 | 0 | 0 | 0 | 0 | 0.0374 | 0 | 0 | 0 | 0 | 0 | 0 | 0 | 0 | 0 | 2
673_G_MU1 | FRCC | Florida | 12 | Palm Beach | 99 | 673 | MU1 | Tom G Smith | 12822 | 1965 | 9999 | Combustion Turbine | [5 empty] | Fossil | G | 2025 | Oil |  | 0 | 0 | 0 | 0 | 0 | 0 | 0 | 0 | 0 | 0 | 0 | 0 | 0 | 0 | 0 | 0 | 0 | 0 | 0 | 0 | 0 | 0 | 0 | 0 | 0 | 0 | 0 | 0 | 0 | 0 | 0 | 0 | 0 | 0 | 0 | 0 | 0 | 0 | 0 | 0 | 0.0374 | 0 | 0 | 0 | 0 | 0 | 0 | 0 | 0 | 0 | 2
673_G_GT2 | FRCC | Florida | 12 | Palm Beach | 99 | 673 | GT2 | Tom G Smith | 15000 | 1978 | 9999 | Combined Cycle | [5 empty] | Fossil | G | 2025 | NaturalGas |  | 0.0020463 | 0.0074179 | 0.010136 | 0.0196 | 0 | 0 | 0 | 0 | 0 | 0 | 0 | 0 | 0 | 0 | 0 | 0 | 0.13642 | 0.49452 | 0.6757 | 1.3066 | 0.11979 | 0.43424 | 0.59334 | 1.1474 | 1.4325e-10 | 5.193e-10 | 7.084e-10 | 1.3709e-09 | 0.00010022 | 0.00036329 | 0.00049639 | 0.0009599 | 0 | 0 | 0 | 0 | 0 | 0 | 0 | 0 | 0.61306 | 0.00051556 | 0.0018689 | 0.0025536 | 0.0049381 | 0.0079127 | 0.027052 | 0.039395 | 0.07436 | 0 | 21
673_G_GT1 | FRCC | Florida | 12 | Palm Beach | 99 | 673 | GT1 | Tom G Smith | 25000 | 1976 | 9999 | Combustion Turbine | [5 empty] | Fossil | G | 2025 | Oil |  | 0 | 0 | 0 | 0 | 0 | 0 | 0 | 0 | 0 | 0 | 0 | 0 | 0 | 0 | 0 | 0 | 0 | 0 | 0 | 0 | 0 | 0 | 0 | 0 | 0 | 0 | 0 | 0 | 0 | 0 | 0 | 0 | 0 | 0 | 0 | 0 | 0 | 0 | 0 | 0 | 0.4862 | 0 | 0 | 0 | 0 | 0 | 0 | 0 | 0 | 0 | 26
673_B_S-3 | FRCC | Florida | 12 | Palm Beach | 99 | 673 | S-3 | Tom G Smith | 14500 | 1967 | 9999 | O/G Steam | wall | dry |  | AA |  | Fossil | B | 2025 | NaturalGas |  | 0.005541 | 0.0076518 | 0.051233 | 0.064426 | 0 | 0 | 0 | 0 | 0 | 0 | 0 | 0 | 0 | 0 | 0 | 0 | 0.38214 | 0.52771 | 3.5333 | 4.4432 | 0.32437 | 0.44794 | 2.9992 | 3.7715 | 3.8808e-10 | 5.3592e-10 | 3.592e-09 | 4.516e-09 | 0.000663 | 0.00091557 | 0.0061303 | 0.0077089 | 0 | 0 | 0 | 0 | 0 | 0 | 0 | 0 | 0.73722 | 0.00031641 | 0.00043695 | 0.0029256 | 0.0036789 | 0.021426 | 0.027905 | 0.19913 | 0.24847 | 0 | 22
6705_B_4 | MIS_INKY | Indiana | 18 | Warrick | 173 | 6705 | 4 | Warrick | 10858 | 1970 | 9999 | Coal Steam | cell | dry | ESPC + Wet Scrubber + SCR + ACI | LNB + LNCB | Wet Scrubber | Fossil | B | 2025 | Coal |  | 5.332 | 7.2278 | 9.8848 | 22.4446 | 5.332 | 7.2278 | 9.8848 | 22.4446 | 0 | 0 | 0 | 0 | 0 | 0 | 0 | 0 | 491.0665 | 665.6679 | 910.3699 | 2067.1042 | 552.4617 | 748.8925 | 1024.1883 | 2325.5425 | 0.0014483 | 0.0019632 | 0.0026849 | 0.0060964 | 0.80567 | 1.0921 | 0.39683 | 2.2946 | 0.29767 | 0.40351 | 0.55184 | 1.253 | 0.0027347 | 0.003707 | 0.0050695 | 0.011511 | 16.9185 | 3.1523 | 4.2731 | 5.8439 | 13.2694 | 8.7244 | 11.8264 | 16.1738 | 36.7245 | 0 | 299 | Scrubber / SCR / Mercury Control | Wet Scrubber
6705_B_3 | MIS_INKY | Indiana | 18 | Warrick | 173 | 6705 | 3 | Warrick | 11064 | 1965 | 9999 | Coal Steam | wall | dry | ESPC + Wet Scrubber + SNCR | LNBO | Wet Scrubber | Fossil | B | 2025 | Coal |  | 3.0281 | 4.1047 | 5.5034 | 12.6362 | 3.0281 | 4.1047 | 5.5034 | 12.6362 | 0 | 0 | 0 | 0 | 0 | 0 | 0 | 0 | 273.6877 | 370.9988 | 497.4108 | 1142.0973 | 313.7469 | 425.3014 | 570.216 | 1309.2643 | 0.00041124 | 0.00055746 | 0.00074741 | 0.0017161 | 0.43693 | 0.59228 | 0.79409 | 1.8233 | 0.16905 | 0.22916 | 0.30724 | 0.70544 | 0.001553 | 0.0021052 | 0.0028225 | 0.0064807 | 8.6872 | 1.3471 | 1.8261 | 2.4483 | 5.6214 | 4.9546 | 6.7163 | 9.0047 | 20.6756 | 0 | 154 | Scrubber / SNCR | Wet Scrubber
6705_B_2 | MIS_INKY | Indiana | 18 | Warrick | 173 | 6705 | 2 | Warrick | 11033 | 1964 | 9999 | Coal Steam | wall | dry | ESPC + Wet Scrubber + SNCR | LNBO | Wet Scrubber | Fossil | B | 2025 | Coal |  | 2.9804 | 4.0401 | 5.4167 | 12.4371 | 2.9804 | 4.0401 | 5.4167 | 12.4371 | 0 | 0 | 0 | 0 | 0 | 0 | 0 | 0 | 270.1333 | 366.1807 | 490.9509 | 1127.2648 | 308.8046 | 418.6018 | 561.2337 | 1288.6401 | 0.00040477 | 0.00054868 | 0.00073564 | 0.0016891 | 0.43362 | 0.5878 | 0.78808 | 1.8095 | 0.16639 | 0.22555 | 0.3024 | 0.69433 | 0.0015285 | 0.002072 | 0.002778 | 0.0063786 | 8.5744 | 1.3296 | 1.8023 | 2.4165 | 5.5484 | 4.8766 | 6.6105 | 8.8629 | 20.3499 | 0 | 152 | Scrubber / SNCR | Wet Scrubber
6705_B_1 | MIS_INKY | Indiana | 18 | Warrick | 173 | 6705 | 1 | Warrick | 11085 | 1960 | 9999 | Coal Steam | wall | dry | ESPC + Wet Scrubber + SNCR | LNBO | Wet Scrubber | Fossil | B | 2025 | Coal |  | 2.9353 | 3.979 | 5.3348 | 12.2491 | 2.9353 | 3.979 | 5.3348 | 12.2491 | 0 | 0 | 0 | 0 | 0 | 0 | 0 | 0 | 264.8017 | 358.9534 | 481.2611 | 1105.0162 | 304.1365 | 412.2739 | 552.7497 | 1269.1601 | 0.00039865 | 0.00054039 | 0.00072452 | 0.0016636 | 0.403 | 0.54628 | 0.73242 | 1.6817 | 0.16387 | 0.22214 | 0.29783 | 0.68383 | 0.0015054 | 0.0020407 | 0.002736 | 0.0062822 | 8.4052 | 1.3034 | 1.7668 | 2.3688 | 5.4389 | 4.8029 | 6.5105 | 8.7289 | 20.0423 | 0 | 149 | Scrubber / SNCR | Wet Scrubber
6704_G_NASB1 | WEC_LADW | California | 6 | Los Angeles | 37 | 6704 | NASB1 | Pebbly Beach | 0 | 2012 | 9999 | Energy Storage | [5 empty] | Non-Fossil | G | 2025 | EnerStor |  | 0 | 0 | 0 | 0 | 0 | 0 | 0 | 0 | 0 | 0 | 0 | 0 | 0 | 0 | 0 | 0 | 0.47109 | 0.87806 | 1.0815 | 2.4307 | 0 | 0 | 0 | 0 | 0 | 0 | 0 | 0 | 0 | 0 | 0 | 0 | 0 | 0 | 0 | 0 | 0 | 0 | 0 | 0 | 0 | 0 | 0 | 0 | 0 | 0 | 0 | 0 | 0 | 0 | 1
6704_G_MT25 | WEC_LADW | California | 6 | Los Angeles | 37 | 6704 | MT25 | Pebbly Beach | 17852 | 2011 | 9999 | Combustion Turbine | [5 empty] | Fossil | G | 2025 | NaturalGas |  | 0 | 0 | 0 | 0 | 0 | 0 | 0 | 0 | 0 | 0 | 0 | 0 | 0 | 0 | 0 | 0 | 0 | 0 | 0 | 0 | 0 | 0 | 0 | 0 | 0 | 0 | 0 | 0 | 0 | 0 | 0 | 0 | 0 | 0 | 0 | 0 | 0 | 0 | 0 | 0 | 0.00187 | 0 | 0 | 0 | 0 | 0 | 0 | 0 | 0 | 0 | 0.1
6704_G_MT24 | WEC_LADW | California | 6 | Los Angeles | 37 | 6704 | MT24 | Pebbly Beach | 17852 | 2011 | 9999 | Combustion Turbine | [5 empty] | Fossil | G | 2025 | NaturalGas |  | 0 | 0 | 0 | 0 | 0 | 0 | 0 | 0 | 0 | 0 | 0 | 0 | 0 | 0 | 0 | 0 | 0 | 0 | 0 | 0 | 0 | 0 | 0 | 0 | 0 | 0 | 0 | 0 | 0 | 0 | 0 | 0 | 0 | 0 | 0 | 0 | 0 | 0 | 0 | 0 | 0.00187 | 0 | 0 | 0 | 0 | 0 | 0 | 0 | 0 | 0 | 0.1
6704_G_MT23 | WEC_LADW | California | 6 | Los Angeles | 37 | 6704 | MT23 | Pebbly Beach | 17852 | 2011 | 9999 | Combustion Turbine | [5 empty] | Fossil | G | 2025 | NaturalGas |  | 0 | 0 | 0 | 0 | 0 | 0 | 0 | 0 | 0 | 0 | 0 | 0 | 0 | 0 | 0 | 0 | 0 | 0 | 0 | 0 | 0 | 0 | 0 | 0 | 0 | 0 | 0 | 0 | 0 | 0 | 0 | 0 | 0 | 0 | 0 | 0 | 0 | 0 | 0 | 0 | 0.00187 | 0 | 0 | 0 | 0 | 0 | 0 | 0 | 0 | 0 | 0.1
6704_G_MT22 | WEC_LADW | California | 6 | Los Angeles | 37 | 6704 | MT22 | Pebbly Beach | 17852 | 2011 | 9999 | Combustion Turbine | [5 empty] | Fossil | G | 2025 | NaturalGas |  | 0 | 0 | 0 | 0 | 0 | 0 | 0 | 0 | 0 | 0 | 0 | 0 | 0 | 0 | 0 | 0 | 0 | 0 | 0 | 0 | 0 | 0 | 0 | 0 | 0 | 0 | 0 | 0 | 0 | 0 | 0 | 0 | 0 | 0 | 0 | 0 | 0 | 0 | 0 | 0 | 0.00187 | 0 | 0 | 0 | 0 | 0 | 0 | 0 | 0 | 0 | 0.1
6704_G_MT21 | WEC_LADW | California | 6 | Los Angeles | 37 | 6704 | MT21 | Pebbly Beach | 17852 | 2011 | 9999 | Combustion Turbine | [5 empty] | Fossil | G | 2025 | NaturalGas |  | 0 | 0 | 0 | 0 | 0 | 0 | 0 | 0 | 0 | 0 | 0 | 0 | 0 | 0 | 0 | 0 | 0 | 0 | 0 | 0 | 0 | 0 | 0 | 0 | 0 | 0 | 0 | 0 | 0 | 0 | 0 | 0 | 0 | 0 | 0 | 0 | 0 | 0 | 0 | 0 | 0.00187 | 0 | 0 | 0 | 0 | 0 | 0 | 0 | 0 | 0 | 0.1
6704_G_MT20 | WEC_LADW | California | 6 | Los Angeles | 37 | 6704 | MT20 | Pebbly Beach | 17852 | 2011 | 9999 | Combustion Turbine | [5 empty] | Fossil | G | 2025 | NaturalGas |  | 0 | 0 | 0 | 0 | 0 | 0 | 0 | 0 | 0 | 0 | 0 | 0 | 0 | 0 | 0 | 0 | 0 | 0 | 0 | 0 | 0 | 0 | 0 | 0 | 0 | 0 | 0 | 0 | 0 | 0 | 0 | 0 | 0 | 0 | 0 | 0 | 0 | 0 | 0 | 0 | 0.00187 | 0 | 0 | 0 | 0 | 0 | 0 | 0 | 0 | 0 | 0.1
6704_G_MT19 | WEC_LADW | California | 6 | Los Angeles | 37 | 6704 | MT19 | Pebbly Beach | 17852 | 2011 | 9999 | Combustion Turbine | [5 empty] | Fossil | G | 2025 | NaturalGas |  | 0 | 0 | 0 | 0 | 0 | 0 | 0 | 0 | 0 | 0 | 0 | 0 | 0 | 0 | 0 | 0 | 0 | 0 | 0 | 0 | 0 | 0 | 0 | 0 | 0 | 0 | 0 | 0 | 0 | 0 | 0 | 0 | 0 | 0 | 0 | 0 | 0 | 0 | 0 | 0 | 0.00187 | 0 | 0 | 0 | 0 | 0 | 0 | 0 | 0 | 0 | 0.1
6704_G_MT18 | WEC_LADW | California | 6 | Los Angeles | 37 | 6704 | MT18 | Pebbly Beach | 17852 | 2011 | 9999 | Combustion Turbine | [5 empty] | Fossil | G | 2025 | NaturalGas |  | 0 | 0 | 0 | 0 | 0 | 0 | 0 | 0 | 0 | 0 | 0 | 0 | 0 | 0 | 0 | 0 | 0 | 0 | 0 | 0 | 0 | 0 | 0 | 0 | 0 | 0 | 0 | 0 | 0 | 0 | 0 | 0 | 0 | 0 | 0 | 0 | 0 | 0 | 0 | 0 | 0.00187 | 0 | 0 | 0 | 0 | 0 | 0 | 0 | 0 | 0 | 0.1
6704_G_MT17 | WEC_LADW | California | 6 | Los Angeles | 37 | 6704 | MT17 | Pebbly Beach | 17852 | 2011 | 9999 | Combustion Turbine | [5 empty] | Fossil | G | 2025 | NaturalGas |  | 0 | 0 | 0 | 0 | 0 | 0 | 0 | 0 | 0 | 0 | 0 | 0 | 0 | 0 | 0 | 0 | 0 | 0 | 0 | 0 | 0 | 0 | 0 | 0 | 0 | 0 | 0 | 0 | 0 | 0 | 0 | 0 | 0 | 0 | 0 | 0 | 0 | 0 | 0 | 0 | 0.00187 | 0 | 0 | 0 | 0 | 0 | 0 | 0 | 0 | 0 | 0.1
6704_G_MT16 | WEC_LADW | California | 6 | Los Angeles | 37 | 6704 | MT16 | Pebbly Beach | 17852 | 2011 | 9999 | Combustion Turbine | [5 empty] | Fossil | G | 2025 | NaturalGas |  | 0 | 0 | 0 | 0 | 0 | 0 | 0 | 0 | 0 | 0 | 0 | 0 | 0 | 0 | 0 | 0 | 0 | 0 | 0 | 0 | 0 | 0 | 0 | 0 | 0 | 0 | 0 | 0 | 0 | 0 | 0 | 0 | 0 | 0 | 0 | 0 | 0 | 0 | 0 | 0 | 0.00187 | 0 | 0 | 0 | 0 | 0 | 0 | 0 | 0 | 0 | 0.1
6704_G_MT15 | WEC_LADW | California | 6 | Los Angeles | 37 | 6704 | MT15 | Pebbly Beach | 17852 | 2011 | 9999 | Combustion Turbine | [5 empty] | Fossil | G | 2025 | NaturalGas |  | 0 | 0 | 0 | 0 | 0 | 0 | 0 | 0 | 0 | 0 | 0 | 0 | 0 | 0 | 0 | 0 | 0 | 0 | 0 | 0 | 0 | 0 | 0 | 0 | 0 | 0 | 0 | 0 | 0 | 0 | 0 | 0 | 0 | 0 | 0 | 0 | 0 | 0 | 0 | 0 | 0.00187 | 0 | 0 | 0 | 0 | 0 | 0 | 0 | 0 | 0 | 0.1
6704_G_MT14 | WEC_LADW | California | 6 | Los Angeles | 37 | 6704 | MT14 | Pebbly Beach | 17852 | 2011 | 9999 | Combustion Turbine | [5 empty] | Fossil | G | 2025 | NaturalGas |  | 0 | 0 | 0 | 0 | 0 | 0 | 0 | 0 | 0 | 0 | 0 | 0 | 0 | 0 | 0 | 0 | 0 | 0 | 0 | 0 | 0 | 0 | 0 | 0 | 0 | 0 | 0 | 0 | 0 | 0 | 0 | 0 | 0 | 0 | 0 | 0 | 0 | 0 | 0 | 0 | 0.00187 | 0 | 0 | 0 | 0 | 0 | 0 | 0 | 0 | 0 | 0.1
6704_G_MT11 | WEC_LADW | California | 6 | Los Angeles | 37 | 6704 | MT11 | Pebbly Beach | 17852 | 2011 | 9999 | Combustion Turbine | [5 empty] | Fossil | G | 2025 | NaturalGas |  | 0 | 0 | 0 | 0 | 0 | 0 | 0 | 0 | 0 | 0 | 0 | 0 | 0 | 0 | 0 | 0 | 0 | 0 | 0 | 0 | 0 | 0 | 0 | 0 | 0 | 0 | 0 | 0 | 0 | 0 | 0 | 0 | 0 | 0 | 0 | 0 | 0 | 0 | 0 | 0 | 0.00187 | 0 | 0 | 0 | 0 | 0 | 0 | 0 | 0 | 0 | 0.1
6704_G_MT10 | WEC_LADW | California | 6 | Los Angeles | 37 | 6704 | MT10 | Pebbly Beach | 17852 | 2011 | 9999 | Combustion Turbine | [5 empty] | Fossil | G | 2025 | NaturalGas |  | 0 | 0 | 0 | 0 | 0 | 0 | 0 | 0 | 0 | 0 | 0 | 0 | 0 | 0 | 0 | 0 | 0 | 0 | 0 | 0 | 0 | 0 | 0 | 0 | 0 | 0 | 0 | 0 | 0 | 0 | 0 | 0 | 0 | 0 | 0 | 0 | 0 | 0 | 0 | 0 | 0.00187 | 0 | 0 | 0 | 0 | 0 | 0 | 0 | 0 | 0 | 0.1
6704_G_MT09 | WEC_LADW | California | 6 | Los Angeles | 37 | 6704 | MT09 | Pebbly Beach | 17852 | 2011 | 9999 | Combustion Turbine | [5 empty] | Fossil | G | 2025 | NaturalGas |  | 0 | 0 | 0 | 0 | 0 | 0 | 0 | 0 | 0 | 0 | 0 | 0 | 0 | 0 | 0 | 0 | 0 | 0 | 0 | 0 | 0 | 0 | 0 | 0 | 0 | 0 | 0 | 0 | 0 | 0 | 0 | 0 | 0 | 0 | 0 | 0 | 0 | 0 | 0 | 0 | 0.00187 | 0 | 0 | 0 | 0 | 0 | 0 | 0 | 0 | 0 | 0.1
6704_G_MT08 | WEC_LADW | California | 6 | Los Angeles | 37 | 6704 | MT08 | Pebbly Beach | 17852 | 2011 | 9999 | Combustion Turbine | [5 empty] | Fossil | G | 2025 | NaturalGas |  | 0 | 0 | 0 | 0 | 0 | 0 | 0 | 0 | 0 | 0 | 0 | 0 | 0 | 0 | 0 | 0 | 0 | 0 | 0 | 0 | 0 | 0 | 0 | 0 | 0 | 0 | 0 | 0 | 0 | 0 | 0 | 0 | 0 | 0 | 0 | 0 | 0 | 0 | 0 | 0 | 0.00187 | 0 | 0 | 0 | 0 | 0 | 0 | 0 | 0 | 0 | 0.1
6704_G_MT07 | WEC_LADW | California | 6 | Los Angeles | 37 | 6704 | MT07 | Pebbly Beach | 17852 | 2011 | 9999 | Combustion Turbine | [5 empty] | Fossil | G | 2025 | NaturalGas |  | 0 | 0 | 0 | 0 | 0 | 0 | 0 | 0 | 0 | 0 | 0 | 0 | 0 | 0 | 0 | 0 | 0 | 0 | 0 | 0 | 0 | 0 | 0 | 0 | 0 | 0 | 0 | 0 | 0 | 0 | 0 | 0 | 0 | 0 | 0 | 0 | 0 | 0 | 0 | 0 | 0.00187 | 0 | 0 | 0 | 0 | 0 | 0 | 0 | 0 | 0 | 0.1
6704_G_MT06 | WEC_LADW | California | 6 | Los Angeles | 37 | 6704 | MT06 | Pebbly Beach | 17852 | 2011 | 9999 | Combustion Turbine | [5 empty] | Fossil | G | 2025 | NaturalGas |  | 0 | 0 | 0 | 0 | 0 | 0 | 0 | 0 | 0 | 0 | 0 | 0 | 0 | 0 | 0 | 0 | 0 | 0 | 0 | 0 | 0 | 0 | 0 | 0 | 0 | 0 | 0 | 0 | 0 | 0 | 0 | 0 | 0 | 0 | 0 | 0 | 0 | 0 | 0 | 0 | 0.00187 | 0 | 0 | 0 | 0 | 0 | 0 | 0 | 0 | 0 | 0.1
6704_G_MT05 | WEC_LADW | California | 6 | Los Angeles | 37 | 6704 | MT05 | Pebbly Beach | 17852 | 2011 | 9999 | Combustion Turbine | [5 empty] | Fossil | G | 2025 | NaturalGas |  | 0 | 0 | 0 | 0 | 0 | 0 | 0 | 0 | 0 | 0 | 0 | 0 | 0 | 0 | 0 | 0 | 0 | 0 | 0 | 0 | 0 | 0 | 0 | 0 | 0 | 0 | 0 | 0 | 0 | 0 | 0 | 0 | 0 | 0 | 0 | 0 | 0 | 0 | 0 | 0 | 0.00187 | 0 | 0 | 0 | 0 | 0 | 0 | 0 | 0 | 0 | 0.1
6704_G_MT04 | WEC_LADW | California | 6 | Los Angeles | 37 | 6704 | MT04 | Pebbly Beach | 17852 | 2011 | 9999 | Combustion Turbine | [5 empty] | Fossil | G | 2025 | NaturalGas |  | 0 | 0 | 0 | 0 | 0 | 0 | 0 | 0 | 0 | 0 | 0 | 0 | 0 | 0 | 0 | 0 | 0 | 0 | 0 | 0 | 0 | 0 | 0 | 0 | 0 | 0 | 0 | 0 | 0 | 0 | 0 | 0 | 0 | 0 | 0 | 0 | 0 | 0 | 0 | 0 | 0.00187 | 0 | 0 | 0 | 0 | 0 | 0 | 0 | 0 | 0 | 0.1
6704_G_MT03 | WEC_LADW | California | 6 | Los Angeles | 37 | 6704 | MT03 | Pebbly Beach | 17852 | 2011 | 9999 | Combustion Turbine | [5 empty] | Fossil | G | 2025 | NaturalGas |  | 0 | 0 | 0 | 0 | 0 | 0 | 0 | 0 | 0 | 0 | 0 | 0 | 0 | 0 | 0 | 0 | 0 | 0 | 0 | 0 | 0 | 0 | 0 | 0 | 0 | 0 | 0 | 0 | 0 | 0 | 0 | 0 | 0 | 0 | 0 | 0 | 0 | 0 | 0 | 0 | 0.00187 | 0 | 0 | 0 | 0 | 0 | 0 | 0 | 0 | 0 | 0.1
6704_G_MT02 | WEC_LADW | California | 6 | Los Angeles | 37 | 6704 | MT02 | Pebbly Beach | 17852 | 2011 | 9999 | Combustion Turbine | [5 empty] | Fossil | G | 2025 | NaturalGas |  | 0 | 0 | 0 | 0 | 0 | 0 | 0 | 0 | 0 | 0 | 0 | 0 | 0 | 0 | 0 | 0 | 0 | 0 | 0 | 0 | 0 | 0 | 0 | 0 | 0 | 0 | 0 | 0 | 0 | 0 | 0 | 0 | 0 | 0 | 0 | 0 | 0 | 0 | 0 | 0 | 0.00187 | 0 | 0 | 0 | 0 | 0 | 0 | 0 | 0 | 0 | 0.1
6704_G_MT01 | WEC_LADW | California | 6 | Los Angeles | 37 | 6704 | MT01 | Pebbly Beach | 18529 | 2011 | 9999 | Combustion Turbine | [5 empty] | Fossil | G | 2025 | NaturalGas |  | 0 | 0 | 0 | 0 | 0 | 0 | 0 | 0 | 0 | 0 | 0 | 0 | 0 | 0 | 0 | 0 | 0 | 0 | 0 | 0 | 0 | 0 | 0 | 0 | 0 | 0 | 0 | 0 | 0 | 0 | 0 | 0 | 0 | 0 | 0 | 0 | 0 | 0 | 0 | 0 | 0.00187 | 0 | 0 | 0 | 0 | 0 | 0 | 0 | 0 | 0 | 0.1
6704_G_8 | WECC_SCE | California | 6 | Los Angeles | 37 | 6704 | 8 | Pebbly Beach | 10745 | 1963 | 9999 | Combustion Turbine | [5 empty] | Fossil | G | 2025 | Oil |  | 0 | 0 | 0 | 0 | 0 | 0 | 0 | 0 | 0 | 0 | 0 | 0 | 0 | 0 | 0 | 0 | 0 | 0 | 0 | 0 | 0 | 0 | 0 | 0 | 0 | 0 | 0 | 0 | 0 | 0 | 0 | 0 | 0 | 0 | 0 | 0 | 0 | 0 | 0 | 0 | 0.02805 | 0 | 0 | 0 | 0 | 0 | 0 | 0 | 0 | 0 | 1.5
6704_G_7 | WECC_SCE | California | 6 | Los Angeles | 37 | 6704 | 7 | Pebbly Beach | 10745 | 1958 | 9999 | Combustion Turbine | [5 empty] | Fossil | G | 2025 | Oil |  | 0 | 0 | 0 | 0 | 0 | 0 | 0 | 0 | 0 | 0 | 0 | 0 | 0 | 0 | 0 | 0 | 0 | 0 | 0 | 0 | 0 | 0 | 0 | 0 | 0 | 0 | 0 | 0 | 0 | 0 | 0 | 0 | 0 | 0 | 0 | 0 | 0 | 0 | 0 | 0 | 0.0187 | 0 | 0 | 0 | 0 | 0 | 0 | 0 | 0 | 0 | 1
6704_G_15 | WECC_SCE | California | 6 | Los Angeles | 37 | 6704 | 15 | Pebbly Beach | 10745 | 1995 | 9999 | Combustion Turbine | [5 empty] | Fossil | G | 2025 | Oil |  | 0 | 0 | 0 | 0 | 0 | 0 | 0 | 0 | 0 | 0 | 0 | 0 | 0 | 0 | 0 | 0 | 0 | 0 | 0 | 0 | 0 | 0 | 0 | 0 | 0 | 0 | 0 | 0 | 0 | 0 | 0 | 0 | 0 | 0 | 0 | 0 | 0 | 0 | 0 | 0 | 0.05236 | 0 | 0 | 0 | 0 | 0 | 0 | 0 | 0 | 0 | 2.8
6704_G_14 | WECC_SCE | California | 6 | Los Angeles | 37 | 6704 | 14 | Pebbly Beach | 10745 | 1986 | 9999 | Combustion Turbine | [5 empty] | Fossil | G | 2025 | Oil |  | 0 | 0 | 0 | 0 | 0 | 0 | 0 | 0 | 0 | 0 | 0 | 0 | 0 | 0 | 0 | 0 | 0 | 0 | 0 | 0 | 0 | 0 | 0 | 0 | 0 | 0 | 0 | 0 | 0 | 0 | 0 | 0 | 0 | 0 | 0 | 0 | 0 | 0 | 0 | 0 | 0.02618 | 0 | 0 | 0 | 0 | 0 | 0 | 0 | 0 | 0 | 1.4
6704_G_12 | WECC_SCE | California | 6 | Los Angeles | 37 | 6704 | 12 | Pebbly Beach | 10745 | 1976 | 9999 | Combustion Turbine | [5 empty] | Fossil | G | 2025 | Oil |  | 0 | 0 | 0 | 0 | 0 | 0 | 0 | 0 | 0 | 0 | 0 | 0 | 0 | 0 | 0 | 0 | 0 | 0 | 0 | 0 | 0 | 0 | 0 | 0 | 0 | 0 | 0 | 0 | 0 | 0 | 0 | 0 | 0 | 0 | 0 | 0 | 0 | 0 | 0 | 0 | 0.02992 | 0 | 0 | 0 | 0 | 0 | 0 | 0 | 0 | 0 | 1.6
6704_G_10 | WECC_SCE | California | 6 | Los Angeles | 37 | 6704 | 10 | Pebbly Beach | 10745 | 1966 | 9999 | Combustion Turbine | [5 empty] | Fossil | G | 2025 | Oil |  | 0 | 0 | 0 | 0 | 0 | 0 | 0 | 0 | 0 | 0 | 0 | 0 | 0 | 0 | 0 | 0 | 0 | 0 | 0 | 0 | 0 | 0 | 0 | 0 | 0 | 0 | 0 | 0 | 0 | 0 | 0 | 0 | 0 | 0 | 0 | 0 | 0 | 0 | 0 | 0 | 0.02057 | 0 | 0 | 0 | 0 | 0 | 0 | 0 | 0 | 0 | 1.1
667_G_ST3 | FRCC | Florida | 12 | Duval | 31 | 667 | ST3 | Northside Generating Station | 10429 | 1977 | 9999 | O/G Steam | wall | dry | SNCR | LNB |  | Fossil | G | 2025 | NaturalGas |  | 0.43489 | 1.7678 | 7.394 | 9.5967 | 0 | 0 | 0 | 0 | 0 | 0 | 0 | 0 | 0 | 0 | 0 | 0 | 41.7003 | 169.5041 | 708.9849 | 920.1893 | 25.4586 | 103.4846 | 432.845 | 561.7882 | 3.044e-08 | 1.2373e-07 | 5.1758e-07 | 6.7175e-07 | 0.04268 | 0.17349 | 0.72565 | 0.94182 | 0 | 0 | 0 | 0 | 0 | 0 | 0 | 0 | 13.5881 | 0.060878 | 0.24746 | 1.035 | 1.3434 | 1.6817 | 6.4467 | 28.7393 | 36.8677 | 0 | 524 | SNCR
667_G_GT3 | FRCC | Florida | 12 | Duval | 31 | 667 | GT3 | Northside Generating Station | 25000 | 1975 | 9999 | Combustion Turbine | [5 empty] | Fossil | G | 2025 | Oil |  | 0 | 0 | 0 | 0 | 0 | 0 | 0 | 0 | 0 | 0 | 0 | 0 | 0 | 0 | 0 | 0 | 0 | 0 | 0 | 0 | 0 | 0 | 0 | 0 | 0 | 0 | 0 | 0 | 0 | 0 | 0 | 0 | 0 | 0 | 0 | 0 | 0 | 0 | 0 | 0 | 0.9911 | 0 | 0 | 0 | 0 | 0 | 0 | 0 | 0 | 0 | 53
667_G_6 | FRCC | Florida | 12 | Duval | 31 | 667 | 6 | Northside Generating Station | 25000 | 1974 | 9999 | Combustion Turbine | [5 empty] | Fossil | G | 2025 | Oil |  | 0 | 0 | 0 | 0 | 0 | 0 | 0 | 0 | 0 | 0 | 0 | 0 | 0 | 0 | 0 | 0 | 0 | 0 | 0 | 0 | 0 | 0 | 0 | 0 | 0 | 0 | 0 | 0 | 0 | 0 | 0 | 0 | 0 | 0 | 0 | 0 | 0 | 0 | 0 | 0 | 0.9911 | 0 | 0 | 0 | 0 | 0 | 0 | 0 | 0 | 0 | 53
667_G_5 | FRCC | Florida | 12 | Duval | 31 | 667 | 5 | Northside Generating Station | 25000 | 1974 | 9999 | Combustion Turbine | [5 empty] | Fossil | G | 2025 | Oil |  | 0 | 0 | 0 | 0 | 0 | 0 | 0 | 0 | 0 | 0 | 0 | 0 | 0 | 0 | 0 | 0 | 0 | 0 | 0 | 0 | 0 | 0 | 0 | 0 | 0 | 0 | 0 | 0 | 0 | 0 | 0 | 0 | 0 | 0 | 0 | 0 | 0 | 0 | 0 | 0 | 0.9911 | 0 | 0 | 0 | 0 | 0 | 0 | 0 | 0 | 0 | 53
667_G_4 | FRCC | Florida | 12 | Duval | 31 | 667 | 4 | Northside Generating Station | 25000 | 1975 | 9999 | Combustion Turbine | [5 empty] | Fossil | G | 2025 | Oil |  | 0 | 0 | 0 | 0 | 0 | 0 | 0 | 0 | 0 | 0 | 0 | 0 | 0 | 0 | 0 | 0 | 0 | 0 | 0 | 0 | 0 | 0 | 0 | 0 | 0 | 0 | 0 | 0 | 0 | 0 | 0 | 0 | 0 | 0 | 0 | 0 | 0 | 0 | 0 | 0 | 0.9911 | 0 | 0 | 0 | 0 | 0 | 0 | 0 | 0 | 0 | 53
667_B_2 | FRCC | Florida | 12 | Duval | 31 | 667 | 2 | Northside Generating Station | 10441 | 2002 | 9999 | Coal Steam | FBC | dry | Bag House + Dry Scrubber + SNCR | CF | Dry Scrubber | Fossil | B | 2025 | Coal |  | 0 | 0 | 1.6772 | 1.6772 | 0 | 0 | 1.6772 | 1.6772 | 0 | 0 | 0 | 0 | 0 | 0 | 0 | 0 | 0 | 0 | 160.6343 | 160.6343 | 0 | 0 | 170.318 | 170.318 | 0 | 0 | 0.00021838 | 0.00021838 | 0 | 0 | 0.047259 | 0.047259 | 0 | 0 | 0.2903 | 0.2903 | 0 | 0 | 0.0015303 | 0.0015303 | 11.6621 | 0 | 0 | 0.71587 | 0.71587 | 0 | 0 | 5.9921 | 5.9921 | 0 | 293 | Scrubber / SNCR | Dry Scrubber
667_B_1 | FRCC | Florida | 12 | Duval | 31 | 667 | 1 | Northside Generating Station | 10514 | 2002 | 9999 | Coal Steam | FBC | dry | Bag House + Dry Scrubber + SNCR | CF | Dry Scrubber | Fossil | B | 2025 | Coal |  | 0 | 0 | 1.6889 | 1.6889 | 0 | 0 | 1.6889 | 1.6889 | 0 | 0 | 0 | 0 | 0 | 0 | 0 | 0 | 0 | 0 | 160.6343 | 160.6343 | 0 | 0 | 171.5088 | 171.5088 | 0 | 0 | 0.00021991 | 0.00021991 | 0 | 0 | 0.048611 | 0.048611 | 0 | 0 | 0.29233 | 0.29233 | 0 | 0 | 0.001541 | 0.001541 | 11.6621 | 0 | 0 | 0.71587 | 0.71587 | 0 | 0 | 6.034 | 6.034 | 0 | 293 | Scrubber / SNCR | Dry Scrubber
6664_B_101 | MIS_MIDA | Iowa | 19 | Louisa | 115 | 6664 | 101 | Louisa | 10425 | 1983 | 9999 | Coal Steam | wall | dry | ESPH + Bag House + Dry Scrubber + ACI | LNBO | Dry Scrubber | Fossil | B | 2025 | Coal |  | 13.3485 | 12.5365 | 18.3068 | 44.1918 | 0 | 0 | 0 | 0 | 13.3485 | 12.5365 | 18.3068 | 44.1918 | 0 | 0 | 0 | 0 | 1280.4356 | 1202.5425 | 1756.0457 | 4239.0238 | 1430.2962 | 1343.2865 | 1961.571 | 4735.1538 | 0.0037451 | 0.0035173 | 0.0051362 | 0.012399 | 1.2702 | 1.1929 | 1.742 | 4.2051 | 0.53394 | 0.50146 | 0.73227 | 1.7677 | 0.0066741 | 0.0062681 | 0.0091533 | 0.022096 | 48.0241 | 6.373 | 5.9853 | 8.7402 | 21.0985 | 29.9048 | 28.0856 | 41.0128 | 99.0032 | 0 | 746 | Scrubber / Mercury Control | Dry Scrubber
666_G_GT38 | FRCC | Florida | 12 | Duval | 31 | 666 | GT38 | J D Kennedy | 12301 | 2009 | 9999 | Combustion Turbine |  |  |  | DLNB |  | Fossil | G | 2025 | NaturalGas |  | 0.013568 | 0 | 0.064303 | 0.07787 | 0 | 0 | 0 | 0 | 0 | 0 | 0 | 0 | 0 | 0 | 0 | 0 | 1.103 | 0 | 5.2274 | 6.3304 | 0.79427 | 0 | 3.7643 | 4.5585 | 9.5e-10 | 0 | 4.5e-09 | 5.45e-09 | 0.00032197 | 0 | 0.0015259 | 0.0018479 | 0 | 0 | 0 | 0 | 0 | 0 | 0 | 0 | 2.9658 | 0.017315 | 0 | 0.082063 | 0.099378 | 0.052465 | 0 | 0.24993 | 0.3024 | 0 | 158.6
666_G_GT37 | FRCC | Florida | 12 | Duval | 31 | 666 | GT37 | J D Kennedy | 12301 | 2000 | 9999 | Combustion Turbine |  |  |  | DLNB + H2O |  | Fossil | G | 2025 | NaturalGas |  | 0.013568 | 0.042249 | 0.064303 | 0.12012 | 0 | 0 | 0 | 0 | 0 | 0 | 0 | 0 | 0 | 0 | 0 | 0 | 1.103 | 3.4346 | 5.2274 | 9.765 | 0.79427 | 2.4733 | 3.7643 | 7.0318 | 9.5044e-10 | 2.9596e-09 | 4.5e-09 | 8.41e-09 | 0.00026186 | 0.00081541 | 0.001241 | 0.0023183 | 0 | 0 | 0 | 0 | 0 | 0 | 0 | 0 | 2.9658 | 0.017315 | 0.053919 | 0.082063 | 0.1533 | 0.052465 | 0.15408 | 0.24993 | 0.45647 | 0 | 158.6
6652_G_1 | MIS_MO | Missouri | 29 | Cole | 51 | 6652 | 1 | Moreau | 13954 | 1978 | 9999 | Combustion Turbine | [5 empty] | Fossil | G | 2025 | Oil |  | 0 | 0 | 0 | 0 | 0 | 0 | 0 | 0 | 0 | 0 | 0 | 0 | 0 | 0 | 0 | 0 | 0 | 0 | 0 | 0 | 0 | 0 | 0 | 0 | 0 | 0 | 0 | 0 | 0 | 0 | 0 | 0 | 0 | 0 | 0 | 0 | 0 | 0 | 0 | 0 | 1.0098 | 0 | 0 | 0 | 0 | 0 | 0 | 0 | 0 | 0 | 54
6651_G_1 | MIS_MO | Missouri | 29 | Randolph | 175 | 6651 | 1 | Moberly | 15215 | 1978 | 9999 | Combustion Turbine | [5 empty] | Fossil | G | 2025 | Oil |  | 0 | 0 | 0 | 0 | 0 | 0 | 0 | 0 | 0 | 0 | 0 | 0 | 0 | 0 | 0 | 0 | 0 | 0 | 0 | 0 | 0 | 0 | 0 | 0 | 0 | 0 | 0 | 0 | 0 | 0 | 0 | 0 | 0 | 0 | 0 | 0 | 0 | 0 | 0 | 0 | 1.0098 | 0 | 0 | 0 | 0 | 0 | 0 | 0 | 0 | 0 | 54
6650_G_1 | MIS_MO | Missouri | 29 | Audrain | 7 | 6650 | 1 | Mexico | 13183 | 1978 | 9999 | Combustion Turbine | [5 empty] | Fossil | G | 2025 | Oil |  | 0 | 0 | 0 | 0 | 0 | 0 | 0 | 0 | 0 | 0 | 0 | 0 | 0 | 0 | 0 | 0 | 0 | 0 | 0 | 0 | 0 | 0 | 0 | 0 | 0 | 0 | 0 | 0 | 0 | 0 | 0 | 0 | 0 | 0 | 0 | 0 | 0 | 0 | 0 | 0 | 1.0098 | 0 | 0 | 0 | 0 | 0 | 0 | 0 | 0 | 0 | 54
665_G_3 | FRCC | Florida | 12 | Miami Dade | 86 | 665 | 3 | G W Ivey | 15387 | 1970 | 9999 | Combustion Turbine | [5 empty] | Fossil | G | 2025 | NaturalGas |  | 0.00020038 | 0 | 0.0009199 | 0.0011203 | 0 | 0 | 0 | 0 | 0 | 0 | 0 | 0 | 0 | 0 | 0 | 0 | 0.013023 | 0 | 0.059784 | 0.072807 | 0.01173 | 0 | 0.053851 | 0.065581 | 1.4025e-11 | 0 | 6.4275e-11 | 7.83e-11 | 0.00043143 | 0 | 0.0019806 | 0.0024121 | 0 | 0 | 0 | 0 | 0 | 0 | 0 | 0 | 0.03366 | 0.00020444 | 0 | 0.00093853 | 0.001143 | 0.00077483 | 0 | 0.0035755 | 0.0043503 | 0 | 1.8
665_G_21 | FRCC | Florida | 12 | Miami Dade | 86 | 665 | 21 | G W Ivey | 15387 | 1981 | 9999 | Combustion Turbine | [5 empty] | Fossil | G | 2025 | NaturalGas |  | 0.00066793 | 0 | 0.0030663 | 0.0037343 | 0 | 0 | 0 | 0 | 0 | 0 | 0 | 0 | 0 | 0 | 0 | 0 | 0.043409 | 0 | 0.19928 | 0.24269 | 0.039101 | 0 | 0.1795 | 0.2186 | 4.6759e-11 | 0 | 2.1445e-10 | 2.6121e-10 | 0.0014561 | 0 | 0.0066845 | 0.0081405 | 0 | 0 | 0 | 0 | 0 | 0 | 0 | 0 | 0.1122 | 0.00068145 | 0 | 0.0031284 | 0.0038099 | 0.0025828 | 0 | 0.011918 | 0.014501 | 0 | 6
665_G_20 | FRCC | Florida | 12 | Miami Dade | 86 | 665 | 20 | G W Ivey | 15387 | 1981 | 9999 | Combustion Turbine | [5 empty] | Fossil | G | 2025 | NaturalGas |  | 0.00066793 | 0 | 0.0030663 | 0.0037343 | 0 | 0 | 0 | 0 | 0 | 0 | 0 | 0 | 0 | 0 | 0 | 0 | 0.043409 | 0 | 0.19928 | 0.24269 | 0.039101 | 0 | 0.1795 | 0.2186 | 4.6759e-11 | 0 | 2.1445e-10 | 2.6121e-10 | 0.0014436 | 0 | 0.0066273 | 0.0080709 | 0 | 0 | 0 | 0 | 0 | 0 | 0 | 0 | 0.1122 | 0.00068145 | 0 | 0.0031284 | 0.0038099 | 0.0025828 | 0 | 0.011918 | 0.014501 | 0 | 6
665_G_2 | FRCC | Florida | 12 | Miami Dade | 86 | 665 | 2 | G W Ivey | 15387 | 1970 | 9999 | Combustion Turbine | [5 empty] | Fossil | G | 2025 | NaturalGas |  | 0.00020038 | 0 | 0.0009199 | 0.0011203 | 0 | 0 | 0 | 0 | 0 | 0 | 0 | 0 | 0 | 0 | 0 | 0 | 0.013023 | 0 | 0.059784 | 0.072807 | 0.01173 | 0 | 0.053851 | 0.065581 | 1.4025e-11 | 0 | 6.4275e-11 | 7.83e-11 | 0.00043143 | 0 | 0.0019806 | 0.0024121 | 0 | 0 | 0 | 0 | 0 | 0 | 0 | 0 | 0.03366 | 0.00020444 | 0 | 0.00093853 | 0.001143 | 0.00077483 | 0 | 0.0035755 | 0.0043503 | 0 | 1.8
665_G_19 | FRCC | Florida | 12 | Miami Dade | 86 | 665 | 19 | G W Ivey | 15386 | 1975 | 9999 | Combustion Turbine | [5 empty] | Fossil | G | 2025 | NaturalGas |  | 0.00089052 | 0 | 0.0040882 | 0.0049787 | 0 | 0 | 0 | 0 | 0 | 0 | 0 | 0 | 0 | 0 | 0 | 0 | 0.057878 | 0 | 0.26571 | 0.32359 | 0.052131 | 0 | 0.23932 | 0.29145 | 6.2342e-11 | 0 | 2.8592e-10 | 3.4826e-10 | 0.0019393 | 0 | 0.008903 | 0.010842 | 0 | 0 | 0 | 0 | 0 | 0 | 0 | 0 | 0.1496 | 0.00090861 | 0 | 0.0041712 | 0.0050798 | 0.0034435 | 0 | 0.01589 | 0.019334 | 0 | 8
665_G_17 | FRCC | Florida | 12 | Miami Dade | 86 | 665 | 17 | G W Ivey | 15387 | 1972 | 9999 | Combustion Turbine | [5 empty] | Fossil | G | 2025 | NaturalGas |  | 0.00020038 | 0 | 0.0009199 | 0.0011203 | 0 | 0 | 0 | 0 | 0 | 0 | 0 | 0 | 0 | 0 | 0 | 0 | 0.013023 | 0 | 0.059784 | 0.072807 | 0.01173 | 0 | 0.053851 | 0.065581 | 1.4028e-11 | 0 | 6.4336e-11 | 7.8363e-11 | 0.00043721 | 0 | 0.0020071 | 0.0024443 | 0 | 0 | 0 | 0 | 0 | 0 | 0 | 0 | 0.03366 | 0.00020444 | 0 | 0.00093853 | 0.001143 | 0.00077483 | 0 | 0.0035755 | 0.0043503 | 0 | 1.8
665_G_16 | FRCC | Florida | 12 | Miami Dade | 86 | 665 | 16 | G W Ivey | 15387 | 1972 | 9999 | Combustion Turbine | [5 empty] | Fossil | G | 2025 | NaturalGas |  | 0.00020038 | 0 | 0.0009199 | 0.0011203 | 0 | 0 | 0 | 0 | 0 | 0 | 0 | 0 | 0 | 0 | 0 | 0 | 0.013023 | 0 | 0.059784 | 0.072807 | 0.01173 | 0 | 0.053851 | 0.065581 | 1.4028e-11 | 0 | 6.4336e-11 | 7.8363e-11 | 0.00043143 | 0 | 0.0019806 | 0.0024121 | 0 | 0 | 0 | 0 | 0 | 0 | 0 | 0 | 0.03366 | 0.00020444 | 0 | 0.00093853 | 0.001143 | 0.00077483 | 0 | 0.0035755 | 0.0043503 | 0 | 1.8
665_G_15 | FRCC | Florida | 12 | Miami Dade | 86 | 665 | 15 | G W Ivey | 15387 | 1972 | 9999 | Combustion Turbine | [5 empty] | Fossil | G | 2025 | NaturalGas |  | 0.00020038 | 0 | 0.0009199 | 0.0011203 | 0 | 0 | 0 | 0 | 0 | 0 | 0 | 0 | 0 | 0 | 0 | 0 | 0.013023 | 0 | 0.059784 | 0.072807 | 0.01173 | 0 | 0.053851 | 0.065581 | 1.4028e-11 | 0 | 6.4336e-11 | 7.8363e-11 | 0.00043143 | 0 | 0.0019806 | 0.0024121 | 0 | 0 | 0 | 0 | 0 | 0 | 0 | 0 | 0.03366 | 0.00020444 | 0 | 0.00093853 | 0.001143 | 0.00077483 | 0 | 0.0035755 | 0.0043503 | 0 | 1.8
665_G_14 | FRCC | Florida | 12 | Miami Dade | 86 | 665 | 14 | G W Ivey | 15387 | 1972 | 9999 | Combustion Turbine | [5 empty] | Fossil | G | 2025 | NaturalGas |  | 0.00020038 | 0 | 0.0009199 | 0.0011203 | 0 | 0 | 0 | 0 | 0 | 0 | 0 | 0 | 0 | 0 | 0 | 0 | 0.013023 | 0 | 0.059784 | 0.072807 | 0.01173 | 0 | 0.053851 | 0.065581 | 1.4028e-11 | 0 | 6.4336e-11 | 7.8363e-11 | 0.00037519 | 0 | 0.0017224 | 0.0020976 | 0 | 0 | 0 | 0 | 0 | 0 | 0 | 0 | 0.03366 | 0.00020444 | 0 | 0.00093853 | 0.001143 | 0.00077483 | 0 | 0.0035755 | 0.0043503 | 0 | 1.8
665_G_13 | FRCC | Florida | 12 | Miami Dade | 86 | 665 | 13 | G W Ivey | 15387 | 1972 | 9999 | Combustion Turbine | [5 empty] | Fossil | G | 2025 | NaturalGas |  | 0.00020038 | 0 | 0.0009199 | 0.0011203 | 0 | 0 | 0 | 0 | 0 | 0 | 0 | 0 | 0 | 0 | 0 | 0 | 0.013023 | 0 | 0.059784 | 0.072807 | 0.01173 | 0 | 0.053851 | 0.065581 | 1.4028e-11 | 0 | 6.4336e-11 | 7.8363e-11 | 0.00043652 | 0 | 0.002004 | 0.0024405 | 0 | 0 | 0 | 0 | 0 | 0 | 0 | 0 | 0.03366 | 0.00020444 | 0 | 0.00093853 | 0.001143 | 0.00077483 | 0 | 0.0035755 | 0.0043503 | 0 | 1.8
6647_G_1 | WECC_SCE | California | 6 | Orange | 59 | 6647 | 1 | Yorba Linda | 0 | 1981 | 9999 | Hydro | [5 empty] | Non-Fossil | G | 2025 | Hydro |  | 0 | 0 | 0 | 0 | 0 | 0 | 0 | 0 | 0 | 0 | 0 | 0 | 0 | 0 | 0 | 0 | 2.1133 | 3.7256 | 8.5226 | 14.3615 | 0 | 0 | 0 | 0 | 0 | 0 | 0 | 0 | 0 | 0 | 0 | 0 | 0 | 0 | 0 | 0 | 0 | 0 | 0 | 0 | 0.075936 | 0.0056213 | 0.0099102 | 0.02267 | 0.038202 | 0 | 0 | 0 | 0 | 0 | 5.1
6646_G_1 | WECC_SCE | California | 6 | Los Angeles | 37 | 6646 | 1 | San Dimas | 0 | 1981 | 9999 | Hydro | [5 empty] | Non-Fossil | G | 2025 | Hydro |  | 0 | 0 | 0 | 0 | 0 | 0 | 0 | 0 | 0 | 0 | 0 | 0 | 0 | 0 | 0 | 0 | 4.1023 | 7.2321 | 16.5438 | 27.8782 | 0 | 0 | 0 | 0 | 0 | 0 | 0 | 0 | 0 | 0 | 0 | 0 | 0 | 0 | 0 | 0 | 0 | 0 | 0 | 0 | 0.14741 | 0.010912 | 0.019237 | 0.044006 | 0.074156 | 0 | 0 | 0 | 0 | 0 | 9.9
6645_G_2 | WEC_LADW | California | 6 | Los Angeles | 37 | 6645 | 2 | Foothill Feeder | 0 | 1981 | 9999 | Hydro | [5 empty] | Non-Fossil | G | 2025 | Hydro |  | 0 | 0 | 0 | 0 | 0 | 0 | 0 | 0 | 0 | 0 | 0 | 0 | 0 | 0 | 0 | 0 | 0.90094 | 1.3631 | 2.7291 | 4.9931 | 0 | 0 | 0 | 0 | 0 | 0 | 0 | 0 | 0 | 0 | 0 | 0 | 0 | 0 | 0 | 0 | 0 | 0 | 0 | 0 | 0.053602 | 0.0023965 | 0.0036259 | 0.0072594 | 0.013282 | 0 | 0 | 0 | 0 | 0 | 3.6
6645_G_1 | WEC_LADW | California | 6 | Los Angeles | 37 | 6645 | 1 | Foothill Feeder | 0 | 1981 | 9999 | Hydro | [5 empty] | Non-Fossil | G | 2025 | Hydro |  | 0 | 0 | 0 | 0 | 0 | 0 | 0 | 0 | 0 | 0 | 0 | 0 | 0 | 0 | 0 | 0 | 0.90094 | 1.3631 | 2.7291 | 4.9931 | 0 | 0 | 0 | 0 | 0 | 0 | 0 | 0 | 0 | 0 | 0 | 0 | 0 | 0 | 0 | 0 | 0 | 0 | 0 | 0 | 0.053602 | 0.0023965 | 0.0036259 | 0.0072594 | 0.013282 | 0 | 0 | 0 | 0 | 0 | 3.6
6644_G_1 | WECC_SCE | California | 6 | Riverside | 65 | 6644 | 1 | Lake Mathews | 0 | 1980 | 9999 | Hydro | [5 empty] | Non-Fossil | G | 2025 | Hydro |  | 0 | 0 | 0 | 0 | 0 | 0 | 0 | 0 | 0 | 0 | 0 | 0 | 0 | 0 | 0 | 0 | 2.0304 | 3.5795 | 8.1883 | 13.7983 | 0 | 0 | 0 | 0 | 0 | 0 | 0 | 0 | 0 | 0 | 0 | 0 | 0 | 0 | 0 | 0 | 0 | 0 | 0 | 0 | 0.072958 | 0.0054009 | 0.0095216 | 0.021781 | 0.036703 | 0 | 0 | 0 | 0 | 0 | 4.9
6643_G_1 | WEC_LADW | California | 6 | Los Angeles | 37 | 6643 | 1 | Greg Avenue | 0 | 1979 | 9999 | Hydro | [5 empty] | Non-Fossil | G | 2025 | Hydro |  | 0 | 0 | 0 | 0 | 0 | 0 | 0 | 0 | 0 | 0 | 0 | 0 | 0 | 0 | 0 | 0 | 0.25026 | 0.37865 | 0.75808 | 1.387 | 0 | 0 | 0 | 0 | 0 | 0 | 0 | 0 | 0 | 0 | 0 | 0 | 0 | 0 | 0 | 0 | 0 | 0 | 0 | 0 | 0.014889 | 0.00066569 | 0.0010072 | 0.0020165 | 0.0036894 | 0 | 0 | 0 | 0 | 0 | 1
6641_B_2 | MIS_AR | Arkansas | 5 | Independence | 63 | 6641 | 2 | Independence Steam Electric Station | 10325 | 1985 | 9999 | Coal Steam | tangential | wet | ESPC + ACI | OFA |  | Fossil | B | 2025 | Coal |  | 9.2831 | 4.4458 | 12.0069 | 25.7357 | 0 | 0 | 0 | 0 | 9.2831 | 4.4458 | 12.0069 | 25.7357 | 0 | 0 | 0 | 0 | 899.0853 | 430.5853 | 1162.8928 | 2492.5634 | 994.6794 | 476.3668 | 1286.5359 | 2757.5821 | 0.0026045 | 0.0012473 | 0.0033687 | 0.0072205 | 1.1251 | 0.53881 | 1.4552 | 3.119 | 2.4244 | 1.1611 | 3.1357 | 6.7211 | 0.0022673 | 0.0010859 | 0.0029327 | 0.0062859 | 42.0481 | 2.8015 | 1.3417 | 3.6235 | 7.7666 | 24.3926 | 11.682 | 31.5499 | 67.6245 | 0 | 842 | Mercury Control
6641_B_1 | MIS_AR | Arkansas | 5 | Independence | 63 | 6641 | 1 | Independence Steam Electric Station | 10366 | 1983 | 9999 | Coal Steam | tangential | wet | ESPC + ACI | OFA |  | Fossil | B | 2025 | Coal |  | 7.7269 | 0 | 16.0557 | 23.7827 | 0 | 0 | 0 | 0 | 7.7269 | 0 | 16.0557 | 23.7827 | 0 | 0 | 0 | 0 | 745.4125 | 0 | 1548.8814 | 2294.2939 | 827.9423 | 0 | 1720.3687 | 2548.311 | 0.0021679 | 0 | 0.0045046 | 0.0066725 | 0.8009 | 0 | 1.6642 | 2.4651 | 2.018 | 0 | 4.1931 | 6.2111 | 0.0018874 | 0 | 0.0039217 | 0.0058092 | 47.1635 | 2.3192 | 0 | 4.819 | 7.1383 | 20.3037 | 0 | 42.1888 | 62.4925 | 0 | 836 | Mercury Control
664_G_CT04 | FRCC | Florida | 12 | Alachua | 1 | 664 | CT04 | John R Kelly | 8644 | 2001 | 9999 | Combined Cycle |  |  |  | DLNB + H2O |  | Fossil | G | 2025 | NaturalGas |  | 0.056855 | 0.23111 | 0.95724 | 1.2452 | 0 | 0 | 0 | 0 | 0 | 0 | 0 | 0 | 0 | 0 | 0 | 0 | 6.5774 | 26.736 | 110.7404 | 144.0539 | 3.3283 | 13.5289 | 56.0368 | 72.8941 | 3.9758e-09 | 1.6161e-08 | 6.7007e-08 | 8.7144e-08 | 0.00071438 | 0.0029038 | 0.012028 | 0.015646 | 0 | 0 | 0 | 0 | 0 | 0 | 0 | 0 | 2.5892 | 0.024587 | 0.099328 | 0.33055 | 0.45447 | 0.21985 | 0.84281 | 3.7206 | 4.7833 | 0 | 75
664_G_8 | FRCC | Florida | 12 | Alachua | 1 | 664 | 8 | John R Kelly | 8644 | 1965 | 9999 | Combined Cycle |  |  |  | DLNB + H2O |  | Fossil | G | 2025 | NaturalGas |  | 0.028049 | 0.11401 | 0.47224 | 0.6143 | 0 | 0 | 0 | 0 | 0 | 0 | 0 | 0 | 0 | 0 | 0 | 0 | 3.2449 | 13.1898 | 54.6319 | 71.0666 | 1.642 | 6.6743 | 27.6448 | 35.9611 | 1.9614e-09 | 7.9726e-09 | 3.3057e-08 | 4.2991e-08 | 0.00035243 | 0.0014326 | 0.0059337 | 0.0077187 | 0 | 0 | 0 | 0 | 0 | 0 | 0 | 0 | 1.2773 | 0.01213 | 0.049002 | 0.16307 | 0.2242 | 0.10846 | 0.41578 | 1.8355 | 2.3598 | 0 | 37
6639_B_G2 | MIS_INKY | Kentucky | 21 | Webster | 233 | 6639 | G2 | R D Green | 11092 | 1981 | 9999 | Coal Steam | wall | dry | ESPC + Wet Scrubber + ACI + DSI | AA + FU + LNB | Wet Scrubber | Fossil | B | 2025 |  | Coal Retirement | 0 | 0 | 0 | 0 | 0 | 0 | 0 | 0 | 0 | 0 | 0 | 0 | 0 | 0 | 0 | 0 | 0 | 0 | 0 | 0 | 0 | 0 | 0 | 0 | 0 | 0 | 0 | 0 | 0 | 0 | 0 | 0 | 0 | 0 | 0 | 0 | 0 | 0 | 0 | 0 | 0 | 0 | 0 | 0 | 0 | 0 | 0 | 0 | 0 | 0 | 223 | Scrubber / Mercury Control / DSI | Wet Scrubber
6639_B_G1 | MIS_INKY | Kentucky | 21 | Webster | 233 | 6639 | G1 | R D Green | 11117 | 1979 | 9999 | Coal Steam | wall | dry | ESPC + Wet Scrubber + ACI + DSI | AA + FU + LNB | Wet Scrubber | Fossil | B | 2025 |  | Coal Retirement | 0 | 0 | 0 | 0 | 0 | 0 | 0 | 0 | 0 | 0 | 0 | 0 | 0 | 0 | 0 | 0 | 0 | 0 | 0 | 0 | 0 | 0 | 0 | 0 | 0 | 0 | 0 | 0 | 0 | 0 | 0 | 0 | 0 | 0 | 0 | 0 | 0 | 0 | 0 | 0 | 0 | 0 | 0 | 0 | 0 | 0 | 0 | 0 | 0 | 0 | 231 | Scrubber / Mercury Control / DSI | Wet Scrubber
6636_G_4 | PJM_AP | Pennsylvania | 42 | Fayette | 51 | 6636 | 4 | Lake Lynn Hydro Station | 0 | 1926 | 9999 | Hydro | [5 empty] | Non-Fossil | G | 2025 | Hydro |  | 0 | 0 | 0 | 0 | 0 | 0 | 0 | 0 | 0 | 0 | 0 | 0 | 0 | 0 | 0 | 0 | 9.6682 | 12.7858 | 9.6961 | 32.1501 | 0 | 0 | 0 | 0 | 0 | 0 | 0 | 0 | 0 | 0 | 0 | 0 | 0 | 0 | 0 | 0 | 0 | 0 | 0 | 0 | 0.19356 | 0.025717 | 0.03401 | 0.025792 | 0.085519 | 0 | 0 | 0 | 0 | 0 | 13
6636_G_3 | PJM_AP | Pennsylvania | 42 | Fayette | 51 | 6636 | 3 | Lake Lynn Hydro Station | 0 | 1926 | 9999 | Hydro | [5 empty] | Non-Fossil | G | 2025 | Hydro |  | 0 | 0 | 0 | 0 | 0 | 0 | 0 | 0 | 0 | 0 | 0 | 0 | 0 | 0 | 0 | 0 | 9.6682 | 12.7858 | 9.6961 | 32.1501 | 0 | 0 | 0 | 0 | 0 | 0 | 0 | 0 | 0 | 0 | 0 | 0 | 0 | 0 | 0 | 0 | 0 | 0 | 0 | 0 | 0.19356 | 0.025717 | 0.03401 | 0.025792 | 0.085519 | 0 | 0 | 0 | 0 | 0 | 13
6636_G_2 | PJM_AP | Pennsylvania | 42 | Fayette | 51 | 6636 | 2 | Lake Lynn Hydro Station | 0 | 1929 | 9999 | Hydro | [5 empty] | Non-Fossil | G | 2025 | Hydro |  | 0 | 0 | 0 | 0 | 0 | 0 | 0 | 0 | 0 | 0 | 0 | 0 | 0 | 0 | 0 | 0 | 9.6682 | 12.7858 | 9.6961 | 32.1501 | 0 | 0 | 0 | 0 | 0 | 0 | 0 | 0 | 0 | 0 | 0 | 0 | 0 | 0 | 0 | 0 | 0 | 0 | 0 | 0 | 0.19356 | 0.025717 | 0.03401 | 0.025792 | 0.085519 | 0 | 0 | 0 | 0 | 0 | 13
6636_G_1 | PJM_AP | Pennsylvania | 42 | Fayette | 51 | 6636 | 1 | Lake Lynn Hydro Station | 0 | 1926 | 9999 | Hydro | [5 empty] | Non-Fossil | G | 2025 | Hydro |  | 0 | 0 | 0 | 0 | 0 | 0 | 0 | 0 | 0 | 0 | 0 | 0 | 0 | 0 | 0 | 0 | 9.6682 | 12.7858 | 9.6961 | 32.1501 | 0 | 0 | 0 | 0 | 0 | 0 | 0 | 0 | 0 | 0 | 0 | 0 | 0 | 0 | 0 | 0 | 0 | 0 | 0 | 0 | 0.19356 | 0.025717 | 0.03401 | 0.025792 | 0.085519 | 0 | 0 | 0 | 0 | 0 | 13
6635_G_4 | NENG_CT | Connecticut | 9 | New Haven | 9 | 6635 | 4 | A L Pierce | 12255 | 2007 | 9999 | Combustion Turbine |  |  |  | DLNB + H2O |  | Fossil | G | 2025 | Oil |  | 0 | 0 | 0 | 0 | 0 | 0 | 0 | 0 | 0 | 0 | 0 | 0 | 0 | 0 | 0 | 0 | 0 | 0 | 0 | 0 | 0 | 0 | 0 | 0 | 0 | 0 | 0 | 0 | 0 | 0 | 0 | 0 | 0 | 0 | 0 | 0 | 0 | 0 | 0 | 0 | 1.3857 | 0 | 0 | 0 | 0 | 0 | 0 | 0 | 0 | 0 | 74.1
663_G_GT3 | FRCC | Florida | 12 | Alachua | 1 | 663 | GT3 | Deerhaven Generating Station | 15834 | 1996 | 9999 | Combustion Turbine |  |  |  | DLNB + H2O |  | Fossil | G | 2025 | NaturalGas |  | 0.0082589 | 0 | 0.039141 | 0.0474 | 0 | 0 | 0 | 0 | 0 | 0 | 0 | 0 | 0 | 0 | 0 | 0 | 0.52159 | 0 | 2.472 | 2.9936 | 0.48348 | 0 | 2.2913 | 2.7748 | 5.8e-10 | 0 | 2.74e-09 | 3.32e-09 | 0.00012145 | 0 | 0.00057557 | 0.00069702 | 0 | 0 | 0 | 0 | 0 | 0 | 0 | 0 | 1.4025 | 0.0081882 | 0 | 0.038806 | 0.046995 | 0.031936 | 0 | 0.15214 | 0.18407 | 0 | 75
663_G_GT2 | FRCC | Florida | 12 | Alachua | 1 | 663 | GT2 | Deerhaven Generating Station | 15835 | 1976 | 9999 | Combustion Turbine | [5 empty] | Fossil | G | 2025 | NaturalGas |  | 0.0018108 | 0 | 0.0085863 | 0.010397 | 0 | 0 | 0 | 0 | 0 | 0 | 0 | 0 | 0 | 0 | 0 | 0 | 0.11435 | 0 | 0.54224 | 0.65659 | 0.106 | 0 | 0.50264 | 0.60865 | 1.2675e-10 | 0 | 6.0175e-10 | 7.285e-10 | 0.00042759 | 0 | 0.0020276 | 0.0024552 | 0 | 0 | 0 | 0 | 0 | 0 | 0 | 0 | 0.32725 | 0.0017952 | 0 | 0.0085123 | 0.010307 | 0.0070019 | 0 | 0.033374 | 0.040376 | 0 | 17.5
663_G_GT1 | FRCC | Florida | 12 | Alachua | 1 | 663 | GT1 | Deerhaven Generating Station | 15835 | 1976 | 9999 | Combustion Turbine | [5 empty] | Fossil | G | 2025 | NaturalGas |  | 0.0018108 | 0 | 0.0085863 | 0.010397 | 0 | 0 | 0 | 0 | 0 | 0 | 0 | 0 | 0 | 0 | 0 | 0 | 0.11435 | 0 | 0.54224 | 0.65659 | 0.106 | 0 | 0.50264 | 0.60865 | 1.2675e-10 | 0 | 6.0175e-10 | 7.285e-10 | 0.00042759 | 0 | 0.0020276 | 0.0024552 | 0 | 0 | 0 | 0 | 0 | 0 | 0 | 0 | 0.32725 | 0.0017952 | 0 | 0.0085123 | 0.010307 | 0.0070019 | 0 | 0.033374 | 0.040376 | 0 | 17.5
663_B_B2 | FRCC | Florida | 12 | Alachua | 1 | 663 | B2 | Deerhaven Generating Station | 11532 | 1981 | 9999 | Coal Steam | wall | dry | ESPH + Bag House + Dry Scrubber + SCR | LNB + OFA | Dry Scrubber | Fossil | B | 2025 |  | Coal Retirement | 0 | 0 | 0 | 0 | 0 | 0 | 0 | 0 | 0 | 0 | 0 | 0 | 0 | 0 | 0 | 0 | 0 | 0 | 0 | 0 | 0 | 0 | 0 | 0 | 0 | 0 | 0 | 0 | 0 | 0 | 0 | 0 | 0 | 0 | 0 | 0 | 0 | 0 | 0 | 0 | 0 | 0 | 0 | 0 | 0 | 0 | 0 | 0 | 0 | 0 | 232 | Scrubber / SCR | Dry Scrubber
663_B_B1 | FRCC | Florida | 12 | Alachua | 1 | 663 | B1 | Deerhaven Generating Station | 12269 | 1972 | 9999 | O/G Steam | wall | dry |  |  |  | Fossil | B | 2025 |  | O/G Retirement | 0 | 0 | 0 | 0 | 0 | 0 | 0 | 0 | 0 | 0 | 0 | 0 | 0 | 0 | 0 | 0 | 0 | 0 | 0 | 0 | 0 | 0 | 0 | 0 | 0 | 0 | 0 | 0 | 0 | 0 | 0 | 0 | 0 | 0 | 0 | 0 | 0 | 0 | 0 | 0 | 0 | 0 | 0 | 0 | 0 | 0 | 0 | 0 | 0 | 0 | 75
6624_G_3 | SPP_WAUE | Nebraska | 31 | Cedar | 27 | 6624 | 3 | Gavins Point | 0 | 1957 | 9999 | Hydro | [5 empty] | Non-Fossil | G | 2025 | Hydro |  | 0 | 0 | 0 | 0 | 0 | 0 | 0 | 0 | 0 | 0 | 0 | 0 | 0 | 0 | 0 | 0 | 23.2936 | 33.6043 | 53.4848 | 110.3828 | 0 | 0 | 0 | 0 | 0 | 0 | 0 | 0 | 0 | 0 | 0 | 0 | 0 | 0 | 0 | 0 | 0 | 0 | 0 | 0 | 0.50624 | 0.061961 | 0.089388 | 0.14227 | 0.29362 | 0 | 0 | 0 | 0 | 0 | 34
6624_G_2 | SPP_WAUE | Nebraska | 31 | Cedar | 27 | 6624 | 2 | Gavins Point | 0 | 1956 | 9999 | Hydro | [5 empty] | Non-Fossil | G | 2025 | Hydro |  | 0 | 0 | 0 | 0 | 0 | 0 | 0 | 0 | 0 | 0 | 0 | 0 | 0 | 0 | 0 | 0 | 23.2936 | 33.6043 | 53.4848 | 110.3828 | 0 | 0 | 0 | 0 | 0 | 0 | 0 | 0 | 0 | 0 | 0 | 0 | 0 | 0 | 0 | 0 | 0 | 0 | 0 | 0 | 0.50624 | 0.061961 | 0.089388 | 0.14227 | 0.29362 | 0 | 0 | 0 | 0 | 0 | 34
6624_G_1 | SPP_WAUE | Nebraska | 31 | Cedar | 27 | 6624 | 1 | Gavins Point | 0 | 1956 | 9999 | Hydro | [5 empty] | Non-Fossil | G | 2025 | Hydro |  | 0 | 0 | 0 | 0 | 0 | 0 | 0 | 0 | 0 | 0 | 0 | 0 | 0 | 0 | 0 | 0 | 23.2936 | 33.6043 | 53.4848 | 110.3828 | 0 | 0 | 0 | 0 | 0 | 0 | 0 | 0 | 0 | 0 | 0 | 0 | 0 | 0 | 0 | 0 | 0 | 0 | 0 | 0 | 0.50624 | 0.061961 | 0.089388 | 0.14227 | 0.29362 | 0 | 0 | 0 | 0 | 0 | 34
6623_G_5 | SPP_WAUE | Montana | 30 | Mccone | 55 | 6623 | 5 | Fort Peck | 0 | 1961 | 9999 | Hydro | [5 empty] | Non-Fossil | G | 2025 | Hydro |  | 0 | 0 | 0 | 0 | 0 | 0 | 0 | 0 | 0 | 0 | 0 | 0 | 0 | 0 | 0 | 0 | 31.5149 | 45.4647 | 72.3618 | 149.3414 | 0 | 0 | 0 | 0 | 0 | 0 | 0 | 0 | 0 | 0 | 0 | 0 | 0 | 0 | 0 | 0 | 0 | 0 | 0 | 0 | 0.68492 | 0.08383 | 0.12094 | 0.19248 | 0.39725 | 0 | 0 | 0 | 0 | 0 | 46
6623_G_4 | SPP_WAUE | Montana | 30 | Mccone | 55 | 6623 | 4 | Fort Peck | 0 | 1961 | 9999 | Hydro | [5 empty] | Non-Fossil | G | 2025 | Hydro |  | 0 | 0 | 0 | 0 | 0 | 0 | 0 | 0 | 0 | 0 | 0 | 0 | 0 | 0 | 0 | 0 | 31.5149 | 45.4647 | 72.3618 | 149.3414 | 0 | 0 | 0 | 0 | 0 | 0 | 0 | 0 | 0 | 0 | 0 | 0 | 0 | 0 | 0 | 0 | 0 | 0 | 0 | 0 | 0.68492 | 0.08383 | 0.12094 | 0.19248 | 0.39725 | 0 | 0 | 0 | 0 | 0 | 46
6623_G_3 | SPP_WAUE | Montana | 30 | Mccone | 55 | 6623 | 3 | Fort Peck | 0 | 1951 | 9999 | Hydro | [5 empty] | Non-Fossil | G | 2025 | Hydro |  | 0 | 0 | 0 | 0 | 0 | 0 | 0 | 0 | 0 | 0 | 0 | 0 | 0 | 0 | 0 | 0 | 30.8298 | 44.4763 | 70.7887 | 146.0949 | 0 | 0 | 0 | 0 | 0 | 0 | 0 | 0 | 0 | 0 | 0 | 0 | 0 | 0 | 0 | 0 | 0 | 0 | 0 | 0 | 0.67003 | 0.082007 | 0.11831 | 0.1883 | 0.38861 | 0 | 0 | 0 | 0 | 0 | 45
6623_G_2 | SPP_WAUE | Montana | 30 | Mccone | 55 | 6623 | 2 | Fort Peck | 0 | 1948 | 9999 | Hydro | [5 empty] | Non-Fossil | G | 2025 | Hydro |  | 0 | 0 | 0 | 0 | 0 | 0 | 0 | 0 | 0 | 0 | 0 | 0 | 0 | 0 | 0 | 0 | 12.3319 | 17.7905 | 28.3155 | 58.4379 | 0 | 0 | 0 | 0 | 0 | 0 | 0 | 0 | 0 | 0 | 0 | 0 | 0 | 0 | 0 | 0 | 0 | 0 | 0 | 0 | 0.26801 | 0.032803 | 0.047323 | 0.075319 | 0.15544 | 0 | 0 | 0 | 0 | 0 | 18
6623_G_1 | SPP_WAUE | Montana | 30 | Mccone | 55 | 6623 | 1 | Fort Peck | 0 | 1943 | 9999 | Hydro | [5 empty] | Non-Fossil | G | 2025 | Hydro |  | 0 | 0 | 0 | 0 | 0 | 0 | 0 | 0 | 0 | 0 | 0 | 0 | 0 | 0 | 0 | 0 | 30.8298 | 44.4763 | 70.7887 | 146.0949 | 0 | 0 | 0 | 0 | 0 | 0 | 0 | 0 | 0 | 0 | 0 | 0 | 0 | 0 | 0 | 0 | 0 | 0 | 0 | 0 | 0.67003 | 0.082007 | 0.11831 | 0.1883 | 0.38861 | 0 | 0 | 0 | 0 | 0 | 45
6619_G_2 | WECC_CO | Colorado | 8 | Kit Carson | 63 | 6619 | 2 | Burlington (CO) | 13381 | 1977 | 9999 | Combustion Turbine | [5 empty] | Fossil | G | 2025 | Oil |  | 0 | 0 | 0 | 0 | 0 | 0 | 0 | 0 | 0 | 0 | 0 | 0 | 0 | 0 | 0 | 0 | 0 | 0 | 0 | 0 | 0 | 0 | 0 | 0 | 0 | 0 | 0 | 0 | 0 | 0 | 0 | 0 | 0 | 0 | 0 | 0 | 0 | 0 | 0 | 0 | 0.935 | 0 | 0 | 0 | 0 | 0 | 0 | 0 | 0 | 0 | 50
6619_G_1 | WECC_CO | Colorado | 8 | Kit Carson | 63 | 6619 | 1 | Burlington (CO) | 13378 | 1977 | 9999 | Combustion Turbine | [5 empty] | Fossil | G | 2025 | Oil |  | 0 | 0 | 0 | 0 | 0 | 0 | 0 | 0 | 0 | 0 | 0 | 0 | 0 | 0 | 0 | 0 | 0 | 0 | 0 | 0 | 0 | 0 | 0 | 0 | 0 | 0 | 0 | 0 | 0 | 0 | 0 | 0 | 0 | 0 | 0 | 0 | 0 | 0 | 0 | 0 | 0.935 | 0 | 0 | 0 | 0 | 0 | 0 | 0 | 0 | 0 | 50
6618_G_4 | NENGREST | Vermont | 50 | Franklin | 11 | 6618 | 4 | Highgate Falls | 0 | 1990 | 9999 | Hydro | [5 empty] | Non-Fossil | G | 2025 | Hydro |  | 0 | 0 | 0 | 0 | 0 | 0 | 0 | 0 | 0 | 0 | 0 | 0 | 0 | 0 | 0 | 0 | 4.9236 | 7.0201 | 6.6864 | 18.6301 | 0 | 0 | 0 | 0 | 0 | 0 | 0 | 0 | 0 | 0 | 0 | 0 | 0 | 0 | 0 | 0 | 0 | 0 | 0 | 0 | 0.071098 | 0.013097 | 0.018673 | 0.017786 | 0.049556 | 0 | 0 | 0 | 0 | 0 | 4.775
6618_G_3 | NENGREST | Vermont | 50 | Franklin | 11 | 6618 | 3 | Highgate Falls | 0 | 1954 | 9999 | Hydro | [5 empty] | Non-Fossil | G | 2025 | Hydro |  | 0 | 0 | 0 | 0 | 0 | 0 | 0 | 0 | 0 | 0 | 0 | 0 | 0 | 0 | 0 | 0 | 2.9747 | 4.2413 | 4.0397 | 11.2557 | 0 | 0 | 0 | 0 | 0 | 0 | 0 | 0 | 0 | 0 | 0 | 0 | 0 | 0 | 0 | 0 | 0 | 0 | 0 | 0 | 0.042955 | 0.0079126 | 0.011282 | 0.010746 | 0.02994 | 0 | 0 | 0 | 0 | 0 | 2.8849
6618_G_2 | NENGREST | Vermont | 50 | Franklin | 11 | 6618 | 2 | Highgate Falls | 0 | 1923 | 9999 | Hydro | [5 empty] | Non-Fossil | G | 2025 | Hydro |  | 0 | 0 | 0 | 0 | 0 | 0 | 0 | 0 | 0 | 0 | 0 | 0 | 0 | 0 | 0 | 0 | 1.0257 | 1.4625 | 1.393 | 3.8813 | 0 | 0 | 0 | 0 | 0 | 0 | 0 | 0 | 0 | 0 | 0 | 0 | 0 | 0 | 0 | 0 | 0 | 0 | 0 | 0 | 0.014812 | 0.0027285 | 0.0038903 | 0.0037054 | 0.010324 | 0 | 0 | 0 | 0 | 0 | 0.9948
6618_G_1 | NENGREST | Vermont | 50 | Franklin | 11 | 6618 | 1 | Highgate Falls | 0 | 1930 | 9999 | Hydro | [5 empty] | Non-Fossil | G | 2025 | Hydro |  | 0 | 0 | 0 | 0 | 0 | 0 | 0 | 0 | 0 | 0 | 0 | 0 | 0 | 0 | 0 | 0 | 1.0257 | 1.4625 | 1.393 | 3.8813 | 0 | 0 | 0 | 0 | 0 | 0 | 0 | 0 | 0 | 0 | 0 | 0 | 0 | 0 | 0 | 0 | 0 | 0 | 0 | 0 | 0.014812 | 0.0027285 | 0.0038903 | 0.0037054 | 0.010324 | 0 | 0 | 0 | 0 | 0 | 0.9948
6612_G_1 | WEC_BANC | California | 6 | El Dorado | 17 | 6612 | 1 | Union Valley | 0 | 1963 | 9999 | Hydro | [5 empty] | Non-Fossil | G | 2025 | Hydro |  | 0 | 0 | 0 | 0 | 0 | 0 | 0 | 0 | 0 | 0 | 0 | 0 | 0 | 0 | 0 | 0 | 13.5398 | 21.9005 | 43.4749 | 78.9152 | 0 | 0 | 0 | 0 | 0 | 0 | 0 | 0 | 0 | 0 | 0 | 0 | 0 | 0 | 0 | 0 | 0 | 0 | 0 | 0 | 0.57473 | 0.036016 | 0.058255 | 0.11564 | 0.20991 | 0 | 0 | 0 | 0 | 0 | 38.6
6595_G_2 | MIS_WOTA | Texas | 48 | Newton | 351 | 6595 | 2 | Toledo Bend | 0 | 1969 | 9999 | Hydro | [5 empty] | Non-Fossil | G | 2025 | Hydro |  | 0 | 0 | 0 | 0 | 0 | 0 | 0 | 0 | 0 | 0 | 0 | 0 | 0 | 0 | 0 | 0 | 17.3191 | 22.8868 | 29.8443 | 70.0501 | 0 | 0 | 0 | 0 | 0 | 0 | 0 | 0 | 0 | 0 | 0 | 0 | 0 | 0 | 0 | 0 | 0 | 0 | 0 | 0 | 0.59558 | 0.046069 | 0.060879 | 0.079386 | 0.18633 | 0 | 0 | 0 | 0 | 0 | 40
6595_G_1 | MIS_WOTA | Texas | 48 | Newton | 351 | 6595 | 1 | Toledo Bend | 0 | 1969 | 9999 | Hydro | [5 empty] | Non-Fossil | G | 2025 | Hydro |  | 0 | 0 | 0 | 0 | 0 | 0 | 0 | 0 | 0 | 0 | 0 | 0 | 0 | 0 | 0 | 0 | 17.3191 | 22.8868 | 29.8443 | 70.0501 | 0 | 0 | 0 | 0 | 0 | 0 | 0 | 0 | 0 | 0 | 0 | 0 | 0 | 0 | 0 | 0 | 0 | 0 | 0 | 0 | 0.59558 | 0.046069 | 0.060879 | 0.079386 | 0.18633 | 0 | 0 | 0 | 0 | 0 | 40
6586_G_2 | NENGREST | Massachusetts | 25 | Essex | 9 | 6586 | 2 | Wilkins Station | 13102 | 1975 | 9999 | Combustion Turbine | [5 empty] | Fossil | G | 2025 | Oil |  | 0 | 0 | 0 | 0 | 0 | 0 | 0 | 0 | 0 | 0 | 0 | 0 | 0 | 0 | 0 | 0 | 0 | 0 | 0 | 0 | 0 | 0 | 0 | 0 | 0 | 0 | 0 | 0 | 0 | 0 | 0 | 0 | 0 | 0 | 0 | 0 | 0 | 0 | 0 | 0 | 0.04675 | 0 | 0 | 0 | 0 | 0 | 0 | 0 | 0 | 0 | 2.5
6586_G_1 | NENGREST | Massachusetts | 25 | Essex | 9 | 6586 | 1 | Wilkins Station | 13012 | 1975 | 9999 | Combustion Turbine | [5 empty] | Fossil | G | 2025 | Oil |  | 0 | 0 | 0 | 0 | 0 | 0 | 0 | 0 | 0 | 0 | 0 | 0 | 0 | 0 | 0 | 0 | 0 | 0 | 0 | 0 | 0 | 0 | 0 | 0 | 0 | 0 | 0 | 0 | 0 | 0 | 0 | 0 | 0 | 0 | 0 | 0 | 0 | 0 | 0 | 0 | 0.04675 | 0 | 0 | 0 | 0 | 0 | 0 | 0 | 0 | 0 | 2.5
6584_G_MSD2 | FRCC | Florida | 12 | Monroe | 87 | 6584 | MSD2 | Stock Island | 10745 | 1991 | 9999 | Combustion Turbine | [5 empty] | Fossil | G | 2025 | Oil |  | 0 | 0 | 0 | 0 | 0 | 0 | 0 | 0 | 0 | 0 | 0 | 0 | 0 | 0 | 0 | 0 | 0 | 0 | 0 | 0 | 0 | 0 | 0 | 0 | 0 | 0 | 0 | 0 | 0 | 0 | 0 | 0 | 0 | 0 | 0 | 0 | 0 | 0 | 0 | 0 | 0.14025 | 0 | 0 | 0 | 0 | 0 | 0 | 0 | 0 | 0 | 7.5
6584_G_MSD1 | FRCC | Florida | 12 | Monroe | 87 | 6584 | MSD1 | Stock Island | 10745 | 1991 | 9999 | Combustion Turbine | [5 empty] | Fossil | G | 2025 | Oil |  | 0 | 0 | 0 | 0 | 0 | 0 | 0 | 0 | 0 | 0 | 0 | 0 | 0 | 0 | 0 | 0 | 0 | 0 | 0 | 0 | 0 | 0 | 0 | 0 | 0 | 0 | 0 | 0 | 0 | 0 | 0 | 0 | 0 | 0 | 0 | 0 | 0 | 0 | 0 | 0 | 0.14025 | 0 | 0 | 0 | 0 | 0 | 0 | 0 | 0 | 0 | 7.5
6584_G_GT4 | FRCC | Florida | 12 | Monroe | 87 | 6584 | GT4 | Stock Island | 12914 | 2006 | 9999 | Combustion Turbine |  |  |  | H2O |  | Fossil | G | 2025 | Oil |  | 0 | 0 | 0 | 0 | 0 | 0 | 0 | 0 | 0 | 0 | 0 | 0 | 0 | 0 | 0 | 0 | 0 | 0 | 0 | 0 | 0 | 0 | 0 | 0 | 0 | 0 | 0 | 0 | 0 | 0 | 0 | 0 | 0 | 0 | 0 | 0 | 0 | 0 | 0 | 0 | 0.8228 | 0 | 0 | 0 | 0 | 0 | 0 | 0 | 0 | 0 | 44
6584_G_GT3 | FRCC | Florida | 12 | Monroe | 87 | 6584 | GT3 | Stock Island | 12911 | 1999 | 9999 | Combustion Turbine |  |  |  | H2O |  | Fossil | G | 2025 | Oil |  | 0 | 0 | 0 | 0 | 0 | 0 | 0 | 0 | 0 | 0 | 0 | 0 | 0 | 0 | 0 | 0 | 0 | 0 | 0 | 0 | 0 | 0 | 0 | 0 | 0 | 0 | 0 | 0 | 0 | 0 | 0 | 0 | 0 | 0 | 0 | 0 | 0 | 0 | 0 | 0 | 0.3179 | 0 | 0 | 0 | 0 | 0 | 0 | 0 | 0 | 0 | 17
6584_G_GT2 | FRCC | Florida | 12 | Monroe | 87 | 6584 | GT2 | Stock Island | 12911 | 1999 | 9999 | Combustion Turbine |  |  |  | H2O |  | Fossil | G | 2025 | Oil |  | 0 | 0 | 0 | 0 | 0 | 0 | 0 | 0 | 0 | 0 | 0 | 0 | 0 | 0 | 0 | 0 | 0 | 0 | 0 | 0 | 0 | 0 | 0 | 0 | 0 | 0 | 0 | 0 | 0 | 0 | 0 | 0 | 0 | 0 | 0 | 0 | 0 | 0 | 0 | 0 | 0.3179 | 0 | 0 | 0 | 0 | 0 | 0 | 0 | 0 | 0 | 17
6584_G_GT1 | FRCC | Florida | 12 | Monroe | 87 | 6584 | GT1 | Stock Island | 12912 | 1978 | 9999 | Combustion Turbine |  |  |  | H2O |  | Fossil | G | 2025 | Oil |  | 0 | 0 | 0 | 0 | 0 | 0 | 0 | 0 | 0 | 0 | 0 | 0 | 0 | 0 | 0 | 0 | 0 | 0 | 0 | 0 | 0 | 0 | 0 | 0 | 0 | 0 | 0 | 0 | 0 | 0 | 0 | 0 | 0 | 0 | 0 | 0 | 0 | 0 | 0 | 0 | 0.3553 | 0 | 0 | 0 | 0 | 0 | 0 | 0 | 0 | 0 | 19
6584_G_EP2 | FRCC | Florida | 12 | Monroe | 87 | 6584 | EP2 | Stock Island | 10745 | 2012 | 9999 | Combustion Turbine | [5 empty] | Fossil | G | 2025 | Oil |  | 0 | 0 | 0 | 0 | 0 | 0 | 0 | 0 | 0 | 0 | 0 | 0 | 0 | 0 | 0 | 0 | 0 | 0 | 0 | 0 | 0 | 0 | 0 | 0 | 0 | 0 | 0 | 0 | 0 | 0 | 0 | 0 | 0 | 0 | 0 | 0 | 0 | 0 | 0 | 0 | 0.04675 | 0 | 0 | 0 | 0 | 0 | 0 | 0 | 0 | 0 | 2.5
6567_G_25 | NENGREST | Rhode Island | 44 | Washington | 9 | 6567 | 25 | Block Island | 12132 | 2006 | 9999 | Combustion Turbine |  |  | SCR |  |  | Fossil | G | 2025 | Oil |  | 0 | 0 | 0 | 0 | 0 | 0 | 0 | 0 | 0 | 0 | 0 | 0 | 0 | 0 | 0 | 0 | 0 | 0 | 0 | 0 | 0 | 0 | 0 | 0 | 0 | 0 | 0 | 0 | 0 | 0 | 0 | 0 | 0 | 0 | 0 | 0 | 0 | 0 | 0 | 0 | 0.0373 | 0 | 0 | 0 | 0 | 0 | 0 | 0 | 0 | 0 | 1.8 | SCR
6567_G_24 | NENGREST | Rhode Island | 44 | Washington | 9 | 6567 | 24 | Block Island | 12132 | 2002 | 9999 | Combustion Turbine |  |  | SCR |  |  | Fossil | G | 2025 | Oil |  | 0 | 0 | 0 | 0 | 0 | 0 | 0 | 0 | 0 | 0 | 0 | 0 | 0 | 0 | 0 | 0 | 0 | 0 | 0 | 0 | 0 | 0 | 0 | 0 | 0 | 0 | 0 | 0 | 0 | 0 | 0 | 0 | 0 | 0 | 0 | 0 | 0 | 0 | 0 | 0 | 0.023209 | 0 | 0 | 0 | 0 | 0 | 0 | 0 | 0 | 0 | 1.12 | SCR
6567_G_23 | NENGREST | Rhode Island | 44 | Washington | 9 | 6567 | 23 | Block Island | 12132 | 2001 | 9999 | Combustion Turbine |  |  | SCR |  |  | Fossil | G | 2025 | Oil |  | 0 | 0 | 0 | 0 | 0 | 0 | 0 | 0 | 0 | 0 | 0 | 0 | 0 | 0 | 0 | 0 | 0 | 0 | 0 | 0 | 0 | 0 | 0 | 0 | 0 | 0 | 0 | 0 | 0 | 0 | 0 | 0 | 0 | 0 | 0 | 0 | 0 | 0 | 0 | 0 | 0.017406 | 0 | 0 | 0 | 0 | 0 | 0 | 0 | 0 | 0 | 0.84 | SCR
6567_G_22 | NENGREST | Rhode Island | 44 | Washington | 9 | 6567 | 22 | Block Island | 12132 | 1999 | 9999 | Combustion Turbine |  |  | SCR |  |  | Fossil | G | 2025 | Oil |  | 0 | 0 | 0 | 0 | 0 | 0 | 0 | 0 | 0 | 0 | 0 | 0 | 0 | 0 | 0 | 0 | 0 | 0 | 0 | 0 | 0 | 0 | 0 | 0 | 0 | 0 | 0 | 0 | 0 | 0 | 0 | 0 | 0 | 0 | 0 | 0 | 0 | 0 | 0 | 0 | 0.017406 | 0 | 0 | 0 | 0 | 0 | 0 | 0 | 0 | 0 | 0.84 | SCR
6565_G_5A | PJM_EMAC | Maryland | 24 | Worcester | 47 | 6565 | 5A | Berlin | 25000 | 1989 | 9999 | Combustion Turbine | [5 empty] | Fossil | G | 2025 | Oil |  | 0 | 0 | 0 | 0 | 0 | 0 | 0 | 0 | 0 | 0 | 0 | 0 | 0 | 0 | 0 | 0 | 0 | 0 | 0 | 0 | 0 | 0 | 0 | 0 | 0 | 0 | 0 | 0 | 0 | 0 | 0 | 0 | 0 | 0 | 0 | 0 | 0 | 0 | 0 | 0 | 0.04675 | 0 | 0 | 0 | 0 | 0 | 0 | 0 | 0 | 0 | 2.5
6565_G_4A | PJM_EMAC | Maryland | 24 | Worcester | 47 | 6565 | 4A | Berlin | 25000 | 2000 | 9999 | Combustion Turbine | [5 empty] | Fossil | G | 2025 | Oil |  | 0 | 0 | 0 | 0 | 0 | 0 | 0 | 0 | 0 | 0 | 0 | 0 | 0 | 0 | 0 | 0 | 0 | 0 | 0 | 0 | 0 | 0 | 0 | 0 | 0 | 0 | 0 | 0 | 0 | 0 | 0 | 0 | 0 | 0 | 0 | 0 | 0 | 0 | 0 | 0 | 0.03366 | 0 | 0 | 0 | 0 | 0 | 0 | 0 | 0 | 0 | 1.8
6565_G_2A | PJM_EMAC | Maryland | 24 | Worcester | 47 | 6565 | 2A | Berlin | 25000 | 1999 | 9999 | Combustion Turbine | [5 empty] | Fossil | G | 2025 | Oil |  | 0 | 0 | 0 | 0 | 0 | 0 | 0 | 0 | 0 | 0 | 0 | 0 | 0 | 0 | 0 | 0 | 0 | 0 | 0 | 0 | 0 | 0 | 0 | 0 | 0 | 0 | 0 | 0 | 0 | 0 | 0 | 0 | 0 | 0 | 0 | 0 | 0 | 0 | 0 | 0 | 0.03366 | 0 | 0 | 0 | 0 | 0 | 0 | 0 | 0 | 0 | 1.8
6565_G_1A | PJM_EMAC | Maryland | 24 | Worcester | 47 | 6565 | 1A | Berlin | 25000 | 1961 | 9999 | Combustion Turbine | [5 empty] | Fossil | G | 2025 | Oil |  | 0 | 0 | 0 | 0 | 0 | 0 | 0 | 0 | 0 | 0 | 0 | 0 | 0 | 0 | 0 | 0 | 0 | 0 | 0 | 0 | 0 | 0 | 0 | 0 | 0 | 0 | 0 | 0 | 0 | 0 | 0 | 0 | 0 | 0 | 0 | 0 | 0 | 0 | 0 | 0 | 0.02057 | 0 | 0 | 0 | 0 | 0 | 0 | 0 | 0 | 0 | 1.1
6562_G_3 | PJM_West | West Virginia | 54 | Putnam | 79 | 6562 | 3 | Winfield | 0 | 1938 | 9999 | Hydro | [5 empty] | Non-Fossil | G | 2025 | Hydro |  | 0 | 0 | 0 | 0 | 0 | 0 | 0 | 0 | 0 | 0 | 0 | 0 | 0 | 0 | 0 | 0 | 6.5582 | 7.4821 | 6.9849 | 21.0251 | 0 | 0 | 0 | 0 | 0 | 0 | 0 | 0 | 0 | 0 | 0 | 0 | 0 | 0 | 0 | 0 | 0 | 0 | 0 | 0 | 0.072958 | 0.017445 | 0.019902 | 0.01858 | 0.055927 | 0 | 0 | 0 | 0 | 0 | 4.9
6562_G_2 | PJM_West | West Virginia | 54 | Putnam | 79 | 6562 | 2 | Winfield | 0 | 1938 | 9999 | Hydro | [5 empty] | Non-Fossil | G | 2025 | Hydro |  | 0 | 0 | 0 | 0 | 0 | 0 | 0 | 0 | 0 | 0 | 0 | 0 | 0 | 0 | 0 | 0 | 6.5582 | 7.4821 | 6.9849 | 21.0251 | 0 | 0 | 0 | 0 | 0 | 0 | 0 | 0 | 0 | 0 | 0 | 0 | 0 | 0 | 0 | 0 | 0 | 0 | 0 | 0 | 0.072958 | 0.017445 | 0.019902 | 0.01858 | 0.055927 | 0 | 0 | 0 | 0 | 0 | 4.9
6562_G_1 | PJM_West | West Virginia | 54 | Putnam | 79 | 6562 | 1 | Winfield | 0 | 1938 | 9999 | Hydro | [5 empty] | Non-Fossil | G | 2025 | Hydro |  | 0 | 0 | 0 | 0 | 0 | 0 | 0 | 0 | 0 | 0 | 0 | 0 | 0 | 0 | 0 | 0 | 11.9118 | 13.5899 | 12.6869 | 38.1885 | 0 | 0 | 0 | 0 | 0 | 0 | 0 | 0 | 0 | 0 | 0 | 0 | 0 | 0 | 0 | 0 | 0 | 0 | 0 | 0 | 0.13252 | 0.031685 | 0.036149 | 0.033747 | 0.10158 | 0 | 0 | 0 | 0 | 0 | 8.9
6561_G_3 | PJM_West | West Virginia | 54 | Kanawha | 39 | 6561 | 3 | Marmet | 0 | 1935 | 9999 | Hydro | [5 empty] | Non-Fossil | G | 2025 | Hydro |  | 0 | 0 | 0 | 0 | 0 | 0 | 0 | 0 | 0 | 0 | 0 | 0 | 0 | 0 | 0 | 0 | 7.495 | 8.5509 | 7.9827 | 24.0287 | 0 | 0 | 0 | 0 | 0 | 0 | 0 | 0 | 0 | 0 | 0 | 0 | 0 | 0 | 0 | 0 | 0 | 0 | 0 | 0 | 0.083381 | 0.019937 | 0.022746 | 0.021234 | 0.063916 | 0 | 0 | 0 | 0 | 0 | 5.6
6561_G_2 | PJM_West | West Virginia | 54 | Kanawha | 39 | 6561 | 2 | Marmet | 0 | 1935 | 9999 | Hydro | [5 empty] | Non-Fossil | G | 2025 | Hydro |  | 0 | 0 | 0 | 0 | 0 | 0 | 0 | 0 | 0 | 0 | 0 | 0 | 0 | 0 | 0 | 0 | 7.495 | 8.5509 | 7.9827 | 24.0287 | 0 | 0 | 0 | 0 | 0 | 0 | 0 | 0 | 0 | 0 | 0 | 0 | 0 | 0 | 0 | 0 | 0 | 0 | 0 | 0 | 0.083381 | 0.019937 | 0.022746 | 0.021234 | 0.063916 | 0 | 0 | 0 | 0 | 0 | 5.6
6561_G_1 | PJM_West | West Virginia | 54 | Kanawha | 39 | 6561 | 1 | Marmet | 0 | 1935 | 9999 | Hydro | [5 empty] | Non-Fossil | G | 2025 | Hydro |  | 0 | 0 | 0 | 0 | 0 | 0 | 0 | 0 | 0 | 0 | 0 | 0 | 0 | 0 | 0 | 0 | 7.495 | 8.5509 | 7.9827 | 24.0287 | 0 | 0 | 0 | 0 | 0 | 0 | 0 | 0 | 0 | 0 | 0 | 0 | 0 | 0 | 0 | 0 | 0 | 0 | 0 | 0 | 0.083381 | 0.019937 | 0.022746 | 0.021234 | 0.063916 | 0 | 0 | 0 | 0 | 0 | 5.6
6560_G_3 | PJM_West | West Virginia | 54 | Kanawha | 39 | 6560 | 3 | London | 0 | 1935 | 9999 | Hydro | [5 empty] | Non-Fossil | G | 2025 | Hydro |  | 0 | 0 | 0 | 0 | 0 | 0 | 0 | 0 | 0 | 0 | 0 | 0 | 0 | 0 | 0 | 0 | 9.235 | 10.536 | 9.8359 | 29.6068 | 0 | 0 | 0 | 0 | 0 | 0 | 0 | 0 | 0 | 0 | 0 | 0 | 0 | 0 | 0 | 0 | 0 | 0 | 0 | 0 | 0.10274 | 0.024565 | 0.028026 | 0.026163 | 0.078754 | 0 | 0 | 0 | 0 | 0 | 6.9
6560_G_2 | PJM_West | West Virginia | 54 | Kanawha | 39 | 6560 | 2 | London | 0 | 1935 | 9999 | Hydro | [5 empty] | Non-Fossil | G | 2025 | Hydro |  | 0 | 0 | 0 | 0 | 0 | 0 | 0 | 0 | 0 | 0 | 0 | 0 | 0 | 0 | 0 | 0 | 9.235 | 10.536 | 9.8359 | 29.6068 | 0 | 0 | 0 | 0 | 0 | 0 | 0 | 0 | 0 | 0 | 0 | 0 | 0 | 0 | 0 | 0 | 0 | 0 | 0 | 0 | 0.10274 | 0.024565 | 0.028026 | 0.026163 | 0.078754 | 0 | 0 | 0 | 0 | 0 | 6.9
6560_G_1 | PJM_West | West Virginia | 54 | Kanawha | 39 | 6560 | 1 | London | 0 | 1935 | 9999 | Hydro | [5 empty] | Non-Fossil | G | 2025 | Hydro |  | 0 | 0 | 0 | 0 | 0 | 0 | 0 | 0 | 0 | 0 | 0 | 0 | 0 | 0 | 0 | 0 | 9.235 | 10.536 | 9.8359 | 29.6068 | 0 | 0 | 0 | 0 | 0 | 0 | 0 | 0 | 0 | 0 | 0 | 0 | 0 | 0 | 0 | 0 | 0 | 0 | 0 | 0 | 0.10274 | 0.024565 | 0.028026 | 0.026163 | 0.078754 | 0 | 0 | 0 | 0 | 0 | 6.9
6558_G_9 | MIS_LA | Louisiana | 22 | Rapides | 79 | 6558 | 9 | D G Hunter | 10745 | 2016 | 9999 | Combustion Turbine | [5 empty] | Fossil | G | 2025 | NaturalGas |  | 0 | 0 | 0.00017051 | 0.00017051 | 0 | 0 | 0 | 0 | 0 | 0 | 0 | 0 | 0 | 0 | 0 | 0 | 0 | 0 | 0.015869 | 0.015869 | 0 | 0 | 0.0099816 | 0.0099816 | 0 | 0 | 1.1929e-11 | 1.1929e-11 | 0 | 0 | 6.7578e-05 | 6.7578e-05 | 0 | 0 | 0 | 0 | 0 | 0 | 0 | 0 | 0.16082 | 0 | 0 | 0.00024912 | 0.00024912 | 0 | 0 | 0.000615 | 0.000615 | 0 | 8.6
6558_G_8 | MIS_LA | Louisiana | 22 | Rapides | 79 | 6558 | 8 | D G Hunter | 10745 | 2016 | 9999 | Combustion Turbine | [5 empty] | Fossil | G | 2025 | NaturalGas |  | 0 | 0 | 0.00017051 | 0.00017051 | 0 | 0 | 0 | 0 | 0 | 0 | 0 | 0 | 0 | 0 | 0 | 0 | 0 | 0 | 0.015869 | 0.015869 | 0 | 0 | 0.0099816 | 0.0099816 | 0 | 0 | 1.1929e-11 | 1.1929e-11 | 0 | 0 | 6.7578e-05 | 6.7578e-05 | 0 | 0 | 0 | 0 | 0 | 0 | 0 | 0 | 0.16082 | 0 | 0 | 0.00024912 | 0.00024912 | 0 | 0 | 0.000615 | 0.000615 | 0 | 8.6
6558_G_7 | MIS_LA | Louisiana | 22 | Rapides | 79 | 6558 | 7 | D G Hunter | 10745 | 2016 | 9999 | Combustion Turbine | [5 empty] | Fossil | G | 2025 | NaturalGas |  | 0 | 0 | 0.00017051 | 0.00017051 | 0 | 0 | 0 | 0 | 0 | 0 | 0 | 0 | 0 | 0 | 0 | 0 | 0 | 0 | 0.015869 | 0.015869 | 0 | 0 | 0.0099816 | 0.0099816 | 0 | 0 | 1.1929e-11 | 1.1929e-11 | 0 | 0 | 6.7578e-05 | 6.7578e-05 | 0 | 0 | 0 | 0 | 0 | 0 | 0 | 0 | 0.16082 | 0 | 0 | 0.00024912 | 0.00024912 | 0 | 0 | 0.000615 | 0.000615 | 0 | 8.6
6558_G_6 | MIS_LA | Louisiana | 22 | Rapides | 79 | 6558 | 6 | D G Hunter | 10745 | 2016 | 9999 | Combustion Turbine | [5 empty] | Fossil | G | 2025 | NaturalGas |  | 0 | 0 | 0.00017051 | 0.00017051 | 0 | 0 | 0 | 0 | 0 | 0 | 0 | 0 | 0 | 0 | 0 | 0 | 0 | 0 | 0.015869 | 0.015869 | 0 | 0 | 0.0099816 | 0.0099816 | 0 | 0 | 1.1929e-11 | 1.1929e-11 | 0 | 0 | 6.7578e-05 | 6.7578e-05 | 0 | 0 | 0 | 0 | 0 | 0 | 0 | 0 | 0.16082 | 0 | 0 | 0.00024912 | 0.00024912 | 0 | 0 | 0.000615 | 0.000615 | 0 | 8.6
6558_G_5 | MIS_LA | Louisiana | 22 | Rapides | 79 | 6558 | 5 | D G Hunter | 10745 | 2016 | 9999 | Combustion Turbine | [5 empty] | Fossil | G | 2025 | NaturalGas |  | 0 | 0 | 0.00017051 | 0.00017051 | 0 | 0 | 0 | 0 | 0 | 0 | 0 | 0 | 0 | 0 | 0 | 0 | 0 | 0 | 0.015869 | 0.015869 | 0 | 0 | 0.0099816 | 0.0099816 | 0 | 0 | 1.1929e-11 | 1.1929e-11 | 0 | 0 | 6.7578e-05 | 6.7578e-05 | 0 | 0 | 0 | 0 | 0 | 0 | 0 | 0 | 0.16082 | 0 | 0 | 0.00024912 | 0.00024912 | 0 | 0 | 0.000615 | 0.000615 | 0 | 8.6
6558_G_11 | MIS_LA | Louisiana | 22 | Rapides | 79 | 6558 | 11 | D G Hunter | 10745 | 2016 | 9999 | Combustion Turbine | [5 empty] | Fossil | G | 2025 | NaturalGas |  | 0 | 0 | 0.00017051 | 0.00017051 | 0 | 0 | 0 | 0 | 0 | 0 | 0 | 0 | 0 | 0 | 0 | 0 | 0 | 0 | 0.015869 | 0.015869 | 0 | 0 | 0.0099816 | 0.0099816 | 0 | 0 | 1.1929e-11 | 1.1929e-11 | 0 | 0 | 6.7578e-05 | 6.7578e-05 | 0 | 0 | 0 | 0 | 0 | 0 | 0 | 0 | 0.16082 | 0 | 0 | 0.00024912 | 0.00024912 | 0 | 0 | 0.000615 | 0.000615 | 0 | 8.6
6558_G_10 | MIS_LA | Louisiana | 22 | Rapides | 79 | 6558 | 10 | D G Hunter | 10745 | 2016 | 9999 | Combustion Turbine | [5 empty] | Fossil | G | 2025 | NaturalGas |  | 0 | 0 | 0.00017051 | 0.00017051 | 0 | 0 | 0 | 0 | 0 | 0 | 0 | 0 | 0 | 0 | 0 | 0 | 0 | 0 | 0.015869 | 0.015869 | 0 | 0 | 0.0099816 | 0.0099816 | 0 | 0 | 1.1929e-11 | 1.1929e-11 | 0 | 0 | 6.7578e-05 | 6.7578e-05 | 0 | 0 | 0 | 0 | 0 | 0 | 0 | 0 | 0.16082 | 0 | 0 | 0.00024912 | 0.00024912 | 0 | 0 | 0.000615 | 0.000615 | 0 | 8.6
6554_G_9 | MIS_MIDA | Iowa | 19 | Bremer | 17 | 6554 | 9 | Waverly Municipal Electric North Plant | 10993 | 1967 | 9999 | Combustion Turbine | [5 empty] | Fossil | G | 2025 | NaturalGas |  | 0 | 0 | 0.0068672 | 0.0068672 | 0 | 0 | 0 | 0 | 0 | 0 | 0 | 0 | 0 | 0 | 0 | 0 | 0 | 0 | 0.62469 | 0.62469 | 0 | 0 | 0.40201 | 0.40201 | 0 | 0 | 4.813e-10 | 4.813e-10 | 0 | 0 | 0.0027217 | 0.0027217 | 0 | 0 | 0 | 0 | 0 | 0 | 0 | 0 | 0.06919 | 0 | 0 | 0.0085676 | 0.0085676 | 0 | 0 | 0.024975 | 0.024975 | 0 | 3.7
6554_G_8 | MIS_MIDA | Iowa | 19 | Bremer | 17 | 6554 | 8 | Waverly Municipal Electric North Plant | 10993 | 1967 | 9999 | Combustion Turbine | [5 empty] | Fossil | G | 2025 | NaturalGas |  | 0 | 0 | 0.0068672 | 0.0068672 | 0 | 0 | 0 | 0 | 0 | 0 | 0 | 0 | 0 | 0 | 0 | 0 | 0 | 0 | 0.62469 | 0.62469 | 0 | 0 | 0.40201 | 0.40201 | 0 | 0 | 4.813e-10 | 4.813e-10 | 0 | 0 | 0.0027217 | 0.0027217 | 0 | 0 | 0 | 0 | 0 | 0 | 0 | 0 | 0.06919 | 0 | 0 | 0.0085676 | 0.0085676 | 0 | 0 | 0.024975 | 0.024975 | 0 | 3.7
6554_G_7 | MIS_MIDA | Iowa | 19 | Bremer | 17 | 6554 | 7 | Waverly Municipal Electric North Plant | 11008 | 1958 | 9999 | Combustion Turbine | [5 empty] | Fossil | G | 2025 | NaturalGas |  | 0 | 0 | 0.0065049 | 0.0065049 | 0 | 0 | 0 | 0 | 0 | 0 | 0 | 0 | 0 | 0 | 0 | 0 | 0 | 0 | 0.59093 | 0.59093 | 0 | 0 | 0.3808 | 0.3808 | 0 | 0 | 4.559e-10 | 4.559e-10 | 0 | 0 | 0.0025781 | 0.0025781 | 0 | 0 | 0 | 0 | 0 | 0 | 0 | 0 | 0.06545 | 0 | 0 | 0.0081045 | 0.0081045 | 0 | 0 | 0.023657 | 0.023657 | 0 | 3.5
6554_G_20 | MIS_MIDA | Iowa | 19 | Bremer | 17 | 6554 | 20 | Waverly Municipal Electric North Plant | 10745 | 2015 | 9999 | Combustion Turbine | [5 empty] | Fossil | G | 2025 | NaturalGas |  | 0 | 0 | 0.0049963 | 0.0049963 | 0 | 0 | 0 | 0 | 0 | 0 | 0 | 0 | 0 | 0 | 0 | 0 | 0 | 0 | 0.46499 | 0.46499 | 0 | 0 | 0.29248 | 0.29248 | 0 | 0 | 3.4986e-10 | 3.4986e-10 | 0 | 0 | 0.004437 | 0.004437 | 0 | 0 | 0 | 0 | 0 | 0 | 0 | 0 | 0.03366 | 0 | 0 | 0.0056471 | 0.0056471 | 0 | 0 | 0.018171 | 0.018171 | 0 | 1.8
6554_G_19 | MIS_MIDA | Iowa | 19 | Bremer | 17 | 6554 | 19 | Waverly Municipal Electric North Plant | 10745 | 2015 | 9999 | Combustion Turbine | [5 empty] | Fossil | G | 2025 | NaturalGas |  | 0 | 0 | 0.0049963 | 0.0049963 | 0 | 0 | 0 | 0 | 0 | 0 | 0 | 0 | 0 | 0 | 0 | 0 | 0 | 0 | 0.46499 | 0.46499 | 0 | 0 | 0.29248 | 0.29248 | 0 | 0 | 3.4986e-10 | 3.4986e-10 | 0 | 0 | 0.004437 | 0.004437 | 0 | 0 | 0 | 0 | 0 | 0 | 0 | 0 | 0.03366 | 0 | 0 | 0.0056471 | 0.0056471 | 0 | 0 | 0.018171 | 0.018171 | 0 | 1.8
6554_G_18 | MIS_MIDA | Iowa | 19 | Bremer | 17 | 6554 | 18 | Waverly Municipal Electric North Plant | 10745 | 2015 | 9999 | Combustion Turbine | [5 empty] | Fossil | G | 2025 | NaturalGas |  | 0 | 0 | 0.0049963 | 0.0049963 | 0 | 0 | 0 | 0 | 0 | 0 | 0 | 0 | 0 | 0 | 0 | 0 | 0 | 0 | 0.46499 | 0.46499 | 0 | 0 | 0.29248 | 0.29248 | 0 | 0 | 3.4986e-10 | 3.4986e-10 | 0 | 0 | 0.004437 | 0.004437 | 0 | 0 | 0 | 0 | 0 | 0 | 0 | 0 | 0.03366 | 0 | 0 | 0.0056471 | 0.0056471 | 0 | 0 | 0.018171 | 0.018171 | 0 | 1.8
6554_G_17 | MIS_MIDA | Iowa | 19 | Bremer | 17 | 6554 | 17 | Waverly Municipal Electric North Plant | 10745 | 2015 | 9999 | Combustion Turbine | [5 empty] | Fossil | G | 2025 | NaturalGas |  | 0 | 0 | 0.0049963 | 0.0049963 | 0 | 0 | 0 | 0 | 0 | 0 | 0 | 0 | 0 | 0 | 0 | 0 | 0 | 0 | 0.46499 | 0.46499 | 0 | 0 | 0.29248 | 0.29248 | 0 | 0 | 3.4986e-10 | 3.4986e-10 | 0 | 0 | 0.004437 | 0.004437 | 0 | 0 | 0 | 0 | 0 | 0 | 0 | 0 | 0.03366 | 0 | 0 | 0.0056471 | 0.0056471 | 0 | 0 | 0.018171 | 0.018171 | 0 | 1.8
6554_G_10 | MIS_MIDA | Iowa | 19 | Bremer | 17 | 6554 | 10 | Waverly Municipal Electric North Plant | 10997 | 1993 | 9999 | Combustion Turbine | [5 empty] | Fossil | G | 2025 | Oil |  | 0 | 0 | 0 | 0 | 0 | 0 | 0 | 0 | 0 | 0 | 0 | 0 | 0 | 0 | 0 | 0 | 0 | 0 | 0 | 0 | 0 | 0 | 0 | 0 | 0 | 0 | 0 | 0 | 0 | 0 | 0 | 0 | 0 | 0 | 0 | 0 | 0 | 0 | 0 | 0 | 0.1309 | 0 | 0 | 0 | 0 | 0 | 0 | 0 | 0 | 0 | 7
6552_G_2 | WECC_PNW | Oregon | 41 | Linn | 43 | 6552 | 2 | Foster | 0 | 1968 | 9999 | Hydro | [5 empty] | Non-Fossil | G | 2025 | Hydro |  | 0 | 0 | 0 | 0 | 0 | 0 | 0 | 0 | 0 | 0 | 0 | 0 | 0 | 0 | 0 | 0 | 11.2968 | 13.7456 | 15.7969 | 40.8393 | 0 | 0 | 0 | 0 | 0 | 0 | 0 | 0 | 0 | 0 | 0 | 0 | 0 | 0 | 0 | 0 | 0 | 0 | 0 | 0 | 0.14889 | 0.030049 | 0.036563 | 0.04202 | 0.10863 | 0 | 0 | 0 | 0 | 0 | 10
6552_G_1 | WECC_PNW | Oregon | 41 | Linn | 43 | 6552 | 1 | Foster | 0 | 1968 | 9999 | Hydro | [5 empty] | Non-Fossil | G | 2025 | Hydro |  | 0 | 0 | 0 | 0 | 0 | 0 | 0 | 0 | 0 | 0 | 0 | 0 | 0 | 0 | 0 | 0 | 11.2968 | 13.7456 | 15.7969 | 40.8393 | 0 | 0 | 0 | 0 | 0 | 0 | 0 | 0 | 0 | 0 | 0 | 0 | 0 | 0 | 0 | 0 | 0 | 0 | 0 | 0 | 0.14889 | 0.030049 | 0.036563 | 0.04202 | 0.10863 | 0 | 0 | 0 | 0 | 0 | 10
6546_G_3 | PJM_AP | West Virginia | 54 | Jefferson | 37 | 6546 | 3 | Millville Hydro Station | 0 | 1938 | 9999 | Hydro | [5 empty] | Non-Fossil | G | 2025 | Hydro |  | 0 | 0 | 0 | 0 | 0 | 0 | 0 | 0 | 0 | 0 | 0 | 0 | 0 | 0 | 0 | 0 | 1.9315 | 2.2242 | 2.7893 | 6.9449 | 0 | 0 | 0 | 0 | 0 | 0 | 0 | 0 | 0 | 0 | 0 | 0 | 0 | 0 | 0 | 0 | 0 | 0 | 0 | 0 | 0.014889 | 0.0051377 | 0.0059162 | 0.0074196 | 0.018474 | 0 | 0 | 0 | 0 | 0 | 1
6546_G_2 | PJM_AP | West Virginia | 54 | Jefferson | 37 | 6546 | 2 | Millville Hydro Station | 0 | 1939 | 9999 | Hydro | [5 empty] | Non-Fossil | G | 2025 | Hydro |  | 0 | 0 | 0 | 0 | 0 | 0 | 0 | 0 | 0 | 0 | 0 | 0 | 0 | 0 | 0 | 0 | 1.5452 | 1.7793 | 2.2314 | 5.5559 | 0 | 0 | 0 | 0 | 0 | 0 | 0 | 0 | 0 | 0 | 0 | 0 | 0 | 0 | 0 | 0 | 0 | 0 | 0 | 0 | 0.011912 | 0.0041102 | 0.004733 | 0.0059356 | 0.014779 | 0 | 0 | 0 | 0 | 0 | 0.8
6546_G_1 | PJM_AP | West Virginia | 54 | Jefferson | 37 | 6546 | 1 | Millville Hydro Station | 0 | 1913 | 9999 | Hydro | [5 empty] | Non-Fossil | G | 2025 | Hydro |  | 0 | 0 | 0 | 0 | 0 | 0 | 0 | 0 | 0 | 0 | 0 | 0 | 0 | 0 | 0 | 0 | 1.1589 | 1.3345 | 1.6736 | 4.167 | 0 | 0 | 0 | 0 | 0 | 0 | 0 | 0 | 0 | 0 | 0 | 0 | 0 | 0 | 0 | 0 | 0 | 0 | 0 | 0 | 0.0089337 | 0.0030826 | 0.0035497 | 0.0044517 | 0.011084 | 0 | 0 | 0 | 0 | 0 | 0.6
6544_G_2 | PJM_AP | West Virginia | 54 | Berkeley | 3 | 6544 | 2 | Dam No. 5 Hydro Station | 0 | 1919 | 9999 | Hydro | [5 empty] | Non-Fossil | G | 2025 | Hydro |  | 0 | 0 | 0 | 0 | 0 | 0 | 0 | 0 | 0 | 0 | 0 | 0 | 0 | 0 | 0 | 0 | 0.96574 | 1.1121 | 1.3947 | 3.4725 | 0 | 0 | 0 | 0 | 0 | 0 | 0 | 0 | 0 | 0 | 0 | 0 | 0 | 0 | 0 | 0 | 0 | 0 | 0 | 0 | 0.0074447 | 0.0025689 | 0.0029581 | 0.0037098 | 0.0092368 | 0 | 0 | 0 | 0 | 0 | 0.5
6544_G_1 | PJM_AP | West Virginia | 54 | Berkeley | 3 | 6544 | 1 | Dam No. 5 Hydro Station | 0 | 1919 | 9999 | Hydro | [5 empty] | Non-Fossil | G | 2025 | Hydro |  | 0 | 0 | 0 | 0 | 0 | 0 | 0 | 0 | 0 | 0 | 0 | 0 | 0 | 0 | 0 | 0 | 0.96574 | 1.1121 | 1.3947 | 3.4725 | 0 | 0 | 0 | 0 | 0 | 0 | 0 | 0 | 0 | 0 | 0 | 0 | 0 | 0 | 0 | 0 | 0 | 0 | 0 | 0 | 0.0074447 | 0.0025689 | 0.0029581 | 0.0037098 | 0.0092368 | 0 | 0 | 0 | 0 | 0 | 0.5
6543_G_3 | PJM_AP | West Virginia | 54 | Jefferson | 37 | 6543 | 3 | Dam No. 4 Hydro Station | 0 | 1991 | 9999 | Hydro | [5 empty] | Non-Fossil | G | 2025 | Hydro |  | 0 | 0 | 0 | 0 | 0 | 0 | 0 | 0 | 0 | 0 | 0 | 0 | 0 | 0 | 0 | 0 | 1.7383 | 2.0017 | 2.5104 | 6.2504 | 0 | 0 | 0 | 0 | 0 | 0 | 0 | 0 | 0 | 0 | 0 | 0 | 0 | 0 | 0 | 0 | 0 | 0 | 0 | 0 | 0.013401 | 0.0046239 | 0.0053246 | 0.0066776 | 0.016626 | 0 | 0 | 0 | 0 | 0 | 0.9
6543_G_2 | PJM_AP | West Virginia | 54 | Jefferson | 37 | 6543 | 2 | Dam No. 4 Hydro Station | 0 | 1909 | 9999 | Hydro | [5 empty] | Non-Fossil | G | 2025 | Hydro |  | 0 | 0 | 0 | 0 | 0 | 0 | 0 | 0 | 0 | 0 | 0 | 0 | 0 | 0 | 0 | 0 | 0.96574 | 1.1121 | 1.3947 | 3.4725 | 0 | 0 | 0 | 0 | 0 | 0 | 0 | 0 | 0 | 0 | 0 | 0 | 0 | 0 | 0 | 0 | 0 | 0 | 0 | 0 | 0.0074447 | 0.0025689 | 0.0029581 | 0.0037098 | 0.0092368 | 0 | 0 | 0 | 0 | 0 | 0.5
6543_G_1 | PJM_AP | West Virginia | 54 | Jefferson | 37 | 6543 | 1 | Dam No. 4 Hydro Station | 0 | 1909 | 9999 | Hydro | [5 empty] | Non-Fossil | G | 2025 | Hydro |  | 0 | 0 | 0 | 0 | 0 | 0 | 0 | 0 | 0 | 0 | 0 | 0 | 0 | 0 | 0 | 0 | 0.96574 | 1.1121 | 1.3947 | 3.4725 | 0 | 0 | 0 | 0 | 0 | 0 | 0 | 0 | 0 | 0 | 0 | 0 | 0 | 0 | 0 | 0 | 0 | 0 | 0 | 0 | 0.0074447 | 0.0025689 | 0.0029581 | 0.0037098 | 0.0092368 | 0 | 0 | 0 | 0 | 0 | 0.5
6537_G_2 | WECC_UT | Utah | 49 | Salt Lake | 35 | 6537 | 2 | Little Cottonwood | 0 | 1983 | 9999 | Hydro | [5 empty] | Non-Fossil | G | 2025 | Hydro |  | 0 | 0 | 0 | 0 | 0 | 0 | 0 | 0 | 0 | 0 | 0 | 0 | 0 | 0 | 0 | 0 | 1.4617 | 2.0256 | 3.4 | 6.8873 | 0 | 0 | 0 | 0 | 0 | 0 | 0 | 0 | 0 | 0 | 0 | 0 | 0 | 0 | 0 | 0 | 0 | 0 | 0 | 0 | 0.035735 | 0.0038881 | 0.0053882 | 0.0090441 | 0.01832 | 0 | 0 | 0 | 0 | 0 | 2.4
6537_G_1 | WECC_UT | Utah | 49 | Salt Lake | 35 | 6537 | 1 | Little Cottonwood | 0 | 1983 | 9999 | Hydro | [5 empty] | Non-Fossil | G | 2025 | Hydro |  | 0 | 0 | 0 | 0 | 0 | 0 | 0 | 0 | 0 | 0 | 0 | 0 | 0 | 0 | 0 | 0 | 1.4617 | 2.0256 | 3.4 | 6.8873 | 0 | 0 | 0 | 0 | 0 | 0 | 0 | 0 | 0 | 0 | 0 | 0 | 0 | 0 | 0 | 0 | 0 | 0 | 0 | 0 | 0.035735 | 0.0038881 | 0.0053882 | 0.0090441 | 0.01832 | 0 | 0 | 0 | 0 | 0 | 2.4
6532_G_2 | WECC_NNV | Nevada | 32 | Washoe | 31 | 6532 | 2 | Washoe | 0 | 1904 | 9999 | Hydro | [5 empty] | Non-Fossil | G | 2025 | Hydro |  | 0 | 0 | 0 | 0 | 0 | 0 | 0 | 0 | 0 | 0 | 0 | 0 | 0 | 0 | 0 | 0 | 0.74569 | 1.2975 | 1.8166 | 3.8598 | 0 | 0 | 0 | 0 | 0 | 0 | 0 | 0 | 0 | 0 | 0 | 0 | 0 | 0 | 0 | 0 | 0 | 0 | 0 | 0 | 0.013401 | 0.0019835 | 0.0034513 | 0.0048321 | 0.010267 | 0 | 0 | 0 | 0 | 0 | 0.9
6532_G_1 | WECC_NNV | Nevada | 32 | Washoe | 31 | 6532 | 1 | Washoe | 0 | 1904 | 9999 | Hydro | [5 empty] | Non-Fossil | G | 2025 | Hydro |  | 0 | 0 | 0 | 0 | 0 | 0 | 0 | 0 | 0 | 0 | 0 | 0 | 0 | 0 | 0 | 0 | 0.74569 | 1.2975 | 1.8166 | 3.8598 | 0 | 0 | 0 | 0 | 0 | 0 | 0 | 0 | 0 | 0 | 0 | 0 | 0 | 0 | 0 | 0 | 0 | 0 | 0 | 0 | 0.013401 | 0.0019835 | 0.0034513 | 0.0048321 | 0.010267 | 0 | 0 | 0 | 0 | 0 | 0.9
6531_G_1 | WECC_NNV | Nevada | 32 | Washoe | 31 | 6531 | 1 | Verdi | 0 | 1911 | 9999 | Hydro | [5 empty] | Non-Fossil | G | 2025 | Hydro |  | 0 | 0 | 0 | 0 | 0 | 0 | 0 | 0 | 0 | 0 | 0 | 0 | 0 | 0 | 0 | 0 | 1.74 | 3.0275 | 4.2386 | 9.0061 | 0 | 0 | 0 | 0 | 0 | 0 | 0 | 0 | 0 | 0 | 0 | 0 | 0 | 0 | 0 | 0 | 0 | 0 | 0 | 0 | 0.031268 | 0.0046283 | 0.0080531 | 0.011275 | 0.023956 | 0 | 0 | 0 | 0 | 0 | 2.1
6529_G_GEN1 | NENGREST | Vermont | 50 | Bennington | 3 | 6529 | GEN1 | Searsburg | 0 | 1922 | 9999 | Hydro | [5 empty] | Non-Fossil | G | 2025 | Hydro |  | 0 | 0 | 0 | 0 | 0 | 0 | 0 | 0 | 0 | 0 | 0 | 0 | 0 | 0 | 0 | 0 | 4.6159 | 6.5813 | 6.2685 | 17.4657 | 0 | 0 | 0 | 0 | 0 | 0 | 0 | 0 | 0 | 0 | 0 | 0 | 0 | 0 | 0 | 0 | 0 | 0 | 0 | 0 | 0.066654 | 0.012278 | 0.017506 | 0.016674 | 0.046459 | 0 | 0 | 0 | 0 | 0 | 4.4766
6527_G_2 | NY_Z_F | New York | 36 | Saratoga | 91 | 6527 | 2 | E J West | 0 | 1930 | 9999 | Hydro | [5 empty] | Non-Fossil | G | 2025 | Hydro |  | 0 | 0 | 0 | 0 | 0 | 0 | 0 | 0 | 0 | 0 | 0 | 0 | 0 | 0 | 0 | 0 | 12.4328 | 16.3093 | 18.5677 | 47.3099 | 0 | 0 | 0 | 0 | 0 | 0 | 0 | 0 | 0 | 0 | 0 | 0 | 0 | 0 | 0 | 0 | 0 | 0 | 0 | 0 | 0.15485 | 0.033071 | 0.043383 | 0.04939 | 0.12584 | 0 | 0 | 0 | 0 | 0 | 10.4
6527_G_1 | NY_Z_F | New York | 36 | Saratoga | 91 | 6527 | 1 | E J West | 0 | 1930 | 9999 | Hydro | [5 empty] | Non-Fossil | G | 2025 | Hydro |  | 0 | 0 | 0 | 0 | 0 | 0 | 0 | 0 | 0 | 0 | 0 | 0 | 0 | 0 | 0 | 0 | 12.1938 | 15.9957 | 18.2107 | 46.4001 | 0 | 0 | 0 | 0 | 0 | 0 | 0 | 0 | 0 | 0 | 0 | 0 | 0 | 0 | 0 | 0 | 0 | 0 | 0 | 0 | 0.15187 | 0.032435 | 0.042549 | 0.04844 | 0.12342 | 0 | 0 | 0 | 0 | 0 | 10.2
6526_G_2 | NY_Z_D | New York | 36 | Clinton | 19 | 6526 | 2 | Rainbow Falls Auscble | 0 | 1927 | 9999 | Hydro | [5 empty] | Non-Fossil | G | 2025 | Hydro |  | 0 | 0 | 0 | 0 | 0 | 0 | 0 | 0 | 0 | 0 | 0 | 0 | 0 | 0 | 0 | 0 | 1.9834 | 2.862 | 3.6261 | 8.4715 | 0 | 0 | 0 | 0 | 0 | 0 | 0 | 0 | 0 | 0 | 0 | 0 | 0 | 0 | 0 | 0 | 0 | 0 | 0 | 0 | 0.019356 | 0.0052758 | 0.007613 | 0.0096454 | 0.022534 | 0 | 0 | 0 | 0 | 0 | 1.3
6526_G_1 | NY_Z_D | New York | 36 | Clinton | 19 | 6526 | 1 | Rainbow Falls Auscble | 0 | 1926 | 9999 | Hydro | [5 empty] | Non-Fossil | G | 2025 | Hydro |  | 0 | 0 | 0 | 0 | 0 | 0 | 0 | 0 | 0 | 0 | 0 | 0 | 0 | 0 | 0 | 0 | 1.9834 | 2.862 | 3.6261 | 8.4715 | 0 | 0 | 0 | 0 | 0 | 0 | 0 | 0 | 0 | 0 | 0 | 0 | 0 | 0 | 0 | 0 | 0 | 0 | 0 | 0 | 0.019356 | 0.0052758 | 0.007613 | 0.0096454 | 0.022534 | 0 | 0 | 0 | 0 | 0 | 1.3
6522_G_3 | PJM_EMAC | New Jersey | 34 | Warren | 41 | 6522 | 3 | Yards Creek | 0 | 1965 | 9999 | Pumped Storage | [5 empty] | Non-Fossil | G | 2025 | Pumps |  | 0 | 0 | 0 | 0 | 0 | 0 | 0 | 0 | 0 | 0 | 0 | 0 | 0 | 0 | 0 | 0 | 0.22021 | 0 | 19.7887 | 20.0089 | 0 | 0 | 0 | 0 | 0 | 0 | 0 | 0 | 0 | 0 | 0 | 0 | 0 | 0 | 0 | 0 | 0 | 0 | 0 | 0 | 2.4179 | 0.00224 | 0 | 0.20129 | 0.20353 | 0 | 0 | 0 | 0 | 0 | 140
6522_G_2 | PJM_EMAC | New Jersey | 34 | Warren | 41 | 6522 | 2 | Yards Creek | 0 | 1965 | 9999 | Pumped Storage | [5 empty] | Non-Fossil | G | 2025 | Pumps |  | 0 | 0 | 0 | 0 | 0 | 0 | 0 | 0 | 0 | 0 | 0 | 0 | 0 | 0 | 0 | 0 | 0.22021 | 0 | 19.7887 | 20.0089 | 0 | 0 | 0 | 0 | 0 | 0 | 0 | 0 | 0 | 0 | 0 | 0 | 0 | 0 | 0 | 0 | 0 | 0 | 0 | 0 | 2.4179 | 0.00224 | 0 | 0.20129 | 0.20353 | 0 | 0 | 0 | 0 | 0 | 140
6522_G_1 | PJM_EMAC | New Jersey | 34 | Warren | 41 | 6522 | 1 | Yards Creek | 0 | 1965 | 9999 | Pumped Storage | [5 empty] | Non-Fossil | G | 2025 | Pumps |  | 0 | 0 | 0 | 0 | 0 | 0 | 0 | 0 | 0 | 0 | 0 | 0 | 0 | 0 | 0 | 0 | 0.22021 | 0 | 19.7887 | 20.0089 | 0 | 0 | 0 | 0 | 0 | 0 | 0 | 0 | 0 | 0 | 0 | 0 | 0 | 0 | 0 | 0 | 0 | 0 | 0 | 0 | 2.4179 | 0.00224 | 0 | 0.20129 | 0.20353 | 0 | 0 | 0 | 0 | 0 | 140
6521_G_3 | WECC_NNV | Nevada | 32 | Churchill | 1 | 6521 | 3 | Lahontan | 0 | 1911 | 9999 | Hydro | [5 empty] | Non-Fossil | G | 2025 | Hydro |  | 0 | 0 | 0 | 0 | 0 | 0 | 0 | 0 | 0 | 0 | 0 | 0 | 0 | 0 | 0 | 0 | 0.49713 | 0.865 | 1.211 | 2.5732 | 0 | 0 | 0 | 0 | 0 | 0 | 0 | 0 | 0 | 0 | 0 | 0 | 0 | 0 | 0 | 0 | 0 | 0 | 0 | 0 | 0.0089337 | 0.0013224 | 0.0023009 | 0.0032214 | 0.0068446 | 0 | 0 | 0 | 0 | 0 | 0.6
6521_G_2 | WECC_NNV | Nevada | 32 | Churchill | 1 | 6521 | 2 | Lahontan | 0 | 1911 | 9999 | Hydro | [5 empty] | Non-Fossil | G | 2025 | Hydro |  | 0 | 0 | 0 | 0 | 0 | 0 | 0 | 0 | 0 | 0 | 0 | 0 | 0 | 0 | 0 | 0 | 0.49713 | 0.865 | 1.211 | 2.5732 | 0 | 0 | 0 | 0 | 0 | 0 | 0 | 0 | 0 | 0 | 0 | 0 | 0 | 0 | 0 | 0 | 0 | 0 | 0 | 0 | 0.0089337 | 0.0013224 | 0.0023009 | 0.0032214 | 0.0068446 | 0 | 0 | 0 | 0 | 0 | 0.6
6521_G_1 | WECC_NNV | Nevada | 32 | Churchill | 1 | 6521 | 1 | Lahontan | 0 | 1911 | 9999 | Hydro | [5 empty] | Non-Fossil | G | 2025 | Hydro |  | 0 | 0 | 0 | 0 | 0 | 0 | 0 | 0 | 0 | 0 | 0 | 0 | 0 | 0 | 0 | 0 | 0.49713 | 0.865 | 1.211 | 2.5732 | 0 | 0 | 0 | 0 | 0 | 0 | 0 | 0 | 0 | 0 | 0 | 0 | 0 | 0 | 0 | 0 | 0 | 0 | 0 | 0 | 0.0089337 | 0.0013224 | 0.0023009 | 0.0032214 | 0.0068446 | 0 | 0 | 0 | 0 | 0 | 0.6
6520_G_1 | NENGREST | Vermont | 50 | Washington | 23 | 6520 | 1 | Waterbury 22 | 0 | 1953 | 9999 | Hydro | [5 empty] | Non-Fossil | G | 2025 | Hydro |  | 0 | 0 | 0 | 0 | 0 | 0 | 0 | 0 | 0 | 0 | 0 | 0 | 0 | 0 | 0 | 0 | 5.1287 | 7.3126 | 6.965 | 19.4064 | 0 | 0 | 0 | 0 | 0 | 0 | 0 | 0 | 0 | 0 | 0 | 0 | 0 | 0 | 0 | 0 | 0 | 0 | 0 | 0 | 0.07406 | 0.013642 | 0.019452 | 0.018527 | 0.051621 | 0 | 0 | 0 | 0 | 0 | 4.974
6519_G_6 | NENGREST | Vermont | 50 | Addison | 1 | 6519 | 6 | Vergennes 9 | 10745 | 1964 | 9999 | Combustion Turbine | [5 empty] | Fossil | G | 2025 | Oil |  | 0 | 0 | 0 | 0 | 0 | 0 | 0 | 0 | 0 | 0 | 0 | 0 | 0 | 0 | 0 | 0 | 0 | 0 | 0 | 0 | 0 | 0 | 0 | 0 | 0 | 0 | 0 | 0 | 0 | 0 | 0 | 0 | 0 | 0 | 0 | 0 | 0 | 0 | 0 | 0 | 0.0374 | 0 | 0 | 0 | 0 | 0 | 0 | 0 | 0 | 0 | 2
6519_G_5 | NENGREST | Vermont | 50 | Addison | 1 | 6519 | 5 | Vergennes 9 | 10745 | 1963 | 9999 | Combustion Turbine | [5 empty] | Fossil | G | 2025 | Oil |  | 0 | 0 | 0 | 0 | 0 | 0 | 0 | 0 | 0 | 0 | 0 | 0 | 0 | 0 | 0 | 0 | 0 | 0 | 0 | 0 | 0 | 0 | 0 | 0 | 0 | 0 | 0 | 0 | 0 | 0 | 0 | 0 | 0 | 0 | 0 | 0 | 0 | 0 | 0 | 0 | 0.0374 | 0 | 0 | 0 | 0 | 0 | 0 | 0 | 0 | 0 | 2
6519_G_4 | NENGREST | Vermont | 50 | Addison | 1 | 6519 | 4 | Vergennes 9 | 0 | 1943 | 9999 | Hydro | [5 empty] | Non-Fossil | G | 2025 | Hydro |  | 0 | 0 | 0 | 0 | 0 | 0 | 0 | 0 | 0 | 0 | 0 | 0 | 0 | 0 | 0 | 0 | 1.0311 | 1.4702 | 1.4003 | 3.9016 | 0 | 0 | 0 | 0 | 0 | 0 | 0 | 0 | 0 | 0 | 0 | 0 | 0 | 0 | 0 | 0 | 0 | 0 | 0 | 0 | 0.014889 | 0.0027427 | 0.0039106 | 0.0037248 | 0.010378 | 0 | 0 | 0 | 0 | 0 | 1
6519_G_2 | NENGREST | Vermont | 50 | Addison | 1 | 6519 | 2 | Vergennes 9 | 0 | 1912 | 9999 | Hydro | [5 empty] | Non-Fossil | G | 2025 | Hydro |  | 0 | 0 | 0 | 0 | 0 | 0 | 0 | 0 | 0 | 0 | 0 | 0 | 0 | 0 | 0 | 0 | 0.72178 | 1.0291 | 0.9802 | 2.7311 | 0 | 0 | 0 | 0 | 0 | 0 | 0 | 0 | 0 | 0 | 0 | 0 | 0 | 0 | 0 | 0 | 0 | 0 | 0 | 0 | 0.010423 | 0.0019199 | 0.0027374 | 0.0026073 | 0.0072647 | 0 | 0 | 0 | 0 | 0 | 0.7
6519_G_1 | NENGREST | Vermont | 50 | Addison | 1 | 6519 | 1 | Vergennes 9 | 0 | 1912 | 9999 | Hydro | [5 empty] | Non-Fossil | G | 2025 | Hydro |  | 0 | 0 | 0 | 0 | 0 | 0 | 0 | 0 | 0 | 0 | 0 | 0 | 0 | 0 | 0 | 0 | 0.72178 | 1.0291 | 0.9802 | 2.7311 | 0 | 0 | 0 | 0 | 0 | 0 | 0 | 0 | 0 | 0 | 0 | 0 | 0 | 0 | 0 | 0 | 0 | 0 | 0 | 0 | 0.010423 | 0.0019199 | 0.0027374 | 0.0026073 | 0.0072647 | 0 | 0 | 0 | 0 | 0 | 0.7
6518_G_KB6 | WECC_NNV | California | 6 | Placer | 61 | 6518 | KB6 | Kings Beach | 10745 | 2008 | 9999 | Combustion Turbine | [5 empty] | Fossil | G | 2025 | Oil |  | 0 | 0 | 0 | 0 | 0 | 0 | 0 | 0 | 0 | 0 | 0 | 0 | 0 | 0 | 0 | 0 | 0 | 0 | 0 | 0 | 0 | 0 | 0 | 0 | 0 | 0 | 0 | 0 | 0 | 0 | 0 | 0 | 0 | 0 | 0 | 0 | 0 | 0 | 0 | 0 | 0.0374 | 0 | 0 | 0 | 0 | 0 | 0 | 0 | 0 | 0 | 2
6518_G_KB5 | WECC_NNV | California | 6 | Placer | 61 | 6518 | KB5 | Kings Beach | 10745 | 2008 | 9999 | Combustion Turbine | [5 empty] | Fossil | G | 2025 | Oil |  | 0 | 0 | 0 | 0 | 0 | 0 | 0 | 0 | 0 | 0 | 0 | 0 | 0 | 0 | 0 | 0 | 0 | 0 | 0 | 0 | 0 | 0 | 0 | 0 | 0 | 0 | 0 | 0 | 0 | 0 | 0 | 0 | 0 | 0 | 0 | 0 | 0 | 0 | 0 | 0 | 0.0374 | 0 | 0 | 0 | 0 | 0 | 0 | 0 | 0 | 0 | 2
6518_G_KB4 | WECC_NNV | California | 6 | Placer | 61 | 6518 | KB4 | Kings Beach | 10745 | 2008 | 9999 | Combustion Turbine | [5 empty] | Fossil | G | 2025 | Oil |  | 0 | 0 | 0 | 0 | 0 | 0 | 0 | 0 | 0 | 0 | 0 | 0 | 0 | 0 | 0 | 0 | 0 | 0 | 0 | 0 | 0 | 0 | 0 | 0 | 0 | 0 | 0 | 0 | 0 | 0 | 0 | 0 | 0 | 0 | 0 | 0 | 0 | 0 | 0 | 0 | 0.0374 | 0 | 0 | 0 | 0 | 0 | 0 | 0 | 0 | 0 | 2
6518_G_KB3 | WECC_NNV | California | 6 | Placer | 61 | 6518 | KB3 | Kings Beach | 10745 | 2008 | 9999 | Combustion Turbine | [5 empty] | Fossil | G | 2025 | Oil |  | 0 | 0 | 0 | 0 | 0 | 0 | 0 | 0 | 0 | 0 | 0 | 0 | 0 | 0 | 0 | 0 | 0 | 0 | 0 | 0 | 0 | 0 | 0 | 0 | 0 | 0 | 0 | 0 | 0 | 0 | 0 | 0 | 0 | 0 | 0 | 0 | 0 | 0 | 0 | 0 | 0.0374 | 0 | 0 | 0 | 0 | 0 | 0 | 0 | 0 | 0 | 2
6518_G_KB2 | WECC_NNV | California | 6 | Placer | 61 | 6518 | KB2 | Kings Beach | 10745 | 2008 | 9999 | Combustion Turbine | [5 empty] | Fossil | G | 2025 | Oil |  | 0 | 0 | 0 | 0 | 0 | 0 | 0 | 0 | 0 | 0 | 0 | 0 | 0 | 0 | 0 | 0 | 0 | 0 | 0 | 0 | 0 | 0 | 0 | 0 | 0 | 0 | 0 | 0 | 0 | 0 | 0 | 0 | 0 | 0 | 0 | 0 | 0 | 0 | 0 | 0 | 0.0374 | 0 | 0 | 0 | 0 | 0 | 0 | 0 | 0 | 0 | 2
6518_G_KB1 | WECC_NNV | California | 6 | Placer | 61 | 6518 | KB1 | Kings Beach | 10745 | 2008 | 9999 | Combustion Turbine | [5 empty] | Fossil | G | 2025 | Oil |  | 0 | 0 | 0 | 0 | 0 | 0 | 0 | 0 | 0 | 0 | 0 | 0 | 0 | 0 | 0 | 0 | 0 | 0 | 0 | 0 | 0 | 0 | 0 | 0 | 0 | 0 | 0 | 0 | 0 | 0 | 0 | 0 | 0 | 0 | 0 | 0 | 0 | 0 | 0 | 0 | 0.0374 | 0 | 0 | 0 | 0 | 0 | 0 | 0 | 0 | 0 | 2
6517_G_2 | S_VACA | South Carolina | 45 | Pickens | 77 | 6517 | 2 | Keowee | 0 | 1971 | 9999 | Hydro | [5 empty] | Non-Fossil | G | 2025 | Hydro |  | 0 | 0 | 0 | 0 | 0 | 0 | 0 | 0 | 0 | 0 | 0 | 0 | 0 | 0 | 0 | 0 | 36.2562 | 37.022 | 39.2309 | 112.5091 | 0 | 0 | 0 | 0 | 0 | 0 | 0 | 0 | 0 | 0 | 0 | 0 | 0 | 0 | 0 | 0 | 0 | 0 | 0 | 0 | 1.0953 | 0.096441 | 0.098478 | 0.10435 | 0.29927 | 0 | 0 | 0 | 0 | 0 | 73.5639
6517_G_1 | S_VACA | South Carolina | 45 | Pickens | 77 | 6517 | 1 | Keowee | 0 | 1971 | 9999 | Hydro | [5 empty] | Non-Fossil | G | 2025 | Hydro |  | 0 | 0 | 0 | 0 | 0 | 0 | 0 | 0 | 0 | 0 | 0 | 0 | 0 | 0 | 0 | 0 | 36.2562 | 37.022 | 39.2309 | 112.5091 | 0 | 0 | 0 | 0 | 0 | 0 | 0 | 0 | 0 | 0 | 0 | 0 | 0 | 0 | 0 | 0 | 0 | 0 | 0 | 0 | 1.0953 | 0.096441 | 0.098478 | 0.10435 | 0.29927 | 0 | 0 | 0 | 0 | 0 | 73.5639
6516_G_IC5 | WECC_CO | Colorado | 8 | Otero | 89 | 6516 | IC5 | Rocky Ford | 15564 | 1964 | 9999 | Combustion Turbine | [5 empty] | Fossil | G | 2025 | Oil |  | 0 | 0 | 0 | 0 | 0 | 0 | 0 | 0 | 0 | 0 | 0 | 0 | 0 | 0 | 0 | 0 | 0 | 0 | 0 | 0 | 0 | 0 | 0 | 0 | 0 | 0 | 0 | 0 | 0 | 0 | 0 | 0 | 0 | 0 | 0 | 0 | 0 | 0 | 0 | 0 | 0.0374 | 0 | 0 | 0 | 0 | 0 | 0 | 0 | 0 | 0 | 2
6516_G_IC4 | WECC_CO | Colorado | 8 | Otero | 89 | 6516 | IC4 | Rocky Ford | 15564 | 1964 | 9999 | Combustion Turbine | [5 empty] | Fossil | G | 2025 | Oil |  | 0 | 0 | 0 | 0 | 0 | 0 | 0 | 0 | 0 | 0 | 0 | 0 | 0 | 0 | 0 | 0 | 0 | 0 | 0 | 0 | 0 | 0 | 0 | 0 | 0 | 0 | 0 | 0 | 0 | 0 | 0 | 0 | 0 | 0 | 0 | 0 | 0 | 0 | 0 | 0 | 0.0374 | 0 | 0 | 0 | 0 | 0 | 0 | 0 | 0 | 0 | 2
6516_G_IC3 | WECC_CO | Colorado | 8 | Otero | 89 | 6516 | IC3 | Rocky Ford | 15564 | 1964 | 9999 | Combustion Turbine | [5 empty] | Fossil | G | 2025 | Oil |  | 0 | 0 | 0 | 0 | 0 | 0 | 0 | 0 | 0 | 0 | 0 | 0 | 0 | 0 | 0 | 0 | 0 | 0 | 0 | 0 | 0 | 0 | 0 | 0 | 0 | 0 | 0 | 0 | 0 | 0 | 0 | 0 | 0 | 0 | 0 | 0 | 0 | 0 | 0 | 0 | 0.0374 | 0 | 0 | 0 | 0 | 0 | 0 | 0 | 0 | 0 | 2
6516_G_IC2 | WECC_CO | Colorado | 8 | Otero | 89 | 6516 | IC2 | Rocky Ford | 15564 | 1964 | 9999 | Combustion Turbine | [5 empty] | Fossil | G | 2025 | Oil |  | 0 | 0 | 0 | 0 | 0 | 0 | 0 | 0 | 0 | 0 | 0 | 0 | 0 | 0 | 0 | 0 | 0 | 0 | 0 | 0 | 0 | 0 | 0 | 0 | 0 | 0 | 0 | 0 | 0 | 0 | 0 | 0 | 0 | 0 | 0 | 0 | 0 | 0 | 0 | 0 | 0.0374 | 0 | 0 | 0 | 0 | 0 | 0 | 0 | 0 | 0 | 2
6516_G_IC1 | WECC_CO | Colorado | 8 | Otero | 89 | 6516 | IC1 | Rocky Ford | 15572 | 1964 | 9999 | Combustion Turbine | [5 empty] | Fossil | G | 2025 | Oil |  | 0 | 0 | 0 | 0 | 0 | 0 | 0 | 0 | 0 | 0 | 0 | 0 | 0 | 0 | 0 | 0 | 0 | 0 | 0 | 0 | 0 | 0 | 0 | 0 | 0 | 0 | 0 | 0 | 0 | 0 | 0 | 0 | 0 | 0 | 0 | 0 | 0 | 0 | 0 | 0 | 0.0374 | 0 | 0 | 0 | 0 | 0 | 0 | 0 | 0 | 0 | 2
6515_G_GT4 | WECC_AZ | Arizona | 4 | Santa Cruz | 23 | 6515 | GT4 | Valencia | 13606 | 2006 | 9999 | Combustion Turbine | [5 empty] | Fossil | G | 2025 | Oil |  | 0 | 0 | 0 | 0 | 0 | 0 | 0 | 0 | 0 | 0 | 0 | 0 | 0 | 0 | 0 | 0 | 0 | 0 | 0 | 0 | 0 | 0 | 0 | 0 | 0 | 0 | 0 | 0 | 0 | 0 | 0 | 0 | 0 | 0 | 0 | 0 | 0 | 0 | 0 | 0 | 0.37026 | 0 | 0 | 0 | 0 | 0 | 0 | 0 | 0 | 0 | 19.8
6515_G_GT3 | WECC_AZ | Arizona | 4 | Santa Cruz | 23 | 6515 | GT3 | Valencia | 25000 | 1989 | 9999 | Combustion Turbine | [5 empty] | Fossil | G | 2025 | Oil |  | 0 | 0 | 0 | 0 | 0 | 0 | 0 | 0 | 0 | 0 | 0 | 0 | 0 | 0 | 0 | 0 | 0 | 0 | 0 | 0 | 0 | 0 | 0 | 0 | 0 | 0 | 0 | 0 | 0 | 0 | 0 | 0 | 0 | 0 | 0 | 0 | 0 | 0 | 0 | 0 | 0.25245 | 0 | 0 | 0 | 0 | 0 | 0 | 0 | 0 | 0 | 13.5
6515_G_GT2 | WECC_AZ | Arizona | 4 | Santa Cruz | 23 | 6515 | GT2 | Valencia | 25000 | 1989 | 9999 | Combustion Turbine | [5 empty] | Fossil | G | 2025 | Oil |  | 0 | 0 | 0 | 0 | 0 | 0 | 0 | 0 | 0 | 0 | 0 | 0 | 0 | 0 | 0 | 0 | 0 | 0 | 0 | 0 | 0 | 0 | 0 | 0 | 0 | 0 | 0 | 0 | 0 | 0 | 0 | 0 | 0 | 0 | 0 | 0 | 0 | 0 | 0 | 0 | 0.25245 | 0 | 0 | 0 | 0 | 0 | 0 | 0 | 0 | 0 | 13.5
6515_G_GT1 | WECC_AZ | Arizona | 4 | Santa Cruz | 23 | 6515 | GT1 | Valencia | 25000 | 1989 | 9999 | Combustion Turbine | [5 empty] | Fossil | G | 2025 | Oil |  | 0 | 0 | 0 | 0 | 0 | 0 | 0 | 0 | 0 | 0 | 0 | 0 | 0 | 0 | 0 | 0 | 0 | 0 | 0 | 0 | 0 | 0 | 0 | 0 | 0 | 0 | 0 | 0 | 0 | 0 | 0 | 0 | 0 | 0 | 0 | 0 | 0 | 0 | 0 | 0 | 0.25245 | 0 | 0 | 0 | 0 | 0 | 0 | 0 | 0 | 0 | 13.5
6513_G_1 | WECC_NNV | Nevada | 32 | Washoe | 31 | 6513 | 1 | Fleish | 0 | 1914 | 9999 | Hydro | [5 empty] | Non-Fossil | G | 2025 | Hydro |  | 0 | 0 | 0 | 0 | 0 | 0 | 0 | 0 | 0 | 0 | 0 | 0 | 0 | 0 | 0 | 0 | 2.0714 | 3.6042 | 5.046 | 10.7215 | 0 | 0 | 0 | 0 | 0 | 0 | 0 | 0 | 0 | 0 | 0 | 0 | 0 | 0 | 0 | 0 | 0 | 0 | 0 | 0 | 0.037224 | 0.0055098 | 0.0095871 | 0.013422 | 0.028519 | 0 | 0 | 0 | 0 | 0 | 2.5
6507_G_1 | WECC_PNW | Washington | 53 | Yakima | 77 | 6507 | 1 | Drop 2 (WA) | 0 | 1942 | 9999 | Hydro | [5 empty] | Non-Fossil | G | 2025 | Hydro |  | 0 | 0 | 0 | 0 | 0 | 0 | 0 | 0 | 0 | 0 | 0 | 0 | 0 | 0 | 0 | 0 | 1.8643 | 2.3613 | 3.4204 | 7.646 | 0 | 0 | 0 | 0 | 0 | 0 | 0 | 0 | 0 | 0 | 0 | 0 | 0 | 0 | 0 | 0 | 0 | 0 | 0 | 0 | 0.031268 | 0.004959 | 0.0062811 | 0.0090983 | 0.020338 | 0 | 0 | 0 | 0 | 0 | 2.1
6506_G_4 | WECC_PNW | Idaho | 16 | Boundary | 21 | 6506 | 4 | Moyie Springs | 0 | 1982 | 9999 | Hydro | [5 empty] | Non-Fossil | G | 2025 | Hydro |  | 0 | 0 | 0 | 0 | 0 | 0 | 0 | 0 | 0 | 0 | 0 | 0 | 0 | 0 | 0 | 0 | 1.1745 | 2.1638 | 4.2173 | 7.5556 | 0 | 0 | 0 | 0 | 0 | 0 | 0 | 0 | 0 | 0 | 0 | 0 | 0 | 0 | 0 | 0 | 0 | 0 | 0 | 0 | 0.025312 | 0.0031243 | 0.0057556 | 0.011218 | 0.020098 | 0 | 0 | 0 | 0 | 0 | 1.7
6506_G_3 | WECC_PNW | Idaho | 16 | Boundary | 21 | 6506 | 3 | Moyie Springs | 0 | 1950 | 9999 | Hydro | [5 empty] | Non-Fossil | G | 2025 | Hydro |  | 0 | 0 | 0 | 0 | 0 | 0 | 0 | 0 | 0 | 0 | 0 | 0 | 0 | 0 | 0 | 0 | 0.76 | 1.4001 | 2.7288 | 4.8889 | 0 | 0 | 0 | 0 | 0 | 0 | 0 | 0 | 0 | 0 | 0 | 0 | 0 | 0 | 0 | 0 | 0 | 0 | 0 | 0 | 0.016378 | 0.0020216 | 0.0037242 | 0.0072587 | 0.013004 | 0 | 0 | 0 | 0 | 0 | 1.1
6506_G_2 | WECC_PNW | Idaho | 16 | Boundary | 21 | 6506 | 2 | Moyie Springs | 0 | 1921 | 9999 | Hydro | [5 empty] | Non-Fossil | G | 2025 | Hydro |  | 0 | 0 | 0 | 0 | 0 | 0 | 0 | 0 | 0 | 0 | 0 | 0 | 0 | 0 | 0 | 0 | 0.27636 | 0.50912 | 0.9923 | 1.7778 | 0 | 0 | 0 | 0 | 0 | 0 | 0 | 0 | 0 | 0 | 0 | 0 | 0 | 0 | 0 | 0 | 0 | 0 | 0 | 0 | 0.0059558 | 0.00073512 | 0.0013543 | 0.0026395 | 0.0047289 | 0 | 0 | 0 | 0 | 0 | 0.4
6506_G_1 | WECC_PNW | Idaho | 16 | Boundary | 21 | 6506 | 1 | Moyie Springs | 0 | 1941 | 9999 | Hydro | [5 empty] | Non-Fossil | G | 2025 | Hydro |  | 0 | 0 | 0 | 0 | 0 | 0 | 0 | 0 | 0 | 0 | 0 | 0 | 0 | 0 | 0 | 0 | 0.76 | 1.4001 | 2.7288 | 4.8889 | 0 | 0 | 0 | 0 | 0 | 0 | 0 | 0 | 0 | 0 | 0 | 0 | 0 | 0 | 0 | 0 | 0 | 0 | 0 | 0 | 0.016378 | 0.0020216 | 0.0037242 | 0.0072587 | 0.013004 | 0 | 0 | 0 | 0 | 0 | 1.1
6505_G_2 | WECC_PNW | Oregon | 41 | Clackamas | 5 | 6505 | 2 | Oak Grove | 0 | 1931 | 9999 | Hydro | [5 empty] | Non-Fossil | G | 2025 | Hydro |  | 0 | 0 | 0 | 0 | 0 | 0 | 0 | 0 | 0 | 0 | 0 | 0 | 0 | 0 | 0 | 0 | 24.8529 | 30.2403 | 34.7532 | 89.8465 | 0 | 0 | 0 | 0 | 0 | 0 | 0 | 0 | 0 | 0 | 0 | 0 | 0 | 0 | 0 | 0 | 0 | 0 | 0 | 0 | 0.32757 | 0.066109 | 0.080439 | 0.092444 | 0.23899 | 0 | 0 | 0 | 0 | 0 | 22
6505_G_1 | WECC_PNW | Oregon | 41 | Clackamas | 5 | 6505 | 1 | Oak Grove | 0 | 1924 | 9999 | Hydro | [5 empty] | Non-Fossil | G | 2025 | Hydro |  | 0 | 0 | 0 | 0 | 0 | 0 | 0 | 0 | 0 | 0 | 0 | 0 | 0 | 0 | 0 | 0 | 24.8529 | 30.2403 | 34.7532 | 89.8465 | 0 | 0 | 0 | 0 | 0 | 0 | 0 | 0 | 0 | 0 | 0 | 0 | 0 | 0 | 0 | 0 | 0 | 0 | 0 | 0 | 0.32757 | 0.066109 | 0.080439 | 0.092444 | 0.23899 | 0 | 0 | 0 | 0 | 0 | 22
649_G_4 | S_SOU | Georgia | 13 | Burke | 33 | 649 | 4 | Vogtle | 10479 | 2023 | 9999 | Nuclear | [5 empty] | Non-Fossil | G | 2025 | Nuclear |  | 21.6997 | 29.4151 | 39.7632 | 90.8781 | 0 | 0 | 0 | 0 | 0 | 0 | 0 | 0 | 0 | 0 | 0 | 0 | 2070.779 | 2807.0559 | 3794.5651 | 8672.4 | 0 | 0 | 0 | 0 | 0 | 0 | 0 | 0 | 0 | 0 | 0 | 0 | 0 | 0 | 0 | 0 | 0 | 0 | 0 | 0 | 157.0402 | 4.8889 | 6.6272 | 8.9586 | 20.4747 | 14.0561 | 19.0538 | 25.7568 | 58.8667 | 0 | 1100
649_G_3 | S_SOU | Georgia | 13 | Burke | 33 | 649 | 3 | Vogtle | 10479 | 2022 | 9999 | Nuclear | [5 empty] | Non-Fossil | G | 2025 | Nuclear |  | 21.6997 | 29.4151 | 39.7632 | 90.8781 | 0 | 0 | 0 | 0 | 0 | 0 | 0 | 0 | 0 | 0 | 0 | 0 | 2070.779 | 2807.0559 | 3794.5651 | 8672.4 | 0 | 0 | 0 | 0 | 0 | 0 | 0 | 0 | 0 | 0 | 0 | 0 | 0 | 0 | 0 | 0 | 0 | 0 | 0 | 0 | 158.3955 | 4.8889 | 6.6272 | 8.9586 | 20.4747 | 14.0561 | 19.0538 | 25.7568 | 58.8667 | 0 | 1100
649_G_2 | S_SOU | Georgia | 13 | Burke | 33 | 649 | 2 | Vogtle | 10456 | 1989 | 9999 | Nuclear | [5 empty] | Non-Fossil | G | 2025 | Nuclear |  | 24.011 | 32.5482 | 43.9985 | 100.5576 | 0 | 0 | 0 | 0 | 0 | 0 | 0 | 0 | 0 | 0 | 0 | 0 | 2296.3809 | 3112.8719 | 4207.9657 | 9617.2186 | 0 | 0 | 0 | 0 | 0 | 0 | 0 | 0 | 0 | 0 | 0 | 0 | 0 | 0 | 0 | 0 | 0 | 0 | 0 | 0 | 273.5182 | 0.20852 | 0.28266 | 0.3821 | 0.87328 | 15.5532 | 21.0832 | 28.5002 | 65.1367 | 0 | 1152
649_G_1 | S_SOU | Georgia | 13 | Burke | 33 | 649 | 1 | Vogtle | 10456 | 1987 | 9999 | Nuclear | [5 empty] | Non-Fossil | G | 2025 | Nuclear |  | 23.2902 | 31.5711 | 42.6777 | 97.539 | 0 | 0 | 0 | 0 | 0 | 0 | 0 | 0 | 0 | 0 | 0 | 0 | 2227.447 | 3019.4281 | 4081.6489 | 9328.524 | 0 | 0 | 0 | 0 | 0 | 0 | 0 | 0 | 0 | 0 | 0 | 0 | 0 | 0 | 0 | 0 | 0 | 0 | 0 | 0 | 283.1772 | 0.21087 | 0.28584 | 0.3864 | 0.88311 | 15.0863 | 20.4503 | 27.6447 | 63.1814 | 0 | 1150
6486_G_3 | NY_Z_D | New York | 36 | Clinton | 19 | 6486 | 3 | Mill C | 0 | 1984 | 9999 | Hydro | [5 empty] | Non-Fossil | G | 2025 | Hydro |  | 0 | 0 | 0 | 0 | 0 | 0 | 0 | 0 | 0 | 0 | 0 | 0 | 0 | 0 | 0 | 0 | 5.7976 | 8.3659 | 10.5994 | 24.7628 | 0 | 0 | 0 | 0 | 0 | 0 | 0 | 0 | 0 | 0 | 0 | 0 | 0 | 0 | 0 | 0 | 0 | 0 | 0 | 0 | 0.05658 | 0.015422 | 0.022253 | 0.028194 | 0.065869 | 0 | 0 | 0 | 0 | 0 | 3.8
6486_G_2 | NY_Z_D | New York | 36 | Clinton | 19 | 6486 | 2 | Mill C | 0 | 1943 | 9999 | Hydro | [5 empty] | Non-Fossil | G | 2025 | Hydro |  | 0 | 0 | 0 | 0 | 0 | 0 | 0 | 0 | 0 | 0 | 0 | 0 | 0 | 0 | 0 | 0 | 1.8308 | 2.6419 | 3.3472 | 7.8198 | 0 | 0 | 0 | 0 | 0 | 0 | 0 | 0 | 0 | 0 | 0 | 0 | 0 | 0 | 0 | 0 | 0 | 0 | 0 | 0 | 0.017867 | 0.00487 | 0.0070273 | 0.0089035 | 0.020801 | 0 | 0 | 0 | 0 | 0 | 1.2
6486_G_1 | NY_Z_D | New York | 36 | Clinton | 19 | 6486 | 1 | Mill C | 0 | 1944 | 9999 | Hydro | [5 empty] | Non-Fossil | G | 2025 | Hydro |  | 0 | 0 | 0 | 0 | 0 | 0 | 0 | 0 | 0 | 0 | 0 | 0 | 0 | 0 | 0 | 0 | 1.5257 | 2.2015 | 2.7893 | 6.5165 | 0 | 0 | 0 | 0 | 0 | 0 | 0 | 0 | 0 | 0 | 0 | 0 | 0 | 0 | 0 | 0 | 0 | 0 | 0 | 0 | 0.014889 | 0.0040583 | 0.0058561 | 0.0074196 | 0.017334 | 0 | 0 | 0 | 0 | 0 | 1
6484_G_3 | WECC_PNW | Oregon | 41 | Deschutes | 17 | 6484 | 3 | Bend | 0 | 1917 | 9999 | Hydro | [5 empty] | Non-Fossil | G | 2025 | Hydro |  | 0 | 0 | 0 | 0 | 0 | 0 | 0 | 0 | 0 | 0 | 0 | 0 | 0 | 0 | 0 | 0 | 0.56484 | 0.68728 | 0.78985 | 2.042 | 0 | 0 | 0 | 0 | 0 | 0 | 0 | 0 | 0 | 0 | 0 | 0 | 0 | 0 | 0 | 0 | 0 | 0 | 0 | 0 | 0.0074447 | 0.0015025 | 0.0018282 | 0.002101 | 0.0054316 | 0 | 0 | 0 | 0 | 0 | 0.5
6484_G_2 | WECC_PNW | Oregon | 41 | Deschutes | 17 | 6484 | 2 | Bend | 0 | 1916 | 9999 | Hydro | [5 empty] | Non-Fossil | G | 2025 | Hydro |  | 0 | 0 | 0 | 0 | 0 | 0 | 0 | 0 | 0 | 0 | 0 | 0 | 0 | 0 | 0 | 0 | 0.3389 | 0.41237 | 0.47391 | 1.2252 | 0 | 0 | 0 | 0 | 0 | 0 | 0 | 0 | 0 | 0 | 0 | 0 | 0 | 0 | 0 | 0 | 0 | 0 | 0 | 0 | 0.0044668 | 0.00090148 | 0.0010969 | 0.0012606 | 0.003259 | 0 | 0 | 0 | 0 | 0 | 0.3
6484_G_1 | WECC_PNW | Oregon | 41 | Deschutes | 17 | 6484 | 1 | Bend | 0 | 1913 | 9999 | Hydro | [5 empty] | Non-Fossil | G | 2025 | Hydro |  | 0 | 0 | 0 | 0 | 0 | 0 | 0 | 0 | 0 | 0 | 0 | 0 | 0 | 0 | 0 | 0 | 0.22594 | 0.27491 | 0.31594 | 0.81679 | 0 | 0 | 0 | 0 | 0 | 0 | 0 | 0 | 0 | 0 | 0 | 0 | 0 | 0 | 0 | 0 | 0 | 0 | 0 | 0 | 0.0029779 | 0.00060099 | 0.00073127 | 0.0008404 | 0.0021727 | 0 | 0 | 0 | 0 | 0 | 0.2
6483_G_GEN4 | NENGREST | Vermont | 50 | Caledonia | 5 | 6483 | GEN4 | Mcindoes | 0 | 1931 | 9999 | Hydro | [5 empty] | Non-Fossil | G | 2025 | Hydro |  | 0 | 0 | 0 | 0 | 0 | 0 | 0 | 0 | 0 | 0 | 0 | 0 | 0 | 0 | 0 | 0 | 2.8721 | 4.0951 | 3.9004 | 10.8676 | 0 | 0 | 0 | 0 | 0 | 0 | 0 | 0 | 0 | 0 | 0 | 0 | 0 | 0 | 0 | 0 | 0 | 0 | 0 | 0 | 0.041474 | 0.0076398 | 0.010893 | 0.010375 | 0.028908 | 0 | 0 | 0 | 0 | 0 | 2.7854
6483_G_GEN3 | NENGREST | Vermont | 50 | Caledonia | 5 | 6483 | GEN3 | Mcindoes | 0 | 1931 | 9999 | Hydro | [5 empty] | Non-Fossil | G | 2025 | Hydro |  | 0 | 0 | 0 | 0 | 0 | 0 | 0 | 0 | 0 | 0 | 0 | 0 | 0 | 0 | 0 | 0 | 2.8721 | 4.0951 | 3.9004 | 10.8676 | 0 | 0 | 0 | 0 | 0 | 0 | 0 | 0 | 0 | 0 | 0 | 0 | 0 | 0 | 0 | 0 | 0 | 0 | 0 | 0 | 0.041474 | 0.0076398 | 0.010893 | 0.010375 | 0.028908 | 0 | 0 | 0 | 0 | 0 | 2.7854
6483_G_GEN2 | NENGREST | Vermont | 50 | Caledonia | 5 | 6483 | GEN2 | Mcindoes | 0 | 1931 | 9999 | Hydro | [5 empty] | Non-Fossil | G | 2025 | Hydro |  | 0 | 0 | 0 | 0 | 0 | 0 | 0 | 0 | 0 | 0 | 0 | 0 | 0 | 0 | 0 | 0 | 2.3592 | 3.3638 | 3.2039 | 8.9269 | 0 | 0 | 0 | 0 | 0 | 0 | 0 | 0 | 0 | 0 | 0 | 0 | 0 | 0 | 0 | 0 | 0 | 0 | 0 | 0 | 0.034068 | 0.0062755 | 0.0089477 | 0.0085224 | 0.023746 | 0 | 0 | 0 | 0 | 0 | 2.288
6483_G_GEN1 | NENGREST | Vermont | 50 | Caledonia | 5 | 6483 | GEN1 | Mcindoes | 0 | 1931 | 9999 | Hydro | [5 empty] | Non-Fossil | G | 2025 | Hydro |  | 0 | 0 | 0 | 0 | 0 | 0 | 0 | 0 | 0 | 0 | 0 | 0 | 0 | 0 | 0 | 0 | 2.3592 | 3.3638 | 3.2039 | 8.9269 | 0 | 0 | 0 | 0 | 0 | 0 | 0 | 0 | 0 | 0 | 0 | 0 | 0 | 0 | 0 | 0 | 0 | 0 | 0 | 0 | 0.034068 | 0.0062755 | 0.0089477 | 0.0085224 | 0.023746 | 0 | 0 | 0 | 0 | 0 | 2.288
6481_B_2SGA | WECC_UT | Utah | 49 | Millard | 27 | 6481 | 2SGA | Intermountain Power Project | 9788 | 1987 | 9999 | Coal Steam | wall | dry | Bag House + Wet Scrubber | AA + LNB + OFA | Wet Scrubber | Fossil | B | 2025 | Coal |  | 14.9705 | 20.2933 | 27.8293 | 63.093 | 14.9705 | 20.2933 | 27.8293 | 63.093 | 0 | 0 | 0 | 0 | 0 | 0 | 0 | 0 | 1529.4708 | 2073.2827 | 2843.2049 | 6445.9584 | 1572.3245 | 2126.1849 | 2922.8675 | 6621.3769 | 0.0032715 | 0.0042614 | 0.0060815 | 0.013614 | 1.6416 | 2.2253 | 3.0517 | 6.9186 | 0.49783 | 0.82804 | 0.92544 | 2.2513 | 0.0074853 | 0.010147 | 0.013915 | 0.031547 | 48.1522 | 6.0561 | 8.2094 | 11.258 | 25.5234 | 30.7934 | 41.7421 | 57.2432 | 129.7787 | 0 | 900 | Scrubber | Wet Scrubber
6481_B_1SGA | WECC_UT | Utah | 49 | Millard | 27 | 6481 | 1SGA | Intermountain Power Project | 9712 | 1986 | 9999 | Coal Steam | wall | dry | Bag House + Wet Scrubber | AA + LNB + OFA | Wet Scrubber | Fossil | B | 2025 | Coal |  | 14.8542 | 20.1357 | 27.6132 | 62.6031 | 14.8542 | 20.1357 | 27.6132 | 62.6031 | 0 | 0 | 0 | 0 | 0 | 0 | 0 | 0 | 1529.4708 | 2073.2827 | 2843.2049 | 6445.9584 | 1560.116 | 2109.6759 | 2900.1726 | 6569.9645 | 0.0032461 | 0.0042283 | 0.0060343 | 0.013509 | 1.8601 | 2.5214 | 3.4578 | 7.8393 | 0.49397 | 0.82161 | 0.91826 | 2.2338 | 0.0074271 | 0.010068 | 0.013807 | 0.031302 | 48.1522 | 6.0561 | 8.2094 | 11.258 | 25.5234 | 30.5543 | 41.418 | 56.7987 | 128.771 | 0 | 900 | Scrubber | Wet Scrubber
6480_G_3 | WEC_LADW | California | 6 | Los Angeles | 37 | 6480 | 3 | San Francisquito 2 | 0 | 1932 | 9999 | Hydro | [5 empty] | Non-Fossil | G | 2025 | Hydro |  | 0 | 0 | 0 | 0 | 0 | 0 | 0 | 0 | 0 | 0 | 0 | 0 | 0 | 0 | 0 | 0 | 4.5047 | 6.8156 | 13.6454 | 24.9657 | 0 | 0 | 0 | 0 | 0 | 0 | 0 | 0 | 0 | 0 | 0 | 0 | 0 | 0 | 0 | 0 | 0 | 0 | 0 | 0 | 0.26801 | 0.011982 | 0.01813 | 0.036297 | 0.066409 | 0 | 0 | 0 | 0 | 0 | 18
6480_G_2 | WEC_LADW | California | 6 | Los Angeles | 37 | 6480 | 2 | San Francisquito 2 | 0 | 1920 | 9999 | Hydro | [5 empty] | Non-Fossil | G | 2025 | Hydro |  | 0 | 0 | 0 | 0 | 0 | 0 | 0 | 0 | 0 | 0 | 0 | 0 | 0 | 0 | 0 | 0 | 2.0021 | 3.0292 | 6.0646 | 11.0959 | 0 | 0 | 0 | 0 | 0 | 0 | 0 | 0 | 0 | 0 | 0 | 0 | 0 | 0 | 0 | 0 | 0 | 0 | 0 | 0 | 0.11912 | 0.0053255 | 0.0080576 | 0.016132 | 0.029515 | 0 | 0 | 0 | 0 | 0 | 8
6479_G_6 | WEC_LADW | California | 6 | Los Angeles | 37 | 6479 | 6 | San Francisquito 1 | 0 | 1987 | 9999 | Hydro | [5 empty] | Non-Fossil | G | 2025 | Hydro |  | 0 | 0 | 0 | 0 | 0 | 0 | 0 | 0 | 0 | 0 | 0 | 0 | 0 | 0 | 0 | 0 | 6.757 | 10.2234 | 20.4681 | 37.4486 | 0 | 0 | 0 | 0 | 0 | 0 | 0 | 0 | 0 | 0 | 0 | 0 | 0 | 0 | 0 | 0 | 0 | 0 | 0 | 0 | 0.40202 | 0.017974 | 0.027194 | 0.054445 | 0.099613 | 0 | 0 | 0 | 0 | 0 | 27
6479_G_4 | WEC_LADW | California | 6 | Los Angeles | 37 | 6479 | 4 | San Francisquito 1 | 0 | 1923 | 9999 | Hydro | [5 empty] | Non-Fossil | G | 2025 | Hydro |  | 0 | 0 | 0 | 0 | 0 | 0 | 0 | 0 | 0 | 0 | 0 | 0 | 0 | 0 | 0 | 0 | 3.0031 | 4.5438 | 9.0969 | 16.6438 | 0 | 0 | 0 | 0 | 0 | 0 | 0 | 0 | 0 | 0 | 0 | 0 | 0 | 0 | 0 | 0 | 0 | 0 | 0 | 0 | 0.17867 | 0.0079883 | 0.012086 | 0.024198 | 0.044273 | 0 | 0 | 0 | 0 | 0 | 12
6479_G_3 | WEC_LADW | California | 6 | Los Angeles | 37 | 6479 | 3 | San Francisquito 1 | 0 | 1917 | 9999 | Hydro | [5 empty] | Non-Fossil | G | 2025 | Hydro |  | 0 | 0 | 0 | 0 | 0 | 0 | 0 | 0 | 0 | 0 | 0 | 0 | 0 | 0 | 0 | 0 | 2.7529 | 4.1651 | 8.3389 | 15.2568 | 0 | 0 | 0 | 0 | 0 | 0 | 0 | 0 | 0 | 0 | 0 | 0 | 0 | 0 | 0 | 0 | 0 | 0 | 0 | 0 | 0.16378 | 0.0073226 | 0.011079 | 0.022181 | 0.040583 | 0 | 0 | 0 | 0 | 0 | 11
6479_G_1A | WEC_LADW | California | 6 | Los Angeles | 37 | 6479 | 1A | San Francisquito 1 | 0 | 1983 | 9999 | Hydro | [5 empty] | Non-Fossil | G | 2025 | Hydro |  | 0 | 0 | 0 | 0 | 0 | 0 | 0 | 0 | 0 | 0 | 0 | 0 | 0 | 0 | 0 | 0 | 6.757 | 10.2234 | 20.4681 | 37.4486 | 0 | 0 | 0 | 0 | 0 | 0 | 0 | 0 | 0 | 0 | 0 | 0 | 0 | 0 | 0 | 0 | 0 | 0 | 0 | 0 | 0.40202 | 0.017974 | 0.027194 | 0.054445 | 0.099613 | 0 | 0 | 0 | 0 | 0 | 27
6475_G_1 | NENGREST | Vermont | 50 | Chittenden | 7 | 6475 | 1 | Gorge 18 | 0 | 1928 | 9999 | Hydro | [5 empty] | Non-Fossil | G | 2025 | Hydro |  | 0 | 0 | 0 | 0 | 0 | 0 | 0 | 0 | 0 | 0 | 0 | 0 | 0 | 0 | 0 | 0 | 3.0772 | 4.3876 | 4.179 | 11.6438 | 0 | 0 | 0 | 0 | 0 | 0 | 0 | 0 | 0 | 0 | 0 | 0 | 0 | 0 | 0 | 0 | 0 | 0 | 0 | 0 | 0.044436 | 0.0081855 | 0.011671 | 0.011116 | 0.030973 | 0 | 0 | 0 | 0 | 0 | 2.9844
6469_B_B2 | SPP_WAUE | North Dakota | 38 | Mercer | 57 | 6469 | B2 | Antelope Valley | 11206 | 1986 | 9999 | Coal Steam | tangential | dry | Bag House + Dry Scrubber + ACI | LNC3 | Dry Scrubber | Fossil | B | 2025 | Coal |  | 8.845 | 11.9899 | 16.2006 | 37.0355 | 0 | 0 | 0 | 0 | 0 | 0 | 0 | 0 | 8.845 | 11.9899 | 16.2006 | 37.0355 | 789.3096 | 1069.953 | 1445.7102 | 3304.9728 | 955.0392 | 1294.6087 | 1749.2629 | 3998.9108 | 0.0034532 | 0.004681 | 0.006325 | 0.014459 | 0.48165 | 0.65291 | 0.88221 | 2.0168 | 2.0003 | 2.7115 | 3.6638 | 8.3757 | 0.0044224 | 0.0059949 | 0.0081004 | 0.018518 | 21.8178 | 3.9261 | 5.3221 | 7.1911 | 16.4393 | 11.4927 | 15.579 | 21.0501 | 48.1218 | 0 | 450 | Scrubber / Mercury Control | Dry Scrubber
6469_B_B1 | SPP_WAUE | North Dakota | 38 | Mercer | 57 | 6469 | B1 | Antelope Valley | 11287 | 1984 | 9999 | Coal Steam | tangential | dry | Bag House + Dry Scrubber + ACI | LNC3 | Dry Scrubber | Fossil | B | 2025 | Coal |  | 8.9089 | 12.0766 | 16.3177 | 37.3032 | 0 | 0 | 0 | 0 | 0 | 0 | 0 | 0 | 8.9089 | 12.0766 | 16.3177 | 37.3032 | 789.3096 | 1069.953 | 1445.7102 | 3304.9728 | 961.9425 | 1303.9665 | 1761.9071 | 4027.816 | 0.0034782 | 0.0047149 | 0.0063707 | 0.014564 | 0.48848 | 0.66216 | 0.8947 | 2.0453 | 2.0148 | 2.7311 | 3.6903 | 8.4362 | 0.0044545 | 0.0060384 | 0.0081588 | 0.018652 | 27.1402 | 3.9261 | 5.3221 | 7.1911 | 16.4393 | 11.5758 | 15.6916 | 21.2023 | 48.4696 | 0 | 450 | Scrubber / Mercury Control | Dry Scrubber
6463_G_GT2 | MIS_MIDA | Iowa | 19 | Story | 169 | 6463 | GT2 | Ames GT | 15753 | 2005 | 9999 | Combustion Turbine |  |  |  | H2O |  | Fossil | G | 2025 | Oil |  | 0 | 0 | 0 | 0 | 0 | 0 | 0 | 0 | 0 | 0 | 0 | 0 | 0 | 0 | 0 | 0 | 0 | 0 | 0 | 0 | 0 | 0 | 0 | 0 | 0 | 0 | 0 | 0 | 0 | 0 | 0 | 0 | 0 | 0 | 0 | 0 | 0 | 0 | 0 | 0 | 0.42449 | 0 | 0 | 0 | 0 | 0 | 0 | 0 | 0 | 0 | 22.7
6463_G_GT1 | MIS_MIDA | Iowa | 19 | Story | 169 | 6463 | GT1 | Ames GT | 15600 | 1972 | 9999 | Combustion Turbine | [5 empty] | Fossil | G | 2025 | Oil |  | 0 | 0 | 0 | 0 | 0 | 0 | 0 | 0 | 0 | 0 | 0 | 0 | 0 | 0 | 0 | 0 | 0 | 0 | 0 | 0 | 0 | 0 | 0 | 0 | 0 | 0 | 0 | 0 | 0 | 0 | 0 | 0 | 0 | 0 | 0 | 0 | 0 | 0 | 0 | 0 | 0.27115 | 0 | 0 | 0 | 0 | 0 | 0 | 0 | 0 | 0 | 14.5
6462_G_1 | MIS_LA | Louisiana | 22 | West Feliciana | 125 | 6462 | 1 | River Bend | 10456 | 1986 | 9999 | Nuclear | [5 empty] | Non-Fossil | G | 2025 |  | Nuke Retirement | 0 | 0 | 0 | 0 | 0 | 0 | 0 | 0 | 0 | 0 | 0 | 0 | 0 | 0 | 0 | 0 | 0 | 0 | 0 | 0 | 0 | 0 | 0 | 0 | 0 | 0 | 0 | 0 | 0 | 0 | 0 | 0 | 0 | 0 | 0 | 0 | 0 | 0 | 0 | 0 | 0 | 0 | 0 | 0 | 0 | 0 | 0 | 0 | 0 | 0 | 967.5
6459_G_3 | WECC_MT | Montana | 30 | Flathead | 29 | 6459 | 3 | Big Fork | 0 | 1910 | 9999 | Hydro | [5 empty] | Non-Fossil | G | 2025 | Hydro |  | 0 | 0 | 0 | 0 | 0 | 0 | 0 | 0 | 0 | 0 | 0 | 0 | 0 | 0 | 0 | 0 | 0.64519 | 0.85799 | 1.4808 | 2.984 | 0 | 0 | 0 | 0 | 0 | 0 | 0 | 0 | 0 | 0 | 0 | 0 | 0 | 0 | 0 | 0 | 0 | 0 | 0 | 0 | 0.011912 | 0.0017162 | 0.0022823 | 0.0039389 | 0.0079373 | 0 | 0 | 0 | 0 | 0 | 0.8
6459_G_2 | WECC_MT | Montana | 30 | Flathead | 29 | 6459 | 2 | Big Fork | 0 | 1928 | 9999 | Hydro | [5 empty] | Non-Fossil | G | 2025 | Hydro |  | 0 | 0 | 0 | 0 | 0 | 0 | 0 | 0 | 0 | 0 | 0 | 0 | 0 | 0 | 0 | 0 | 1.5323 | 2.0377 | 3.5168 | 7.0869 | 0 | 0 | 0 | 0 | 0 | 0 | 0 | 0 | 0 | 0 | 0 | 0 | 0 | 0 | 0 | 0 | 0 | 0 | 0 | 0 | 0.02829 | 0.004076 | 0.0054203 | 0.0093548 | 0.018851 | 0 | 0 | 0 | 0 | 0 | 1.9
6459_G_1 | WECC_MT | Montana | 30 | Flathead | 29 | 6459 | 1 | Big Fork | 0 | 1927 | 9999 | Hydro | [5 empty] | Non-Fossil | G | 2025 | Hydro |  | 0 | 0 | 0 | 0 | 0 | 0 | 0 | 0 | 0 | 0 | 0 | 0 | 0 | 0 | 0 | 0 | 1.5323 | 2.0377 | 3.5168 | 7.0869 | 0 | 0 | 0 | 0 | 0 | 0 | 0 | 0 | 0 | 0 | 0 | 0 | 0 | 0 | 0 | 0 | 0 | 0 | 0 | 0 | 0.02829 | 0.004076 | 0.0054203 | 0.0093548 | 0.018851 | 0 | 0 | 0 | 0 | 0 | 1.9
6456_G_2 | NY_Z_F | New York | 36 | Washington | 115 | 6456 | 2 | Carver Falls | 0 | 1922 | 9999 | Hydro | [5 empty] | Non-Fossil | G | 2025 | Hydro |  | 0 | 0 | 0 | 0 | 0 | 0 | 0 | 0 | 0 | 0 | 0 | 0 | 0 | 0 | 0 | 0 | 0.71728 | 0.94092 | 1.0712 | 2.7294 | 0 | 0 | 0 | 0 | 0 | 0 | 0 | 0 | 0 | 0 | 0 | 0 | 0 | 0 | 0 | 0 | 0 | 0 | 0 | 0 | 0.0089337 | 0.001908 | 0.0025029 | 0.0028494 | 0.0072602 | 0 | 0 | 0 | 0 | 0 | 0.6
6456_G_1 | NY_Z_F | New York | 36 | Washington | 115 | 6456 | 1 | Carver Falls | 0 | 1922 | 9999 | Hydro | [5 empty] | Non-Fossil | G | 2025 | Hydro |  | 0 | 0 | 0 | 0 | 0 | 0 | 0 | 0 | 0 | 0 | 0 | 0 | 0 | 0 | 0 | 0 | 1.5541 | 2.0387 | 2.321 | 5.9137 | 0 | 0 | 0 | 0 | 0 | 0 | 0 | 0 | 0 | 0 | 0 | 0 | 0 | 0 | 0 | 0 | 0 | 0 | 0 | 0 | 0.019356 | 0.0041339 | 0.0054228 | 0.0061738 | 0.015731 | 0 | 0 | 0 | 0 | 0 | 1.3
6451_G_HC3 | NENGREST | Vermont | 50 | Addison | 1 | 6451 | HC3 | Beldens | 0 | 1988 | 9999 | Hydro | [5 empty] | Non-Fossil | G | 2025 | Hydro |  | 0 | 0 | 0 | 0 | 0 | 0 | 0 | 0 | 0 | 0 | 0 | 0 | 0 | 0 | 0 | 0 | 3.2824 | 4.6801 | 4.4576 | 12.4201 | 0 | 0 | 0 | 0 | 0 | 0 | 0 | 0 | 0 | 0 | 0 | 0 | 0 | 0 | 0 | 0 | 0 | 0 | 0 | 0 | 0.047399 | 0.0087312 | 0.012449 | 0.011857 | 0.033037 | 0 | 0 | 0 | 0 | 0 | 3.1834
6451_G_2 | NENGREST | Vermont | 50 | Addison | 1 | 6451 | 2 | Beldens | 0 | 1913 | 9999 | Hydro | [5 empty] | Non-Fossil | G | 2025 | Hydro |  | 0 | 0 | 0 | 0 | 0 | 0 | 0 | 0 | 0 | 0 | 0 | 0 | 0 | 0 | 0 | 0 | 0.61545 | 0.87751 | 0.83581 | 2.3288 | 0 | 0 | 0 | 0 | 0 | 0 | 0 | 0 | 0 | 0 | 0 | 0 | 0 | 0 | 0 | 0 | 0 | 0 | 0 | 0 | 0.0088872 | 0.0016371 | 0.0023342 | 0.0022232 | 0.0061945 | 0 | 0 | 0 | 0 | 0 | 0.59688
6451_G_1 | NENGREST | Vermont | 50 | Addison | 1 | 6451 | 1 | Beldens | 0 | 1913 | 9999 | Hydro | [5 empty] | Non-Fossil | G | 2025 | Hydro |  | 0 | 0 | 0 | 0 | 0 | 0 | 0 | 0 | 0 | 0 | 0 | 0 | 0 | 0 | 0 | 0 | 0.61545 | 0.87751 | 0.83581 | 2.3288 | 0 | 0 | 0 | 0 | 0 | 0 | 0 | 0 | 0 | 0 | 0 | 0 | 0 | 0 | 0 | 0 | 0 | 0 | 0 | 0 | 0.0088872 | 0.0016371 | 0.0023342 | 0.0022232 | 0.0061945 | 0 | 0 | 0 | 0 | 0 | 0.59688
6450_G_5 | NENGREST | Vermont | 50 | Rutland | 21 | 6450 | 5 | Proctor | 0 | 1984 | 9999 | Hydro | [5 empty] | Non-Fossil | G | 2025 | Hydro |  | 0 | 0 | 0 | 0 | 0 | 0 | 0 | 0 | 0 | 0 | 0 | 0 | 0 | 0 | 0 | 0 | 2.8721 | 4.0951 | 3.9004 | 10.8676 | 0 | 0 | 0 | 0 | 0 | 0 | 0 | 0 | 0 | 0 | 0 | 0 | 0 | 0 | 0 | 0 | 0 | 0 | 0 | 0 | 0.041474 | 0.0076398 | 0.010893 | 0.010375 | 0.028908 | 0 | 0 | 0 | 0 | 0 | 2.7854
6450_G_4 | NENGREST | Vermont | 50 | Rutland | 21 | 6450 | 4 | Proctor | 0 | 1905 | 9999 | Hydro | [5 empty] | Non-Fossil | G | 2025 | Hydro |  | 0 | 0 | 0 | 0 | 0 | 0 | 0 | 0 | 0 | 0 | 0 | 0 | 0 | 0 | 0 | 0 | 0.71802 | 1.0238 | 0.97511 | 2.7169 | 0 | 0 | 0 | 0 | 0 | 0 | 0 | 0 | 0 | 0 | 0 | 0 | 0 | 0 | 0 | 0 | 0 | 0 | 0 | 0 | 0.010368 | 0.0019099 | 0.0027232 | 0.0025938 | 0.0072269 | 0 | 0 | 0 | 0 | 0 | 0.69636
6450_G_3 | NENGREST | Vermont | 50 | Rutland | 21 | 6450 | 3 | Proctor | 0 | 1905 | 9999 | Hydro | [5 empty] | Non-Fossil | G | 2025 | Hydro |  | 0 | 0 | 0 | 0 | 0 | 0 | 0 | 0 | 0 | 0 | 0 | 0 | 0 | 0 | 0 | 0 | 0.71802 | 1.0238 | 0.97511 | 2.7169 | 0 | 0 | 0 | 0 | 0 | 0 | 0 | 0 | 0 | 0 | 0 | 0 | 0 | 0 | 0 | 0 | 0 | 0 | 0 | 0 | 0.010368 | 0.0019099 | 0.0027232 | 0.0025938 | 0.0072269 | 0 | 0 | 0 | 0 | 0 | 0.69636
6450_G_2 | NENGREST | Vermont | 50 | Rutland | 21 | 6450 | 2 | Proctor | 0 | 1905 | 9999 | Hydro | [5 empty] | Non-Fossil | G | 2025 | Hydro |  | 0 | 0 | 0 | 0 | 0 | 0 | 0 | 0 | 0 | 0 | 0 | 0 | 0 | 0 | 0 | 0 | 0.71802 | 1.0238 | 0.97511 | 2.7169 | 0 | 0 | 0 | 0 | 0 | 0 | 0 | 0 | 0 | 0 | 0 | 0 | 0 | 0 | 0 | 0 | 0 | 0 | 0 | 0 | 0.010368 | 0.0019099 | 0.0027232 | 0.0025938 | 0.0072269 | 0 | 0 | 0 | 0 | 0 | 0.69636
6450_G_1 | NENGREST | Vermont | 50 | Rutland | 21 | 6450 | 1 | Proctor | 0 | 1927 | 9999 | Hydro | [5 empty] | Non-Fossil | G | 2025 | Hydro |  | 0 | 0 | 0 | 0 | 0 | 0 | 0 | 0 | 0 | 0 | 0 | 0 | 0 | 0 | 0 | 0 | 1.6412 | 2.34 | 2.2288 | 6.21 | 0 | 0 | 0 | 0 | 0 | 0 | 0 | 0 | 0 | 0 | 0 | 0 | 0 | 0 | 0 | 0 | 0 | 0 | 0 | 0 | 0.023699 | 0.0043656 | 0.0062245 | 0.0059287 | 0.016519 | 0 | 0 | 0 | 0 | 0 | 1.5917
645_G_GT4 | FRCC | Florida | 12 | Hillsborough | 57 | 645 | GT4 | Big Bend | 12426 | 2009 | 9999 | Combustion Turbine |  |  |  | H2O |  | Fossil | G | 2025 | NaturalGas |  | 0.0048394 | 0 | 0.022935 | 0.027775 | 0 | 0 | 0 | 0 | 0 | 0 | 0 | 0 | 0 | 0 | 0 | 0 | 0.38946 | 0 | 1.8457 | 2.2352 | 0.2833 | 0 | 1.3426 | 1.6259 | 3.39e-10 | 0 | 1.607e-09 | 1.946e-09 | 0.00020836 | 0 | 0.00098748 | 0.0011958 | 0 | 0 | 0 | 0 | 0 | 0 | 0 | 0 | 1.0472 | 0.0061139 | 0 | 0.028976 | 0.035089 | 0.018713 | 0 | 0.089146 | 0.10786 | 0 | 56
645_G_1 | FRCC | Florida | 12 | Hillsborough | 57 | 645 | 1 | Big Bend | 0 | 2017 | 9999 | Solar PV | [5 empty] | Non-Fossil | G | 2025 | Solar |  | 0 | 0 | 0 | 0 | 0 | 0 | 0 | 0 | 0 | 0 | 0 | 0 | 0 | 0 | 0 | 0 | 6.0365 | 10.8842 | 15.4988 | 32.4195 | 0 | 0 | 0 | 0 | 0 | 0 | 0 | 0 | 0 | 0 | 0 | 0 | 0 | 0 | 0 | 0 | 0 | 0 | 0 | 0 | 0.53172 | 0 | 0 | 0 | 0 | 0 | 0 | 0 | 0 | 0 | 19
645_B_BB04 | FRCC | Florida | 12 | Hillsborough | 57 | 645 | BB04 | Big Bend | 10530 | 1985 | 9999 | Coal Steam | tangential | dry | ESPC + Wet Scrubber + SCR | LNC2 | Wet Scrubber | Fossil | B | 2025 | Coal |  | 0 | 1.7324 | 9.931 | 11.6634 | 0 | 1.7324 | 9.931 | 11.6634 | 0 | 0 | 0 | 0 | 0 | 0 | 0 | 0 | 0 | 164.5248 | 943.114 | 1107.6388 | 0 | 181.259 | 1039.0405 | 1220.2995 | 0 | 0.00058322 | 0.0033432 | 0.0039264 | 0 | 0.065686 | 0.37653 | 0.44222 | 0 | 0.19495 | 1.1175 | 1.3125 | 0 | 0.00086627 | 0.0049656 | 0.0058318 | 28.9041 | 0 | 0.87352 | 5.0073 | 5.8809 | 0 | 4.8424 | 27.7582 | 32.6005 | 0 | 437 | Scrubber / SCR | Wet Scrubber
645_B_BB03 | FRCC | Florida | 12 | Hillsborough | 57 | 645 | BB03 | Big Bend | 10439 | 1976 | 9999 | Coal Steam | wall | wet | ESPC + Wet Scrubber + SCR | LNB | Wet Scrubber | Fossil | B | 2025 | Coal |  | 2.1746 | 3.2123 | 7.4333 | 12.8202 | 2.1746 | 3.2123 | 7.4333 | 12.8202 | 0 | 0 | 0 | 0 | 0 | 0 | 0 | 0 | 208.3125 | 307.7245 | 712.0737 | 1228.1107 | 227.5171 | 336.0941 | 777.7208 | 1341.3321 | 0.00073206 | 0.0010814 | 0.0025024 | 0.0043159 | 0.096475 | 0.14252 | 0.32978 | 0.56877 | 0.24471 | 0.36149 | 0.83648 | 1.4427 | 0.0010874 | 0.0016063 | 0.0037167 | 0.0064103 | 19.6594 | 1.0733 | 1.5855 | 3.6689 | 6.3278 | 6.0782 | 8.9788 | 20.777 | 35.8339 | 0 | 395 | Scrubber / SCR | Wet Scrubber
645_B_BB02 | FRCC | Florida | 12 | Hillsborough | 57 | 645 | BB02 | Big Bend | 10449 | 1973 | 9999 | Coal Steam | wall | wet | ESPC + Wet Scrubber + SCR | LNB | Wet Scrubber | Fossil | B | 2025 | Coal |  | 3.5217 | 4.5572 | 8.5099 | 16.5888 | 3.5217 | 4.5572 | 8.5099 | 16.5888 | 0 | 0 | 0 | 0 | 0 | 0 | 0 | 0 | 337.0368 | 436.1384 | 814.422 | 1587.5972 | 368.4614 | 476.8029 | 890.357 | 1735.6213 | 0.0011856 | 0.0015342 | 0.0028648 | 0.0055845 | 0.13363 | 0.17292 | 0.32291 | 0.62946 | 0.3963 | 0.51283 | 0.95763 | 1.8668 | 0.0017609 | 0.0022786 | 0.0042549 | 0.0082944 | 19.0499 | 1.6698 | 2.1608 | 4.0349 | 7.8654 | 9.8435 | 12.7379 | 23.786 | 46.3674 | 0 | 385 | Scrubber / SCR | Wet Scrubber
645_B_BB01 | FRCC | Florida | 12 | Hillsborough | 57 | 645 | BB01 | Big Bend | 10443 | 1970 | 9999 | Coal Steam | wall | wet | ESPC + Wet Scrubber + SCR | LNB | Wet Scrubber | Fossil | B | 2025 | Coal |  | 3.5197 | 4.5546 | 8.505 | 16.5793 | 3.5197 | 4.5546 | 8.505 | 16.5793 | 0 | 0 | 0 | 0 | 0 | 0 | 0 | 0 | 337.0368 | 436.1384 | 814.422 | 1587.5972 | 368.2498 | 476.5291 | 889.8457 | 1734.6247 | 0.0011849 | 0.0015333 | 0.0028632 | 0.0055813 | 0.11138 | 0.14413 | 0.26914 | 0.52465 | 0.39607 | 0.51253 | 0.95708 | 1.8657 | 0.0017598 | 0.0022773 | 0.0042525 | 0.0082896 | 19.0499 | 1.6698 | 2.1608 | 4.0349 | 7.8654 | 9.8379 | 12.7306 | 23.7724 | 46.3408 | 0 | 385 | Scrubber / SCR | Wet Scrubber
6449_G_1 | WECC_SCE | California | 6 | Los Angeles | 37 | 6449 | 1 | Azusa | 0 | 1949 | 9999 | Hydro | [5 empty] | Non-Fossil | G | 2025 | Hydro |  | 0 | 0 | 0 | 0 | 0 | 0 | 0 | 0 | 0 | 0 | 0 | 0 | 0 | 0 | 0 | 0 | 0.82874 | 1.461 | 3.3422 | 5.632 | 0 | 0 | 0 | 0 | 0 | 0 | 0 | 0 | 0 | 0 | 0 | 0 | 0 | 0 | 0 | 0 | 0 | 0 | 0 | 0 | 0.029779 | 0.0022044 | 0.0038863 | 0.0088902 | 0.014981 | 0 | 0 | 0 | 0 | 0 | 2
6440_G_9 | S_C_TVA | Alabama | 1 | Lauderdale | 77 | 6440 | 9 | Wilson Dam | 0 | 1942 | 9999 | Hydro | [5 empty] | Non-Fossil | G | 2025 | Hydro |  | 0 | 0 | 0 | 0 | 0 | 0 | 0 | 0 | 0 | 0 | 0 | 0 | 0 | 0 | 0 | 0 | 38.6458 | 34.5904 | 30.5163 | 103.7524 | 0 | 0 | 0 | 0 | 0 | 0 | 0 | 0 | 0 | 0 | 0 | 0 | 0 | 0 | 0 | 0 | 0 | 0 | 0 | 0 | 0.44073 | 0.1028 | 0.09201 | 0.081173 | 0.27598 | 0 | 0 | 0 | 0 | 0 | 29.6
6440_G_8 | S_C_TVA | Alabama | 1 | Lauderdale | 77 | 6440 | 8 | Wilson Dam | 0 | 1925 | 9999 | Hydro | [5 empty] | Non-Fossil | G | 2025 | Hydro |  | 0 | 0 | 0 | 0 | 0 | 0 | 0 | 0 | 0 | 0 | 0 | 0 | 0 | 0 | 0 | 0 | 40.0819 | 35.8758 | 31.6503 | 107.6081 | 0 | 0 | 0 | 0 | 0 | 0 | 0 | 0 | 0 | 0 | 0 | 0 | 0 | 0 | 0 | 0 | 0 | 0 | 0 | 0 | 0.45711 | 0.10662 | 0.09543 | 0.08419 | 0.28624 | 0 | 0 | 0 | 0 | 0 | 30.7
6440_G_7 | S_C_TVA | Alabama | 1 | Lauderdale | 77 | 6440 | 7 | Wilson Dam | 0 | 1925 | 9999 | Hydro | [5 empty] | Non-Fossil | G | 2025 | Hydro |  | 0 | 0 | 0 | 0 | 0 | 0 | 0 | 0 | 0 | 0 | 0 | 0 | 0 | 0 | 0 | 0 | 37.993 | 34.0061 | 30.0008 | 101.9998 | 0 | 0 | 0 | 0 | 0 | 0 | 0 | 0 | 0 | 0 | 0 | 0 | 0 | 0 | 0 | 0 | 0 | 0 | 0 | 0 | 0.43328 | 0.10106 | 0.090456 | 0.079802 | 0.27132 | 0 | 0 | 0 | 0 | 0 | 29.1
6440_G_6 | S_C_TVA | Alabama | 1 | Lauderdale | 77 | 6440 | 6 | Wilson Dam | 0 | 1925 | 9999 | Hydro | [5 empty] | Non-Fossil | G | 2025 | Hydro |  | 0 | 0 | 0 | 0 | 0 | 0 | 0 | 0 | 0 | 0 | 0 | 0 | 0 | 0 | 0 | 0 | 39.6902 | 35.5252 | 31.341 | 106.5565 | 0 | 0 | 0 | 0 | 0 | 0 | 0 | 0 | 0 | 0 | 0 | 0 | 0 | 0 | 0 | 0 | 0 | 0 | 0 | 0 | 0.45264 | 0.10558 | 0.094497 | 0.083367 | 0.28344 | 0 | 0 | 0 | 0 | 0 | 30.4
6440_G_5 | S_C_TVA | Alabama | 1 | Lauderdale | 77 | 6440 | 5 | Wilson Dam | 0 | 1925 | 9999 | Hydro | [5 empty] | Non-Fossil | G | 2025 | Hydro |  | 0 | 0 | 0 | 0 | 0 | 0 | 0 | 0 | 0 | 0 | 0 | 0 | 0 | 0 | 0 | 0 | 39.5597 | 35.4084 | 31.2379 | 106.206 | 0 | 0 | 0 | 0 | 0 | 0 | 0 | 0 | 0 | 0 | 0 | 0 | 0 | 0 | 0 | 0 | 0 | 0 | 0 | 0 | 0.45115 | 0.10523 | 0.094186 | 0.083093 | 0.28251 | 0 | 0 | 0 | 0 | 0 | 30.3
6440_G_4 | S_C_TVA | Alabama | 1 | Lauderdale | 77 | 6440 | 4 | Wilson Dam | 0 | 1925 | 9999 | Hydro | [5 empty] | Non-Fossil | G | 2025 | Hydro |  | 0 | 0 | 0 | 0 | 0 | 0 | 0 | 0 | 0 | 0 | 0 | 0 | 0 | 0 | 0 | 0 | 28.7232 | 25.7091 | 22.681 | 77.1133 | 0 | 0 | 0 | 0 | 0 | 0 | 0 | 0 | 0 | 0 | 0 | 0 | 0 | 0 | 0 | 0 | 0 | 0 | 0 | 0 | 0.32757 | 0.076404 | 0.068386 | 0.060331 | 0.20512 | 0 | 0 | 0 | 0 | 0 | 22
6440_G_3 | S_C_TVA | Alabama | 1 | Lauderdale | 77 | 6440 | 3 | Wilson Dam | 0 | 1925 | 9999 | Hydro | [5 empty] | Non-Fossil | G | 2025 | Hydro |  | 0 | 0 | 0 | 0 | 0 | 0 | 0 | 0 | 0 | 0 | 0 | 0 | 0 | 0 | 0 | 0 | 30.0288 | 26.8777 | 23.712 | 80.6184 | 0 | 0 | 0 | 0 | 0 | 0 | 0 | 0 | 0 | 0 | 0 | 0 | 0 | 0 | 0 | 0 | 0 | 0 | 0 | 0 | 0.34246 | 0.079877 | 0.071495 | 0.063074 | 0.21445 | 0 | 0 | 0 | 0 | 0 | 23
6440_G_21 | S_C_TVA | Alabama | 1 | Lauderdale | 77 | 6440 | 21 | Wilson Dam | 0 | 1962 | 9999 | Hydro | [5 empty] | Non-Fossil | G | 2025 | Hydro |  | 0 | 0 | 0 | 0 | 0 | 0 | 0 | 0 | 0 | 0 | 0 | 0 | 0 | 0 | 0 | 0 | 71.808 | 64.2727 | 56.7025 | 192.7832 | 0 | 0 | 0 | 0 | 0 | 0 | 0 | 0 | 0 | 0 | 0 | 0 | 0 | 0 | 0 | 0 | 0 | 0 | 0 | 0 | 0.81892 | 0.19101 | 0.17097 | 0.15083 | 0.5128 | 0 | 0 | 0 | 0 | 0 | 55
6440_G_20 | S_C_TVA | Alabama | 1 | Lauderdale | 77 | 6440 | 20 | Wilson Dam | 0 | 1962 | 9999 | Hydro | [5 empty] | Non-Fossil | G | 2025 | Hydro |  | 0 | 0 | 0 | 0 | 0 | 0 | 0 | 0 | 0 | 0 | 0 | 0 | 0 | 0 | 0 | 0 | 71.808 | 64.2727 | 56.7025 | 192.7832 | 0 | 0 | 0 | 0 | 0 | 0 | 0 | 0 | 0 | 0 | 0 | 0 | 0 | 0 | 0 | 0 | 0 | 0 | 0 | 0 | 0.81892 | 0.19101 | 0.17097 | 0.15083 | 0.5128 | 0 | 0 | 0 | 0 | 0 | 55
6440_G_2 | S_C_TVA | Alabama | 1 | Lauderdale | 77 | 6440 | 2 | Wilson Dam | 0 | 1925 | 9999 | Hydro | [5 empty] | Non-Fossil | G | 2025 | Hydro |  | 0 | 0 | 0 | 0 | 0 | 0 | 0 | 0 | 0 | 0 | 0 | 0 | 0 | 0 | 0 | 0 | 29.1149 | 26.0596 | 22.9903 | 78.1648 | 0 | 0 | 0 | 0 | 0 | 0 | 0 | 0 | 0 | 0 | 0 | 0 | 0 | 0 | 0 | 0 | 0 | 0 | 0 | 0 | 0.33204 | 0.077446 | 0.069319 | 0.061154 | 0.20792 | 0 | 0 | 0 | 0 | 0 | 22.3
6440_G_19 | S_C_TVA | Alabama | 1 | Lauderdale | 77 | 6440 | 19 | Wilson Dam | 0 | 1961 | 9999 | Hydro | [5 empty] | Non-Fossil | G | 2025 | Hydro |  | 0 | 0 | 0 | 0 | 0 | 0 | 0 | 0 | 0 | 0 | 0 | 0 | 0 | 0 | 0 | 0 | 71.808 | 64.2727 | 56.7025 | 192.7832 | 0 | 0 | 0 | 0 | 0 | 0 | 0 | 0 | 0 | 0 | 0 | 0 | 0 | 0 | 0 | 0 | 0 | 0 | 0 | 0 | 0.81892 | 0.19101 | 0.17097 | 0.15083 | 0.5128 | 0 | 0 | 0 | 0 | 0 | 55
6440_G_18 | S_C_TVA | Alabama | 1 | Lauderdale | 77 | 6440 | 18 | Wilson Dam | 0 | 1950 | 9999 | Hydro | [5 empty] | Non-Fossil | G | 2025 | Hydro |  | 0 | 0 | 0 | 0 | 0 | 0 | 0 | 0 | 0 | 0 | 0 | 0 | 0 | 0 | 0 | 0 | 37.8624 | 33.8892 | 29.8977 | 101.6493 | 0 | 0 | 0 | 0 | 0 | 0 | 0 | 0 | 0 | 0 | 0 | 0 | 0 | 0 | 0 | 0 | 0 | 0 | 0 | 0 | 0.43179 | 0.10071 | 0.090145 | 0.079528 | 0.27039 | 0 | 0 | 0 | 0 | 0 | 29
6440_G_17 | S_C_TVA | Alabama | 1 | Lauderdale | 77 | 6440 | 17 | Wilson Dam | 0 | 1950 | 9999 | Hydro | [5 empty] | Non-Fossil | G | 2025 | Hydro |  | 0 | 0 | 0 | 0 | 0 | 0 | 0 | 0 | 0 | 0 | 0 | 0 | 0 | 0 | 0 | 0 | 37.8624 | 33.8892 | 29.8977 | 101.6493 | 0 | 0 | 0 | 0 | 0 | 0 | 0 | 0 | 0 | 0 | 0 | 0 | 0 | 0 | 0 | 0 | 0 | 0 | 0 | 0 | 0.43179 | 0.10071 | 0.090145 | 0.079528 | 0.27039 | 0 | 0 | 0 | 0 | 0 | 29
6440_G_16 | S_C_TVA | Alabama | 1 | Lauderdale | 77 | 6440 | 16 | Wilson Dam | 0 | 1950 | 9999 | Hydro | [5 empty] | Non-Fossil | G | 2025 | Hydro |  | 0 | 0 | 0 | 0 | 0 | 0 | 0 | 0 | 0 | 0 | 0 | 0 | 0 | 0 | 0 | 0 | 38.1235 | 34.1229 | 30.1039 | 102.3503 | 0 | 0 | 0 | 0 | 0 | 0 | 0 | 0 | 0 | 0 | 0 | 0 | 0 | 0 | 0 | 0 | 0 | 0 | 0 | 0 | 0.43477 | 0.10141 | 0.090767 | 0.080076 | 0.27225 | 0 | 0 | 0 | 0 | 0 | 29.2
6440_G_15 | S_C_TVA | Alabama | 1 | Lauderdale | 77 | 6440 | 15 | Wilson Dam | 0 | 1949 | 9999 | Hydro | [5 empty] | Non-Fossil | G | 2025 | Hydro |  | 0 | 0 | 0 | 0 | 0 | 0 | 0 | 0 | 0 | 0 | 0 | 0 | 0 | 0 | 0 | 0 | 38.1235 | 34.1229 | 30.1039 | 102.3503 | 0 | 0 | 0 | 0 | 0 | 0 | 0 | 0 | 0 | 0 | 0 | 0 | 0 | 0 | 0 | 0 | 0 | 0 | 0 | 0 | 0.43477 | 0.10141 | 0.090767 | 0.080076 | 0.27225 | 0 | 0 | 0 | 0 | 0 | 29.2
6440_G_14 | S_C_TVA | Alabama | 1 | Lauderdale | 77 | 6440 | 14 | Wilson Dam | 0 | 1943 | 9999 | Hydro | [5 empty] | Non-Fossil | G | 2025 | Hydro |  | 0 | 0 | 0 | 0 | 0 | 0 | 0 | 0 | 0 | 0 | 0 | 0 | 0 | 0 | 0 | 0 | 38.3846 | 34.3567 | 30.3101 | 103.0514 | 0 | 0 | 0 | 0 | 0 | 0 | 0 | 0 | 0 | 0 | 0 | 0 | 0 | 0 | 0 | 0 | 0 | 0 | 0 | 0 | 0.43775 | 0.1021 | 0.091389 | 0.080625 | 0.27412 | 0 | 0 | 0 | 0 | 0 | 29.4
6440_G_13 | S_C_TVA | Alabama | 1 | Lauderdale | 77 | 6440 | 13 | Wilson Dam | 0 | 1943 | 9999 | Hydro | [5 empty] | Non-Fossil | G | 2025 | Hydro |  | 0 | 0 | 0 | 0 | 0 | 0 | 0 | 0 | 0 | 0 | 0 | 0 | 0 | 0 | 0 | 0 | 38.3846 | 34.3567 | 30.3101 | 103.0514 | 0 | 0 | 0 | 0 | 0 | 0 | 0 | 0 | 0 | 0 | 0 | 0 | 0 | 0 | 0 | 0 | 0 | 0 | 0 | 0 | 0.43775 | 0.1021 | 0.091389 | 0.080625 | 0.27412 | 0 | 0 | 0 | 0 | 0 | 29.4
6440_G_12 | S_C_TVA | Alabama | 1 | Lauderdale | 77 | 6440 | 12 | Wilson Dam | 0 | 1942 | 9999 | Hydro | [5 empty] | Non-Fossil | G | 2025 | Hydro |  | 0 | 0 | 0 | 0 | 0 | 0 | 0 | 0 | 0 | 0 | 0 | 0 | 0 | 0 | 0 | 0 | 38.1235 | 34.1229 | 30.1039 | 102.3503 | 0 | 0 | 0 | 0 | 0 | 0 | 0 | 0 | 0 | 0 | 0 | 0 | 0 | 0 | 0 | 0 | 0 | 0 | 0 | 0 | 0.43477 | 0.10141 | 0.090767 | 0.080076 | 0.27225 | 0 | 0 | 0 | 0 | 0 | 29.2
6440_G_11 | S_C_TVA | Alabama | 1 | Lauderdale | 77 | 6440 | 11 | Wilson Dam | 0 | 1942 | 9999 | Hydro | [5 empty] | Non-Fossil | G | 2025 | Hydro |  | 0 | 0 | 0 | 0 | 0 | 0 | 0 | 0 | 0 | 0 | 0 | 0 | 0 | 0 | 0 | 0 | 38.1235 | 34.1229 | 30.1039 | 102.3503 | 0 | 0 | 0 | 0 | 0 | 0 | 0 | 0 | 0 | 0 | 0 | 0 | 0 | 0 | 0 | 0 | 0 | 0 | 0 | 0 | 0.43477 | 0.10141 | 0.090767 | 0.080076 | 0.27225 | 0 | 0 | 0 | 0 | 0 | 29.2
6440_G_10 | S_C_TVA | Alabama | 1 | Lauderdale | 77 | 6440 | 10 | Wilson Dam | 0 | 1942 | 9999 | Hydro | [5 empty] | Non-Fossil | G | 2025 | Hydro |  | 0 | 0 | 0 | 0 | 0 | 0 | 0 | 0 | 0 | 0 | 0 | 0 | 0 | 0 | 0 | 0 | 38.5152 | 34.4735 | 30.4132 | 103.4019 | 0 | 0 | 0 | 0 | 0 | 0 | 0 | 0 | 0 | 0 | 0 | 0 | 0 | 0 | 0 | 0 | 0 | 0 | 0 | 0 | 0.43924 | 0.10245 | 0.0917 | 0.080899 | 0.27505 | 0 | 0 | 0 | 0 | 0 | 29.5
6440_G_1 | S_C_TVA | Alabama | 1 | Lauderdale | 77 | 6440 | 1 | Wilson Dam | 0 | 1925 | 9999 | Hydro | [5 empty] | Non-Fossil | G | 2025 | Hydro |  | 0 | 0 | 0 | 0 | 0 | 0 | 0 | 0 | 0 | 0 | 0 | 0 | 0 | 0 | 0 | 0 | 28.7232 | 25.7091 | 22.681 | 77.1133 | 0 | 0 | 0 | 0 | 0 | 0 | 0 | 0 | 0 | 0 | 0 | 0 | 0 | 0 | 0 | 0 | 0 | 0 | 0 | 0 | 0.32757 | 0.076404 | 0.068386 | 0.060331 | 0.20512 | 0 | 0 | 0 | 0 | 0 | 22
6438_G_1 | S_VACA | North Carolina | 37 | Macon | 113 | 6438 | 1 | Queens Creek | 0 | 1949 | 9999 | Hydro | [5 empty] | Non-Fossil | G | 2025 | Hydro |  | 0 | 0 | 0 | 0 | 0 | 0 | 0 | 0 | 0 | 0 | 0 | 0 | 0 | 0 | 0 | 0 | 0.92779 | 0.95296 | 0.98955 | 2.8703 | 0 | 0 | 0 | 0 | 0 | 0 | 0 | 0 | 0 | 0 | 0 | 0 | 0 | 0 | 0 | 0 | 0 | 0 | 0 | 0 | 0.020845 | 0.0024679 | 0.0025349 | 0.0026322 | 0.007635 | 0 | 0 | 0 | 0 | 0 | 1.4
6433_G_56 | WECC_PNW | Washington | 53 | Pend Oreille | 51 | 6433 | 56 | Boundary | 0 | 1986 | 9999 | Hydro | [5 empty] | Non-Fossil | G | 2025 | Hydro |  | 0 | 0 | 0 | 0 | 0 | 0 | 0 | 0 | 0 | 0 | 0 | 0 | 0 | 0 | 0 | 0 | 205.9576 | 260.8675 | 377.876 | 844.7011 | 0 | 0 | 0 | 0 | 0 | 0 | 0 | 0 | 0 | 0 | 0 | 0 | 0 | 0 | 0 | 0 | 0 | 0 | 0 | 0 | 3.4544 | 0.54785 | 0.69391 | 1.0052 | 2.2469 | 0 | 0 | 0 | 0 | 0 | 232
6433_G_55 | WECC_PNW | Washington | 53 | Pend Oreille | 51 | 6433 | 55 | Boundary | 0 | 1985 | 9999 | Hydro | [5 empty] | Non-Fossil | G | 2025 | Hydro |  | 0 | 0 | 0 | 0 | 0 | 0 | 0 | 0 | 0 | 0 | 0 | 0 | 0 | 0 | 0 | 0 | 205.9576 | 260.8675 | 377.876 | 844.7011 | 0 | 0 | 0 | 0 | 0 | 0 | 0 | 0 | 0 | 0 | 0 | 0 | 0 | 0 | 0 | 0 | 0 | 0 | 0 | 0 | 3.4544 | 0.54785 | 0.69391 | 1.0052 | 2.2469 | 0 | 0 | 0 | 0 | 0 | 232
6433_G_54 | WECC_PNW | Washington | 53 | Pend Oreille | 51 | 6433 | 54 | Boundary | 0 | 1967 | 9999 | Hydro | [5 empty] | Non-Fossil | G | 2025 | Hydro |  | 0 | 0 | 0 | 0 | 0 | 0 | 0 | 0 | 0 | 0 | 0 | 0 | 0 | 0 | 0 | 0 | 143.3714 | 181.5953 | 263.0473 | 588.0139 | 0 | 0 | 0 | 0 | 0 | 0 | 0 | 0 | 0 | 0 | 0 | 0 | 0 | 0 | 0 | 0 | 0 | 0 | 0 | 0 | 2.4046 | 0.38137 | 0.48304 | 0.69971 | 1.5641 | 0 | 0 | 0 | 0 | 0 | 161.5
6433_G_53 | WECC_PNW | Washington | 53 | Pend Oreille | 51 | 6433 | 53 | Boundary | 0 | 1967 | 9999 | Hydro | [5 empty] | Non-Fossil | G | 2025 | Hydro |  | 0 | 0 | 0 | 0 | 0 | 0 | 0 | 0 | 0 | 0 | 0 | 0 | 0 | 0 | 0 | 0 | 140.6194 | 178.1095 | 257.9981 | 576.727 | 0 | 0 | 0 | 0 | 0 | 0 | 0 | 0 | 0 | 0 | 0 | 0 | 0 | 0 | 0 | 0 | 0 | 0 | 0 | 0 | 2.3585 | 0.37405 | 0.47377 | 0.68627 | 1.5341 | 0 | 0 | 0 | 0 | 0 | 158.4
6433_G_52 | WECC_PNW | Washington | 53 | Pend Oreille | 51 | 6433 | 52 | Boundary | 0 | 1967 | 9999 | Hydro | [5 empty] | Non-Fossil | G | 2025 | Hydro |  | 0 | 0 | 0 | 0 | 0 | 0 | 0 | 0 | 0 | 0 | 0 | 0 | 0 | 0 | 0 | 0 | 143.3714 | 181.5953 | 263.0473 | 588.0139 | 0 | 0 | 0 | 0 | 0 | 0 | 0 | 0 | 0 | 0 | 0 | 0 | 0 | 0 | 0 | 0 | 0 | 0 | 0 | 0 | 2.4046 | 0.38137 | 0.48304 | 0.69971 | 1.5641 | 0 | 0 | 0 | 0 | 0 | 161.5
6433_G_51 | WECC_PNW | Washington | 53 | Pend Oreille | 51 | 6433 | 51 | Boundary | 0 | 1967 | 9999 | Hydro | [5 empty] | Non-Fossil | G | 2025 | Hydro |  | 0 | 0 | 0 | 0 | 0 | 0 | 0 | 0 | 0 | 0 | 0 | 0 | 0 | 0 | 0 | 0 | 140.6194 | 178.1095 | 257.9981 | 576.727 | 0 | 0 | 0 | 0 | 0 | 0 | 0 | 0 | 0 | 0 | 0 | 0 | 0 | 0 | 0 | 0 | 0 | 0 | 0 | 0 | 2.3585 | 0.37405 | 0.47377 | 0.68627 | 1.5341 | 0 | 0 | 0 | 0 | 0 | 158.4
6432_G_36 | WECC_PNW | Washington | 53 | Whatcom | 73 | 6432 | 36 | Diablo | 0 | 1936 | 9999 | Hydro | [5 empty] | Non-Fossil | G | 2025 | Hydro |  | 0 | 0 | 0 | 0 | 0 | 0 | 0 | 0 | 0 | 0 | 0 | 0 | 0 | 0 | 0 | 0 | 1.0653 | 1.3493 | 1.9545 | 4.3691 | 0 | 0 | 0 | 0 | 0 | 0 | 0 | 0 | 0 | 0 | 0 | 0 | 0 | 0 | 0 | 0 | 0 | 0 | 0 | 0 | 0.017867 | 0.0028337 | 0.0035892 | 0.0051991 | 0.011622 | 0 | 0 | 0 | 0 | 0 | 1.2
6432_G_35 | WECC_PNW | Washington | 53 | Whatcom | 73 | 6432 | 35 | Diablo | 0 | 1936 | 9999 | Hydro | [5 empty] | Non-Fossil | G | 2025 | Hydro |  | 0 | 0 | 0 | 0 | 0 | 0 | 0 | 0 | 0 | 0 | 0 | 0 | 0 | 0 | 0 | 0 | 1.0653 | 1.3493 | 1.9545 | 4.3691 | 0 | 0 | 0 | 0 | 0 | 0 | 0 | 0 | 0 | 0 | 0 | 0 | 0 | 0 | 0 | 0 | 0 | 0 | 0 | 0 | 0.017867 | 0.0028337 | 0.0035892 | 0.0051991 | 0.011622 | 0 | 0 | 0 | 0 | 0 | 1.2
6432_G_32 | WECC_PNW | Washington | 53 | Whatcom | 73 | 6432 | 32 | Diablo | 0 | 1936 | 9999 | Hydro | [5 empty] | Non-Fossil | G | 2025 | Hydro |  | 0 | 0 | 0 | 0 | 0 | 0 | 0 | 0 | 0 | 0 | 0 | 0 | 0 | 0 | 0 | 0 | 83.4484 | 105.6963 | 153.1049 | 342.2496 | 0 | 0 | 0 | 0 | 0 | 0 | 0 | 0 | 0 | 0 | 0 | 0 | 0 | 0 | 0 | 0 | 0 | 0 | 0 | 0 | 1.3996 | 0.22197 | 0.28115 | 0.40726 | 0.91038 | 0 | 0 | 0 | 0 | 0 | 94
6432_G_31 | WECC_PNW | Washington | 53 | Whatcom | 73 | 6432 | 31 | Diablo | 0 | 1937 | 9999 | Hydro | [5 empty] | Non-Fossil | G | 2025 | Hydro |  | 0 | 0 | 0 | 0 | 0 | 0 | 0 | 0 | 0 | 0 | 0 | 0 | 0 | 0 | 0 | 0 | 83.4484 | 105.6963 | 153.1049 | 342.2496 | 0 | 0 | 0 | 0 | 0 | 0 | 0 | 0 | 0 | 0 | 0 | 0 | 0 | 0 | 0 | 0 | 0 | 0 | 0 | 0 | 1.3996 | 0.22197 | 0.28115 | 0.40726 | 0.91038 | 0 | 0 | 0 | 0 | 0 | 94
6431_G_24 | WECC_PNW | Washington | 53 | Whatcom | 73 | 6431 | 24 | Gorge | 0 | 1951 | 9999 | Hydro | [5 empty] | Non-Fossil | G | 2025 | Hydro |  | 0 | 0 | 0 | 0 | 0 | 0 | 0 | 0 | 0 | 0 | 0 | 0 | 0 | 0 | 0 | 0 | 79.8974 | 101.1986 | 146.5898 | 327.6858 | 0 | 0 | 0 | 0 | 0 | 0 | 0 | 0 | 0 | 0 | 0 | 0 | 0 | 0 | 0 | 0 | 0 | 0 | 0 | 0 | 1.3401 | 0.21253 | 0.26919 | 0.38993 | 0.87164 | 0 | 0 | 0 | 0 | 0 | 90
6431_G_23 | WECC_PNW | Washington | 53 | Whatcom | 73 | 6431 | 23 | Gorge | 0 | 1929 | 9999 | Hydro | [5 empty] | Non-Fossil | G | 2025 | Hydro |  | 0 | 0 | 0 | 0 | 0 | 0 | 0 | 0 | 0 | 0 | 0 | 0 | 0 | 0 | 0 | 0 | 28.408 | 35.9817 | 52.1208 | 116.5105 | 0 | 0 | 0 | 0 | 0 | 0 | 0 | 0 | 0 | 0 | 0 | 0 | 0 | 0 | 0 | 0 | 0 | 0 | 0 | 0 | 0.47646 | 0.075565 | 0.095711 | 0.13864 | 0.30992 | 0 | 0 | 0 | 0 | 0 | 32
6431_G_22 | WECC_PNW | Washington | 53 | Whatcom | 73 | 6431 | 22 | Gorge | 0 | 1924 | 9999 | Hydro | [5 empty] | Non-Fossil | G | 2025 | Hydro |  | 0 | 0 | 0 | 0 | 0 | 0 | 0 | 0 | 0 | 0 | 0 | 0 | 0 | 0 | 0 | 0 | 28.408 | 35.9817 | 52.1208 | 116.5105 | 0 | 0 | 0 | 0 | 0 | 0 | 0 | 0 | 0 | 0 | 0 | 0 | 0 | 0 | 0 | 0 | 0 | 0 | 0 | 0 | 0.47646 | 0.075565 | 0.095711 | 0.13864 | 0.30992 | 0 | 0 | 0 | 0 | 0 | 32
6431_G_21 | WECC_PNW | Washington | 53 | Whatcom | 73 | 6431 | 21 | Gorge | 0 | 1924 | 9999 | Hydro | [5 empty] | Non-Fossil | G | 2025 | Hydro |  | 0 | 0 | 0 | 0 | 0 | 0 | 0 | 0 | 0 | 0 | 0 | 0 | 0 | 0 | 0 | 0 | 28.408 | 35.9817 | 52.1208 | 116.5105 | 0 | 0 | 0 | 0 | 0 | 0 | 0 | 0 | 0 | 0 | 0 | 0 | 0 | 0 | 0 | 0 | 0 | 0 | 0 | 0 | 0.47646 | 0.075565 | 0.095711 | 0.13864 | 0.30992 | 0 | 0 | 0 | 0 | 0 | 32
6430_G_6 | WECC_PNW | Washington | 53 | King | 33 | 6430 | 6 | Cedar Falls (WA) | 0 | 1929 | 9999 | Hydro | [5 empty] | Non-Fossil | G | 2025 | Hydro |  | 0 | 0 | 0 | 0 | 0 | 0 | 0 | 0 | 0 | 0 | 0 | 0 | 0 | 0 | 0 | 0 | 13.3162 | 16.8664 | 24.4316 | 54.6143 | 0 | 0 | 0 | 0 | 0 | 0 | 0 | 0 | 0 | 0 | 0 | 0 | 0 | 0 | 0 | 0 | 0 | 0 | 0 | 0 | 0.22334 | 0.035421 | 0.044865 | 0.064988 | 0.14527 | 0 | 0 | 0 | 0 | 0 | 15
6430_G_5 | WECC_PNW | Washington | 53 | King | 33 | 6430 | 5 | Cedar Falls (WA) | 0 | 1921 | 9999 | Hydro | [5 empty] | Non-Fossil | G | 2025 | Hydro |  | 0 | 0 | 0 | 0 | 0 | 0 | 0 | 0 | 0 | 0 | 0 | 0 | 0 | 0 | 0 | 0 | 13.3162 | 16.8664 | 24.4316 | 54.6143 | 0 | 0 | 0 | 0 | 0 | 0 | 0 | 0 | 0 | 0 | 0 | 0 | 0 | 0 | 0 | 0 | 0 | 0 | 0 | 0 | 0.22334 | 0.035421 | 0.044865 | 0.064988 | 0.14527 | 0 | 0 | 0 | 0 | 0 | 15
643_G_CT1 | S_SOU | Florida | 12 | Bay | 5 | 643 | CT1 | Lansing Smith | 18700 | 1971 | 9999 | Combustion Turbine | [5 empty] | Fossil | G | 2025 | Oil |  | 0 | 0 | 0 | 0 | 0 | 0 | 0 | 0 | 0 | 0 | 0 | 0 | 0 | 0 | 0 | 0 | 0 | 0 | 0 | 0 | 0 | 0 | 0 | 0 | 0 | 0 | 0 | 0 | 0 | 0 | 0 | 0 | 0 | 0 | 0 | 0 | 0 | 0 | 0 | 0 | 0.5984 | 0 | 0 | 0 | 0 | 0 | 0 | 0 | 0 | 0 | 32
643_G_3S | S_SOU | Florida | 12 | Bay | 5 | 643 | 3S | Lansing Smith | 7205 | 2002 | 9999 | Combined Cycle |  |  |  | DLNB |  | Fossil | G | 2025 | NaturalGas |  | 6.0786 | 8.2399 | 11.3741 | 25.6926 | 0 | 0 | 0 | 0 | 0 | 0 | 0 | 0 | 0 | 0 | 0 | 0 | 843.6641 | 1143.6335 | 1578.6383 | 3565.9358 | 355.8412 | 482.3625 | 665.8392 | 1504.0429 | 4.2552e-07 | 5.7682e-07 | 7.9619e-07 | 1.7985e-06 | 0.10981 | 0.14885 | 0.20547 | 0.46414 | 0 | 0 | 0 | 0 | 0 | 0 | 0 | 0 | 14.1524 | 1.6777 | 2.2742 | 3.1392 | 7.0911 | 22.7755 | 28.8959 | 42.3894 | 94.0608 | 0 | 481
643_G_3B | S_SOU | Florida | 12 | Bay | 5 | 643 | 3B | Lansing Smith | 7205 | 2002 | 9999 | Combined Cycle |  |  |  | DLNB |  | Fossil | G | 2025 | NaturalGas |  | 0.15165 | 0.20557 | 0.21808 | 0.57529 | 0 | 0 | 0 | 0 | 0 | 0 | 0 | 0 | 0 | 0 | 0 | 0 | 21.0478 | 28.5314 | 30.2673 | 79.8464 | 8.8775 | 12.034 | 12.7661 | 33.6777 | 1.0619e-08 | 1.4394e-08 | 1.5274e-08 | 4.0287e-08 | 0.0027395 | 0.0037136 | 0.0039395 | 0.010393 | 0 | 0 | 0 | 0 | 0 | 0 | 0 | 0 | 0.45539 | 0.046692 | 0.063293 | 0.068428 | 0.17841 | 0.5682 | 0.7209 | 0.81273 | 2.1018 | 0 | 12
643_G_3A | S_SOU | Florida | 12 | Bay | 5 | 643 | 3A | Lansing Smith | 7205 | 2002 | 9999 | Combined Cycle |  |  |  | DLNB |  | Fossil | G | 2025 | NaturalGas |  | 0.15165 | 0.20557 | 0.21808 | 0.57529 | 0 | 0 | 0 | 0 | 0 | 0 | 0 | 0 | 0 | 0 | 0 | 0 | 21.0478 | 28.5314 | 30.2673 | 79.8464 | 8.8775 | 12.034 | 12.7661 | 33.6777 | 1.0619e-08 | 1.4394e-08 | 1.5274e-08 | 4.0287e-08 | 0.0027395 | 0.0037136 | 0.0039395 | 0.010393 | 0 | 0 | 0 | 0 | 0 | 0 | 0 | 0 | 0.45539 | 0.046692 | 0.063293 | 0.068428 | 0.17841 | 0.5682 | 0.7209 | 0.81273 | 2.1018 | 0 | 12
6424_G_A-2 | WECC_PNW | Washington | 53 | Chelan | 7 | 6424 | A-2 | Chelan | 0 | 1928 | 9999 | Hydro | [5 empty] | Non-Fossil | G | 2025 | Hydro |  | 0 | 0 | 0 | 0 | 0 | 0 | 0 | 0 | 0 | 0 | 0 | 0 | 0 | 0 | 0 | 0 | 27.2539 | 34.52 | 50.0034 | 111.7773 | 0 | 0 | 0 | 0 | 0 | 0 | 0 | 0 | 0 | 0 | 0 | 0 | 0 | 0 | 0 | 0 | 0 | 0 | 0 | 0 | 0.45711 | 0.072495 | 0.091823 | 0.13301 | 0.29733 | 0 | 0 | 0 | 0 | 0 | 30.7
6424_G_A-1 | WECC_PNW | Washington | 53 | Chelan | 7 | 6424 | A-1 | Chelan | 0 | 1927 | 9999 | Hydro | [5 empty] | Non-Fossil | G | 2025 | Hydro |  | 0 | 0 | 0 | 0 | 0 | 0 | 0 | 0 | 0 | 0 | 0 | 0 | 0 | 0 | 0 | 0 | 27.8753 | 35.3071 | 51.1436 | 114.3259 | 0 | 0 | 0 | 0 | 0 | 0 | 0 | 0 | 0 | 0 | 0 | 0 | 0 | 0 | 0 | 0 | 0 | 0 | 0 | 0 | 0.46753 | 0.074148 | 0.093917 | 0.13604 | 0.30411 | 0 | 0 | 0 | 0 | 0 | 31.4
6422_G_MAD4 | WECC_MT | Montana | 30 | Madison | 57 | 6422 | MAD4 | Madison Dam | 0 | 1908 | 9999 | Hydro | [5 empty] | Non-Fossil | G | 2025 | Hydro |  | 0 | 0 | 0 | 0 | 0 | 0 | 0 | 0 | 0 | 0 | 0 | 0 | 0 | 0 | 0 | 0 | 1.613 | 2.145 | 3.7019 | 7.4599 | 0 | 0 | 0 | 0 | 0 | 0 | 0 | 0 | 0 | 0 | 0 | 0 | 0 | 0 | 0 | 0 | 0 | 0 | 0 | 0 | 0.029779 | 0.0042905 | 0.0057056 | 0.0098472 | 0.019843 | 0 | 0 | 0 | 0 | 0 | 2
6422_G_MAD3 | WECC_MT | Montana | 30 | Madison | 57 | 6422 | MAD3 | Madison Dam | 0 | 1906 | 9999 | Hydro | [5 empty] | Non-Fossil | G | 2025 | Hydro |  | 0 | 0 | 0 | 0 | 0 | 0 | 0 | 0 | 0 | 0 | 0 | 0 | 0 | 0 | 0 | 0 | 1.613 | 2.145 | 3.7019 | 7.4599 | 0 | 0 | 0 | 0 | 0 | 0 | 0 | 0 | 0 | 0 | 0 | 0 | 0 | 0 | 0 | 0 | 0 | 0 | 0 | 0 | 0.029779 | 0.0042905 | 0.0057056 | 0.0098472 | 0.019843 | 0 | 0 | 0 | 0 | 0 | 2
6422_G_MAD2 | WECC_MT | Montana | 30 | Madison | 57 | 6422 | MAD2 | Madison Dam | 0 | 1906 | 9999 | Hydro | [5 empty] | Non-Fossil | G | 2025 | Hydro |  | 0 | 0 | 0 | 0 | 0 | 0 | 0 | 0 | 0 | 0 | 0 | 0 | 0 | 0 | 0 | 0 | 1.613 | 2.145 | 3.7019 | 7.4599 | 0 | 0 | 0 | 0 | 0 | 0 | 0 | 0 | 0 | 0 | 0 | 0 | 0 | 0 | 0 | 0 | 0 | 0 | 0 | 0 | 0.029779 | 0.0042905 | 0.0057056 | 0.0098472 | 0.019843 | 0 | 0 | 0 | 0 | 0 | 2
6422_G_MAD1 | WECC_MT | Montana | 30 | Madison | 57 | 6422 | MAD1 | Madison Dam | 0 | 1906 | 9999 | Hydro | [5 empty] | Non-Fossil | G | 2025 | Hydro |  | 0 | 0 | 0 | 0 | 0 | 0 | 0 | 0 | 0 | 0 | 0 | 0 | 0 | 0 | 0 | 0 | 1.613 | 2.145 | 3.7019 | 7.4599 | 0 | 0 | 0 | 0 | 0 | 0 | 0 | 0 | 0 | 0 | 0 | 0 | 0 | 0 | 0 | 0 | 0 | 0 | 0 | 0 | 0.029779 | 0.0042905 | 0.0057056 | 0.0098472 | 0.019843 | 0 | 0 | 0 | 0 | 0 | 2
6421_G_1 | WECC_PNW | Oregon | 41 | Douglas | 19 | 6421 | 1 | Lemolo 2 | 0 | 1956 | 9999 | Hydro | [5 empty] | Non-Fossil | G | 2025 | Hydro |  | 0 | 0 | 0 | 0 | 0 | 0 | 0 | 0 | 0 | 0 | 0 | 0 | 0 | 0 | 0 | 0 | 43.4926 | 52.9206 | 60.8182 | 157.2314 | 0 | 0 | 0 | 0 | 0 | 0 | 0 | 0 | 0 | 0 | 0 | 0 | 0 | 0 | 0 | 0 | 0 | 0 | 0 | 0 | 0.57324 | 0.11569 | 0.14077 | 0.16178 | 0.41824 | 0 | 0 | 0 | 0 | 0 | 38.5
6419_G_3 | SPP_WEST | Oklahoma | 40 | Haskell | 61 | 6419 | 3 | Eufaula Dam | 0 | 1964 | 9999 | Hydro | [5 empty] | Non-Fossil | G | 2025 | Hydro |  | 0 | 0 | 0 | 0 | 0 | 0 | 0 | 0 | 0 | 0 | 0 | 0 | 0 | 0 | 0 | 0 | 16.6987 | 28.2041 | 45.9833 | 90.8861 | 0 | 0 | 0 | 0 | 0 | 0 | 0 | 0 | 0 | 0 | 0 | 0 | 0 | 0 | 0 | 0 | 0 | 0 | 0 | 0 | 0.51369 | 0.044418 | 0.075023 | 0.12232 | 0.24176 | 0 | 0 | 0 | 0 | 0 | 34.5
6419_G_2 | SPP_WEST | Oklahoma | 40 | Haskell | 61 | 6419 | 2 | Eufaula Dam | 0 | 1964 | 9999 | Hydro | [5 empty] | Non-Fossil | G | 2025 | Hydro |  | 0 | 0 | 0 | 0 | 0 | 0 | 0 | 0 | 0 | 0 | 0 | 0 | 0 | 0 | 0 | 0 | 16.6987 | 28.2041 | 45.9833 | 90.8861 | 0 | 0 | 0 | 0 | 0 | 0 | 0 | 0 | 0 | 0 | 0 | 0 | 0 | 0 | 0 | 0 | 0 | 0 | 0 | 0 | 0.51369 | 0.044418 | 0.075023 | 0.12232 | 0.24176 | 0 | 0 | 0 | 0 | 0 | 34.5
6419_G_1 | SPP_WEST | Oklahoma | 40 | Haskell | 61 | 6419 | 1 | Eufaula Dam | 0 | 1964 | 9999 | Hydro | [5 empty] | Non-Fossil | G | 2025 | Hydro |  | 0 | 0 | 0 | 0 | 0 | 0 | 0 | 0 | 0 | 0 | 0 | 0 | 0 | 0 | 0 | 0 | 16.6987 | 28.2041 | 45.9833 | 90.8861 | 0 | 0 | 0 | 0 | 0 | 0 | 0 | 0 | 0 | 0 | 0 | 0 | 0 | 0 | 0 | 0 | 0 | 0 | 0 | 0 | 0.51369 | 0.044418 | 0.075023 | 0.12232 | 0.24176 | 0 | 0 | 0 | 0 | 0 | 34.5
6418_G_3 | S_C_TVA | Tennessee | 47 | Dickson | 43 | 6418 | 3 | Cheatham | 0 | 1958 | 9999 | Hydro | [5 empty] | Non-Fossil | G | 2025 | Hydro |  | 0 | 0 | 0 | 0 | 0 | 0 | 0 | 0 | 0 | 0 | 0 | 0 | 0 | 0 | 0 | 0 | 14.8023 | 14.4057 | 15.8569 | 45.065 | 0 | 0 | 0 | 0 | 0 | 0 | 0 | 0 | 0 | 0 | 0 | 0 | 0 | 0 | 0 | 0 | 0 | 0 | 0 | 0 | 0.20547 | 0.039374 | 0.038319 | 0.042179 | 0.11987 | 0 | 0 | 0 | 0 | 0 | 13.8
6418_G_2 | S_C_TVA | Tennessee | 47 | Dickson | 43 | 6418 | 2 | Cheatham | 0 | 1958 | 9999 | Hydro | [5 empty] | Non-Fossil | G | 2025 | Hydro |  | 0 | 0 | 0 | 0 | 0 | 0 | 0 | 0 | 0 | 0 | 0 | 0 | 0 | 0 | 0 | 0 | 14.8023 | 14.4057 | 15.8569 | 45.065 | 0 | 0 | 0 | 0 | 0 | 0 | 0 | 0 | 0 | 0 | 0 | 0 | 0 | 0 | 0 | 0 | 0 | 0 | 0 | 0 | 0.20547 | 0.039374 | 0.038319 | 0.042179 | 0.11987 | 0 | 0 | 0 | 0 | 0 | 13.8
6418_G_1 | S_C_TVA | Tennessee | 47 | Dickson | 43 | 6418 | 1 | Cheatham | 0 | 1958 | 9999 | Hydro | [5 empty] | Non-Fossil | G | 2025 | Hydro |  | 0 | 0 | 0 | 0 | 0 | 0 | 0 | 0 | 0 | 0 | 0 | 0 | 0 | 0 | 0 | 0 | 14.8023 | 14.4057 | 15.8569 | 45.065 | 0 | 0 | 0 | 0 | 0 | 0 | 0 | 0 | 0 | 0 | 0 | 0 | 0 | 0 | 0 | 0 | 0 | 0 | 0 | 0 | 0.20547 | 0.039374 | 0.038319 | 0.042179 | 0.11987 | 0 | 0 | 0 | 0 | 0 | 13.8
6417_G_3 | S_C_TVA | Tennessee | 47 | Dekalb | 41 | 6417 | 3 | Center Hill | 0 | 1951 | 9999 | Hydro | [5 empty] | Non-Fossil | G | 2025 | Hydro |  | 0 | 0 | 0 | 0 | 0 | 0 | 0 | 0 | 0 | 0 | 0 | 0 | 0 | 0 | 0 | 0 | 55.7768 | 54.2825 | 59.7507 | 169.81 | 0 | 0 | 0 | 0 | 0 | 0 | 0 | 0 | 0 | 0 | 0 | 0 | 0 | 0 | 0 | 0 | 0 | 0 | 0 | 0 | 0.77425 | 0.14837 | 0.14439 | 0.15894 | 0.45169 | 0 | 0 | 0 | 0 | 0 | 52
6417_G_2 | S_C_TVA | Tennessee | 47 | Dekalb | 41 | 6417 | 2 | Center Hill | 0 | 1951 | 9999 | Hydro | [5 empty] | Non-Fossil | G | 2025 | Hydro |  | 0 | 0 | 0 | 0 | 0 | 0 | 0 | 0 | 0 | 0 | 0 | 0 | 0 | 0 | 0 | 0 | 55.7768 | 54.2825 | 59.7507 | 169.81 | 0 | 0 | 0 | 0 | 0 | 0 | 0 | 0 | 0 | 0 | 0 | 0 | 0 | 0 | 0 | 0 | 0 | 0 | 0 | 0 | 0.77425 | 0.14837 | 0.14439 | 0.15894 | 0.45169 | 0 | 0 | 0 | 0 | 0 | 52
6417_G_1 | S_C_TVA | Tennessee | 47 | Dekalb | 41 | 6417 | 1 | Center Hill | 0 | 1950 | 9999 | Hydro | [5 empty] | Non-Fossil | G | 2025 | Hydro |  | 0 | 0 | 0 | 0 | 0 | 0 | 0 | 0 | 0 | 0 | 0 | 0 | 0 | 0 | 0 | 0 | 55.7768 | 54.2825 | 59.7507 | 169.81 | 0 | 0 | 0 | 0 | 0 | 0 | 0 | 0 | 0 | 0 | 0 | 0 | 0 | 0 | 0 | 0 | 0 | 0 | 0 | 0 | 0.77425 | 0.14837 | 0.14439 | 0.15894 | 0.45169 | 0 | 0 | 0 | 0 | 0 | 52
6416_G_2 | ERC_REST | Texas | 48 | Grayson | 181 | 6416 | 2 | Denison | 0 | 1949 | 9999 | Hydro | [5 empty] | Non-Fossil | G | 2025 | Hydro |  | 0 | 0 | 0 | 0 | 0 | 0 | 0 | 0 | 0 | 0 | 0 | 0 | 0 | 0 | 0 | 0 | 10.302 | 16.7182 | 31.4526 | 58.4728 | 0 | 0 | 0 | 0 | 0 | 0 | 0 | 0 | 0 | 0 | 0 | 0 | 0 | 0 | 0 | 0 | 0 | 0 | 0 | 0 | 0.74447 | 0.027403 | 0.04447 | 0.083664 | 0.15554 | 0 | 0 | 0 | 0 | 0 | 50
6416_G_1 | ERC_REST | Texas | 48 | Grayson | 181 | 6416 | 1 | Denison | 0 | 1945 | 9999 | Hydro | [5 empty] | Non-Fossil | G | 2025 | Hydro |  | 0 | 0 | 0 | 0 | 0 | 0 | 0 | 0 | 0 | 0 | 0 | 0 | 0 | 0 | 0 | 0 | 10.302 | 16.7182 | 31.4526 | 58.4728 | 0 | 0 | 0 | 0 | 0 | 0 | 0 | 0 | 0 | 0 | 0 | 0 | 0 | 0 | 0 | 0 | 0 | 0 | 0 | 0 | 0.74447 | 0.027403 | 0.04447 | 0.083664 | 0.15554 | 0 | 0 | 0 | 0 | 0 | 50
6415_G_2 | SPP_WEST | Oklahoma | 40 | Mccurtain | 89 | 6415 | 2 | Broken Bow Dam | 0 | 1970 | 9999 | Hydro | [5 empty] | Non-Fossil | G | 2025 | Hydro |  | 0 | 0 | 0 | 0 | 0 | 0 | 0 | 0 | 0 | 0 | 0 | 0 | 0 | 0 | 0 | 0 | 27.8311 | 47.0068 | 76.6388 | 151.4768 | 0 | 0 | 0 | 0 | 0 | 0 | 0 | 0 | 0 | 0 | 0 | 0 | 0 | 0 | 0 | 0 | 0 | 0 | 0 | 0 | 0.85614 | 0.074031 | 0.12504 | 0.20386 | 0.40293 | 0 | 0 | 0 | 0 | 0 | 57.5
6415_G_1 | SPP_WEST | Oklahoma | 40 | Mccurtain | 89 | 6415 | 1 | Broken Bow Dam | 0 | 1970 | 9999 | Hydro | [5 empty] | Non-Fossil | G | 2025 | Hydro |  | 0 | 0 | 0 | 0 | 0 | 0 | 0 | 0 | 0 | 0 | 0 | 0 | 0 | 0 | 0 | 0 | 27.8311 | 47.0068 | 76.6388 | 151.4768 | 0 | 0 | 0 | 0 | 0 | 0 | 0 | 0 | 0 | 0 | 0 | 0 | 0 | 0 | 0 | 0 | 0 | 0 | 0 | 0 | 0.85614 | 0.074031 | 0.12504 | 0.20386 | 0.40293 | 0 | 0 | 0 | 0 | 0 | 57.5
6414_G_2 | ERC_REST | Texas | 48 | Bosque | 35 | 6414 | 2 | Whitney | 0 | 1953 | 9999 | Hydro | [5 empty] | Non-Fossil | G | 2025 | Hydro |  | 0 | 0 | 0 | 0 | 0 | 0 | 0 | 0 | 0 | 0 | 0 | 0 | 0 | 0 | 0 | 0 | 4.3268 | 7.0216 | 13.2101 | 24.5586 | 0 | 0 | 0 | 0 | 0 | 0 | 0 | 0 | 0 | 0 | 0 | 0 | 0 | 0 | 0 | 0 | 0 | 0 | 0 | 0 | 0.31268 | 0.011509 | 0.018678 | 0.035139 | 0.065326 | 0 | 0 | 0 | 0 | 0 | 21
6414_G_1 | ERC_REST | Texas | 48 | Bosque | 35 | 6414 | 1 | Whitney | 0 | 1953 | 9999 | Hydro | [5 empty] | Non-Fossil | G | 2025 | Hydro |  | 0 | 0 | 0 | 0 | 0 | 0 | 0 | 0 | 0 | 0 | 0 | 0 | 0 | 0 | 0 | 0 | 4.3268 | 7.0216 | 13.2101 | 24.5586 | 0 | 0 | 0 | 0 | 0 | 0 | 0 | 0 | 0 | 0 | 0 | 0 | 0 | 0 | 0 | 0 | 0 | 0 | 0 | 0 | 0.31268 | 0.011509 | 0.018678 | 0.035139 | 0.065326 | 0 | 0 | 0 | 0 | 0 | 21
6413_G_2 | MIS_WOTA | Texas | 48 | Jasper | 241 | 6413 | 2 | Sam Rayburn Dam | 0 | 1965 | 9999 | Hydro | [5 empty] | Non-Fossil | G | 2025 | Hydro |  | 0 | 0 | 0 | 0 | 0 | 0 | 0 | 0 | 0 | 0 | 0 | 0 | 0 | 0 | 0 | 0 | 11.2574 | 14.8764 | 19.3988 | 45.5326 | 0 | 0 | 0 | 0 | 0 | 0 | 0 | 0 | 0 | 0 | 0 | 0 | 0 | 0 | 0 | 0 | 0 | 0 | 0 | 0 | 0.38713 | 0.029945 | 0.039571 | 0.051601 | 0.12112 | 0 | 0 | 0 | 0 | 0 | 26
6413_G_1 | MIS_WOTA | Texas | 48 | Jasper | 241 | 6413 | 1 | Sam Rayburn Dam | 0 | 1965 | 9999 | Hydro | [5 empty] | Non-Fossil | G | 2025 | Hydro |  | 0 | 0 | 0 | 0 | 0 | 0 | 0 | 0 | 0 | 0 | 0 | 0 | 0 | 0 | 0 | 0 | 11.2574 | 14.8764 | 19.3988 | 45.5326 | 0 | 0 | 0 | 0 | 0 | 0 | 0 | 0 | 0 | 0 | 0 | 0 | 0 | 0 | 0 | 0 | 0 | 0 | 0 | 0 | 0.38713 | 0.029945 | 0.039571 | 0.051601 | 0.12112 | 0 | 0 | 0 | 0 | 0 | 26
6410_G_3 | ERC_REST | Texas | 48 | Starr | 427 | 6410 | 3 | Falcon Dam & Power | 0 | 1954 | 9999 | Hydro | [5 empty] | Non-Fossil | G | 2025 | Hydro |  | 0 | 0 | 0 | 0 | 0 | 0 | 0 | 0 | 0 | 0 | 0 | 0 | 0 | 0 | 0 | 0 | 2.0604 | 3.3436 | 6.2905 | 11.6946 | 0 | 0 | 0 | 0 | 0 | 0 | 0 | 0 | 0 | 0 | 0 | 0 | 0 | 0 | 0 | 0 | 0 | 0 | 0 | 0 | 0.14889 | 0.0054807 | 0.0088941 | 0.016733 | 0.031108 | 0 | 0 | 0 | 0 | 0 | 10
6410_G_2 | ERC_REST | Texas | 48 | Starr | 427 | 6410 | 2 | Falcon Dam & Power | 0 | 1954 | 9999 | Hydro | [5 empty] | Non-Fossil | G | 2025 | Hydro |  | 0 | 0 | 0 | 0 | 0 | 0 | 0 | 0 | 0 | 0 | 0 | 0 | 0 | 0 | 0 | 0 | 2.0604 | 3.3436 | 6.2905 | 11.6946 | 0 | 0 | 0 | 0 | 0 | 0 | 0 | 0 | 0 | 0 | 0 | 0 | 0 | 0 | 0 | 0 | 0 | 0 | 0 | 0 | 0.14889 | 0.0054807 | 0.0088941 | 0.016733 | 0.031108 | 0 | 0 | 0 | 0 | 0 | 10
6410_G_1 | ERC_REST | Texas | 48 | Starr | 427 | 6410 | 1 | Falcon Dam & Power | 0 | 1954 | 9999 | Hydro | [5 empty] | Non-Fossil | G | 2025 | Hydro |  | 0 | 0 | 0 | 0 | 0 | 0 | 0 | 0 | 0 | 0 | 0 | 0 | 0 | 0 | 0 | 0 | 2.1634 | 3.5108 | 6.6051 | 12.2793 | 0 | 0 | 0 | 0 | 0 | 0 | 0 | 0 | 0 | 0 | 0 | 0 | 0 | 0 | 0 | 0 | 0 | 0 | 0 | 0 | 0.15634 | 0.0057547 | 0.0093388 | 0.017569 | 0.032663 | 0 | 0 | 0 | 0 | 0 | 10.5
641_B_7 | S_SOU | Florida | 12 | Escambia | 33 | 641 | 7 | Crist | 10937 | 1973 | 9999 | Coal Steam | wall | dry | ESPC + Wet Scrubber + SCR | LNB | Wet Scrubber | Fossil | B | 2025 | Coal |  | 5.5966 | 0 | 10.9309 | 16.5275 | 5.5966 | 0 | 10.9309 | 16.5275 | 0 | 0 | 0 | 0 | 0 | 0 | 0 | 0 | 511.7098 | 0 | 999.4425 | 1511.1524 | 585.5471 | 0 | 1143.6574 | 1729.2045 | 0.0018841 | 0 | 0.0036798 | 0.0055639 | 0.20987 | 0 | 0.40991 | 0.61978 | 0.62979 | 0 | 1.2301 | 1.8599 | 0.0027983 | 0 | 0.0054655 | 0.0082638 | 21.5163 | 2.5261 | 0 | 4.9338 | 7.46 | 14.1174 | 0 | 27.5734 | 41.6908 | 0 | 475 | Scrubber / SCR | Wet Scrubber
641_B_6 | S_SOU | Florida | 12 | Escambia | 33 | 641 | 6 | Crist | 11174 | 1970 | 9999 | Coal Steam | wall | dry | ESPC + Wet Scrubber + SCR | LNB | Wet Scrubber | Fossil | B | 2025 | Coal |  | 3.938 | 0 | 7.5786 | 11.5166 | 3.938 | 0 | 7.5786 | 11.5166 | 0 | 0 | 0 | 0 | 0 | 0 | 0 | 0 | 352.422 | 0 | 678.2355 | 1030.6575 | 412.0137 | 0 | 792.9195 | 1204.9331 | 0.0013257 | 0 | 0.0025513 | 0.003877 | 0.14767 | 0 | 0.2842 | 0.43187 | 0.44314 | 0 | 0.85283 | 1.296 | 0.0019689 | 0 | 0.0037893 | 0.0057582 | 16.3673 | 1.7427 | 0 | 3.3538 | 5.0965 | 9.9336 | 0 | 19.1172 | 29.0507 | 0 | 299 | Scrubber / SCR | Wet Scrubber
641_B_5 | S_SOU | Florida | 12 | Escambia | 33 | 641 | 5 | Crist | 10934 | 1961 | 9999 | Coal Steam | tangential | dry | ESPC + ESPH + Wet Scrubber + SNCR | LNB | Wet Scrubber | Fossil | B | 2025 | Coal |  | 1.0457 | 0 | 1.9401 | 2.9857 | 1.0457 | 0 | 1.9401 | 2.9857 | 0 | 0 | 0 | 0 | 0 | 0 | 0 | 0 | 95.6336 | 0 | 177.4364 | 273.07 | 109.4031 | 0 | 202.984 | 312.3871 | 0.00017601 | 0 | 0.00032656 | 0.00050257 | 0.14922 | 0 | 0.27685 | 0.42607 | 0.11767 | 0 | 0.21832 | 0.33599 | 0.00052274 | 0 | 0.00097005 | 0.0014928 | 4.1032 | 0.47136 | 0 | 0.87455 | 1.3459 | 2.6377 | 0 | 4.8939 | 7.5316 | 0 | 75 | Scrubber / SNCR | Wet Scrubber
641_B_4 | S_SOU | Florida | 12 | Escambia | 33 | 641 | 4 | Crist | 11135 | 1959 | 9999 | Coal Steam | tangential | dry | ESPC + ESPH + Wet Scrubber + SNCR | LNB | Wet Scrubber | Fossil | B | 2025 | Coal |  | 1.0455 | 0 | 1.9445 | 2.99 | 1.0455 | 0 | 1.9445 | 2.99 | 0 | 0 | 0 | 0 | 0 | 0 | 0 | 0 | 93.8924 | 0 | 174.6324 | 268.5247 | 109.3857 | 0 | 203.4487 | 312.8343 | 0.00017598 | 0 | 0.00032731 | 0.00050329 | 0.14919 | 0 | 0.27748 | 0.42668 | 0.11765 | 0 | 0.21882 | 0.33647 | 0.00052276 | 0 | 0.00097235 | 0.0014951 | 4.1032 | 0.46278 | 0 | 0.86073 | 1.3235 | 2.6373 | 0 | 4.9051 | 7.5424 | 0 | 75 | Scrubber / SNCR | Wet Scrubber
6409_G_2 | WECC_WY | Wyoming | 56 | Natrona | 25 | 6409 | 2 | Alcova | 0 | 1955 | 9999 | Hydro | [5 empty] | Non-Fossil | G | 2025 | Hydro |  | 0 | 0 | 0 | 0 | 0 | 0 | 0 | 0 | 0 | 0 | 0 | 0 | 0 | 0 | 0 | 0 | 6.8808 | 13.563 | 41.1187 | 61.5625 | 0 | 0 | 0 | 0 | 0 | 0 | 0 | 0 | 0 | 0 | 0 | 0 | 0 | 0 | 0 | 0 | 0 | 0 | 0 | 0 | 0.30821 | 0.018303 | 0.036077 | 0.10938 | 0.16376 | 0 | 0 | 0 | 0 | 0 | 20.7
6409_G_1 | WECC_WY | Wyoming | 56 | Natrona | 25 | 6409 | 1 | Alcova | 0 | 1955 | 9999 | Hydro | [5 empty] | Non-Fossil | G | 2025 | Hydro |  | 0 | 0 | 0 | 0 | 0 | 0 | 0 | 0 | 0 | 0 | 0 | 0 | 0 | 0 | 0 | 0 | 6.8808 | 13.563 | 41.1187 | 61.5625 | 0 | 0 | 0 | 0 | 0 | 0 | 0 | 0 | 0 | 0 | 0 | 0 | 0 | 0 | 0 | 0 | 0 | 0 | 0 | 0 | 0.30821 | 0.018303 | 0.036077 | 0.10938 | 0.16376 | 0 | 0 | 0 | 0 | 0 | 20.7
6408_G_1 | WECC_WY | Wyoming | 56 | Park | 29 | 6408 | 1 | Heart Mountain | 0 | 1948 | 9999 | Hydro | [5 empty] | Non-Fossil | G | 2025 | Hydro |  | 0 | 0 | 0 | 0 | 0 | 0 | 0 | 0 | 0 | 0 | 0 | 0 | 0 | 0 | 0 | 0 | 1.662 | 3.2761 | 9.932 | 14.8702 | 0 | 0 | 0 | 0 | 0 | 0 | 0 | 0 | 0 | 0 | 0 | 0 | 0 | 0 | 0 | 0 | 0 | 0 | 0 | 0 | 0.074447 | 0.004421 | 0.0087144 | 0.026419 | 0.039555 | 0 | 0 | 0 | 0 | 0 | 5
6407_G_1 | WECC_PNW | Washington | 53 | Yakima | 77 | 6407 | 1 | Roza | 0 | 1958 | 9999 | Hydro | [5 empty] | Non-Fossil | G | 2025 | Hydro |  | 0 | 0 | 0 | 0 | 0 | 0 | 0 | 0 | 0 | 0 | 0 | 0 | 0 | 0 | 0 | 0 | 11.452 | 14.5051 | 21.0112 | 46.9683 | 0 | 0 | 0 | 0 | 0 | 0 | 0 | 0 | 0 | 0 | 0 | 0 | 0 | 0 | 0 | 0 | 0 | 0 | 0 | 0 | 0.19207 | 0.030462 | 0.038584 | 0.05589 | 0.12494 | 0 | 0 | 0 | 0 | 0 | 12.9
6406_G_2 | WECC_PNW | Washington | 53 | Benton | 5 | 6406 | 2 | Chandler | 0 | 1956 | 9999 | Hydro | [5 empty] | Non-Fossil | G | 2025 | Hydro |  | 0 | 0 | 0 | 0 | 0 | 0 | 0 | 0 | 0 | 0 | 0 | 0 | 0 | 0 | 0 | 0 | 5.3265 | 6.7466 | 9.7727 | 21.8457 | 0 | 0 | 0 | 0 | 0 | 0 | 0 | 0 | 0 | 0 | 0 | 0 | 0 | 0 | 0 | 0 | 0 | 0 | 0 | 0 | 0.089337 | 0.014168 | 0.017946 | 0.025995 | 0.05811 | 0 | 0 | 0 | 0 | 0 | 6
6406_G_1 | WECC_PNW | Washington | 53 | Benton | 5 | 6406 | 1 | Chandler | 0 | 1956 | 9999 | Hydro | [5 empty] | Non-Fossil | G | 2025 | Hydro |  | 0 | 0 | 0 | 0 | 0 | 0 | 0 | 0 | 0 | 0 | 0 | 0 | 0 | 0 | 0 | 0 | 5.3265 | 6.7466 | 9.7727 | 21.8457 | 0 | 0 | 0 | 0 | 0 | 0 | 0 | 0 | 0 | 0 | 0 | 0 | 0 | 0 | 0 | 0 | 0 | 0 | 0 | 0 | 0.089337 | 0.014168 | 0.017946 | 0.025995 | 0.05811 | 0 | 0 | 0 | 0 | 0 | 6
6405_G_3 | WECC_UT | Utah | 49 | Daggett | 9 | 6405 | 3 | Flaming Gorge | 0 | 1964 | 9999 | Hydro | [5 empty] | Non-Fossil | G | 2025 | Hydro |  | 0 | 0 | 0 | 0 | 0 | 0 | 0 | 0 | 0 | 0 | 0 | 0 | 0 | 0 | 0 | 0 | 30.8172 | 42.7069 | 71.6841 | 145.2081 | 0 | 0 | 0 | 0 | 0 | 0 | 0 | 0 | 0 | 0 | 0 | 0 | 0 | 0 | 0 | 0 | 0 | 0 | 0 | 0 | 0.75341 | 0.081974 | 0.1136 | 0.19068 | 0.38625 | 0 | 0 | 0 | 0 | 0 | 50.6
6405_G_2 | WECC_UT | Utah | 49 | Daggett | 9 | 6405 | 2 | Flaming Gorge | 0 | 1963 | 9999 | Hydro | [5 empty] | Non-Fossil | G | 2025 | Hydro |  | 0 | 0 | 0 | 0 | 0 | 0 | 0 | 0 | 0 | 0 | 0 | 0 | 0 | 0 | 0 | 0 | 30.8172 | 42.7069 | 71.6841 | 145.2081 | 0 | 0 | 0 | 0 | 0 | 0 | 0 | 0 | 0 | 0 | 0 | 0 | 0 | 0 | 0 | 0 | 0 | 0 | 0 | 0 | 0.75341 | 0.081974 | 0.1136 | 0.19068 | 0.38625 | 0 | 0 | 0 | 0 | 0 | 50.6
6405_G_1 | WECC_UT | Utah | 49 | Daggett | 9 | 6405 | 1 | Flaming Gorge | 0 | 1963 | 9999 | Hydro | [5 empty] | Non-Fossil | G | 2025 | Hydro |  | 0 | 0 | 0 | 0 | 0 | 0 | 0 | 0 | 0 | 0 | 0 | 0 | 0 | 0 | 0 | 0 | 30.8172 | 42.7069 | 71.6841 | 145.2081 | 0 | 0 | 0 | 0 | 0 | 0 | 0 | 0 | 0 | 0 | 0 | 0 | 0 | 0 | 0 | 0 | 0 | 0 | 0 | 0 | 0.75341 | 0.081974 | 0.1136 | 0.19068 | 0.38625 | 0 | 0 | 0 | 0 | 0 | 50.6
6404_G_2 | WECC_UT | Utah | 49 | Wasatch | 51 | 6404 | 2 | Deer Creek (UT) | 0 | 1958 | 9999 | Hydro | [5 empty] | Non-Fossil | G | 2025 | Hydro |  | 0 | 0 | 0 | 0 | 0 | 0 | 0 | 0 | 0 | 0 | 0 | 0 | 0 | 0 | 0 | 0 | 1.6444 | 2.2788 | 3.825 | 7.7483 | 0 | 0 | 0 | 0 | 0 | 0 | 0 | 0 | 0 | 0 | 0 | 0 | 0 | 0 | 0 | 0 | 0 | 0 | 0 | 0 | 0.040202 | 0.0043741 | 0.0060617 | 0.010175 | 0.02061 | 0 | 0 | 0 | 0 | 0 | 2.7
6404_G_1 | WECC_UT | Utah | 49 | Wasatch | 51 | 6404 | 1 | Deer Creek (UT) | 0 | 1958 | 9999 | Hydro | [5 empty] | Non-Fossil | G | 2025 | Hydro |  | 0 | 0 | 0 | 0 | 0 | 0 | 0 | 0 | 0 | 0 | 0 | 0 | 0 | 0 | 0 | 0 | 1.6444 | 2.2788 | 3.825 | 7.7483 | 0 | 0 | 0 | 0 | 0 | 0 | 0 | 0 | 0 | 0 | 0 | 0 | 0 | 0 | 0 | 0 | 0 | 0 | 0 | 0 | 0.040202 | 0.0043741 | 0.0060617 | 0.010175 | 0.02061 | 0 | 0 | 0 | 0 | 0 | 2.7
6403_G_1 | WECC_PNW | Oregon | 41 | Jackson | 29 | 6403 | 1 | Green Springs | 0 | 1960 | 9999 | Hydro | [5 empty] | Non-Fossil | G | 2025 | Hydro |  | 0 | 0 | 0 | 0 | 0 | 0 | 0 | 0 | 0 | 0 | 0 | 0 | 0 | 0 | 0 | 0 | 19.4305 | 23.6424 | 27.1707 | 70.2436 | 0 | 0 | 0 | 0 | 0 | 0 | 0 | 0 | 0 | 0 | 0 | 0 | 0 | 0 | 0 | 0 | 0 | 0 | 0 | 0 | 0.2561 | 0.051685 | 0.062889 | 0.072274 | 0.18685 | 0 | 0 | 0 | 0 | 0 | 17.2
6402_G_3 | WECC_NM | New Mexico | 35 | Sierra | 51 | 6402 | 3 | Elephant Butte | 0 | 1940 | 9999 | Hydro | [5 empty] | Non-Fossil | G | 2025 | Hydro |  | 0 | 0 | 0 | 0 | 0 | 0 | 0 | 0 | 0 | 0 | 0 | 0 | 0 | 0 | 0 | 0 | 4.6053 | 6.4562 | 11.0171 | 22.0786 | 0 | 0 | 0 | 0 | 0 | 0 | 0 | 0 | 0 | 0 | 0 | 0 | 0 | 0 | 0 | 0 | 0 | 0 | 0 | 0 | 0.13847 | 0.01225 | 0.017173 | 0.029306 | 0.058729 | 0 | 0 | 0 | 0 | 0 | 9.3
6402_G_2 | WECC_NM | New Mexico | 35 | Sierra | 51 | 6402 | 2 | Elephant Butte | 0 | 1940 | 9999 | Hydro | [5 empty] | Non-Fossil | G | 2025 | Hydro |  | 0 | 0 | 0 | 0 | 0 | 0 | 0 | 0 | 0 | 0 | 0 | 0 | 0 | 0 | 0 | 0 | 4.6053 | 6.4562 | 11.0171 | 22.0786 | 0 | 0 | 0 | 0 | 0 | 0 | 0 | 0 | 0 | 0 | 0 | 0 | 0 | 0 | 0 | 0 | 0 | 0 | 0 | 0 | 0.13847 | 0.01225 | 0.017173 | 0.029306 | 0.058729 | 0 | 0 | 0 | 0 | 0 | 9.3
6402_G_1 | WECC_NM | New Mexico | 35 | Sierra | 51 | 6402 | 1 | Elephant Butte | 0 | 1940 | 9999 | Hydro | [5 empty] | Non-Fossil | G | 2025 | Hydro |  | 0 | 0 | 0 | 0 | 0 | 0 | 0 | 0 | 0 | 0 | 0 | 0 | 0 | 0 | 0 | 0 | 4.6053 | 6.4562 | 11.0171 | 22.0786 | 0 | 0 | 0 | 0 | 0 | 0 | 0 | 0 | 0 | 0 | 0 | 0 | 0 | 0 | 0 | 0 | 0 | 0 | 0 | 0 | 0.13847 | 0.01225 | 0.017173 | 0.029306 | 0.058729 | 0 | 0 | 0 | 0 | 0 | 9.3
6400_G_3 | WECC_MT | Montana | 30 | Lewis And Clark | 49 | 6400 | 3 | Canyon Ferry | 0 | 1954 | 9999 | Hydro | [5 empty] | Non-Fossil | G | 2025 | Hydro |  | 0 | 0 | 0 | 0 | 0 | 0 | 0 | 0 | 0 | 0 | 0 | 0 | 0 | 0 | 0 | 0 | 15.4845 | 20.5918 | 35.5386 | 71.6149 | 0 | 0 | 0 | 0 | 0 | 0 | 0 | 0 | 0 | 0 | 0 | 0 | 0 | 0 | 0 | 0 | 0 | 0 | 0 | 0 | 0.28588 | 0.041189 | 0.054774 | 0.094533 | 0.1905 | 0 | 0 | 0 | 0 | 0 | 19.2
6400_G_2 | WECC_MT | Montana | 30 | Lewis And Clark | 49 | 6400 | 2 | Canyon Ferry | 0 | 1954 | 9999 | Hydro | [5 empty] | Non-Fossil | G | 2025 | Hydro |  | 0 | 0 | 0 | 0 | 0 | 0 | 0 | 0 | 0 | 0 | 0 | 0 | 0 | 0 | 0 | 0 | 15.4845 | 20.5918 | 35.5386 | 71.6149 | 0 | 0 | 0 | 0 | 0 | 0 | 0 | 0 | 0 | 0 | 0 | 0 | 0 | 0 | 0 | 0 | 0 | 0 | 0 | 0 | 0.28588 | 0.041189 | 0.054774 | 0.094533 | 0.1905 | 0 | 0 | 0 | 0 | 0 | 19.2
6400_G_1 | WECC_MT | Montana | 30 | Lewis And Clark | 49 | 6400 | 1 | Canyon Ferry | 0 | 1953 | 9999 | Hydro | [5 empty] | Non-Fossil | G | 2025 | Hydro |  | 0 | 0 | 0 | 0 | 0 | 0 | 0 | 0 | 0 | 0 | 0 | 0 | 0 | 0 | 0 | 0 | 15.4845 | 20.5918 | 35.5386 | 71.6149 | 0 | 0 | 0 | 0 | 0 | 0 | 0 | 0 | 0 | 0 | 0 | 0 | 0 | 0 | 0 | 0 | 0 | 0 | 0 | 0 | 0.28588 | 0.041189 | 0.054774 | 0.094533 | 0.1905 | 0 | 0 | 0 | 0 | 0 | 19.2
6398_G_9 | WECC_ID | Idaho | 16 | Minidoka | 67 | 6398 | 9 | Minidoka | 0 | 1997 | 9999 | Hydro | [5 empty] | Non-Fossil | G | 2025 | Hydro |  | 0 | 0 | 0 | 0 | 0 | 0 | 0 | 0 | 0 | 0 | 0 | 0 | 0 | 0 | 0 | 0 | 6.789 | 9.4063 | 16.9609 | 33.1562 | 0 | 0 | 0 | 0 | 0 | 0 | 0 | 0 | 0 | 0 | 0 | 0 | 0 | 0 | 0 | 0 | 0 | 0 | 0 | 0 | 0.14881 | 0.018059 | 0.025021 | 0.045116 | 0.088195 | 0 | 0 | 0 | 0 | 0 | 9.9943
6398_G_8 | WECC_ID | Idaho | 16 | Minidoka | 67 | 6398 | 8 | Minidoka | 0 | 1997 | 9999 | Hydro | [5 empty] | Non-Fossil | G | 2025 | Hydro |  | 0 | 0 | 0 | 0 | 0 | 0 | 0 | 0 | 0 | 0 | 0 | 0 | 0 | 0 | 0 | 0 | 6.789 | 9.4063 | 16.9609 | 33.1562 | 0 | 0 | 0 | 0 | 0 | 0 | 0 | 0 | 0 | 0 | 0 | 0 | 0 | 0 | 0 | 0 | 0 | 0 | 0 | 0 | 0.14881 | 0.018059 | 0.025021 | 0.045116 | 0.088195 | 0 | 0 | 0 | 0 | 0 | 9.9943
6398_G_7 | WECC_ID | Idaho | 16 | Minidoka | 67 | 6398 | 7 | Minidoka | 0 | 1942 | 9999 | Hydro | [5 empty] | Non-Fossil | G | 2025 | Hydro |  | 0 | 0 | 0 | 0 | 0 | 0 | 0 | 0 | 0 | 0 | 0 | 0 | 0 | 0 | 0 | 0 | 3.3945 | 4.7031 | 8.4804 | 16.5781 | 0 | 0 | 0 | 0 | 0 | 0 | 0 | 0 | 0 | 0 | 0 | 0 | 0 | 0 | 0 | 0 | 0 | 0 | 0 | 0 | 0.074405 | 0.0090294 | 0.01251 | 0.022558 | 0.044098 | 0 | 0 | 0 | 0 | 0 | 4.9972
6398_G_6 | WECC_ID | Idaho | 16 | Minidoka | 67 | 6398 | 6 | Minidoka | 0 | 1927 | 9999 | Hydro | [5 empty] | Non-Fossil | G | 2025 | Hydro |  | 0 | 0 | 0 | 0 | 0 | 0 | 0 | 0 | 0 | 0 | 0 | 0 | 0 | 0 | 0 | 0 | 1.833 | 2.5397 | 4.5794 | 8.9522 | 0 | 0 | 0 | 0 | 0 | 0 | 0 | 0 | 0 | 0 | 0 | 0 | 0 | 0 | 0 | 0 | 0 | 0 | 0 | 0 | 0.040179 | 0.0048759 | 0.0067556 | 0.012181 | 0.023813 | 0 | 0 | 0 | 0 | 0 | 2.6985
6397_G_3A | WECC_ID | Idaho | 16 | Ada | 1 | 6397 | 3A | Boise R Diversion | 0 | 2004 | 9999 | Hydro | [5 empty] | Non-Fossil | G | 2025 | Hydro |  | 0 | 0 | 0 | 0 | 0 | 0 | 0 | 0 | 0 | 0 | 0 | 0 | 0 | 0 | 0 | 0 | 0.74679 | 1.0347 | 1.8657 | 3.6472 | 0 | 0 | 0 | 0 | 0 | 0 | 0 | 0 | 0 | 0 | 0 | 0 | 0 | 0 | 0 | 0 | 0 | 0 | 0 | 0 | 0.016369 | 0.0019865 | 0.0027523 | 0.0049628 | 0.0097015 | 0 | 0 | 0 | 0 | 0 | 1.0994
6397_G_2A | WECC_ID | Idaho | 16 | Ada | 1 | 6397 | 2A | Boise R Diversion | 0 | 2004 | 9999 | Hydro | [5 empty] | Non-Fossil | G | 2025 | Hydro |  | 0 | 0 | 0 | 0 | 0 | 0 | 0 | 0 | 0 | 0 | 0 | 0 | 0 | 0 | 0 | 0 | 0.74679 | 1.0347 | 1.8657 | 3.6472 | 0 | 0 | 0 | 0 | 0 | 0 | 0 | 0 | 0 | 0 | 0 | 0 | 0 | 0 | 0 | 0 | 0 | 0 | 0 | 0 | 0.016369 | 0.0019865 | 0.0027523 | 0.0049628 | 0.0097015 | 0 | 0 | 0 | 0 | 0 | 1.0994
6397_G_1A | WECC_ID | Idaho | 16 | Ada | 1 | 6397 | 1A | Boise R Diversion | 0 | 2004 | 9999 | Hydro | [5 empty] | Non-Fossil | G | 2025 | Hydro |  | 0 | 0 | 0 | 0 | 0 | 0 | 0 | 0 | 0 | 0 | 0 | 0 | 0 | 0 | 0 | 0 | 0.74679 | 1.0347 | 1.8657 | 3.6472 | 0 | 0 | 0 | 0 | 0 | 0 | 0 | 0 | 0 | 0 | 0 | 0 | 0 | 0 | 0 | 0 | 0 | 0 | 0 | 0 | 0.016369 | 0.0019865 | 0.0027523 | 0.0049628 | 0.0097015 | 0 | 0 | 0 | 0 | 0 | 1.0994
6396_G_2 | WECC_ID | Idaho | 16 | Gem | 45 | 6396 | 2 | Black Canyon | 0 | 1925 | 9999 | Hydro | [5 empty] | Non-Fossil | G | 2025 | Hydro |  | 0 | 0 | 0 | 0 | 0 | 0 | 0 | 0 | 0 | 0 | 0 | 0 | 0 | 0 | 0 | 0 | 3.4624 | 4.7972 | 8.6501 | 16.9096 | 0 | 0 | 0 | 0 | 0 | 0 | 0 | 0 | 0 | 0 | 0 | 0 | 0 | 0 | 0 | 0 | 0 | 0 | 0 | 0 | 0.075893 | 0.0092099 | 0.012761 | 0.023009 | 0.04498 | 0 | 0 | 0 | 0 | 0 | 5.0971
6396_G_1 | WECC_ID | Idaho | 16 | Gem | 45 | 6396 | 1 | Black Canyon | 0 | 1925 | 9999 | Hydro | [5 empty] | Non-Fossil | G | 2025 | Hydro |  | 0 | 0 | 0 | 0 | 0 | 0 | 0 | 0 | 0 | 0 | 0 | 0 | 0 | 0 | 0 | 0 | 3.4624 | 4.7972 | 8.6501 | 16.9096 | 0 | 0 | 0 | 0 | 0 | 0 | 0 | 0 | 0 | 0 | 0 | 0 | 0 | 0 | 0 | 0 | 0 | 0 | 0 | 0 | 0.075893 | 0.0092099 | 0.012761 | 0.023009 | 0.04498 | 0 | 0 | 0 | 0 | 0 | 5.0971
6395_G_2 | WECC_ID | Idaho | 16 | Elmore | 39 | 6395 | 2 | Anderson Ranch | 0 | 1951 | 9999 | Hydro | [5 empty] | Non-Fossil | G | 2025 | Hydro |  | 0 | 0 | 0 | 0 | 0 | 0 | 0 | 0 | 0 | 0 | 0 | 0 | 0 | 0 | 0 | 0 | 13.578 | 18.8126 | 33.9218 | 66.3123 | 0 | 0 | 0 | 0 | 0 | 0 | 0 | 0 | 0 | 0 | 0 | 0 | 0 | 0 | 0 | 0 | 0 | 0 | 0 | 0 | 0.29762 | 0.036117 | 0.050041 | 0.090232 | 0.17639 | 0 | 0 | 0 | 0 | 0 | 19.9887
6395_G_1 | WECC_ID | Idaho | 16 | Elmore | 39 | 6395 | 1 | Anderson Ranch | 0 | 1950 | 9999 | Hydro | [5 empty] | Non-Fossil | G | 2025 | Hydro |  | 0 | 0 | 0 | 0 | 0 | 0 | 0 | 0 | 0 | 0 | 0 | 0 | 0 | 0 | 0 | 0 | 13.578 | 18.8126 | 33.9218 | 66.3123 | 0 | 0 | 0 | 0 | 0 | 0 | 0 | 0 | 0 | 0 | 0 | 0 | 0 | 0 | 0 | 0 | 0 | 0 | 0 | 0 | 0.29762 | 0.036117 | 0.050041 | 0.090232 | 0.17639 | 0 | 0 | 0 | 0 | 0 | 19.9887
6394_G_5 | WECC_WY | Wyoming | 56 | Lincoln | 23 | 6394 | 5 | Swift Creek | 0 | 2010 | 9999 | Hydro | [5 empty] | Non-Fossil | G | 2025 | Hydro |  | 0 | 0 | 0 | 0 | 0 | 0 | 0 | 0 | 0 | 0 | 0 | 0 | 0 | 0 | 0 | 0 | 0.099722 | 0.19657 | 0.59592 | 0.89221 | 0 | 0 | 0 | 0 | 0 | 0 | 0 | 0 | 0 | 0 | 0 | 0 | 0 | 0 | 0 | 0 | 0 | 0 | 0 | 0 | 0.0044668 | 0.00026526 | 0.00052286 | 0.0015852 | 0.0023733 | 0 | 0 | 0 | 0 | 0 | 0.3
6394_G_4 | WECC_WY | Wyoming | 56 | Lincoln | 23 | 6394 | 4 | Swift Creek | 0 | 2010 | 9999 | Hydro | [5 empty] | Non-Fossil | G | 2025 | Hydro |  | 0 | 0 | 0 | 0 | 0 | 0 | 0 | 0 | 0 | 0 | 0 | 0 | 0 | 0 | 0 | 0 | 0.19944 | 0.39313 | 1.1918 | 1.7844 | 0 | 0 | 0 | 0 | 0 | 0 | 0 | 0 | 0 | 0 | 0 | 0 | 0 | 0 | 0 | 0 | 0 | 0 | 0 | 0 | 0.0089337 | 0.00053052 | 0.0010457 | 0.0031703 | 0.0047466 | 0 | 0 | 0 | 0 | 0 | 0.6
6394_G_3 | WECC_WY | Wyoming | 56 | Lincoln | 23 | 6394 | 3 | Swift Creek | 0 | 2009 | 9999 | Hydro | [5 empty] | Non-Fossil | G | 2025 | Hydro |  | 0 | 0 | 0 | 0 | 0 | 0 | 0 | 0 | 0 | 0 | 0 | 0 | 0 | 0 | 0 | 0 | 0.26592 | 0.52417 | 1.5891 | 2.3792 | 0 | 0 | 0 | 0 | 0 | 0 | 0 | 0 | 0 | 0 | 0 | 0 | 0 | 0 | 0 | 0 | 0 | 0 | 0 | 0 | 0.011912 | 0.00070736 | 0.0013943 | 0.0042271 | 0.0063287 | 0 | 0 | 0 | 0 | 0 | 0.8
6393_G_3 | WECC_WY | Wyoming | 56 | Lincoln | 23 | 6393 | 3 | Strawberry Creek | 0 | 1951 | 9999 | Hydro | [5 empty] | Non-Fossil | G | 2025 | Hydro |  | 0 | 0 | 0 | 0 | 0 | 0 | 0 | 0 | 0 | 0 | 0 | 0 | 0 | 0 | 0 | 0 | 0.1662 | 0.32761 | 0.9932 | 1.487 | 0 | 0 | 0 | 0 | 0 | 0 | 0 | 0 | 0 | 0 | 0 | 0 | 0 | 0 | 0 | 0 | 0 | 0 | 0 | 0 | 0.0074447 | 0.0004421 | 0.00087144 | 0.0026419 | 0.0039555 | 0 | 0 | 0 | 0 | 0 | 0.5
6393_G_2 | WECC_WY | Wyoming | 56 | Lincoln | 23 | 6393 | 2 | Strawberry Creek | 0 | 1951 | 9999 | Hydro | [5 empty] | Non-Fossil | G | 2025 | Hydro |  | 0 | 0 | 0 | 0 | 0 | 0 | 0 | 0 | 0 | 0 | 0 | 0 | 0 | 0 | 0 | 0 | 0.1662 | 0.32761 | 0.9932 | 1.487 | 0 | 0 | 0 | 0 | 0 | 0 | 0 | 0 | 0 | 0 | 0 | 0 | 0 | 0 | 0 | 0 | 0 | 0 | 0 | 0 | 0.0074447 | 0.0004421 | 0.00087144 | 0.0026419 | 0.0039555 | 0 | 0 | 0 | 0 | 0 | 0.5
6393_G_1 | WECC_WY | Wyoming | 56 | Lincoln | 23 | 6393 | 1 | Strawberry Creek | 0 | 1951 | 9999 | Hydro | [5 empty] | Non-Fossil | G | 2025 | Hydro |  | 0 | 0 | 0 | 0 | 0 | 0 | 0 | 0 | 0 | 0 | 0 | 0 | 0 | 0 | 0 | 0 | 0.1662 | 0.32761 | 0.9932 | 1.487 | 0 | 0 | 0 | 0 | 0 | 0 | 0 | 0 | 0 | 0 | 0 | 0 | 0 | 0 | 0 | 0 | 0 | 0 | 0 | 0 | 0.0074447 | 0.0004421 | 0.00087144 | 0.0026419 | 0.0039555 | 0 | 0 | 0 | 0 | 0 | 0.5
6391_G_3 | PJM_EMAC | Maryland | 24 | Somerset | 39 | 6391 | 3 | Smith Island | 10995 | 1994 | 9999 | Combustion Turbine | [5 empty] | Fossil | G | 2025 | Oil |  | 0 | 0 | 0 | 0 | 0 | 0 | 0 | 0 | 0 | 0 | 0 | 0 | 0 | 0 | 0 | 0 | 0 | 0 | 0 | 0 | 0 | 0 | 0 | 0 | 0 | 0 | 0 | 0 | 0 | 0 | 0 | 0 | 0 | 0 | 0 | 0 | 0 | 0 | 0 | 0 | 0.02244 | 0 | 0 | 0 | 0 | 0 | 0 | 0 | 0 | 0 | 1.2
6391_G_2 | PJM_EMAC | Maryland | 24 | Somerset | 39 | 6391 | 2 | Smith Island | 11052 | 1969 | 9999 | Combustion Turbine | [5 empty] | Fossil | G | 2025 | Oil |  | 0 | 0 | 0 | 0 | 0 | 0 | 0 | 0 | 0 | 0 | 0 | 0 | 0 | 0 | 0 | 0 | 0 | 0 | 0 | 0 | 0 | 0 | 0 | 0 | 0 | 0 | 0 | 0 | 0 | 0 | 0 | 0 | 0 | 0 | 0 | 0 | 0 | 0 | 0 | 0 | 0.00748 | 0 | 0 | 0 | 0 | 0 | 0 | 0 | 0 | 0 | 0.4
6390_G_6 | PJM_EMAC | Virginia | 51 | Accomack | 1 | 6390 | 6 | Tangier | 10745 | 1993 | 9999 | Combustion Turbine | [5 empty] | Fossil | G | 2025 | Oil |  | 0 | 0 | 0 | 0 | 0 | 0 | 0 | 0 | 0 | 0 | 0 | 0 | 0 | 0 | 0 | 0 | 0 | 0 | 0 | 0 | 0 | 0 | 0 | 0 | 0 | 0 | 0 | 0 | 0 | 0 | 0 | 0 | 0 | 0 | 0 | 0 | 0 | 0 | 0 | 0 | 0.02244 | 0 | 0 | 0 | 0 | 0 | 0 | 0 | 0 | 0 | 1.2
6390_G_5 | PJM_EMAC | Virginia | 51 | Accomack | 1 | 6390 | 5 | Tangier | 10745 | 1993 | 9999 | Combustion Turbine | [5 empty] | Fossil | G | 2025 | Oil |  | 0 | 0 | 0 | 0 | 0 | 0 | 0 | 0 | 0 | 0 | 0 | 0 | 0 | 0 | 0 | 0 | 0 | 0 | 0 | 0 | 0 | 0 | 0 | 0 | 0 | 0 | 0 | 0 | 0 | 0 | 0 | 0 | 0 | 0 | 0 | 0 | 0 | 0 | 0 | 0 | 0.02244 | 0 | 0 | 0 | 0 | 0 | 0 | 0 | 0 | 0 | 1.2
6388_G_7 | NENGREST | Massachusetts | 25 | Franklin | 11 | 6388 | 7 | Turners Falls | 0 | 1910 | 9999 | Hydro | [5 empty] | Non-Fossil | G | 2025 | Hydro |  | 0 | 0 | 0 | 0 | 0 | 0 | 0 | 0 | 0 | 0 | 0 | 0 | 0 | 0 | 0 | 0 | 1.4466 | 1.9672 | 1.8407 | 5.2545 | 0 | 0 | 0 | 0 | 0 | 0 | 0 | 0 | 0 | 0 | 0 | 0 | 0 | 0 | 0 | 0 | 0 | 0 | 0 | 0 | 0.020789 | 0.0038479 | 0.0052327 | 0.0048964 | 0.013977 | 0 | 0 | 0 | 0 | 0 | 1.3962
6388_G_5 | NENGREST | Massachusetts | 25 | Franklin | 11 | 6388 | 5 | Turners Falls | 0 | 1905 | 9999 | Hydro | [5 empty] | Non-Fossil | G | 2025 | Hydro |  | 0 | 0 | 0 | 0 | 0 | 0 | 0 | 0 | 0 | 0 | 0 | 0 | 0 | 0 | 0 | 0 | 1.4466 | 1.9672 | 1.8407 | 5.2545 | 0 | 0 | 0 | 0 | 0 | 0 | 0 | 0 | 0 | 0 | 0 | 0 | 0 | 0 | 0 | 0 | 0 | 0 | 0 | 0 | 0.020789 | 0.0038479 | 0.0052327 | 0.0048964 | 0.013977 | 0 | 0 | 0 | 0 | 0 | 1.3962
6388_G_3 | NENGREST | Massachusetts | 25 | Franklin | 11 | 6388 | 3 | Turners Falls | 0 | 1910 | 9999 | Hydro | [5 empty] | Non-Fossil | G | 2025 | Hydro |  | 0 | 0 | 0 | 0 | 0 | 0 | 0 | 0 | 0 | 0 | 0 | 0 | 0 | 0 | 0 | 0 | 1.3432 | 1.8267 | 1.7093 | 4.8792 | 0 | 0 | 0 | 0 | 0 | 0 | 0 | 0 | 0 | 0 | 0 | 0 | 0 | 0 | 0 | 0 | 0 | 0 | 0 | 0 | 0.019304 | 0.003573 | 0.0048589 | 0.0045466 | 0.012979 | 0 | 0 | 0 | 0 | 0 | 1.2965
6388_G_2 | NENGREST | Massachusetts | 25 | Franklin | 11 | 6388 | 2 | Turners Falls | 0 | 1913 | 9999 | Hydro | [5 empty] | Non-Fossil | G | 2025 | Hydro |  | 0 | 0 | 0 | 0 | 0 | 0 | 0 | 0 | 0 | 0 | 0 | 0 | 0 | 0 | 0 | 0 | 0.4133 | 0.56205 | 0.52593 | 1.5013 | 0 | 0 | 0 | 0 | 0 | 0 | 0 | 0 | 0 | 0 | 0 | 0 | 0 | 0 | 0 | 0 | 0 | 0 | 0 | 0 | 0.0059397 | 0.0010994 | 0.0014951 | 0.001399 | 0.0039934 | 0 | 0 | 0 | 0 | 0 | 0.39892
6388_G_1 | NENGREST | Massachusetts | 25 | Franklin | 11 | 6388 | 1 | Turners Falls | 0 | 1913 | 9999 | Hydro | [5 empty] | Non-Fossil | G | 2025 | Hydro |  | 0 | 0 | 0 | 0 | 0 | 0 | 0 | 0 | 0 | 0 | 0 | 0 | 0 | 0 | 0 | 0 | 1.9632 | 2.6697 | 2.4981 | 7.1311 | 0 | 0 | 0 | 0 | 0 | 0 | 0 | 0 | 0 | 0 | 0 | 0 | 0 | 0 | 0 | 0 | 0 | 0 | 0 | 0 | 0.028214 | 0.0052221 | 0.0071015 | 0.0066451 | 0.018969 | 0 | 0 | 0 | 0 | 0 | 1.8949
638_G_P3 | FRCC | Florida | 12 | Suwannee | 121 | 638 | P3 | Suwannee River | 14205 | 1980 | 9999 | Combustion Turbine |  |  |  | H2O |  | Fossil | G | 2025 | NaturalGas |  | 0.0048137 | 0 | 0.023068 | 0.027881 | 0 | 0 | 0 | 0 | 0 | 0 | 0 | 0 | 0 | 0 | 0 | 0 | 0.33888 | 0 | 1.6239 | 1.9628 | 0.2818 | 0 | 1.3504 | 1.6322 | 3.3586e-10 | 0 | 1.6136e-09 | 1.9495e-09 | 0.00048884 | 0 | 0.0023425 | 0.0028314 | 0 | 0 | 0 | 0 | 0 | 0 | 0 | 0 | 0.935 | 0.0053199 | 0 | 0.025493 | 0.030813 | 0.018614 | 0 | 0.08966 | 0.10827 | 0 | 50
638_G_P2 | FRCC | Florida | 12 | Suwannee | 121 | 638 | P2 | Suwannee River | 14205 | 1980 | 9999 | Combustion Turbine |  |  |  | H2O |  | Fossil | G | 2025 | Oil |  | 0 | 0 | 0 | 0 | 0 | 0 | 0 | 0 | 0 | 0 | 0 | 0 | 0 | 0 | 0 | 0 | 0 | 0 | 0 | 0 | 0 | 0 | 0 | 0 | 0 | 0 | 0 | 0 | 0 | 0 | 0 | 0 | 0 | 0 | 0 | 0 | 0 | 0 | 0 | 0 | 0.935 | 0 | 0 | 0 | 0 | 0 | 0 | 0 | 0 | 0 | 50
638_G_P1 | FRCC | Florida | 12 | Suwannee | 121 | 638 | P1 | Suwannee River | 14205 | 1980 | 9999 | Combustion Turbine |  |  |  | H2O |  | Fossil | G | 2025 | NaturalGas |  | 0.0047175 | 0 | 0.022606 | 0.027324 | 0 | 0 | 0 | 0 | 0 | 0 | 0 | 0 | 0 | 0 | 0 | 0 | 0.3321 | 0 | 1.5914 | 1.9235 | 0.27616 | 0 | 1.3234 | 1.5995 | 3.2914e-10 | 0 | 1.5814e-09 | 1.9105e-09 | 0.00045432 | 0 | 0.0021771 | 0.0026314 | 0 | 0 | 0 | 0 | 0 | 0 | 0 | 0 | 0.9163 | 0.0052135 | 0 | 0.024983 | 0.030197 | 0.018242 | 0 | 0.087867 | 0.10611 | 0 | 49
6379_G_IO4 | NENGREST | Massachusetts | 25 | Hampden | 13 | 6379 | IO4 | Indian Orchard | 0 | 1928 | 9999 | Hydro | [5 empty] | Non-Fossil | G | 2025 | Hydro |  | 0 | 0 | 0 | 0 | 0 | 0 | 0 | 0 | 0 | 0 | 0 | 0 | 0 | 0 | 0 | 0 | 2.2732 | 3.0913 | 2.8926 | 8.257 | 0 | 0 | 0 | 0 | 0 | 0 | 0 | 0 | 0 | 0 | 0 | 0 | 0 | 0 | 0 | 0 | 0 | 0 | 0 | 0 | 0.032668 | 0.0060466 | 0.0082228 | 0.0076943 | 0.021964 | 0 | 0 | 0 | 0 | 0 | 2.1941
6379_G_IO3 | NENGREST | Massachusetts | 25 | Hampden | 13 | 6379 | IO3 | Indian Orchard | 0 | 1928 | 9999 | Hydro | [5 empty] | Non-Fossil | G | 2025 | Hydro |  | 0 | 0 | 0 | 0 | 0 | 0 | 0 | 0 | 0 | 0 | 0 | 0 | 0 | 0 | 0 | 0 | 1.5499 | 2.1077 | 1.9722 | 5.6298 | 0 | 0 | 0 | 0 | 0 | 0 | 0 | 0 | 0 | 0 | 0 | 0 | 0 | 0 | 0 | 0 | 0 | 0 | 0 | 0 | 0.022274 | 0.0041227 | 0.0056065 | 0.0052461 | 0.014975 | 0 | 0 | 0 | 0 | 0 | 1.496
6378_G_DW4 | NENGREST | Massachusetts | 25 | Hampden | 13 | 6378 | DW4 | Dwight | 0 | 1920 | 9999 | Hydro | [5 empty] | Non-Fossil | G | 2025 | Hydro |  | 0 | 0 | 0 | 0 | 0 | 0 | 0 | 0 | 0 | 0 | 0 | 0 | 0 | 0 | 0 | 0 | 0.51663 | 0.70256 | 0.65741 | 1.8766 | 0 | 0 | 0 | 0 | 0 | 0 | 0 | 0 | 0 | 0 | 0 | 0 | 0 | 0 | 0 | 0 | 0 | 0 | 0 | 0 | 0.0074246 | 0.0013742 | 0.0018688 | 0.0017487 | 0.0049918 | 0 | 0 | 0 | 0 | 0 | 0.49865
6378_G_DW3 | NENGREST | Massachusetts | 25 | Hampden | 13 | 6378 | DW3 | Dwight | 0 | 1920 | 9999 | Hydro | [5 empty] | Non-Fossil | G | 2025 | Hydro |  | 0 | 0 | 0 | 0 | 0 | 0 | 0 | 0 | 0 | 0 | 0 | 0 | 0 | 0 | 0 | 0 | 0.4133 | 0.56205 | 0.52593 | 1.5013 | 0 | 0 | 0 | 0 | 0 | 0 | 0 | 0 | 0 | 0 | 0 | 0 | 0 | 0 | 0 | 0 | 0 | 0 | 0 | 0 | 0.0059397 | 0.0010994 | 0.0014951 | 0.001399 | 0.0039934 | 0 | 0 | 0 | 0 | 0 | 0.39892
6378_G_DW2 | NENGREST | Massachusetts | 25 | Hampden | 13 | 6378 | DW2 | Dwight | 0 | 1920 | 9999 | Hydro | [5 empty] | Non-Fossil | G | 2025 | Hydro |  | 0 | 0 | 0 | 0 | 0 | 0 | 0 | 0 | 0 | 0 | 0 | 0 | 0 | 0 | 0 | 0 | 0.4133 | 0.56205 | 0.52593 | 1.5013 | 0 | 0 | 0 | 0 | 0 | 0 | 0 | 0 | 0 | 0 | 0 | 0 | 0 | 0 | 0 | 0 | 0 | 0 | 0 | 0 | 0.0059397 | 0.0010994 | 0.0014951 | 0.001399 | 0.0039934 | 0 | 0 | 0 | 0 | 0 | 0.39892
6377_G_1 | S_VACA | North Carolina | 37 | Hyde | 95 | 6377 | 1 | Ocracoke | 25000 | 1991 | 9999 | Combustion Turbine | [5 empty] | Fossil | G | 2025 | Oil |  | 0 | 0 | 0 | 0 | 0 | 0 | 0 | 0 | 0 | 0 | 0 | 0 | 0 | 0 | 0 | 0 | 0 | 0 | 0 | 0 | 0 | 0 | 0 | 0 | 0 | 0 | 0 | 0 | 0 | 0 | 0 | 0 | 0 | 0 | 0 | 0 | 0 | 0 | 0 | 0 | 0.0561 | 0 | 0 | 0 | 0 | 0 | 0 | 0 | 0 | 0 | 3
6373_G_BSU | SPP_NEBR | Nebraska | 31 | Lancaster | 109 | 6373 | BSU | Rokeby | 11388 | 1997 | 9999 | Combustion Turbine | [5 empty] | Fossil | G | 2025 | Oil |  | 0 | 0 | 0 | 0 | 0 | 0 | 0 | 0 | 0 | 0 | 0 | 0 | 0 | 0 | 0 | 0 | 0 | 0 | 0 | 0 | 0 | 0 | 0 | 0 | 0 | 0 | 0 | 0 | 0 | 0 | 0 | 0 | 0 | 0 | 0 | 0 | 0 | 0 | 0 | 0 | 0.0561 | 0 | 0 | 0 | 0 | 0 | 0 | 0 | 0 | 0 | 3
6373_G_3 | SPP_NEBR | Nebraska | 31 | Lancaster | 109 | 6373 | 3 | Rokeby | 13381 | 2001 | 9999 | Combustion Turbine |  |  |  | DLNB + H2O |  | Fossil | G | 2025 | NaturalGas |  | 0 | 0 | 0.041457 | 0.041457 | 0 | 0 | 0 | 0 | 0 | 0 | 0 | 0 | 0 | 0 | 0 | 0 | 0 | 0 | 3.0982 | 3.0982 | 0 | 0 | 2.4269 | 2.4269 | 0 | 0 | 2.9017e-09 | 2.9017e-09 | 0 | 0 | 0.0026719 | 0.0026719 | 0 | 0 | 0 | 0 | 0 | 0 | 0 | 0 | 1.7578 | 0 | 0 | 0.048637 | 0.048637 | 0 | 0 | 0.15824 | 0.15824 | 0 | 94
6373_G_2 | SPP_NEBR | Nebraska | 31 | Lancaster | 109 | 6373 | 2 | Rokeby | 13383 | 1997 | 9999 | Combustion Turbine |  |  |  | DLNB + H2O |  | Fossil | G | 2025 | NaturalGas |  | 0 | 0 | 0.039258 | 0.039258 | 0 | 0 | 0 | 0 | 0 | 0 | 0 | 0 | 0 | 0 | 0 | 0 | 0 | 0 | 2.9334 | 2.9334 | 0 | 0 | 2.2982 | 2.2982 | 0 | 0 | 2.7478e-09 | 2.7478e-09 | 0 | 0 | 0.0055851 | 0.0055851 | 0 | 0 | 0 | 0 | 0 | 0 | 0 | 0 | 1.6643 | 0 | 0 | 0.04605 | 0.04605 | 0 | 0 | 0.14984 | 0.14984 | 0 | 89
6373_G_1 | SPP_NEBR | Nebraska | 31 | Lancaster | 109 | 6373 | 1 | Rokeby | 13383 | 1975 | 9999 | Combustion Turbine |  |  |  | DLNB + H2O |  | Fossil | G | 2025 | NaturalGas |  | 0 | 0 | 0.031759 | 0.031759 | 0 | 0 | 0 | 0 | 0 | 0 | 0 | 0 | 0 | 0 | 0 | 0 | 0 | 0 | 2.3731 | 2.3731 | 0 | 0 | 1.8592 | 1.8592 | 0 | 0 | 2.2229e-09 | 2.2229e-09 | 0 | 0 | 0.0040334 | 0.0040334 | 0 | 0 | 0 | 0 | 0 | 0 | 0 | 0 | 1.3464 | 0 | 0 | 0.037254 | 0.037254 | 0 | 0 | 0.12122 | 0.12122 | 0 | 72
6369_G_7 | MIS_WUMS | Michigan | 26 | Chippewa | 33 | 6369 | 7 | Detour | 15902 | 1976 | 9999 | Combustion Turbine | [5 empty] | Fossil | G | 2025 | Oil |  | 0 | 0 | 0 | 0 | 0 | 0 | 0 | 0 | 0 | 0 | 0 | 0 | 0 | 0 | 0 | 0 | 0 | 0 | 0 | 0 | 0 | 0 | 0 | 0 | 0 | 0 | 0 | 0 | 0 | 0 | 0 | 0 | 0 | 0 | 0 | 0 | 0 | 0 | 0 | 0 | 0.04675 | 0 | 0 | 0 | 0 | 0 | 0 | 0 | 0 | 0 | 2.5
6369_G_6 | MIS_WUMS | Michigan | 26 | Chippewa | 33 | 6369 | 6 | Detour | 15881 | 1973 | 9999 | Combustion Turbine | [5 empty] | Fossil | G | 2025 | Oil |  | 0 | 0 | 0 | 0 | 0 | 0 | 0 | 0 | 0 | 0 | 0 | 0 | 0 | 0 | 0 | 0 | 0 | 0 | 0 | 0 | 0 | 0 | 0 | 0 | 0 | 0 | 0 | 0 | 0 | 0 | 0 | 0 | 0 | 0 | 0 | 0 | 0 | 0 | 0 | 0 | 0.04675 | 0 | 0 | 0 | 0 | 0 | 0 | 0 | 0 | 0 | 2.5
6359_G_5 | WECC_ID | Idaho | 16 | Teton | 81 | 6359 | 5 | Felt | 0 | 1947 | 9999 | Hydro | [5 empty] | Non-Fossil | G | 2025 | Hydro |  | 0 | 0 | 0 | 0 | 0 | 0 | 0 | 0 | 0 | 0 | 0 | 0 | 0 | 0 | 0 | 0 | 0.47523 | 0.65844 | 1.1873 | 2.3209 | 0 | 0 | 0 | 0 | 0 | 0 | 0 | 0 | 0 | 0 | 0 | 0 | 0 | 0 | 0 | 0 | 0 | 0 | 0 | 0 | 0.010417 | 0.0012641 | 0.0017514 | 0.0031581 | 0.0061737 | 0 | 0 | 0 | 0 | 0 | 0.6996
6359_G_4 | WECC_ID | Idaho | 16 | Teton | 81 | 6359 | 4 | Felt | 0 | 1946 | 9999 | Hydro | [5 empty] | Non-Fossil | G | 2025 | Hydro |  | 0 | 0 | 0 | 0 | 0 | 0 | 0 | 0 | 0 | 0 | 0 | 0 | 0 | 0 | 0 | 0 | 0.40734 | 0.56438 | 1.0177 | 1.9894 | 0 | 0 | 0 | 0 | 0 | 0 | 0 | 0 | 0 | 0 | 0 | 0 | 0 | 0 | 0 | 0 | 0 | 0 | 0 | 0 | 0.0089286 | 0.0010835 | 0.0015012 | 0.002707 | 0.0052917 | 0 | 0 | 0 | 0 | 0 | 0.59966
6359_G_2 | WECC_ID | Idaho | 16 | Teton | 81 | 6359 | 2 | Felt | 0 | 1986 | 9999 | Hydro | [5 empty] | Non-Fossil | G | 2025 | Hydro |  | 0 | 0 | 0 | 0 | 0 | 0 | 0 | 0 | 0 | 0 | 0 | 0 | 0 | 0 | 0 | 0 | 1.9009 | 2.6338 | 4.749 | 9.2837 | 0 | 0 | 0 | 0 | 0 | 0 | 0 | 0 | 0 | 0 | 0 | 0 | 0 | 0 | 0 | 0 | 0 | 0 | 0 | 0 | 0.041667 | 0.0050564 | 0.0070058 | 0.012632 | 0.024695 | 0 | 0 | 0 | 0 | 0 | 2.7984
6359_G_1 | WECC_ID | Idaho | 16 | Teton | 81 | 6359 | 1 | Felt | 0 | 1986 | 9999 | Hydro | [5 empty] | Non-Fossil | G | 2025 | Hydro |  | 0 | 0 | 0 | 0 | 0 | 0 | 0 | 0 | 0 | 0 | 0 | 0 | 0 | 0 | 0 | 0 | 1.9009 | 2.6338 | 4.749 | 9.2837 | 0 | 0 | 0 | 0 | 0 | 0 | 0 | 0 | 0 | 0 | 0 | 0 | 0 | 0 | 0 | 0 | 0 | 0 | 0 | 0 | 0.041667 | 0.0050564 | 0.0070058 | 0.012632 | 0.024695 | 0 | 0 | 0 | 0 | 0 | 2.7984
6358_G_9 | MIS_MNWI | Minnesota | 27 | Mcleod | 85 | 6358 | 9 | Hutchinson Plant #2 | 16851 | 2001 | 9999 | Combustion Turbine | [5 empty] | Fossil | G | 2025 | NaturalGas |  | 0 | 0 | 0 | 0 | 0 | 0 | 0 | 0 | 0 | 0 | 0 | 0 | 0 | 0 | 0 | 0 | 0 | 0 | 0 | 0 | 0 | 0 | 0 | 0 | 0 | 0 | 0 | 0 | 0 | 0 | 0 | 0 | 0 | 0 | 0 | 0 | 0 | 0 | 0 | 0 | 0.4114 | 0 | 0 | 0 | 0 | 0 | 0 | 0 | 0 | 0 | 22
6358_G_3 | MIS_MNWI | Minnesota | 27 | Mcleod | 85 | 6358 | 3 | Hutchinson Plant #2 | 10707 | 1994 | 9999 | Combined Cycle |  |  |  | H2O |  | Fossil | G | 2025 | NaturalGas |  | 0.012607 | 0.00052166 | 0.025647 | 0.038776 | 0 | 0 | 0 | 0 | 0 | 0 | 0 | 0 | 0 | 0 | 0 | 0 | 1.1774 | 0.048722 | 2.3954 | 3.6215 | 0.738 | 0.030538 | 1.5014 | 2.2699 | 8.8229e-10 | 3.6509e-11 | 1.7955e-09 | 2.7143e-09 | 0.00062666 | 2.5931e-05 | 0.0012746 | 0.0019272 | 0 | 0 | 0 | 0 | 0 | 0 | 0 | 0 | 0.36711 | 0.0043924 | 0.00018413 | 0.0089358 | 0.013512 | 0.050514 | 0.0019911 | 0.097121 | 0.14963 | 0 | 10
6358_G_2 | MIS_MNWI | Minnesota | 27 | Mcleod | 85 | 6358 | 2 | Hutchinson Plant #2 | 10707 | 1994 | 9999 | Combined Cycle |  |  |  | H2O |  | Fossil | G | 2025 | NaturalGas |  | 0.051688 | 0.0012212 | 0.10515 | 0.15806 | 0 | 0 | 0 | 0 | 0 | 0 | 0 | 0 | 0 | 0 | 0 | 0 | 4.8275 | 0.11405 | 9.821 | 14.7625 | 3.0258 | 0.071488 | 6.1557 | 9.253 | 3.6229e-09 | 8.5594e-11 | 7.3635e-09 | 1.1072e-08 | 0.0025689 | 6.0692e-05 | 0.0052261 | 0.0078557 | 0 | 0 | 0 | 0 | 0 | 0 | 0 | 0 | 1.5052 | 0.018009 | 0.00043103 | 0.036637 | 0.055076 | 0.20711 | 0.004661 | 0.3982 | 0.60996 | 0 | 41
6356_G_1 | MIS_LMI | Michigan | 26 | Ottawa | 139 | 6356 | 1 | Sixth Street Gas Turbine | 25000 | 1974 | 9999 | Combustion Turbine | [5 empty] | Fossil | G | 2025 | Oil |  | 0 | 0 | 0 | 0 | 0 | 0 | 0 | 0 | 0 | 0 | 0 | 0 | 0 | 0 | 0 | 0 | 0 | 0 | 0 | 0 | 0 | 0 | 0 | 0 | 0 | 0 | 0 | 0 | 0 | 0 | 0 | 0 | 0 | 0 | 0 | 0 | 0 | 0 | 0 | 0 | 0.2992 | 0 | 0 | 0 | 0 | 0 | 0 | 0 | 0 | 0 | 16
634_G_P4 | FRCC | Florida | 12 | Pinellas | 103 | 634 | P4 | P L Bartow | 20419 | 1972 | 9999 | Combustion Turbine | [5 empty] | Fossil | G | 2025 | NaturalGas |  | 0.006331 | 0 | 0.030698 | 0.037028 | 0 | 0 | 0 | 0 | 0 | 0 | 0 | 0 | 0 | 0 | 0 | 0 | 0.31005 | 0 | 1.5034 | 1.8134 | 0.37061 | 0 | 1.797 | 2.1676 | 4.4402e-10 | 0 | 2.1487e-09 | 2.5927e-09 | 0.0010824 | 0 | 0.0052483 | 0.0063307 | 0 | 0 | 0 | 0 | 0 | 0 | 0 | 0 | 0.8789 | 0.0048674 | 0 | 0.023601 | 0.028468 | 0.024481 | 0 | 0.11932 | 0.1438 | 0 | 47
634_G_P3 | FRCC | Florida | 12 | Pinellas | 103 | 634 | P3 | P L Bartow | 20325 | 1972 | 9999 | Combustion Turbine | [5 empty] | Fossil | G | 2025 | Oil |  | 0 | 0 | 0 | 0 | 0 | 0 | 0 | 0 | 0 | 0 | 0 | 0 | 0 | 0 | 0 | 0 | 0 | 0 | 0 | 0 | 0 | 0 | 0 | 0 | 0 | 0 | 0 | 0 | 0 | 0 | 0 | 0 | 0 | 0 | 0 | 0 | 0 | 0 | 0 | 0 | 0.8041 | 0 | 0 | 0 | 0 | 0 | 0 | 0 | 0 | 0 | 43
634_G_P2 | FRCC | Florida | 12 | Pinellas | 103 | 634 | P2 | P L Bartow | 20378 | 1972 | 9999 | Combustion Turbine | [5 empty] | Fossil | G | 2025 | NaturalGas |  | 0.0056461 | 0 | 0.027377 | 0.033023 | 0 | 0 | 0 | 0 | 0 | 0 | 0 | 0 | 0 | 0 | 0 | 0 | 0.27707 | 0 | 1.3434 | 1.6205 | 0.33052 | 0 | 1.6026 | 1.9332 | 3.9598e-10 | 0 | 1.9163e-09 | 2.3123e-09 | 0.0008768 | 0 | 0.0042514 | 0.0051282 | 0 | 0 | 0 | 0 | 0 | 0 | 0 | 0 | 0.7854 | 0.0043496 | 0 | 0.02109 | 0.02544 | 0.021833 | 0 | 0.10641 | 0.12824 | 0 | 42
634_G_P1 | FRCC | Florida | 12 | Pinellas | 103 | 634 | P1 | P L Bartow | 20272 | 1972 | 9999 | Combustion Turbine | [5 empty] | Fossil | G | 2025 | Oil |  | 0 | 0 | 0 | 0 | 0 | 0 | 0 | 0 | 0 | 0 | 0 | 0 | 0 | 0 | 0 | 0 | 0 | 0 | 0 | 0 | 0 | 0 | 0 | 0 | 0 | 0 | 0 | 0 | 0 | 0 | 0 | 0 | 0 | 0 | 0 | 0 | 0 | 0 | 0 | 0 | 0.8041 | 0 | 0 | 0 | 0 | 0 | 0 | 0 | 0 | 0 | 43
634_G_4ST | FRCC | Florida | 12 | Pinellas | 103 | 634 | 4ST | P L Bartow | 7521 | 2009 | 9999 | Combined Cycle |  |  | SCR | DLNB + H2O |  | Fossil | G | 2025 | NaturalGas |  | 2.2914 | 3.1047 | 6.6869 | 12.083 | 0 | 0 | 0 | 0 | 0 | 0 | 0 | 0 | 0 | 0 | 0 | 0 | 304.6662 | 412.8039 | 889.0924 | 1606.5625 | 134.1382 | 181.749 | 391.449 | 707.3363 | 1.6042e-07 | 2.1735e-07 | 4.6808e-07 | 8.4585e-07 | 0.03358 | 0.045499 | 0.097996 | 0.17708 | 0 | 0 | 0 | 0 | 0 | 0 | 0 | 0 | 12.077 | 0.94433 | 1.2795 | 2.0907 | 4.3145 | 8.8604 | 11.3223 | 25.9907 | 46.1735 | 0 | 386 | SCR
634_G_4DGT | FRCC | Florida | 12 | Pinellas | 103 | 634 | 4DGT | P L Bartow | 7521 | 2009 | 9999 | Combined Cycle |  |  | SCR | DLNB + H2O |  | Fossil | G | 2025 | NaturalGas |  | 1.0923 | 1.48 | 3.1875 | 5.7598 | 0 | 0 | 0 | 0 | 0 | 0 | 0 | 0 | 0 | 0 | 0 | 0 | 145.2295 | 196.777 | 423.8161 | 765.8226 | 63.9415 | 86.6368 | 186.5975 | 337.1759 | 7.6468e-08 | 1.0361e-07 | 2.2313e-07 | 4.032e-07 | 0.016007 | 0.021689 | 0.046713 | 0.084409 | 0 | 0 | 0 | 0 | 0 | 0 | 0 | 0 | 5.7569 | 0.45015 | 0.60992 | 0.99659 | 2.0567 | 4.2236 | 5.3972 | 12.3894 | 22.0102 | 0 | 184 | SCR
634_G_4CGT | FRCC | Florida | 12 | Pinellas | 103 | 634 | 4CGT | P L Bartow | 7521 | 2009 | 9999 | Combined Cycle |  |  | SCR | DLNB + H2O |  | Fossil | G | 2025 | NaturalGas |  | 1.1101 | 1.5041 | 3.2395 | 5.8537 | 0 | 0 | 0 | 0 | 0 | 0 | 0 | 0 | 0 | 0 | 0 | 0 | 147.5974 | 199.9853 | 430.7261 | 778.3088 | 64.9841 | 88.0494 | 189.6398 | 342.6733 | 7.7714e-08 | 1.053e-07 | 2.2676e-07 | 4.0978e-07 | 0.016268 | 0.022042 | 0.047475 | 0.085785 | 0 | 0 | 0 | 0 | 0 | 0 | 0 | 0 | 5.8508 | 0.45749 | 0.61987 | 1.0128 | 2.0902 | 4.2925 | 5.4852 | 12.5914 | 22.369 | 0 | 187 | SCR
634_G_4BGT | FRCC | Florida | 12 | Pinellas | 103 | 634 | 4BGT | P L Bartow | 7521 | 2009 | 9999 | Combined Cycle |  |  | SCR | DLNB + H2O |  | Fossil | G | 2025 | NaturalGas |  | 1.0685 | 1.4478 | 3.1182 | 5.6345 | 0 | 0 | 0 | 0 | 0 | 0 | 0 | 0 | 0 | 0 | 0 | 0 | 142.0723 | 192.4992 | 414.6027 | 749.1742 | 62.5515 | 84.7534 | 182.541 | 329.8459 | 7.4805e-08 | 1.0136e-07 | 2.1828e-07 | 3.9444e-07 | 0.015659 | 0.021217 | 0.045698 | 0.082574 | 0 | 0 | 0 | 0 | 0 | 0 | 0 | 0 | 5.6318 | 0.44036 | 0.59666 | 0.97492 | 2.0119 | 4.1318 | 5.2798 | 12.12 | 21.5317 | 0 | 180 | SCR
634_G_4AGT | FRCC | Florida | 12 | Pinellas | 103 | 634 | 4AGT | P L Bartow | 7521 | 2009 | 9999 | Combined Cycle |  |  | SCR | DLNB + H2O |  | Fossil | G | 2025 | NaturalGas |  | 1.0863 | 1.4719 | 3.1702 | 5.7284 | 0 | 0 | 0 | 0 | 0 | 0 | 0 | 0 | 0 | 0 | 0 | 0 | 144.4402 | 195.7076 | 421.5127 | 761.6605 | 63.594 | 86.166 | 185.5833 | 335.3434 | 7.6052e-08 | 1.0305e-07 | 2.2191e-07 | 4.0101e-07 | 0.01592 | 0.021571 | 0.046459 | 0.08395 | 0 | 0 | 0 | 0 | 0 | 0 | 0 | 0 | 5.7256 | 0.4477 | 0.60661 | 0.99117 | 2.0455 | 4.2007 | 5.3678 | 12.322 | 21.8906 | 0 | 183 | SCR
632_G_1 | WEC_CALN | California | 6 | Placer | 61 | 632 | 1 | Newcastle | 0 | 1986 | 9999 | Hydro | [5 empty] | Non-Fossil | G | 2025 | Hydro |  | 0 | 0 | 0 | 0 | 0 | 0 | 0 | 0 | 0 | 0 | 0 | 0 | 0 | 0 | 0 | 0 | 5.3153 | 8.6109 | 16.8258 | 30.752 | 0 | 0 | 0 | 0 | 0 | 0 | 0 | 0 | 0 | 0 | 0 | 0 | 0 | 0 | 0 | 0 | 0 | 0 | 0 | 0 | 0.17123 | 0.014139 | 0.022905 | 0.044757 | 0.0818 | 0 | 0 | 0 | 0 | 0 | 11.5
6280_G_8 | SPP_N | Missouri | 29 | Taney | 213 | 6280 | 8 | Ozark Beach | 0 | 1931 | 9999 | Hydro | [5 empty] | Non-Fossil | G | 2025 | Hydro |  | 0 | 0 | 0 | 0 | 0 | 0 | 0 | 0 | 0 | 0 | 0 | 0 | 0 | 0 | 0 | 0 | 1.0878 | 1.6975 | 2.7674 | 5.5527 | 0 | 0 | 0 | 0 | 0 | 0 | 0 | 0 | 0 | 0 | 0 | 0 | 0 | 0 | 0 | 0 | 0 | 0 | 0 | 0 | 0.059558 | 0.0028936 | 0.0045154 | 0.0073612 | 0.01477 | 0 | 0 | 0 | 0 | 0 | 4
6280_G_7 | SPP_N | Missouri | 29 | Taney | 213 | 6280 | 7 | Ozark Beach | 0 | 1931 | 9999 | Hydro | [5 empty] | Non-Fossil | G | 2025 | Hydro |  | 0 | 0 | 0 | 0 | 0 | 0 | 0 | 0 | 0 | 0 | 0 | 0 | 0 | 0 | 0 | 0 | 1.0878 | 1.6975 | 2.7674 | 5.5527 | 0 | 0 | 0 | 0 | 0 | 0 | 0 | 0 | 0 | 0 | 0 | 0 | 0 | 0 | 0 | 0 | 0 | 0 | 0 | 0 | 0.059558 | 0.0028936 | 0.0045154 | 0.0073612 | 0.01477 | 0 | 0 | 0 | 0 | 0 | 4
6280_G_6 | SPP_N | Missouri | 29 | Taney | 213 | 6280 | 6 | Ozark Beach | 0 | 1931 | 9999 | Hydro | [5 empty] | Non-Fossil | G | 2025 | Hydro |  | 0 | 0 | 0 | 0 | 0 | 0 | 0 | 0 | 0 | 0 | 0 | 0 | 0 | 0 | 0 | 0 | 1.0878 | 1.6975 | 2.7674 | 5.5527 | 0 | 0 | 0 | 0 | 0 | 0 | 0 | 0 | 0 | 0 | 0 | 0 | 0 | 0 | 0 | 0 | 0 | 0 | 0 | 0 | 0.059558 | 0.0028936 | 0.0045154 | 0.0073612 | 0.01477 | 0 | 0 | 0 | 0 | 0 | 4
6280_G_5 | SPP_N | Missouri | 29 | Taney | 213 | 6280 | 5 | Ozark Beach | 0 | 1931 | 9999 | Hydro | [5 empty] | Non-Fossil | G | 2025 | Hydro |  | 0 | 0 | 0 | 0 | 0 | 0 | 0 | 0 | 0 | 0 | 0 | 0 | 0 | 0 | 0 | 0 | 1.0878 | 1.6975 | 2.7674 | 5.5527 | 0 | 0 | 0 | 0 | 0 | 0 | 0 | 0 | 0 | 0 | 0 | 0 | 0 | 0 | 0 | 0 | 0 | 0 | 0 | 0 | 0.059558 | 0.0028936 | 0.0045154 | 0.0073612 | 0.01477 | 0 | 0 | 0 | 0 | 0 | 4
628_B_5 | FRCC | Florida | 12 | Citrus | 17 | 628 | 5 | Crystal River | 10468 | 1984 | 9999 | Coal Steam | wall | dry | ESPC + Wet Scrubber + SCR | LNB | Wet Scrubber | Fossil | B | 2025 | Coal |  | 5.0259 | 7.0026 | 14.4513 | 26.4799 | 5.0259 | 7.0026 | 14.4513 | 26.4799 | 0 | 0 | 0 | 0 | 0 | 0 | 0 | 0 | 480.1184 | 668.9572 | 1380.5251 | 2529.6007 | 525.838 | 732.6591 | 1511.9865 | 2770.4836 | 0.0016919 | 0.0023574 | 0.004865 | 0.0089143 | 0.13804 | 0.19233 | 0.39692 | 0.72729 | 0.33934 | 0.47281 | 0.97573 | 1.7879 | 0.002513 | 0.0035014 | 0.0072257 | 0.01324 | 45.9242 | 2.3811 | 3.3176 | 6.8464 | 12.545 | 14.0479 | 19.5731 | 40.393 | 74.014 | 0 | 710 | Scrubber / SCR | Wet Scrubber
628_B_4 | FRCC | Florida | 12 | Citrus | 17 | 628 | 4 | Crystal River | 10496 | 1982 | 9999 | Coal Steam | wall | dry | ESPC + Wet Scrubber + SCR | LNB | Wet Scrubber | Fossil | B | 2025 | Coal |  | 5.0535 | 7.0412 | 14.5308 | 26.6255 | 5.0535 | 7.0412 | 14.5308 | 26.6255 | 0 | 0 | 0 | 0 | 0 | 0 | 0 | 0 | 481.4708 | 670.8416 | 1384.4139 | 2536.7263 | 528.7297 | 736.6882 | 1520.3013 | 2785.7192 | 0.0017012 | 0.0023704 | 0.0048917 | 0.0089633 | 0.1338 | 0.18642 | 0.38471 | 0.70493 | 0.34121 | 0.47541 | 0.9811 | 1.7977 | 0.0025268 | 0.0035206 | 0.0072654 | 0.013313 | 46.0536 | 2.3878 | 3.3269 | 6.8657 | 12.5804 | 14.1251 | 19.6808 | 40.6151 | 74.421 | 0 | 712 | Scrubber / SCR | Wet Scrubber
627_G_P4 | FRCC | Florida | 12 | Pinellas | 103 | 627 | P4 | Bayboro | 14643 | 1973 | 9999 | Combustion Turbine | [5 empty] | Fossil | G | 2025 | Oil |  | 0 | 0 | 0 | 0 | 0 | 0 | 0 | 0 | 0 | 0 | 0 | 0 | 0 | 0 | 0 | 0 | 0 | 0 | 0 | 0 | 0 | 0 | 0 | 0 | 0 | 0 | 0 | 0 | 0 | 0 | 0 | 0 | 0 | 0 | 0 | 0 | 0 | 0 | 0 | 0 | 0.8041 | 0 | 0 | 0 | 0 | 0 | 0 | 0 | 0 | 0 | 43
627_G_P3 | FRCC | Florida | 12 | Pinellas | 103 | 627 | P3 | Bayboro | 14643 | 1973 | 9999 | Combustion Turbine | [5 empty] | Fossil | G | 2025 | Oil |  | 0 | 0 | 0 | 0 | 0 | 0 | 0 | 0 | 0 | 0 | 0 | 0 | 0 | 0 | 0 | 0 | 0 | 0 | 0 | 0 | 0 | 0 | 0 | 0 | 0 | 0 | 0 | 0 | 0 | 0 | 0 | 0 | 0 | 0 | 0 | 0 | 0 | 0 | 0 | 0 | 0.8041 | 0 | 0 | 0 | 0 | 0 | 0 | 0 | 0 | 0 | 43
627_G_P2 | FRCC | Florida | 12 | Pinellas | 103 | 627 | P2 | Bayboro | 14643 | 1973 | 9999 | Combustion Turbine | [5 empty] | Fossil | G | 2025 | Oil |  | 0 | 0 | 0 | 0 | 0 | 0 | 0 | 0 | 0 | 0 | 0 | 0 | 0 | 0 | 0 | 0 | 0 | 0 | 0 | 0 | 0 | 0 | 0 | 0 | 0 | 0 | 0 | 0 | 0 | 0 | 0 | 0 | 0 | 0 | 0 | 0 | 0 | 0 | 0 | 0 | 0.7667 | 0 | 0 | 0 | 0 | 0 | 0 | 0 | 0 | 0 | 41
627_G_P1 | FRCC | Florida | 12 | Pinellas | 103 | 627 | P1 | Bayboro | 14642 | 1973 | 9999 | Combustion Turbine | [5 empty] | Fossil | G | 2025 | Oil |  | 0 | 0 | 0 | 0 | 0 | 0 | 0 | 0 | 0 | 0 | 0 | 0 | 0 | 0 | 0 | 0 | 0 | 0 | 0 | 0 | 0 | 0 | 0 | 0 | 0 | 0 | 0 | 0 | 0 | 0 | 0 | 0 | 0 | 0 | 0 | 0 | 0 | 0 | 0 | 0 | 0.8228 | 0 | 0 | 0 | 0 | 0 | 0 | 0 | 0 | 0 | 44
6264_B_1 | PJM_West | West Virginia | 54 | Mason | 53 | 6264 | 1 | Mountaineer | 9852 | 1980 | 9999 | Coal Steam | wall | dry | ESPC + Wet Scrubber + SCR | LNB | Wet Scrubber | Fossil | B | 2025 | Coal |  | 19.9199 | 27.0025 | 38.5826 | 85.505 | 19.9199 | 27.0025 | 38.5826 | 85.505 | 0 | 0 | 0 | 0 | 0 | 0 | 0 | 0 | 2021.914 | 2740.8168 | 3916.2156 | 8678.9463 | 2069.3698 | 2805.1457 | 4008.132 | 8882.6474 | 0.0079972 | 0.010841 | 0.01549 | 0.034327 | 0.90645 | 1.2287 | 1.7557 | 3.8909 | 1.193 | 1.6171 | 2.3106 | 5.1207 | 0.0099599 | 0.013501 | 0.019291 | 0.042752 | 61.2332 | 10.0034 | 13.5602 | 19.3755 | 42.939 | 41.9728 | 56.8964 | 81.2964 | 180.1656 | 0 | 1299 | Scrubber / SCR | Wet Scrubber
626_G_1 | WEC_CALN | California | 6 | Plumas | 63 | 626 | 1 | Oak Flat | 0 | 1985 | 9999 | Hydro | [5 empty] | Non-Fossil | G | 2025 | Hydro |  | 0 | 0 | 0 | 0 | 0 | 0 | 0 | 0 | 0 | 0 | 0 | 0 | 0 | 0 | 0 | 0 | 0.60086 | 0.9734 | 1.902 | 3.4763 | 0 | 0 | 0 | 0 | 0 | 0 | 0 | 0 | 0 | 0 | 0 | 0 | 0 | 0 | 0 | 0 | 0 | 0 | 0 | 0 | 0.019356 | 0.0015983 | 0.0025893 | 0.0050594 | 0.009247 | 0 | 0 | 0 | 0 | 0 | 1.3
6258_G_IC1 | S_SOU | Georgia | 13 | Burke | 33 | 6258 | IC1 | Wilson | 12822 | 1972 | 9999 | Combustion Turbine | [5 empty] | Fossil | G | 2025 | Oil |  | 0 | 0 | 0 | 0 | 0 | 0 | 0 | 0 | 0 | 0 | 0 | 0 | 0 | 0 | 0 | 0 | 0 | 0 | 0 | 0 | 0 | 0 | 0 | 0 | 0 | 0 | 0 | 0 | 0 | 0 | 0 | 0 | 0 | 0 | 0 | 0 | 0 | 0 | 0 | 0 | 1.87e-05 | 0 | 0 | 0 | 0 | 0 | 0 | 0 | 0 | 0 | 0.001
6258_G_5F | S_SOU | Georgia | 13 | Burke | 33 | 6258 | 5F | Wilson | 25000 | 1973 | 9999 | Combustion Turbine | [5 empty] | Fossil | G | 2025 | Oil |  | 0 | 0 | 0 | 0 | 0 | 0 | 0 | 0 | 0 | 0 | 0 | 0 | 0 | 0 | 0 | 0 | 0 | 0 | 0 | 0 | 0 | 0 | 0 | 0 | 0 | 0 | 0 | 0 | 0 | 0 | 0 | 0 | 0 | 0 | 0 | 0 | 0 | 0 | 0 | 0 | 1.0098 | 0 | 0 | 0 | 0 | 0 | 0 | 0 | 0 | 0 | 54
6258_G_5E | S_SOU | Georgia | 13 | Burke | 33 | 6258 | 5E | Wilson | 25000 | 1973 | 9999 | Combustion Turbine | [5 empty] | Fossil | G | 2025 | Oil |  | 0 | 0 | 0 | 0 | 0 | 0 | 0 | 0 | 0 | 0 | 0 | 0 | 0 | 0 | 0 | 0 | 0 | 0 | 0 | 0 | 0 | 0 | 0 | 0 | 0 | 0 | 0 | 0 | 0 | 0 | 0 | 0 | 0 | 0 | 0 | 0 | 0 | 0 | 0 | 0 | 1.0098 | 0 | 0 | 0 | 0 | 0 | 0 | 0 | 0 | 0 | 54
6258_G_5D | S_SOU | Georgia | 13 | Burke | 33 | 6258 | 5D | Wilson | 25000 | 1973 | 9999 | Combustion Turbine | [5 empty] | Fossil | G | 2025 | Oil |  | 0 | 0 | 0 | 0 | 0 | 0 | 0 | 0 | 0 | 0 | 0 | 0 | 0 | 0 | 0 | 0 | 0 | 0 | 0 | 0 | 0 | 0 | 0 | 0 | 0 | 0 | 0 | 0 | 0 | 0 | 0 | 0 | 0 | 0 | 0 | 0 | 0 | 0 | 0 | 0 | 0.7667 | 0 | 0 | 0 | 0 | 0 | 0 | 0 | 0 | 0 | 41
6258_G_5C | S_SOU | Georgia | 13 | Burke | 33 | 6258 | 5C | Wilson | 25000 | 1972 | 9999 | Combustion Turbine | [5 empty] | Fossil | G | 2025 | Oil |  | 0 | 0 | 0 | 0 | 0 | 0 | 0 | 0 | 0 | 0 | 0 | 0 | 0 | 0 | 0 | 0 | 0 | 0 | 0 | 0 | 0 | 0 | 0 | 0 | 0 | 0 | 0 | 0 | 0 | 0 | 0 | 0 | 0 | 0 | 0 | 0 | 0 | 0 | 0 | 0 | 0.9163 | 0 | 0 | 0 | 0 | 0 | 0 | 0 | 0 | 0 | 49
6258_G_5B | S_SOU | Georgia | 13 | Burke | 33 | 6258 | 5B | Wilson | 25000 | 1972 | 9999 | Combustion Turbine | [5 empty] | Fossil | G | 2025 | Oil |  | 0 | 0 | 0 | 0 | 0 | 0 | 0 | 0 | 0 | 0 | 0 | 0 | 0 | 0 | 0 | 0 | 0 | 0 | 0 | 0 | 0 | 0 | 0 | 0 | 0 | 0 | 0 | 0 | 0 | 0 | 0 | 0 | 0 | 0 | 0 | 0 | 0 | 0 | 0 | 0 | 1.0472 | 0 | 0 | 0 | 0 | 0 | 0 | 0 | 0 | 0 | 56
6258_G_5A | S_SOU | Georgia | 13 | Burke | 33 | 6258 | 5A | Wilson | 25000 | 1972 | 9999 | Combustion Turbine | [5 empty] | Fossil | G | 2025 | Oil |  | 0 | 0 | 0 | 0 | 0 | 0 | 0 | 0 | 0 | 0 | 0 | 0 | 0 | 0 | 0 | 0 | 0 | 0 | 0 | 0 | 0 | 0 | 0 | 0 | 0 | 0 | 0 | 0 | 0 | 0 | 0 | 0 | 0 | 0 | 0 | 0 | 0 | 0 | 0 | 0 | 0.7667 | 0 | 0 | 0 | 0 | 0 | 0 | 0 | 0 | 0 | 41
6257_B_4 | S_SOU | Georgia | 13 | Monroe | 207 | 6257 | 4 | Scherer | 10374 | 1989 | 9999 | Coal Steam | tangential | dry | ESPC + Bag House + Wet Scrubber + SCR + ACI | LNB + OFA | Wet Scrubber | Fossil | B | 2025 |  | Coal Retirement | 0 | 0 | 0 | 0 | 0 | 0 | 0 | 0 | 0 | 0 | 0 | 0 | 0 | 0 | 0 | 0 | 0 | 0 | 0 | 0 | 0 | 0 | 0 | 0 | 0 | 0 | 0 | 0 | 0 | 0 | 0 | 0 | 0 | 0 | 0 | 0 | 0 | 0 | 0 | 0 | 0 | 0 | 0 | 0 | 0 | 0 | 0 | 0 | 0 | 0 | 858 | Scrubber / SCR / Mercury Control | Wet Scrubber
6257_B_3 | S_SOU | Georgia | 13 | Monroe | 207 | 6257 | 3 | Scherer | 10592 | 1987 | 9999 | Coal Steam | tangential | dry | ESPC + Bag House + Wet Scrubber + SCR + ACI | LNB + OFA | Wet Scrubber | Fossil | B | 2025 |  | Coal Retirement | 0 | 0 | 0 | 0 | 0 | 0 | 0 | 0 | 0 | 0 | 0 | 0 | 0 | 0 | 0 | 0 | 0 | 0 | 0 | 0 | 0 | 0 | 0 | 0 | 0 | 0 | 0 | 0 | 0 | 0 | 0 | 0 | 0 | 0 | 0 | 0 | 0 | 0 | 0 | 0 | 0 | 0 | 0 | 0 | 0 | 0 | 0 | 0 | 0 | 0 | 857 | Scrubber / SCR / Mercury Control | Wet Scrubber
6257_B_2 | S_SOU | Georgia | 13 | Monroe | 207 | 6257 | 2 | Scherer | 10439 | 1984 | 9999 | Coal Steam | tangential | dry | ESPH + Bag House + Wet Scrubber + SCR + ACI | LNB + OFA | Wet Scrubber | Fossil | B | 2025 |  | Coal Retirement | 0 | 0 | 0 | 0 | 0 | 0 | 0 | 0 | 0 | 0 | 0 | 0 | 0 | 0 | 0 | 0 | 0 | 0 | 0 | 0 | 0 | 0 | 0 | 0 | 0 | 0 | 0 | 0 | 0 | 0 | 0 | 0 | 0 | 0 | 0 | 0 | 0 | 0 | 0 | 0 | 0 | 0 | 0 | 0 | 0 | 0 | 0 | 0 | 0 | 0 | 860 | Scrubber / SCR / Mercury Control | Wet Scrubber
6257_B_1 | S_SOU | Georgia | 13 | Monroe | 207 | 6257 | 1 | Scherer | 10433 | 1982 | 9999 | Coal Steam | tangential | dry | ESPH + Bag House + Wet Scrubber + SCR + ACI | LNB + OFA | Wet Scrubber | Fossil | B | 2025 |  | Coal Retirement | 0 | 0 | 0 | 0 | 0 | 0 | 0 | 0 | 0 | 0 | 0 | 0 | 0 | 0 | 0 | 0 | 0 | 0 | 0 | 0 | 0 | 0 | 0 | 0 | 0 | 0 | 0 | 0 | 0 | 0 | 0 | 0 | 0 | 0 | 0 | 0 | 0 | 0 | 0 | 0 | 0 | 0 | 0 | 0 | 0 | 0 | 0 | 0 | 0 | 0 | 817 | Scrubber / SCR / Mercury Control | Wet Scrubber
6254_B_1 | MIS_IA | Iowa | 19 | Wapello | 179 | 6254 | 1 | Ottumwa | 10744 | 1981 | 9999 | Coal Steam | tangential | wet | ESPH + Bag House + Dry Scrubber + SCR + ACI | LNB + OFA | Dry Scrubber | Fossil | B | 2025 | Coal |  | 13.4619 | 18.2484 | 23.6976 | 55.408 | 0 | 0 | 0 | 0 | 13.4619 | 18.2484 | 23.6976 | 55.408 | 0 | 0 | 0 | 0 | 1252.9732 | 1698.4748 | 2205.6632 | 5157.1112 | 1442.4473 | 1955.3175 | 2539.2027 | 5936.9675 | 0.0037769 | 0.0051198 | 0.0066487 | 0.015545 | 0.53848 | 0.72994 | 0.94791 | 2.2163 | 0.50482 | 0.68432 | 0.88866 | 2.0778 | 0.006731 | 0.0091242 | 0.011849 | 0.027704 | 46.6846 | 7.4369 | 10.0811 | 13.0915 | 30.6095 | 26.4333 | 35.8318 | 46.5316 | 108.7967 | 0 | 730 | Scrubber / SCR / Mercury Control | Dry Scrubber
6253_G_5 | MIS_WUMS | Wisconsin | 55 | Washington | 131 | 6253 | 5 | Germantown | 15635 | 2000 | 9999 | Combustion Turbine |  |  |  | H2O |  | Fossil | G | 2025 | Oil |  | 0 | 0 | 0 | 0 | 0 | 0 | 0 | 0 | 0 | 0 | 0 | 0 | 0 | 0 | 0 | 0 | 0 | 0 | 0 | 0 | 0 | 0 | 0 | 0 | 0 | 0 | 0 | 0 | 0 | 0 | 0 | 0 | 0 | 0 | 0 | 0 | 0 | 0 | 0 | 0 | 1.4586 | 0 | 0 | 0 | 0 | 0 | 0 | 0 | 0 | 0 | 78
6253_G_4 | MIS_WUMS | Wisconsin | 55 | Washington | 131 | 6253 | 4 | Germantown | 15637 | 1978 | 9999 | Combustion Turbine | [5 empty] | Fossil | G | 2025 | Oil |  | 0 | 0 | 0 | 0 | 0 | 0 | 0 | 0 | 0 | 0 | 0 | 0 | 0 | 0 | 0 | 0 | 0 | 0 | 0 | 0 | 0 | 0 | 0 | 0 | 0 | 0 | 0 | 0 | 0 | 0 | 0 | 0 | 0 | 0 | 0 | 0 | 0 | 0 | 0 | 0 | 0.935 | 0 | 0 | 0 | 0 | 0 | 0 | 0 | 0 | 0 | 50
6253_G_3 | MIS_WUMS | Wisconsin | 55 | Washington | 131 | 6253 | 3 | Germantown | 15634 | 1978 | 9999 | Combustion Turbine | [5 empty] | Fossil | G | 2025 | Oil |  | 0 | 0 | 0 | 0 | 0 | 0 | 0 | 0 | 0 | 0 | 0 | 0 | 0 | 0 | 0 | 0 | 0 | 0 | 0 | 0 | 0 | 0 | 0 | 0 | 0 | 0 | 0 | 0 | 0 | 0 | 0 | 0 | 0 | 0 | 0 | 0 | 0 | 0 | 0 | 0 | 0.935 | 0 | 0 | 0 | 0 | 0 | 0 | 0 | 0 | 0 | 50
6253_G_2 | MIS_WUMS | Wisconsin | 55 | Washington | 131 | 6253 | 2 | Germantown | 15634 | 1978 | 9999 | Combustion Turbine | [5 empty] | Fossil | G | 2025 | Oil |  | 0 | 0 | 0 | 0 | 0 | 0 | 0 | 0 | 0 | 0 | 0 | 0 | 0 | 0 | 0 | 0 | 0 | 0 | 0 | 0 | 0 | 0 | 0 | 0 | 0 | 0 | 0 | 0 | 0 | 0 | 0 | 0 | 0 | 0 | 0 | 0 | 0 | 0 | 0 | 0 | 0.935 | 0 | 0 | 0 | 0 | 0 | 0 | 0 | 0 | 0 | 50
6253_G_1 | MIS_WUMS | Wisconsin | 55 | Washington | 131 | 6253 | 1 | Germantown | 15645 | 1978 | 9999 | Combustion Turbine | [5 empty] | Fossil | G | 2025 | Oil |  | 0 | 0 | 0 | 0 | 0 | 0 | 0 | 0 | 0 | 0 | 0 | 0 | 0 | 0 | 0 | 0 | 0 | 0 | 0 | 0 | 0 | 0 | 0 | 0 | 0 | 0 | 0 | 0 | 0 | 0 | 0 | 0 | 0 | 0 | 0 | 0 | 0 | 0 | 0 | 0 | 0.935 | 0 | 0 | 0 | 0 | 0 | 0 | 0 | 0 | 0 | 50
6251_G_2 | ERC_REST | Texas | 48 | Matagorda | 321 | 6251 | 2 | South Texas Project | 10456 | 1989 | 9999 | Nuclear | [5 empty] | Non-Fossil | G | 2025 | Nuclear |  | 24.0753 | 32.6355 | 44.1165 | 100.8273 | 0 | 0 | 0 | 0 | 0 | 0 | 0 | 0 | 0 | 0 | 0 | 0 | 2302.5389 | 3121.2194 | 4219.2498 | 9643.008 | 0 | 0 | 0 | 0 | 0 | 0 | 0 | 0 | 0 | 0 | 0 | 0 | 0 | 0 | 0 | 0 | 0 | 0 | 0 | 0 | 256.1613 | 0.16015 | 0.21709 | 0.29346 | 0.67069 | 15.5949 | 21.1398 | 28.5766 | 65.3113 | 0 | 1280
6251_G_1 | ERC_REST | Texas | 48 | Matagorda | 321 | 6251 | 1 | South Texas Project | 10456 | 1988 | 9999 | Nuclear | [5 empty] | Non-Fossil | G | 2025 | Nuclear |  | 25.1951 | 34.1534 | 46.1684 | 105.5169 | 0 | 0 | 0 | 0 | 0 | 0 | 0 | 0 | 0 | 0 | 0 | 0 | 2409.6337 | 3266.3924 | 4415.494 | 10091.52 | 0 | 0 | 0 | 0 | 0 | 0 | 0 | 0 | 0 | 0 | 0 | 0 | 0 | 0 | 0 | 0 | 0 | 0 | 0 | 0 | 269.7837 | 0.18156 | 0.24612 | 0.3327 | 0.76037 | 16.3203 | 22.123 | 29.9058 | 68.3491 | 0 | 1280
6250_B_1B | S_VACA | North Carolina | 37 | Person | 145 | 6250 | 1B | Mayo | 11235 | 1983 | 9999 | Coal Steam | wall | dry | ESPH + Wet Scrubber + SCR | LNB + OFA | Wet Scrubber | Fossil | B | 2025 | Coal |  | 5.5729 | 0 | 9.0377 | 14.6106 | 5.5729 | 0 | 9.0377 | 14.6106 | 0 | 0 | 0 | 0 | 0 | 0 | 0 | 0 | 496.0316 | 0 | 804.4243 | 1300.456 | 576.9279 | 0 | 935.6154 | 1512.5432 | 0.0025256 | 0 | 0.0040959 | 0.0066215 | 0.43596 | 0 | 0.707 | 1.143 | 0.33237 | 0 | 0.53902 | 0.87139 | 0.0027865 | 0 | 0.0045189 | 0.0073053 | 23.184 | 2.4388 | 0 | 3.9551 | 6.394 | 15.9234 | 0 | 25.8233 | 41.7468 | 0 | 364 | Scrubber / SCR | Wet Scrubber
6250_B_1A | S_VACA | North Carolina | 37 | Person | 145 | 6250 | 1A | Mayo | 11235 | 1983 | 9999 | Coal Steam | wall | dry | ESPH + Wet Scrubber + SCR | LNB + OFA | Wet Scrubber | Fossil | B | 2025 | Coal |  | 5.5729 | 0 | 9.0377 | 14.6106 | 5.5729 | 0 | 9.0377 | 14.6106 | 0 | 0 | 0 | 0 | 0 | 0 | 0 | 0 | 496.0316 | 0 | 804.4243 | 1300.456 | 576.9279 | 0 | 935.6154 | 1512.5432 | 0.0025256 | 0 | 0.0040959 | 0.0066215 | 0.43643 | 0 | 0.70777 | 1.1442 | 0.33237 | 0 | 0.53902 | 0.87139 | 0.0027865 | 0 | 0.0045189 | 0.0073053 | 23.184 | 2.4388 | 0 | 3.9551 | 6.394 | 15.9234 | 0 | 25.8233 | 41.7468 | 0 | 364 | Scrubber / SCR | Wet Scrubber
625_G_2 | NY_Z_F | New York | 36 | Saratoga | 91 | 625 | 2 | Upper Mechanicville | 0 | 1983 | 9999 | Hydro | [5 empty] | Non-Fossil | G | 2025 | Hydro |  | 0 | 0 | 0 | 0 | 0 | 0 | 0 | 0 | 0 | 0 | 0 | 0 | 0 | 0 | 0 | 0 | 10.9983 | 14.4275 | 16.4253 | 41.8511 | 0 | 0 | 0 | 0 | 0 | 0 | 0 | 0 | 0 | 0 | 0 | 0 | 0 | 0 | 0 | 0 | 0 | 0 | 0 | 0 | 0.13698 | 0.029255 | 0.038377 | 0.043691 | 0.11132 | 0 | 0 | 0 | 0 | 0 | 9.2
625_G_1 | NY_Z_F | New York | 36 | Saratoga | 91 | 625 | 1 | Upper Mechanicville | 0 | 1983 | 9999 | Hydro | [5 empty] | Non-Fossil | G | 2025 | Hydro |  | 0 | 0 | 0 | 0 | 0 | 0 | 0 | 0 | 0 | 0 | 0 | 0 | 0 | 0 | 0 | 0 | 10.9983 | 14.4275 | 16.4253 | 41.8511 | 0 | 0 | 0 | 0 | 0 | 0 | 0 | 0 | 0 | 0 | 0 | 0 | 0 | 0 | 0 | 0 | 0 | 0 | 0 | 0 | 0.13698 | 0.029255 | 0.038377 | 0.043691 | 0.11132 | 0 | 0 | 0 | 0 | 0 | 9.2
6249_B_4 | S_VACA | South Carolina | 45 | Georgetown | 43 | 6249 | 4 | Winyah | 10684 | 1981 | 9999 | Coal Steam | wall | dry | ESPC + Wet Scrubber + SCR | LNB + OFA | Wet Scrubber | Fossil | B | 2025 | Coal |  | 0.36711 | 0 | 0.62259 | 0.98969 | 0.36711 | 0 | 0.62259 | 0.98969 | 0 | 0 | 0 | 0 | 0 | 0 | 0 | 0 | 34.3604 | 0 | 58.2727 | 92.6331 | 38.4387 | 0 | 65.1892 | 103.6279 | 0.00022 | 0 | 0.00037311 | 0.00059311 | 0.016103 | 0 | 0.02731 | 0.043413 | 0.066702 | 0 | 0.11312 | 0.17982 | 0.00034701 | 0 | 0.00058875 | 0.00093576 | 1.6316 | 0.17271 | 0 | 0.2929 | 0.46561 | 1.1844 | 0 | 2.0086 | 3.193 | 0 | 285 | Scrubber / SCR | Wet Scrubber
6249_B_3 | S_VACA | South Carolina | 45 | Georgetown | 43 | 6249 | 3 | Winyah | 10661 | 1980 | 9999 | Coal Steam | wall | dry | ESPC + Wet Scrubber + SCR | LNB + OFA | Wet Scrubber | Fossil | B | 2025 | Coal |  | 0 | 0 | 0 | 0 | 0 | 0 | 0 | 0 | 0 | 0 | 0 | 0 | 0 | 0 | 0 | 0 | 0 | 0 | 0 | 0 | 0 | 0 | 0 | 0 | 0 | 0 | 0 | 0 | 0 | 0 | 0 | 0 | 0 | 0 | 0 | 0 | 0 | 0 | 0 | 0 | 13.2219 | 0 | 0 | 0 | 0 | 0 | 0 | 0 | 0 | 0 | 285 | Scrubber / SCR | Wet Scrubber
6249_B_2 | S_VACA | South Carolina | 45 | Georgetown | 43 | 6249 | 2 | Winyah | 10735 | 1977 | 9999 | Coal Steam | wall | dry | ESPC + Wet Scrubber + SCR | LNB + OFA | Wet Scrubber | Fossil | B | 2025 | Coal |  | 3.9878 | 0 | 6.4456 | 10.4334 | 3.9878 | 0 | 6.4456 | 10.4334 | 0 | 0 | 0 | 0 | 0 | 0 | 0 | 0 | 371.4769 | 0 | 600.4258 | 971.9027 | 412.8316 | 0 | 667.2683 | 1080.0999 | 0.0018073 | 0 | 0.0029211 | 0.0047284 | 0.18278 | 0 | 0.29543 | 0.47821 | 0.3964 | 0 | 0.6407 | 1.0371 | 0.0019938 | 0 | 0.0032227 | 0.0052166 | 13.2567 | 1.8672 | 0 | 3.0179 | 4.8851 | 11.5677 | 0 | 18.697 | 30.2647 | 0 | 285 | Scrubber / SCR | Wet Scrubber
6249_B_1 | S_VACA | South Carolina | 45 | Georgetown | 43 | 6249 | 1 | Winyah | 10660 | 1975 | 9999 | Coal Steam | wall | dry | ESPC + Wet Scrubber + SCR | LNBO | Wet Scrubber | Fossil | B | 2025 | Coal |  | 4.0694 | 0 | 6.8634 | 10.9328 | 4.0694 | 0 | 6.8634 | 10.9328 | 0 | 0 | 0 | 0 | 0 | 0 | 0 | 0 | 381.7444 | 0 | 643.8429 | 1025.5873 | 421.2782 | 0 | 710.5198 | 1131.7979 | 0.0018442 | 0 | 0.0031105 | 0.0049547 | 0.16251 | 0 | 0.27409 | 0.4366 | 0.40451 | 0 | 0.68223 | 1.0867 | 0.0020347 | 0 | 0.0034316 | 0.0054664 | 12.7631 | 1.9168 | 0 | 3.2328 | 5.1496 | 11.8043 | 0 | 19.909 | 31.7133 | 0 | 275 | Scrubber / SCR | Wet Scrubber
6248_B_1 | WECC_CO | Colorado | 8 | Morgan | 87 | 6248 | 1 | Pawnee | 10593 | 1981 | 9999 | Coal Steam | wall | dry | Bag House + Dry Scrubber + SCR + ACI | LNBO | Dry Scrubber | Fossil | B | 2025 | Coal |  | 9.179 | 12.4427 | 16.9546 | 38.5762 | 0 | 0 | 0 | 0 | 9.179 | 12.4427 | 16.9546 | 38.5762 | 0 | 0 | 0 | 0 | 866.5171 | 1174.6121 | 1600.5429 | 3641.6722 | 983.5316 | 1333.2317 | 1816.6801 | 4133.4434 | 0.0025753 | 0.0034909 | 0.0047568 | 0.010823 | 0.2544 | 0.34485 | 0.4699 | 1.0691 | 0.36716 | 0.49771 | 0.67818 | 1.543 | 0.0045895 | 0.0062213 | 0.0084774 | 0.019288 | 33.8689 | 5.143 | 6.9716 | 9.4995 | 21.6141 | 11.2942 | 15.31 | 20.8616 | 47.4658 | 0 | 505 | Scrubber / SCR / Mercury Control | Dry Scrubber
6243_G_3 | ERC_REST | Texas | 48 | Brazos | 41 | 6243 | 3 | Dansby | 10745 | 2010 | 9999 | Combustion Turbine |  |  | SCR | H2O |  | Fossil | G | 2025 | NaturalGas |  | 0 | 0 | 0.016188 | 0.016188 | 0 | 0 | 0 | 0 | 0 | 0 | 0 | 0 | 0 | 0 | 0 | 0 | 0 | 0 | 1.5066 | 1.5066 | 0 | 0 | 0.94766 | 0.94766 | 0 | 0 | 1.131e-09 | 1.131e-09 | 0 | 0 | 0.0001917 | 0.0001917 | 0 | 0 | 0 | 0 | 0 | 0 | 0 | 0 | 0.97601 | 0 | 0 | 0.023863 | 0.023863 | 0 | 0 | 0.059521 | 0.059521 | 0 | 47.1 | SCR
6243_G_2 | ERC_REST | Texas | 48 | Brazos | 41 | 6243 | 2 | Dansby | 10745 | 2004 | 9999 | Combustion Turbine |  |  | SCR | H2O |  | Fossil | G | 2025 | NaturalGas |  | 0 | 0 | 0.016188 | 0.016188 | 0 | 0 | 0 | 0 | 0 | 0 | 0 | 0 | 0 | 0 | 0 | 0 | 0 | 0 | 1.5066 | 1.5066 | 0 | 0 | 0.94766 | 0.94766 | 0 | 0 | 1.131e-09 | 1.131e-09 | 0 | 0 | 0.00016138 | 0.00016138 | 0 | 0 | 0 | 0 | 0 | 0 | 0 | 0 | 0.97601 | 0 | 0 | 0.023863 | 0.023863 | 0 | 0 | 0.059521 | 0.059521 | 0 | 47.1 | SCR
6243_B_1 | ERC_REST | Texas | 48 | Brazos | 41 | 6243 | 1 | Dansby | 14500 | 1978 | 9999 | O/G Steam | wall | dry |  | LNB + OFA |  | Fossil | B | 2025 | NaturalGas |  | 0 | 0 | 0.050073 | 0.050073 | 0 | 0 | 0 | 0 | 0 | 0 | 0 | 0 | 0 | 0 | 0 | 0 | 0 | 0 | 3.4533 | 3.4533 | 0 | 0 | 2.9313 | 2.9313 | 0 | 0 | 3.505e-09 | 3.505e-09 | 0 | 0 | 0.0022283 | 0.0022283 | 0 | 0 | 0 | 0 | 0 | 0 | 0 | 0 | 3.1824 | 0 | 0 | 0.0030355 | 0.0030355 | 0 | 0 | 0.18411 | 0.18411 | 0 | 110
6238_G_GT1 | MIS_IL | Illinois | 17 | Pike | 149 | 6238 | GT1 | Pearl Station | 17895 | 1973 | 9999 | Combustion Turbine | [5 empty] | Fossil | G | 2025 | Oil |  | 0 | 0 | 0 | 0 | 0 | 0 | 0 | 0 | 0 | 0 | 0 | 0 | 0 | 0 | 0 | 0 | 0 | 0 | 0 | 0 | 0 | 0 | 0 | 0 | 0 | 0 | 0 | 0 | 0 | 0 | 0 | 0 | 0 | 0 | 0 | 0 | 0 | 0 | 0 | 0 | 0.37587 | 0 | 0 | 0 | 0 | 0 | 0 | 0 | 0 | 0 | 20.1
6231_G_4 | MIS_MNWI | Wisconsin | 55 | St Croix | 109 | 6231 | 4 | Apple River | 0 | 1901 | 9999 | Hydro | [5 empty] | Non-Fossil | G | 2025 | Hydro |  | 0 | 0 | 0 | 0 | 0 | 0 | 0 | 0 | 0 | 0 | 0 | 0 | 0 | 0 | 0 | 0 | 0.52132 | 0.80228 | 1.1394 | 2.463 | 0 | 0 | 0 | 0 | 0 | 0 | 0 | 0 | 0 | 0 | 0 | 0 | 0 | 0 | 0 | 0 | 0 | 0 | 0 | 0 | 0.0074447 | 0.0013867 | 0.0021341 | 0.0030309 | 0.0065517 | 0 | 0 | 0 | 0 | 0 | 0.5
6231_G_3 | MIS_MNWI | Wisconsin | 55 | St Croix | 109 | 6231 | 3 | Apple River | 0 | 1901 | 9999 | Hydro | [5 empty] | Non-Fossil | G | 2025 | Hydro |  | 0 | 0 | 0 | 0 | 0 | 0 | 0 | 0 | 0 | 0 | 0 | 0 | 0 | 0 | 0 | 0 | 0.52132 | 0.80228 | 1.1394 | 2.463 | 0 | 0 | 0 | 0 | 0 | 0 | 0 | 0 | 0 | 0 | 0 | 0 | 0 | 0 | 0 | 0 | 0 | 0 | 0 | 0 | 0.0074447 | 0.0013867 | 0.0021341 | 0.0030309 | 0.0065517 | 0 | 0 | 0 | 0 | 0 | 0.5
6231_G_1 | MIS_MNWI | Wisconsin | 55 | St Croix | 109 | 6231 | 1 | Apple River | 0 | 1901 | 9999 | Hydro | [5 empty] | Non-Fossil | G | 2025 | Hydro |  | 0 | 0 | 0 | 0 | 0 | 0 | 0 | 0 | 0 | 0 | 0 | 0 | 0 | 0 | 0 | 0 | 0.41706 | 0.64183 | 0.91154 | 1.9704 | 0 | 0 | 0 | 0 | 0 | 0 | 0 | 0 | 0 | 0 | 0 | 0 | 0 | 0 | 0 | 0 | 0 | 0 | 0 | 0 | 0.0059558 | 0.0011094 | 0.0017073 | 0.0024247 | 0.0052413 | 0 | 0 | 0 | 0 | 0 | 0.4
6229_G_500 | SPP_NEBR | Nebraska | 31 | York | 185 | 6229 | 500 | Mobile | 11696 | 1994 | 9999 | Combustion Turbine | [5 empty] | Fossil | G | 2025 | Oil |  | 0 | 0 | 0 | 0 | 0 | 0 | 0 | 0 | 0 | 0 | 0 | 0 | 0 | 0 | 0 | 0 | 0 | 0 | 0 | 0 | 0 | 0 | 0 | 0 | 0 | 0 | 0 | 0 | 0 | 0 | 0 | 0 | 0 | 0 | 0 | 0 | 0 | 0 | 0 | 0 | 0.00935 | 0 | 0 | 0 | 0 | 0 | 0 | 0 | 0 | 0 | 0.5
6229_G_2 | SPP_NEBR | Nebraska | 31 | York | 185 | 6229 | 2 | Mobile | 11704 | 1996 | 9999 | Combustion Turbine | [5 empty] | Fossil | G | 2025 | Oil |  | 0 | 0 | 0 | 0 | 0 | 0 | 0 | 0 | 0 | 0 | 0 | 0 | 0 | 0 | 0 | 0 | 0 | 0 | 0 | 0 | 0 | 0 | 0 | 0 | 0 | 0 | 0 | 0 | 0 | 0 | 0 | 0 | 0 | 0 | 0 | 0 | 0 | 0 | 0 | 0 | 0.02992 | 0 | 0 | 0 | 0 | 0 | 0 | 0 | 0 | 0 | 1.6
6229_G_1 | SPP_NEBR | Nebraska | 31 | York | 185 | 6229 | 1 | Mobile | 11618 | 1980 | 9999 | Combustion Turbine | [5 empty] | Fossil | G | 2025 | Oil |  | 0 | 0 | 0 | 0 | 0 | 0 | 0 | 0 | 0 | 0 | 0 | 0 | 0 | 0 | 0 | 0 | 0 | 0 | 0 | 0 | 0 | 0 | 0 | 0 | 0 | 0 | 0 | 0 | 0 | 0 | 0 | 0 | 0 | 0 | 0 | 0 | 0 | 0 | 0 | 0 | 0.0187 | 0 | 0 | 0 | 0 | 0 | 0 | 0 | 0 | 0 | 1
6223_G_4 | SPP_N | Missouri | 29 | Jasper | 97 | 6223 | 4 | Empire Energy Center | 12249 | 2003 | 9999 | Combustion Turbine |  |  |  | H2O |  | Fossil | G | 2025 | NaturalGas |  | 0.0020469 | 0 | 0.099451 | 0.1015 | 0 | 0 | 0 | 0 | 0 | 0 | 0 | 0 | 0 | 0 | 0 | 0 | 0.16711 | 0 | 8.1191 | 8.2862 | 0.11983 | 0 | 5.8218 | 5.9417 | 1.4307e-10 | 0 | 6.9675e-09 | 7.1106e-09 | 8.2891e-05 | 0 | 0.0040273 | 0.0041102 | 0 | 0 | 0 | 0 | 0 | 0 | 0 | 0 | 0.9163 | 0.0026234 | 0 | 0.11135 | 0.11398 | 0.0075671 | 0 | 0.35174 | 0.35931 | 0 | 49
6223_G_3 | SPP_N | Missouri | 29 | Jasper | 97 | 6223 | 3 | Empire Energy Center | 12249 | 2003 | 9999 | Combustion Turbine |  |  |  | H2O |  | Fossil | G | 2025 | NaturalGas |  | 0.0020469 | 0 | 0.099451 | 0.1015 | 0 | 0 | 0 | 0 | 0 | 0 | 0 | 0 | 0 | 0 | 0 | 0 | 0.16711 | 0 | 8.1191 | 8.2862 | 0.11983 | 0 | 5.8218 | 5.9417 | 1.4307e-10 | 0 | 6.9675e-09 | 7.1106e-09 | 8.0373e-05 | 0 | 0.003905 | 0.0039853 | 0 | 0 | 0 | 0 | 0 | 0 | 0 | 0 | 0.9163 | 0.0026234 | 0 | 0.11135 | 0.11398 | 0.0075671 | 0 | 0.35174 | 0.35931 | 0 | 49
6223_G_2 | SPP_N | Missouri | 29 | Jasper | 97 | 6223 | 2 | Empire Energy Center | 12249 | 1981 | 9999 | Combustion Turbine |  |  |  | H2O |  | Fossil | G | 2025 | NaturalGas |  | 0.0034255 | 0 | 0.16643 | 0.16985 | 0 | 0 | 0 | 0 | 0 | 0 | 0 | 0 | 0 | 0 | 0 | 0 | 0.27965 | 0 | 13.587 | 13.8667 | 0.20053 | 0 | 9.7427 | 9.9432 | 2.3943e-10 | 0 | 1.166e-08 | 1.1899e-08 | 0.00024083 | 0 | 0.011701 | 0.011942 | 0 | 0 | 0 | 0 | 0 | 0 | 0 | 0 | 1.5334 | 0.0043901 | 0 | 0.18634 | 0.19073 | 0.012663 | 0 | 0.58863 | 0.60129 | 0 | 82
6223_G_1 | SPP_N | Missouri | 29 | Jasper | 97 | 6223 | 1 | Empire Energy Center | 12249 | 1978 | 9999 | Combustion Turbine |  |  |  | H2O |  | Fossil | G | 2025 | NaturalGas |  | 0.0034255 | 0 | 0.16643 | 0.16985 | 0 | 0 | 0 | 0 | 0 | 0 | 0 | 0 | 0 | 0 | 0 | 0 | 0.27965 | 0 | 13.587 | 13.8667 | 0.20053 | 0 | 9.7427 | 9.9432 | 2.3943e-10 | 0 | 1.166e-08 | 1.1899e-08 | 0.00024674 | 0 | 0.011988 | 0.012235 | 0 | 0 | 0 | 0 | 0 | 0 | 0 | 0 | 1.5334 | 0.0043901 | 0 | 0.18634 | 0.19073 | 0.012663 | 0 | 0.58863 | 0.60129 | 0 | 82
6220_G_8 | MIS_IA | Iowa | 19 | Cedar | 31 | 6220 | 8 | Durant | 12901 | 2011 | 9999 | Combustion Turbine | [5 empty] | Fossil | G | 2025 | Oil |  | 0 | 0 | 0 | 0 | 0 | 0 | 0 | 0 | 0 | 0 | 0 | 0 | 0 | 0 | 0 | 0 | 0 | 0 | 0 | 0 | 0 | 0 | 0 | 0 | 0 | 0 | 0 | 0 | 0 | 0 | 0 | 0 | 0 | 0 | 0 | 0 | 0 | 0 | 0 | 0 | 0.04862 | 0 | 0 | 0 | 0 | 0 | 0 | 0 | 0 | 0 | 2.6
6220_G_7 | MIS_IA | Iowa | 19 | Cedar | 31 | 6220 | 7 | Durant | 12053 | 1998 | 9999 | Combustion Turbine | [5 empty] | Fossil | G | 2025 | Oil |  | 0 | 0 | 0 | 0 | 0 | 0 | 0 | 0 | 0 | 0 | 0 | 0 | 0 | 0 | 0 | 0 | 0 | 0 | 0 | 0 | 0 | 0 | 0 | 0 | 0 | 0 | 0 | 0 | 0 | 0 | 0 | 0 | 0 | 0 | 0 | 0 | 0 | 0 | 0 | 0 | 0.03366 | 0 | 0 | 0 | 0 | 0 | 0 | 0 | 0 | 0 | 1.8
6220_G_6A | MIS_IA | Iowa | 19 | Cedar | 31 | 6220 | 6A | Durant | 11960 | 1970 | 9999 | Combustion Turbine | [5 empty] | Fossil | G | 2025 | NaturalGas |  | 0 | 0 | 0.002016 | 0.002016 | 0 | 0 | 0 | 0 | 0 | 0 | 0 | 0 | 0 | 0 | 0 | 0 | 0 | 0 | 0.16856 | 0.16856 | 0 | 0 | 0.11801 | 0.11801 | 0 | 0 | 1.409e-10 | 1.409e-10 | 0 | 0 | 0.0017903 | 0.0017903 | 0 | 0 | 0 | 0 | 0 | 0 | 0 | 0 | 0.03927 | 0 | 0 | 0.0025347 | 0.0025347 | 0 | 0 | 0.0073922 | 0.0073922 | 0 | 2.1
622_G_1 | WECC_PNW | Washington | 53 | King | 33 | 622 | 1 | South Fork Tolt | 0 | 1995 | 9999 | Hydro | [5 empty] | Non-Fossil | G | 2025 | Hydro |  | 0 | 0 | 0 | 0 | 0 | 0 | 0 | 0 | 0 | 0 | 0 | 0 | 0 | 0 | 0 | 0 | 14.9142 | 18.8904 | 27.3634 | 61.168 | 0 | 0 | 0 | 0 | 0 | 0 | 0 | 0 | 0 | 0 | 0 | 0 | 0 | 0 | 0 | 0 | 0 | 0 | 0 | 0 | 0.25014 | 0.039672 | 0.050248 | 0.072787 | 0.16271 | 0 | 0 | 0 | 0 | 0 | 16.8
6213_B_2SG1 | MIS_INKY | Indiana | 18 | Sullivan | 153 | 6213 | 2SG1 | Merom | 10279 | 1982 | 9999 | Coal Steam | wall | dry | ESPC + Wet Scrubber + SCR + ACI + DSI | LNBO | Wet Scrubber | Fossil | B | 2025 |  | Coal Retirement | 0 | 0 | 0 | 0 | 0 | 0 | 0 | 0 | 0 | 0 | 0 | 0 | 0 | 0 | 0 | 0 | 0 | 0 | 0 | 0 | 0 | 0 | 0 | 0 | 0 | 0 | 0 | 0 | 0 | 0 | 0 | 0 | 0 | 0 | 0 | 0 | 0 | 0 | 0 | 0 | 0 | 0 | 0 | 0 | 0 | 0 | 0 | 0 | 0 | 0 | 490 | Scrubber / SCR / Mercury Control / DSI | Wet Scrubber
6213_B_1SG1 | MIS_INKY | Indiana | 18 | Sullivan | 153 | 6213 | 1SG1 | Merom | 10304 | 1983 | 9999 | Coal Steam | wall | dry | ESPC + Wet Scrubber + SCR + ACI + DSI | LNBO | Wet Scrubber | Fossil | B | 2025 |  | Coal Retirement | 0 | 0 | 0 | 0 | 0 | 0 | 0 | 0 | 0 | 0 | 0 | 0 | 0 | 0 | 0 | 0 | 0 | 0 | 0 | 0 | 0 | 0 | 0 | 0 | 0 | 0 | 0 | 0 | 0 | 0 | 0 | 0 | 0 | 0 | 0 | 0 | 0 | 0 | 0 | 0 | 0 | 0 | 0 | 0 | 0 | 0 | 0 | 0 | 0 | 0 | 493 | Scrubber / SCR / Mercury Control / DSI | Wet Scrubber
6211_G_GEN3 | WEC_CALN | California | 6 | Alameda | 1 | 6211 | GEN3 | Dynegy Oakland Power Plant | 14188 | 1978 | 9999 | Combustion Turbine | [5 empty] | Fossil | G | 2025 | Oil |  | 0 | 0 | 0 | 0 | 0 | 0 | 0 | 0 | 0 | 0 | 0 | 0 | 0 | 0 | 0 | 0 | 0 | 0 | 0 | 0 | 0 | 0 | 0 | 0 | 0 | 0 | 0 | 0 | 0 | 0 | 0 | 0 | 0 | 0 | 0 | 0 | 0 | 0 | 0 | 0 | 1.0285 | 0 | 0 | 0 | 0 | 0 | 0 | 0 | 0 | 0 | 55
6211_G_GEN2 | WEC_CALN | California | 6 | Alameda | 1 | 6211 | GEN2 | Dynegy Oakland Power Plant | 14188 | 1978 | 9999 | Combustion Turbine | [5 empty] | Fossil | G | 2025 | Oil |  | 0 | 0 | 0 | 0 | 0 | 0 | 0 | 0 | 0 | 0 | 0 | 0 | 0 | 0 | 0 | 0 | 0 | 0 | 0 | 0 | 0 | 0 | 0 | 0 | 0 | 0 | 0 | 0 | 0 | 0 | 0 | 0 | 0 | 0 | 0 | 0 | 0 | 0 | 0 | 0 | 1.0285 | 0 | 0 | 0 | 0 | 0 | 0 | 0 | 0 | 0 | 55
6211_G_GEN1 | WEC_CALN | California | 6 | Alameda | 1 | 6211 | GEN1 | Dynegy Oakland Power Plant | 14187 | 1978 | 9999 | Combustion Turbine | [5 empty] | Fossil | G | 2025 | Oil |  | 0 | 0 | 0 | 0 | 0 | 0 | 0 | 0 | 0 | 0 | 0 | 0 | 0 | 0 | 0 | 0 | 0 | 0 | 0 | 0 | 0 | 0 | 0 | 0 | 0 | 0 | 0 | 0 | 0 | 0 | 0 | 0 | 0 | 0 | 0 | 0 | 0 | 0 | 0 | 0 | 1.0285 | 0 | 0 | 0 | 0 | 0 | 0 | 0 | 0 | 0 | 55
6210_G_1 | WECC_PNW | Washington | 53 | Spokane | 63 | 6210 | 1 | Northeast (WA) | 13467 | 1978 | 9999 | Combustion Turbine | [5 empty] | Fossil | G | 2025 |  | CT Retirement | 0 | 0 | 0 | 0 | 0 | 0 | 0 | 0 | 0 | 0 | 0 | 0 | 0 | 0 | 0 | 0 | 0 | 0 | 0 | 0 | 0 | 0 | 0 | 0 | 0 | 0 | 0 | 0 | 0 | 0 | 0 | 0 | 0 | 0 | 0 | 0 | 0 | 0 | 0 | 0 | 0 | 0 | 0 | 0 | 0 | 0 | 0 | 0 | 0 | 0 | 45
621_G_5CTD | FRCC | Florida | 12 | Miami Dade | 86 | 621 | 5CTD | Turkey Point | 7143 | 2007 | 9999 | Combined Cycle |  |  | SCR | DLNB + H2O + NH3 |  | Fossil | G | 2025 | NaturalGas |  | 2.205 | 2.9891 | 4.126 | 9.3201 | 0 | 0 | 0 | 0 | 0 | 0 | 0 | 0 | 0 | 0 | 0 | 0 | 308.7004 | 418.4605 | 577.6306 | 1304.7915 | 129.0834 | 174.9798 | 241.537 | 545.6002 | 1.5435e-07 | 2.0923e-07 | 2.8882e-07 | 6.5241e-07 | 0.0091179 | 0.01236 | 0.017061 | 0.038539 | 0 | 0 | 0 | 0 | 0 | 0 | 0 | 0 | 5.3758 | 0.6684 | 0.90606 | 1.2364 | 2.8109 | 8.5266 | 10.9006 | 16.0371 | 35.4643 | 0 | 176 | SCR
621_G_5CTC | FRCC | Florida | 12 | Miami Dade | 86 | 621 | 5CTC | Turkey Point | 7143 | 2007 | 9999 | Combined Cycle |  |  | SCR | DLNB + H2O + NH3 |  | Fossil | G | 2025 | NaturalGas |  | 2.205 | 2.9891 | 4.126 | 9.3201 | 0 | 0 | 0 | 0 | 0 | 0 | 0 | 0 | 0 | 0 | 0 | 0 | 308.7004 | 418.4605 | 577.6306 | 1304.7915 | 129.0834 | 174.9798 | 241.537 | 545.6002 | 1.5435e-07 | 2.0923e-07 | 2.8882e-07 | 6.5241e-07 | 0.0091179 | 0.01236 | 0.017061 | 0.038539 | 0 | 0 | 0 | 0 | 0 | 0 | 0 | 0 | 5.3758 | 0.6684 | 0.90606 | 1.2364 | 2.8109 | 8.5266 | 10.9006 | 16.0371 | 35.4643 | 0 | 176 | SCR
621_G_5CTB | FRCC | Florida | 12 | Miami Dade | 86 | 621 | 5CTB | Turkey Point | 7143 | 2007 | 9999 | Combined Cycle |  |  | SCR | DLNB + H2O + NH3 |  | Fossil | G | 2025 | NaturalGas |  | 2.205 | 2.9891 | 4.126 | 9.3201 | 0 | 0 | 0 | 0 | 0 | 0 | 0 | 0 | 0 | 0 | 0 | 0 | 308.7004 | 418.4605 | 577.6306 | 1304.7915 | 129.0834 | 174.9798 | 241.537 | 545.6002 | 1.5435e-07 | 2.0923e-07 | 2.8882e-07 | 6.5241e-07 | 0.0091179 | 0.01236 | 0.017061 | 0.038539 | 0 | 0 | 0 | 0 | 0 | 0 | 0 | 0 | 5.3758 | 0.6684 | 0.90606 | 1.2364 | 2.8109 | 8.5266 | 10.9006 | 16.0371 | 35.4643 | 0 | 176 | SCR
621_G_5CTA | FRCC | Florida | 12 | Miami Dade | 86 | 621 | 5CTA | Turkey Point | 7143 | 2007 | 9999 | Combined Cycle |  |  | SCR | DLNB + H2O + NH3 |  | Fossil | G | 2025 | NaturalGas |  | 2.205 | 2.9891 | 4.126 | 9.3201 | 0 | 0 | 0 | 0 | 0 | 0 | 0 | 0 | 0 | 0 | 0 | 0 | 308.7004 | 418.4605 | 577.6306 | 1304.7915 | 129.0834 | 174.9798 | 241.537 | 545.6002 | 1.5435e-07 | 2.0923e-07 | 2.8882e-07 | 6.5241e-07 | 0.0091179 | 0.01236 | 0.017061 | 0.038539 | 0 | 0 | 0 | 0 | 0 | 0 | 0 | 0 | 5.3758 | 0.6684 | 0.90606 | 1.2364 | 2.8109 | 8.5266 | 10.9006 | 16.0371 | 35.4643 | 0 | 176 | SCR
621_G_5CA | FRCC | Florida | 12 | Miami Dade | 86 | 621 | 5CA | Turkey Point | 7143 | 2007 | 9999 | Combined Cycle |  |  | SCR | DLNB + H2O + LNB + NH3 + STM |  | Fossil | G | 2025 | NaturalGas |  | 5.5502 | 7.5236 | 10.3854 | 23.4592 | 0 | 0 | 0 | 0 | 0 | 0 | 0 | 0 | 0 | 0 | 0 | 0 | 777.0128 | 1053.2841 | 1453.9226 | 3284.2195 | 324.9089 | 440.432 | 607.9595 | 1373.3004 | 3.8851e-07 | 5.2665e-07 | 7.2698e-07 | 1.6421e-06 | 0.02295 | 0.03111 | 0.042944 | 0.097004 | 0 | 0 | 0 | 0 | 0 | 0 | 0 | 0 | 13.5312 | 1.6824 | 2.2806 | 3.1121 | 7.0751 | 21.4617 | 27.4374 | 40.3662 | 89.2653 | 0 | 443 | SCR
621_G_4 | FRCC | Florida | 12 | Miami Dade | 86 | 621 | 4 | Turkey Point | 10456 | 1973 | 9999 | Nuclear | [5 empty] | Non-Fossil | G | 2025 | Nuclear |  | 14.2077 | 19.2593 | 26.0347 | 59.5017 | 0 | 0 | 0 | 0 | 0 | 0 | 0 | 0 | 0 | 0 | 0 | 0 | 1358.8075 | 1841.9391 | 2489.9246 | 5690.6712 | 0 | 0 | 0 | 0 | 0 | 0 | 0 | 0 | 0 | 0 | 0 | 0 | 0 | 0 | 0 | 0 | 0 | 0 | 0 | 0 | 173.9537 | 0.10763 | 0.1459 | 0.19723 | 0.45077 | 9.2031 | 12.4753 | 16.8641 | 38.5425 | 0 | 802
621_G_3 | FRCC | Florida | 12 | Miami Dade | 86 | 621 | 3 | Turkey Point | 10456 | 1972 | 9999 | Nuclear | [5 empty] | Non-Fossil | G | 2025 | Nuclear |  | 13.3658 | 18.118 | 24.4919 | 55.9756 | 0 | 0 | 0 | 0 | 0 | 0 | 0 | 0 | 0 | 0 | 0 | 0 | 1278.2856 | 1732.7871 | 2342.3735 | 5353.4462 | 0 | 0 | 0 | 0 | 0 | 0 | 0 | 0 | 0 | 0 | 0 | 0 | 0 | 0 | 0 | 0 | 0 | 0 | 0 | 0 | 179.238 | 0.10372 | 0.1406 | 0.19007 | 0.4344 | 8.6577 | 11.736 | 15.8647 | 36.2585 | 0 | 802
6208_G_2 | WECC_CO | Colorado | 8 | Lake | 65 | 6208 | 2 | Mount Elbert | 0 | 1984 | 9999 | Pumped Storage | [5 empty] | Non-Fossil | G | 2025 | Pumps |  | 0 | 0 | 0 | 0 | 0 | 0 | 0 | 0 | 0 | 0 | 0 | 0 | 0 | 0 | 0 | 0 | 0.75674 | 11.8328 | 38.1335 | 50.7231 | 0 | 0 | 0 | 0 | 0 | 0 | 0 | 0 | 0 | 0 | 0 | 0 | 0 | 0 | 0 | 0 | 0 | 0 | 0 | 0 | 1.9861 | 0.0076976 | 0.12036 | 0.3879 | 0.51596 | 0 | 0 | 0 | 0 | 0 | 115
6208_G_1 | WECC_CO | Colorado | 8 | Lake | 65 | 6208 | 1 | Mount Elbert | 0 | 1981 | 9999 | Pumped Storage | [5 empty] | Non-Fossil | G | 2025 | Pumps |  | 0 | 0 | 0 | 0 | 0 | 0 | 0 | 0 | 0 | 0 | 0 | 0 | 0 | 0 | 0 | 0 | 0.75674 | 11.8328 | 38.1335 | 50.7231 | 0 | 0 | 0 | 0 | 0 | 0 | 0 | 0 | 0 | 0 | 0 | 0 | 0 | 0 | 0 | 0 | 0 | 0 | 0 | 0 | 1.9861 | 0.0076976 | 0.12036 | 0.3879 | 0.51596 | 0 | 0 | 0 | 0 | 0 | 115
6207_G_1 | WECC_CO | Colorado | 8 | San Miguel | 113 | 6207 | 1 | Ames Hydro | 0 | 1906 | 9999 | Hydro | [5 empty] | Non-Fossil | G | 2025 | Hydro |  | 0 | 0 | 0 | 0 | 0 | 0 | 0 | 0 | 0 | 0 | 0 | 0 | 0 | 0 | 0 | 0 | 2.4373 | 2.7215 | 4.7319 | 9.8907 | 0 | 0 | 0 | 0 | 0 | 0 | 0 | 0 | 0 | 0 | 0 | 0 | 0 | 0 | 0 | 0 | 0 | 0 | 0 | 0 | 0.05651 | 0.0064832 | 0.0072391 | 0.012587 | 0.026309 | 0 | 0 | 0 | 0 | 0 | 3.7953
6206_G_2 | WECC_CO | Colorado | 8 | La Plata | 67 | 6206 | 2 | Tacoma | 0 | 1905 | 9999 | Hydro | [5 empty] | Non-Fossil | G | 2025 | Hydro |  | 0 | 0 | 0 | 0 | 0 | 0 | 0 | 0 | 0 | 0 | 0 | 0 | 0 | 0 | 0 | 0 | 1.4752 | 1.6472 | 2.8641 | 5.9865 | 0 | 0 | 0 | 0 | 0 | 0 | 0 | 0 | 0 | 0 | 0 | 0 | 0 | 0 | 0 | 0 | 0 | 0 | 0 | 0 | 0.034203 | 0.003924 | 0.0043816 | 0.0076184 | 0.015924 | 0 | 0 | 0 | 0 | 0 | 2.2972
6206_G_1 | WECC_CO | Colorado | 8 | La Plata | 67 | 6206 | 1 | Tacoma | 0 | 1906 | 9999 | Hydro | [5 empty] | Non-Fossil | G | 2025 | Hydro |  | 0 | 0 | 0 | 0 | 0 | 0 | 0 | 0 | 0 | 0 | 0 | 0 | 0 | 0 | 0 | 0 | 1.4752 | 1.6472 | 2.8641 | 5.9865 | 0 | 0 | 0 | 0 | 0 | 0 | 0 | 0 | 0 | 0 | 0 | 0 | 0 | 0 | 0 | 0 | 0 | 0 | 0 | 0 | 0.034203 | 0.003924 | 0.0043816 | 0.0076184 | 0.015924 | 0 | 0 | 0 | 0 | 0 | 2.2972
6204_B_3 | WECC_WY | Wyoming | 56 | Platte | 31 | 6204 | 3 | Laramie River Station | 10193 | 1982 | 9999 | Coal Steam | wall | dry | ESPH + Dry Scrubber + SNCR + ACI | LNB + OFA | Dry Scrubber | Fossil | B | 2025 | Coal | SNCR | 9.9907 | 13.543 | 18.4539 | 41.9876 | 0 | 0 | 0 | 0 | 9.9907 | 13.543 | 18.4539 | 41.9876 | 0 | 0 | 0 | 0 | 977.56 | 1325.1369 | 1805.6501 | 4108.347 | 1070.5068 | 1451.1315 | 1977.3321 | 4498.9704 | 0.002803 | 0.0037997 | 0.0051775 | 0.01178 | 0.66408 | 0.9002 | 1.2266 | 2.7909 | 0.39963 | 0.54172 | 0.73815 | 1.6795 | 0.0049955 | 0.0067716 | 0.0092269 | 0.020994 | 37.3082 | 5.2484 | 7.1145 | 9.6943 | 22.0572 | 10.1236 | 13.7231 | 18.6992 | 42.5459 | 1.2637 | 569.715 | Scrubber / SNCR / Mercury Control | Dry Scrubber
6204_B_2 | WECC_WY | Wyoming | 56 | Platte | 31 | 6204 | 2 | Laramie River Station | 10221 | 1981 | 9999 | Coal Steam | wall | dry | ESPH + Wet Scrubber + SNCR + ACI | LNB + OFA | Wet Scrubber | Fossil | B | 2025 | Coal | SNCR | 10.0188 | 13.5811 | 18.5057 | 42.1056 | 0 | 0 | 0 | 0 | 10.0188 | 13.5811 | 18.5057 | 42.1056 | 0 | 0 | 0 | 0 | 977.5612 | 1325.1386 | 1805.6524 | 4108.3522 | 1075.5185 | 1457.925 | 1986.589 | 4520.0325 | 0.0028109 | 0.0038103 | 0.005192 | 0.011813 | 0.66163 | 0.89688 | 1.2221 | 2.7806 | 0.30056 | 0.40743 | 0.55517 | 1.2632 | 0.0050094 | 0.0067905 | 0.0092529 | 0.021053 | 37.1837 | 5.7041 | 7.7322 | 10.5359 | 23.9722 | 10.152 | 13.7616 | 18.7518 | 42.6655 | 1.2643 | 569.7157 | Scrubber / SNCR / Mercury Control | Wet Scrubber
6202_G_44 | WECC_PNW | Washington | 53 | Whatcom | 73 | 6202 | 44 | Ross | 0 | 1952 | 9999 | Hydro | [5 empty] | Non-Fossil | G | 2025 | Hydro |  | 0 | 0 | 0 | 0 | 0 | 0 | 0 | 0 | 0 | 0 | 0 | 0 | 0 | 0 | 0 | 0 | 115.8512 | 146.738 | 212.5553 | 475.1444 | 0 | 0 | 0 | 0 | 0 | 0 | 0 | 0 | 0 | 0 | 0 | 0 | 0 | 0 | 0 | 0 | 0 | 0 | 0 | 0 | 1.9431 | 0.30816 | 0.39032 | 0.5654 | 1.2639 | 0 | 0 | 0 | 0 | 0 | 130.5
6202_G_43 | WECC_PNW | Washington | 53 | Whatcom | 73 | 6202 | 43 | Ross | 0 | 1953 | 9999 | Hydro | [5 empty] | Non-Fossil | G | 2025 | Hydro |  | 0 | 0 | 0 | 0 | 0 | 0 | 0 | 0 | 0 | 0 | 0 | 0 | 0 | 0 | 0 | 0 | 115.8512 | 146.738 | 212.5553 | 475.1444 | 0 | 0 | 0 | 0 | 0 | 0 | 0 | 0 | 0 | 0 | 0 | 0 | 0 | 0 | 0 | 0 | 0 | 0 | 0 | 0 | 1.9431 | 0.30816 | 0.39032 | 0.5654 | 1.2639 | 0 | 0 | 0 | 0 | 0 | 130.5
6202_G_42 | WECC_PNW | Washington | 53 | Whatcom | 73 | 6202 | 42 | Ross | 0 | 1954 | 9999 | Hydro | [5 empty] | Non-Fossil | G | 2025 | Hydro |  | 0 | 0 | 0 | 0 | 0 | 0 | 0 | 0 | 0 | 0 | 0 | 0 | 0 | 0 | 0 | 0 | 103.8666 | 131.5582 | 190.5668 | 425.9915 | 0 | 0 | 0 | 0 | 0 | 0 | 0 | 0 | 0 | 0 | 0 | 0 | 0 | 0 | 0 | 0 | 0 | 0 | 0 | 0 | 1.7421 | 0.27629 | 0.34994 | 0.50691 | 1.1331 | 0 | 0 | 0 | 0 | 0 | 117
6202_G_41 | WECC_PNW | Washington | 53 | Whatcom | 73 | 6202 | 41 | Ross | 0 | 1956 | 9999 | Hydro | [5 empty] | Non-Fossil | G | 2025 | Hydro |  | 0 | 0 | 0 | 0 | 0 | 0 | 0 | 0 | 0 | 0 | 0 | 0 | 0 | 0 | 0 | 0 | 103.8666 | 131.5582 | 190.5668 | 425.9915 | 0 | 0 | 0 | 0 | 0 | 0 | 0 | 0 | 0 | 0 | 0 | 0 | 0 | 0 | 0 | 0 | 0 | 0 | 0 | 0 | 1.7421 | 0.27629 | 0.34994 | 0.50691 | 1.1331 | 0 | 0 | 0 | 0 | 0 | 117
6200_G_U-8 | WECC_PNW | Washington | 53 | Chelan | 7 | 6200 | U-8 | Rock Island | 0 | 1978 | 9999 | Hydro | [5 empty] | Non-Fossil | G | 2025 | Hydro |  | 0 | 0 | 0 | 0 | 0 | 0 | 0 | 0 | 0 | 0 | 0 | 0 | 0 | 0 | 0 | 0 | 37.2854 | 47.226 | 68.4086 | 152.92 | 0 | 0 | 0 | 0 | 0 | 0 | 0 | 0 | 0 | 0 | 0 | 0 | 0 | 0 | 0 | 0 | 0 | 0 | 0 | 0 | 0.62536 | 0.099179 | 0.12562 | 0.18197 | 0.40677 | 0 | 0 | 0 | 0 | 0 | 42
6200_G_U-7 | WECC_PNW | Washington | 53 | Chelan | 7 | 6200 | U-7 | Rock Island | 0 | 1978 | 9999 | Hydro | [5 empty] | Non-Fossil | G | 2025 | Hydro |  | 0 | 0 | 0 | 0 | 0 | 0 | 0 | 0 | 0 | 0 | 0 | 0 | 0 | 0 | 0 | 0 | 37.2854 | 47.226 | 68.4086 | 152.92 | 0 | 0 | 0 | 0 | 0 | 0 | 0 | 0 | 0 | 0 | 0 | 0 | 0 | 0 | 0 | 0 | 0 | 0 | 0 | 0 | 0.62536 | 0.099179 | 0.12562 | 0.18197 | 0.40677 | 0 | 0 | 0 | 0 | 0 | 42
6200_G_U-6 | WECC_PNW | Washington | 53 | Chelan | 7 | 6200 | U-6 | Rock Island | 0 | 1978 | 9999 | Hydro | [5 empty] | Non-Fossil | G | 2025 | Hydro |  | 0 | 0 | 0 | 0 | 0 | 0 | 0 | 0 | 0 | 0 | 0 | 0 | 0 | 0 | 0 | 0 | 37.2854 | 47.226 | 68.4086 | 152.92 | 0 | 0 | 0 | 0 | 0 | 0 | 0 | 0 | 0 | 0 | 0 | 0 | 0 | 0 | 0 | 0 | 0 | 0 | 0 | 0 | 0.62536 | 0.099179 | 0.12562 | 0.18197 | 0.40677 | 0 | 0 | 0 | 0 | 0 | 42
6200_G_U-5 | WECC_PNW | Washington | 53 | Chelan | 7 | 6200 | U-5 | Rock Island | 0 | 1978 | 9999 | Hydro | [5 empty] | Non-Fossil | G | 2025 | Hydro |  | 0 | 0 | 0 | 0 | 0 | 0 | 0 | 0 | 0 | 0 | 0 | 0 | 0 | 0 | 0 | 0 | 37.2854 | 47.226 | 68.4086 | 152.92 | 0 | 0 | 0 | 0 | 0 | 0 | 0 | 0 | 0 | 0 | 0 | 0 | 0 | 0 | 0 | 0 | 0 | 0 | 0 | 0 | 0.62536 | 0.099179 | 0.12562 | 0.18197 | 0.40677 | 0 | 0 | 0 | 0 | 0 | 42
6200_G_U-4 | WECC_PNW | Washington | 53 | Chelan | 7 | 6200 | U-4 | Rock Island | 0 | 1979 | 9999 | Hydro | [5 empty] | Non-Fossil | G | 2025 | Hydro |  | 0 | 0 | 0 | 0 | 0 | 0 | 0 | 0 | 0 | 0 | 0 | 0 | 0 | 0 | 0 | 0 | 37.2854 | 47.226 | 68.4086 | 152.92 | 0 | 0 | 0 | 0 | 0 | 0 | 0 | 0 | 0 | 0 | 0 | 0 | 0 | 0 | 0 | 0 | 0 | 0 | 0 | 0 | 0.62536 | 0.099179 | 0.12562 | 0.18197 | 0.40677 | 0 | 0 | 0 | 0 | 0 | 42
6200_G_U-3 | WECC_PNW | Washington | 53 | Chelan | 7 | 6200 | U-3 | Rock Island | 0 | 1979 | 9999 | Hydro | [5 empty] | Non-Fossil | G | 2025 | Hydro |  | 0 | 0 | 0 | 0 | 0 | 0 | 0 | 0 | 0 | 0 | 0 | 0 | 0 | 0 | 0 | 0 | 37.2854 | 47.226 | 68.4086 | 152.92 | 0 | 0 | 0 | 0 | 0 | 0 | 0 | 0 | 0 | 0 | 0 | 0 | 0 | 0 | 0 | 0 | 0 | 0 | 0 | 0 | 0.62536 | 0.099179 | 0.12562 | 0.18197 | 0.40677 | 0 | 0 | 0 | 0 | 0 | 42
6200_G_U-2 | WECC_PNW | Washington | 53 | Chelan | 7 | 6200 | U-2 | Rock Island | 0 | 1979 | 9999 | Hydro | [5 empty] | Non-Fossil | G | 2025 | Hydro |  | 0 | 0 | 0 | 0 | 0 | 0 | 0 | 0 | 0 | 0 | 0 | 0 | 0 | 0 | 0 | 0 | 37.2854 | 47.226 | 68.4086 | 152.92 | 0 | 0 | 0 | 0 | 0 | 0 | 0 | 0 | 0 | 0 | 0 | 0 | 0 | 0 | 0 | 0 | 0 | 0 | 0 | 0 | 0.62536 | 0.099179 | 0.12562 | 0.18197 | 0.40677 | 0 | 0 | 0 | 0 | 0 | 42
6200_G_U-1 | WECC_PNW | Washington | 53 | Chelan | 7 | 6200 | U-1 | Rock Island | 0 | 1979 | 9999 | Hydro | [5 empty] | Non-Fossil | G | 2025 | Hydro |  | 0 | 0 | 0 | 0 | 0 | 0 | 0 | 0 | 0 | 0 | 0 | 0 | 0 | 0 | 0 | 0 | 37.2854 | 47.226 | 68.4086 | 152.92 | 0 | 0 | 0 | 0 | 0 | 0 | 0 | 0 | 0 | 0 | 0 | 0 | 0 | 0 | 0 | 0 | 0 | 0 | 0 | 0 | 0.62536 | 0.099179 | 0.12562 | 0.18197 | 0.40677 | 0 | 0 | 0 | 0 | 0 | 42
6200_G_B-9 | WECC_PNW | Washington | 53 | Chelan | 7 | 6200 | B-9 | Rock Island | 0 | 1953 | 9999 | Hydro | [5 empty] | Non-Fossil | G | 2025 | Hydro |  | 0 | 0 | 0 | 0 | 0 | 0 | 0 | 0 | 0 | 0 | 0 | 0 | 0 | 0 | 0 | 0 | 16.8672 | 21.3641 | 30.9467 | 69.1781 | 0 | 0 | 0 | 0 | 0 | 0 | 0 | 0 | 0 | 0 | 0 | 0 | 0 | 0 | 0 | 0 | 0 | 0 | 0 | 0 | 0.2829 | 0.044867 | 0.056829 | 0.082318 | 0.18401 | 0 | 0 | 0 | 0 | 0 | 19
6200_G_B-8 | WECC_PNW | Washington | 53 | Chelan | 7 | 6200 | B-8 | Rock Island | 0 | 1953 | 9999 | Hydro | [5 empty] | Non-Fossil | G | 2025 | Hydro |  | 0 | 0 | 0 | 0 | 0 | 0 | 0 | 0 | 0 | 0 | 0 | 0 | 0 | 0 | 0 | 0 | 15.0917 | 19.1153 | 27.6892 | 61.8962 | 0 | 0 | 0 | 0 | 0 | 0 | 0 | 0 | 0 | 0 | 0 | 0 | 0 | 0 | 0 | 0 | 0 | 0 | 0 | 0 | 0.25312 | 0.040144 | 0.050847 | 0.073653 | 0.16464 | 0 | 0 | 0 | 0 | 0 | 17
6200_G_B-7 | WECC_PNW | Washington | 53 | Chelan | 7 | 6200 | B-7 | Rock Island | 0 | 1952 | 9999 | Hydro | [5 empty] | Non-Fossil | G | 2025 | Hydro |  | 0 | 0 | 0 | 0 | 0 | 0 | 0 | 0 | 0 | 0 | 0 | 0 | 0 | 0 | 0 | 0 | 15.0917 | 19.1153 | 27.6892 | 61.8962 | 0 | 0 | 0 | 0 | 0 | 0 | 0 | 0 | 0 | 0 | 0 | 0 | 0 | 0 | 0 | 0 | 0 | 0 | 0 | 0 | 0.25312 | 0.040144 | 0.050847 | 0.073653 | 0.16464 | 0 | 0 | 0 | 0 | 0 | 17
6200_G_B-6 | WECC_PNW | Washington | 53 | Chelan | 7 | 6200 | B-6 | Rock Island | 0 | 1952 | 9999 | Hydro | [5 empty] | Non-Fossil | G | 2025 | Hydro |  | 0 | 0 | 0 | 0 | 0 | 0 | 0 | 0 | 0 | 0 | 0 | 0 | 0 | 0 | 0 | 0 | 15.0917 | 19.1153 | 27.6892 | 61.8962 | 0 | 0 | 0 | 0 | 0 | 0 | 0 | 0 | 0 | 0 | 0 | 0 | 0 | 0 | 0 | 0 | 0 | 0 | 0 | 0 | 0.25312 | 0.040144 | 0.050847 | 0.073653 | 0.16464 | 0 | 0 | 0 | 0 | 0 | 17
6200_G_B-5 | WECC_PNW | Washington | 53 | Chelan | 7 | 6200 | B-5 | Rock Island | 0 | 1952 | 9999 | Hydro | [5 empty] | Non-Fossil | G | 2025 | Hydro |  | 0 | 0 | 0 | 0 | 0 | 0 | 0 | 0 | 0 | 0 | 0 | 0 | 0 | 0 | 0 | 0 | 15.0917 | 19.1153 | 27.6892 | 61.8962 | 0 | 0 | 0 | 0 | 0 | 0 | 0 | 0 | 0 | 0 | 0 | 0 | 0 | 0 | 0 | 0 | 0 | 0 | 0 | 0 | 0.25312 | 0.040144 | 0.050847 | 0.073653 | 0.16464 | 0 | 0 | 0 | 0 | 0 | 17
6200_G_B-4 | WECC_PNW | Washington | 53 | Chelan | 7 | 6200 | B-4 | Rock Island | 0 | 1932 | 9999 | Hydro | [5 empty] | Non-Fossil | G | 2025 | Hydro |  | 0 | 0 | 0 | 0 | 0 | 0 | 0 | 0 | 0 | 0 | 0 | 0 | 0 | 0 | 0 | 0 | 13.3162 | 16.8664 | 24.4316 | 54.6143 | 0 | 0 | 0 | 0 | 0 | 0 | 0 | 0 | 0 | 0 | 0 | 0 | 0 | 0 | 0 | 0 | 0 | 0 | 0 | 0 | 0.22334 | 0.035421 | 0.044865 | 0.064988 | 0.14527 | 0 | 0 | 0 | 0 | 0 | 15
6200_G_B-3 | WECC_PNW | Washington | 53 | Chelan | 7 | 6200 | B-3 | Rock Island | 0 | 1932 | 9999 | Hydro | [5 empty] | Non-Fossil | G | 2025 | Hydro |  | 0 | 0 | 0 | 0 | 0 | 0 | 0 | 0 | 0 | 0 | 0 | 0 | 0 | 0 | 0 | 0 | 13.3162 | 16.8664 | 24.4316 | 54.6143 | 0 | 0 | 0 | 0 | 0 | 0 | 0 | 0 | 0 | 0 | 0 | 0 | 0 | 0 | 0 | 0 | 0 | 0 | 0 | 0 | 0.22334 | 0.035421 | 0.044865 | 0.064988 | 0.14527 | 0 | 0 | 0 | 0 | 0 | 15
6200_G_B-2 | WECC_PNW | Washington | 53 | Chelan | 7 | 6200 | B-2 | Rock Island | 0 | 1931 | 9999 | Hydro | [5 empty] | Non-Fossil | G | 2025 | Hydro |  | 0 | 0 | 0 | 0 | 0 | 0 | 0 | 0 | 0 | 0 | 0 | 0 | 0 | 0 | 0 | 0 | 13.3162 | 16.8664 | 24.4316 | 54.6143 | 0 | 0 | 0 | 0 | 0 | 0 | 0 | 0 | 0 | 0 | 0 | 0 | 0 | 0 | 0 | 0 | 0 | 0 | 0 | 0 | 0.22334 | 0.035421 | 0.044865 | 0.064988 | 0.14527 | 0 | 0 | 0 | 0 | 0 | 15
6200_G_B-10 | WECC_PNW | Washington | 53 | Chelan | 7 | 6200 | B-10 | Rock Island | 0 | 1953 | 9999 | Hydro | [5 empty] | Non-Fossil | G | 2025 | Hydro |  | 0 | 0 | 0 | 0 | 0 | 0 | 0 | 0 | 0 | 0 | 0 | 0 | 0 | 0 | 0 | 0 | 16.8672 | 21.3641 | 30.9467 | 69.1781 | 0 | 0 | 0 | 0 | 0 | 0 | 0 | 0 | 0 | 0 | 0 | 0 | 0 | 0 | 0 | 0 | 0 | 0 | 0 | 0 | 0.2829 | 0.044867 | 0.056829 | 0.082318 | 0.18401 | 0 | 0 | 0 | 0 | 0 | 19
6200_G_B-1 | WECC_PNW | Washington | 53 | Chelan | 7 | 6200 | B-1 | Rock Island | 0 | 1931 | 9999 | Hydro | [5 empty] | Non-Fossil | G | 2025 | Hydro |  | 0 | 0 | 0 | 0 | 0 | 0 | 0 | 0 | 0 | 0 | 0 | 0 | 0 | 0 | 0 | 0 | 13.3162 | 16.8664 | 24.4316 | 54.6143 | 0 | 0 | 0 | 0 | 0 | 0 | 0 | 0 | 0 | 0 | 0 | 0 | 0 | 0 | 0 | 0 | 0 | 0 | 0 | 0 | 0.22334 | 0.035421 | 0.044865 | 0.064988 | 0.14527 | 0 | 0 | 0 | 0 | 0 | 15
6200_G_A | WECC_PNW | Washington | 53 | Chelan | 7 | 6200 | A | Rock Island | 0 | 1931 | 9999 | Hydro | [5 empty] | Non-Fossil | G | 2025 | Hydro |  | 0 | 0 | 0 | 0 | 0 | 0 | 0 | 0 | 0 | 0 | 0 | 0 | 0 | 0 | 0 | 0 | 1.0653 | 1.3493 | 1.9545 | 4.3691 | 0 | 0 | 0 | 0 | 0 | 0 | 0 | 0 | 0 | 0 | 0 | 0 | 0 | 0 | 0 | 0 | 0 | 0 | 0 | 0 | 0.017867 | 0.0028337 | 0.0035892 | 0.0051991 | 0.011622 | 0 | 0 | 0 | 0 | 0 | 1.2
620_G_5D | FRCC | Florida | 12 | Volusia | 127 | 620 | 5D | Sanford | 7480 | 2002 | 9999 | Combined Cycle |  |  | SCR | DLNB |  | Fossil | G | 2025 | NaturalGas |  | 1.4309 | 1.7356 | 2.7873 | 5.9537 | 0 | 0 | 0 | 0 | 0 | 0 | 0 | 0 | 0 | 0 | 0 | 0 | 191.2922 | 232.0311 | 372.6304 | 795.9536 | 83.7629 | 101.6016 | 163.1671 | 348.5315 | 1.0016e-07 | 1.2149e-07 | 1.9511e-07 | 4.1676e-07 | 0.022896 | 0.027773 | 0.044602 | 0.095271 | 0 | 0 | 0 | 0 | 0 | 0 | 0 | 0 | 4.6269 | 0.44573 | 0.57152 | 0.82067 | 1.8379 | 5.5329 | 6.3294 | 10.8337 | 22.696 | 0 | 151 | SCR
620_G_5C | FRCC | Florida | 12 | Volusia | 127 | 620 | 5C | Sanford | 7480 | 2002 | 9999 | Combined Cycle |  |  | SCR | DLNB |  | Fossil | G | 2025 | NaturalGas |  | 1.4309 | 1.7356 | 2.7873 | 5.9537 | 0 | 0 | 0 | 0 | 0 | 0 | 0 | 0 | 0 | 0 | 0 | 0 | 191.2922 | 232.0311 | 372.6304 | 795.9536 | 83.7629 | 101.6016 | 163.1671 | 348.5315 | 1.0016e-07 | 1.2149e-07 | 1.9511e-07 | 4.1676e-07 | 0.022896 | 0.027773 | 0.044602 | 0.095271 | 0 | 0 | 0 | 0 | 0 | 0 | 0 | 0 | 4.6269 | 0.44573 | 0.57152 | 0.82067 | 1.8379 | 5.5329 | 6.3294 | 10.8337 | 22.696 | 0 | 151 | SCR
620_G_5B | FRCC | Florida | 12 | Volusia | 127 | 620 | 5B | Sanford | 7480 | 2002 | 9999 | Combined Cycle |  |  | SCR | DLNB |  | Fossil | G | 2025 | NaturalGas |  | 1.4309 | 1.7356 | 2.7873 | 5.9537 | 0 | 0 | 0 | 0 | 0 | 0 | 0 | 0 | 0 | 0 | 0 | 0 | 191.2922 | 232.0311 | 372.6304 | 795.9536 | 83.7629 | 101.6016 | 163.1671 | 348.5315 | 1.0016e-07 | 1.2149e-07 | 1.9511e-07 | 4.1676e-07 | 0.022896 | 0.027773 | 0.044602 | 0.095271 | 0 | 0 | 0 | 0 | 0 | 0 | 0 | 0 | 4.6269 | 0.44573 | 0.57152 | 0.82067 | 1.8379 | 5.5329 | 6.3294 | 10.8337 | 22.696 | 0 | 151 | SCR
620_G_5A | FRCC | Florida | 12 | Volusia | 127 | 620 | 5A | Sanford | 7480 | 2002 | 9999 | Combined Cycle |  |  | SCR | DLNB |  | Fossil | G | 2025 | NaturalGas |  | 1.4309 | 1.7356 | 2.7873 | 5.9537 | 0 | 0 | 0 | 0 | 0 | 0 | 0 | 0 | 0 | 0 | 0 | 0 | 191.2922 | 232.0311 | 372.6304 | 795.9536 | 83.7629 | 101.6016 | 163.1671 | 348.5315 | 1.0016e-07 | 1.2149e-07 | 1.9511e-07 | 4.1676e-07 | 0.022896 | 0.027773 | 0.044602 | 0.095271 | 0 | 0 | 0 | 0 | 0 | 0 | 0 | 0 | 4.6269 | 0.44573 | 0.57152 | 0.82067 | 1.8379 | 5.5329 | 6.3294 | 10.8337 | 22.696 | 0 | 151 | SCR
620_G_5 | FRCC | Florida | 12 | Volusia | 127 | 620 | 5 | Sanford | 7480 | 1974 | 9999 | Combined Cycle |  |  | SCR | DLNB |  | Fossil | G | 2025 | NaturalGas |  | 3.3166 | 4.0229 | 6.4606 | 13.8 | 0 | 0 | 0 | 0 | 0 | 0 | 0 | 0 | 0 | 0 | 0 | 0 | 443.3926 | 537.8204 | 863.7127 | 1844.9256 | 194.1524 | 235.5003 | 378.2018 | 807.8546 | 2.3216e-07 | 2.816e-07 | 4.5223e-07 | 9.6599e-07 | 0.053071 | 0.064374 | 0.10338 | 0.22083 | 0 | 0 | 0 | 0 | 0 | 0 | 0 | 0 | 10.7247 | 1.0331 | 1.3247 | 1.9022 | 4.2601 | 12.8247 | 14.6708 | 25.1112 | 52.6067 | 0 | 350 | SCR
620_G_4D | FRCC | Florida | 12 | Volusia | 127 | 620 | 4D | Sanford | 7480 | 2003 | 9999 | Combined Cycle |  |  | SCR | DLNB |  | Fossil | G | 2025 | NaturalGas |  | 1.4403 | 1.7471 | 2.8057 | 5.9932 | 0 | 0 | 0 | 0 | 0 | 0 | 0 | 0 | 0 | 0 | 0 | 0 | 192.5591 | 233.5677 | 375.0981 | 801.2249 | 84.3176 | 102.2744 | 164.2477 | 350.8397 | 1.0082e-07 | 1.2229e-07 | 1.964e-07 | 4.1952e-07 | 0.023747 | 0.028804 | 0.046258 | 0.098809 | 0 | 0 | 0 | 0 | 0 | 0 | 0 | 0 | 4.6576 | 0.44868 | 0.57531 | 0.8261 | 1.8501 | 5.5696 | 6.3713 | 10.9054 | 22.8463 | 0 | 152 | SCR
620_G_4C | FRCC | Florida | 12 | Volusia | 127 | 620 | 4C | Sanford | 7480 | 2002 | 9999 | Combined Cycle |  |  | SCR | DLNB |  | Fossil | G | 2025 | NaturalGas |  | 1.4403 | 1.7471 | 2.8057 | 5.9932 | 0 | 0 | 0 | 0 | 0 | 0 | 0 | 0 | 0 | 0 | 0 | 0 | 192.5591 | 233.5677 | 375.0981 | 801.2249 | 84.3176 | 102.2744 | 164.2477 | 350.8397 | 1.0082e-07 | 1.2229e-07 | 1.964e-07 | 4.1952e-07 | 0.023747 | 0.028804 | 0.046258 | 0.098809 | 0 | 0 | 0 | 0 | 0 | 0 | 0 | 0 | 4.6576 | 0.44868 | 0.57531 | 0.8261 | 1.8501 | 5.5696 | 6.3713 | 10.9054 | 22.8463 | 0 | 152 | SCR
620_G_4B | FRCC | Florida | 12 | Volusia | 127 | 620 | 4B | Sanford | 7480 | 2002 | 9999 | Combined Cycle |  |  | SCR | DLNB |  | Fossil | G | 2025 | NaturalGas |  | 1.4403 | 1.7471 | 2.8057 | 5.9932 | 0 | 0 | 0 | 0 | 0 | 0 | 0 | 0 | 0 | 0 | 0 | 0 | 192.5591 | 233.5677 | 375.0981 | 801.2249 | 84.3176 | 102.2744 | 164.2477 | 350.8397 | 1.0082e-07 | 1.2229e-07 | 1.964e-07 | 4.1952e-07 | 0.023747 | 0.028804 | 0.046258 | 0.098809 | 0 | 0 | 0 | 0 | 0 | 0 | 0 | 0 | 4.6576 | 0.44868 | 0.57531 | 0.8261 | 1.8501 | 5.5696 | 6.3713 | 10.9054 | 22.8463 | 0 | 152 | SCR
620_G_4A | FRCC | Florida | 12 | Volusia | 127 | 620 | 4A | Sanford | 7480 | 2002 | 9999 | Combined Cycle |  |  | SCR | DLNB |  | Fossil | G | 2025 | NaturalGas |  | 1.4403 | 1.7471 | 2.8057 | 5.9932 | 0 | 0 | 0 | 0 | 0 | 0 | 0 | 0 | 0 | 0 | 0 | 0 | 192.5591 | 233.5677 | 375.0981 | 801.2249 | 84.3176 | 102.2744 | 164.2477 | 350.8397 | 1.0082e-07 | 1.2229e-07 | 1.964e-07 | 4.1952e-07 | 0.023747 | 0.028804 | 0.046258 | 0.098809 | 0 | 0 | 0 | 0 | 0 | 0 | 0 | 0 | 4.6576 | 0.44868 | 0.57531 | 0.8261 | 1.8501 | 5.5696 | 6.3713 | 10.9054 | 22.8463 | 0 | 152 | SCR
620_G_4 | FRCC | Florida | 12 | Volusia | 127 | 620 | 4 | Sanford | 7480 | 1969 | 9999 | Combined Cycle |  |  | SCR | DLNB |  | Fossil | G | 2025 | NaturalGas |  | 3.3261 | 4.0344 | 6.479 | 13.8395 | 0 | 0 | 0 | 0 | 0 | 0 | 0 | 0 | 0 | 0 | 0 | 0 | 444.6594 | 539.357 | 866.1805 | 1850.1969 | 194.7071 | 236.1732 | 379.2824 | 810.1627 | 2.3282e-07 | 2.824e-07 | 4.5352e-07 | 9.6875e-07 | 0.054836 | 0.066515 | 0.10682 | 0.22817 | 0 | 0 | 0 | 0 | 0 | 0 | 0 | 0 | 10.7553 | 1.0361 | 1.3285 | 1.9076 | 4.2723 | 12.8613 | 14.7128 | 25.1829 | 52.757 | 0 | 351 | SCR
6196_G_2 | WECC_SCE | California | 6 | Los Angeles | 37 | 6196 | 2 | W E Warne | 0 | 1983 | 9999 | Hydro | [5 empty] | Non-Fossil | G | 2025 | Hydro |  | 0 | 0 | 0 | 0 | 0 | 0 | 0 | 0 | 0 | 0 | 0 | 0 | 0 | 0 | 0 | 0 | 15.746 | 27.7596 | 63.5014 | 107.0071 | 0 | 0 | 0 | 0 | 0 | 0 | 0 | 0 | 0 | 0 | 0 | 0 | 0 | 0 | 0 | 0 | 0 | 0 | 0 | 0 | 0.5658 | 0.041884 | 0.073841 | 0.16891 | 0.28464 | 0 | 0 | 0 | 0 | 0 | 38
6196_G_1 | WECC_SCE | California | 6 | Los Angeles | 37 | 6196 | 1 | W E Warne | 0 | 1982 | 9999 | Hydro | [5 empty] | Non-Fossil | G | 2025 | Hydro |  | 0 | 0 | 0 | 0 | 0 | 0 | 0 | 0 | 0 | 0 | 0 | 0 | 0 | 0 | 0 | 0 | 15.746 | 27.7596 | 63.5014 | 107.0071 | 0 | 0 | 0 | 0 | 0 | 0 | 0 | 0 | 0 | 0 | 0 | 0 | 0 | 0 | 0 | 0 | 0 | 0 | 0 | 0 | 0.5658 | 0.041884 | 0.073841 | 0.16891 | 0.28464 | 0 | 0 | 0 | 0 | 0 | 38
6195_G_GT2 | SPP_N | Missouri | 29 | Greene | 77 | 6195 | GT2 | John Twitty Energy Center | 15878 | 1983 | 9999 | Combustion Turbine |  |  |  | H2O |  | Fossil | G | 2025 | Oil |  | 0 | 0 | 0 | 0 | 0 | 0 | 0 | 0 | 0 | 0 | 0 | 0 | 0 | 0 | 0 | 0 | 0 | 0 | 0 | 0 | 0 | 0 | 0 | 0 | 0 | 0 | 0 | 0 | 0 | 0 | 0 | 0 | 0 | 0 | 0 | 0 | 0 | 0 | 0 | 0 | 2.1649 | 0 | 0 | 0 | 0 | 0 | 0 | 0 | 0 | 0 | 52
6195_G_GT1 | SPP_N | Missouri | 29 | Greene | 77 | 6195 | GT1 | John Twitty Energy Center | 15877 | 1983 | 9999 | Combustion Turbine |  |  | SCR | H2O |  | Fossil | G | 2025 | Oil |  | 0 | 0 | 0 | 0 | 0 | 0 | 0 | 0 | 0 | 0 | 0 | 0 | 0 | 0 | 0 | 0 | 0 | 0 | 0 | 0 | 0 | 0 | 0 | 0 | 0 | 0 | 0 | 0 | 0 | 0 | 0 | 0 | 0 | 0 | 0 | 0 | 0 | 0 | 0 | 0 | 2.2701 | 0 | 0 | 0 | 0 | 0 | 0 | 0 | 0 | 0 | 52 | SCR
6195_B_2 | SPP_N | Missouri | 29 | Greene | 77 | 6195 | 2 | John Twitty Energy Center | 10035 | 2011 | 9999 | Coal Steam | wall | dry | Bag House + Dry Scrubber + SCR + ACI | AA + LNB | Dry Scrubber | Fossil | B | 2025 | Coal |  | 4.5323 | 4.0664 | 7.241 | 15.8397 | 0 | 0 | 0 | 0 | 4.5323 | 4.0664 | 7.241 | 15.8397 | 0 | 0 | 0 | 0 | 451.6497 | 405.2176 | 721.5756 | 1578.443 | 485.6365 | 435.7104 | 775.8743 | 1697.2212 | 0.0012716 | 0.0011409 | 0.0020316 | 0.004444 | 0.16373 | 0.1469 | 0.26158 | 0.57221 | 0.18129 | 0.16265 | 0.28964 | 0.63359 | 0.0022662 | 0.0020332 | 0.0036205 | 0.0079199 | 10.6187 | 2.68 | 2.4045 | 4.2817 | 9.3662 | 9.9343 | 8.913 | 15.8715 | 34.7188 | 0 | 275 | Scrubber / SCR / Mercury Control | Dry Scrubber
6195_B_1 | SPP_N | Missouri | 29 | Greene | 77 | 6195 | 1 | John Twitty Energy Center | 10134 | 1976 | 9999 | Coal Steam | wall | dry | Bag House + Wet Scrubber + SCR + ACI | LA | Wet Scrubber | Fossil | B | 2025 | Coal |  | 2.984 | 0.8169 | 5.3052 | 9.106 | 0 | 0 | 0 | 0 | 2.984 | 0.8169 | 5.3052 | 9.106 | 0 | 0 | 0 | 0 | 294.4545 | 80.6094 | 523.5001 | 898.564 | 320.3321 | 87.6937 | 569.507 | 977.5327 | 0.0008372 | 0.00022919 | 0.0014884 | 0.0025548 | 0.14307 | 0.039166 | 0.25436 | 0.43659 | 0.10131 | 0.027734 | 0.18011 | 0.30916 | 0.001492 | 0.00040845 | 0.0026524 | 0.0045528 | 7.7777 | 1.8807 | 0.51486 | 3.3436 | 5.7392 | 6.5406 | 1.7905 | 11.6283 | 19.9594 | 0 | 184 | Scrubber / SCR / Mercury Control | Wet Scrubber
6194_B_172B | SPP_SPS | Texas | 48 | Lamb | 279 | 6194 | 172B | Tolk | 10044 | 1985 | 9999 | Coal Steam | tangential | dry | Bag House + ACI | LNC2 + OFA |  | Fossil | B | 2025 | Coal |  | 9.2203 | 12.4987 | 17.0309 | 38.7498 | 0 | 0 | 0 | 0 | 9.2203 | 12.4987 | 17.0309 | 38.7498 | 0 | 0 | 0 | 0 | 917.9934 | 1244.3911 | 1695.6247 | 3858.0091 | 987.9579 | 1339.2318 | 1824.856 | 4152.0457 | 0.0025869 | 0.0035067 | 0.0047782 | 0.010872 | 0.60838 | 0.82469 | 1.1237 | 2.5568 | 2.408 | 3.2641 | 4.4478 | 10.1199 | 0.0022521 | 0.0030529 | 0.0041599 | 0.0094649 | 27.5166 | 2.6659 | 3.6138 | 4.9243 | 11.204 | 19.5084 | 26.4447 | 36.0339 | 81.987 | 0 | 535 | Mercury Control
6194_B_171B | SPP_SPS | Texas | 48 | Lamb | 279 | 6194 | 171B | Tolk | 10120 | 1982 | 9999 | Coal Steam | tangential | dry | Bag House + ACI | LNC2 + OFA |  | Fossil | B | 2025 | Coal |  | 9.238 | 12.5226 | 17.0635 | 38.8241 | 0 | 0 | 0 | 0 | 9.238 | 12.5226 | 17.0635 | 38.8241 | 0 | 0 | 0 | 0 | 912.8458 | 1237.4132 | 1686.1165 | 3836.3754 | 989.8516 | 1341.7989 | 1828.3539 | 4160.0044 | 0.0025918 | 0.0035134 | 0.0047874 | 0.010893 | 0.59171 | 0.8021 | 1.093 | 2.4868 | 2.4126 | 3.2704 | 4.4563 | 10.1393 | 0.0022564 | 0.0030587 | 0.0041679 | 0.0094831 | 27.3623 | 2.651 | 3.5936 | 4.8967 | 11.1412 | 19.5458 | 26.4954 | 36.103 | 82.1441 | 0 | 532 | Mercury Control
6193_B_063B | SPP_SPS | Texas | 48 | Potter | 375 | 6193 | 063B | Harrington | 10506 | 1980 | 9999 | Coal Steam | tangential | dry | Bag House + ACI | LNC3 + OFA |  | Fossil | B | 2025 | Coal |  | 6.0926 | 8.2589 | 11.2791 | 25.6305 | 0 | 0 | 0 | 0 | 6.0926 | 8.2589 | 11.2791 | 25.6305 | 0 | 0 | 0 | 0 | 579.9164 | 786.1089 | 1073.5821 | 2439.6074 | 652.8223 | 884.9369 | 1208.5506 | 2746.3098 | 0.0017094 | 0.0023171 | 0.0031645 | 0.007191 | 0.44443 | 0.60245 | 0.82276 | 1.8696 | 1.5911 | 2.1569 | 2.9456 | 6.6936 | 0.0014882 | 0.0020173 | 0.002755 | 0.0062605 | 11.1338 | 1.6843 | 2.2831 | 3.118 | 7.0854 | 11.8793 | 16.1031 | 21.9919 | 49.9743 | 0 | 340 | Mercury Control
6193_B_062B | SPP_SPS | Texas | 48 | Potter | 375 | 6193 | 062B | Harrington | 10546 | 1978 | 9999 | Coal Steam | tangential | dry | Bag House + ACI | LNC3 + OFA |  | Fossil | B | 2025 | Coal |  | 6.0978 | 8.2659 | 11.2887 | 25.6524 | 0 | 0 | 0 | 0 | 6.0978 | 8.2659 | 11.2887 | 25.6524 | 0 | 0 | 0 | 0 | 578.2108 | 783.7968 | 1070.4245 | 2432.4321 | 653.3804 | 885.6935 | 1209.5839 | 2748.6578 | 0.0017108 | 0.0023191 | 0.0031672 | 0.0071971 | 0.45127 | 0.61173 | 0.83543 | 1.8984 | 1.5925 | 2.1587 | 2.9481 | 6.6994 | 0.0014894 | 0.002019 | 0.0027574 | 0.0062658 | 11.101 | 1.6793 | 2.2764 | 3.1088 | 7.0645 | 11.8895 | 16.1169 | 22.0107 | 50.017 | 0 | 339 | Mercury Control
6193_B_061B | SPP_SPS | Texas | 48 | Potter | 375 | 6193 | 061B | Harrington | 10545 | 1976 | 9999 | Coal Steam | tangential | dry | ESPC + ACI | LNC2 + OFA |  | Fossil | B | 2025 | Coal |  | 6.0972 | 8.2651 | 11.2876 | 25.65 | 0 | 0 | 0 | 0 | 6.0972 | 8.2651 | 11.2876 | 25.65 | 0 | 0 | 0 | 0 | 578.2108 | 783.7968 | 1070.4245 | 2432.4321 | 653.3185 | 885.6095 | 1209.4692 | 2748.3971 | 0.0017107 | 0.0023189 | 0.0031669 | 0.0071964 | 0.418 | 0.56662 | 0.77382 | 1.7584 | 1.5923 | 2.1585 | 2.9479 | 6.6987 | 0.0014893 | 0.0020188 | 0.0027572 | 0.0062653 | 11.101 | 1.6793 | 2.2764 | 3.1088 | 7.0645 | 11.8884 | 16.1153 | 22.0086 | 50.0123 | 0 | 339 | Mercury Control
6190_B_3-2 | MIS_LA | Louisiana | 22 | Rapides | 79 | 6190 | 3-2 | Brame Energy Center | 10323 | 2010 | 9999 | Coal Steam | FBC | dry | Dry Scrubber + SNCR + ACI + DSI | CF | Dry Scrubber | Fossil | B | 2025 | Coal |  | 0 | 0 | 0 | 0 | 0 | 0 | 0 | 0 | 0 | 0 | 0 | 0 | 0 | 0 | 0 | 0 | 0 | 0 | 0 | 0 | 0 | 0 | 0 | 0 | 0 | 0 | 0 | 0 | 0 | 0 | 0 | 0 | 0 | 0 | 0 | 0 | 0 | 0 | 0 | 0 | 13.2534 | 0 | 0 | 0 | 0 | 0 | 0 | 0 | 0 | 0 | 314 | Scrubber / SNCR / Merucy Control / DSI | Dry Scrubber
6190_B_3-1 | MIS_LA | Louisiana | 22 | Rapides | 79 | 6190 | 3-1 | Brame Energy Center | 10323 | 2010 | 9999 | Coal Steam | FBC | dry | Dry Scrubber + SNCR + ACI + DSI | CF | Dry Scrubber | Fossil | B | 2025 | Coal |  | 0 | 0 | 0 | 0 | 0 | 0 | 0 | 0 | 0 | 0 | 0 | 0 | 0 | 0 | 0 | 0 | 0 | 0 | 0 | 0 | 0 | 0 | 0 | 0 | 0 | 0 | 0 | 0 | 0 | 0 | 0 | 0 | 0 | 0 | 0 | 0 | 0 | 0 | 0 | 0 | 13.2534 | 0 | 0 | 0 | 0 | 0 | 0 | 0 | 0 | 0 | 314 | Scrubber / SNCR / Merucy Control / DSI | Dry Scrubber
6190_B_2 | MIS_LA | Louisiana | 22 | Rapides | 79 | 6190 | 2 | Brame Energy Center | 10576 | 1982 | 9999 | Coal Steam | wall | dry | ESPH + Bag House + SNCR + ACI + DSI | LNBO |  | Fossil | B | 2025 |  | Coal Retirement | 0 | 0 | 0 | 0 | 0 | 0 | 0 | 0 | 0 | 0 | 0 | 0 | 0 | 0 | 0 | 0 | 0 | 0 | 0 | 0 | 0 | 0 | 0 | 0 | 0 | 0 | 0 | 0 | 0 | 0 | 0 | 0 | 0 | 0 | 0 | 0 | 0 | 0 | 0 | 0 | 0 | 0 | 0 | 0 | 0 | 0 | 0 | 0 | 0 | 0 | 494 | SNCR / Mercury Control / DSI
6190_B_1 | MIS_LA | Louisiana | 22 | Rapides | 79 | 6190 | 1 | Brame Energy Center | 10503 | 1975 | 9999 | O/G Steam | wall | dry |  |  |  | Fossil | B | 2025 | NaturalGas |  | 2.8926 | 0.11923 | 6.0308 | 9.0427 | 0 | 0 | 0 | 0 | 0 | 0 | 0 | 0 | 0 | 0 | 0 | 0 | 275.4107 | 11.3516 | 574.1984 | 860.9607 | 169.3351 | 6.9795 | 353.0434 | 529.3579 | 2.0243e-07 | 8.3437e-09 | 4.2217e-07 | 6.3295e-07 | 0.26812 | 0.011051 | 0.559 | 0.83817 | 0 | 0 | 0 | 0 | 0 | 0 | 0 | 0 | 11.5966 | 0.23683 | 0.0097612 | 0.49375 | 0.74034 | 10.6068 | 0.41095 | 21.7521 | 32.7699 | 0 | 421
619_G_5ST | FRCC | Florida | 12 | Palm Beach | 99 | 619 | 5ST | Riviera | 7050 | 2014 | 9999 | Combined Cycle |  |  | SCR | DLNB + H2O |  | Fossil | G | 2025 | NaturalGas |  | 5.7871 | 7.8447 | 10.8286 | 24.4604 | 0 | 0 | 0 | 0 | 0 | 0 | 0 | 0 | 0 | 0 | 0 | 0 | 820.8623 | 1112.7245 | 1535.9724 | 3469.5592 | 338.7756 | 459.2292 | 633.9065 | 1431.9114 | 4.051e-07 | 5.4914e-07 | 7.58e-07 | 1.7122e-06 | 0.02202 | 0.029849 | 0.041203 | 0.093072 | 0 | 0 | 0 | 0 | 0 | 0 | 0 | 0 | 14.2948 | 1.7773 | 2.4093 | 3.2877 | 7.4743 | 22.3777 | 28.6084 | 42.089 | 93.0751 | 0 | 468 | SCR
619_G_5C | FRCC | Florida | 12 | Palm Beach | 99 | 619 | 5C | Riviera | 7050 | 2014 | 9999 | Combined Cycle |  |  | SCR | DLNB + H2O |  | Fossil | G | 2025 | NaturalGas |  | 3.0667 | 4.157 | 5.7382 | 12.9619 | 0 | 0 | 0 | 0 | 0 | 0 | 0 | 0 | 0 | 0 | 0 | 0 | 434.9869 | 589.6489 | 813.9341 | 1838.5698 | 179.5221 | 243.3522 | 335.9163 | 758.7906 | 2.1467e-07 | 2.91e-07 | 4.0167e-07 | 9.0734e-07 | 0.011669 | 0.015817 | 0.021834 | 0.04932 | 0 | 0 | 0 | 0 | 0 | 0 | 0 | 0 | 7.575 | 0.94184 | 1.2767 | 1.7422 | 3.9608 | 11.8583 | 15.16 | 22.3036 | 49.3218 | 0 | 248 | SCR
619_G_5B | FRCC | Florida | 12 | Palm Beach | 99 | 619 | 5B | Riviera | 7050 | 2014 | 9999 | Combined Cycle |  |  | SCR | DLNB + H2O |  | Fossil | G | 2025 | NaturalGas |  | 3.0667 | 4.157 | 5.7382 | 12.9619 | 0 | 0 | 0 | 0 | 0 | 0 | 0 | 0 | 0 | 0 | 0 | 0 | 434.9869 | 589.6489 | 813.9341 | 1838.5698 | 179.5221 | 243.3522 | 335.9163 | 758.7906 | 2.1467e-07 | 2.91e-07 | 4.0167e-07 | 9.0734e-07 | 0.011669 | 0.015817 | 0.021834 | 0.04932 | 0 | 0 | 0 | 0 | 0 | 0 | 0 | 0 | 7.575 | 0.94184 | 1.2767 | 1.7422 | 3.9608 | 11.8583 | 15.16 | 22.3036 | 49.3218 | 0 | 248 | SCR
619_G_5A | FRCC | Florida | 12 | Palm Beach | 99 | 619 | 5A | Riviera | 7050 | 2014 | 9999 | Combined Cycle |  |  | SCR | DLNB + H2O |  | Fossil | G | 2025 | NaturalGas |  | 3.0667 | 4.157 | 5.7382 | 12.9619 | 0 | 0 | 0 | 0 | 0 | 0 | 0 | 0 | 0 | 0 | 0 | 0 | 434.9869 | 589.6489 | 813.9341 | 1838.5698 | 179.5221 | 243.3522 | 335.9163 | 758.7906 | 2.1467e-07 | 2.91e-07 | 4.0167e-07 | 9.0734e-07 | 0.011669 | 0.015817 | 0.021834 | 0.04932 | 0 | 0 | 0 | 0 | 0 | 0 | 0 | 0 | 7.575 | 0.94184 | 1.2767 | 1.7422 | 3.9608 | 11.8583 | 15.16 | 22.3036 | 49.3218 | 0 | 248 | SCR
6189_G_3 | S_SOU | Georgia | 13 | Floyd | 115 | 6189 | 3 | Rocky Mountain Hydroelectric Plant | 0 | 1995 | 9999 | Pumped Storage | [5 empty] | Non-Fossil | G | 2025 | Pumps |  | 0 | 0 | 0 | 0 | 0 | 0 | 0 | 0 | 0 | 0 | 0 | 0 | 0 | 0 | 0 | 0 | 16.2795 | 59.4814 | 80.7228 | 156.4837 | 0 | 0 | 0 | 0 | 0 | 0 | 0 | 0 | 0 | 0 | 0 | 0 | 0 | 0 | 0 | 0 | 0 | 0 | 0 | 0 | 5.9584 | 0.1656 | 0.60505 | 0.82112 | 1.5918 | 0 | 0 | 0 | 0 | 0 | 345
6189_G_2 | S_SOU | Georgia | 13 | Floyd | 115 | 6189 | 2 | Rocky Mountain Hydroelectric Plant | 0 | 1995 | 9999 | Pumped Storage | [5 empty] | Non-Fossil | G | 2025 | Pumps |  | 0 | 0 | 0 | 0 | 0 | 0 | 0 | 0 | 0 | 0 | 0 | 0 | 0 | 0 | 0 | 0 | 16.2795 | 59.4814 | 80.7228 | 156.4837 | 0 | 0 | 0 | 0 | 0 | 0 | 0 | 0 | 0 | 0 | 0 | 0 | 0 | 0 | 0 | 0 | 0 | 0 | 0 | 0 | 5.9584 | 0.1656 | 0.60505 | 0.82112 | 1.5918 | 0 | 0 | 0 | 0 | 0 | 345
6189_G_1 | S_SOU | Georgia | 13 | Floyd | 115 | 6189 | 1 | Rocky Mountain Hydroelectric Plant | 0 | 1995 | 9999 | Pumped Storage | [5 empty] | Non-Fossil | G | 2025 | Pumps |  | 0 | 0 | 0 | 0 | 0 | 0 | 0 | 0 | 0 | 0 | 0 | 0 | 0 | 0 | 0 | 0 | 16.2795 | 59.4814 | 80.7228 | 156.4837 | 0 | 0 | 0 | 0 | 0 | 0 | 0 | 0 | 0 | 0 | 0 | 0 | 0 | 0 | 0 | 0 | 0 | 0 | 0 | 0 | 5.9584 | 0.1656 | 0.60505 | 0.82112 | 1.5918 | 0 | 0 | 0 | 0 | 0 | 345
6188_G_2 | S_SOU | Alabama | 1 | Randolph | 111 | 6188 | 2 | Harris Dam | 0 | 1983 | 9999 | Hydro | [5 empty] | Non-Fossil | G | 2025 | Hydro |  | 0 | 0 | 0 | 0 | 0 | 0 | 0 | 0 | 0 | 0 | 0 | 0 | 0 | 0 | 0 | 0 | 55.0731 | 51.9019 | 38.0975 | 145.0725 | 0 | 0 | 0 | 0 | 0 | 0 | 0 | 0 | 0 | 0 | 0 | 0 | 0 | 0 | 0 | 0 | 0 | 0 | 0 | 0 | 0.9827 | 0.14649 | 0.13806 | 0.10134 | 0.38589 | 0 | 0 | 0 | 0 | 0 | 66
6188_G_1 | S_SOU | Alabama | 1 | Randolph | 111 | 6188 | 1 | Harris Dam | 0 | 1983 | 9999 | Hydro | [5 empty] | Non-Fossil | G | 2025 | Hydro |  | 0 | 0 | 0 | 0 | 0 | 0 | 0 | 0 | 0 | 0 | 0 | 0 | 0 | 0 | 0 | 0 | 55.0731 | 51.9019 | 38.0975 | 145.0725 | 0 | 0 | 0 | 0 | 0 | 0 | 0 | 0 | 0 | 0 | 0 | 0 | 0 | 0 | 0 | 0 | 0 | 0 | 0 | 0 | 0.9827 | 0.14649 | 0.13806 | 0.10134 | 0.38589 | 0 | 0 | 0 | 0 | 0 | 66
6183_B_SM-1 | ERC_REST | Texas | 48 | Atascosa | 13 | 6183 | SM-1 | San Miguel | 11931 | 1982 | 9999 | Coal Steam | wall | dry | ESPC + Wet Scrubber + SNCR + ACI | LNB + OFA | Wet Scrubber | Fossil | B | 2025 |  | Coal Retirement | 0 | 0 | 0 | 0 | 0 | 0 | 0 | 0 | 0 | 0 | 0 | 0 | 0 | 0 | 0 | 0 | 0 | 0 | 0 | 0 | 0 | 0 | 0 | 0 | 0 | 0 | 0 | 0 | 0 | 0 | 0 | 0 | 0 | 0 | 0 | 0 | 0 | 0 | 0 | 0 | 0 | 0 | 0 | 0 | 0 | 0 | 0 | 0 | 0 | 0 | 391 | Scrubber / SNCR / Mercury Control | Wet Scrubber
6180_B_2 | ERC_REST | Texas | 48 | Robertson | 395 | 6180 | 2 | Oak Grove (TX) | 10484 | 2011 | 9999 | Coal Steam | wall | dry | Bag House + Wet Scrubber + SCR + ACI | LNB + NH3 + OFA | Wet Scrubber | Fossil | B | 2025 | Coal |  | 15.1711 | 20.5652 | 27.7875 | 63.5238 | 0 | 0 | 0 | 0 | 0 | 0 | 0 | 0 | 15.1711 | 20.5652 | 27.7875 | 63.5238 | 1447.0676 | 1961.5805 | 2650.4688 | 6059.1168 | 1634.3739 | 2215.4846 | 2981.7559 | 6831.6143 | 0.011284 | 0.015296 | 0.020358 | 0.046938 | 0.55367 | 0.75053 | 1.0141 | 2.3183 | 0.5934 | 0.80439 | 0.83363 | 2.2314 | 0.0075855 | 0.010283 | 0.013894 | 0.031762 | 55.3768 | 9.2825 | 12.583 | 17.002 | 38.8674 | 27.6987 | 37.5471 | 50.7333 | 115.9792 | 0 | 825 | Scrubber / SCR / Mercury Control | Wet Scrubber
6180_B_1 | ERC_REST | Texas | 48 | Robertson | 395 | 6180 | 1 | Oak Grove (TX) | 10479 | 2010 | 9999 | Coal Steam | tangential | dry | Bag House + Wet Scrubber + SCR + ACI | LNC2 + NH3 | Wet Scrubber | Fossil | B | 2025 | Coal |  | 15.4395 | 20.9291 | 28.2792 | 64.6479 | 0 | 0 | 0 | 0 | 0 | 0 | 0 | 0 | 15.4395 | 20.9291 | 28.2792 | 64.6479 | 1473.3779 | 1997.2456 | 2698.6591 | 6169.2826 | 1673.4635 | 2254.6903 | 3034.5217 | 6962.6755 | 0.023337 | 0.015567 | 0.020718 | 0.059621 | 0.55459 | 0.75177 | 1.0158 | 2.3222 | 0.87594 | 0.81862 | 0.84838 | 2.5429 | 0.0077198 | 0.010465 | 0.01414 | 0.032324 | 55.7535 | 9.4502 | 12.8103 | 17.3092 | 39.5698 | 28.1889 | 38.2116 | 51.6311 | 118.0316 | 0 | 840 | Scrubber / SCR / Mercury Control | Wet Scrubber
6179_B_3 | ERC_REST | Texas | 48 | Fayette | 149 | 6179 | 3 | Fayette Power Project | 10631 | 1988 | 9999 | Coal Steam | tangential | dry | ESPC + Wet Scrubber + ACI | LNC3 | Wet Scrubber | Fossil | B | 2025 | Coal |  | 4.8434 | 0 | 9.9503 | 14.7936 | 0 | 0 | 0 | 0 | 4.8434 | 0 | 9.9503 | 14.7936 | 0 | 0 | 0 | 0 | 455.5909 | 0 | 935.9667 | 1391.5577 | 519.9368 | 0 | 1068.159 | 1588.0958 | 0.0013589 | 0 | 0.0027917 | 0.0041505 | 0.29748 | 0 | 0.61115 | 0.90863 | 0.1453 | 0 | 0.29851 | 0.44381 | 0.0024218 | 0 | 0.004975 | 0.0073968 | 16.6143 | 2.4817 | 0 | 5.0984 | 7.5801 | 11.2439 | 0 | 23.0995 | 34.3434 | 0 | 435 | Scrubber / Mercury Control | Wet Scrubber
6179_B_2 | ERC_REST | Texas | 48 | Fayette | 149 | 6179 | 2 | Fayette Power Project | 10591 | 1980 | 9999 | Coal Steam | tangential | dry | ESPC + Wet Scrubber + ACI | LNC3 | Wet Scrubber | Fossil | B | 2025 | Coal |  | 6.7268 | 5.2198 | 12.1292 | 24.0759 | 0 | 0 | 0 | 0 | 6.7268 | 5.2198 | 12.1292 | 24.0759 | 0 | 0 | 0 | 0 | 635.1476 | 492.8563 | 1145.2371 | 2273.241 | 722.126 | 560.3491 | 1302.0683 | 2584.5434 | 0.0018873 | 0.0014645 | 0.003403 | 0.0067548 | 0.39682 | 0.30792 | 0.7155 | 1.4202 | 0.20181 | 0.1566 | 0.36388 | 0.72228 | 0.0033635 | 0.00261 | 0.0060646 | 0.012038 | 25.0409 | 3.4578 | 2.6832 | 6.2348 | 12.3758 | 15.6163 | 12.1178 | 28.1579 | 55.892 | 0 | 590 | Scrubber / Mercury Control | Wet Scrubber
6179_B_1 | ERC_REST | Texas | 48 | Fayette | 149 | 6179 | 1 | Fayette Power Project | 10594 | 1979 | 9999 | Coal Steam | tangential | dry | ESPC + Wet Scrubber + ACI | LNC3 | Wet Scrubber | Fossil | B | 2025 | Coal |  | 6.7288 | 5.2213 | 12.1326 | 24.0827 | 0 | 0 | 0 | 0 | 6.7288 | 5.2213 | 12.1326 | 24.0827 | 0 | 0 | 0 | 0 | 635.1476 | 492.8563 | 1145.2371 | 2273.241 | 722.3306 | 560.5078 | 1302.4372 | 2585.2755 | 0.0018878 | 0.0014649 | 0.003404 | 0.0067567 | 0.35662 | 0.27673 | 0.64303 | 1.2764 | 0.20186 | 0.15664 | 0.36398 | 0.72248 | 0.0033644 | 0.0026107 | 0.0060663 | 0.012041 | 25.0409 | 3.4578 | 2.6832 | 6.2348 | 12.3758 | 15.6208 | 12.1213 | 28.1659 | 55.9079 | 0 | 590 | Scrubber / Mercury Control | Wet Scrubber
6178_B_1 | ERC_REST | Texas | 48 | Goliad | 175 | 6178 | 1 | Coleto Creek | 9890 | 1980 | 9999 | Coal Steam | tangential | wet | Bag House + ACI | LNC3 |  | Fossil | B | 2025 | Coal |  | 0 | 0 | 14.3608 | 14.3608 | 0 | 0 | 0 | 0 | 0 | 0 | 14.3608 | 14.3608 | 0 | 0 | 0 | 0 | 0 | 0 | 1452.0516 | 1452.0516 | 0 | 0 | 1538.7587 | 1538.7587 | 0 | 0 | 0.0040291 | 0.0040291 | 0 | 0 | 0.91809 | 0.91809 | 0 | 0 | 3.7505 | 3.7505 | 0 | 0 | 0.0035078 | 0.0035078 | 26.1595 | 0 | 0 | 4.4272 | 4.4272 | 0 | 0 | 43.0991 | 43.0991 | 0 | 635 | Mercury Control
6177_B_U2B | WECC_AZ | Arizona | 4 | Apache | 1 | 6177 | U2B | Coronado | 10724 | 1980 | 9999 | Coal Steam | wall | dry | ESPH + Wet Scrubber + SCR + ACI | LNBO | Wet Scrubber | Fossil | B | 2025 | Coal |  | 6.9873 | 5.8214 | 12.9353 | 25.7439 | 0 | 0 | 0 | 0 | 6.9873 | 5.8214 | 12.9353 | 25.7439 | 0 | 0 | 0 | 0 | 651.5531 | 542.8355 | 1206.2011 | 2400.5897 | 733.1253 | 612.9555 | 1361.5621 | 2707.6429 | 0.0016058 | 0.0023246 | 0.0049603 | 0.0088906 | 0.19617 | 0.16343 | 0.36316 | 0.72276 | 0.20962 | 0.26005 | 0.56009 | 1.0298 | 0.0034937 | 0.0029107 | 0.0064676 | 0.012872 | 22.1564 | 4.1713 | 3.4753 | 7.7222 | 15.3688 | 17.5795 | 10.2289 | 23.6467 | 51.4551 | 0 | 382 | Scrubber / SCR / Mercury Control | Wet Scrubber
6177_B_U1B | WECC_AZ | Arizona | 4 | Apache | 1 | 6177 | U1B | Coronado | 10628 | 1979 | 9999 | Coal Steam | wall | dry | ESPH + Wet Scrubber + SCR + ACI | LNBO | Wet Scrubber | Fossil | B | 2025 | Coal |  | 6.8341 | 6.6392 | 12.6517 | 26.125 | 0 | 0 | 0 | 0 | 6.8341 | 6.6392 | 12.6517 | 26.125 | 0 | 0 | 0 | 0 | 643.025 | 624.6868 | 1190.4131 | 2458.1249 | 717.0525 | 699.0655 | 1331.5999 | 2747.7179 | 0.0015706 | 0.0026511 | 0.0048005 | 0.0090222 | 0.17085 | 0.16598 | 0.31629 | 0.65312 | 0.20502 | 0.29658 | 0.5434 | 1.045 | 0.0034171 | 0.0033197 | 0.006326 | 0.013063 | 21.8654 | 4.1167 | 3.9993 | 7.6211 | 15.7372 | 17.1941 | 11.6659 | 23.3567 | 52.2167 | 0 | 377 | Scrubber / SCR / Mercury Control | Wet Scrubber
6175_G_6 | WECC_PNW | Washington | 53 | Whitman | 75 | 6175 | 6 | Lower Granite | 0 | 1978 | 9999 | Hydro | [5 empty] | Non-Fossil | G | 2025 | Hydro |  | 0 | 0 | 0 | 0 | 0 | 0 | 0 | 0 | 0 | 0 | 0 | 0 | 0 | 0 | 0 | 0 | 119.846 | 151.7979 | 219.8847 | 491.5287 | 0 | 0 | 0 | 0 | 0 | 0 | 0 | 0 | 0 | 0 | 0 | 0 | 0 | 0 | 0 | 0 | 0 | 0 | 0 | 0 | 2.0101 | 0.31879 | 0.40378 | 0.58489 | 1.3075 | 0 | 0 | 0 | 0 | 0 | 135
6175_G_5 | WECC_PNW | Washington | 53 | Whitman | 75 | 6175 | 5 | Lower Granite | 0 | 1978 | 9999 | Hydro | [5 empty] | Non-Fossil | G | 2025 | Hydro |  | 0 | 0 | 0 | 0 | 0 | 0 | 0 | 0 | 0 | 0 | 0 | 0 | 0 | 0 | 0 | 0 | 119.846 | 151.7979 | 219.8847 | 491.5287 | 0 | 0 | 0 | 0 | 0 | 0 | 0 | 0 | 0 | 0 | 0 | 0 | 0 | 0 | 0 | 0 | 0 | 0 | 0 | 0 | 2.0101 | 0.31879 | 0.40378 | 0.58489 | 1.3075 | 0 | 0 | 0 | 0 | 0 | 135
6175_G_4 | WECC_PNW | Washington | 53 | Whitman | 75 | 6175 | 4 | Lower Granite | 0 | 1978 | 9999 | Hydro | [5 empty] | Non-Fossil | G | 2025 | Hydro |  | 0 | 0 | 0 | 0 | 0 | 0 | 0 | 0 | 0 | 0 | 0 | 0 | 0 | 0 | 0 | 0 | 119.846 | 151.7979 | 219.8847 | 491.5287 | 0 | 0 | 0 | 0 | 0 | 0 | 0 | 0 | 0 | 0 | 0 | 0 | 0 | 0 | 0 | 0 | 0 | 0 | 0 | 0 | 2.0101 | 0.31879 | 0.40378 | 0.58489 | 1.3075 | 0 | 0 | 0 | 0 | 0 | 135
6175_G_3 | WECC_PNW | Washington | 53 | Whitman | 75 | 6175 | 3 | Lower Granite | 0 | 1975 | 9999 | Hydro | [5 empty] | Non-Fossil | G | 2025 | Hydro |  | 0 | 0 | 0 | 0 | 0 | 0 | 0 | 0 | 0 | 0 | 0 | 0 | 0 | 0 | 0 | 0 | 119.846 | 151.7979 | 219.8847 | 491.5287 | 0 | 0 | 0 | 0 | 0 | 0 | 0 | 0 | 0 | 0 | 0 | 0 | 0 | 0 | 0 | 0 | 0 | 0 | 0 | 0 | 2.0101 | 0.31879 | 0.40378 | 0.58489 | 1.3075 | 0 | 0 | 0 | 0 | 0 | 135
6175_G_2 | WECC_PNW | Washington | 53 | Whitman | 75 | 6175 | 2 | Lower Granite | 0 | 1975 | 9999 | Hydro | [5 empty] | Non-Fossil | G | 2025 | Hydro |  | 0 | 0 | 0 | 0 | 0 | 0 | 0 | 0 | 0 | 0 | 0 | 0 | 0 | 0 | 0 | 0 | 119.846 | 151.7979 | 219.8847 | 491.5287 | 0 | 0 | 0 | 0 | 0 | 0 | 0 | 0 | 0 | 0 | 0 | 0 | 0 | 0 | 0 | 0 | 0 | 0 | 0 | 0 | 2.0101 | 0.31879 | 0.40378 | 0.58489 | 1.3075 | 0 | 0 | 0 | 0 | 0 | 135
6175_G_1 | WECC_PNW | Washington | 53 | Whitman | 75 | 6175 | 1 | Lower Granite | 0 | 1975 | 9999 | Hydro | [5 empty] | Non-Fossil | G | 2025 | Hydro |  | 0 | 0 | 0 | 0 | 0 | 0 | 0 | 0 | 0 | 0 | 0 | 0 | 0 | 0 | 0 | 0 | 119.846 | 151.7979 | 219.8847 | 491.5287 | 0 | 0 | 0 | 0 | 0 | 0 | 0 | 0 | 0 | 0 | 0 | 0 | 0 | 0 | 0 | 0 | 0 | 0 | 0 | 0 | 2.0101 | 0.31879 | 0.40378 | 0.58489 | 1.3075 | 0 | 0 | 0 | 0 | 0 | 135
6174_G_2 | WECC_PNW | Oregon | 41 | Jackson | 29 | 6174 | 2 | Lost Creek | 0 | 1977 | 9999 | Hydro | [5 empty] | Non-Fossil | G | 2025 | Hydro |  | 0 | 0 | 0 | 0 | 0 | 0 | 0 | 0 | 0 | 0 | 0 | 0 | 0 | 0 | 0 | 0 | 27.6771 | 33.6767 | 38.7025 | 100.0563 | 0 | 0 | 0 | 0 | 0 | 0 | 0 | 0 | 0 | 0 | 0 | 0 | 0 | 0 | 0 | 0 | 0 | 0 | 0 | 0 | 0.36479 | 0.073621 | 0.08958 | 0.10295 | 0.26615 | 0 | 0 | 0 | 0 | 0 | 24.5
6174_G_1 | WECC_PNW | Oregon | 41 | Jackson | 29 | 6174 | 1 | Lost Creek | 0 | 1977 | 9999 | Hydro | [5 empty] | Non-Fossil | G | 2025 | Hydro |  | 0 | 0 | 0 | 0 | 0 | 0 | 0 | 0 | 0 | 0 | 0 | 0 | 0 | 0 | 0 | 0 | 27.6771 | 33.6767 | 38.7025 | 100.0563 | 0 | 0 | 0 | 0 | 0 | 0 | 0 | 0 | 0 | 0 | 0 | 0 | 0 | 0 | 0 | 0 | 0 | 0 | 0 | 0 | 0.36479 | 0.073621 | 0.08958 | 0.10295 | 0.26615 | 0 | 0 | 0 | 0 | 0 | 24.5
6172_G_5 | WECC_MT | Montana | 30 | Lincoln | 53 | 6172 | 5 | Libby | 0 | 1984 | 9999 | Hydro | [5 empty] | Non-Fossil | G | 2025 | Hydro |  | 0 | 0 | 0 | 0 | 0 | 0 | 0 | 0 | 0 | 0 | 0 | 0 | 0 | 0 | 0 | 0 | 84.6808 | 112.6111 | 194.3519 | 391.6438 | 0 | 0 | 0 | 0 | 0 | 0 | 0 | 0 | 0 | 0 | 0 | 0 | 0 | 0 | 0 | 0 | 0 | 0 | 0 | 0 | 1.5634 | 0.22525 | 0.29955 | 0.51698 | 1.0418 | 0 | 0 | 0 | 0 | 0 | 105
6172_G_4 | WECC_MT | Montana | 30 | Lincoln | 53 | 6172 | 4 | Libby | 0 | 1976 | 9999 | Hydro | [5 empty] | Non-Fossil | G | 2025 | Hydro |  | 0 | 0 | 0 | 0 | 0 | 0 | 0 | 0 | 0 | 0 | 0 | 0 | 0 | 0 | 0 | 0 | 84.6808 | 112.6111 | 194.3519 | 391.6438 | 0 | 0 | 0 | 0 | 0 | 0 | 0 | 0 | 0 | 0 | 0 | 0 | 0 | 0 | 0 | 0 | 0 | 0 | 0 | 0 | 1.5634 | 0.22525 | 0.29955 | 0.51698 | 1.0418 | 0 | 0 | 0 | 0 | 0 | 105
6172_G_3 | WECC_MT | Montana | 30 | Lincoln | 53 | 6172 | 3 | Libby | 0 | 1976 | 9999 | Hydro | [5 empty] | Non-Fossil | G | 2025 | Hydro |  | 0 | 0 | 0 | 0 | 0 | 0 | 0 | 0 | 0 | 0 | 0 | 0 | 0 | 0 | 0 | 0 | 84.6808 | 112.6111 | 194.3519 | 391.6438 | 0 | 0 | 0 | 0 | 0 | 0 | 0 | 0 | 0 | 0 | 0 | 0 | 0 | 0 | 0 | 0 | 0 | 0 | 0 | 0 | 1.5634 | 0.22525 | 0.29955 | 0.51698 | 1.0418 | 0 | 0 | 0 | 0 | 0 | 105
6172_G_2 | WECC_MT | Montana | 30 | Lincoln | 53 | 6172 | 2 | Libby | 0 | 1975 | 9999 | Hydro | [5 empty] | Non-Fossil | G | 2025 | Hydro |  | 0 | 0 | 0 | 0 | 0 | 0 | 0 | 0 | 0 | 0 | 0 | 0 | 0 | 0 | 0 | 0 | 84.6808 | 112.6111 | 194.3519 | 391.6438 | 0 | 0 | 0 | 0 | 0 | 0 | 0 | 0 | 0 | 0 | 0 | 0 | 0 | 0 | 0 | 0 | 0 | 0 | 0 | 0 | 1.5634 | 0.22525 | 0.29955 | 0.51698 | 1.0418 | 0 | 0 | 0 | 0 | 0 | 105
6172_G_1 | WECC_MT | Montana | 30 | Lincoln | 53 | 6172 | 1 | Libby | 0 | 1975 | 9999 | Hydro | [5 empty] | Non-Fossil | G | 2025 | Hydro |  | 0 | 0 | 0 | 0 | 0 | 0 | 0 | 0 | 0 | 0 | 0 | 0 | 0 | 0 | 0 | 0 | 84.6808 | 112.6111 | 194.3519 | 391.6438 | 0 | 0 | 0 | 0 | 0 | 0 | 0 | 0 | 0 | 0 | 0 | 0 | 0 | 0 | 0 | 0 | 0 | 0 | 0 | 0 | 1.5634 | 0.22525 | 0.29955 | 0.51698 | 1.0418 | 0 | 0 | 0 | 0 | 0 | 105
6171_G_1 | S_C_KY | Kentucky | 21 | Laurel | 125 | 6171 | 1 | Laurel Dam | 0 | 1977 | 9999 | Hydro | [5 empty] | Non-Fossil | G | 2025 | Hydro |  | 0 | 0 | 0 | 0 | 0 | 0 | 0 | 0 | 0 | 0 | 0 | 0 | 0 | 0 | 0 | 0 | 41.2534 | 44.3029 | 48.4794 | 134.0358 | 0 | 0 | 0 | 0 | 0 | 0 | 0 | 0 | 0 | 0 | 0 | 0 | 0 | 0 | 0 | 0 | 0 | 0 | 0 | 0 | 0.90826 | 0.10973 | 0.11785 | 0.12896 | 0.35654 | 0 | 0 | 0 | 0 | 0 | 61
617_G_5ST | FRCC | Florida | 12 | Broward | 11 | 617 | 5ST | Port Everglades | 7050 | 2016 | 9999 | Combined Cycle |  |  | SCR |  |  | Fossil | G | 2025 | NaturalGas |  | 5.3419 | 7.2413 | 9.9956 | 22.5788 | 0 | 0 | 0 | 0 | 0 | 0 | 0 | 0 | 0 | 0 | 0 | 0 | 757.7191 | 1027.1303 | 1417.8206 | 3202.67 | 312.716 | 423.9039 | 585.1445 | 1321.7643 | 3.7393e-07 | 5.0689e-07 | 6.997e-07 | 1.5805e-06 | 0.020967 | 0.028422 | 0.039233 | 0.088622 | 0 | 0 | 0 | 0 | 0 | 0 | 0 | 0 | 13.1952 | 1.6406 | 2.224 | 3.0348 | 6.8994 | 20.6563 | 26.4077 | 38.8514 | 85.9155 | 0 | 432 | SCR
617_G_5C | FRCC | Florida | 12 | Broward | 11 | 617 | 5C | Port Everglades | 7050 | 2016 | 9999 | Combined Cycle |  |  | SCR | DLNB |  | Fossil | G | 2025 | NaturalGas |  | 3.4129 | 4.6264 | 6.3861 | 14.4254 | 0 | 0 | 0 | 0 | 0 | 0 | 0 | 0 | 0 | 0 | 0 | 0 | 484.0983 | 656.2221 | 905.8299 | 2046.1503 | 199.7908 | 270.8275 | 373.8423 | 844.4605 | 2.389e-07 | 3.2384e-07 | 4.4703e-07 | 1.0098e-06 | 0.013396 | 0.018158 | 0.025065 | 0.05662 | 0 | 0 | 0 | 0 | 0 | 0 | 0 | 0 | 8.4303 | 1.0482 | 1.4209 | 1.9389 | 4.4079 | 13.1971 | 16.8716 | 24.8217 | 54.8904 | 0 | 276 | SCR
617_G_5B | FRCC | Florida | 12 | Broward | 11 | 617 | 5B | Port Everglades | 7050 | 2016 | 9999 | Combined Cycle |  |  | SCR | DLNB |  | Fossil | G | 2025 | NaturalGas |  | 3.4129 | 4.6264 | 6.3861 | 14.4254 | 0 | 0 | 0 | 0 | 0 | 0 | 0 | 0 | 0 | 0 | 0 | 0 | 484.0983 | 656.2221 | 905.8299 | 2046.1503 | 199.7908 | 270.8275 | 373.8423 | 844.4605 | 2.389e-07 | 3.2384e-07 | 4.4703e-07 | 1.0098e-06 | 0.013396 | 0.018158 | 0.025065 | 0.05662 | 0 | 0 | 0 | 0 | 0 | 0 | 0 | 0 | 8.4303 | 1.0482 | 1.4209 | 1.9389 | 4.4079 | 13.1971 | 16.8716 | 24.8217 | 54.8904 | 0 | 276 | SCR
617_G_5A | FRCC | Florida | 12 | Broward | 11 | 617 | 5A | Port Everglades | 7050 | 2016 | 9999 | Combined Cycle |  |  | SCR | DLNB |  | Fossil | G | 2025 | NaturalGas |  | 3.4129 | 4.6264 | 6.3861 | 14.4254 | 0 | 0 | 0 | 0 | 0 | 0 | 0 | 0 | 0 | 0 | 0 | 0 | 484.0983 | 656.2221 | 905.8299 | 2046.1503 | 199.7908 | 270.8275 | 373.8423 | 844.4605 | 2.389e-07 | 3.2384e-07 | 4.4703e-07 | 1.0098e-06 | 0.013396 | 0.018158 | 0.025065 | 0.05662 | 0 | 0 | 0 | 0 | 0 | 0 | 0 | 0 | 8.4303 | 1.0482 | 1.4209 | 1.9389 | 4.4079 | 13.1971 | 16.8716 | 24.8217 | 54.8904 | 0 | 276 | SCR
6168_G_HC1 | PJM_Dom | Virginia | 51 | Louisa | 109 | 6168 | HC1 | North Anna | 0 | 1987 | 9999 | Hydro | [5 empty] | Non-Fossil | G | 2025 | Hydro |  | 0 | 0 | 0 | 0 | 0 | 0 | 0 | 0 | 0 | 0 | 0 | 0 | 0 | 0 | 0 | 0 | 0.47525 | 0.49345 | 0.49513 | 1.4638 | 0 | 0 | 0 | 0 | 0 | 0 | 0 | 0 | 0 | 0 | 0 | 0 | 0 | 0 | 0 | 0 | 0 | 0 | 0 | 0 | 0.014889 | 0.0012642 | 0.0013126 | 0.001317 | 0.0038938 | 0 | 0 | 0 | 0 | 0 | 1
6168_G_2 | PJM_Dom | Virginia | 51 | Louisa | 109 | 6168 | 2 | North Anna | 10456 | 1980 | 9999 | Nuclear | [5 empty] | Non-Fossil | G | 2025 | Nuclear |  | 18.6433 | 25.2721 | 34.1627 | 78.0781 | 0 | 0 | 0 | 0 | 0 | 0 | 0 | 0 | 0 | 0 | 0 | 0 | 1783.0285 | 2416.9942 | 3267.2815 | 7467.3043 | 0 | 0 | 0 | 0 | 0 | 0 | 0 | 0 | 0 | 0 | 0 | 0 | 0 | 0 | 0 | 0 | 0 | 0 | 0 | 0 | 230.7705 | 0.17568 | 0.23815 | 0.32193 | 0.73577 | 12.0763 | 16.3701 | 22.129 | 50.5755 | 0 | 944
6168_G_1 | PJM_Dom | Virginia | 51 | Louisa | 109 | 6168 | 1 | North Anna | 10456 | 1978 | 9999 | Nuclear | [5 empty] | Non-Fossil | G | 2025 | Nuclear |  | 18.4528 | 25.0138 | 33.8135 | 77.2802 | 0 | 0 | 0 | 0 | 0 | 0 | 0 | 0 | 0 | 0 | 0 | 0 | 1764.8057 | 2392.2921 | 3233.8894 | 7390.9872 | 0 | 0 | 0 | 0 | 0 | 0 | 0 | 0 | 0 | 0 | 0 | 0 | 0 | 0 | 0 | 0 | 0 | 0 | 0 | 0 | 234.3342 | 0.17389 | 0.23572 | 0.31864 | 0.72825 | 11.9529 | 16.2028 | 21.9029 | 50.0586 | 0 | 948
6167_G_6 | PJM_Dom | Virginia | 51 | Bath | 17 | 6167 | 6 | Bath County | 0 | 1985 | 9999 | Pumped Storage | [5 empty] | Non-Fossil | G | 2025 | Pumps |  | 0 | 0 | 0 | 0 | 0 | 0 | 0 | 0 | 0 | 0 | 0 | 0 | 0 | 0 | 0 | 0 | 46.4459 | 23.316 | 278.3066 | 348.0685 | 0 | 0 | 0 | 0 | 0 | 0 | 0 | 0 | 0 | 0 | 0 | 0 | 0 | 0 | 0 | 0 | 0 | 0 | 0 | 0 | 8.6354 | 0.47245 | 0.23717 | 2.831 | 3.5406 | 0 | 0 | 0 | 0 | 0 | 500
6167_G_5 | PJM_Dom | Virginia | 51 | Bath | 17 | 6167 | 5 | Bath County | 0 | 1985 | 9999 | Pumped Storage | [5 empty] | Non-Fossil | G | 2025 | Pumps |  | 0 | 0 | 0 | 0 | 0 | 0 | 0 | 0 | 0 | 0 | 0 | 0 | 0 | 0 | 0 | 0 | 46.5388 | 23.3626 | 278.8632 | 348.7646 | 0 | 0 | 0 | 0 | 0 | 0 | 0 | 0 | 0 | 0 | 0 | 0 | 0 | 0 | 0 | 0 | 0 | 0 | 0 | 0 | 8.6527 | 0.4734 | 0.23765 | 2.8366 | 3.5477 | 0 | 0 | 0 | 0 | 0 | 501
6167_G_4 | PJM_Dom | Virginia | 51 | Bath | 17 | 6167 | 4 | Bath County | 0 | 1985 | 9999 | Pumped Storage | [5 empty] | Non-Fossil | G | 2025 | Pumps |  | 0 | 0 | 0 | 0 | 0 | 0 | 0 | 0 | 0 | 0 | 0 | 0 | 0 | 0 | 0 | 0 | 46.4459 | 23.316 | 278.3066 | 348.0685 | 0 | 0 | 0 | 0 | 0 | 0 | 0 | 0 | 0 | 0 | 0 | 0 | 0 | 0 | 0 | 0 | 0 | 0 | 0 | 0 | 8.6354 | 0.47245 | 0.23717 | 2.831 | 3.5406 | 0 | 0 | 0 | 0 | 0 | 500
6167_G_3 | PJM_Dom | Virginia | 51 | Bath | 17 | 6167 | 3 | Bath County | 0 | 1985 | 9999 | Pumped Storage | [5 empty] | Non-Fossil | G | 2025 | Pumps |  | 0 | 0 | 0 | 0 | 0 | 0 | 0 | 0 | 0 | 0 | 0 | 0 | 0 | 0 | 0 | 0 | 46.6317 | 23.4092 | 279.4198 | 349.4607 | 0 | 0 | 0 | 0 | 0 | 0 | 0 | 0 | 0 | 0 | 0 | 0 | 0 | 0 | 0 | 0 | 0 | 0 | 0 | 0 | 8.6699 | 0.47434 | 0.23812 | 2.8423 | 3.5547 | 0 | 0 | 0 | 0 | 0 | 502
6167_G_2 | PJM_Dom | Virginia | 51 | Bath | 17 | 6167 | 2 | Bath County | 0 | 1985 | 9999 | Pumped Storage | [5 empty] | Non-Fossil | G | 2025 | Pumps |  | 0 | 0 | 0 | 0 | 0 | 0 | 0 | 0 | 0 | 0 | 0 | 0 | 0 | 0 | 0 | 0 | 46.4459 | 23.316 | 278.3066 | 348.0685 | 0 | 0 | 0 | 0 | 0 | 0 | 0 | 0 | 0 | 0 | 0 | 0 | 0 | 0 | 0 | 0 | 0 | 0 | 0 | 0 | 8.6354 | 0.47245 | 0.23717 | 2.831 | 3.5406 | 0 | 0 | 0 | 0 | 0 | 500
6167_G_1 | PJM_Dom | Virginia | 51 | Bath | 17 | 6167 | 1 | Bath County | 0 | 1985 | 9999 | Pumped Storage | [5 empty] | Non-Fossil | G | 2025 | Pumps |  | 0 | 0 | 0 | 0 | 0 | 0 | 0 | 0 | 0 | 0 | 0 | 0 | 0 | 0 | 0 | 0 | 46.4459 | 23.316 | 278.3066 | 348.0685 | 0 | 0 | 0 | 0 | 0 | 0 | 0 | 0 | 0 | 0 | 0 | 0 | 0 | 0 | 0 | 0 | 0 | 0 | 0 | 0 | 8.6354 | 0.47245 | 0.23717 | 2.831 | 3.5406 | 0 | 0 | 0 | 0 | 0 | 500
6166_B_MB2 | PJM_West | Indiana | 18 | Spencer | 147 | 6166 | MB2 | Rockport | 9862 | 1989 | 9999 | Coal Steam | wall | dry | ESPC + Wet Scrubber + SCR + ACI + DSI | LNB + OFA | Wet Scrubber | Fossil | B | 2025 | Coal |  | 9.0355 | 0 | 15.1863 | 24.2218 | 0 | 0 | 0 | 0 | 9.0355 | 0 | 15.1863 | 24.2218 | 0 | 0 | 0 | 0 | 872.5658 | 0 | 1466.5485 | 2339.1143 | 923.7715 | 0 | 1552.6115 | 2476.383 | 0.0024143 | 0 | 0.0040578 | 0.0064721 | 0.30118 | 0 | 0.50621 | 0.80739 | 0.77784 | 0 | 1.3073 | 2.0852 | 0.0043026 | 0 | 0.0072315 | 0.011534 | 59.1871 | 8.0935 | 0 | 13.603 | 21.6965 | 23.3192 | 0 | 39.1934 | 62.5126 | 0.41489 | 1300 | Scrubber / SCR / Mercury Control / DSI | Wet Scrubber
6166_B_MB1 | PJM_West | Indiana | 18 | Spencer | 147 | 6166 | MB1 | Rockport | 9837 | 1984 | 9999 | Coal Steam | wall | dry | ESPC + Wet Scrubber + SCR + ACI + DSI | LNB + OFA | Wet Scrubber | Fossil | B | 2025 | Coal |  | 9.0126 | 0 | 15.1478 | 24.1604 | 0 | 0 | 0 | 0 | 9.0126 | 0 | 15.1478 | 24.1604 | 0 | 0 | 0 | 0 | 872.5658 | 0 | 1466.5485 | 2339.1143 | 921.4297 | 0 | 1548.6757 | 2470.1054 | 0.0024082 | 0 | 0.0040475 | 0.0064557 | 0.80264 | 0 | 1.349 | 2.1517 | 0.77587 | 0 | 1.304 | 2.0799 | 0.0042917 | 0 | 0.0072131 | 0.011505 | 59.1871 | 8.0935 | 0 | 13.603 | 21.6965 | 23.2601 | 0 | 39.094 | 62.3541 | 0.41489 | 1300 | Scrubber / SCR / Mercury Control / DSI | Wet Scrubber
6165_B_3 | WECC_UT | Utah | 49 | Emery | 15 | 6165 | 3 | Hunter | 10167 | 1978 | 9999 | Coal Steam | wall | dry | Bag House + Wet Scrubber | LNBO | Wet Scrubber | Fossil | B | 2025 | Coal |  | 8.0248 | 10.8781 | 14.8227 | 33.7256 | 8.0248 | 10.8781 | 14.8227 | 33.7256 | 0 | 0 | 0 | 0 | 0 | 0 | 0 | 0 | 789.3027 | 1069.9437 | 1457.9203 | 3317.1667 | 842.8367 | 1142.512 | 1556.8028 | 3542.1515 | 0.0017537 | 0.0023772 | 0.0032392 | 0.00737 | 1.1077 | 1.5016 | 2.0461 | 4.6555 | 0.26686 | 0.36174 | 0.49292 | 1.1215 | 0.0040124 | 0.0054391 | 0.0074114 | 0.016863 | 26.2444 | 3.1334 | 4.2475 | 5.7877 | 13.1685 | 14.0688 | 19.0711 | 25.9865 | 59.1264 | 0 | 460 | Scrubber | Wet Scrubber
6165_B_2 | WECC_UT | Utah | 49 | Emery | 15 | 6165 | 2 | Hunter | 10197 | 1980 | 9999 | Coal Steam | tangential | dry | Bag House + Wet Scrubber | LNC2 | Wet Scrubber | Fossil | B | 2025 |  | Coal Retirement | 0 | 0 | 0 | 0 | 0 | 0 | 0 | 0 | 0 | 0 | 0 | 0 | 0 | 0 | 0 | 0 | 0 | 0 | 0 | 0 | 0 | 0 | 0 | 0 | 0 | 0 | 0 | 0 | 0 | 0 | 0 | 0 | 0 | 0 | 0 | 0 | 0 | 0 | 0 | 0 | 0 | 0 | 0 | 0 | 0 | 0 | 0 | 0 | 0 | 0 | 430 | Scrubber | Wet Scrubber
6165_B_1 | WECC_UT | Utah | 49 | Emery | 15 | 6165 | 1 | Hunter | 10231 | 1978 | 9999 | Coal Steam | tangential | dry | ESPC + Bag House + Wet Scrubber | LNC1 | Wet Scrubber | Fossil | B | 2025 |  | Coal Retirement | 0 | 0 | 0 | 0 | 0 | 0 | 0 | 0 | 0 | 0 | 0 | 0 | 0 | 0 | 0 | 0 | 0 | 0 | 0 | 0 | 0 | 0 | 0 | 0 | 0 | 0 | 0 | 0 | 0 | 0 | 0 | 0 | 0 | 0 | 0 | 0 | 0 | 0 | 0 | 0 | 0 | 0 | 0 | 0 | 0 | 0 | 0 | 0 | 0 | 0 | 471 | Scrubber | Wet Scrubber
6163_G_PG9 | WECC_PNW | Washington | 53 | Grant | 25 | 6163 | PG9 | Grand Coulee | 0 | 1983 | 9999 | Pumped Storage | [5 empty] | Non-Fossil | G | 2025 | Pumps |  | 0 | 0 | 0 | 0 | 0 | 0 | 0 | 0 | 0 | 0 | 0 | 0 | 0 | 0 | 0 | 0 | 0 | 0 | 0 | 0 | 0 | 0 | 0 | 0 | 0 | 0 | 0 | 0 | 0 | 0 | 0 | 0 | 0 | 0 | 0 | 0 | 0 | 0 | 0 | 0 | 0.92399 | 0 | 0 | 0 | 0 | 0 | 0 | 0 | 0 | 0 | 53.5
6163_G_PG8 | WECC_PNW | Washington | 53 | Grant | 25 | 6163 | PG8 | Grand Coulee | 0 | 1973 | 9999 | Pumped Storage | [5 empty] | Non-Fossil | G | 2025 | Pumps |  | 0 | 0 | 0 | 0 | 0 | 0 | 0 | 0 | 0 | 0 | 0 | 0 | 0 | 0 | 0 | 0 | 0 | 0 | 0 | 0 | 0 | 0 | 0 | 0 | 0 | 0 | 0 | 0 | 0 | 0 | 0 | 0 | 0 | 0 | 0 | 0 | 0 | 0 | 0 | 0 | 0.86354 | 0 | 0 | 0 | 0 | 0 | 0 | 0 | 0 | 0 | 50
6163_G_PG7 | WECC_PNW | Washington | 53 | Grant | 25 | 6163 | PG7 | Grand Coulee | 0 | 1973 | 9999 | Pumped Storage | [5 empty] | Non-Fossil | G | 2025 | Pumps |  | 0 | 0 | 0 | 0 | 0 | 0 | 0 | 0 | 0 | 0 | 0 | 0 | 0 | 0 | 0 | 0 | 0 | 0 | 0 | 0 | 0 | 0 | 0 | 0 | 0 | 0 | 0 | 0 | 0 | 0 | 0 | 0 | 0 | 0 | 0 | 0 | 0 | 0 | 0 | 0 | 0.86354 | 0 | 0 | 0 | 0 | 0 | 0 | 0 | 0 | 0 | 50
6163_G_PG12 | WECC_PNW | Washington | 53 | Grant | 25 | 6163 | PG12 | Grand Coulee | 0 | 1984 | 9999 | Pumped Storage | [5 empty] | Non-Fossil | G | 2025 | Pumps |  | 0 | 0 | 0 | 0 | 0 | 0 | 0 | 0 | 0 | 0 | 0 | 0 | 0 | 0 | 0 | 0 | 0 | 0 | 0 | 0 | 0 | 0 | 0 | 0 | 0 | 0 | 0 | 0 | 0 | 0 | 0 | 0 | 0 | 0 | 0 | 0 | 0 | 0 | 0 | 0 | 0.92399 | 0 | 0 | 0 | 0 | 0 | 0 | 0 | 0 | 0 | 53.5
6163_G_PG11 | WECC_PNW | Washington | 53 | Grant | 25 | 6163 | PG11 | Grand Coulee | 0 | 1983 | 9999 | Pumped Storage | [5 empty] | Non-Fossil | G | 2025 | Pumps |  | 0 | 0 | 0 | 0 | 0 | 0 | 0 | 0 | 0 | 0 | 0 | 0 | 0 | 0 | 0 | 0 | 0 | 0 | 0 | 0 | 0 | 0 | 0 | 0 | 0 | 0 | 0 | 0 | 0 | 0 | 0 | 0 | 0 | 0 | 0 | 0 | 0 | 0 | 0 | 0 | 0.92399 | 0 | 0 | 0 | 0 | 0 | 0 | 0 | 0 | 0 | 53.5
6163_G_PG10 | WECC_PNW | Washington | 53 | Grant | 25 | 6163 | PG10 | Grand Coulee | 0 | 1983 | 9999 | Pumped Storage | [5 empty] | Non-Fossil | G | 2025 | Pumps |  | 0 | 0 | 0 | 0 | 0 | 0 | 0 | 0 | 0 | 0 | 0 | 0 | 0 | 0 | 0 | 0 | 0 | 0 | 0 | 0 | 0 | 0 | 0 | 0 | 0 | 0 | 0 | 0 | 0 | 0 | 0 | 0 | 0 | 0 | 0 | 0 | 0 | 0 | 0 | 0 | 0.92399 | 0 | 0 | 0 | 0 | 0 | 0 | 0 | 0 | 0 | 53.5
6163_G_LS3 | WECC_PNW | Washington | 53 | Grant | 25 | 6163 | LS3 | Grand Coulee | 0 | 1951 | 9999 | Hydro | [5 empty] | Non-Fossil | G | 2025 | Hydro |  | 0 | 0 | 0 | 0 | 0 | 0 | 0 | 0 | 0 | 0 | 0 | 0 | 0 | 0 | 0 | 0 | 8.8775 | 11.2443 | 16.2878 | 36.4095 | 0 | 0 | 0 | 0 | 0 | 0 | 0 | 0 | 0 | 0 | 0 | 0 | 0 | 0 | 0 | 0 | 0 | 0 | 0 | 0 | 0.14889 | 0.023614 | 0.02991 | 0.043325 | 0.096849 | 0 | 0 | 0 | 0 | 0 | 10
6163_G_LS2 | WECC_PNW | Washington | 53 | Grant | 25 | 6163 | LS2 | Grand Coulee | 0 | 1941 | 9999 | Hydro | [5 empty] | Non-Fossil | G | 2025 | Hydro |  | 0 | 0 | 0 | 0 | 0 | 0 | 0 | 0 | 0 | 0 | 0 | 0 | 0 | 0 | 0 | 0 | 8.8775 | 11.2443 | 16.2878 | 36.4095 | 0 | 0 | 0 | 0 | 0 | 0 | 0 | 0 | 0 | 0 | 0 | 0 | 0 | 0 | 0 | 0 | 0 | 0 | 0 | 0 | 0.14889 | 0.023614 | 0.02991 | 0.043325 | 0.096849 | 0 | 0 | 0 | 0 | 0 | 10
6163_G_LS1 | WECC_PNW | Washington | 53 | Grant | 25 | 6163 | LS1 | Grand Coulee | 0 | 1941 | 9999 | Hydro | [5 empty] | Non-Fossil | G | 2025 | Hydro |  | 0 | 0 | 0 | 0 | 0 | 0 | 0 | 0 | 0 | 0 | 0 | 0 | 0 | 0 | 0 | 0 | 8.8775 | 11.2443 | 16.2878 | 36.4095 | 0 | 0 | 0 | 0 | 0 | 0 | 0 | 0 | 0 | 0 | 0 | 0 | 0 | 0 | 0 | 0 | 0 | 0 | 0 | 0 | 0.14889 | 0.023614 | 0.02991 | 0.043325 | 0.096849 | 0 | 0 | 0 | 0 | 0 | 10
6163_G_9 | WECC_PNW | Washington | 53 | Grant | 25 | 6163 | 9 | Grand Coulee | 0 | 1948 | 9999 | Hydro | [5 empty] | Non-Fossil | G | 2025 | Hydro |  | 0 | 0 | 0 | 0 | 0 | 0 | 0 | 0 | 0 | 0 | 0 | 0 | 0 | 0 | 0 | 0 | 110.9686 | 140.5536 | 203.597 | 455.1192 | 0 | 0 | 0 | 0 | 0 | 0 | 0 | 0 | 0 | 0 | 0 | 0 | 0 | 0 | 0 | 0 | 0 | 0 | 0 | 0 | 1.8612 | 0.29518 | 0.37387 | 0.54157 | 1.2106 | 0 | 0 | 0 | 0 | 0 | 125
6163_G_8 | WECC_PNW | Washington | 53 | Grant | 25 | 6163 | 8 | Grand Coulee | 0 | 1943 | 9999 | Hydro | [5 empty] | Non-Fossil | G | 2025 | Hydro |  | 0 | 0 | 0 | 0 | 0 | 0 | 0 | 0 | 0 | 0 | 0 | 0 | 0 | 0 | 0 | 0 | 110.9686 | 140.5536 | 203.597 | 455.1192 | 0 | 0 | 0 | 0 | 0 | 0 | 0 | 0 | 0 | 0 | 0 | 0 | 0 | 0 | 0 | 0 | 0 | 0 | 0 | 0 | 1.8612 | 0.29518 | 0.37387 | 0.54157 | 1.2106 | 0 | 0 | 0 | 0 | 0 | 125
6163_G_7 | WECC_PNW | Washington | 53 | Grant | 25 | 6163 | 7 | Grand Coulee | 0 | 1947 | 9999 | Hydro | [5 empty] | Non-Fossil | G | 2025 | Hydro |  | 0 | 0 | 0 | 0 | 0 | 0 | 0 | 0 | 0 | 0 | 0 | 0 | 0 | 0 | 0 | 0 | 110.9686 | 140.5536 | 203.597 | 455.1192 | 0 | 0 | 0 | 0 | 0 | 0 | 0 | 0 | 0 | 0 | 0 | 0 | 0 | 0 | 0 | 0 | 0 | 0 | 0 | 0 | 1.8612 | 0.29518 | 0.37387 | 0.54157 | 1.2106 | 0 | 0 | 0 | 0 | 0 | 125
6163_G_6 | WECC_PNW | Washington | 53 | Grant | 25 | 6163 | 6 | Grand Coulee | 0 | 1943 | 9999 | Hydro | [5 empty] | Non-Fossil | G | 2025 | Hydro |  | 0 | 0 | 0 | 0 | 0 | 0 | 0 | 0 | 0 | 0 | 0 | 0 | 0 | 0 | 0 | 0 | 110.9686 | 140.5536 | 203.597 | 455.1192 | 0 | 0 | 0 | 0 | 0 | 0 | 0 | 0 | 0 | 0 | 0 | 0 | 0 | 0 | 0 | 0 | 0 | 0 | 0 | 0 | 1.8612 | 0.29518 | 0.37387 | 0.54157 | 1.2106 | 0 | 0 | 0 | 0 | 0 | 125
6163_G_5 | WECC_PNW | Washington | 53 | Grant | 25 | 6163 | 5 | Grand Coulee | 0 | 1943 | 9999 | Hydro | [5 empty] | Non-Fossil | G | 2025 | Hydro |  | 0 | 0 | 0 | 0 | 0 | 0 | 0 | 0 | 0 | 0 | 0 | 0 | 0 | 0 | 0 | 0 | 110.9686 | 140.5536 | 203.597 | 455.1192 | 0 | 0 | 0 | 0 | 0 | 0 | 0 | 0 | 0 | 0 | 0 | 0 | 0 | 0 | 0 | 0 | 0 | 0 | 0 | 0 | 1.8612 | 0.29518 | 0.37387 | 0.54157 | 1.2106 | 0 | 0 | 0 | 0 | 0 | 125
6163_G_4 | WECC_PNW | Washington | 53 | Grant | 25 | 6163 | 4 | Grand Coulee | 0 | 1944 | 9999 | Hydro | [5 empty] | Non-Fossil | G | 2025 | Hydro |  | 0 | 0 | 0 | 0 | 0 | 0 | 0 | 0 | 0 | 0 | 0 | 0 | 0 | 0 | 0 | 0 | 110.9686 | 140.5536 | 203.597 | 455.1192 | 0 | 0 | 0 | 0 | 0 | 0 | 0 | 0 | 0 | 0 | 0 | 0 | 0 | 0 | 0 | 0 | 0 | 0 | 0 | 0 | 1.8612 | 0.29518 | 0.37387 | 0.54157 | 1.2106 | 0 | 0 | 0 | 0 | 0 | 125
6163_G_3 | WECC_PNW | Washington | 53 | Grant | 25 | 6163 | 3 | Grand Coulee | 0 | 1941 | 9999 | Hydro | [5 empty] | Non-Fossil | G | 2025 | Hydro |  | 0 | 0 | 0 | 0 | 0 | 0 | 0 | 0 | 0 | 0 | 0 | 0 | 0 | 0 | 0 | 0 | 110.9686 | 140.5536 | 203.597 | 455.1192 | 0 | 0 | 0 | 0 | 0 | 0 | 0 | 0 | 0 | 0 | 0 | 0 | 0 | 0 | 0 | 0 | 0 | 0 | 0 | 0 | 1.8612 | 0.29518 | 0.37387 | 0.54157 | 1.2106 | 0 | 0 | 0 | 0 | 0 | 125
6163_G_24 | WECC_PNW | Washington | 53 | Grant | 25 | 6163 | 24 | Grand Coulee | 0 | 1980 | 9999 | Hydro | [5 empty] | Non-Fossil | G | 2025 | Hydro |  | 0 | 0 | 0 | 0 | 0 | 0 | 0 | 0 | 0 | 0 | 0 | 0 | 0 | 0 | 0 | 0 | 714.6375 | 905.1652 | 1311.1646 | 2930.9673 | 0 | 0 | 0 | 0 | 0 | 0 | 0 | 0 | 0 | 0 | 0 | 0 | 0 | 0 | 0 | 0 | 0 | 0 | 0 | 0 | 11.986 | 1.9009 | 2.4077 | 3.4877 | 7.7964 | 0 | 0 | 0 | 0 | 0 | 805
6163_G_23 | WECC_PNW | Washington | 53 | Grant | 25 | 6163 | 23 | Grand Coulee | 0 | 1979 | 9999 | Hydro | [5 empty] | Non-Fossil | G | 2025 | Hydro |  | 0 | 0 | 0 | 0 | 0 | 0 | 0 | 0 | 0 | 0 | 0 | 0 | 0 | 0 | 0 | 0 | 714.6375 | 905.1652 | 1311.1646 | 2930.9673 | 0 | 0 | 0 | 0 | 0 | 0 | 0 | 0 | 0 | 0 | 0 | 0 | 0 | 0 | 0 | 0 | 0 | 0 | 0 | 0 | 11.986 | 1.9009 | 2.4077 | 3.4877 | 7.7964 | 0 | 0 | 0 | 0 | 0 | 805
6163_G_22 | WECC_PNW | Washington | 53 | Grant | 25 | 6163 | 22 | Grand Coulee | 0 | 1978 | 9999 | Hydro | [5 empty] | Non-Fossil | G | 2025 | Hydro |  | 0 | 0 | 0 | 0 | 0 | 0 | 0 | 0 | 0 | 0 | 0 | 0 | 0 | 0 | 0 | 0 | 714.6375 | 905.1652 | 1311.1646 | 2930.9673 | 0 | 0 | 0 | 0 | 0 | 0 | 0 | 0 | 0 | 0 | 0 | 0 | 0 | 0 | 0 | 0 | 0 | 0 | 0 | 0 | 11.986 | 1.9009 | 2.4077 | 3.4877 | 7.7964 | 0 | 0 | 0 | 0 | 0 | 805
6163_G_21 | WECC_PNW | Washington | 53 | Grant | 25 | 6163 | 21 | Grand Coulee | 0 | 1976 | 9999 | Hydro | [5 empty] | Non-Fossil | G | 2025 | Hydro |  | 0 | 0 | 0 | 0 | 0 | 0 | 0 | 0 | 0 | 0 | 0 | 0 | 0 | 0 | 0 | 0 | 612.5464 | 775.8559 | 1123.8554 | 2512.2577 | 0 | 0 | 0 | 0 | 0 | 0 | 0 | 0 | 0 | 0 | 0 | 0 | 0 | 0 | 0 | 0 | 0 | 0 | 0 | 0 | 10.2737 | 1.6294 | 2.0638 | 2.9895 | 6.6826 | 0 | 0 | 0 | 0 | 0 | 690
6163_G_20 | WECC_PNW | Washington | 53 | Grant | 25 | 6163 | 20 | Grand Coulee | 0 | 1976 | 9999 | Hydro | [5 empty] | Non-Fossil | G | 2025 | Hydro |  | 0 | 0 | 0 | 0 | 0 | 0 | 0 | 0 | 0 | 0 | 0 | 0 | 0 | 0 | 0 | 0 | 612.5464 | 775.8559 | 1123.8554 | 2512.2577 | 0 | 0 | 0 | 0 | 0 | 0 | 0 | 0 | 0 | 0 | 0 | 0 | 0 | 0 | 0 | 0 | 0 | 0 | 0 | 0 | 10.2737 | 1.6294 | 2.0638 | 2.9895 | 6.6826 | 0 | 0 | 0 | 0 | 0 | 690
6163_G_2 | WECC_PNW | Washington | 53 | Grant | 25 | 6163 | 2 | Grand Coulee | 0 | 1942 | 9999 | Hydro | [5 empty] | Non-Fossil | G | 2025 | Hydro |  | 0 | 0 | 0 | 0 | 0 | 0 | 0 | 0 | 0 | 0 | 0 | 0 | 0 | 0 | 0 | 0 | 110.9686 | 140.5536 | 203.597 | 455.1192 | 0 | 0 | 0 | 0 | 0 | 0 | 0 | 0 | 0 | 0 | 0 | 0 | 0 | 0 | 0 | 0 | 0 | 0 | 0 | 0 | 1.8612 | 0.29518 | 0.37387 | 0.54157 | 1.2106 | 0 | 0 | 0 | 0 | 0 | 125
6163_G_19 | WECC_PNW | Washington | 53 | Grant | 25 | 6163 | 19 | Grand Coulee | 0 | 1975 | 9999 | Hydro | [5 empty] | Non-Fossil | G | 2025 | Hydro |  | 0 | 0 | 0 | 0 | 0 | 0 | 0 | 0 | 0 | 0 | 0 | 0 | 0 | 0 | 0 | 0 | 612.5464 | 775.8559 | 1123.8554 | 2512.2577 | 0 | 0 | 0 | 0 | 0 | 0 | 0 | 0 | 0 | 0 | 0 | 0 | 0 | 0 | 0 | 0 | 0 | 0 | 0 | 0 | 10.2737 | 1.6294 | 2.0638 | 2.9895 | 6.6826 | 0 | 0 | 0 | 0 | 0 | 690
6163_G_18 | WECC_PNW | Washington | 53 | Grant | 25 | 6163 | 18 | Grand Coulee | 0 | 1949 | 9999 | Hydro | [5 empty] | Non-Fossil | G | 2025 | Hydro |  | 0 | 0 | 0 | 0 | 0 | 0 | 0 | 0 | 0 | 0 | 0 | 0 | 0 | 0 | 0 | 0 | 110.9686 | 140.5536 | 203.597 | 455.1192 | 0 | 0 | 0 | 0 | 0 | 0 | 0 | 0 | 0 | 0 | 0 | 0 | 0 | 0 | 0 | 0 | 0 | 0 | 0 | 0 | 1.8612 | 0.29518 | 0.37387 | 0.54157 | 1.2106 | 0 | 0 | 0 | 0 | 0 | 125
6163_G_17 | WECC_PNW | Washington | 53 | Grant | 25 | 6163 | 17 | Grand Coulee | 0 | 1949 | 9999 | Hydro | [5 empty] | Non-Fossil | G | 2025 | Hydro |  | 0 | 0 | 0 | 0 | 0 | 0 | 0 | 0 | 0 | 0 | 0 | 0 | 0 | 0 | 0 | 0 | 110.9686 | 140.5536 | 203.597 | 455.1192 | 0 | 0 | 0 | 0 | 0 | 0 | 0 | 0 | 0 | 0 | 0 | 0 | 0 | 0 | 0 | 0 | 0 | 0 | 0 | 0 | 1.8612 | 0.29518 | 0.37387 | 0.54157 | 1.2106 | 0 | 0 | 0 | 0 | 0 | 125
6163_G_16 | WECC_PNW | Washington | 53 | Grant | 25 | 6163 | 16 | Grand Coulee | 0 | 1949 | 9999 | Hydro | [5 empty] | Non-Fossil | G | 2025 | Hydro |  | 0 | 0 | 0 | 0 | 0 | 0 | 0 | 0 | 0 | 0 | 0 | 0 | 0 | 0 | 0 | 0 | 110.9686 | 140.5536 | 203.597 | 455.1192 | 0 | 0 | 0 | 0 | 0 | 0 | 0 | 0 | 0 | 0 | 0 | 0 | 0 | 0 | 0 | 0 | 0 | 0 | 0 | 0 | 1.8612 | 0.29518 | 0.37387 | 0.54157 | 1.2106 | 0 | 0 | 0 | 0 | 0 | 125
6163_G_15 | WECC_PNW | Washington | 53 | Grant | 25 | 6163 | 15 | Grand Coulee | 0 | 1950 | 9999 | Hydro | [5 empty] | Non-Fossil | G | 2025 | Hydro |  | 0 | 0 | 0 | 0 | 0 | 0 | 0 | 0 | 0 | 0 | 0 | 0 | 0 | 0 | 0 | 0 | 110.9686 | 140.5536 | 203.597 | 455.1192 | 0 | 0 | 0 | 0 | 0 | 0 | 0 | 0 | 0 | 0 | 0 | 0 | 0 | 0 | 0 | 0 | 0 | 0 | 0 | 0 | 1.8612 | 0.29518 | 0.37387 | 0.54157 | 1.2106 | 0 | 0 | 0 | 0 | 0 | 125
6163_G_14 | WECC_PNW | Washington | 53 | Grant | 25 | 6163 | 14 | Grand Coulee | 0 | 1950 | 9999 | Hydro | [5 empty] | Non-Fossil | G | 2025 | Hydro |  | 0 | 0 | 0 | 0 | 0 | 0 | 0 | 0 | 0 | 0 | 0 | 0 | 0 | 0 | 0 | 0 | 110.9686 | 140.5536 | 203.597 | 455.1192 | 0 | 0 | 0 | 0 | 0 | 0 | 0 | 0 | 0 | 0 | 0 | 0 | 0 | 0 | 0 | 0 | 0 | 0 | 0 | 0 | 1.8612 | 0.29518 | 0.37387 | 0.54157 | 1.2106 | 0 | 0 | 0 | 0 | 0 | 125
6163_G_13 | WECC_PNW | Washington | 53 | Grant | 25 | 6163 | 13 | Grand Coulee | 0 | 1950 | 9999 | Hydro | [5 empty] | Non-Fossil | G | 2025 | Hydro |  | 0 | 0 | 0 | 0 | 0 | 0 | 0 | 0 | 0 | 0 | 0 | 0 | 0 | 0 | 0 | 0 | 110.9686 | 140.5536 | 203.597 | 455.1192 | 0 | 0 | 0 | 0 | 0 | 0 | 0 | 0 | 0 | 0 | 0 | 0 | 0 | 0 | 0 | 0 | 0 | 0 | 0 | 0 | 1.8612 | 0.29518 | 0.37387 | 0.54157 | 1.2106 | 0 | 0 | 0 | 0 | 0 | 125
6163_G_12 | WECC_PNW | Washington | 53 | Grant | 25 | 6163 | 12 | Grand Coulee | 0 | 1951 | 9999 | Hydro | [5 empty] | Non-Fossil | G | 2025 | Hydro |  | 0 | 0 | 0 | 0 | 0 | 0 | 0 | 0 | 0 | 0 | 0 | 0 | 0 | 0 | 0 | 0 | 110.9686 | 140.5536 | 203.597 | 455.1192 | 0 | 0 | 0 | 0 | 0 | 0 | 0 | 0 | 0 | 0 | 0 | 0 | 0 | 0 | 0 | 0 | 0 | 0 | 0 | 0 | 1.8612 | 0.29518 | 0.37387 | 0.54157 | 1.2106 | 0 | 0 | 0 | 0 | 0 | 125
6163_G_11 | WECC_PNW | Washington | 53 | Grant | 25 | 6163 | 11 | Grand Coulee | 0 | 1951 | 9999 | Hydro | [5 empty] | Non-Fossil | G | 2025 | Hydro |  | 0 | 0 | 0 | 0 | 0 | 0 | 0 | 0 | 0 | 0 | 0 | 0 | 0 | 0 | 0 | 0 | 110.9686 | 140.5536 | 203.597 | 455.1192 | 0 | 0 | 0 | 0 | 0 | 0 | 0 | 0 | 0 | 0 | 0 | 0 | 0 | 0 | 0 | 0 | 0 | 0 | 0 | 0 | 1.8612 | 0.29518 | 0.37387 | 0.54157 | 1.2106 | 0 | 0 | 0 | 0 | 0 | 125
6163_G_10 | WECC_PNW | Washington | 53 | Grant | 25 | 6163 | 10 | Grand Coulee | 0 | 1951 | 9999 | Hydro | [5 empty] | Non-Fossil | G | 2025 | Hydro |  | 0 | 0 | 0 | 0 | 0 | 0 | 0 | 0 | 0 | 0 | 0 | 0 | 0 | 0 | 0 | 0 | 110.9686 | 140.5536 | 203.597 | 455.1192 | 0 | 0 | 0 | 0 | 0 | 0 | 0 | 0 | 0 | 0 | 0 | 0 | 0 | 0 | 0 | 0 | 0 | 0 | 0 | 0 | 1.8612 | 0.29518 | 0.37387 | 0.54157 | 1.2106 | 0 | 0 | 0 | 0 | 0 | 125
6163_G_1 | WECC_PNW | Washington | 53 | Grant | 25 | 6163 | 1 | Grand Coulee | 0 | 1942 | 9999 | Hydro | [5 empty] | Non-Fossil | G | 2025 | Hydro |  | 0 | 0 | 0 | 0 | 0 | 0 | 0 | 0 | 0 | 0 | 0 | 0 | 0 | 0 | 0 | 0 | 110.9686 | 140.5536 | 203.597 | 455.1192 | 0 | 0 | 0 | 0 | 0 | 0 | 0 | 0 | 0 | 0 | 0 | 0 | 0 | 0 | 0 | 0 | 0 | 0 | 0 | 0 | 1.8612 | 0.29518 | 0.37387 | 0.54157 | 1.2106 | 0 | 0 | 0 | 0 | 0 | 125
6159_G_1 | WECC_CO | Colorado | 8 | Montrose | 85 | 6159 | 1 | Crystal | 0 | 1978 | 9999 | Hydro | [5 empty] | Non-Fossil | G | 2025 | Hydro |  | 0 | 0 | 0 | 0 | 0 | 0 | 0 | 0 | 0 | 0 | 0 | 0 | 0 | 0 | 0 | 0 | 22.4486 | 25.0662 | 43.5837 | 91.0985 | 0 | 0 | 0 | 0 | 0 | 0 | 0 | 0 | 0 | 0 | 0 | 0 | 0 | 0 | 0 | 0 | 0 | 0 | 0 | 0 | 0.52049 | 0.059713 | 0.066676 | 0.11593 | 0.24232 | 0 | 0 | 0 | 0 | 0 | 34.9567
6158_G_2 | WEC_CALN | California | 6 | Tuolumne | 109 | 6158 | 2 | New Melones | 0 | 1979 | 9999 | Hydro | [5 empty] | Non-Fossil | G | 2025 | Hydro |  | 0 | 0 | 0 | 0 | 0 | 0 | 0 | 0 | 0 | 0 | 0 | 0 | 0 | 0 | 0 | 0 | 88.2796 | 143.0157 | 279.4546 | 510.7499 | 0 | 0 | 0 | 0 | 0 | 0 | 0 | 0 | 0 | 0 | 0 | 0 | 0 | 0 | 0 | 0 | 0 | 0 | 0 | 0 | 2.8439 | 0.23482 | 0.38042 | 0.74335 | 1.3586 | 0 | 0 | 0 | 0 | 0 | 191
6158_G_1 | WEC_CALN | California | 6 | Tuolumne | 109 | 6158 | 1 | New Melones | 0 | 1979 | 9999 | Hydro | [5 empty] | Non-Fossil | G | 2025 | Hydro |  | 0 | 0 | 0 | 0 | 0 | 0 | 0 | 0 | 0 | 0 | 0 | 0 | 0 | 0 | 0 | 0 | 88.2796 | 143.0157 | 279.4546 | 510.7499 | 0 | 0 | 0 | 0 | 0 | 0 | 0 | 0 | 0 | 0 | 0 | 0 | 0 | 0 | 0 | 0 | 0 | 0 | 0 | 0 | 2.8439 | 0.23482 | 0.38042 | 0.74335 | 1.3586 | 0 | 0 | 0 | 0 | 0 | 191
6156_G_4 | NENG_CT | Connecticut | 9 | New Haven | 9 | 6156 | 4 | New Haven Harbor | 11989 | 2012 | 9999 | Combustion Turbine |  |  | SCR | H2O |  | Fossil | G | 2025 | Oil |  | 0 | 0 | 0 | 0 | 0 | 0 | 0 | 0 | 0 | 0 | 0 | 0 | 0 | 0 | 0 | 0 | 0 | 0 | 0 | 0 | 0 | 0 | 0 | 0 | 0 | 0 | 0 | 0 | 0 | 0 | 0 | 0 | 0 | 0 | 0 | 0 | 0 | 0 | 0 | 0 | 0.89519 | 0 | 0 | 0 | 0 | 0 | 0 | 0 | 0 | 0 | 43.2 | SCR
6156_G_3 | NENG_CT | Connecticut | 9 | New Haven | 9 | 6156 | 3 | New Haven Harbor | 11989 | 2012 | 9999 | Combustion Turbine |  |  | SCR | H2O |  | Fossil | G | 2025 | Oil |  | 0 | 0 | 0 | 0 | 0 | 0 | 0 | 0 | 0 | 0 | 0 | 0 | 0 | 0 | 0 | 0 | 0 | 0 | 0 | 0 | 0 | 0 | 0 | 0 | 0 | 0 | 0 | 0 | 0 | 0 | 0 | 0 | 0 | 0 | 0 | 0 | 0 | 0 | 0 | 0 | 0.89519 | 0 | 0 | 0 | 0 | 0 | 0 | 0 | 0 | 0 | 43.2 | SCR
6156_G_2 | NENG_CT | Connecticut | 9 | New Haven | 9 | 6156 | 2 | New Haven Harbor | 11989 | 2012 | 9999 | Combustion Turbine |  |  | SCR | H2O |  | Fossil | G | 2025 | Oil |  | 0 | 0 | 0 | 0 | 0 | 0 | 0 | 0 | 0 | 0 | 0 | 0 | 0 | 0 | 0 | 0 | 0 | 0 | 0 | 0 | 0 | 0 | 0 | 0 | 0 | 0 | 0 | 0 | 0 | 0 | 0 | 0 | 0 | 0 | 0 | 0 | 0 | 0 | 0 | 0 | 0.89519 | 0 | 0 | 0 | 0 | 0 | 0 | 0 | 0 | 0 | 43.2 | SCR
6156_B_NHB1 | NENG_CT | Connecticut | 9 | New Haven | 9 | 6156 | NHB1 | New Haven Harbor | 13259 | 1975 | 9999 | O/G Steam | tangential | dry |  | LNB |  | Fossil | B | 2025 | NaturalGas |  | 0 | 0 | 0.17418 | 0.17418 | 0 | 0 | 0 | 0 | 0 | 0 | 0 | 0 | 0 | 0 | 0 | 0 | 0 | 0 | 13.137 | 13.137 | 0 | 0 | 10.1967 | 10.1967 | 0 | 0 | 1.221e-08 | 1.221e-08 | 0 | 0 | 0.0073662 | 0.0073662 | 0 | 0 | 0 | 0 | 0 | 0 | 0 | 0 | 13.069 | 0 | 0 | 0.011491 | 0.011491 | 0 | 0 | 0.58819 | 0.58819 | 0 | 442
6155_B_2 | MIS_MO | Missouri | 29 | Jefferson | 99 | 6155 | 2 | Rush Island | 10025 | 1977 | 9999 | Coal Steam | tangential | dry | ESPC + ACI | LNC3 |  | Fossil | B | 2025 | Coal |  | 10.149 | 13.7575 | 18.7462 | 42.6526 | 0 | 0 | 0 | 0 | 10.149 | 13.7575 | 18.7462 | 42.6526 | 0 | 0 | 0 | 0 | 1012.3666 | 1372.3191 | 1869.9412 | 4254.6269 | 1087.4626 | 1474.116 | 2008.6511 | 4570.2298 | 0.0028474 | 0.0038598 | 0.0052595 | 0.011967 | 0.42981 | 0.58263 | 0.7939 | 1.8063 | 2.6505 | 3.5929 | 4.8957 | 11.1391 | 0.002479 | 0.0033604 | 0.0045789 | 0.010418 | 21.9089 | 2.9762 | 4.0343 | 5.4973 | 12.5078 | 20.35 | 27.5856 | 37.5885 | 85.5241 | 0 | 590 | Mercury Control
6155_B_1 | MIS_MO | Missouri | 29 | Jefferson | 99 | 6155 | 1 | Rush Island | 10119 | 1976 | 9999 | Coal Steam | tangential | dry | ESPC + ACI | LNC3 |  | Fossil | B | 2025 | Coal |  | 10.2441 | 13.8865 | 18.9219 | 43.0526 | 0 | 0 | 0 | 0 | 10.2441 | 13.8865 | 18.9219 | 43.0526 | 0 | 0 | 0 | 0 | 1012.3666 | 1372.3191 | 1869.9412 | 4254.6269 | 1097.6593 | 1487.9382 | 2027.4854 | 4613.0828 | 0.0028741 | 0.003896 | 0.0053088 | 0.012079 | 0.42073 | 0.57032 | 0.77712 | 1.7682 | 2.6754 | 3.6266 | 4.9416 | 11.2436 | 0.0025022 | 0.0033919 | 0.0046219 | 0.010516 | 21.9089 | 2.9762 | 4.0343 | 5.4973 | 12.5078 | 20.5408 | 27.8443 | 37.941 | 86.3261 | 0 | 590 | Mercury Control
6153_G_1 | MIS_MO | Missouri | 29 | Callaway | 27 | 6153 | 1 | Callaway | 10456 | 1984 | 9999 | Nuclear | [5 empty] | Non-Fossil | G | 2025 |  | Nuke Retirement | 0 | 0 | 0 | 0 | 0 | 0 | 0 | 0 | 0 | 0 | 0 | 0 | 0 | 0 | 0 | 0 | 0 | 0 | 0 | 0 | 0 | 0 | 0 | 0 | 0 | 0 | 0 | 0 | 0 | 0 | 0 | 0 | 0 | 0 | 0 | 0 | 0 | 0 | 0 | 0 | 1.7e-14 | 0 | 0 | 0 | 0 | 0 | 0 | 0 | 0 | 0 | 1190
6152_G_2 | S_C_TVA | Tennessee | 47 | Hamilton | 65 | 6152 | 2 | Sequoyah | 10456 | 1982 | 9999 | Nuclear | [5 empty] | Non-Fossil | G | 2025 | Nuclear |  | 21.5178 | 29.1686 | 39.43 | 90.1164 | 0 | 0 | 0 | 0 | 0 | 0 | 0 | 0 | 0 | 0 | 0 | 0 | 2057.9397 | 2789.6516 | 3771.038 | 8618.6294 | 0 | 0 | 0 | 0 | 0 | 0 | 0 | 0 | 0 | 0 | 0 | 0 | 0 | 0 | 0 | 0 | 0 | 0 | 0 | 0 | 264.6273 | 0.17892 | 0.24253 | 0.32785 | 0.7493 | 13.9383 | 18.8941 | 25.5409 | 58.3733 | 0 | 1125.7
6152_G_1 | S_C_TVA | Tennessee | 47 | Hamilton | 65 | 6152 | 1 | Sequoyah | 10456 | 1981 | 9999 | Nuclear | [5 empty] | Non-Fossil | G | 2025 | Nuclear |  | 22.4741 | 30.4648 | 41.1822 | 94.1211 | 0 | 0 | 0 | 0 | 0 | 0 | 0 | 0 | 0 | 0 | 0 | 0 | 2149.3933 | 2913.622 | 3938.6206 | 9001.6358 | 0 | 0 | 0 | 0 | 0 | 0 | 0 | 0 | 0 | 0 | 0 | 0 | 0 | 0 | 0 | 0 | 0 | 0 | 0 | 0 | 272.7741 | 0.18687 | 0.25331 | 0.34242 | 0.7826 | 14.5577 | 19.7337 | 26.676 | 60.9674 | 0 | 1152
6151_G_4 | S_C_TVA | Tennessee | 47 | Hamilton | 65 | 6151 | 4 | Raccoon Mountain | 0 | 1979 | 9999 | Pumped Storage | [5 empty] | Non-Fossil | G | 2025 | Pumps |  | 0 | 0 | 0 | 0 | 0 | 0 | 0 | 0 | 0 | 0 | 0 | 0 | 0 | 0 | 0 | 0 | 68.311 | 23.9221 | 118.1109 | 210.344 | 0 | 0 | 0 | 0 | 0 | 0 | 0 | 0 | 0 | 0 | 0 | 0 | 0 | 0 | 0 | 0 | 0 | 0 | 0 | 0 | 6.9774 | 0.69487 | 0.24334 | 1.2014 | 2.1396 | 0 | 0 | 0 | 0 | 0 | 404
6151_G_3 | S_C_TVA | Tennessee | 47 | Hamilton | 65 | 6151 | 3 | Raccoon Mountain | 0 | 1979 | 9999 | Pumped Storage | [5 empty] | Non-Fossil | G | 2025 | Pumps |  | 0 | 0 | 0 | 0 | 0 | 0 | 0 | 0 | 0 | 0 | 0 | 0 | 0 | 0 | 0 | 0 | 68.2265 | 23.8925 | 117.9647 | 210.0837 | 0 | 0 | 0 | 0 | 0 | 0 | 0 | 0 | 0 | 0 | 0 | 0 | 0 | 0 | 0 | 0 | 0 | 0 | 0 | 0 | 6.9688 | 0.69401 | 0.24304 | 1.1999 | 2.137 | 0 | 0 | 0 | 0 | 0 | 403.5
6151_G_2 | S_C_TVA | Tennessee | 47 | Hamilton | 65 | 6151 | 2 | Raccoon Mountain | 0 | 1978 | 9999 | Pumped Storage | [5 empty] | Non-Fossil | G | 2025 | Pumps |  | 0 | 0 | 0 | 0 | 0 | 0 | 0 | 0 | 0 | 0 | 0 | 0 | 0 | 0 | 0 | 0 | 68.3279 | 23.928 | 118.1401 | 210.3961 | 0 | 0 | 0 | 0 | 0 | 0 | 0 | 0 | 0 | 0 | 0 | 0 | 0 | 0 | 0 | 0 | 0 | 0 | 0 | 0 | 6.9791 | 0.69504 | 0.2434 | 1.2017 | 2.1402 | 0 | 0 | 0 | 0 | 0 | 404.1
6151_G_1 | S_C_TVA | Tennessee | 47 | Hamilton | 65 | 6151 | 1 | Raccoon Mountain | 0 | 1979 | 9999 | Pumped Storage | [5 empty] | Non-Fossil | G | 2025 | Pumps |  | 0 | 0 | 0 | 0 | 0 | 0 | 0 | 0 | 0 | 0 | 0 | 0 | 0 | 0 | 0 | 0 | 68.4294 | 23.9635 | 118.3155 | 210.7085 | 0 | 0 | 0 | 0 | 0 | 0 | 0 | 0 | 0 | 0 | 0 | 0 | 0 | 0 | 0 | 0 | 0 | 0 | 0 | 0 | 6.9895 | 0.69607 | 0.24376 | 1.2035 | 2.1433 | 0 | 0 | 0 | 0 | 0 | 404.7
61503_G_GEN1 | WECC_SCE | California | 6 | Kern | 29 | 61503 | GEN1 | ABEC #4 dba CE&S Dairy | 12396 | 2017 | 9999 | Non-Fossil Waste | [5 empty] | Non-Fossil | G | 2025 | Non-Fossil |  | 0.018857 | 0.023114 | 0.029583 | 0.071554 | 0 | 0 | 0 | 0 | 0 | 0 | 0 | 0 | 0 | 0 | 0 | 0 | 1.5212 | 1.8647 | 2.3865 | 5.7724 | 0 | 0 | 0 | 0 | 0 | 0 | 0 | 0 | 0 | 0 | 0 | 0 | 0 | 0 | 0 | 0 | 0 | 0 | 0 | 0 | 0.23469 | 0.0099471 | 0.012193 | 0.015606 | 0.037746 | 0 | 0 | 0 | 0 | 0 | 1
61502_G_GEN1 | WECC_SCE | California | 6 | Kern | 29 | 61502 | GEN1 | ABEC #3 dba Lakeview Dairy | 12396 | 2017 | 9999 | Non-Fossil Waste | [5 empty] | Non-Fossil | G | 2025 | Non-Fossil |  | 0.018857 | 0.023114 | 0.029583 | 0.071554 | 0 | 0 | 0 | 0 | 0 | 0 | 0 | 0 | 0 | 0 | 0 | 0 | 1.5212 | 1.8647 | 2.3865 | 5.7724 | 0 | 0 | 0 | 0 | 0 | 0 | 0 | 0 | 0 | 0 | 0 | 0 | 0 | 0 | 0 | 0 | 0 | 0 | 0 | 0 | 0.23469 | 0.0099471 | 0.012193 | 0.015606 | 0.037746 | 0 | 0 | 0 | 0 | 0 | 1
61501_G_GEN1 | WECC_SCE | California | 6 | Kern | 29 | 61501 | GEN1 | ABEC #2 dba West-Star Dairy | 12396 | 2017 | 9999 | Non-Fossil Waste | [5 empty] | Non-Fossil | G | 2025 | Non-Fossil |  | 0.018857 | 0.023114 | 0.029583 | 0.071554 | 0 | 0 | 0 | 0 | 0 | 0 | 0 | 0 | 0 | 0 | 0 | 0 | 1.5212 | 1.8647 | 2.3865 | 5.7724 | 0 | 0 | 0 | 0 | 0 | 0 | 0 | 0 | 0 | 0 | 0 | 0 | 0 | 0 | 0 | 0 | 0 | 0 | 0 | 0 | 0.23469 | 0.0099471 | 0.012193 | 0.015606 | 0.037746 | 0 | 0 | 0 | 0 | 0 | 1
6146_B_3 | ERC_REST | Texas | 48 | Rusk | 401 | 6146 | 3 | Martin Lake | 11194 | 1979 | 9999 | Coal Steam | tangential | dry | ESPC + Wet Scrubber + ACI | LNC2 | Wet Scrubber | Fossil | B | 2025 | Coal |  | 15.3137 | 20.7586 | 28.4673 | 64.5396 | 0 | 0 | 0 | 0 | 0 | 0 | 0 | 0 | 15.3137 | 20.7586 | 28.4673 | 64.5396 | 1368.0267 | 1854.4362 | 2543.0888 | 5765.5517 | 1648.5787 | 2232.0372 | 3054.7045 | 6935.3204 | 0.011359 | 0.018466 | 0.020856 | 0.050681 | 1.1451 | 1.5523 | 2.1287 | 4.8261 | 1.435 | 1.8362 | 2.1347 | 5.4059 | 0.0076569 | 0.010379 | 0.014234 | 0.03227 | 35.89 | 7.4722 | 10.1289 | 13.8904 | 31.4914 | 29.2626 | 39.6671 | 54.3976 | 123.3273 | 0 | 805 | Scrubber / Mercury Control | Wet Scrubber
6146_B_2 | ERC_REST | Texas | 48 | Rusk | 401 | 6146 | 2 | Martin Lake | 11196 | 1978 | 9999 | Coal Steam | tangential | dry | ESPC + Wet Scrubber + ACI | LNC2 | Wet Scrubber | Fossil | B | 2025 | Coal |  | 15.3164 | 20.7623 | 28.4724 | 64.5511 | 0 | 0 | 0 | 0 | 0 | 0 | 0 | 0 | 15.3164 | 20.7623 | 28.4724 | 64.5511 | 1368.0267 | 1854.4362 | 2543.0888 | 5765.5517 | 1648.8732 | 2232.436 | 3055.2503 | 6936.5595 | 0.011361 | 0.018469 | 0.02086 | 0.05069 | 1.1897 | 1.6127 | 2.2115 | 5.0139 | 1.4353 | 1.8365 | 2.1351 | 5.4069 | 0.0076582 | 0.010381 | 0.014236 | 0.032276 | 35.89 | 7.4722 | 10.1289 | 13.8904 | 31.4914 | 29.2678 | 39.6742 | 54.4073 | 123.3494 | 0 | 805 | Scrubber / Mercury Control | Wet Scrubber
6146_B_1 | ERC_REST | Texas | 48 | Rusk | 401 | 6146 | 1 | Martin Lake | 11234 | 1977 | 9999 | Coal Steam | tangential | dry | ESPC + Wet Scrubber + ACI | LNC2 | Wet Scrubber | Fossil | B | 2025 | Coal |  | 15.273 | 20.7033 | 28.3916 | 64.3679 | 0 | 0 | 0 | 0 | 0 | 0 | 0 | 0 | 15.273 | 20.7033 | 28.3916 | 64.3679 | 1359.5296 | 1842.9179 | 2527.2932 | 5729.7408 | 1644.1934 | 2226.0999 | 3046.5789 | 6916.8722 | 0.011329 | 0.018416 | 0.020801 | 0.050546 | 1.1384 | 1.5432 | 2.1162 | 4.7978 | 1.4312 | 1.8313 | 2.129 | 5.3915 | 0.0076365 | 0.010352 | 0.014196 | 0.032184 | 35.667 | 7.4258 | 10.066 | 13.8041 | 31.2958 | 29.1848 | 39.5616 | 54.2529 | 122.9993 | 0 | 800 | Scrubber / Mercury Control | Wet Scrubber
6145_G_2 | ERC_REST | Texas | 48 | Somervell | 425 | 6145 | 2 | Comanche Peak | 10456 | 1993 | 9999 | Nuclear | [5 empty] | Non-Fossil | G | 2025 | Nuclear |  | 24.0447 | 32.594 | 44.0604 | 100.6991 | 0 | 0 | 0 | 0 | 0 | 0 | 0 | 0 | 0 | 0 | 0 | 0 | 2299.6105 | 3117.2498 | 4213.8837 | 9630.744 | 0 | 0 | 0 | 0 | 0 | 0 | 0 | 0 | 0 | 0 | 0 | 0 | 0 | 0 | 0 | 0 | 0 | 0 | 0 | 0 | 261.3544 | 0.1866 | 0.25295 | 0.34193 | 0.78147 | 15.5751 | 21.1129 | 28.5403 | 65.2283 | 0 | 1195
6145_G_1 | ERC_REST | Texas | 48 | Somervell | 425 | 6145 | 1 | Comanche Peak | 10456 | 1990 | 9999 | Nuclear | [5 empty] | Non-Fossil | G | 2025 | Nuclear |  | 24.3777 | 33.0453 | 44.6705 | 102.0936 | 0 | 0 | 0 | 0 | 0 | 0 | 0 | 0 | 0 | 0 | 0 | 0 | 2331.4566 | 3160.4189 | 4272.2395 | 9764.115 | 0 | 0 | 0 | 0 | 0 | 0 | 0 | 0 | 0 | 0 | 0 | 0 | 0 | 0 | 0 | 0 | 0 | 0 | 0 | 0 | 273.1554 | 0.19819 | 0.26866 | 0.36317 | 0.83003 | 15.7908 | 21.4053 | 28.9355 | 66.1316 | 0 | 1205
61431_G_BCNB1 | WECC_SCE | California | 6 | Kern | 29 | 61431 | BCNB1 | Beacon BESS 1 | 0 | 2018 | 9999 | Energy Storage | [5 empty] | Non-Fossil | G | 2025 | EnerStor |  | 0 | 0 | 0 | 0 | 0 | 0 | 0 | 0 | 0 | 0 | 0 | 0 | 0 | 0 | 0 | 0 | 2.7368 | 5.0175 | 7.6007 | 15.355 | 0 | 0 | 0 | 0 | 0 | 0 | 0 | 0 | 0 | 0 | 0 | 0 | 0 | 0 | 0 | 0 | 0 | 0 | 0 | 0 | 0 | 0 | 0 | 0 | 0 | 0 | 0 | 0 | 0 | 0 | 20
6142_G_5 | SPP_WEST | Arkansas | 5 | Franklin | 47 | 6142 | 5 | Ozark | 0 | 1974 | 9999 | Hydro | [5 empty] | Non-Fossil | G | 2025 | Hydro |  | 0 | 0 | 0 | 0 | 0 | 0 | 0 | 0 | 0 | 0 | 0 | 0 | 0 | 0 | 0 | 0 | 14.3637 | 16.0346 | 24.5094 | 54.9076 | 0 | 0 | 0 | 0 | 0 | 0 | 0 | 0 | 0 | 0 | 0 | 0 | 0 | 0 | 0 | 0 | 0 | 0 | 0 | 0 | 0.34246 | 0.038207 | 0.042652 | 0.065195 | 0.14605 | 0 | 0 | 0 | 0 | 0 | 23
6142_G_4 | SPP_WEST | Arkansas | 5 | Franklin | 47 | 6142 | 4 | Ozark | 0 | 1973 | 9999 | Hydro | [5 empty] | Non-Fossil | G | 2025 | Hydro |  | 0 | 0 | 0 | 0 | 0 | 0 | 0 | 0 | 0 | 0 | 0 | 0 | 0 | 0 | 0 | 0 | 14.3637 | 16.0346 | 24.5094 | 54.9076 | 0 | 0 | 0 | 0 | 0 | 0 | 0 | 0 | 0 | 0 | 0 | 0 | 0 | 0 | 0 | 0 | 0 | 0 | 0 | 0 | 0.34246 | 0.038207 | 0.042652 | 0.065195 | 0.14605 | 0 | 0 | 0 | 0 | 0 | 23
6142_G_3 | SPP_WEST | Arkansas | 5 | Franklin | 47 | 6142 | 3 | Ozark | 0 | 1973 | 9999 | Hydro | [5 empty] | Non-Fossil | G | 2025 | Hydro |  | 0 | 0 | 0 | 0 | 0 | 0 | 0 | 0 | 0 | 0 | 0 | 0 | 0 | 0 | 0 | 0 | 14.3637 | 16.0346 | 24.5094 | 54.9076 | 0 | 0 | 0 | 0 | 0 | 0 | 0 | 0 | 0 | 0 | 0 | 0 | 0 | 0 | 0 | 0 | 0 | 0 | 0 | 0 | 0.34246 | 0.038207 | 0.042652 | 0.065195 | 0.14605 | 0 | 0 | 0 | 0 | 0 | 23
6142_G_2 | SPP_WEST | Arkansas | 5 | Franklin | 47 | 6142 | 2 | Ozark | 0 | 1973 | 9999 | Hydro | [5 empty] | Non-Fossil | G | 2025 | Hydro |  | 0 | 0 | 0 | 0 | 0 | 0 | 0 | 0 | 0 | 0 | 0 | 0 | 0 | 0 | 0 | 0 | 14.3637 | 16.0346 | 24.5094 | 54.9076 | 0 | 0 | 0 | 0 | 0 | 0 | 0 | 0 | 0 | 0 | 0 | 0 | 0 | 0 | 0 | 0 | 0 | 0 | 0 | 0 | 0.34246 | 0.038207 | 0.042652 | 0.065195 | 0.14605 | 0 | 0 | 0 | 0 | 0 | 23
6142_G_1 | SPP_WEST | Arkansas | 5 | Franklin | 47 | 6142 | 1 | Ozark | 0 | 1972 | 9999 | Hydro | [5 empty] | Non-Fossil | G | 2025 | Hydro |  | 0 | 0 | 0 | 0 | 0 | 0 | 0 | 0 | 0 | 0 | 0 | 0 | 0 | 0 | 0 | 0 | 14.3637 | 16.0346 | 24.5094 | 54.9076 | 0 | 0 | 0 | 0 | 0 | 0 | 0 | 0 | 0 | 0 | 0 | 0 | 0 | 0 | 0 | 0 | 0 | 0 | 0 | 0 | 0.34246 | 0.038207 | 0.042652 | 0.065195 | 0.14605 | 0 | 0 | 0 | 0 | 0 | 23
6141_G_6 | SPP_WEST | Missouri | 29 | Benton | 15 | 6141 | 6 | Harry Truman | 0 | 1979 | 9999 | Pumped Storage | [5 empty] | Non-Fossil | G | 2025 | Pumps |  | 0 | 0 | 0 | 0 | 0 | 0 | 0 | 0 | 0 | 0 | 0 | 0 | 0 | 0 | 0 | 0 | 1.7626 | 0 | 9.3896 | 11.1521 | 0 | 0 | 0 | 0 | 0 | 0 | 0 | 0 | 0 | 0 | 0 | 0 | 0 | 0 | 0 | 0 | 0 | 0 | 0 | 0 | 0.5354 | 0.017929 | 0 | 0.095511 | 0.11344 | 0 | 0 | 0 | 0 | 0 | 31
6141_G_5 | SPP_WEST | Missouri | 29 | Benton | 15 | 6141 | 5 | Harry Truman | 0 | 1981 | 9999 | Pumped Storage | [5 empty] | Non-Fossil | G | 2025 | Pumps |  | 0 | 0 | 0 | 0 | 0 | 0 | 0 | 0 | 0 | 0 | 0 | 0 | 0 | 0 | 0 | 0 | 1.7626 | 0 | 9.3896 | 11.1521 | 0 | 0 | 0 | 0 | 0 | 0 | 0 | 0 | 0 | 0 | 0 | 0 | 0 | 0 | 0 | 0 | 0 | 0 | 0 | 0 | 0.5354 | 0.017929 | 0 | 0.095511 | 0.11344 | 0 | 0 | 0 | 0 | 0 | 31
6141_G_4 | SPP_WEST | Missouri | 29 | Benton | 15 | 6141 | 4 | Harry Truman | 0 | 1982 | 9999 | Pumped Storage | [5 empty] | Non-Fossil | G | 2025 | Pumps |  | 0 | 0 | 0 | 0 | 0 | 0 | 0 | 0 | 0 | 0 | 0 | 0 | 0 | 0 | 0 | 0 | 1.7626 | 0 | 9.3896 | 11.1521 | 0 | 0 | 0 | 0 | 0 | 0 | 0 | 0 | 0 | 0 | 0 | 0 | 0 | 0 | 0 | 0 | 0 | 0 | 0 | 0 | 0.5354 | 0.017929 | 0 | 0.095511 | 0.11344 | 0 | 0 | 0 | 0 | 0 | 31
6141_G_3 | SPP_WEST | Missouri | 29 | Benton | 15 | 6141 | 3 | Harry Truman | 0 | 1982 | 9999 | Pumped Storage | [5 empty] | Non-Fossil | G | 2025 | Pumps |  | 0 | 0 | 0 | 0 | 0 | 0 | 0 | 0 | 0 | 0 | 0 | 0 | 0 | 0 | 0 | 0 | 1.7626 | 0 | 9.3896 | 11.1521 | 0 | 0 | 0 | 0 | 0 | 0 | 0 | 0 | 0 | 0 | 0 | 0 | 0 | 0 | 0 | 0 | 0 | 0 | 0 | 0 | 0.5354 | 0.017929 | 0 | 0.095511 | 0.11344 | 0 | 0 | 0 | 0 | 0 | 31
6141_G_2 | SPP_WEST | Missouri | 29 | Benton | 15 | 6141 | 2 | Harry Truman | 0 | 1982 | 9999 | Pumped Storage | [5 empty] | Non-Fossil | G | 2025 | Pumps |  | 0 | 0 | 0 | 0 | 0 | 0 | 0 | 0 | 0 | 0 | 0 | 0 | 0 | 0 | 0 | 0 | 1.7626 | 0 | 9.3896 | 11.1521 | 0 | 0 | 0 | 0 | 0 | 0 | 0 | 0 | 0 | 0 | 0 | 0 | 0 | 0 | 0 | 0 | 0 | 0 | 0 | 0 | 0.5354 | 0.017929 | 0 | 0.095511 | 0.11344 | 0 | 0 | 0 | 0 | 0 | 31
6141_G_1 | SPP_WEST | Missouri | 29 | Benton | 15 | 6141 | 1 | Harry Truman | 0 | 1982 | 9999 | Pumped Storage | [5 empty] | Non-Fossil | G | 2025 | Pumps |  | 0 | 0 | 0 | 0 | 0 | 0 | 0 | 0 | 0 | 0 | 0 | 0 | 0 | 0 | 0 | 0 | 1.7626 | 0 | 9.3896 | 11.1521 | 0 | 0 | 0 | 0 | 0 | 0 | 0 | 0 | 0 | 0 | 0 | 0 | 0 | 0 | 0 | 0 | 0 | 0 | 0 | 0 | 0.5354 | 0.017929 | 0 | 0.095511 | 0.11344 | 0 | 0 | 0 | 0 | 0 | 31
6140_G_2 | S_D_AECI | Missouri | 29 | Ralls | 173 | 6140 | 2 | Clarence Cannon | 0 | 1984 | 9999 | Pumped Storage | [5 empty] | Non-Fossil | G | 2025 | Pumps |  | 0 | 0 | 0 | 0 | 0 | 0 | 0 | 0 | 0 | 0 | 0 | 0 | 0 | 0 | 0 | 0 | 0.9752 | 0 | 6.7496 | 7.7248 | 0 | 0 | 0 | 0 | 0 | 0 | 0 | 0 | 0 | 0 | 0 | 0 | 0 | 0 | 0 | 0 | 0 | 0 | 0 | 0 | 0.5354 | 0.0099198 | 0 | 0.068658 | 0.078577 | 0 | 0 | 0 | 0 | 0 | 31
6140_G_1 | S_D_AECI | Missouri | 29 | Ralls | 173 | 6140 | 1 | Clarence Cannon | 0 | 1984 | 9999 | Hydro | [5 empty] | Non-Fossil | G | 2025 | Hydro |  | 0 | 0 | 0 | 0 | 0 | 0 | 0 | 0 | 0 | 0 | 0 | 0 | 0 | 0 | 0 | 0 | 7.6149 | 14.2175 | 21.2438 | 43.0762 | 0 | 0 | 0 | 0 | 0 | 0 | 0 | 0 | 0 | 0 | 0 | 0 | 0 | 0 | 0 | 0 | 0 | 0 | 0 | 0 | 0.40202 | 0.020256 | 0.037818 | 0.056509 | 0.11458 | 0 | 0 | 0 | 0 | 0 | 27
6139_B_3 | SPP_WEST | Texas | 48 | Titus | 449 | 6139 | 3 | Welsh | 10800 | 1982 | 9999 | Coal Steam | wall | dry | ESPH + Bag House + ACI | LNBO |  | Fossil | B | 2025 | Coal |  | 6.7558 | 0 | 12.6803 | 19.4361 | 0 | 0 | 0 | 0 | 6.7558 | 0 | 12.6803 | 19.4361 | 0 | 0 | 0 | 0 | 625.5377 | 0 | 1174.1052 | 1799.6428 | 723.8847 | 0 | 1358.698 | 2082.5827 | 0.0018954 | 0 | 0.0035576 | 0.0054531 | 0.63812 | 0 | 1.1977 | 1.8358 | 1.7643 | 0 | 3.3116 | 5.0759 | 0.0016501 | 0 | 0.0030973 | 0.0047474 | 18.6983 | 1.8525 | 0 | 3.477 | 5.3295 | 16.6519 | 0 | 31.2548 | 47.9066 | 0 | 528 | Mercury Control
6139_B_1 | SPP_WEST | Texas | 48 | Titus | 449 | 6139 | 1 | Welsh | 10892 | 1977 | 9999 | Coal Steam | wall | dry | ESPH + Bag House + ACI | LNBO |  | Fossil | B | 2025 | Coal |  | 6.8134 | 0 | 12.7884 | 19.6017 | 0 | 0 | 0 | 0 | 6.8134 | 0 | 12.7884 | 19.6017 | 0 | 0 | 0 | 0 | 625.5377 | 0 | 1174.1052 | 1799.6428 | 730.0511 | 0 | 1370.2721 | 2100.3232 | 0.0019116 | 0 | 0.0035879 | 0.0054995 | 0.5975 | 0 | 1.1215 | 1.719 | 1.7794 | 0 | 3.3398 | 5.1192 | 0.0016641 | 0 | 0.0031237 | 0.0047879 | 18.6983 | 1.8525 | 0 | 3.477 | 5.3295 | 16.7937 | 0 | 31.521 | 48.3147 | 0 | 528 | Mercury Control
6138_B_1 | SPP_WEST | Arkansas | 5 | Benton | 7 | 6138 | 1 | Flint Creek | 10486 | 1978 | 9999 | Coal Steam | wall | dry | ESPH + Bag House + Dry Scrubber + ACI | LNB + OFA | Dry Scrubber | Fossil | B | 2025 | Coal |  | 9.5001 | 12.878 | 14.8278 | 37.2059 | 0 | 0 | 0 | 0 | 9.5001 | 12.878 | 14.8278 | 37.2059 | 0 | 0 | 0 | 0 | 905.9823 | 1228.1093 | 1414.0559 | 3548.1475 | 1017.9389 | 1379.8728 | 1588.7977 | 3986.6094 | 0.0026654 | 0.0036131 | 0.0041601 | 0.010439 | 1.2127 | 1.6439 | 1.8928 | 4.7493 | 0.28025 | 0.3799 | 0.43742 | 1.0976 | 0.0047502 | 0.0064392 | 0.0074138 | 0.018603 | 23.041 | 4.5417 | 6.1565 | 7.0887 | 17.7869 | 18.9488 | 25.6861 | 29.5752 | 74.2101 | 0 | 528 | Scrubber / Mercury Control | Dry Scrubber
6137_G_5 | MIS_INKY | Indiana | 18 | Posey | 129 | 6137 | 5 | A B Brown | 13112 | 2002 | 9999 | Combustion Turbine |  |  |  | DLNB + H2O |  | Fossil | G | 2025 | NaturalGas |  | 0 | 0 | 0.17575 | 0.17575 | 0 | 0 | 0 | 0 | 0 | 0 | 0 | 0 | 0 | 0 | 0 | 0 | 0 | 0 | 13.4036 | 13.4036 | 0 | 0 | 10.2883 | 10.2883 | 0 | 0 | 1.2301e-08 | 1.2301e-08 | 0 | 0 | 0.0023709 | 0.0023709 | 0 | 0 | 0 | 0 | 0 | 0 | 0 | 0 | 1.496 | 0 | 0 | 0.18383 | 0.18383 | 0 | 0 | 0.62335 | 0.62335 | 0 | 80
6137_G_4 | MIS_INKY | Indiana | 18 | Posey | 129 | 6137 | 4 | A B Brown | 13111 | 1991 | 9999 | Combustion Turbine |  |  |  | H2O |  | Fossil | G | 2025 | NaturalGas |  | 0 | 0 | 0.17574 | 0.17574 | 0 | 0 | 0 | 0 | 0 | 0 | 0 | 0 | 0 | 0 | 0 | 0 | 0 | 0 | 13.4036 | 13.4036 | 0 | 0 | 10.2875 | 10.2875 | 0 | 0 | 1.2301e-08 | 1.2301e-08 | 0 | 0 | 0.016969 | 0.016969 | 0 | 0 | 0 | 0 | 0 | 0 | 0 | 0 | 1.496 | 0 | 0 | 0.18383 | 0.18383 | 0 | 0 | 0.6233 | 0.6233 | 0 | 80
6137_B_2 | MIS_INKY | Indiana | 18 | Posey | 129 | 6137 | 2 | A B Brown | 11052 | 1986 | 9999 | Coal Steam | wall | dry | ESPC + Wet Scrubber + SCR + ACI | LNB | Wet Scrubber | Fossil | B | 2025 | Coal |  | 4.4471 | 6.0283 | 8.2443 | 18.7197 | 4.4471 | 6.0283 | 8.2443 | 18.7197 | 0 | 0 | 0 | 0 | 0 | 0 | 0 | 0 | 402.3789 | 545.4469 | 745.9553 | 1693.781 | 461.9841 | 626.2452 | 856.4553 | 1944.6845 | 0.0017854 | 0.0024202 | 0.0033098 | 0.0075153 | 0.31425 | 0.42599 | 0.58258 | 1.3228 | 1.3316 | 1.8051 | 2.4687 | 5.6054 | 0.0043555 | 0.0059041 | 0.0080748 | 0.018334 | 12.6517 | 1.9787 | 2.6823 | 3.6683 | 8.3293 | 8.052 | 10.915 | 14.9274 | 33.8944 | 0 | 245 | Scrubber / SCR / Mercury Control | Wet Scrubber
6137_B_1 | MIS_INKY | Indiana | 18 | Posey | 129 | 6137 | 1 | A B Brown | 11202 | 1979 | 9999 | Coal Steam | wall | dry | Bag House + Wet Scrubber + SCR + ACI + DSI | LNB | Wet Scrubber | Fossil | B | 2025 | Coal |  | 0 | 0 | 0 | 0 | 0 | 0 | 0 | 0 | 0 | 0 | 0 | 0 | 0 | 0 | 0 | 0 | 0 | 0 | 0 | 0 | 0 | 0 | 0 | 0 | 0 | 0 | 0 | 0 | 0 | 0 | 0 | 0 | 0 | 0 | 0 | 0 | 0 | 0 | 0 | 0 | 11.0669 | 0 | 0 | 0 | 0 | 0 | 0 | 0 | 0 | 0 | 245 | Scrubber / SCR / Mercury Control / DSI | Wet Scrubber
61362_G_ECBS | ERC_WEST | Texas | 48 | Howard | 487 | 61362 | ECBS | NRG Elbow Creek Energy Storage Project | 0 | 2017 | 9999 | Energy Storage | [5 empty] | Non-Fossil | G | 2025 | EnerStor |  | 0 | 0 | 0 | 0 | 0 | 0 | 0 | 0 | 0 | 0 | 0 | 0 | 0 | 0 | 0 | 0 | 0.4392 | 0.27881 | 1.098 | 1.816 | 0 | 0 | 0 | 0 | 0 | 0 | 0 | 0 | 0 | 0 | 0 | 0 | 0 | 0 | 0 | 0 | 0 | 0 | 0 | 0 | 0 | 0 | 0 | 0 | 0 | 0 | 0 | 0 | 0 | 0 | 2
6133_G_3 | S_SOU | Georgia | 13 | Troup | 285 | 6133 | 3 | West Point (GA) | 0 | 1975 | 9999 | Hydro | [5 empty] | Non-Fossil | G | 2025 | Hydro |  | 0 | 0 | 0 | 0 | 0 | 0 | 0 | 0 | 0 | 0 | 0 | 0 | 0 | 0 | 0 | 0 | 18.1234 | 20.3395 | 24.8763 | 63.3392 | 0 | 0 | 0 | 0 | 0 | 0 | 0 | 0 | 0 | 0 | 0 | 0 | 0 | 0 | 0 | 0 | 0 | 0 | 0 | 0 | 0.62536 | 0.048208 | 0.054103 | 0.066171 | 0.16848 | 0 | 0 | 0 | 0 | 0 | 42
6133_G_1 | S_SOU | Georgia | 13 | Troup | 285 | 6133 | 1 | West Point (GA) | 0 | 1975 | 9999 | Hydro | [5 empty] | Non-Fossil | G | 2025 | Hydro |  | 0 | 0 | 0 | 0 | 0 | 0 | 0 | 0 | 0 | 0 | 0 | 0 | 0 | 0 | 0 | 0 | 1.2945 | 1.4528 | 1.7769 | 4.5242 | 0 | 0 | 0 | 0 | 0 | 0 | 0 | 0 | 0 | 0 | 0 | 0 | 0 | 0 | 0 | 0 | 0 | 0 | 0 | 0 | 0.044668 | 0.0034435 | 0.0038645 | 0.0047265 | 0.012034 | 0 | 0 | 0 | 0 | 0 | 3
6132_G_8 | S_SOU | Georgia | 13 | Elbert | 105 | 6132 | 8 | Richard B Russell | 0 | 2002 | 9999 | Pumped Storage | [5 empty] | Non-Fossil | G | 2025 | Pumps |  | 0 | 0 | 0 | 0 | 0 | 0 | 0 | 0 | 0 | 0 | 0 | 0 | 0 | 0 | 0 | 0 | 3.8693 | 14.1376 | 19.1863 | 37.1932 | 0 | 0 | 0 | 0 | 0 | 0 | 0 | 0 | 0 | 0 | 0 | 0 | 0 | 0 | 0 | 0 | 0 | 0 | 0 | 0 | 1.4162 | 0.039359 | 0.14381 | 0.19516 | 0.37833 | 0 | 0 | 0 | 0 | 0 | 82
6132_G_7 | S_SOU | Georgia | 13 | Elbert | 105 | 6132 | 7 | Richard B Russell | 0 | 2002 | 9999 | Pumped Storage | [5 empty] | Non-Fossil | G | 2025 | Pumps |  | 0 | 0 | 0 | 0 | 0 | 0 | 0 | 0 | 0 | 0 | 0 | 0 | 0 | 0 | 0 | 0 | 3.8693 | 14.1376 | 19.1863 | 37.1932 | 0 | 0 | 0 | 0 | 0 | 0 | 0 | 0 | 0 | 0 | 0 | 0 | 0 | 0 | 0 | 0 | 0 | 0 | 0 | 0 | 1.4162 | 0.039359 | 0.14381 | 0.19516 | 0.37833 | 0 | 0 | 0 | 0 | 0 | 82
6132_G_6 | S_SOU | Georgia | 13 | Elbert | 105 | 6132 | 6 | Richard B Russell | 0 | 2002 | 9999 | Pumped Storage | [5 empty] | Non-Fossil | G | 2025 | Pumps |  | 0 | 0 | 0 | 0 | 0 | 0 | 0 | 0 | 0 | 0 | 0 | 0 | 0 | 0 | 0 | 0 | 3.8693 | 14.1376 | 19.1863 | 37.1932 | 0 | 0 | 0 | 0 | 0 | 0 | 0 | 0 | 0 | 0 | 0 | 0 | 0 | 0 | 0 | 0 | 0 | 0 | 0 | 0 | 1.4162 | 0.039359 | 0.14381 | 0.19516 | 0.37833 | 0 | 0 | 0 | 0 | 0 | 82
6132_G_5 | S_SOU | Georgia | 13 | Elbert | 105 | 6132 | 5 | Richard B Russell | 0 | 2002 | 9999 | Pumped Storage | [5 empty] | Non-Fossil | G | 2025 | Pumps |  | 0 | 0 | 0 | 0 | 0 | 0 | 0 | 0 | 0 | 0 | 0 | 0 | 0 | 0 | 0 | 0 | 3.8693 | 14.1376 | 19.1863 | 37.1932 | 0 | 0 | 0 | 0 | 0 | 0 | 0 | 0 | 0 | 0 | 0 | 0 | 0 | 0 | 0 | 0 | 0 | 0 | 0 | 0 | 1.4162 | 0.039359 | 0.14381 | 0.19516 | 0.37833 | 0 | 0 | 0 | 0 | 0 | 82
6132_G_4 | S_SOU | Georgia | 13 | Elbert | 105 | 6132 | 4 | Richard B Russell | 0 | 1986 | 9999 | Hydro | [5 empty] | Non-Fossil | G | 2025 | Hydro |  | 0 | 0 | 0 | 0 | 0 | 0 | 0 | 0 | 0 | 0 | 0 | 0 | 0 | 0 | 0 | 0 | 36.2469 | 40.6789 | 49.7525 | 126.6783 | 0 | 0 | 0 | 0 | 0 | 0 | 0 | 0 | 0 | 0 | 0 | 0 | 0 | 0 | 0 | 0 | 0 | 0 | 0 | 0 | 1.2507 | 0.096417 | 0.10821 | 0.13234 | 0.33696 | 0 | 0 | 0 | 0 | 0 | 84
6132_G_3 | S_SOU | Georgia | 13 | Elbert | 105 | 6132 | 3 | Richard B Russell | 0 | 1985 | 9999 | Hydro | [5 empty] | Non-Fossil | G | 2025 | Hydro |  | 0 | 0 | 0 | 0 | 0 | 0 | 0 | 0 | 0 | 0 | 0 | 0 | 0 | 0 | 0 | 0 | 36.2469 | 40.6789 | 49.7525 | 126.6783 | 0 | 0 | 0 | 0 | 0 | 0 | 0 | 0 | 0 | 0 | 0 | 0 | 0 | 0 | 0 | 0 | 0 | 0 | 0 | 0 | 1.2507 | 0.096417 | 0.10821 | 0.13234 | 0.33696 | 0 | 0 | 0 | 0 | 0 | 84
6132_G_2 | S_SOU | Georgia | 13 | Elbert | 105 | 6132 | 2 | Richard B Russell | 0 | 1985 | 9999 | Hydro | [5 empty] | Non-Fossil | G | 2025 | Hydro |  | 0 | 0 | 0 | 0 | 0 | 0 | 0 | 0 | 0 | 0 | 0 | 0 | 0 | 0 | 0 | 0 | 36.2469 | 40.6789 | 49.7525 | 126.6783 | 0 | 0 | 0 | 0 | 0 | 0 | 0 | 0 | 0 | 0 | 0 | 0 | 0 | 0 | 0 | 0 | 0 | 0 | 0 | 0 | 1.2507 | 0.096417 | 0.10821 | 0.13234 | 0.33696 | 0 | 0 | 0 | 0 | 0 | 84
6132_G_1 | S_SOU | Georgia | 13 | Elbert | 105 | 6132 | 1 | Richard B Russell | 0 | 1985 | 9999 | Hydro | [5 empty] | Non-Fossil | G | 2025 | Hydro |  | 0 | 0 | 0 | 0 | 0 | 0 | 0 | 0 | 0 | 0 | 0 | 0 | 0 | 0 | 0 | 0 | 36.2469 | 40.6789 | 49.7525 | 126.6783 | 0 | 0 | 0 | 0 | 0 | 0 | 0 | 0 | 0 | 0 | 0 | 0 | 0 | 0 | 0 | 0 | 0 | 0 | 0 | 0 | 1.2507 | 0.096417 | 0.10821 | 0.13234 | 0.33696 | 0 | 0 | 0 | 0 | 0 | 84
6131_G_4 | S_SOU | Alabama | 1 | Autauga | 1 | 6131 | 4 | Jones Bluff | 0 | 1975 | 9999 | Hydro | [5 empty] | Non-Fossil | G | 2025 | Hydro |  | 0 | 0 | 0 | 0 | 0 | 0 | 0 | 0 | 0 | 0 | 0 | 0 | 0 | 0 | 0 | 0 | 17.106 | 16.1211 | 11.8333 | 45.0604 | 0 | 0 | 0 | 0 | 0 | 0 | 0 | 0 | 0 | 0 | 0 | 0 | 0 | 0 | 0 | 0 | 0 | 0 | 0 | 0 | 0.30523 | 0.045502 | 0.042882 | 0.031477 | 0.11986 | 0 | 0 | 0 | 0 | 0 | 20.5
6131_G_3 | S_SOU | Alabama | 1 | Autauga | 1 | 6131 | 3 | Jones Bluff | 0 | 1975 | 9999 | Hydro | [5 empty] | Non-Fossil | G | 2025 | Hydro |  | 0 | 0 | 0 | 0 | 0 | 0 | 0 | 0 | 0 | 0 | 0 | 0 | 0 | 0 | 0 | 0 | 17.106 | 16.1211 | 11.8333 | 45.0604 | 0 | 0 | 0 | 0 | 0 | 0 | 0 | 0 | 0 | 0 | 0 | 0 | 0 | 0 | 0 | 0 | 0 | 0 | 0 | 0 | 0.30523 | 0.045502 | 0.042882 | 0.031477 | 0.11986 | 0 | 0 | 0 | 0 | 0 | 20.5
6131_G_2 | S_SOU | Alabama | 1 | Autauga | 1 | 6131 | 2 | Jones Bluff | 0 | 1975 | 9999 | Hydro | [5 empty] | Non-Fossil | G | 2025 | Hydro |  | 0 | 0 | 0 | 0 | 0 | 0 | 0 | 0 | 0 | 0 | 0 | 0 | 0 | 0 | 0 | 0 | 17.106 | 16.1211 | 11.8333 | 45.0604 | 0 | 0 | 0 | 0 | 0 | 0 | 0 | 0 | 0 | 0 | 0 | 0 | 0 | 0 | 0 | 0 | 0 | 0 | 0 | 0 | 0.30523 | 0.045502 | 0.042882 | 0.031477 | 0.11986 | 0 | 0 | 0 | 0 | 0 | 20.5
6131_G_1 | S_SOU | Alabama | 1 | Autauga | 1 | 6131 | 1 | Jones Bluff | 0 | 1975 | 9999 | Hydro | [5 empty] | Non-Fossil | G | 2025 | Hydro |  | 0 | 0 | 0 | 0 | 0 | 0 | 0 | 0 | 0 | 0 | 0 | 0 | 0 | 0 | 0 | 0 | 17.106 | 16.1211 | 11.8333 | 45.0604 | 0 | 0 | 0 | 0 | 0 | 0 | 0 | 0 | 0 | 0 | 0 | 0 | 0 | 0 | 0 | 0 | 0 | 0 | 0 | 0 | 0.30523 | 0.045502 | 0.042882 | 0.031477 | 0.11986 | 0 | 0 | 0 | 0 | 0 | 20.5
6130_G_4 | S_SOU | Georgia | 13 | Murray | 213 | 6130 | 4 | Carters | 0 | 1977 | 9999 | Pumped Storage | [5 empty] | Non-Fossil | G | 2025 | Pumps |  | 0 | 0 | 0 | 0 | 0 | 0 | 0 | 0 | 0 | 0 | 0 | 0 | 0 | 0 | 0 | 0 | 6.7477 | 24.6546 | 33.459 | 64.8614 | 0 | 0 | 0 | 0 | 0 | 0 | 0 | 0 | 0 | 0 | 0 | 0 | 0 | 0 | 0 | 0 | 0 | 0 | 0 | 0 | 2.4697 | 0.068639 | 0.25079 | 0.34035 | 0.65978 | 0 | 0 | 0 | 0 | 0 | 143
6130_G_3 | S_SOU | Georgia | 13 | Murray | 213 | 6130 | 3 | Carters | 0 | 1977 | 9999 | Pumped Storage | [5 empty] | Non-Fossil | G | 2025 | Pumps |  | 0 | 0 | 0 | 0 | 0 | 0 | 0 | 0 | 0 | 0 | 0 | 0 | 0 | 0 | 0 | 0 | 6.7477 | 24.6546 | 33.459 | 64.8614 | 0 | 0 | 0 | 0 | 0 | 0 | 0 | 0 | 0 | 0 | 0 | 0 | 0 | 0 | 0 | 0 | 0 | 0 | 0 | 0 | 2.4697 | 0.068639 | 0.25079 | 0.34035 | 0.65978 | 0 | 0 | 0 | 0 | 0 | 143
6130_G_2 | S_SOU | Georgia | 13 | Murray | 213 | 6130 | 2 | Carters | 0 | 1975 | 9999 | Hydro | [5 empty] | Non-Fossil | G | 2025 | Hydro |  | 0 | 0 | 0 | 0 | 0 | 0 | 0 | 0 | 0 | 0 | 0 | 0 | 0 | 0 | 0 | 0 | 61.706 | 69.251 | 84.6978 | 215.6548 | 0 | 0 | 0 | 0 | 0 | 0 | 0 | 0 | 0 | 0 | 0 | 0 | 0 | 0 | 0 | 0 | 0 | 0 | 0 | 0 | 2.1292 | 0.16414 | 0.18421 | 0.2253 | 0.57364 | 0 | 0 | 0 | 0 | 0 | 143
6130_G_1 | S_SOU | Georgia | 13 | Murray | 213 | 6130 | 1 | Carters | 0 | 1975 | 9999 | Hydro | [5 empty] | Non-Fossil | G | 2025 | Hydro |  | 0 | 0 | 0 | 0 | 0 | 0 | 0 | 0 | 0 | 0 | 0 | 0 | 0 | 0 | 0 | 0 | 61.706 | 69.251 | 84.6978 | 215.6548 | 0 | 0 | 0 | 0 | 0 | 0 | 0 | 0 | 0 | 0 | 0 | 0 | 0 | 0 | 0 | 0 | 0 | 0 | 0 | 0 | 2.1292 | 0.16414 | 0.18421 | 0.2253 | 0.57364 | 0 | 0 | 0 | 0 | 0 | 143
613_G_ST5 | FRCC | Florida | 12 | Broward | 11 | 613 | ST5 | Lauderdale | 8316 | 1958 | 9999 | Combined Cycle |  |  |  | STM |  | Fossil | G | 2025 | NaturalGas |  | 0.2135 | 1.1193 | 1.7655 | 3.0984 | 0 | 0 | 0 | 0 | 0 | 0 | 0 | 0 | 0 | 0 | 0 | 0 | 25.6731 | 134.6017 | 212.3072 | 372.582 | 12.4981 | 65.5266 | 103.3551 | 181.3798 | 1.4945e-08 | 7.8354e-08 | 1.2359e-07 | 2.1689e-07 | 0.011051 | 0.05794 | 0.091389 | 0.16038 | 0 | 0 | 0 | 0 | 0 | 0 | 0 | 0 | 3.9193 | 0.095982 | 0.40494 | 0.57868 | 1.0796 | 0.82556 | 4.0821 | 6.8624 | 11.77 | 0 | 128
613_G_ST4 | FRCC | Florida | 12 | Broward | 11 | 613 | ST4 | Lauderdale | 8316 | 1957 | 9999 | Combined Cycle |  |  |  | STM |  | Fossil | G | 2025 | NaturalGas |  | 0.2135 | 1.1193 | 1.7655 | 3.0984 | 0 | 0 | 0 | 0 | 0 | 0 | 0 | 0 | 0 | 0 | 0 | 0 | 25.6731 | 134.6017 | 212.3072 | 372.582 | 12.4981 | 65.5266 | 103.3551 | 181.3798 | 1.4945e-08 | 7.8354e-08 | 1.2359e-07 | 2.1689e-07 | 0.012399 | 0.065009 | 0.10254 | 0.17995 | 0 | 0 | 0 | 0 | 0 | 0 | 0 | 0 | 3.9193 | 0.095982 | 0.40494 | 0.57868 | 1.0796 | 0.82556 | 4.0821 | 6.8624 | 11.77 | 0 | 128
613_G_6E | FRCC | Florida | 12 | Broward | 11 | 613 | 6E | Lauderdale | 9086 | 2016 | 9999 | Combustion Turbine | [5 empty] | Fossil | G | 2025 | NaturalGas |  | 0.038316 | 0.801 | 3.2379 | 4.0772 | 0 | 0 | 0 | 0 | 0 | 0 | 0 | 0 | 0 | 0 | 0 | 0 | 4.2171 | 88.1571 | 356.3639 | 448.7382 | 2.243 | 46.8903 | 189.548 | 238.6813 | 2.6823e-09 | 5.6072e-08 | 2.2666e-07 | 2.8541e-07 | 0.00088779 | 0.018559 | 0.075023 | 0.09447 | 0 | 0 | 0 | 0 | 0 | 0 | 0 | 0 | 4.3197 | 0.066202 | 0.91036 | 1.5689 | 2.5454 | 0.14816 | 2.9211 | 12.5853 | 15.6545 | 0 | 231
613_G_6D | FRCC | Florida | 12 | Broward | 11 | 613 | 6D | Lauderdale | 9086 | 2016 | 9999 | Combustion Turbine | [5 empty] | Fossil | G | 2025 | NaturalGas |  | 0.038316 | 0.801 | 3.2379 | 4.0772 | 0 | 0 | 0 | 0 | 0 | 0 | 0 | 0 | 0 | 0 | 0 | 0 | 4.2171 | 88.1571 | 356.3639 | 448.7382 | 2.243 | 46.8903 | 189.548 | 238.6813 | 2.6823e-09 | 5.6072e-08 | 2.2666e-07 | 2.8541e-07 | 0.0011073 | 0.023149 | 0.093576 | 0.11783 | 0 | 0 | 0 | 0 | 0 | 0 | 0 | 0 | 4.3197 | 0.066202 | 0.91036 | 1.5689 | 2.5454 | 0.14816 | 2.9211 | 12.5853 | 15.6545 | 0 | 231
613_G_6C | FRCC | Florida | 12 | Broward | 11 | 613 | 6C | Lauderdale | 9086 | 2016 | 9999 | Combustion Turbine | [5 empty] | Fossil | G | 2025 | NaturalGas |  | 0.038316 | 0.801 | 3.2379 | 4.0772 | 0 | 0 | 0 | 0 | 0 | 0 | 0 | 0 | 0 | 0 | 0 | 0 | 4.2171 | 88.1571 | 356.3639 | 448.7382 | 2.243 | 46.8903 | 189.548 | 238.6813 | 2.6823e-09 | 5.6072e-08 | 2.2666e-07 | 2.8541e-07 | 0.00069142 | 0.014454 | 0.058428 | 0.073574 | 0 | 0 | 0 | 0 | 0 | 0 | 0 | 0 | 4.3197 | 0.066202 | 0.91036 | 1.5689 | 2.5454 | 0.14816 | 2.9211 | 12.5853 | 15.6545 | 0 | 231
613_G_6B | FRCC | Florida | 12 | Broward | 11 | 613 | 6B | Lauderdale | 9086 | 2016 | 9999 | Combustion Turbine | [5 empty] | Fossil | G | 2025 | NaturalGas |  | 0.038316 | 0.801 | 3.2379 | 4.0772 | 0 | 0 | 0 | 0 | 0 | 0 | 0 | 0 | 0 | 0 | 0 | 0 | 4.2171 | 88.1571 | 356.3639 | 448.7382 | 2.243 | 46.8903 | 189.548 | 238.6813 | 2.6823e-09 | 5.6072e-08 | 2.2666e-07 | 2.8541e-07 | 0.00082821 | 0.017314 | 0.069988 | 0.088129 | 0 | 0 | 0 | 0 | 0 | 0 | 0 | 0 | 4.3197 | 0.066202 | 0.91036 | 1.5689 | 2.5454 | 0.14816 | 2.9211 | 12.5853 | 15.6545 | 0 | 231
613_G_6A | FRCC | Florida | 12 | Broward | 11 | 613 | 6A | Lauderdale | 9086 | 2016 | 9999 | Combustion Turbine | [5 empty] | Fossil | G | 2025 | NaturalGas |  | 0.038316 | 0.801 | 3.2379 | 4.0772 | 0 | 0 | 0 | 0 | 0 | 0 | 0 | 0 | 0 | 0 | 0 | 0 | 4.2171 | 88.1571 | 356.3639 | 448.7382 | 2.243 | 46.8903 | 189.548 | 238.6813 | 2.6823e-09 | 5.6072e-08 | 2.2666e-07 | 2.8541e-07 | 0.000701 | 0.014654 | 0.059238 | 0.074593 | 0 | 0 | 0 | 0 | 0 | 0 | 0 | 0 | 4.3197 | 0.066202 | 0.91036 | 1.5689 | 2.5454 | 0.14816 | 2.9211 | 12.5853 | 15.6545 | 0 | 231
613_G_5GT2 | FRCC | Florida | 12 | Broward | 11 | 613 | 5GT2 | Lauderdale | 8316 | 1993 | 9999 | Combined Cycle |  |  |  | STM |  | Fossil | G | 2025 | NaturalGas |  | 0.26187 | 1.3729 | 2.1656 | 3.8004 | 0 | 0 | 0 | 0 | 0 | 0 | 0 | 0 | 0 | 0 | 0 | 0 | 31.4896 | 165.0974 | 260.4081 | 456.9951 | 15.3297 | 80.3725 | 126.7715 | 222.4737 | 1.8331e-08 | 9.6106e-08 | 1.5159e-07 | 2.6603e-07 | 0.013555 | 0.071067 | 0.11209 | 0.19672 | 0 | 0 | 0 | 0 | 0 | 0 | 0 | 0 | 4.8073 | 0.11773 | 0.49668 | 0.70979 | 1.3242 | 1.0126 | 5.0069 | 8.4172 | 14.4367 | 0 | 157
613_G_5GT1 | FRCC | Florida | 12 | Broward | 11 | 613 | 5GT1 | Lauderdale | 8316 | 1993 | 9999 | Combined Cycle |  |  |  | STM |  | Fossil | G | 2025 | NaturalGas |  | 0.26187 | 1.3729 | 2.1656 | 3.8004 | 0 | 0 | 0 | 0 | 0 | 0 | 0 | 0 | 0 | 0 | 0 | 0 | 31.4896 | 165.0974 | 260.4081 | 456.9951 | 15.3297 | 80.3725 | 126.7715 | 222.4737 | 1.8331e-08 | 9.6106e-08 | 1.5159e-07 | 2.6603e-07 | 0.013555 | 0.071067 | 0.11209 | 0.19672 | 0 | 0 | 0 | 0 | 0 | 0 | 0 | 0 | 4.8073 | 0.11773 | 0.49668 | 0.70979 | 1.3242 | 1.0126 | 5.0069 | 8.4172 | 14.4367 | 0 | 157
613_G_4GT2 | FRCC | Florida | 12 | Broward | 11 | 613 | 4GT2 | Lauderdale | 8316 | 1993 | 9999 | Combined Cycle |  |  |  | STM |  | Fossil | G | 2025 | NaturalGas |  | 0.26187 | 1.3729 | 2.1656 | 3.8004 | 0 | 0 | 0 | 0 | 0 | 0 | 0 | 0 | 0 | 0 | 0 | 0 | 31.4896 | 165.0974 | 260.4081 | 456.9951 | 15.3297 | 80.3725 | 126.7715 | 222.4737 | 1.8331e-08 | 9.6106e-08 | 1.5159e-07 | 2.6603e-07 | 0.015209 | 0.079738 | 0.12577 | 0.22072 | 0 | 0 | 0 | 0 | 0 | 0 | 0 | 0 | 4.8073 | 0.11773 | 0.49668 | 0.70979 | 1.3242 | 1.0126 | 5.0069 | 8.4172 | 14.4367 | 0 | 157
613_G_4GT1 | FRCC | Florida | 12 | Broward | 11 | 613 | 4GT1 | Lauderdale | 8316 | 1993 | 9999 | Combined Cycle |  |  |  | STM |  | Fossil | G | 2025 | NaturalGas |  | 0.26187 | 1.3729 | 2.1656 | 3.8004 | 0 | 0 | 0 | 0 | 0 | 0 | 0 | 0 | 0 | 0 | 0 | 0 | 31.4896 | 165.0974 | 260.4081 | 456.9951 | 15.3297 | 80.3725 | 126.7715 | 222.4737 | 1.8331e-08 | 9.6106e-08 | 1.5159e-07 | 2.6603e-07 | 0.015209 | 0.079738 | 0.12577 | 0.22072 | 0 | 0 | 0 | 0 | 0 | 0 | 0 | 0 | 4.8073 | 0.11773 | 0.49668 | 0.70979 | 1.3242 | 1.0126 | 5.0069 | 8.4172 | 14.4367 | 0 | 157
61288_G_GEN1 | S_VACA | North Carolina | 37 | Granville | 77 | 61288 | GEN1 | Roxboro Solar Farm, LLC | 0 | 2015 | 9999 | Solar PV | [5 empty] | Non-Fossil | G | 2025 | Solar |  | 0 | 0 | 0 | 0 | 0 | 0 | 0 | 0 | 0 | 0 | 0 | 0 | 0 | 0 | 0 | 0 | 1.5159 | 2.6889 | 4.4842 | 8.689 | 0 | 0 | 0 | 0 | 0 | 0 | 0 | 0 | 0 | 0 | 0 | 0 | 0 | 0 | 0 | 0 | 0 | 0 | 0 | 0 | 0.13984 | 0 | 0 | 0 | 0 | 0 | 0 | 0 | 0 | 0 | 4.997
61284_G_GEN1 | S_VACA | North Carolina | 37 | Cleveland | 45 | 61284 | GEN1 | Lux Solar, LLC | 0 | 2016 | 9999 | Solar PV | [5 empty] | Non-Fossil | G | 2025 | Solar |  | 0 | 0 | 0 | 0 | 0 | 0 | 0 | 0 | 0 | 0 | 0 | 0 | 0 | 0 | 0 | 0 | 0.60635 | 1.0756 | 1.7937 | 3.4756 | 0 | 0 | 0 | 0 | 0 | 0 | 0 | 0 | 0 | 0 | 0 | 0 | 0 | 0 | 0 | 0 | 0 | 0 | 0 | 0 | 0.055937 | 0 | 0 | 0 | 0 | 0 | 0 | 0 | 0 | 0 | 1.9988
61283_G_GEN1 | S_VACA | North Carolina | 37 | Bladen | 17 | 61283 | GEN1 | Bladenboro Solar, LLC | 0 | 2015 | 9999 | Solar PV | [5 empty] | Non-Fossil | G | 2025 | Solar |  | 0 | 0 | 0 | 0 | 0 | 0 | 0 | 0 | 0 | 0 | 0 | 0 | 0 | 0 | 0 | 0 | 1.4552 | 2.5813 | 4.3049 | 8.3414 | 0 | 0 | 0 | 0 | 0 | 0 | 0 | 0 | 0 | 0 | 0 | 0 | 0 | 0 | 0 | 0 | 0 | 0 | 0 | 0 | 0.13425 | 0 | 0 | 0 | 0 | 0 | 0 | 0 | 0 | 0 | 4.7971
61282_G_GEN1 | PJM_EMAC | Maryland | 24 | Harford | 25 | 61282 | GEN1 | APG Combined Heat and Power Plant | 9086 | 2016 | 9999 | Combustion Turbine | [5 empty] | Fossil | G | 2025 | NaturalGas |  | 9.2e-05 | 0 | 0.080098 | 0.08019 | 0 | 0 | 0 | 0 | 0 | 0 | 0 | 0 | 0 | 0 | 0 | 0 | 0.010128 | 0 | 8.8156 | 8.8257 | 0.0053872 | 0 | 4.689 | 4.6943 | 6.45e-12 | 0 | 5.6054e-09 | 5.6118e-09 | 5.06e-07 | 0 | 0.00044061 | 0.00044111 | 0 | 0 | 0 | 0 | 0 | 0 | 0 | 0 | 0.11594 | 0.000159 | 0 | 0.043506 | 0.043665 | 0.00037425 | 0 | 0.27368 | 0.27406 | 0 | 6.2
61280_G_WILS7 | S_VACA | North Carolina | 37 | Wilson | 195 | 61280 | WILS7 | Wilson Solar Farm 7 | 0 | 2017 | 9999 | Solar PV | [5 empty] | Non-Fossil | G | 2025 | Solar |  | 0 | 0 | 0 | 0 | 0 | 0 | 0 | 0 | 0 | 0 | 0 | 0 | 0 | 0 | 0 | 0 | 2.7892 | 4.9476 | 8.251 | 15.9877 | 0 | 0 | 0 | 0 | 0 | 0 | 0 | 0 | 0 | 0 | 0 | 0 | 0 | 0 | 0 | 0 | 0 | 0 | 0 | 0 | 0.25731 | 0 | 0 | 0 | 0 | 0 | 0 | 0 | 0 | 0 | 9.1944
6128_G_2 | ERC_REST | Texas | 48 | Val Verde | 465 | 6128 | 2 | Amistad Dam & Power | 0 | 1983 | 9999 | Hydro | [5 empty] | Non-Fossil | G | 2025 | Hydro |  | 0 | 0 | 0 | 0 | 0 | 0 | 0 | 0 | 0 | 0 | 0 | 0 | 0 | 0 | 0 | 0 | 5.9751 | 9.6965 | 18.2425 | 33.9142 | 0 | 0 | 0 | 0 | 0 | 0 | 0 | 0 | 0 | 0 | 0 | 0 | 0 | 0 | 0 | 0 | 0 | 0 | 0 | 0 | 0.43179 | 0.015894 | 0.025793 | 0.048525 | 0.090212 | 0 | 0 | 0 | 0 | 0 | 29
6128_G_1 | ERC_REST | Texas | 48 | Val Verde | 465 | 6128 | 1 | Amistad Dam & Power | 0 | 1983 | 9999 | Hydro | [5 empty] | Non-Fossil | G | 2025 | Hydro |  | 0 | 0 | 0 | 0 | 0 | 0 | 0 | 0 | 0 | 0 | 0 | 0 | 0 | 0 | 0 | 0 | 5.9751 | 9.6965 | 18.2425 | 33.9142 | 0 | 0 | 0 | 0 | 0 | 0 | 0 | 0 | 0 | 0 | 0 | 0 | 0 | 0 | 0 | 0 | 0 | 0 | 0 | 0 | 0.43179 | 0.015894 | 0.025793 | 0.048525 | 0.090212 | 0 | 0 | 0 | 0 | 0 | 29
61279_G_WILS6 | S_VACA | North Carolina | 37 | Wilson | 195 | 61279 | WILS6 | Wilson Solar Farm 6 | 0 | 2017 | 9999 | Solar PV | [5 empty] | Non-Fossil | G | 2025 | Solar |  | 0 | 0 | 0 | 0 | 0 | 0 | 0 | 0 | 0 | 0 | 0 | 0 | 0 | 0 | 0 | 0 | 2.9408 | 5.2164 | 8.6994 | 16.8566 | 0 | 0 | 0 | 0 | 0 | 0 | 0 | 0 | 0 | 0 | 0 | 0 | 0 | 0 | 0 | 0 | 0 | 0 | 0 | 0 | 0.27129 | 0 | 0 | 0 | 0 | 0 | 0 | 0 | 0 | 0 | 9.6941
61278_G_WILS5 | S_VACA | North Carolina | 37 | Wilson | 195 | 61278 | WILS5 | Wilson Solar Farm 5 | 0 | 2017 | 9999 | Solar PV | [5 empty] | Non-Fossil | G | 2025 | Solar |  | 0 | 0 | 0 | 0 | 0 | 0 | 0 | 0 | 0 | 0 | 0 | 0 | 0 | 0 | 0 | 0 | 2.8802 | 5.1089 | 8.52 | 16.5091 | 0 | 0 | 0 | 0 | 0 | 0 | 0 | 0 | 0 | 0 | 0 | 0 | 0 | 0 | 0 | 0 | 0 | 0 | 0 | 0 | 0.2657 | 0 | 0 | 0 | 0 | 0 | 0 | 0 | 0 | 0 | 9.4943
61277_G_WILS4 | S_VACA | North Carolina | 37 | Wilson | 195 | 61277 | WILS4 | Wilson Solar Farm 4 | 0 | 2017 | 9999 | Solar PV | [5 empty] | Non-Fossil | G | 2025 | Solar |  | 0 | 0 | 0 | 0 | 0 | 0 | 0 | 0 | 0 | 0 | 0 | 0 | 0 | 0 | 0 | 0 | 2.7286 | 4.84 | 8.0716 | 15.6402 | 0 | 0 | 0 | 0 | 0 | 0 | 0 | 0 | 0 | 0 | 0 | 0 | 0 | 0 | 0 | 0 | 0 | 0 | 0 | 0 | 0.25172 | 0 | 0 | 0 | 0 | 0 | 0 | 0 | 0 | 0 | 8.9946
61276_G_WILS3 | S_VACA | North Carolina | 37 | Wilson | 195 | 61276 | WILS3 | Wilson Solar Farm 3 | 0 | 2017 | 9999 | Solar PV | [5 empty] | Non-Fossil | G | 2025 | Solar |  | 0 | 0 | 0 | 0 | 0 | 0 | 0 | 0 | 0 | 0 | 0 | 0 | 0 | 0 | 0 | 0 | 2.7286 | 4.84 | 8.0716 | 15.6402 | 0 | 0 | 0 | 0 | 0 | 0 | 0 | 0 | 0 | 0 | 0 | 0 | 0 | 0 | 0 | 0 | 0 | 0 | 0 | 0 | 0.25172 | 0 | 0 | 0 | 0 | 0 | 0 | 0 | 0 | 0 | 8.9946
61275_G_WILS2 | S_VACA | North Carolina | 37 | Wilson | 195 | 61275 | WILS2 | Wilson Solar Farm 2 | 0 | 2017 | 9999 | Solar PV | [5 empty] | Non-Fossil | G | 2025 | Solar |  | 0 | 0 | 0 | 0 | 0 | 0 | 0 | 0 | 0 | 0 | 0 | 0 | 0 | 0 | 0 | 0 | 1.1521 | 2.0436 | 3.408 | 6.6036 | 0 | 0 | 0 | 0 | 0 | 0 | 0 | 0 | 0 | 0 | 0 | 0 | 0 | 0 | 0 | 0 | 0 | 0 | 0 | 0 | 0.10628 | 0 | 0 | 0 | 0 | 0 | 0 | 0 | 0 | 0 | 3.7977
61274_G_WISL1 | S_VACA | North Carolina | 37 | Wilson | 195 | 61274 | WISL1 | Wilson Solar Farm 1 | 0 | 2017 | 9999 | Solar PV | [5 empty] | Non-Fossil | G | 2025 | Solar |  | 0 | 0 | 0 | 0 | 0 | 0 | 0 | 0 | 0 | 0 | 0 | 0 | 0 | 0 | 0 | 0 | 1.0005 | 1.7747 | 2.9596 | 5.7347 | 0 | 0 | 0 | 0 | 0 | 0 | 0 | 0 | 0 | 0 | 0 | 0 | 0 | 0 | 0 | 0 | 0 | 0 | 0 | 0 | 0.092296 | 0 | 0 | 0 | 0 | 0 | 0 | 0 | 0 | 0 | 3.298
61271_G_18950 | S_VACA | North Carolina | 37 | Buncombe | 21 | 61271 | 18950 | Biltmore Solar Fields | 0 | 2012 | 9999 | Solar PV | [5 empty] | Non-Fossil | G | 2025 | Solar |  | 0 | 0 | 0 | 0 | 0 | 0 | 0 | 0 | 0 | 0 | 0 | 0 | 0 | 0 | 0 | 0 | 0.45476 | 0.80667 | 1.3453 | 2.6067 | 0 | 0 | 0 | 0 | 0 | 0 | 0 | 0 | 0 | 0 | 0 | 0 | 0 | 0 | 0 | 0 | 0 | 0 | 0 | 0 | 0.041953 | 0 | 0 | 0 | 0 | 0 | 0 | 0 | 0 | 0 | 1.4991
61270_G_RDDRT | SPP_WEST | Oklahoma | 40 | Kingfisher | 73 | 61270 | RDDRT | Red Dirt Wind Project | 0 | 2017 | 9999 | Onshore Wind | [5 empty] | Non-Fossil | G | 2025 | Wind |  | 0 | 0 | 0 | 0 | 0 | 0 | 0 | 0 | 0 | 0 | 0 | 0 | 0 | 0 | 0 | 0 | 257.2034 | 395.6794 | 400.1415 | 1053.0242 | 0 | 0 | 0 | 0 | 0 | 0 | 0 | 0 | 0 | 0 | 0 | 0 | 0 | 0 | 0 | 0 | 0 | 0 | 0 | 0 | 11.525 | 0 | 0 | 0 | 0 | 0 | 0 | 0 | 0 | 0 | 295.8826
6127_G_1 | S_VACA | South Carolina | 45 | Fairfield | 39 | 6127 | 1 | V C Summer | 10456 | 1984 | 9999 | Nuclear | [5 empty] | Non-Fossil | G | 2025 | Nuclear |  | 18.3484 | 24.8722 | 33.6221 | 76.8427 | 0 | 0 | 0 | 0 | 0 | 0 | 0 | 0 | 0 | 0 | 0 | 0 | 1754.8157 | 2378.7502 | 3215.5835 | 7349.1494 | 0 | 0 | 0 | 0 | 0 | 0 | 0 | 0 | 0 | 0 | 0 | 0 | 0 | 0 | 0 | 0 | 0 | 0 | 0 | 0 | 271.4038 | 0.20003 | 0.27115 | 0.36654 | 0.83771 | 11.8852 | 16.1111 | 21.7789 | 49.7752 | 0 | 971
61269_G_WT1 | SPP_WEST | Oklahoma | 40 | Noble | 103 | 61269 | WT1 | Thunder Ranch Wind Project | 0 | 2017 | 9999 | Onshore Wind | [5 empty] | Non-Fossil | G | 2025 | Wind |  | 0 | 0 | 0 | 0 | 0 | 0 | 0 | 0 | 0 | 0 | 0 | 0 | 0 | 0 | 0 | 0 | 255.9143 | 393.6963 | 398.1361 | 1047.7468 | 0 | 0 | 0 | 0 | 0 | 0 | 0 | 0 | 0 | 0 | 0 | 0 | 0 | 0 | 0 | 0 | 0 | 0 | 0 | 0 | 11.4672 | 0 | 0 | 0 | 0 | 0 | 0 | 0 | 0 | 0 | 294.3997
61268_G_PV1 | WECC_AZ | Arizona | 4 | Navajo | 17 | 61268 | PV1 | Kayenta Solar Project | 0 | 2017 | 9999 | Solar PV | [5 empty] | Non-Fossil | G | 2025 | Solar |  | 0 | 0 | 0 | 0 | 0 | 0 | 0 | 0 | 0 | 0 | 0 | 0 | 0 | 0 | 0 | 0 | 12.2881 | 22.1707 | 32.1095 | 66.5683 | 0 | 0 | 0 | 0 | 0 | 0 | 0 | 0 | 0 | 0 | 0 | 0 | 0 | 0 | 0 | 0 | 0 | 0 | 0 | 0 | 1.2294 | 0 | 0 | 0 | 0 | 0 | 0 | 0 | 0 | 0 | 27.2357
61267_G_HURR | MIS_INKY | Indiana | 18 | Johnson | 81 | 61267 | HURR | Hurricane Creek Lift Station | 14397 | 2004 | 9999 | Combustion Turbine | [5 empty] | Fossil | G | 2025 | Oil |  | 0 | 0 | 0 | 0 | 0 | 0 | 0 | 0 | 0 | 0 | 0 | 0 | 0 | 0 | 0 | 0 | 0 | 0 | 0 | 0 | 0 | 0 | 0 | 0 | 0 | 0 | 0 | 0 | 0 | 0 | 0 | 0 | 0 | 0 | 0 | 0 | 0 | 0 | 0 | 0 | 0.0374 | 0 | 0 | 0 | 0 | 0 | 0 | 0 | 0 | 0 | 2
61266_G_ORME | MIS_INKY | Indiana | 18 | Johnson | 81 | 61266 | ORME | Orme Park Water Treatment Plant | 14397 | 1997 | 9999 | Combustion Turbine | [5 empty] | Fossil | G | 2025 | Oil |  | 0 | 0 | 0 | 0 | 0 | 0 | 0 | 0 | 0 | 0 | 0 | 0 | 0 | 0 | 0 | 0 | 0 | 0 | 0 | 0 | 0 | 0 | 0 | 0 | 0 | 0 | 0 | 0 | 0 | 0 | 0 | 0 | 0 | 0 | 0 | 0 | 0 | 0 | 0 | 0 | 0.02805 | 0 | 0 | 0 | 0 | 0 | 0 | 0 | 0 | 0 | 1.5
61263_G_GEN3 | PJM_PENE | Pennsylvania | 42 | Bradford | 15 | 61263 | GEN3 | Wolf Run Energy | 12194 | 2018 | 9999 | Combustion Turbine | [5 empty] | Fossil | G | 2025 | NaturalGas |  | 0.085155 | 0 | 0.046778 | 0.13193 | 0 | 0 | 0 | 0 | 0 | 0 | 0 | 0 | 0 | 0 | 0 | 0 | 6.9834 | 0 | 3.8362 | 10.8196 | 4.985 | 0 | 2.7384 | 7.7234 | 5.9607e-09 | 0 | 3.2758e-09 | 9.2364e-09 | 0.055068 | 0 | 0.030251 | 0.085319 | 0 | 0 | 0 | 0 | 0 | 0 | 0 | 0 | 0.08228 | 0.023268 | 0 | 0.029774 | 0.053042 | 0.21092 | 0 | 0.12428 | 0.3352 | 0 | 4.4
61263_G_GEN2 | PJM_PENE | Pennsylvania | 42 | Bradford | 15 | 61263 | GEN2 | Wolf Run Energy | 12194 | 2018 | 9999 | Combustion Turbine | [5 empty] | Fossil | G | 2025 | NaturalGas |  | 0.085155 | 0 | 0.046778 | 0.13193 | 0 | 0 | 0 | 0 | 0 | 0 | 0 | 0 | 0 | 0 | 0 | 0 | 6.9834 | 0 | 3.8362 | 10.8196 | 4.985 | 0 | 2.7384 | 7.7234 | 5.9607e-09 | 0 | 3.2758e-09 | 9.2364e-09 | 0.055068 | 0 | 0.030251 | 0.085319 | 0 | 0 | 0 | 0 | 0 | 0 | 0 | 0 | 0.08228 | 0.023268 | 0 | 0.029774 | 0.053042 | 0.21092 | 0 | 0.12428 | 0.3352 | 0 | 4.4
61263_G_GEN1 | PJM_PENE | Pennsylvania | 42 | Bradford | 15 | 61263 | GEN1 | Wolf Run Energy | 12194 | 2018 | 9999 | Combustion Turbine | [5 empty] | Fossil | G | 2025 | NaturalGas |  | 0.085155 | 0 | 0.046778 | 0.13193 | 0 | 0 | 0 | 0 | 0 | 0 | 0 | 0 | 0 | 0 | 0 | 0 | 6.9834 | 0 | 3.8362 | 10.8196 | 4.985 | 0 | 2.7384 | 7.7234 | 5.9607e-09 | 0 | 3.2758e-09 | 9.2364e-09 | 0.055068 | 0 | 0.030251 | 0.085319 | 0 | 0 | 0 | 0 | 0 | 0 | 0 | 0 | 0.08228 | 0.023268 | 0 | 0.029774 | 0.053042 | 0.21092 | 0 | 0.12428 | 0.3352 | 0 | 4.4
61262_G_STGRT | MIS_AR | Arkansas | 5 | Arkansas | 1 | 61262 | STGRT | Stuttgart Solar | 0 | 2017 | 9999 | Solar PV | [5 empty] | Non-Fossil | G | 2025 | Solar |  | 0 | 0 | 0 | 0 | 0 | 0 | 0 | 0 | 0 | 0 | 0 | 0 | 0 | 0 | 0 | 0 | 20.4195 | 42.5369 | 64.8642 | 127.8205 | 0 | 0 | 0 | 0 | 0 | 0 | 0 | 0 | 0 | 0 | 0 | 0 | 0 | 0 | 0 | 0 | 0 | 0 | 0 | 0 | 2.2668 | 0 | 0 | 0 | 0 | 0 | 0 | 0 | 0 | 0 | 81
61260_G_ISS60 | S_VACA | North Carolina | 37 | Nash | 127 | 61260 | ISS60 | Innovative Solar 60, LLC | 0 | 2016 | 9999 | Solar PV | [5 empty] | Non-Fossil | G | 2025 | Solar |  | 0 | 0 | 0 | 0 | 0 | 0 | 0 | 0 | 0 | 0 | 0 | 0 | 0 | 0 | 0 | 0 | 0.57603 | 1.0218 | 1.704 | 3.3018 | 0 | 0 | 0 | 0 | 0 | 0 | 0 | 0 | 0 | 0 | 0 | 0 | 0 | 0 | 0 | 0 | 0 | 0 | 0 | 0 | 0.05314 | 0 | 0 | 0 | 0 | 0 | 0 | 0 | 0 | 0 | 1.8989
6126_G_8 | S_VACA | South Carolina | 45 | Fairfield | 39 | 6126 | 8 | Fairfield Pumped Storage | 0 | 1978 | 9999 | Pumped Storage | [5 empty] | Non-Fossil | G | 2025 | Pumps |  | 0 | 0 | 0 | 0 | 0 | 0 | 0 | 0 | 0 | 0 | 0 | 0 | 0 | 0 | 0 | 0 | 11.8416 | 16.185 | 37.8528 | 65.8794 | 0 | 0 | 0 | 0 | 0 | 0 | 0 | 0 | 0 | 0 | 0 | 0 | 0 | 0 | 0 | 0 | 0 | 0 | 0 | 0 | 1.2435 | 0.12045 | 0.16463 | 0.38504 | 0.67013 | 0 | 0 | 0 | 0 | 0 | 72
6126_G_7 | S_VACA | South Carolina | 45 | Fairfield | 39 | 6126 | 7 | Fairfield Pumped Storage | 0 | 1978 | 9999 | Pumped Storage | [5 empty] | Non-Fossil | G | 2025 | Pumps |  | 0 | 0 | 0 | 0 | 0 | 0 | 0 | 0 | 0 | 0 | 0 | 0 | 0 | 0 | 0 | 0 | 11.8416 | 16.185 | 37.8528 | 65.8794 | 0 | 0 | 0 | 0 | 0 | 0 | 0 | 0 | 0 | 0 | 0 | 0 | 0 | 0 | 0 | 0 | 0 | 0 | 0 | 0 | 1.2435 | 0.12045 | 0.16463 | 0.38504 | 0.67013 | 0 | 0 | 0 | 0 | 0 | 72
6126_G_6 | S_VACA | South Carolina | 45 | Fairfield | 39 | 6126 | 6 | Fairfield Pumped Storage | 0 | 1978 | 9999 | Pumped Storage | [5 empty] | Non-Fossil | G | 2025 | Pumps |  | 0 | 0 | 0 | 0 | 0 | 0 | 0 | 0 | 0 | 0 | 0 | 0 | 0 | 0 | 0 | 0 | 11.8416 | 16.185 | 37.8528 | 65.8794 | 0 | 0 | 0 | 0 | 0 | 0 | 0 | 0 | 0 | 0 | 0 | 0 | 0 | 0 | 0 | 0 | 0 | 0 | 0 | 0 | 1.2435 | 0.12045 | 0.16463 | 0.38504 | 0.67013 | 0 | 0 | 0 | 0 | 0 | 72
6126_G_5 | S_VACA | South Carolina | 45 | Fairfield | 39 | 6126 | 5 | Fairfield Pumped Storage | 0 | 1978 | 9999 | Pumped Storage | [5 empty] | Non-Fossil | G | 2025 | Pumps |  | 0 | 0 | 0 | 0 | 0 | 0 | 0 | 0 | 0 | 0 | 0 | 0 | 0 | 0 | 0 | 0 | 11.8416 | 16.185 | 37.8528 | 65.8794 | 0 | 0 | 0 | 0 | 0 | 0 | 0 | 0 | 0 | 0 | 0 | 0 | 0 | 0 | 0 | 0 | 0 | 0 | 0 | 0 | 1.2435 | 0.12045 | 0.16463 | 0.38504 | 0.67013 | 0 | 0 | 0 | 0 | 0 | 72
6126_G_4 | S_VACA | South Carolina | 45 | Fairfield | 39 | 6126 | 4 | Fairfield Pumped Storage | 0 | 1978 | 9999 | Pumped Storage | [5 empty] | Non-Fossil | G | 2025 | Pumps |  | 0 | 0 | 0 | 0 | 0 | 0 | 0 | 0 | 0 | 0 | 0 | 0 | 0 | 0 | 0 | 0 | 11.8416 | 16.185 | 37.8528 | 65.8794 | 0 | 0 | 0 | 0 | 0 | 0 | 0 | 0 | 0 | 0 | 0 | 0 | 0 | 0 | 0 | 0 | 0 | 0 | 0 | 0 | 1.2435 | 0.12045 | 0.16463 | 0.38504 | 0.67013 | 0 | 0 | 0 | 0 | 0 | 72
6126_G_3 | S_VACA | South Carolina | 45 | Fairfield | 39 | 6126 | 3 | Fairfield Pumped Storage | 0 | 1978 | 9999 | Pumped Storage | [5 empty] | Non-Fossil | G | 2025 | Pumps |  | 0 | 0 | 0 | 0 | 0 | 0 | 0 | 0 | 0 | 0 | 0 | 0 | 0 | 0 | 0 | 0 | 11.8416 | 16.185 | 37.8528 | 65.8794 | 0 | 0 | 0 | 0 | 0 | 0 | 0 | 0 | 0 | 0 | 0 | 0 | 0 | 0 | 0 | 0 | 0 | 0 | 0 | 0 | 1.2435 | 0.12045 | 0.16463 | 0.38504 | 0.67013 | 0 | 0 | 0 | 0 | 0 | 72
6126_G_2 | S_VACA | South Carolina | 45 | Fairfield | 39 | 6126 | 2 | Fairfield Pumped Storage | 0 | 1978 | 9999 | Pumped Storage | [5 empty] | Non-Fossil | G | 2025 | Pumps |  | 0 | 0 | 0 | 0 | 0 | 0 | 0 | 0 | 0 | 0 | 0 | 0 | 0 | 0 | 0 | 0 | 11.8416 | 16.185 | 37.8528 | 65.8794 | 0 | 0 | 0 | 0 | 0 | 0 | 0 | 0 | 0 | 0 | 0 | 0 | 0 | 0 | 0 | 0 | 0 | 0 | 0 | 0 | 1.2435 | 0.12045 | 0.16463 | 0.38504 | 0.67013 | 0 | 0 | 0 | 0 | 0 | 72
6126_G_1 | S_VACA | South Carolina | 45 | Fairfield | 39 | 6126 | 1 | Fairfield Pumped Storage | 0 | 1978 | 9999 | Pumped Storage | [5 empty] | Non-Fossil | G | 2025 | Pumps |  | 0 | 0 | 0 | 0 | 0 | 0 | 0 | 0 | 0 | 0 | 0 | 0 | 0 | 0 | 0 | 0 | 11.8416 | 16.185 | 37.8528 | 65.8794 | 0 | 0 | 0 | 0 | 0 | 0 | 0 | 0 | 0 | 0 | 0 | 0 | 0 | 0 | 0 | 0 | 0 | 0 | 0 | 0 | 1.2435 | 0.12045 | 0.16463 | 0.38504 | 0.67013 | 0 | 0 | 0 | 0 | 0 | 72
61259_G_ISS59 | S_VACA | North Carolina | 37 | Nash | 127 | 61259 | ISS59 | Innovative Solar 59, LLC | 0 | 2016 | 9999 | Solar PV | [5 empty] | Non-Fossil | G | 2025 | Solar |  | 0 | 0 | 0 | 0 | 0 | 0 | 0 | 0 | 0 | 0 | 0 | 0 | 0 | 0 | 0 | 0 | 0.57603 | 1.0218 | 1.704 | 3.3018 | 0 | 0 | 0 | 0 | 0 | 0 | 0 | 0 | 0 | 0 | 0 | 0 | 0 | 0 | 0 | 0 | 0 | 0 | 0 | 0 | 0.05314 | 0 | 0 | 0 | 0 | 0 | 0 | 0 | 0 | 0 | 1.8989
61258_G_ISS35 | S_VACA | North Carolina | 37 | Duplin | 61 | 61258 | ISS35 | Innovative Solar 35, LLC | 0 | 2016 | 9999 | Solar PV | [5 empty] | Non-Fossil | G | 2025 | Solar |  | 0 | 0 | 0 | 0 | 0 | 0 | 0 | 0 | 0 | 0 | 0 | 0 | 0 | 0 | 0 | 0 | 0.57603 | 1.0218 | 1.704 | 3.3018 | 0 | 0 | 0 | 0 | 0 | 0 | 0 | 0 | 0 | 0 | 0 | 0 | 0 | 0 | 0 | 0 | 0 | 0 | 0 | 0 | 0.05314 | 0 | 0 | 0 | 0 | 0 | 0 | 0 | 0 | 0 | 1.8989
61257_G_ZV204 | S_VACA | North Carolina | 37 | Robeson | 155 | 61257 | ZV204 | ZV Solar 2, LLC | 0 | 2017 | 9999 | Solar PV | [5 empty] | Non-Fossil | G | 2025 | Solar |  | 0 | 0 | 0 | 0 | 0 | 0 | 0 | 0 | 0 | 0 | 0 | 0 | 0 | 0 | 0 | 0 | 1.4856 | 2.6351 | 4.3945 | 8.5152 | 0 | 0 | 0 | 0 | 0 | 0 | 0 | 0 | 0 | 0 | 0 | 0 | 0 | 0 | 0 | 0 | 0 | 0 | 0 | 0 | 0.13705 | 0 | 0 | 0 | 0 | 0 | 0 | 0 | 0 | 0 | 4.897
61256_G_HOF05 | S_VACA | North Carolina | 37 | Jones | 103 | 61256 | HOF05 | Hood Farm Solar, LLC | 0 | 2017 | 9999 | Solar PV | [5 empty] | Non-Fossil | G | 2025 | Solar |  | 0 | 0 | 0 | 0 | 0 | 0 | 0 | 0 | 0 | 0 | 0 | 0 | 0 | 0 | 0 | 0 | 1.4856 | 2.6351 | 4.3945 | 8.5152 | 0 | 0 | 0 | 0 | 0 | 0 | 0 | 0 | 0 | 0 | 0 | 0 | 0 | 0 | 0 | 0 | 0 | 0 | 0 | 0 | 0.13705 | 0 | 0 | 0 | 0 | 0 | 0 | 0 | 0 | 0 | 4.897
61255_G_HAY02 | S_VACA | North Carolina | 37 | Montgomery | 123 | 61255 | HAY02 | Haywood Farm Solar, LLC | 0 | 2017 | 9999 | Solar PV | [5 empty] | Non-Fossil | G | 2025 | Solar |  | 0 | 0 | 0 | 0 | 0 | 0 | 0 | 0 | 0 | 0 | 0 | 0 | 0 | 0 | 0 | 0 | 1.4856 | 2.6351 | 4.3945 | 8.5152 | 0 | 0 | 0 | 0 | 0 | 0 | 0 | 0 | 0 | 0 | 0 | 0 | 0 | 0 | 0 | 0 | 0 | 0 | 0 | 0 | 0.13705 | 0 | 0 | 0 | 0 | 0 | 0 | 0 | 0 | 0 | 4.897
61250_G_USPS1 | WEC_LADW | California | 6 | Los Angeles | 37 | 61250 | USPS1 | USPS PV | 0 | 2017 | 9999 | Solar PV | [5 empty] | Non-Fossil | G | 2025 | Solar |  | 0 | 0 | 0 | 0 | 0 | 0 | 0 | 0 | 0 | 0 | 0 | 0 | 0 | 0 | 0 | 0 | 4.3169 | 8.3969 | 12.5566 | 25.2703 | 0 | 0 | 0 | 0 | 0 | 0 | 0 | 0 | 0 | 0 | 0 | 0 | 0 | 0 | 0 | 0 | 0 | 0 | 0 | 0 | 0.42818 | 0 | 0 | 0 | 0 | 0 | 0 | 0 | 0 | 0 | 10.5333
6125_G_5 | NENGREST | Massachusetts | 25 | Worcester | 27 | 6125 | 5 | Shrewsbury | 19588 | 1978 | 9999 | Combustion Turbine | [5 empty] | Fossil | G | 2025 | Oil |  | 0 | 0 | 0 | 0 | 0 | 0 | 0 | 0 | 0 | 0 | 0 | 0 | 0 | 0 | 0 | 0 | 0 | 0 | 0 | 0 | 0 | 0 | 0 | 0 | 0 | 0 | 0 | 0 | 0 | 0 | 0 | 0 | 0 | 0 | 0 | 0 | 0 | 0 | 0 | 0 | 0.05236 | 0 | 0 | 0 | 0 | 0 | 0 | 0 | 0 | 0 | 2.8
6125_G_4 | NENGREST | Massachusetts | 25 | Worcester | 27 | 6125 | 4 | Shrewsbury | 19588 | 1975 | 9999 | Combustion Turbine | [5 empty] | Fossil | G | 2025 | Oil |  | 0 | 0 | 0 | 0 | 0 | 0 | 0 | 0 | 0 | 0 | 0 | 0 | 0 | 0 | 0 | 0 | 0 | 0 | 0 | 0 | 0 | 0 | 0 | 0 | 0 | 0 | 0 | 0 | 0 | 0 | 0 | 0 | 0 | 0 | 0 | 0 | 0 | 0 | 0 | 0 | 0.05236 | 0 | 0 | 0 | 0 | 0 | 0 | 0 | 0 | 0 | 2.8
6125_G_3 | NENGREST | Massachusetts | 25 | Worcester | 27 | 6125 | 3 | Shrewsbury | 19588 | 1975 | 9999 | Combustion Turbine | [5 empty] | Fossil | G | 2025 | Oil |  | 0 | 0 | 0 | 0 | 0 | 0 | 0 | 0 | 0 | 0 | 0 | 0 | 0 | 0 | 0 | 0 | 0 | 0 | 0 | 0 | 0 | 0 | 0 | 0 | 0 | 0 | 0 | 0 | 0 | 0 | 0 | 0 | 0 | 0 | 0 | 0 | 0 | 0 | 0 | 0 | 0.05236 | 0 | 0 | 0 | 0 | 0 | 0 | 0 | 0 | 0 | 2.8
6125_G_2 | NENGREST | Massachusetts | 25 | Worcester | 27 | 6125 | 2 | Shrewsbury | 19588 | 1969 | 9999 | Combustion Turbine | [5 empty] | Fossil | G | 2025 | Oil |  | 0 | 0 | 0 | 0 | 0 | 0 | 0 | 0 | 0 | 0 | 0 | 0 | 0 | 0 | 0 | 0 | 0 | 0 | 0 | 0 | 0 | 0 | 0 | 0 | 0 | 0 | 0 | 0 | 0 | 0 | 0 | 0 | 0 | 0 | 0 | 0 | 0 | 0 | 0 | 0 | 0.05236 | 0 | 0 | 0 | 0 | 0 | 0 | 0 | 0 | 0 | 2.8
6125_G_1 | NENGREST | Massachusetts | 25 | Worcester | 27 | 6125 | 1 | Shrewsbury | 19578 | 1969 | 9999 | Combustion Turbine | [5 empty] | Fossil | G | 2025 | Oil |  | 0 | 0 | 0 | 0 | 0 | 0 | 0 | 0 | 0 | 0 | 0 | 0 | 0 | 0 | 0 | 0 | 0 | 0 | 0 | 0 | 0 | 0 | 0 | 0 | 0 | 0 | 0 | 0 | 0 | 0 | 0 | 0 | 0 | 0 | 0 | 0 | 0 | 0 | 0 | 0 | 0.05236 | 0 | 0 | 0 | 0 | 0 | 0 | 0 | 0 | 0 | 2.8
61249_G_W5531 | WEC_LADW | California | 6 | Los Angeles | 37 | 61249 | W5531 | Westmont 300A | 0 | 2017 | 9999 | Solar PV | [5 empty] | Non-Fossil | G | 2025 | Solar |  | 0 | 0 | 0 | 0 | 0 | 0 | 0 | 0 | 0 | 0 | 0 | 0 | 0 | 0 | 0 | 0 | 1.17 | 2.2758 | 3.4032 | 6.849 | 0 | 0 | 0 | 0 | 0 | 0 | 0 | 0 | 0 | 0 | 0 | 0 | 0 | 0 | 0 | 0 | 0 | 0 | 0 | 0 | 0.11605 | 0 | 0 | 0 | 0 | 0 | 0 | 0 | 0 | 0 | 2.8548
61248_G_INV2G | PJM_EMAC | New Jersey | 34 | Middlesex | 23 | 61248 | INV2G | Glopak Solar PV Power Plant | 0 | 2012 | 9999 | Solar PV | [5 empty] | Non-Fossil | G | 2025 | Solar |  | 0 | 0 | 0 | 0 | 0 | 0 | 0 | 0 | 0 | 0 | 0 | 0 | 0 | 0 | 0 | 0 | 0.1058 | 0.22841 | 0.36293 | 0.69714 | 0 | 0 | 0 | 0 | 0 | 0 | 0 | 0 | 0 | 0 | 0 | 0 | 0 | 0 | 0 | 0 | 0 | 0 | 0 | 0 | 0.017568 | 0 | 0 | 0 | 0 | 0 | 0 | 0 | 0 | 0 | 0.48705
61248_G_INV1R | PJM_EMAC | New Jersey | 34 | Middlesex | 23 | 61248 | INV1R | Glopak Solar PV Power Plant | 0 | 2011 | 9999 | Solar PV | [5 empty] | Non-Fossil | G | 2025 | Solar |  | 0 | 0 | 0 | 0 | 0 | 0 | 0 | 0 | 0 | 0 | 0 | 0 | 0 | 0 | 0 | 0 | 0.1058 | 0.22841 | 0.36293 | 0.69714 | 0 | 0 | 0 | 0 | 0 | 0 | 0 | 0 | 0 | 0 | 0 | 0 | 0 | 0 | 0 | 0 | 0 | 0 | 0 | 0 | 0.017568 | 0 | 0 | 0 | 0 | 0 | 0 | 0 | 0 | 0 | 0.48705
61247_G_ASA1 | FRCC | Florida | 12 | Orange | 95 | 61247 | ASA1 | ACE-Stanton A PV | 0 | 2017 | 9999 | Solar PV | [5 empty] | Non-Fossil | G | 2025 | Solar |  | 0 | 0 | 0 | 0 | 0 | 0 | 0 | 0 | 0 | 0 | 0 | 0 | 0 | 0 | 0 | 0 | 1.3026 | 2.3487 | 3.3445 | 6.9958 | 0 | 0 | 0 | 0 | 0 | 0 | 0 | 0 | 0 | 0 | 0 | 0 | 0 | 0 | 0 | 0 | 0 | 0 | 0 | 0 | 0.11474 | 0 | 0 | 0 | 0 | 0 | 0 | 0 | 0 | 0 | 4.1
61246_G_ASLF1 | FRCC | Florida | 12 | Orange | 95 | 61246 | ASLF1 | ACE-Stanton PV | 0 | 2017 | 9999 | Solar PV | [5 empty] | Non-Fossil | G | 2025 | Solar |  | 0 | 0 | 0 | 0 | 0 | 0 | 0 | 0 | 0 | 0 | 0 | 0 | 0 | 0 | 0 | 0 | 1.525 | 2.7497 | 3.9155 | 8.1902 | 0 | 0 | 0 | 0 | 0 | 0 | 0 | 0 | 0 | 0 | 0 | 0 | 0 | 0 | 0 | 0 | 0 | 0 | 0 | 0 | 0.13433 | 0 | 0 | 0 | 0 | 0 | 0 | 0 | 0 | 0 | 4.8
61245_G_5405 | NENGREST | Massachusetts | 25 | Worcester | 27 | 61245 | 5405 | Vuelta Solar | 0 | 2016 | 9999 | Solar PV | [5 empty] | Non-Fossil | G | 2025 | Solar |  | 0 | 0 | 0 | 0 | 0 | 0 | 0 | 0 | 0 | 0 | 0 | 0 | 0 | 0 | 0 | 0 | 1.0306 | 2.1428 | 3.2738 | 6.4472 | 0 | 0 | 0 | 0 | 0 | 0 | 0 | 0 | 0 | 0 | 0 | 0 | 0 | 0 | 0 | 0 | 0 | 0 | 0 | 0 | 0.12866 | 0 | 0 | 0 | 0 | 0 | 0 | 0 | 0 | 0 | 4.5974
61244_G_5404 | NENGREST | Massachusetts | 25 | Norfolk | 21 | 61244 | 5404 | Shuman Solar | 0 | 2016 | 9999 | Solar PV | [5 empty] | Non-Fossil | G | 2025 | Solar |  | 0 | 0 | 0 | 0 | 0 | 0 | 0 | 0 | 0 | 0 | 0 | 0 | 0 | 0 | 0 | 0 | 0.5482 | 1.1398 | 1.7414 | 3.4294 | 0 | 0 | 0 | 0 | 0 | 0 | 0 | 0 | 0 | 0 | 0 | 0 | 0 | 0 | 0 | 0 | 0 | 0 | 0 | 0 | 0.068437 | 0 | 0 | 0 | 0 | 0 | 0 | 0 | 0 | 0 | 2.4455
61243_G_5406 | NENGREST | Massachusetts | 25 | Worcester | 27 | 61243 | 5406 | Old Wardour Solar | 0 | 2016 | 9999 | Solar PV | [5 empty] | Non-Fossil | G | 2025 | Solar |  | 0 | 0 | 0 | 0 | 0 | 0 | 0 | 0 | 0 | 0 | 0 | 0 | 0 | 0 | 0 | 0 | 0.9429 | 1.9605 | 2.9951 | 5.8985 | 0 | 0 | 0 | 0 | 0 | 0 | 0 | 0 | 0 | 0 | 0 | 0 | 0 | 0 | 0 | 0 | 0 | 0 | 0 | 0 | 0.11771 | 0 | 0 | 0 | 0 | 0 | 0 | 0 | 0 | 0 | 4.2062
61242_G_VP-2 | ERC_REST | Texas | 48 | Victoria | 469 | 61242 | VP-2 | Victoria Port Power LLC | 9086 | 2017 | 9999 | Combustion Turbine | [5 empty] | Fossil | G | 2025 | NaturalGas |  | 0 | 0 | 0.22876 | 0.22876 | 0 | 0 | 0 | 0 | 0 | 0 | 0 | 0 | 0 | 0 | 0 | 0 | 0 | 0 | 25.1776 | 25.1776 | 0 | 0 | 13.3918 | 13.3918 | 0 | 0 | 1.6016e-08 | 1.6016e-08 | 0 | 0 | 0.0012582 | 0.0012582 | 0 | 0 | 0 | 0 | 0 | 0 | 0 | 0 | 0.935 | 0 | 0 | 0.26 | 0.26 | 0 | 0 | 0.84113 | 0.84113 | 0 | 50
61242_G_VP-1 | ERC_REST | Texas | 48 | Victoria | 469 | 61242 | VP-1 | Victoria Port Power LLC | 9086 | 2017 | 9999 | Combustion Turbine | [5 empty] | Fossil | G | 2025 | NaturalGas |  | 0 | 0 | 0.22876 | 0.22876 | 0 | 0 | 0 | 0 | 0 | 0 | 0 | 0 | 0 | 0 | 0 | 0 | 0 | 0 | 25.1776 | 25.1776 | 0 | 0 | 13.3918 | 13.3918 | 0 | 0 | 1.6016e-08 | 1.6016e-08 | 0 | 0 | 0.0012582 | 0.0012582 | 0 | 0 | 0 | 0 | 0 | 0 | 0 | 0 | 0.935 | 0 | 0 | 0.26 | 0.26 | 0 | 0 | 0.84113 | 0.84113 | 0 | 50
61241_G_VC-2 | ERC_REST | Texas | 48 | Victoria | 469 | 61241 | VC-2 | Victoria City Power LLC | 9086 | 2017 | 9999 | Combustion Turbine | [5 empty] | Fossil | G | 2025 | NaturalGas |  | 0 | 0 | 0.19093 | 0.19093 | 0 | 0 | 0 | 0 | 0 | 0 | 0 | 0 | 0 | 0 | 0 | 0 | 0 | 0 | 21.0136 | 21.0136 | 0 | 0 | 11.177 | 11.177 | 0 | 0 | 1.3372e-08 | 1.3372e-08 | 0 | 0 | 0.0010501 | 0.0010501 | 0 | 0 | 0 | 0 | 0 | 0 | 0 | 0 | 0.8041 | 0 | 0 | 0.217 | 0.217 | 0 | 0 | 0.70202 | 0.70202 | 0 | 43
61241_G_VC-1 | ERC_REST | Texas | 48 | Victoria | 469 | 61241 | VC-1 | Victoria City Power LLC | 9086 | 2017 | 9999 | Combustion Turbine | [5 empty] | Fossil | G | 2025 | NaturalGas |  | 0 | 0 | 0.19093 | 0.19093 | 0 | 0 | 0 | 0 | 0 | 0 | 0 | 0 | 0 | 0 | 0 | 0 | 0 | 0 | 21.0136 | 21.0136 | 0 | 0 | 11.177 | 11.177 | 0 | 0 | 1.3372e-08 | 1.3372e-08 | 0 | 0 | 0.0010501 | 0.0010501 | 0 | 0 | 0 | 0 | 0 | 0 | 0 | 0 | 0.8041 | 0 | 0 | 0.217 | 0.217 | 0 | 0 | 0.70202 | 0.70202 | 0 | 43
6124_G_CT8 | S_SOU | Georgia | 13 | Effingham | 103 | 6124 | CT8 | McIntosh | 16908 | 1994 | 9999 | Combustion Turbine |  |  |  | H2O |  | Fossil | G | 2025 | NaturalGas |  | 0 | 0 | 0 | 0 | 0 | 0 | 0 | 0 | 0 | 0 | 0 | 0 | 0 | 0 | 0 | 0 | 0 | 0 | 0 | 0 | 0 | 0 | 0 | 0 | 0 | 0 | 0 | 0 | 0 | 0 | 0 | 0 | 0 | 0 | 0 | 0 | 0 | 0 | 0 | 0 | 1.5371 | 0 | 0 | 0 | 0 | 0 | 0 | 0 | 0 | 0 | 82.2
6124_G_CT7 | S_SOU | Georgia | 13 | Effingham | 103 | 6124 | CT7 | McIntosh | 16908 | 1994 | 9999 | Combustion Turbine |  |  |  | H2O |  | Fossil | G | 2025 | NaturalGas |  | 0 | 0 | 0 | 0 | 0 | 0 | 0 | 0 | 0 | 0 | 0 | 0 | 0 | 0 | 0 | 0 | 0 | 0 | 0 | 0 | 0 | 0 | 0 | 0 | 0 | 0 | 0 | 0 | 0 | 0 | 0 | 0 | 0 | 0 | 0 | 0 | 0 | 0 | 0 | 0 | 1.5371 | 0 | 0 | 0 | 0 | 0 | 0 | 0 | 0 | 0 | 82.2
6124_G_CT6 | S_SOU | Georgia | 13 | Effingham | 103 | 6124 | CT6 | McIntosh | 16908 | 1994 | 9999 | Combustion Turbine |  |  |  | H2O |  | Fossil | G | 2025 | NaturalGas |  | 0 | 0 | 0 | 0 | 0 | 0 | 0 | 0 | 0 | 0 | 0 | 0 | 0 | 0 | 0 | 0 | 0 | 0 | 0 | 0 | 0 | 0 | 0 | 0 | 0 | 0 | 0 | 0 | 0 | 0 | 0 | 0 | 0 | 0 | 0 | 0 | 0 | 0 | 0 | 0 | 1.5371 | 0 | 0 | 0 | 0 | 0 | 0 | 0 | 0 | 0 | 82.2
6124_G_CT5 | S_SOU | Georgia | 13 | Effingham | 103 | 6124 | CT5 | McIntosh | 16908 | 1994 | 9999 | Combustion Turbine |  |  |  | H2O |  | Fossil | G | 2025 | NaturalGas |  | 0 | 0 | 0 | 0 | 0 | 0 | 0 | 0 | 0 | 0 | 0 | 0 | 0 | 0 | 0 | 0 | 0 | 0 | 0 | 0 | 0 | 0 | 0 | 0 | 0 | 0 | 0 | 0 | 0 | 0 | 0 | 0 | 0 | 0 | 0 | 0 | 0 | 0 | 0 | 0 | 1.5371 | 0 | 0 | 0 | 0 | 0 | 0 | 0 | 0 | 0 | 82.2
6124_G_CT4 | S_SOU | Georgia | 13 | Effingham | 103 | 6124 | CT4 | McIntosh | 16908 | 1994 | 9999 | Combustion Turbine |  |  |  | H2O |  | Fossil | G | 2025 | NaturalGas |  | 0 | 0 | 0 | 0 | 0 | 0 | 0 | 0 | 0 | 0 | 0 | 0 | 0 | 0 | 0 | 0 | 0 | 0 | 0 | 0 | 0 | 0 | 0 | 0 | 0 | 0 | 0 | 0 | 0 | 0 | 0 | 0 | 0 | 0 | 0 | 0 | 0 | 0 | 0 | 0 | 1.5371 | 0 | 0 | 0 | 0 | 0 | 0 | 0 | 0 | 0 | 82.2
6124_G_CT3 | S_SOU | Georgia | 13 | Effingham | 103 | 6124 | CT3 | McIntosh | 16908 | 1994 | 9999 | Combustion Turbine |  |  |  | H2O |  | Fossil | G | 2025 | NaturalGas |  | 0 | 0 | 0 | 0 | 0 | 0 | 0 | 0 | 0 | 0 | 0 | 0 | 0 | 0 | 0 | 0 | 0 | 0 | 0 | 0 | 0 | 0 | 0 | 0 | 0 | 0 | 0 | 0 | 0 | 0 | 0 | 0 | 0 | 0 | 0 | 0 | 0 | 0 | 0 | 0 | 1.5371 | 0 | 0 | 0 | 0 | 0 | 0 | 0 | 0 | 0 | 82.2
6124_G_CT2 | S_SOU | Georgia | 13 | Effingham | 103 | 6124 | CT2 | McIntosh | 16908 | 1995 | 9999 | Combustion Turbine |  |  |  | H2O |  | Fossil | G | 2025 | NaturalGas |  | 0 | 0 | 0 | 0 | 0 | 0 | 0 | 0 | 0 | 0 | 0 | 0 | 0 | 0 | 0 | 0 | 0 | 0 | 0 | 0 | 0 | 0 | 0 | 0 | 0 | 0 | 0 | 0 | 0 | 0 | 0 | 0 | 0 | 0 | 0 | 0 | 0 | 0 | 0 | 0 | 1.5371 | 0 | 0 | 0 | 0 | 0 | 0 | 0 | 0 | 0 | 82.2
6124_G_CT1 | S_SOU | Georgia | 13 | Effingham | 103 | 6124 | CT1 | McIntosh | 16907 | 1995 | 9999 | Combustion Turbine |  |  |  | H2O |  | Fossil | G | 2025 | NaturalGas |  | 0 | 0 | 0 | 0 | 0 | 0 | 0 | 0 | 0 | 0 | 0 | 0 | 0 | 0 | 0 | 0 | 0 | 0 | 0 | 0 | 0 | 0 | 0 | 0 | 0 | 0 | 0 | 0 | 0 | 0 | 0 | 0 | 0 | 0 | 0 | 0 | 0 | 0 | 0 | 0 | 1.5371 | 0 | 0 | 0 | 0 | 0 | 0 | 0 | 0 | 0 | 82.2
6124_B_1 | S_SOU | Georgia | 13 | Effingham | 103 | 6124 | 1 | McIntosh | 12623 | 1979 | 9999 | Coal Steam | wall | dry | ESPC + ACI + DSI | OFA |  | Fossil | B | 2025 | Coal |  | 0 | 0 | 0 | 0 | 0 | 0 | 0 | 0 | 0 | 0 | 0 | 0 | 0 | 0 | 0 | 0 | 0 | 0 | 0 | 0 | 0 | 0 | 0 | 0 | 0 | 0 | 0 | 0 | 0 | 0 | 0 | 0 | 0 | 0 | 0 | 0 | 0 | 0 | 0 | 0 | 4.806 | 0 | 0 | 0 | 0 | 0 | 0 | 0 | 0 | 0 | 142 | Mercury Control / DSI
61238_G_GRB4 | NY_Z_J | New York | 36 | New York | 61 | 61238 | GRB4 | NY - Presbyt. Hospital - 525 E 68TH St | 14397 | 2008 | 9999 | Combustion Turbine | [5 empty] | Fossil | G | 2025 | Oil |  | 0 | 0 | 0 | 0 | 0 | 0 | 0 | 0 | 0 | 0 | 0 | 0 | 0 | 0 | 0 | 0 | 0 | 0 | 0 | 0 | 0 | 0 | 0 | 0 | 0 | 0 | 0 | 0 | 0 | 0 | 0 | 0 | 0 | 0 | 0 | 0 | 0 | 0 | 0 | 0 | 0.02805 | 0 | 0 | 0 | 0 | 0 | 0 | 0 | 0 | 0 | 1.5
61238_G_GRB3 | NY_Z_J | New York | 36 | New York | 61 | 61238 | GRB3 | NY - Presbyt. Hospital - 525 E 68TH St | 14397 | 1997 | 9999 | Combustion Turbine | [5 empty] | Fossil | G | 2025 | Oil |  | 0 | 0 | 0 | 0 | 0 | 0 | 0 | 0 | 0 | 0 | 0 | 0 | 0 | 0 | 0 | 0 | 0 | 0 | 0 | 0 | 0 | 0 | 0 | 0 | 0 | 0 | 0 | 0 | 0 | 0 | 0 | 0 | 0 | 0 | 0 | 0 | 0 | 0 | 0 | 0 | 0.02618 | 0 | 0 | 0 | 0 | 0 | 0 | 0 | 0 | 0 | 1.4
61238_G_GRB2 | NY_Z_J | New York | 36 | New York | 61 | 61238 | GRB2 | NY - Presbyt. Hospital - 525 E 68TH St | 14397 | 1997 | 9999 | Combustion Turbine | [5 empty] | Fossil | G | 2025 | Oil |  | 0 | 0 | 0 | 0 | 0 | 0 | 0 | 0 | 0 | 0 | 0 | 0 | 0 | 0 | 0 | 0 | 0 | 0 | 0 | 0 | 0 | 0 | 0 | 0 | 0 | 0 | 0 | 0 | 0 | 0 | 0 | 0 | 0 | 0 | 0 | 0 | 0 | 0 | 0 | 0 | 0.02618 | 0 | 0 | 0 | 0 | 0 | 0 | 0 | 0 | 0 | 1.4
61238_G_GRB1 | NY_Z_J | New York | 36 | New York | 61 | 61238 | GRB1 | NY - Presbyt. Hospital - 525 E 68TH St | 14397 | 1997 | 9999 | Combustion Turbine | [5 empty] | Fossil | G | 2025 | Oil |  | 0 | 0 | 0 | 0 | 0 | 0 | 0 | 0 | 0 | 0 | 0 | 0 | 0 | 0 | 0 | 0 | 0 | 0 | 0 | 0 | 0 | 0 | 0 | 0 | 0 | 0 | 0 | 0 | 0 | 0 | 0 | 0 | 0 | 0 | 0 | 0 | 0 | 0 | 0 | 0 | 0.02618 | 0 | 0 | 0 | 0 | 0 | 0 | 0 | 0 | 0 | 1.4
61238_G_CGTB | NY_Z_J | New York | 36 | New York | 61 | 61238 | CGTB | NY - Presbyt. Hospital - 525 E 68TH St | 12445 | 2009 | 9999 | Combustion Turbine | [5 empty] | Fossil | G | 2025 | NaturalGas |  | 0 | 0 | 0.0029692 | 0.0029692 | 0 | 0 | 0 | 0 | 0 | 0 | 0 | 0 | 0 | 0 | 0 | 0 | 0 | 0 | 0.23858 | 0.23858 | 0 | 0 | 0.17382 | 0.17382 | 0 | 0 | 2.079e-10 | 2.079e-10 | 0 | 0 | 0.00014115 | 0.00014115 | 0 | 0 | 0 | 0 | 0 | 0 | 0 | 0 | 0.14399 | 0 | 0 | 0.0037454 | 0.0037454 | 0 | 0 | 0.010086 | 0.010086 | 0 | 7.7
61238_G_ANX2 | NY_Z_J | New York | 36 | New York | 61 | 61238 | ANX2 | NY - Presbyt. Hospital - 525 E 68TH St | 14397 | 2016 | 9999 | Combustion Turbine | [5 empty] | Fossil | G | 2025 | Oil |  | 0 | 0 | 0 | 0 | 0 | 0 | 0 | 0 | 0 | 0 | 0 | 0 | 0 | 0 | 0 | 0 | 0 | 0 | 0 | 0 | 0 | 0 | 0 | 0 | 0 | 0 | 0 | 0 | 0 | 0 | 0 | 0 | 0 | 0 | 0 | 0 | 0 | 0 | 0 | 0 | 0.04675 | 0 | 0 | 0 | 0 | 0 | 0 | 0 | 0 | 0 | 2.5
61238_G_ANX1 | NY_Z_J | New York | 36 | New York | 61 | 61238 | ANX1 | NY - Presbyt. Hospital - 525 E 68TH St | 14397 | 2016 | 9999 | Combustion Turbine | [5 empty] | Fossil | G | 2025 | Oil |  | 0 | 0 | 0 | 0 | 0 | 0 | 0 | 0 | 0 | 0 | 0 | 0 | 0 | 0 | 0 | 0 | 0 | 0 | 0 | 0 | 0 | 0 | 0 | 0 | 0 | 0 | 0 | 0 | 0 | 0 | 0 | 0 | 0 | 0 | 0 | 0 | 0 | 0 | 0 | 0 | 0.04675 | 0 | 0 | 0 | 0 | 0 | 0 | 0 | 0 | 0 | 2.5
61237_G_5402 | NENGREST | Massachusetts | 25 | Bristol | 5 | 61237 | 5402 | 433 Purchase Solar NG, LLC | 0 | 2012 | 9999 | Solar PV | [5 empty] | Non-Fossil | G | 2025 | Solar |  | 0 | 0 | 0 | 0 | 0 | 0 | 0 | 0 | 0 | 0 | 0 | 0 | 0 | 0 | 0 | 0 | 0.43856 | 0.91185 | 1.3931 | 2.7435 | 0 | 0 | 0 | 0 | 0 | 0 | 0 | 0 | 0 | 0 | 0 | 0 | 0 | 0 | 0 | 0 | 0 | 0 | 0 | 0 | 0.05475 | 0 | 0 | 0 | 0 | 0 | 0 | 0 | 0 | 0 | 1.9564
61224_G_5400 | PJM_EMAC | New Jersey | 34 | Morris | 27 | 61224 | 5400 | 350 Clark Solar, NG, LLC | 0 | 2011 | 9999 | Solar PV | [5 empty] | Non-Fossil | G | 2025 | Solar |  | 0 | 0 | 0 | 0 | 0 | 0 | 0 | 0 | 0 | 0 | 0 | 0 | 0 | 0 | 0 | 0 | 0.25393 | 0.54818 | 0.87103 | 1.6731 | 0 | 0 | 0 | 0 | 0 | 0 | 0 | 0 | 0 | 0 | 0 | 0 | 0 | 0 | 0 | 0 | 0 | 0 | 0 | 0 | 0.042163 | 0 | 0 | 0 | 0 | 0 | 0 | 0 | 0 | 0 | 1.1689
61223_G_CHSF1 | MIS_MO | Missouri | 29 | Livingston | 117 | 61223 | CHSF1 | Chillicothe Solar Farm | 0 | 2017 | 9999 | Solar PV | [5 empty] | Non-Fossil | G | 2025 | Solar |  | 0 | 0 | 0 | 0 | 0 | 0 | 0 | 0 | 0 | 0 | 0 | 0 | 0 | 0 | 0 | 0 | 0.63023 | 1.3129 | 2.002 | 3.9451 | 0 | 0 | 0 | 0 | 0 | 0 | 0 | 0 | 0 | 0 | 0 | 0 | 0 | 0 | 0 | 0 | 0 | 0 | 0 | 0 | 0.069964 | 0 | 0 | 0 | 0 | 0 | 0 | 0 | 0 | 0 | 2.5
61220_G_1 | S_VACA | North Carolina | 37 | Rowan | 159 | 61220 | 1 | Spencer Farm, LLC | 0 | 2017 | 9999 | Solar PV | [5 empty] | Non-Fossil | G | 2025 | Solar |  | 0 | 0 | 0 | 0 | 0 | 0 | 0 | 0 | 0 | 0 | 0 | 0 | 0 | 0 | 0 | 0 | 1.5159 | 2.6889 | 4.4842 | 8.689 | 0 | 0 | 0 | 0 | 0 | 0 | 0 | 0 | 0 | 0 | 0 | 0 | 0 | 0 | 0 | 0 | 0 | 0 | 0 | 0 | 0.13984 | 0 | 0 | 0 | 0 | 0 | 0 | 0 | 0 | 0 | 4.997
6122_G_1 | NY_Z_B | New York | 36 | Wayne | 117 | 6122 | 1 | R E Ginna Nuclear Power Plant | 10456 | 1970 | 9999 | Nuclear | [5 empty] | Non-Fossil | G | 2025 | Nuclear |  | 11.6468 | 15.7879 | 21.3421 | 48.7769 | 0 | 0 | 0 | 0 | 0 | 0 | 0 | 0 | 0 | 0 | 0 | 0 | 1113.8908 | 1509.9409 | 2041.1311 | 4664.9628 | 0 | 0 | 0 | 0 | 0 | 0 | 0 | 0 | 0 | 0 | 0 | 0 | 0 | 0 | 0 | 0 | 0 | 0 | 0 | 0 | 186.9171 | 0.14849 | 0.20129 | 0.2721 | 0.62187 | 7.5443 | 10.2267 | 13.8244 | 31.5954 | 0 | 582
61217_G_HY1 | WECC_ID | Idaho | 16 | Jerome | 53 | 61217 | HY1 | Head of U Canal Hydro Project | 0 | 2015 | 9999 | Hydro | [5 empty] | Non-Fossil | G | 2025 | Hydro |  | 0 | 0 | 0 | 0 | 0 | 0 | 0 | 0 | 0 | 0 | 0 | 0 | 0 | 0 | 0 | 0 | 0.81514 | 1.1294 | 2.0365 | 3.981 | 0 | 0 | 0 | 0 | 0 | 0 | 0 | 0 | 0 | 0 | 0 | 0 | 0 | 0 | 0 | 0 | 0 | 0 | 0 | 0 | 0.017867 | 0.0021683 | 0.0030042 | 0.005417 | 0.010589 | 0 | 0 | 0 | 0 | 0 | 1.2
61211_G_PV | S_C_TVA | Tennessee | 47 | Shelby | 157 | 61211 | PV | IKEA Memphis 508 | 0 | 2016 | 9999 | Solar PV | [5 empty] | Non-Fossil | G | 2025 | Solar |  | 0 | 0 | 0 | 0 | 0 | 0 | 0 | 0 | 0 | 0 | 0 | 0 | 0 | 0 | 0 | 0 | 0.29837 | 0.60559 | 0.91165 | 1.8156 | 0 | 0 | 0 | 0 | 0 | 0 | 0 | 0 | 0 | 0 | 0 | 0 | 0 | 0 | 0 | 0 | 0 | 0 | 0 | 0 | 0.030784 | 0 | 0 | 0 | 0 | 0 | 0 | 0 | 0 | 0 | 1.1
61210_G_FLS1 | NY_Z_C&E | New York | 36 | Ontario | 69 | 61210 | FLS1 | Finger Lakes Solar I | 0 | 2016 | 9999 | Solar PV | [5 empty] | Non-Fossil | G | 2025 | Solar |  | 0 | 0 | 0 | 0 | 0 | 0 | 0 | 0 | 0 | 0 | 0 | 0 | 0 | 0 | 0 | 0 | 0.35259 | 0.76259 | 1.247 | 2.3622 | 0 | 0 | 0 | 0 | 0 | 0 | 0 | 0 | 0 | 0 | 0 | 0 | 0 | 0 | 0 | 0 | 0 | 0 | 0 | 0 | 0.05084 | 0 | 0 | 0 | 0 | 0 | 0 | 0 | 0 | 0 | 1.8167
61209_G_PV1 | WEC_BANC | California | 6 | Sacramento | 67 | 61209 | PV1 | Sacramento Regional County Sanitation PV | 0 | 2017 | 9999 | Solar PV | [5 empty] | Non-Fossil | G | 2025 | Solar |  | 0 | 0 | 0 | 0 | 0 | 0 | 0 | 0 | 0 | 0 | 0 | 0 | 0 | 0 | 0 | 0 | 1.2097 | 2.6295 | 4.1261 | 7.9653 | 0 | 0 | 0 | 0 | 0 | 0 | 0 | 0 | 0 | 0 | 0 | 0 | 0 | 0 | 0 | 0 | 0 | 0 | 0 | 0 | 0.097949 | 0 | 0 | 0 | 0 | 0 | 0 | 0 | 0 | 0 | 3.5
61208_G_PV1 | S_SOU | Mississippi | 28 | Harrison | 47 | 61208 | PV1 | Gulfport Naval Base CSG PV System | 0 | 2017 | 9999 | Solar PV | [5 empty] | Non-Fossil | G | 2025 | Solar |  | 0 | 0 | 0 | 0 | 0 | 0 | 0 | 0 | 0 | 0 | 0 | 0 | 0 | 0 | 0 | 0 | 1.3443 | 2.3131 | 3.4727 | 7.1301 | 0 | 0 | 0 | 0 | 0 | 0 | 0 | 0 | 0 | 0 | 0 | 0 | 0 | 0 | 0 | 0 | 0 | 0 | 0 | 0 | 0.097949 | 0 | 0 | 0 | 0 | 0 | 0 | 0 | 0 | 0 | 3.5
61207_G_UNIT4 | NY_Z_F | New York | 36 | Albany | 1 | 61207 | UNIT4 | Green Island Hydroelectric Station | 0 | 1922 | 9999 | Hydro | [5 empty] | Non-Fossil | G | 2025 | Hydro |  | 0 | 0 | 0 | 0 | 0 | 0 | 0 | 0 | 0 | 0 | 0 | 0 | 0 | 0 | 0 | 0 | 1.7932 | 2.3523 | 2.678 | 6.8235 | 0 | 0 | 0 | 0 | 0 | 0 | 0 | 0 | 0 | 0 | 0 | 0 | 0 | 0 | 0 | 0 | 0 | 0 | 0 | 0 | 0.022334 | 0.0047699 | 0.0062571 | 0.0071236 | 0.018151 | 0 | 0 | 0 | 0 | 0 | 1.5
61207_G_UNIT3 | NY_Z_F | New York | 36 | Albany | 1 | 61207 | UNIT3 | Green Island Hydroelectric Station | 0 | 1922 | 9999 | Hydro | [5 empty] | Non-Fossil | G | 2025 | Hydro |  | 0 | 0 | 0 | 0 | 0 | 0 | 0 | 0 | 0 | 0 | 0 | 0 | 0 | 0 | 0 | 0 | 1.7932 | 2.3523 | 2.678 | 6.8235 | 0 | 0 | 0 | 0 | 0 | 0 | 0 | 0 | 0 | 0 | 0 | 0 | 0 | 0 | 0 | 0 | 0 | 0 | 0 | 0 | 0.022334 | 0.0047699 | 0.0062571 | 0.0071236 | 0.018151 | 0 | 0 | 0 | 0 | 0 | 1.5
61207_G_UNIT2 | NY_Z_F | New York | 36 | Albany | 1 | 61207 | UNIT2 | Green Island Hydroelectric Station | 0 | 1922 | 9999 | Hydro | [5 empty] | Non-Fossil | G | 2025 | Hydro |  | 0 | 0 | 0 | 0 | 0 | 0 | 0 | 0 | 0 | 0 | 0 | 0 | 0 | 0 | 0 | 0 | 1.7932 | 2.3523 | 2.678 | 6.8235 | 0 | 0 | 0 | 0 | 0 | 0 | 0 | 0 | 0 | 0 | 0 | 0 | 0 | 0 | 0 | 0 | 0 | 0 | 0 | 0 | 0.022334 | 0.0047699 | 0.0062571 | 0.0071236 | 0.018151 | 0 | 0 | 0 | 0 | 0 | 1.5
61207_G_UNIT1 | NY_Z_F | New York | 36 | Albany | 1 | 61207 | UNIT1 | Green Island Hydroelectric Station | 0 | 1922 | 9999 | Hydro | [5 empty] | Non-Fossil | G | 2025 | Hydro |  | 0 | 0 | 0 | 0 | 0 | 0 | 0 | 0 | 0 | 0 | 0 | 0 | 0 | 0 | 0 | 0 | 1.7932 | 2.3523 | 2.678 | 6.8235 | 0 | 0 | 0 | 0 | 0 | 0 | 0 | 0 | 0 | 0 | 0 | 0 | 0 | 0 | 0 | 0 | 0 | 0 | 0 | 0 | 0.022334 | 0.0047699 | 0.0062571 | 0.0071236 | 0.018151 | 0 | 0 | 0 | 0 | 0 | 1.5
61206_G_10021 | PJM_EMAC | Delaware | 10 | Sussex | 5 | 61206 | 10021 | Onyx - Allen Harim | 0 | 2017 | 9999 | Solar PV | [5 empty] | Non-Fossil | G | 2025 | Solar |  | 0 | 0 | 0 | 0 | 0 | 0 | 0 | 0 | 0 | 0 | 0 | 0 | 0 | 0 | 0 | 0 | 0.44318 | 0.82219 | 1.2979 | 2.5633 | 0 | 0 | 0 | 0 | 0 | 0 | 0 | 0 | 0 | 0 | 0 | 0 | 0 | 0 | 0 | 0 | 0 | 0 | 0 | 0 | 0.041978 | 0 | 0 | 0 | 0 | 0 | 0 | 0 | 0 | 0 | 1.5
61205_G_PV1 | ERC_REST | Texas | 48 | Real | 385 | 61205 | PV1 | Bandera Electric Coop PV | 0 | 2017 | 9999 | Solar PV | [5 empty] | Non-Fossil | G | 2025 | Solar |  | 0 | 0 | 0 | 0 | 0 | 0 | 0 | 0 | 0 | 0 | 0 | 0 | 0 | 0 | 0 | 0 | 0.43836 | 0.77366 | 1.3312 | 2.5432 | 0 | 0 | 0 | 0 | 0 | 0 | 0 | 0 | 0 | 0 | 0 | 0 | 0 | 0 | 0 | 0 | 0 | 0 | 0 | 0 | 0.03784 | 0 | 0 | 0 | 0 | 0 | 0 | 0 | 0 | 0 | 1.3521
6120_G_3 | WECC_PNW | Washington | 53 | Whatcom | 73 | 6120 | 3 | Whitehorn | 18720 | 1981 | 9999 | Combustion Turbine | [5 empty] | Fossil | G | 2025 |  | CT Retirement | 0 | 0 | 0 | 0 | 0 | 0 | 0 | 0 | 0 | 0 | 0 | 0 | 0 | 0 | 0 | 0 | 0 | 0 | 0 | 0 | 0 | 0 | 0 | 0 | 0 | 0 | 0 | 0 | 0 | 0 | 0 | 0 | 0 | 0 | 0 | 0 | 0 | 0 | 0 | 0 | 0 | 0 | 0 | 0 | 0 | 0 | 0 | 0 | 0 | 0 | 67
6120_G_2 | WECC_PNW | Washington | 53 | Whatcom | 73 | 6120 | 2 | Whitehorn | 17046 | 1981 | 9999 | Combustion Turbine | [5 empty] | Fossil | G | 2025 |  | CT Retirement | 0 | 0 | 0 | 0 | 0 | 0 | 0 | 0 | 0 | 0 | 0 | 0 | 0 | 0 | 0 | 0 | 0 | 0 | 0 | 0 | 0 | 0 | 0 | 0 | 0 | 0 | 0 | 0 | 0 | 0 | 0 | 0 | 0 | 0 | 0 | 0 | 0 | 0 | 0 | 0 | 0 | 0 | 0 | 0 | 0 | 0 | 0 | 0 | 0 | 0 | 67
612_G_ST2 | FRCC | Florida | 12 | Lee | 71 | 612 | ST2 | Fort Myers | 7466 | 1969 | 9999 | Combined Cycle |  |  |  | DLNB |  | Fossil | G | 2025 | NaturalGas |  | 3.5652 | 4.8328 | 6.688 | 15.086 | 0 | 0 | 0 | 0 | 0 | 0 | 0 | 0 | 0 | 0 | 0 | 0 | 477.5209 | 647.3061 | 895.7935 | 2020.6205 | 208.7051 | 282.9114 | 391.5152 | 883.1316 | 2.4957e-07 | 3.383e-07 | 4.6816e-07 | 1.056e-06 | 0.05234 | 0.07095 | 0.098186 | 0.22148 | 0 | 0 | 0 | 0 | 0 | 0 | 0 | 0 | 11.0587 | 1.0329 | 1.4001 | 1.865 | 4.298 | 13.7859 | 17.6244 | 25.9951 | 57.4055 | 0 | 363
612_G_ST1 | FRCC | Florida | 12 | Lee | 71 | 612 | ST1 | Fort Myers | 7466 | 1958 | 9999 | Combined Cycle |  |  |  | DLNB |  | Fossil | G | 2025 | NaturalGas |  | 1.2768 | 1.7308 | 2.3951 | 5.4027 | 0 | 0 | 0 | 0 | 0 | 0 | 0 | 0 | 0 | 0 | 0 | 0 | 171.013 | 231.8176 | 320.8076 | 723.6382 | 74.7429 | 101.3181 | 140.212 | 316.273 | 8.9377e-08 | 1.2116e-07 | 1.6766e-07 | 3.7819e-07 | 0.016242 | 0.022017 | 0.030468 | 0.068726 | 0 | 0 | 0 | 0 | 0 | 0 | 0 | 0 | 3.9604 | 0.3699 | 0.50141 | 0.6679 | 1.5392 | 4.9371 | 6.3118 | 9.3096 | 20.5584 | 0 | 130
612_G_PFM3D | FRCC | Florida | 12 | Lee | 71 | 612 | PFM3D | Fort Myers | 9086 | 2016 | 9999 | Combustion Turbine | [5 empty] | Fossil | G | 2025 | NaturalGas |  | 0.038316 | 0.46806 | 3.2379 | 3.7443 | 0 | 0 | 0 | 0 | 0 | 0 | 0 | 0 | 0 | 0 | 0 | 0 | 4.2171 | 51.5146 | 356.3639 | 412.0956 | 2.243 | 27.4003 | 189.548 | 219.1914 | 2.6813e-09 | 3.2754e-08 | 2.2666e-07 | 2.6209e-07 | 0.0011426 | 0.013957 | 0.096552 | 0.11165 | 0 | 0 | 0 | 0 | 0 | 0 | 0 | 0 | 4.3197 | 0.066202 | 0.59383 | 1.5689 | 2.2289 | 0.14816 | 1.7069 | 12.5853 | 14.4404 | 0 | 231
612_G_PFM3C | FRCC | Florida | 12 | Lee | 71 | 612 | PFM3C | Fort Myers | 9086 | 2016 | 9999 | Combustion Turbine | [5 empty] | Fossil | G | 2025 | NaturalGas |  | 0.038316 | 0.46806 | 3.2379 | 3.7443 | 0 | 0 | 0 | 0 | 0 | 0 | 0 | 0 | 0 | 0 | 0 | 0 | 4.2171 | 51.5146 | 356.3639 | 412.0956 | 2.243 | 27.4003 | 189.548 | 219.1914 | 2.6813e-09 | 3.2754e-08 | 2.2666e-07 | 2.6209e-07 | 0.00021077 | 0.0025747 | 0.017811 | 0.020597 | 0 | 0 | 0 | 0 | 0 | 0 | 0 | 0 | 4.3197 | 0.066202 | 0.59383 | 1.5689 | 2.2289 | 0.14816 | 1.7069 | 12.5853 | 14.4404 | 0 | 231
612_G_CT2 | FRCC | Florida | 12 | Lee | 71 | 612 | CT2 | Fort Myers | 11743 | 2003 | 9999 | Combustion Turbine |  |  |  | DLNB + H2O |  | Fossil | G | 2025 | NaturalGas |  | 0.019578 | 0.046775 | 0.079417 | 0.14577 | 0 | 0 | 0 | 0 | 0 | 0 | 0 | 0 | 0 | 0 | 0 | 0 | 1.6672 | 3.9832 | 6.7629 | 12.4133 | 1.1461 | 2.7382 | 4.649 | 8.5334 | 1.3705e-09 | 3.2743e-09 | 5.56e-09 | 1.0205e-08 | 0.00050096 | 0.0011969 | 0.0020321 | 0.0037299 | 0 | 0 | 0 | 0 | 0 | 0 | 0 | 0 | 2.9546 | 0.026173 | 0.062531 | 0.10394 | 0.19265 | 0.075706 | 0.17058 | 0.30868 | 0.55497 | 0 | 158
612_G_CT1 | FRCC | Florida | 12 | Lee | 71 | 612 | CT1 | Fort Myers | 11743 | 2003 | 9999 | Combustion Turbine |  |  |  | DLNB + H2O |  | Fossil | G | 2025 | NaturalGas |  | 0.019578 | 0.046775 | 0.079417 | 0.14577 | 0 | 0 | 0 | 0 | 0 | 0 | 0 | 0 | 0 | 0 | 0 | 0 | 1.6672 | 3.9832 | 6.7629 | 12.4133 | 1.1461 | 2.7382 | 4.649 | 8.5334 | 1.3705e-09 | 3.2743e-09 | 5.56e-09 | 1.0205e-08 | 0.00045994 | 0.0010989 | 0.0018657 | 0.0034245 | 0 | 0 | 0 | 0 | 0 | 0 | 0 | 0 | 2.9546 | 0.026173 | 0.062531 | 0.10394 | 0.19265 | 0.075706 | 0.17058 | 0.30868 | 0.55497 | 0 | 158
612_G_2F | FRCC | Florida | 12 | Lee | 71 | 612 | 2F | Fort Myers | 7466 | 2001 | 9999 | Combined Cycle |  |  |  | DLNB |  | Fossil | G | 2025 | NaturalGas |  | 1.542 | 2.0902 | 2.8926 | 6.5248 | 0 | 0 | 0 | 0 | 0 | 0 | 0 | 0 | 0 | 0 | 0 | 0 | 206.5311 | 279.9643 | 387.4369 | 873.9323 | 90.2664 | 122.3611 | 169.333 | 381.9605 | 1.0794e-07 | 1.4632e-07 | 2.0248e-07 | 4.5674e-07 | 0.022637 | 0.030686 | 0.042466 | 0.09579 | 0 | 0 | 0 | 0 | 0 | 0 | 0 | 0 | 4.783 | 0.44672 | 0.60555 | 0.80662 | 1.8589 | 5.9625 | 7.6227 | 11.2431 | 24.8283 | 0 | 157
612_G_2E | FRCC | Florida | 12 | Lee | 71 | 612 | 2E | Fort Myers | 7466 | 2001 | 9999 | Combined Cycle |  |  |  | DLNB |  | Fossil | G | 2025 | NaturalGas |  | 1.542 | 2.0902 | 2.8926 | 6.5248 | 0 | 0 | 0 | 0 | 0 | 0 | 0 | 0 | 0 | 0 | 0 | 0 | 206.5311 | 279.9643 | 387.4369 | 873.9323 | 90.2664 | 122.3611 | 169.333 | 381.9605 | 1.0794e-07 | 1.4632e-07 | 2.0248e-07 | 4.5674e-07 | 0.022637 | 0.030686 | 0.042466 | 0.09579 | 0 | 0 | 0 | 0 | 0 | 0 | 0 | 0 | 4.783 | 0.44672 | 0.60555 | 0.80662 | 1.8589 | 5.9625 | 7.6227 | 11.2431 | 24.8283 | 0 | 157
612_G_2D | FRCC | Florida | 12 | Lee | 71 | 612 | 2D | Fort Myers | 7466 | 2001 | 9999 | Combined Cycle |  |  |  | DLNB |  | Fossil | G | 2025 | NaturalGas |  | 1.542 | 2.0902 | 2.8926 | 6.5248 | 0 | 0 | 0 | 0 | 0 | 0 | 0 | 0 | 0 | 0 | 0 | 0 | 206.5311 | 279.9643 | 387.4369 | 873.9323 | 90.2664 | 122.3611 | 169.333 | 381.9605 | 1.0794e-07 | 1.4632e-07 | 2.0248e-07 | 4.5674e-07 | 0.022637 | 0.030686 | 0.042466 | 0.09579 | 0 | 0 | 0 | 0 | 0 | 0 | 0 | 0 | 4.783 | 0.44672 | 0.60555 | 0.80662 | 1.8589 | 5.9625 | 7.6227 | 11.2431 | 24.8283 | 0 | 157
612_G_2C | FRCC | Florida | 12 | Lee | 71 | 612 | 2C | Fort Myers | 7466 | 2000 | 9999 | Combined Cycle |  |  |  | DLNB |  | Fossil | G | 2025 | NaturalGas |  | 1.542 | 2.0902 | 2.8926 | 6.5248 | 0 | 0 | 0 | 0 | 0 | 0 | 0 | 0 | 0 | 0 | 0 | 0 | 206.5311 | 279.9643 | 387.4369 | 873.9323 | 90.2664 | 122.3611 | 169.333 | 381.9605 | 1.0794e-07 | 1.4632e-07 | 2.0248e-07 | 4.5674e-07 | 0.019615 | 0.026589 | 0.036796 | 0.083 | 0 | 0 | 0 | 0 | 0 | 0 | 0 | 0 | 4.783 | 0.44672 | 0.60555 | 0.80662 | 1.8589 | 5.9625 | 7.6227 | 11.2431 | 24.8283 | 0 | 157
612_G_2B | FRCC | Florida | 12 | Lee | 71 | 612 | 2B | Fort Myers | 7466 | 2000 | 9999 | Combined Cycle |  |  |  | DLNB |  | Fossil | G | 2025 | NaturalGas |  | 1.542 | 2.0902 | 2.8926 | 6.5248 | 0 | 0 | 0 | 0 | 0 | 0 | 0 | 0 | 0 | 0 | 0 | 0 | 206.5311 | 279.9643 | 387.4369 | 873.9323 | 90.2664 | 122.3611 | 169.333 | 381.9605 | 1.0794e-07 | 1.4632e-07 | 2.0248e-07 | 4.5674e-07 | 0.019615 | 0.026589 | 0.036796 | 0.083 | 0 | 0 | 0 | 0 | 0 | 0 | 0 | 0 | 4.783 | 0.44672 | 0.60555 | 0.80662 | 1.8589 | 5.9625 | 7.6227 | 11.2431 | 24.8283 | 0 | 157
612_G_2A | FRCC | Florida | 12 | Lee | 71 | 612 | 2A | Fort Myers | 7466 | 2000 | 9999 | Combined Cycle |  |  |  | DLNB |  | Fossil | G | 2025 | NaturalGas |  | 1.542 | 2.0902 | 2.8926 | 6.5248 | 0 | 0 | 0 | 0 | 0 | 0 | 0 | 0 | 0 | 0 | 0 | 0 | 206.5311 | 279.9643 | 387.4369 | 873.9323 | 90.2664 | 122.3611 | 169.333 | 381.9605 | 1.0794e-07 | 1.4632e-07 | 2.0248e-07 | 4.5674e-07 | 0.019615 | 0.026589 | 0.036796 | 0.083 | 0 | 0 | 0 | 0 | 0 | 0 | 0 | 0 | 4.783 | 0.44672 | 0.60555 | 0.80662 | 1.8589 | 5.9625 | 7.6227 | 11.2431 | 24.8283 | 0 | 157
61199_G_PV1 | WECC_AZ | Arizona | 4 | Maricopa | 13 | 61199 | PV1 | T0588 Phoenix - AZ | 0 | 2017 | 9999 | Solar PV | [5 empty] | Non-Fossil | G | 2025 | Solar |  | 0 | 0 | 0 | 0 | 0 | 0 | 0 | 0 | 0 | 0 | 0 | 0 | 0 | 0 | 0 | 0 | 0.54014 | 0.97454 | 1.4114 | 2.9261 | 0 | 0 | 0 | 0 | 0 | 0 | 0 | 0 | 0 | 0 | 0 | 0 | 0 | 0 | 0 | 0 | 0 | 0 | 0 | 0 | 0.054041 | 0 | 0 | 0 | 0 | 0 | 0 | 0 | 0 | 0 | 1.1972
61198_G_SA-1 | PJM_EMAC | Pennsylvania | 42 | Montgomery | 91 | 61198 | SA-1 | Merck - Upper Gwynedd Solar Array | 0 | 2011 | 9999 | Solar PV | [5 empty] | Non-Fossil | G | 2025 | Solar |  | 0 | 0 | 0 | 0 | 0 | 0 | 0 | 0 | 0 | 0 | 0 | 0 | 0 | 0 | 0 | 0 | 0.37287 | 0.85335 | 1.4097 | 2.6359 | 0 | 0 | 0 | 0 | 0 | 0 | 0 | 0 | 0 | 0 | 0 | 0 | 0 | 0 | 0 | 0 | 0 | 0 | 0 | 0 | 0.041978 | 0 | 0 | 0 | 0 | 0 | 0 | 0 | 0 | 0 | 1.5
61197_G_PIMA | WECC_AZ | Arizona | 4 | Pima | 19 | 61197 | PIMA | Pima Energy Storage System | 0 | 2017 | 9999 | Energy Storage | [5 empty] | Non-Fossil | G | 2025 | EnerStor |  | 0 | 0 | 0 | 0 | 0 | 0 | 0 | 0 | 0 | 0 | 0 | 0 | 0 | 0 | 0 | 0 | 3.2649 | 6.628 | 5.8886 | 15.7815 | 0 | 0 | 0 | 0 | 0 | 0 | 0 | 0 | 0 | 0 | 0 | 0 | 0 | 0 | 0 | 0 | 0 | 0 | 0 | 0 | 0 | 0 | 0 | 0 | 0 | 0 | 0 | 0 | 0 | 0 | 10
61193_G_PV | WECC_SNV | Nevada | 32 | Clark | 3 | 61193 | PV | IKEA Las Vegas 462 | 0 | 2016 | 9999 | Solar PV | [5 empty] | Non-Fossil | G | 2025 | Solar |  | 0 | 0 | 0 | 0 | 0 | 0 | 0 | 0 | 0 | 0 | 0 | 0 | 0 | 0 | 0 | 0 | 0.43082 | 0.77805 | 1.1408 | 2.3496 | 0 | 0 | 0 | 0 | 0 | 0 | 0 | 0 | 0 | 0 | 0 | 0 | 0 | 0 | 0 | 0 | 0 | 0 | 0 | 0 | 0.031829 | 0 | 0 | 0 | 0 | 0 | 0 | 0 | 0 | 0 | 1
61192_G_PV | PJM_COMD | Illinois | 17 | Will | 197 | 61192 | PV | IKEA Joliet Rooftop PV System | 0 | 2017 | 9999 | Solar PV | [5 empty] | Non-Fossil | G | 2025 | Solar |  | 0 | 0 | 0 | 0 | 0 | 0 | 0 | 0 | 0 | 0 | 0 | 0 | 0 | 0 | 0 | 0 | 0.46975 | 1.0394 | 1.6717 | 3.1809 | 0 | 0 | 0 | 0 | 0 | 0 | 0 | 0 | 0 | 0 | 0 | 0 | 0 | 0 | 0 | 0 | 0 | 0 | 0 | 0 | 0.055971 | 0 | 0 | 0 | 0 | 0 | 0 | 0 | 0 | 0 | 2
61191_G_GEN1 | WECC_CO | Colorado | 8 | Montrose | 85 | 61191 | GEN1 | Drop 5 | 0 | 2017 | 9999 | Hydro | [5 empty] | Non-Fossil | G | 2025 | Hydro |  | 0 | 0 | 0 | 0 | 0 | 0 | 0 | 0 | 0 | 0 | 0 | 0 | 0 | 0 | 0 | 0 | 1.5412 | 1.721 | 2.9923 | 6.2545 | 0 | 0 | 0 | 0 | 0 | 0 | 0 | 0 | 0 | 0 | 0 | 0 | 0 | 0 | 0 | 0 | 0 | 0 | 0 | 0 | 0.035735 | 0.0040997 | 0.0045777 | 0.0079595 | 0.016637 | 0 | 0 | 0 | 0 | 0 | 2.4
61190_G_GEN1 | WECC_CO | Colorado | 8 | Montrose | 85 | 61190 | GEN1 | Shavano Falls Hydro Drop 4 | 0 | 2015 | 9999 | Hydro | [5 empty] | Non-Fossil | G | 2025 | Hydro |  | 0 | 0 | 0 | 0 | 0 | 0 | 0 | 0 | 0 | 0 | 0 | 0 | 0 | 0 | 0 | 0 | 2.8898 | 3.2268 | 5.6106 | 11.7272 | 0 | 0 | 0 | 0 | 0 | 0 | 0 | 0 | 0 | 0 | 0 | 0 | 0 | 0 | 0 | 0 | 0 | 0 | 0 | 0 | 0.067003 | 0.007687 | 0.0085833 | 0.014924 | 0.031194 | 0 | 0 | 0 | 0 | 0 | 4.5
6119_G_GEN3 | NENGREST | Massachusetts | 25 | Franklin | 11 | 6119 | GEN3 | Deerfield 4 | 0 | 1912 | 9999 | Hydro | [5 empty] | Non-Fossil | G | 2025 | Hydro |  | 0 | 0 | 0 | 0 | 0 | 0 | 0 | 0 | 0 | 0 | 0 | 0 | 0 | 0 | 0 | 0 | 2.0665 | 2.8103 | 2.6296 | 7.5064 | 0 | 0 | 0 | 0 | 0 | 0 | 0 | 0 | 0 | 0 | 0 | 0 | 0 | 0 | 0 | 0 | 0 | 0 | 0 | 0 | 0.029699 | 0.0054969 | 0.0074753 | 0.0069948 | 0.019967 | 0 | 0 | 0 | 0 | 0 | 1.9946
6119_G_GEN2 | NENGREST | Massachusetts | 25 | Franklin | 11 | 6119 | GEN2 | Deerfield 4 | 0 | 1912 | 9999 | Hydro | [5 empty] | Non-Fossil | G | 2025 | Hydro |  | 0 | 0 | 0 | 0 | 0 | 0 | 0 | 0 | 0 | 0 | 0 | 0 | 0 | 0 | 0 | 0 | 2.0665 | 2.8103 | 2.6296 | 7.5064 | 0 | 0 | 0 | 0 | 0 | 0 | 0 | 0 | 0 | 0 | 0 | 0 | 0 | 0 | 0 | 0 | 0 | 0 | 0 | 0 | 0.029699 | 0.0054969 | 0.0074753 | 0.0069948 | 0.019967 | 0 | 0 | 0 | 0 | 0 | 1.9946
6119_G_GEN1 | NENGREST | Massachusetts | 25 | Franklin | 11 | 6119 | GEN1 | Deerfield 4 | 0 | 1912 | 9999 | Hydro | [5 empty] | Non-Fossil | G | 2025 | Hydro |  | 0 | 0 | 0 | 0 | 0 | 0 | 0 | 0 | 0 | 0 | 0 | 0 | 0 | 0 | 0 | 0 | 2.0665 | 2.8103 | 2.6296 | 7.5064 | 0 | 0 | 0 | 0 | 0 | 0 | 0 | 0 | 0 | 0 | 0 | 0 | 0 | 0 | 0 | 0 | 0 | 0 | 0 | 0 | 0.029699 | 0.0054969 | 0.0074753 | 0.0069948 | 0.019967 | 0 | 0 | 0 | 0 | 0 | 1.9946
61189_G_GEN1 | WECC_CO | Colorado | 8 | Montrose | 85 | 61189 | GEN1 | Shavano Falls Hydro | 0 | 2015 | 9999 | Hydro | [5 empty] | Non-Fossil | G | 2025 | Hydro |  | 0 | 0 | 0 | 0 | 0 | 0 | 0 | 0 | 0 | 0 | 0 | 0 | 0 | 0 | 0 | 0 | 1.7981 | 2.0078 | 3.491 | 7.2969 | 0 | 0 | 0 | 0 | 0 | 0 | 0 | 0 | 0 | 0 | 0 | 0 | 0 | 0 | 0 | 0 | 0 | 0 | 0 | 0 | 0.04169 | 0.004783 | 0.0053407 | 0.0092861 | 0.01941 | 0 | 0 | 0 | 0 | 0 | 2.8
61187_G_CENT1 | S_VACA | North Carolina | 37 | Wake | 183 | 61187 | CENT1 | Century Drive Solar Farm | 0 | 2014 | 9999 | Solar PV | [5 empty] | Non-Fossil | G | 2025 | Solar |  | 0 | 0 | 0 | 0 | 0 | 0 | 0 | 0 | 0 | 0 | 0 | 0 | 0 | 0 | 0 | 0 | 0.30318 | 0.53778 | 0.89684 | 1.7378 | 0 | 0 | 0 | 0 | 0 | 0 | 0 | 0 | 0 | 0 | 0 | 0 | 0 | 0 | 0 | 0 | 0 | 0 | 0 | 0 | 0.027969 | 0 | 0 | 0 | 0 | 0 | 0 | 0 | 0 | 0 | 0.9994
61186_G_COGEN | NENGREST | Massachusetts | 25 | Suffolk | 25 | 61186 | COGEN | Boston Medical Center CHP Plant | 12194 | 2017 | 9999 | Combustion Turbine | [5 empty] | Fossil | G | 2025 | NaturalGas |  | 0 | 0 | 0 | 0 | 0 | 0 | 0 | 0 | 0 | 0 | 0 | 0 | 0 | 0 | 0 | 0 | 0 | 0 | 0 | 0 | 0 | 0 | 0 | 0 | 0 | 0 | 0 | 0 | 0 | 0 | 0 | 0 | 0 | 0 | 0 | 0 | 0 | 0 | 0 | 0 | 0.0374 | 0 | 0 | 0 | 0 | 0 | 0 | 0 | 0 | 0 | 2
61185_G_SO147 | PJM_SMAC | Maryland | 24 | Baltimore | 5 | 61185 | SO147 | Pfeffers | 0 | 2016 | 9999 | Solar PV | [5 empty] | Non-Fossil | G | 2025 | Solar |  | 0 | 0 | 0 | 0 | 0 | 0 | 0 | 0 | 0 | 0 | 0 | 0 | 0 | 0 | 0 | 0 | 0.22726 | 0.46894 | 0.78822 | 1.4844 | 0 | 0 | 0 | 0 | 0 | 0 | 0 | 0 | 0 | 0 | 0 | 0 | 0 | 0 | 0 | 0 | 0 | 0 | 0 | 0 | 0.027985 | 0 | 0 | 0 | 0 | 0 | 0 | 0 | 0 | 0 | 1
61181_G_OACS5 | MIS_MNWI | Minnesota | 27 | Mcleod | 85 | 61181 | OACS5 | Andromeda Community Solar | 0 | 2017 | 9999 | Solar PV | [5 empty] | Non-Fossil | G | 2025 | Solar |  | 0 | 0 | 0 | 0 | 0 | 0 | 0 | 0 | 0 | 0 | 0 | 0 | 0 | 0 | 0 | 0 | 0.20846 | 0.44552 | 0.68359 | 1.3376 | 0 | 0 | 0 | 0 | 0 | 0 | 0 | 0 | 0 | 0 | 0 | 0 | 0 | 0 | 0 | 0 | 0 | 0 | 0 | 0 | 0.023723 | 0 | 0 | 0 | 0 | 0 | 0 | 0 | 0 | 0 | 0.84767
61181_G_OACS4 | MIS_MNWI | Minnesota | 27 | Mcleod | 85 | 61181 | OACS4 | Andromeda Community Solar | 0 | 2017 | 9999 | Solar PV | [5 empty] | Non-Fossil | G | 2025 | Solar |  | 0 | 0 | 0 | 0 | 0 | 0 | 0 | 0 | 0 | 0 | 0 | 0 | 0 | 0 | 0 | 0 | 0.20846 | 0.44552 | 0.68359 | 1.3376 | 0 | 0 | 0 | 0 | 0 | 0 | 0 | 0 | 0 | 0 | 0 | 0 | 0 | 0 | 0 | 0 | 0 | 0 | 0 | 0 | 0.023723 | 0 | 0 | 0 | 0 | 0 | 0 | 0 | 0 | 0 | 0.84767
61181_G_OACS3 | MIS_MNWI | Minnesota | 27 | Mcleod | 85 | 61181 | OACS3 | Andromeda Community Solar | 0 | 2017 | 9999 | Solar PV | [5 empty] | Non-Fossil | G | 2025 | Solar |  | 0 | 0 | 0 | 0 | 0 | 0 | 0 | 0 | 0 | 0 | 0 | 0 | 0 | 0 | 0 | 0 | 0.20846 | 0.44552 | 0.68359 | 1.3376 | 0 | 0 | 0 | 0 | 0 | 0 | 0 | 0 | 0 | 0 | 0 | 0 | 0 | 0 | 0 | 0 | 0 | 0 | 0 | 0 | 0.023723 | 0 | 0 | 0 | 0 | 0 | 0 | 0 | 0 | 0 | 0.84767
61181_G_OACS2 | MIS_MNWI | Minnesota | 27 | Mcleod | 85 | 61181 | OACS2 | Andromeda Community Solar | 0 | 2017 | 9999 | Solar PV | [5 empty] | Non-Fossil | G | 2025 | Solar |  | 0 | 0 | 0 | 0 | 0 | 0 | 0 | 0 | 0 | 0 | 0 | 0 | 0 | 0 | 0 | 0 | 0.20846 | 0.44552 | 0.68359 | 1.3376 | 0 | 0 | 0 | 0 | 0 | 0 | 0 | 0 | 0 | 0 | 0 | 0 | 0 | 0 | 0 | 0 | 0 | 0 | 0 | 0 | 0.023723 | 0 | 0 | 0 | 0 | 0 | 0 | 0 | 0 | 0 | 0.84767
61181_G_OACS1 | MIS_MNWI | Minnesota | 27 | Mcleod | 85 | 61181 | OACS1 | Andromeda Community Solar | 0 | 2017 | 9999 | Solar PV | [5 empty] | Non-Fossil | G | 2025 | Solar |  | 0 | 0 | 0 | 0 | 0 | 0 | 0 | 0 | 0 | 0 | 0 | 0 | 0 | 0 | 0 | 0 | 0.20846 | 0.44552 | 0.68359 | 1.3376 | 0 | 0 | 0 | 0 | 0 | 0 | 0 | 0 | 0 | 0 | 0 | 0 | 0 | 0 | 0 | 0 | 0 | 0 | 0 | 0 | 0.023723 | 0 | 0 | 0 | 0 | 0 | 0 | 0 | 0 | 0 | 0.84767
61180_G_PCCS2 | MIS_MNWI | Minnesota | 27 | Benton | 9 | 61180 | PCCS2 | Caelum Community Solar | 0 | 2017 | 9999 | Solar PV | [5 empty] | Non-Fossil | G | 2025 | Solar |  | 0 | 0 | 0 | 0 | 0 | 0 | 0 | 0 | 0 | 0 | 0 | 0 | 0 | 0 | 0 | 0 | 0.20846 | 0.44552 | 0.68359 | 1.3376 | 0 | 0 | 0 | 0 | 0 | 0 | 0 | 0 | 0 | 0 | 0 | 0 | 0 | 0 | 0 | 0 | 0 | 0 | 0 | 0 | 0.023723 | 0 | 0 | 0 | 0 | 0 | 0 | 0 | 0 | 0 | 0.84767
61180_G_PCCS1 | MIS_MNWI | Minnesota | 27 | Benton | 9 | 61180 | PCCS1 | Caelum Community Solar | 0 | 2017 | 9999 | Solar PV | [5 empty] | Non-Fossil | G | 2025 | Solar |  | 0 | 0 | 0 | 0 | 0 | 0 | 0 | 0 | 0 | 0 | 0 | 0 | 0 | 0 | 0 | 0 | 0.20846 | 0.44552 | 0.68359 | 1.3376 | 0 | 0 | 0 | 0 | 0 | 0 | 0 | 0 | 0 | 0 | 0 | 0 | 0 | 0 | 0 | 0 | 0 | 0 | 0 | 0 | 0.023723 | 0 | 0 | 0 | 0 | 0 | 0 | 0 | 0 | 0 | 0.84767
6118_G_1 | PJM_EMAC | New Jersey | 34 | Salem | 33 | 6118 | 1 | PSEG Hope Creek Generating Station | 10456 | 1986 | 9999 | Nuclear | [5 empty] | Non-Fossil | G | 2025 |  | Nuke Retirement | 0 | 0 | 0 | 0 | 0 | 0 | 0 | 0 | 0 | 0 | 0 | 0 | 0 | 0 | 0 | 0 | 0 | 0 | 0 | 0 | 0 | 0 | 0 | 0 | 0 | 0 | 0 | 0 | 0 | 0 | 0 | 0 | 0 | 0 | 0 | 0 | 0 | 0 | 0 | 0 | 0 | 0 | 0 | 0 | 0 | 0 | 0 | 0 | 0 | 0 | 1190
61173_G_PV | FRCC | Florida | 12 | Miami Dade | 86 | 61173 | PV | IKEA Miami 327 | 0 | 2015 | 9999 | Solar PV | [5 empty] | Non-Fossil | G | 2025 | Solar |  | 0 | 0 | 0 | 0 | 0 | 0 | 0 | 0 | 0 | 0 | 0 | 0 | 0 | 0 | 0 | 0 | 0.31771 | 0.57285 | 0.81572 | 1.7063 | 0 | 0 | 0 | 0 | 0 | 0 | 0 | 0 | 0 | 0 | 0 | 0 | 0 | 0 | 0 | 0 | 0 | 0 | 0 | 0 | 0.027985 | 0 | 0 | 0 | 0 | 0 | 0 | 0 | 0 | 0 | 1
61165_G_88029 | WECC_NM | New Mexico | 35 | Luna | 29 | 61165 | 88029 | Columbus Solar Project | 0 | 2017 | 9999 | Solar PV | [5 empty] | Non-Fossil | G | 2025 | Solar |  | 0 | 0 | 0 | 0 | 0 | 0 | 0 | 0 | 0 | 0 | 0 | 0 | 0 | 0 | 0 | 0 | 0.82692 | 1.4135 | 2.1245 | 4.365 | 0 | 0 | 0 | 0 | 0 | 0 | 0 | 0 | 0 | 0 | 0 | 0 | 0 | 0 | 0 | 0 | 0 | 0 | 0 | 0 | 0.053172 | 0 | 0 | 0 | 0 | 0 | 0 | 0 | 0 | 0 | 1.9
61164_G_ONSW | NENGREST | Massachusetts | 25 | Plymouth | 23 | 61164 | ONSW | Onset West Solar Facility | 0 | 2016 | 9999 | Solar PV | [5 empty] | Non-Fossil | G | 2025 | Solar |  | 0 | 0 | 0 | 0 | 0 | 0 | 0 | 0 | 0 | 0 | 0 | 0 | 0 | 0 | 0 | 0 | 0.21928 | 0.45593 | 0.69655 | 1.3717 | 0 | 0 | 0 | 0 | 0 | 0 | 0 | 0 | 0 | 0 | 0 | 0 | 0 | 0 | 0 | 0 | 0 | 0 | 0 | 0 | 0.027375 | 0 | 0 | 0 | 0 | 0 | 0 | 0 | 0 | 0 | 0.97818
61163_G_ONSE | NENGREST | Massachusetts | 25 | Plymouth | 23 | 61163 | ONSE | Onset East Solar Facility | 0 | 2016 | 9999 | Solar PV | [5 empty] | Non-Fossil | G | 2025 | Solar |  | 0 | 0 | 0 | 0 | 0 | 0 | 0 | 0 | 0 | 0 | 0 | 0 | 0 | 0 | 0 | 0 | 0.21928 | 0.45593 | 0.69655 | 1.3717 | 0 | 0 | 0 | 0 | 0 | 0 | 0 | 0 | 0 | 0 | 0 | 0 | 0 | 0 | 0 | 0 | 0 | 0 | 0 | 0 | 0.027375 | 0 | 0 | 0 | 0 | 0 | 0 | 0 | 0 | 0 | 0.97818
61162_G_RBBM | PJM_EMAC | New Jersey | 34 | Somerset | 35 | 61162 | RBBM | RB Manufacturing LLC Belle Mead NJ | 0 | 2016 | 9999 | Solar PV | [5 empty] | Non-Fossil | G | 2025 | Solar |  | 0 | 0 | 0 | 0 | 0 | 0 | 0 | 0 | 0 | 0 | 0 | 0 | 0 | 0 | 0 | 0 | 0.31741 | 0.68523 | 1.0888 | 2.0914 | 0 | 0 | 0 | 0 | 0 | 0 | 0 | 0 | 0 | 0 | 0 | 0 | 0 | 0 | 0 | 0 | 0 | 0 | 0 | 0 | 0.052704 | 0 | 0 | 0 | 0 | 0 | 0 | 0 | 0 | 0 | 1.4612
61160_G_MILL1 | S_VACA | North Carolina | 37 | Iredell | 97 | 61160 | MILL1 | MILL SOLAR 1 | 0 | 2015 | 9999 | Solar PV | [5 empty] | Non-Fossil | G | 2025 | Solar |  | 0 | 0 | 0 | 0 | 0 | 0 | 0 | 0 | 0 | 0 | 0 | 0 | 0 | 0 | 0 | 0 | 0.42445 | 0.75289 | 1.2556 | 2.4329 | 0 | 0 | 0 | 0 | 0 | 0 | 0 | 0 | 0 | 0 | 0 | 0 | 0 | 0 | 0 | 0 | 0 | 0 | 0 | 0 | 0.039156 | 0 | 0 | 0 | 0 | 0 | 0 | 0 | 0 | 0 | 1.3992
61158_G_BIZZE | S_VACA | North Carolina | 37 | Johnston | 101 | 61158 | BIZZE | Bizzell Church Solar 2 | 0 | 2017 | 9999 | Solar PV | [5 empty] | Non-Fossil | G | 2025 | Solar |  | 0 | 0 | 0 | 0 | 0 | 0 | 0 | 0 | 0 | 0 | 0 | 0 | 0 | 0 | 0 | 0 | 1.5159 | 2.6889 | 4.4842 | 8.689 | 0 | 0 | 0 | 0 | 0 | 0 | 0 | 0 | 0 | 0 | 0 | 0 | 0 | 0 | 0 | 0 | 0 | 0 | 0 | 0 | 0.13984 | 0 | 0 | 0 | 0 | 0 | 0 | 0 | 0 | 0 | 4.997
61157_G_BOAZF | S_VACA | North Carolina | 37 | Lee | 105 | 61157 | BOAZF | Boaz Farm Solar | 0 | 2017 | 9999 | Solar PV | [5 empty] | Non-Fossil | G | 2025 | Solar |  | 0 | 0 | 0 | 0 | 0 | 0 | 0 | 0 | 0 | 0 | 0 | 0 | 0 | 0 | 0 | 0 | 1.5159 | 2.6889 | 4.4842 | 8.689 | 0 | 0 | 0 | 0 | 0 | 0 | 0 | 0 | 0 | 0 | 0 | 0 | 0 | 0 | 0 | 0 | 0 | 0 | 0 | 0 | 0.13984 | 0 | 0 | 0 | 0 | 0 | 0 | 0 | 0 | 0 | 4.997
61156_G_STPAU | S_VACA | North Carolina | 37 | Robeson | 155 | 61156 | STPAU | St. Pauls Solar 2 | 0 | 2017 | 9999 | Solar PV | [5 empty] | Non-Fossil | G | 2025 | Solar |  | 0 | 0 | 0 | 0 | 0 | 0 | 0 | 0 | 0 | 0 | 0 | 0 | 0 | 0 | 0 | 0 | 1.5159 | 2.6889 | 4.4842 | 8.689 | 0 | 0 | 0 | 0 | 0 | 0 | 0 | 0 | 0 | 0 | 0 | 0 | 0 | 0 | 0 | 0 | 0 | 0 | 0 | 0 | 0.13984 | 0 | 0 | 0 | 0 | 0 | 0 | 0 | 0 | 0 | 4.997
61155_G_BT-MT | WECC_MT | Montana | 30 | Sweet Grass | 97 | 61155 | BT-MT | Big Timber Wind Farm | 0 | 2017 | 9999 | Onshore Wind | [5 empty] | Non-Fossil | G | 2025 | Wind |  | 0 | 0 | 0 | 0 | 0 | 0 | 0 | 0 | 0 | 0 | 0 | 0 | 0 | 0 | 0 | 0 | 24.7114 | 28.4385 | 22.457 | 75.6069 | 0 | 0 | 0 | 0 | 0 | 0 | 0 | 0 | 0 | 0 | 0 | 0 | 0 | 0 | 0 | 0 | 0 | 0 | 0 | 0 | 0.90798 | 0 | 0 | 0 | 0 | 0 | 0 | 0 | 0 | 0 | 25
61154_G_AT058 | WECC_SCE | California | 6 | Orange | 59 | 61154 | AT058 | AT&T Anaheim | 8653 | 2016 | 9999 | Fuel Cell | [5 empty] | Non-Fossil | G | 2025 | NaturalGas |  | 0 | 0 | 0 | 0 | 0 | 0 | 0 | 0 | 0 | 0 | 0 | 0 | 0 | 0 | 0 | 0 | 0 | 0 | 0 | 0 | 0 | 0 | 0 | 0 | 0 | 0 | 0 | 0 | 0 | 0 | 0 | 0 | 0 | 0 | 0 | 0 | 0 | 0 | 0 | 0 | 0 | 0 | 0 | 0 | 0 | 0 | 0 | 0 | 0 | 0 | 1.3
61153_G_AT057 | WEC_CALN | California | 6 | Santa Clara | 85 | 61153 | AT057 | AT&T Holger | 8653 | 2016 | 9999 | Fuel Cell | [5 empty] | Non-Fossil | G | 2025 | NaturalGas |  | 0 | 0 | 0 | 0 | 0 | 0 | 0 | 0 | 0 | 0 | 0 | 0 | 0 | 0 | 0 | 0 | 0 | 0 | 0 | 0 | 0 | 0 | 0 | 0 | 0 | 0 | 0 | 0 | 0 | 0 | 0 | 0 | 0 | 0 | 0 | 0 | 0 | 0 | 0 | 0 | 0 | 0 | 0 | 0 | 0 | 0 | 0 | 0 | 0 | 0 | 1.3
61152_G_PV1 | WEC_BANC | California | 6 | Sacramento | 67 | 61152 | PV1 | Intel Folsom Phase 3 | 0 | 2016 | 9999 | Solar PV | [5 empty] | Non-Fossil | G | 2025 | Solar |  | 0 | 0 | 0 | 0 | 0 | 0 | 0 | 0 | 0 | 0 | 0 | 0 | 0 | 0 | 0 | 0 | 1.7973 | 3.9067 | 6.1302 | 11.8341 | 0 | 0 | 0 | 0 | 0 | 0 | 0 | 0 | 0 | 0 | 0 | 0 | 0 | 0 | 0 | 0 | 0 | 0 | 0 | 0 | 0.14552 | 0 | 0 | 0 | 0 | 0 | 0 | 0 | 0 | 0 | 5.2
6115_G_1 | NENGREST | New Hampshire | 33 | Rockingham | 15 | 6115 | 1 | Seabrook | 10456 | 1990 | 9999 | Nuclear | [5 empty] | Non-Fossil | G | 2025 | Nuclear |  | 24.5403 | 33.2657 | 44.9684 | 102.7743 | 0 | 0 | 0 | 0 | 0 | 0 | 0 | 0 | 0 | 0 | 0 | 0 | 2347.0027 | 3181.4925 | 4300.7268 | 9829.2219 | 0 | 0 | 0 | 0 | 0 | 0 | 0 | 0 | 0 | 0 | 0 | 0 | 0 | 0 | 0 | 0 | 0 | 0 | 0 | 0 | 321.7749 | 0.25393 | 0.34421 | 0.4653 | 1.0634 | 15.8961 | 21.548 | 29.1285 | 66.5725 | 0 | 1250.9
61145_G_GM03 | PJM_West | Ohio | 39 | Brown | 15 | 61145 | GM03 | Brown County LFGTE Power Station | 18000 | 2017 | 9999 | Landfill Gas | [5 empty] | Non-Fossil | G | 2025 | LF Gas |  | 0.050914 | 0.060277 | 0.085691 | 0.19688 | 0 | 0 | 0 | 0 | 0 | 0 | 0 | 0 | 0 | 0 | 0 | 0 | 2.8286 | 3.3487 | 4.7606 | 10.9379 | 2.9341 | 3.4737 | 4.9383 | 11.3462 | 0 | 0 | 0 | 0 | 0.0022911 | 0.0027124 | 0.0038561 | 0.0088597 | 0 | 0 | 0 | 0 | 0 | 0 | 0 | 0 | 0.35204 | 0.018496 | 0.021898 | 0.03113 | 0.071524 | 0 | 0 | 0 | 0 | 0 | 1.5
61145_G_GM02 | PJM_West | Ohio | 39 | Brown | 15 | 61145 | GM02 | Brown County LFGTE Power Station | 18000 | 2017 | 9999 | Landfill Gas | [5 empty] | Non-Fossil | G | 2025 | LF Gas |  | 0.050914 | 0.060277 | 0.085691 | 0.19688 | 0 | 0 | 0 | 0 | 0 | 0 | 0 | 0 | 0 | 0 | 0 | 0 | 2.8286 | 3.3487 | 4.7606 | 10.9379 | 2.9341 | 3.4737 | 4.9383 | 11.3462 | 0 | 0 | 0 | 0 | 0.0022911 | 0.0027124 | 0.0038561 | 0.0088597 | 0 | 0 | 0 | 0 | 0 | 0 | 0 | 0 | 0.35204 | 0.018496 | 0.021898 | 0.03113 | 0.071524 | 0 | 0 | 0 | 0 | 0 | 1.5
61145_G_GM01 | PJM_West | Ohio | 39 | Brown | 15 | 61145 | GM01 | Brown County LFGTE Power Station | 18000 | 2017 | 9999 | Landfill Gas | [5 empty] | Non-Fossil | G | 2025 | LF Gas |  | 0.050914 | 0.060277 | 0.085691 | 0.19688 | 0 | 0 | 0 | 0 | 0 | 0 | 0 | 0 | 0 | 0 | 0 | 0 | 2.8286 | 3.3487 | 4.7606 | 10.9379 | 2.9341 | 3.4737 | 4.9383 | 11.3462 | 0 | 0 | 0 | 0 | 0.0022911 | 0.0027124 | 0.0038561 | 0.0088597 | 0 | 0 | 0 | 0 | 0 | 0 | 0 | 0 | 0.35204 | 0.018496 | 0.021898 | 0.03113 | 0.071524 | 0 | 0 | 0 | 0 | 0 | 1.5
61135_G_LSF1 | SPP_N | Missouri | 29 | Laclede | 105 | 61135 | LSF1 | Lebanon Solar Farm (MO) | 0 | 2017 | 9999 | Solar PV | [5 empty] | Non-Fossil | G | 2025 | Solar |  | 0 | 0 | 0 | 0 | 0 | 0 | 0 | 0 | 0 | 0 | 0 | 0 | 0 | 0 | 0 | 0 | 0.74231 | 1.459 | 2.2152 | 4.4166 | 0 | 0 | 0 | 0 | 0 | 0 | 0 | 0 | 0 | 0 | 0 | 0 | 0 | 0 | 0 | 0 | 0 | 0 | 0 | 0 | 0.069964 | 0 | 0 | 0 | 0 | 0 | 0 | 0 | 0 | 0 | 2.5
61134_G_15800 | PJM_Dom | North Carolina | 37 | Northampton | 131 | 61134 | 15800 | Phelps 158 Solar Farm | 0 | 2017 | 9999 | Solar PV | [5 empty] | Non-Fossil | G | 2025 | Solar |  | 0 | 0 | 0 | 0 | 0 | 0 | 0 | 0 | 0 | 0 | 0 | 0 | 0 | 0 | 0 | 0 | 1.5517 | 2.6921 | 4.8414 | 9.0853 | 0 | 0 | 0 | 0 | 0 | 0 | 0 | 0 | 0 | 0 | 0 | 0 | 0 | 0 | 0 | 0 | 0 | 0 | 0 | 0 | 0.13993 | 0 | 0 | 0 | 0 | 0 | 0 | 0 | 0 | 0 | 5
61131_G_12345 | S_VACA | North Carolina | 37 | Edgecombe | 65 | 61131 | 12345 | Tolson Solar | 0 | 2015 | 9999 | Solar PV | [5 empty] | Non-Fossil | G | 2025 | Solar |  | 0 | 0 | 0 | 0 | 0 | 0 | 0 | 0 | 0 | 0 | 0 | 0 | 0 | 0 | 0 | 0 | 0.90953 | 1.6133 | 2.6905 | 5.2134 | 0 | 0 | 0 | 0 | 0 | 0 | 0 | 0 | 0 | 0 | 0 | 0 | 0 | 0 | 0 | 0 | 0 | 0 | 0 | 0 | 0.083906 | 0 | 0 | 0 | 0 | 0 | 0 | 0 | 0 | 0 | 2.9982
6113_B_5 | MIS_INKY | Indiana | 18 | Gibson | 51 | 6113 | 5 | Gibson | 10495 | 1982 | 9999 | Coal Steam | wall | dry | ESPC + Wet Scrubber + SCR + ACI | LNBO | Wet Scrubber | Fossil | B | 2025 | Coal |  | 11.1685 | 15.1395 | 20.575 | 46.8829 | 11.1685 | 15.1395 | 20.575 | 46.8829 | 0 | 0 | 0 | 0 | 0 | 0 | 0 | 0 | 1064.169 | 1442.5402 | 1960.4527 | 4467.162 | 1157.1912 | 1568.637 | 2131.8217 | 4857.65 | 0.0030336 | 0.0041122 | 0.0055886 | 0.012734 | 1.2593 | 1.707 | 1.5039 | 4.4703 | 1.5588 | 2.113 | 2.8716 | 6.5433 | 0.005728 | 0.0077647 | 0.010552 | 0.024045 | 39.1192 | 6.7986 | 9.2158 | 12.5245 | 28.5389 | 18.2741 | 24.7716 | 33.6653 | 76.711 | 0 | 620 | Scrubber / SCR / Mercury Control | Wet Scrubber
6113_B_4 | MIS_INKY | Indiana | 18 | Gibson | 51 | 6113 | 4 | Gibson | 10283 | 1979 | 9999 | Coal Steam | wall | dry | ESPC + Wet Scrubber + SCR + ACI | LNBO | Wet Scrubber | Fossil | B | 2025 | Coal |  | 10.9781 | 14.8815 | 20.2244 | 46.084 | 10.9781 | 14.8815 | 20.2244 | 46.084 | 0 | 0 | 0 | 0 | 0 | 0 | 0 | 0 | 1067.6018 | 1447.1936 | 1966.7768 | 4481.5722 | 1148.6006 | 1556.992 | 2115.9958 | 4821.5884 | 0.0036957 | 0.0050098 | 0.0068084 | 0.015514 | 0.66522 | 0.90174 | 1.2255 | 2.7925 | 1.9766 | 2.6794 | 3.6414 | 8.2974 | 0.005489 | 0.0074407 | 0.010112 | 0.023042 | 27.2733 | 6.8205 | 9.2455 | 12.5649 | 28.631 | 18.0591 | 24.4802 | 33.2692 | 75.8085 | 0 | 622 | Scrubber / SCR / Mercury Control | Wet Scrubber
6113_B_3 | MIS_INKY | Indiana | 18 | Gibson | 51 | 6113 | 3 | Gibson | 10440 | 1978 | 9999 | Coal Steam | wall | dry | ESPC + Wet Scrubber + SCR + ACI | LNBO | Wet Scrubber | Fossil | B | 2025 | Coal |  | 11.2891 | 15.303 | 20.7972 | 47.3894 | 11.2891 | 15.303 | 20.7972 | 47.3894 | 0 | 0 | 0 | 0 | 0 | 0 | 0 | 0 | 1081.3331 | 1465.807 | 1992.0729 | 4539.213 | 1169.6934 | 1585.5844 | 2154.8538 | 4910.1316 | 0.0030664 | 0.0041566 | 0.0056489 | 0.012872 | 0.74582 | 1.011 | 1.374 | 3.1308 | 0.94536 | 1.2815 | 1.7416 | 3.9684 | 0.0057898 | 0.0078484 | 0.010666 | 0.024304 | 27.6241 | 6.9082 | 9.3645 | 12.7266 | 28.9992 | 18.4716 | 25.0392 | 34.029 | 77.5398 | 0 | 630 | Scrubber / SCR / Mercury Control | Wet Scrubber
6113_B_2 | MIS_INKY | Indiana | 18 | Gibson | 51 | 6113 | 2 | Gibson | 10406 | 1975 | 9999 | Coal Steam | wall | dry | ESPC + Wet Scrubber + SCR + ACI | LNBO | Wet Scrubber | Fossil | B | 2025 | Coal |  | 11.2524 | 15.2532 | 20.7295 | 47.2351 | 11.2524 | 15.2532 | 20.7295 | 47.2351 | 0 | 0 | 0 | 0 | 0 | 0 | 0 | 0 | 1081.3331 | 1465.807 | 1992.0729 | 4539.213 | 1165.8841 | 1580.4206 | 2147.836 | 4894.1407 | 0.0030564 | 0.0041431 | 0.0056306 | 0.01283 | 0.50649 | 0.68658 | 0.93308 | 2.1261 | 0.94228 | 1.2773 | 1.7359 | 3.9555 | 0.005771 | 0.0078229 | 0.010632 | 0.024225 | 27.6241 | 6.9082 | 9.3645 | 12.7266 | 28.9992 | 18.4114 | 24.9577 | 33.9182 | 77.2873 | 0 | 630 | Scrubber / SCR / Mercury Control | Wet Scrubber
6113_B_1 | MIS_INKY | Indiana | 18 | Gibson | 51 | 6113 | 1 | Gibson | 10274 | 1975 | 9999 | Coal Steam | wall | dry | ESPC + Wet Scrubber + SCR + ACI | LNBO | Wet Scrubber | Fossil | B | 2025 | Coal |  | 11.1096 | 15.0597 | 20.4666 | 46.6359 | 11.1096 | 15.0597 | 20.4666 | 46.6359 | 0 | 0 | 0 | 0 | 0 | 0 | 0 | 0 | 1081.3331 | 1465.807 | 1992.0729 | 4539.213 | 1151.0948 | 1560.373 | 2120.5908 | 4832.0586 | 0.0030176 | 0.0040905 | 0.0055591 | 0.012667 | 0.71888 | 0.97448 | 1.3243 | 3.0177 | 0.93033 | 1.2611 | 1.7139 | 3.9053 | 0.0056978 | 0.0077237 | 0.010497 | 0.023918 | 27.6241 | 6.9082 | 9.3645 | 12.7266 | 28.9992 | 18.1779 | 24.6411 | 33.4879 | 76.3069 | 0 | 630 | Scrubber / SCR / Mercury Control | Wet Scrubber
61125_G_NVSF | NENGREST | Vermont | 50 | Lamoille | 15 | 61125 | NVSF | Nebraska Valley Solar Farm | 0 | 2016 | 9999 | Solar PV | [5 empty] | Non-Fossil | G | 2025 | Solar |  | 0 | 0 | 0 | 0 | 0 | 0 | 0 | 0 | 0 | 0 | 0 | 0 | 0 | 0 | 0 | 0 | 0.2378 | 0.4852 | 0.73585 | 1.4588 | 0 | 0 | 0 | 0 | 0 | 0 | 0 | 0 | 0 | 0 | 0 | 0 | 0 | 0 | 0 | 0 | 0 | 0 | 0 | 0 | 0.027985 | 0 | 0 | 0 | 0 | 0 | 0 | 0 | 0 | 0 | 1
61124_G_EMS1 | NENGREST | Vermont | 50 | Orange | 17 | 61124 | EMS1 | Elizabeth Mines Solar 1 | 0 | 2017 | 9999 | Solar PV | [5 empty] | Non-Fossil | G | 2025 | Solar |  | 0 | 0 | 0 | 0 | 0 | 0 | 0 | 0 | 0 | 0 | 0 | 0 | 0 | 0 | 0 | 0 | 1.189 | 2.426 | 3.6793 | 7.2942 | 0 | 0 | 0 | 0 | 0 | 0 | 0 | 0 | 0 | 0 | 0 | 0 | 0 | 0 | 0 | 0 | 0 | 0 | 0 | 0 | 0.13993 | 0 | 0 | 0 | 0 | 0 | 0 | 0 | 0 | 0 | 5
61121_G_W5521 | WECC_UT | Utah | 49 | Iron | 21 | 61121 | W5521 | Quichapa 3 | 0 | 2016 | 9999 | Solar PV | [5 empty] | Non-Fossil | G | 2025 | Solar |  | 0 | 0 | 0 | 0 | 0 | 0 | 0 | 0 | 0 | 0 | 0 | 0 | 0 | 0 | 0 | 0 | 1.0509 | 2.2074 | 3.974 | 7.2323 | 0 | 0 | 0 | 0 | 0 | 0 | 0 | 0 | 0 | 0 | 0 | 0 | 0 | 0 | 0 | 0 | 0 | 0 | 0 | 0 | 0.082045 | 0 | 0 | 0 | 0 | 0 | 0 | 0 | 0 | 0 | 2.9317
61120_G_W5520 | WECC_UT | Utah | 49 | Iron | 21 | 61120 | W5520 | Quichapa 2 | 0 | 2016 | 9999 | Solar PV | [5 empty] | Non-Fossil | G | 2025 | Solar |  | 0 | 0 | 0 | 0 | 0 | 0 | 0 | 0 | 0 | 0 | 0 | 0 | 0 | 0 | 0 | 0 | 1.0509 | 2.2074 | 3.974 | 7.2323 | 0 | 0 | 0 | 0 | 0 | 0 | 0 | 0 | 0 | 0 | 0 | 0 | 0 | 0 | 0 | 0 | 0 | 0 | 0 | 0 | 0.082045 | 0 | 0 | 0 | 0 | 0 | 0 | 0 | 0 | 0 | 2.9317
6112_G_6 | WECC_CO | Colorado | 8 | Weld | 123 | 6112 | 6 | Fort St Vrain | 11954 | 2009 | 9999 | Combustion Turbine |  |  |  | DLNB |  | Fossil | G | 2025 | NaturalGas |  | 0 | 0 | 0 | 0 | 0 | 0 | 0 | 0 | 0 | 0 | 0 | 0 | 0 | 0 | 0 | 0 | 0 | 0 | 0 | 0 | 0 | 0 | 0 | 0 | 0 | 0 | 0 | 0 | 0 | 0 | 0 | 0 | 0 | 0 | 0 | 0 | 0 | 0 | 0 | 0 | 2.6928 | 0 | 0 | 0 | 0 | 0 | 0 | 0 | 0 | 0 | 144
6112_G_5 | WECC_CO | Colorado | 8 | Weld | 123 | 6112 | 5 | Fort St Vrain | 11954 | 2009 | 9999 | Combustion Turbine |  |  |  | DLNB |  | Fossil | G | 2025 | NaturalGas |  | 0 | 0 | 0 | 0 | 0 | 0 | 0 | 0 | 0 | 0 | 0 | 0 | 0 | 0 | 0 | 0 | 0 | 0 | 0 | 0 | 0 | 0 | 0 | 0 | 0 | 0 | 0 | 0 | 0 | 0 | 0 | 0 | 0 | 0 | 0 | 0 | 0 | 0 | 0 | 0 | 2.6928 | 0 | 0 | 0 | 0 | 0 | 0 | 0 | 0 | 0 | 144
6112_G_4 | WECC_CO | Colorado | 8 | Weld | 123 | 6112 | 4 | Fort St Vrain | 7766 | 2001 | 9999 | Combined Cycle |  |  | SCR | DLNB |  | Fossil | G | 2025 | NaturalGas |  | 1.6489 | 0.072591 | 0.48866 | 2.2101 | 0 | 0 | 0 | 0 | 0 | 0 | 0 | 0 | 0 | 0 | 0 | 0 | 212.3211 | 9.3473 | 62.9227 | 284.5911 | 96.5258 | 4.2495 | 28.606 | 129.3813 | 1.1544e-07 | 5.082e-09 | 3.4262e-08 | 1.5478e-07 | 0.020026 | 0.00088162 | 0.0059347 | 0.026842 | 0 | 0 | 0 | 0 | 0 | 0 | 0 | 0 | 3.912 | 0.45694 | 0.036313 | 0.2426 | 0.73586 | 6.0462 | 0.24585 | 1.6599 | 7.9519 | 0 | 128 | SCR
6112_G_3 | WECC_CO | Colorado | 8 | Weld | 123 | 6112 | 3 | Fort St Vrain | 7766 | 1999 | 9999 | Combined Cycle |  |  | SCR | DLNB |  | Fossil | G | 2025 | NaturalGas |  | 1.703 | 0.14861 | 0.75311 | 2.6047 | 0 | 0 | 0 | 0 | 0 | 0 | 0 | 0 | 0 | 0 | 0 | 0 | 219.2882 | 19.1363 | 96.9752 | 335.3997 | 99.6931 | 8.6998 | 44.087 | 152.4799 | 1.1922e-07 | 1.0404e-08 | 5.2719e-08 | 1.8234e-07 | 0.020683 | 0.0018049 | 0.0091465 | 0.031634 | 0 | 0 | 0 | 0 | 0 | 0 | 0 | 0 | 4.4278 | 0.46987 | 0.074122 | 0.32522 | 0.86921 | 6.2446 | 0.50333 | 2.5582 | 9.3061 | 0 | 128 | SCR
6112_G_2 | WECC_CO | Colorado | 8 | Weld | 123 | 6112 | 2 | Fort St Vrain | 7766 | 1996 | 9999 | Combined Cycle |  |  | SCR | DLNB |  | Fossil | G | 2025 | NaturalGas |  | 1.6365 | 0.14281 | 0.72369 | 2.503 | 0 | 0 | 0 | 0 | 0 | 0 | 0 | 0 | 0 | 0 | 0 | 0 | 210.7222 | 18.3888 | 93.1871 | 322.2981 | 95.7989 | 8.36 | 42.3649 | 146.5237 | 1.1456e-07 | 9.9972e-09 | 5.066e-08 | 1.7522e-07 | 0.019875 | 0.0017344 | 0.0087892 | 0.030399 | 0 | 0 | 0 | 0 | 0 | 0 | 0 | 0 | 4.2549 | 0.45151 | 0.071227 | 0.31252 | 0.83526 | 6.0007 | 0.48367 | 2.4583 | 8.9426 | 0 | 123 | SCR
6112_G_1 | WECC_CO | Colorado | 8 | Weld | 123 | 6112 | 1 | Fort St Vrain | 7766 | 1998 | 9999 | Combined Cycle |  |  | SCR | DLNB |  | Fossil | G | 2025 | NaturalGas |  | 4.0047 | 0.34947 | 1.771 | 6.1251 | 0 | 0 | 0 | 0 | 0 | 0 | 0 | 0 | 0 | 0 | 0 | 0 | 515.6698 | 45.0003 | 228.0431 | 788.7133 | 234.4347 | 20.4581 | 103.6733 | 358.5661 | 2.8035e-07 | 2.4465e-08 | 1.2397e-07 | 4.2878e-07 | 0.048637 | 0.0042443 | 0.021509 | 0.07439 | 0 | 0 | 0 | 0 | 0 | 0 | 0 | 0 | 10.4123 | 1.1049 | 0.1743 | 0.76477 | 2.044 | 14.6846 | 1.1836 | 6.0157 | 21.8839 | 0 | 301 | SCR
61119_G_W5519 | WECC_UT | Utah | 49 | Iron | 21 | 61119 | W5519 | Quichapa 1 | 0 | 2016 | 9999 | Solar PV | [5 empty] | Non-Fossil | G | 2025 | Solar |  | 0 | 0 | 0 | 0 | 0 | 0 | 0 | 0 | 0 | 0 | 0 | 0 | 0 | 0 | 0 | 0 | 1.0509 | 2.2074 | 3.974 | 7.2323 | 0 | 0 | 0 | 0 | 0 | 0 | 0 | 0 | 0 | 0 | 0 | 0 | 0 | 0 | 0 | 0 | 0 | 0 | 0 | 0 | 0.082045 | 0 | 0 | 0 | 0 | 0 | 0 | 0 | 0 | 0 | 2.9317
61118_G_BIND1 | WECC_SCE | California | 6 | Kern | 29 | 61118 | BIND1 | Bakersfield Industrial PV 1 | 0 | 2017 | 9999 | Solar PV | [5 empty] | Non-Fossil | G | 2025 | Solar |  | 0 | 0 | 0 | 0 | 0 | 0 | 0 | 0 | 0 | 0 | 0 | 0 | 0 | 0 | 0 | 0 | 0.42075 | 0.78061 | 1.2099 | 2.4113 | 0 | 0 | 0 | 0 | 0 | 0 | 0 | 0 | 0 | 0 | 0 | 0 | 0 | 0 | 0 | 0 | 0 | 0 | 0 | 0 | 0.036128 | 0 | 0 | 0 | 0 | 0 | 0 | 0 | 0 | 0 | 1
61117_G_BAKE1 | WECC_SCE | California | 6 | Kern | 29 | 61117 | BAKE1 | Bakersfield PV 1 | 0 | 2017 | 9999 | Solar PV | [5 empty] | Non-Fossil | G | 2025 | Solar |  | 0 | 0 | 0 | 0 | 0 | 0 | 0 | 0 | 0 | 0 | 0 | 0 | 0 | 0 | 0 | 0 | 2.23 | 4.1373 | 6.4126 | 12.7798 | 0 | 0 | 0 | 0 | 0 | 0 | 0 | 0 | 0 | 0 | 0 | 0 | 0 | 0 | 0 | 0 | 0 | 0 | 0 | 0 | 0.19148 | 0 | 0 | 0 | 0 | 0 | 0 | 0 | 0 | 0 | 5.3
61116_G_DELA1 | WECC_SCE | California | 6 | Kern | 29 | 61116 | DELA1 | Delano Land 1 | 0 | 2017 | 9999 | Solar PV | [5 empty] | Non-Fossil | G | 2025 | Solar |  | 0 | 0 | 0 | 0 | 0 | 0 | 0 | 0 | 0 | 0 | 0 | 0 | 0 | 0 | 0 | 0 | 0.42075 | 0.78061 | 1.2099 | 2.4113 | 0 | 0 | 0 | 0 | 0 | 0 | 0 | 0 | 0 | 0 | 0 | 0 | 0 | 0 | 0 | 0 | 0 | 0 | 0 | 0 | 0.036128 | 0 | 0 | 0 | 0 | 0 | 0 | 0 | 0 | 0 | 1
61115_G_MANT1 | WEC_CALN | California | 6 | San Joaquin | 77 | 61115 | MANT1 | Manteca Land PV | 0 | 2017 | 9999 | Solar PV | [5 empty] | Non-Fossil | G | 2025 | Solar |  | 0 | 0 | 0 | 0 | 0 | 0 | 0 | 0 | 0 | 0 | 0 | 0 | 0 | 0 | 0 | 0 | 0.37519 | 0.74686 | 1.2245 | 2.3466 | 0 | 0 | 0 | 0 | 0 | 0 | 0 | 0 | 0 | 0 | 0 | 0 | 0 | 0 | 0 | 0 | 0 | 0 | 0 | 0 | 0.031991 | 0 | 0 | 0 | 0 | 0 | 0 | 0 | 0 | 0 | 0.99904
61107_G_VRF | WEC_SDGE | California | 6 | San Diego | 73 | 61107 | VRF | Vanadium Redox Flow Battery Plant | 0 | 2017 | 9999 | Energy Storage | [5 empty] | Non-Fossil | G | 2025 | EnerStor |  | 0 | 0 | 0 | 0 | 0 | 0 | 0 | 0 | 0 | 0 | 0 | 0 | 0 | 0 | 0 | 0 | 0.93345 | 1.7398 | 2.1469 | 4.8202 | 0 | 0 | 0 | 0 | 0 | 0 | 0 | 0 | 0 | 0 | 0 | 0 | 0 | 0 | 0 | 0 | 0 | 0 | 0 | 0 | 0 | 0 | 0 | 0 | 0 | 0 | 0 | 0 | 0 | 0 | 2
61104_G_PV1 | WECC_AZ | Arizona | 4 | Pima | 19 | 61104 | PV1 | Pima Community College | 0 | 2017 | 9999 | Solar PV | [5 empty] | Non-Fossil | G | 2025 | Solar |  | 0 | 0 | 0 | 0 | 0 | 0 | 0 | 0 | 0 | 0 | 0 | 0 | 0 | 0 | 0 | 0 | 0.58515 | 1.0557 | 1.529 | 3.1699 | 0 | 0 | 0 | 0 | 0 | 0 | 0 | 0 | 0 | 0 | 0 | 0 | 0 | 0 | 0 | 0 | 0 | 0 | 0 | 0 | 0.058544 | 0 | 0 | 0 | 0 | 0 | 0 | 0 | 0 | 0 | 1.2969
61103_G_PV1 | NY_Z_C&E | New York | 36 | Oneida | 65 | 61103 | PV1 | Hamilton College | 0 | 2018 | 9999 | Solar PV | [5 empty] | Non-Fossil | G | 2025 | Solar |  | 0 | 0 | 0 | 0 | 0 | 0 | 0 | 0 | 0 | 0 | 0 | 0 | 0 | 0 | 0 | 0 | 0.37114 | 0.80272 | 1.3127 | 2.4865 | 0 | 0 | 0 | 0 | 0 | 0 | 0 | 0 | 0 | 0 | 0 | 0 | 0 | 0 | 0 | 0 | 0 | 0 | 0 | 0 | 0.053516 | 0 | 0 | 0 | 0 | 0 | 0 | 0 | 0 | 0 | 1.9123
6110_G_1 | NY_Z_C&E | New York | 36 | Oswego | 75 | 6110 | 1 | James A Fitzpatrick | 10456 | 1976 | 9999 | Nuclear | [5 empty] | Non-Fossil | G | 2025 | Nuclear |  | 16.8069 | 22.7827 | 30.7975 | 70.387 | 0 | 0 | 0 | 0 | 0 | 0 | 0 | 0 | 0 | 0 | 0 | 0 | 1607.3907 | 2178.9074 | 2945.4369 | 6731.735 | 0 | 0 | 0 | 0 | 0 | 0 | 0 | 0 | 0 | 0 | 0 | 0 | 0 | 0 | 0 | 0 | 0 | 0 | 0 | 0 | 276.0069 | 0.20807 | 0.28205 | 0.38127 | 0.87138 | 10.8867 | 14.7576 | 19.9492 | 45.5935 | 0 | 852.9
61097_G_SYNFR | NENGREST | Massachusetts | 25 | Bristol | 5 | 61097 | SYNFR | Syncarpha Freetown | 0 | 2016 | 9999 | Solar PV | [5 empty] | Non-Fossil | G | 2025 | Solar |  | 0 | 0 | 0 | 0 | 0 | 0 | 0 | 0 | 0 | 0 | 0 | 0 | 0 | 0 | 0 | 0 | 0.85519 | 1.7781 | 2.7165 | 5.3498 | 0 | 0 | 0 | 0 | 0 | 0 | 0 | 0 | 0 | 0 | 0 | 0 | 0 | 0 | 0 | 0 | 0 | 0 | 0 | 0 | 0.10676 | 0 | 0 | 0 | 0 | 0 | 0 | 0 | 0 | 0 | 3.8149
61096_G_1 | S_VACA | North Carolina | 37 | Sampson | 163 | 61096 | 1 | Sampson Solar | 0 | 2015 | 9999 | Solar PV | [5 empty] | Non-Fossil | G | 2025 | Solar |  | 0 | 0 | 0 | 0 | 0 | 0 | 0 | 0 | 0 | 0 | 0 | 0 | 0 | 0 | 0 | 0 | 0.60635 | 1.0756 | 1.7937 | 3.4756 | 0 | 0 | 0 | 0 | 0 | 0 | 0 | 0 | 0 | 0 | 0 | 0 | 0 | 0 | 0 | 0 | 0 | 0 | 0 | 0 | 0.055937 | 0 | 0 | 0 | 0 | 0 | 0 | 0 | 0 | 0 | 1.9988
61095_G_1 | S_VACA | North Carolina | 37 | Robeson | 155 | 61095 | 1 | Railroad Farm 2 | 0 | 2014 | 9999 | Solar PV | [5 empty] | Non-Fossil | G | 2025 | Solar |  | 0 | 0 | 0 | 0 | 0 | 0 | 0 | 0 | 0 | 0 | 0 | 0 | 0 | 0 | 0 | 0 | 1.5159 | 2.6889 | 4.4842 | 8.689 | 0 | 0 | 0 | 0 | 0 | 0 | 0 | 0 | 0 | 0 | 0 | 0 | 0 | 0 | 0 | 0 | 0 | 0 | 0 | 0 | 0.13984 | 0 | 0 | 0 | 0 | 0 | 0 | 0 | 0 | 0 | 4.997
61094_G_1 | S_VACA | North Carolina | 37 | Scotland | 165 | 61094 | 1 | Old Wire Farm | 0 | 2016 | 9999 | Solar PV | [5 empty] | Non-Fossil | G | 2025 | Solar |  | 0 | 0 | 0 | 0 | 0 | 0 | 0 | 0 | 0 | 0 | 0 | 0 | 0 | 0 | 0 | 0 | 1.5159 | 2.6889 | 4.4842 | 8.689 | 0 | 0 | 0 | 0 | 0 | 0 | 0 | 0 | 0 | 0 | 0 | 0 | 0 | 0 | 0 | 0 | 0 | 0 | 0 | 0 | 0.13984 | 0 | 0 | 0 | 0 | 0 | 0 | 0 | 0 | 0 | 4.997
61093_G_1 | S_VACA | North Carolina | 37 | Anson | 7 | 61093 | 1 | Mills Anson Farm | 0 | 2016 | 9999 | Solar PV | [5 empty] | Non-Fossil | G | 2025 | Solar |  | 0 | 0 | 0 | 0 | 0 | 0 | 0 | 0 | 0 | 0 | 0 | 0 | 0 | 0 | 0 | 0 | 1.5159 | 2.6889 | 4.4842 | 8.689 | 0 | 0 | 0 | 0 | 0 | 0 | 0 | 0 | 0 | 0 | 0 | 0 | 0 | 0 | 0 | 0 | 0 | 0 | 0 | 0 | 0.13984 | 0 | 0 | 0 | 0 | 0 | 0 | 0 | 0 | 0 | 4.997
61092_G_IPL1 | SPP_N | Missouri | 29 | Jackson | 95 | 61092 | IPL1 | Independence Solar Farm | 0 | 2017 | 9999 | Solar PV | [5 empty] | Non-Fossil | G | 2025 | Solar |  | 0 | 0 | 0 | 0 | 0 | 0 | 0 | 0 | 0 | 0 | 0 | 0 | 0 | 0 | 0 | 0 | 0.89077 | 1.7508 | 2.6583 | 5.2999 | 0 | 0 | 0 | 0 | 0 | 0 | 0 | 0 | 0 | 0 | 0 | 0 | 0 | 0 | 0 | 0 | 0 | 0 | 0 | 0 | 0.083956 | 0 | 0 | 0 | 0 | 0 | 0 | 0 | 0 | 0 | 3
61091_G_1 | S_VACA | North Carolina | 37 | Scotland | 165 | 61091 | 1 | Laurinburg Farm | 0 | 2015 | 9999 | Solar PV | [5 empty] | Non-Fossil | G | 2025 | Solar |  | 0 | 0 | 0 | 0 | 0 | 0 | 0 | 0 | 0 | 0 | 0 | 0 | 0 | 0 | 0 | 0 | 1.5159 | 2.6889 | 4.4842 | 8.689 | 0 | 0 | 0 | 0 | 0 | 0 | 0 | 0 | 0 | 0 | 0 | 0 | 0 | 0 | 0 | 0 | 0 | 0 | 0 | 0 | 0.13984 | 0 | 0 | 0 | 0 | 0 | 0 | 0 | 0 | 0 | 4.997
61090_G_1 | S_VACA | North Carolina | 37 | Lenoir | 107 | 61090 | 1 | Kinston Davis Farm | 0 | 2015 | 9999 | Solar PV | [5 empty] | Non-Fossil | G | 2025 | Solar |  | 0 | 0 | 0 | 0 | 0 | 0 | 0 | 0 | 0 | 0 | 0 | 0 | 0 | 0 | 0 | 0 | 1.5159 | 2.6889 | 4.4842 | 8.689 | 0 | 0 | 0 | 0 | 0 | 0 | 0 | 0 | 0 | 0 | 0 | 0 | 0 | 0 | 0 | 0 | 0 | 0 | 0 | 0 | 0.13984 | 0 | 0 | 0 | 0 | 0 | 0 | 0 | 0 | 0 | 4.997
61089_G_1 | S_VACA | North Carolina | 37 | Stanly | 167 | 61089 | 1 | Fisher Solar Farm - NC | 0 | 2015 | 9999 | Solar PV | [5 empty] | Non-Fossil | G | 2025 | Solar |  | 0 | 0 | 0 | 0 | 0 | 0 | 0 | 0 | 0 | 0 | 0 | 0 | 0 | 0 | 0 | 0 | 1.5159 | 2.6889 | 4.4842 | 8.689 | 0 | 0 | 0 | 0 | 0 | 0 | 0 | 0 | 0 | 0 | 0 | 0 | 0 | 0 | 0 | 0 | 0 | 0 | 0 | 0 | 0.13984 | 0 | 0 | 0 | 0 | 0 | 0 | 0 | 0 | 0 | 4.997
61088_G_1 | S_VACA | North Carolina | 37 | Columbus | 47 | 61088 | 1 | Delco Farm | 0 | 2016 | 9999 | Solar PV | [5 empty] | Non-Fossil | G | 2025 | Solar |  | 0 | 0 | 0 | 0 | 0 | 0 | 0 | 0 | 0 | 0 | 0 | 0 | 0 | 0 | 0 | 0 | 1.5159 | 2.6889 | 4.4842 | 8.689 | 0 | 0 | 0 | 0 | 0 | 0 | 0 | 0 | 0 | 0 | 0 | 0 | 0 | 0 | 0 | 0 | 0 | 0 | 0 | 0 | 0.13984 | 0 | 0 | 0 | 0 | 0 | 0 | 0 | 0 | 0 | 4.997
61087_G_1 | S_VACA | North Carolina | 37 | Anson | 7 | 61087 | 1 | Wadesboro Farm 1 | 0 | 2015 | 9999 | Solar PV | [5 empty] | Non-Fossil | G | 2025 | Solar |  | 0 | 0 | 0 | 0 | 0 | 0 | 0 | 0 | 0 | 0 | 0 | 0 | 0 | 0 | 0 | 0 | 1.5159 | 2.6889 | 4.4842 | 8.689 | 0 | 0 | 0 | 0 | 0 | 0 | 0 | 0 | 0 | 0 | 0 | 0 | 0 | 0 | 0 | 0 | 0 | 0 | 0 | 0 | 0.13984 | 0 | 0 | 0 | 0 | 0 | 0 | 0 | 0 | 0 | 4.997
61086_G_1 | S_VACA | North Carolina | 37 | Iredell | 97 | 61086 | 1 | Tripple State Farm | 0 | 2016 | 9999 | Solar PV | [5 empty] | Non-Fossil | G | 2025 | Solar |  | 0 | 0 | 0 | 0 | 0 | 0 | 0 | 0 | 0 | 0 | 0 | 0 | 0 | 0 | 0 | 0 | 1.5159 | 2.6889 | 4.4842 | 8.689 | 0 | 0 | 0 | 0 | 0 | 0 | 0 | 0 | 0 | 0 | 0 | 0 | 0 | 0 | 0 | 0 | 0 | 0 | 0 | 0 | 0.13984 | 0 | 0 | 0 | 0 | 0 | 0 | 0 | 0 | 0 | 4.997
61085_G_1 | S_VACA | North Carolina | 37 | Robeson | 155 | 61085 | 1 | Stone Solar | 0 | 2016 | 9999 | Solar PV | [5 empty] | Non-Fossil | G | 2025 | Solar |  | 0 | 0 | 0 | 0 | 0 | 0 | 0 | 0 | 0 | 0 | 0 | 0 | 0 | 0 | 0 | 0 | 1.5159 | 2.6889 | 4.4842 | 8.689 | 0 | 0 | 0 | 0 | 0 | 0 | 0 | 0 | 0 | 0 | 0 | 0 | 0 | 0 | 0 | 0 | 0 | 0 | 0 | 0 | 0.13984 | 0 | 0 | 0 | 0 | 0 | 0 | 0 | 0 | 0 | 4.997
61084_G_LNING | WECC_NNV | Nevada | 32 | Mineral | 21 | 61084 | LNING | Luning Energy | 0 | 2017 | 9999 | Solar PV | [5 empty] | Non-Fossil | G | 2025 | Solar |  | 0 | 0 | 0 | 0 | 0 | 0 | 0 | 0 | 0 | 0 | 0 | 0 | 0 | 0 | 0 | 0 | 16.9705 | 33.4476 | 46.8592 | 97.2772 | 0 | 0 | 0 | 0 | 0 | 0 | 0 | 0 | 0 | 0 | 0 | 0 | 0 | 0 | 0 | 0 | 0 | 0 | 0 | 0 | 1.3993 | 0 | 0 | 0 | 0 | 0 | 0 | 0 | 0 | 0 | 50
61076_G_PSG1 | PJM_West | Ohio | 39 | Richland | 139 | 61076 | PSG1 | City of Shelby Electric Distribution | 14397 | 2016 | 9999 | Combustion Turbine | [5 empty] | Fossil | G | 2025 | Oil |  | 0 | 0 | 0 | 0 | 0 | 0 | 0 | 0 | 0 | 0 | 0 | 0 | 0 | 0 | 0 | 0 | 0 | 0 | 0 | 0 | 0 | 0 | 0 | 0 | 0 | 0 | 0 | 0 | 0 | 0 | 0 | 0 | 0 | 0 | 0 | 0 | 0 | 0 | 0 | 0 | 0.03366 | 0 | 0 | 0 | 0 | 0 | 0 | 0 | 0 | 0 | 1.8
61074_G_PEMB2 | PJM_EMAC | New Jersey | 34 | Burlington | 5 | 61074 | PEMB2 | Pemberton Road II | 0 | 2017 | 9999 | Solar PV | [5 empty] | Non-Fossil | G | 2025 | Solar |  | 0 | 0 | 0 | 0 | 0 | 0 | 0 | 0 | 0 | 0 | 0 | 0 | 0 | 0 | 0 | 0 | 2.0949 | 4.5225 | 7.186 | 13.8034 | 0 | 0 | 0 | 0 | 0 | 0 | 0 | 0 | 0 | 0 | 0 | 0 | 0 | 0 | 0 | 0 | 0 | 0 | 0 | 0 | 0.34785 | 0 | 0 | 0 | 0 | 0 | 0 | 0 | 0 | 0 | 9.6436
61073_G_PEMB1 | PJM_EMAC | New Jersey | 34 | Burlington | 5 | 61073 | PEMB1 | Pemberton Road I | 0 | 2017 | 9999 | Solar PV | [5 empty] | Non-Fossil | G | 2025 | Solar |  | 0 | 0 | 0 | 0 | 0 | 0 | 0 | 0 | 0 | 0 | 0 | 0 | 0 | 0 | 0 | 0 | 2.0949 | 4.5225 | 7.186 | 13.8034 | 0 | 0 | 0 | 0 | 0 | 0 | 0 | 0 | 0 | 0 | 0 | 0 | 0 | 0 | 0 | 0 | 0 | 0 | 0 | 0 | 0.34785 | 0 | 0 | 0 | 0 | 0 | 0 | 0 | 0 | 0 | 9.6436
61072_G_LEMND | MIS_MNWI | Minnesota | 27 | Steele | 147 | 61072 | LEMND | Lemond Solar | 0 | 2017 | 9999 | Solar PV | [5 empty] | Non-Fossil | G | 2025 | Solar |  | 0 | 0 | 0 | 0 | 0 | 0 | 0 | 0 | 0 | 0 | 0 | 0 | 0 | 0 | 0 | 0 | 1.1581 | 2.4751 | 3.7977 | 7.431 | 0 | 0 | 0 | 0 | 0 | 0 | 0 | 0 | 0 | 0 | 0 | 0 | 0 | 0 | 0 | 0 | 0 | 0 | 0 | 0 | 0.13179 | 0 | 0 | 0 | 0 | 0 | 0 | 0 | 0 | 0 | 4.7093
61070_G_SWE | MIS_IA | Iowa | 19 | Howard | 89 | 61070 | SWE | Saratoga Wind Farm | 0 | 2018 | 9999 | Onshore Wind | [5 empty] | Non-Fossil | G | 2025 | Wind |  | 0 | 0 | 0 | 0 | 0 | 0 | 0 | 0 | 0 | 0 | 0 | 0 | 0 | 0 | 0 | 0 | 56.9991 | 79.8896 | 63.7567 | 200.6454 | 0 | 0 | 0 | 0 | 0 | 0 | 0 | 0 | 0 | 0 | 0 | 0 | 0 | 0 | 0 | 0 | 0 | 0 | 0 | 0 | 1.8565 | 0 | 0 | 0 | 0 | 0 | 0 | 0 | 0 | 0 | 65.8887
61069_G_62381 | NENGREST | Massachusetts | 25 | Worcester | 27 | 61069 | 62381 | BWC Wading River One, Two, Three | 0 | 2017 | 9999 | Solar PV | [5 empty] | Non-Fossil | G | 2025 | Solar |  | 0 | 0 | 0 | 0 | 0 | 0 | 0 | 0 | 0 | 0 | 0 | 0 | 0 | 0 | 0 | 0 | 0.65784 | 1.3678 | 2.0896 | 4.1152 | 0 | 0 | 0 | 0 | 0 | 0 | 0 | 0 | 0 | 0 | 0 | 0 | 0 | 0 | 0 | 0 | 0 | 0 | 0 | 0 | 0.082124 | 0 | 0 | 0 | 0 | 0 | 0 | 0 | 0 | 0 | 2.9345
61067_G_WTG1 | WEC_CALN | California | 6 | Monterey | 53 | 61067 | WTG1 | Foundation Scheid Vineyards | 0 | 2017 | 9999 | Onshore Wind | [5 empty] | Non-Fossil | G | 2025 | Wind |  | 0 | 0 | 0 | 0 | 0 | 0 | 0 | 0 | 0 | 0 | 0 | 0 | 0 | 0 | 0 | 0 | 0.61566 | 1.2194 | 3.327 | 5.1621 | 0 | 0 | 0 | 0 | 0 | 0 | 0 | 0 | 0 | 0 | 0 | 0 | 0 | 0 | 0 | 0 | 0 | 0 | 0 | 0 | 0.053536 | 0 | 0 | 0 | 0 | 0 | 0 | 0 | 0 | 0 | 1.9
61066_G_WTG1 | WEC_LADW | California | 6 | Los Angeles | 37 | 61066 | WTG1 | Foundation CDCR LAC | 0 | 2017 | 9999 | Onshore Wind | [5 empty] | Non-Fossil | G | 2025 | Wind |  | 0 | 0 | 0 | 0 | 0 | 0 | 0 | 0 | 0 | 0 | 0 | 0 | 0 | 0 | 0 | 0 | 0.52945 | 1.1528 | 1.7276 | 3.4099 | 0 | 0 | 0 | 0 | 0 | 0 | 0 | 0 | 0 | 0 | 0 | 0 | 0 | 0 | 0 | 0 | 0 | 0 | 0 | 0 | 0.053536 | 0 | 0 | 0 | 0 | 0 | 0 | 0 | 0 | 0 | 1.9
61055_G_AMPFR | PJM_AP | Virginia | 51 | Warren | 187 | 61055 | AMPFR | DG AMP Solar Front Royal | 0 | 2017 | 9999 | Solar PV | [5 empty] | Non-Fossil | G | 2025 | Solar |  | 0 | 0 | 0 | 0 | 0 | 0 | 0 | 0 | 0 | 0 | 0 | 0 | 0 | 0 | 0 | 0 | 0.62964 | 1.351 | 2.3678 | 4.3484 | 0 | 0 | 0 | 0 | 0 | 0 | 0 | 0 | 0 | 0 | 0 | 0 | 0 | 0 | 0 | 0 | 0 | 0 | 0 | 0 | 0.069964 | 0 | 0 | 0 | 0 | 0 | 0 | 0 | 0 | 0 | 2.5
61054_G_SAND2 | PJM_West | Indiana | 18 | Madison | 95 | 61054 | SAND2 | IMPA Anderson Solar Park 2 | 0 | 2017 | 9999 | Solar PV | [5 empty] | Non-Fossil | G | 2025 | Solar |  | 0 | 0 | 0 | 0 | 0 | 0 | 0 | 0 | 0 | 0 | 0 | 0 | 0 | 0 | 0 | 0 | 2.0094 | 3.9495 | 5.9966 | 11.9556 | 0 | 0 | 0 | 0 | 0 | 0 | 0 | 0 | 0 | 0 | 0 | 0 | 0 | 0 | 0 | 0 | 0 | 0 | 0 | 0 | 0.22668 | 0 | 0 | 0 | 0 | 0 | 0 | 0 | 0 | 0 | 8.1
61053_G_SGREE | MIS_INKY | Indiana | 18 | Hancock | 59 | 61053 | SGREE | Greenfield Solar Park | 0 | 2017 | 9999 | Solar PV | [5 empty] | Non-Fossil | G | 2025 | Solar |  | 0 | 0 | 0 | 0 | 0 | 0 | 0 | 0 | 0 | 0 | 0 | 0 | 0 | 0 | 0 | 0 | 0.70803 | 1.4738 | 2.2469 | 4.4287 | 0 | 0 | 0 | 0 | 0 | 0 | 0 | 0 | 0 | 0 | 0 | 0 | 0 | 0 | 0 | 0 | 0 | 0 | 0 | 0 | 0.078359 | 0 | 0 | 0 | 0 | 0 | 0 | 0 | 0 | 0 | 2.8
61052_G_1 | FRCC | Florida | 12 | St Lucie | 111 | 61052 | 1 | Loggerhead Solar Energy Center | 0 | 2018 | 9999 | Solar PV | [5 empty] | Non-Fossil | G | 2025 | Solar |  | 0 | 0 | 0 | 0 | 0 | 0 | 0 | 0 | 0 | 0 | 0 | 0 | 0 | 0 | 0 | 0 | 23.6693 | 42.6777 | 60.7715 | 127.1184 | 0 | 0 | 0 | 0 | 0 | 0 | 0 | 0 | 0 | 0 | 0 | 0 | 0 | 0 | 0 | 0 | 0 | 0 | 0 | 0 | 2.0849 | 0 | 0 | 0 | 0 | 0 | 0 | 0 | 0 | 0 | 74.5
61050_G_1 | FRCC | Florida | 12 | Desoto | 27 | 61050 | 1 | Wildflower Solar Energy Center | 0 | 2017 | 9999 | Solar PV | [5 empty] | Non-Fossil | G | 2025 | Solar |  | 0 | 0 | 0 | 0 | 0 | 0 | 0 | 0 | 0 | 0 | 0 | 0 | 0 | 0 | 0 | 0 | 23.6693 | 42.6777 | 60.7715 | 127.1184 | 0 | 0 | 0 | 0 | 0 | 0 | 0 | 0 | 0 | 0 | 0 | 0 | 0 | 0 | 0 | 0 | 0 | 0 | 0 | 0 | 2.0849 | 0 | 0 | 0 | 0 | 0 | 0 | 0 | 0 | 0 | 74.5
6105_G_2 | PJM_EMAC | Pennsylvania | 42 | Montgomery | 91 | 6105 | 2 | Limerick | 10456 | 1990 | 9999 | Nuclear | [5 empty] | Non-Fossil | G | 2025 | Nuclear |  | 22.5288 | 30.5391 | 41.2826 | 94.3504 | 0 | 0 | 0 | 0 | 0 | 0 | 0 | 0 | 0 | 0 | 0 | 0 | 2154.6304 | 2920.7213 | 3948.2174 | 9023.5691 | 0 | 0 | 0 | 0 | 0 | 0 | 0 | 0 | 0 | 0 | 0 | 0 | 0 | 0 | 0 | 0 | 0 | 0 | 0 | 0 | 242.0823 | 0.17067 | 0.23136 | 0.31275 | 0.71477 | 14.5931 | 19.7818 | 26.741 | 61.1159 | 0 | 1122.1
6105_G_1 | PJM_EMAC | Pennsylvania | 42 | Montgomery | 91 | 6105 | 1 | Limerick | 10456 | 1986 | 9999 | Nuclear | [5 empty] | Non-Fossil | G | 2025 | Nuclear |  | 22.799 | 30.9053 | 41.7776 | 95.4819 | 0 | 0 | 0 | 0 | 0 | 0 | 0 | 0 | 0 | 0 | 0 | 0 | 2180.469 | 2955.7468 | 3995.5648 | 9131.7805 | 0 | 0 | 0 | 0 | 0 | 0 | 0 | 0 | 0 | 0 | 0 | 0 | 0 | 0 | 0 | 0 | 0 | 0 | 0 | 0 | 250.7016 | 0.17693 | 0.23984 | 0.32422 | 0.74099 | 14.7681 | 20.019 | 27.0616 | 61.8488 | 0 | 1119.7
61048_G_PV1 | WECC_PNW | Oregon | 41 | Crook | 13 | 61048 | PV1 | Gala Solar | 0 | 2018 | 9999 | Solar PV | [5 empty] | Non-Fossil | G | 2025 | Solar |  | 0 | 0 | 0 | 0 | 0 | 0 | 0 | 0 | 0 | 0 | 0 | 0 | 0 | 0 | 0 | 0 | 13.4701 | 29.8783 | 46.3059 | 89.6543 | 0 | 0 | 0 | 0 | 0 | 0 | 0 | 0 | 0 | 0 | 0 | 0 | 0 | 0 | 0 | 0 | 0 | 0 | 0 | 0 | 1.405 | 0 | 0 | 0 | 0 | 0 | 0 | 0 | 0 | 0 | 50.2036
61046_G_WT1 | SPP_WAUE | South Dakota | 46 | Deuel | 39 | 61046 | WT1 | Tatanka Ridge | 0 | 2019 | 9999 | Onshore Wind | [5 empty] | Non-Fossil | G | 2025 | Wind |  | 0 | 0 | 0 | 0 | 0 | 0 | 0 | 0 | 0 | 0 | 0 | 0 | 0 | 0 | 0 | 0 | 92.0799 | 134.3481 | 128.8719 | 355.2998 | 0 | 0 | 0 | 0 | 0 | 0 | 0 | 0 | 0 | 0 | 0 | 0 | 0 | 0 | 0 | 0 | 0 | 0 | 0 | 0 | 3.7221 | 0 | 0 | 0 | 0 | 0 | 0 | 0 | 0 | 0 | 93.8322
61045_G_WT1 | WECC_PNW | Washington | 53 | Klickitat | 39 | 61045 | WT1 | Lund Hill | 0 | 2018 | 9999 | Onshore Wind | [5 empty] | Non-Fossil | G | 2025 | Wind |  | 0 | 0 | 0 | 0 | 0 | 0 | 0 | 0 | 0 | 0 | 0 | 0 | 0 | 0 | 0 | 0 | 33.2238 | 53.1766 | 64.8207 | 151.2211 | 0 | 0 | 0 | 0 | 0 | 0 | 0 | 0 | 0 | 0 | 0 | 0 | 0 | 0 | 0 | 0 | 0 | 0 | 0 | 0 | 2.4066 | 0 | 0 | 0 | 0 | 0 | 0 | 0 | 0 | 0 | 60
61044_G_WT1 | WECC_NM | New Mexico | 35 | Torrance | 57 | 61044 | WT1 | La Joya NM | 0 | 2018 | 9999 | Onshore Wind | [5 empty] | Non-Fossil | G | 2025 | Wind |  | 0 | 0 | 0 | 0 | 0 | 0 | 0 | 0 | 0 | 0 | 0 | 0 | 0 | 0 | 0 | 0 | 295.945 | 394.0007 | 336.0625 | 1026.0082 | 0 | 0 | 0 | 0 | 0 | 0 | 0 | 0 | 0 | 0 | 0 | 0 | 0 | 0 | 0 | 0 | 0 | 0 | 0 | 0 | 15.6997 | 0 | 0 | 0 | 0 | 0 | 0 | 0 | 0 | 0 | 400
61043_G_PV1 | NY_Z_C&E | New York | 36 | Ontario | 69 | 61043 | PV1 | Canandaigua Solar Array | 0 | 2016 | 9999 | Solar PV | [5 empty] | Non-Fossil | G | 2025 | Solar |  | 0 | 0 | 0 | 0 | 0 | 0 | 0 | 0 | 0 | 0 | 0 | 0 | 0 | 0 | 0 | 0 | 0.37114 | 0.80272 | 1.3127 | 2.4865 | 0 | 0 | 0 | 0 | 0 | 0 | 0 | 0 | 0 | 0 | 0 | 0 | 0 | 0 | 0 | 0 | 0 | 0 | 0 | 0 | 0.053516 | 0 | 0 | 0 | 0 | 0 | 0 | 0 | 0 | 0 | 1.9123
61042_G_PV1 | NY_Z_C&E | New York | 36 | Ontario | 69 | 61042 | PV1 | Canandaigua Westbrook Solar Array | 0 | 2017 | 9999 | Solar PV | [5 empty] | Non-Fossil | G | 2025 | Solar |  | 0 | 0 | 0 | 0 | 0 | 0 | 0 | 0 | 0 | 0 | 0 | 0 | 0 | 0 | 0 | 0 | 0.37114 | 0.80272 | 1.3127 | 2.4865 | 0 | 0 | 0 | 0 | 0 | 0 | 0 | 0 | 0 | 0 | 0 | 0 | 0 | 0 | 0 | 0 | 0 | 0 | 0 | 0 | 0.053516 | 0 | 0 | 0 | 0 | 0 | 0 | 0 | 0 | 0 | 1.9123
61040_G_WT1 | WECC_CO | Colorado | 8 | Prowers | 99 | 61040 | WT1 | Twin Buttes II Wind | 0 | 2017 | 9999 | Onshore Wind | [5 empty] | Non-Fossil | G | 2025 | Wind |  | 0 | 0 | 0 | 0 | 0 | 0 | 0 | 0 | 0 | 0 | 0 | 0 | 0 | 0 | 0 | 0 | 64.912 | 82.0851 | 78.2298 | 225.2268 | 0 | 0 | 0 | 0 | 0 | 0 | 0 | 0 | 0 | 0 | 0 | 0 | 0 | 0 | 0 | 0 | 0 | 0 | 0 | 0 | 2.1112 | 0 | 0 | 0 | 0 | 0 | 0 | 0 | 0 | 0 | 74.9281
61039_G_WT1 | NENGREST | Vermont | 50 | Bennington | 3 | 61039 | WT1 | Deerfield Wind LLC | 0 | 2017 | 9999 | Onshore Wind | [5 empty] | Non-Fossil | G | 2025 | Wind |  | 0 | 0 | 0 | 0 | 0 | 0 | 0 | 0 | 0 | 0 | 0 | 0 | 0 | 0 | 0 | 0 | 20.4206 | 26.9454 | 23.6516 | 71.0176 | 0 | 0 | 0 | 0 | 0 | 0 | 0 | 0 | 0 | 0 | 0 | 0 | 0 | 0 | 0 | 0 | 0 | 0 | 0 | 0 | 0.8453 | 0 | 0 | 0 | 0 | 0 | 0 | 0 | 0 | 0 | 30
61031_G_PV1 | PJM_Dom | North Carolina | 37 | Northampton | 131 | 61031 | PV1 | Floyd Road Solar Farm | 0 | 2017 | 9999 | Solar PV | [5 empty] | Non-Fossil | G | 2025 | Solar |  | 0 | 0 | 0 | 0 | 0 | 0 | 0 | 0 | 0 | 0 | 0 | 0 | 0 | 0 | 0 | 0 | 1.5517 | 2.6921 | 4.8414 | 9.0853 | 0 | 0 | 0 | 0 | 0 | 0 | 0 | 0 | 0 | 0 | 0 | 0 | 0 | 0 | 0 | 0 | 0 | 0 | 0 | 0 | 0.13993 | 0 | 0 | 0 | 0 | 0 | 0 | 0 | 0 | 0 | 5
61030_G_CMUSW | NY_Z_C&E | New York | 36 | Tompkins | 109 | 61030 | CMUSW | Harford Solar Farm | 0 | 2016 | 9999 | Solar PV | [5 empty] | Non-Fossil | G | 2025 | Solar |  | 0 | 0 | 0 | 0 | 0 | 0 | 0 | 0 | 0 | 0 | 0 | 0 | 0 | 0 | 0 | 0 | 0.37114 | 0.80272 | 1.3127 | 2.4865 | 0 | 0 | 0 | 0 | 0 | 0 | 0 | 0 | 0 | 0 | 0 | 0 | 0 | 0 | 0 | 0 | 0 | 0 | 0 | 0 | 0.053516 | 0 | 0 | 0 | 0 | 0 | 0 | 0 | 0 | 0 | 1.9123
6103_G_2 | PJM_WMAC | Pennsylvania | 42 | Luzerne | 79 | 6103 | 2 | TalenEnergy Susquehanna | 10456 | 1985 | 9999 | Nuclear | [5 empty] | Non-Fossil | G | 2025 |  | Nuke Retirement | 0 | 0 | 0 | 0 | 0 | 0 | 0 | 0 | 0 | 0 | 0 | 0 | 0 | 0 | 0 | 0 | 0 | 0 | 0 | 0 | 0 | 0 | 0 | 0 | 0 | 0 | 0 | 0 | 0 | 0 | 0 | 0 | 0 | 0 | 0 | 0 | 0 | 0 | 0 | 0 | 0 | 0 | 0 | 0 | 0 | 0 | 0 | 0 | 0 | 0 | 1247
6103_G_1 | PJM_WMAC | Pennsylvania | 42 | Luzerne | 79 | 6103 | 1 | TalenEnergy Susquehanna | 10456 | 1983 | 9999 | Nuclear | [5 empty] | Non-Fossil | G | 2025 |  | Nuke Retirement | 0 | 0 | 0 | 0 | 0 | 0 | 0 | 0 | 0 | 0 | 0 | 0 | 0 | 0 | 0 | 0 | 0 | 0 | 0 | 0 | 0 | 0 | 0 | 0 | 0 | 0 | 0 | 0 | 0 | 0 | 0 | 0 | 0 | 0 | 0 | 0 | 0 | 0 | 0 | 0 | 0 | 0 | 0 | 0 | 0 | 0 | 0 | 0 | 0 | 0 | 1247
61029_G_1 | FRCC | Florida | 12 | Indian River | 61 | 61029 | 1 | Blue Cypress Solar Energy Center | 0 | 2018 | 9999 | Solar PV | [5 empty] | Non-Fossil | G | 2025 | Solar |  | 0 | 0 | 0 | 0 | 0 | 0 | 0 | 0 | 0 | 0 | 0 | 0 | 0 | 0 | 0 | 0 | 23.6693 | 42.6777 | 60.7715 | 127.1184 | 0 | 0 | 0 | 0 | 0 | 0 | 0 | 0 | 0 | 0 | 0 | 0 | 0 | 0 | 0 | 0 | 0 | 0 | 0 | 0 | 2.0849 | 0 | 0 | 0 | 0 | 0 | 0 | 0 | 0 | 0 | 74.5
61027_G_PESCT | WEC_CALN | California | 6 | San Joaquin | 77 | 61027 | PESCT | Pacific Ethanol Stockton Cogen Plant | 9086 | 2016 | 9999 | Combustion Turbine | [5 empty] | Fossil | G | 2025 | NaturalGas |  | 0 | 0.00040076 | 0.00039414 | 0.0007949 | 0 | 0 | 0 | 0 | 0 | 0 | 0 | 0 | 0 | 0 | 0 | 0 | 0 | 0.044107 | 0.043379 | 0.087486 | 0 | 0.02346 | 0.023073 | 0.046533 | 0 | 2.805e-11 | 2.76e-11 | 5.565e-11 | 0 | 2.2e-06 | 2.17e-06 | 4.37e-06 | 0 | 0 | 0 | 0 | 0 | 0 | 0 | 0 | 0.06732 | 0 | 0.00069242 | 0.00068099 | 0.0013734 | 0 | 0.0014615 | 0.0015044 | 0.0029659 | 0 | 3.6
61026_G_MHB5 | NY_Z_J | New York | 36 | New York | 61 | 61026 | MHB5 | New York Presbyterian Hospital-168th St | 14397 | 2008 | 9999 | Combustion Turbine | [5 empty] | Fossil | G | 2025 | Oil |  | 0 | 0 | 0 | 0 | 0 | 0 | 0 | 0 | 0 | 0 | 0 | 0 | 0 | 0 | 0 | 0 | 0 | 0 | 0 | 0 | 0 | 0 | 0 | 0 | 0 | 0 | 0 | 0 | 0 | 0 | 0 | 0 | 0 | 0 | 0 | 0 | 0 | 0 | 0 | 0 | 0.02805 | 0 | 0 | 0 | 0 | 0 | 0 | 0 | 0 | 0 | 1.5
61026_G_MHB4 | NY_Z_J | New York | 36 | New York | 61 | 61026 | MHB4 | New York Presbyterian Hospital-168th St | 14397 | 2008 | 9999 | Combustion Turbine | [5 empty] | Fossil | G | 2025 | Oil |  | 0 | 0 | 0 | 0 | 0 | 0 | 0 | 0 | 0 | 0 | 0 | 0 | 0 | 0 | 0 | 0 | 0 | 0 | 0 | 0 | 0 | 0 | 0 | 0 | 0 | 0 | 0 | 0 | 0 | 0 | 0 | 0 | 0 | 0 | 0 | 0 | 0 | 0 | 0 | 0 | 0.02805 | 0 | 0 | 0 | 0 | 0 | 0 | 0 | 0 | 0 | 1.5
61026_G_MHB3 | NY_Z_J | New York | 36 | New York | 61 | 61026 | MHB3 | New York Presbyterian Hospital-168th St | 14397 | 2000 | 9999 | Combustion Turbine | [5 empty] | Fossil | G | 2025 | Oil |  | 0 | 0 | 0 | 0 | 0 | 0 | 0 | 0 | 0 | 0 | 0 | 0 | 0 | 0 | 0 | 0 | 0 | 0 | 0 | 0 | 0 | 0 | 0 | 0 | 0 | 0 | 0 | 0 | 0 | 0 | 0 | 0 | 0 | 0 | 0 | 0 | 0 | 0 | 0 | 0 | 0.02618 | 0 | 0 | 0 | 0 | 0 | 0 | 0 | 0 | 0 | 1.4
61026_G_MHB2 | NY_Z_J | New York | 36 | New York | 61 | 61026 | MHB2 | New York Presbyterian Hospital-168th St | 14397 | 2000 | 9999 | Combustion Turbine | [5 empty] | Fossil | G | 2025 | Oil |  | 0 | 0 | 0 | 0 | 0 | 0 | 0 | 0 | 0 | 0 | 0 | 0 | 0 | 0 | 0 | 0 | 0 | 0 | 0 | 0 | 0 | 0 | 0 | 0 | 0 | 0 | 0 | 0 | 0 | 0 | 0 | 0 | 0 | 0 | 0 | 0 | 0 | 0 | 0 | 0 | 0.02618 | 0 | 0 | 0 | 0 | 0 | 0 | 0 | 0 | 0 | 1.4
61026_G_MHB1 | NY_Z_J | New York | 36 | New York | 61 | 61026 | MHB1 | New York Presbyterian Hospital-168th St | 14397 | 2000 | 9999 | Combustion Turbine | [5 empty] | Fossil | G | 2025 | Oil |  | 0 | 0 | 0 | 0 | 0 | 0 | 0 | 0 | 0 | 0 | 0 | 0 | 0 | 0 | 0 | 0 | 0 | 0 | 0 | 0 | 0 | 0 | 0 | 0 | 0 | 0 | 0 | 0 | 0 | 0 | 0 | 0 | 0 | 0 | 0 | 0 | 0 | 0 | 0 | 0 | 0.0374 | 0 | 0 | 0 | 0 | 0 | 0 | 0 | 0 | 0 | 2
61026_G_GARG | NY_Z_J | New York | 36 | New York | 61 | 61026 | GARG | New York Presbyterian Hospital-168th St | 14397 | 2000 | 9999 | Combustion Turbine | [5 empty] | Fossil | G | 2025 | Oil |  | 0 | 0 | 0 | 0 | 0 | 0 | 0 | 0 | 0 | 0 | 0 | 0 | 0 | 0 | 0 | 0 | 0 | 0 | 0 | 0 | 0 | 0 | 0 | 0 | 0 | 0 | 0 | 0 | 0 | 0 | 0 | 0 | 0 | 0 | 0 | 0 | 0 | 0 | 0 | 0 | 0.00187 | 0 | 0 | 0 | 0 | 0 | 0 | 0 | 0 | 0 | 0.1
61026_G_CHNY2 | NY_Z_J | New York | 36 | New York | 61 | 61026 | CHNY2 | New York Presbyterian Hospital-168th St | 14397 | 2003 | 9999 | Combustion Turbine | [5 empty] | Fossil | G | 2025 | Oil |  | 0 | 0 | 0 | 0 | 0 | 0 | 0 | 0 | 0 | 0 | 0 | 0 | 0 | 0 | 0 | 0 | 0 | 0 | 0 | 0 | 0 | 0 | 0 | 0 | 0 | 0 | 0 | 0 | 0 | 0 | 0 | 0 | 0 | 0 | 0 | 0 | 0 | 0 | 0 | 0 | 0.0374 | 0 | 0 | 0 | 0 | 0 | 0 | 0 | 0 | 0 | 2
61026_G_CHNY1 | NY_Z_J | New York | 36 | New York | 61 | 61026 | CHNY1 | New York Presbyterian Hospital-168th St | 14397 | 2003 | 9999 | Combustion Turbine | [5 empty] | Fossil | G | 2025 | Oil |  | 0 | 0 | 0 | 0 | 0 | 0 | 0 | 0 | 0 | 0 | 0 | 0 | 0 | 0 | 0 | 0 | 0 | 0 | 0 | 0 | 0 | 0 | 0 | 0 | 0 | 0 | 0 | 0 | 0 | 0 | 0 | 0 | 0 | 0 | 0 | 0 | 0 | 0 | 0 | 0 | 0.0374 | 0 | 0 | 0 | 0 | 0 | 0 | 0 | 0 | 0 | 2
61025_G_EGEN1 | NY_Z_J | New York | 36 | Bronx | 5 | 61025 | EGEN1 | Montefiore - Westchester Square | 14410 | 1983 | 9999 | Combustion Turbine | [5 empty] | Fossil | G | 2025 | Oil |  | 0 | 0 | 0 | 0 | 0 | 0 | 0 | 0 | 0 | 0 | 0 | 0 | 0 | 0 | 0 | 0 | 0 | 0 | 0 | 0 | 0 | 0 | 0 | 0 | 0 | 0 | 0 | 0 | 0 | 0 | 0 | 0 | 0 | 0 | 0 | 0 | 0 | 0 | 0 | 0 | 0.037969 | 0 | 0 | 0 | 0 | 0 | 0 | 0 | 0 | 0 | 1
61024_G_1 | FRCC | Florida | 12 | Hendry | 51 | 61024 | 1 | Hammock Solar | 0 | 2017 | 9999 | Solar PV | [5 empty] | Non-Fossil | G | 2025 | Solar |  | 0 | 0 | 0 | 0 | 0 | 0 | 0 | 0 | 0 | 0 | 0 | 0 | 0 | 0 | 0 | 0 | 23.6693 | 42.6777 | 60.7715 | 127.1184 | 0 | 0 | 0 | 0 | 0 | 0 | 0 | 0 | 0 | 0 | 0 | 0 | 0 | 0 | 0 | 0 | 0 | 0 | 0 | 0 | 2.0849 | 0 | 0 | 0 | 0 | 0 | 0 | 0 | 0 | 0 | 74.5
61022_G_1 | FRCC | Florida | 12 | Putnam | 107 | 61022 | 1 | Coral Farms Solar Energy Center | 0 | 2017 | 9999 | Solar PV | [5 empty] | Non-Fossil | G | 2025 | Solar |  | 0 | 0 | 0 | 0 | 0 | 0 | 0 | 0 | 0 | 0 | 0 | 0 | 0 | 0 | 0 | 0 | 23.6693 | 42.6777 | 60.7715 | 127.1184 | 0 | 0 | 0 | 0 | 0 | 0 | 0 | 0 | 0 | 0 | 0 | 0 | 0 | 0 | 0 | 0 | 0 | 0 | 0 | 0 | 2.0849 | 0 | 0 | 0 | 0 | 0 | 0 | 0 | 0 | 0 | 74.5
61021_G_1 | FRCC | Florida | 12 | Putnam | 107 | 61021 | 1 | Horizon Solar Energy Center | 0 | 2017 | 9999 | Solar PV | [5 empty] | Non-Fossil | G | 2025 | Solar |  | 0 | 0 | 0 | 0 | 0 | 0 | 0 | 0 | 0 | 0 | 0 | 0 | 0 | 0 | 0 | 0 | 23.6693 | 42.6777 | 60.7715 | 127.1184 | 0 | 0 | 0 | 0 | 0 | 0 | 0 | 0 | 0 | 0 | 0 | 0 | 0 | 0 | 0 | 0 | 0 | 0 | 0 | 0 | 2.0849 | 0 | 0 | 0 | 0 | 0 | 0 | 0 | 0 | 0 | 74.5
61020_G_1 | FRCC | Florida | 12 | Indian River | 61 | 61020 | 1 | Indian River Solar Center | 0 | 2017 | 9999 | Solar PV | [5 empty] | Non-Fossil | G | 2025 | Solar |  | 0 | 0 | 0 | 0 | 0 | 0 | 0 | 0 | 0 | 0 | 0 | 0 | 0 | 0 | 0 | 0 | 23.6693 | 42.6777 | 60.7715 | 127.1184 | 0 | 0 | 0 | 0 | 0 | 0 | 0 | 0 | 0 | 0 | 0 | 0 | 0 | 0 | 0 | 0 | 0 | 0 | 0 | 0 | 2.0849 | 0 | 0 | 0 | 0 | 0 | 0 | 0 | 0 | 0 | 74.5
61019_G_SILER | S_VACA | North Carolina | 37 | Chatham | 37 | 61019 | SILER | Siler 421 Farm, LLC | 0 | 2016 | 9999 | Solar PV | [5 empty] | Non-Fossil | G | 2025 | Solar |  | 0 | 0 | 0 | 0 | 0 | 0 | 0 | 0 | 0 | 0 | 0 | 0 | 0 | 0 | 0 | 0 | 1.4856 | 2.6351 | 4.3945 | 8.5152 | 0 | 0 | 0 | 0 | 0 | 0 | 0 | 0 | 0 | 0 | 0 | 0 | 0 | 0 | 0 | 0 | 0 | 0 | 0 | 0 | 0.13705 | 0 | 0 | 0 | 0 | 0 | 0 | 0 | 0 | 0 | 4.897
61018_G_STAF3 | NENGREST | Massachusetts | 25 | Worcester | 27 | 61018 | STAF3 | Stafford St Solar 3 | 0 | 2017 | 9999 | Solar PV | [5 empty] | Non-Fossil | G | 2025 | Solar |  | 0 | 0 | 0 | 0 | 0 | 0 | 0 | 0 | 0 | 0 | 0 | 0 | 0 | 0 | 0 | 0 | 0.21928 | 0.45593 | 0.69655 | 1.3717 | 0 | 0 | 0 | 0 | 0 | 0 | 0 | 0 | 0 | 0 | 0 | 0 | 0 | 0 | 0 | 0 | 0 | 0 | 0 | 0 | 0.027375 | 0 | 0 | 0 | 0 | 0 | 0 | 0 | 0 | 0 | 0.97818
61017_G_STAF2 | NENGREST | Massachusetts | 25 | Worcester | 27 | 61017 | STAF2 | Stafford St Solar 2 | 0 | 2017 | 9999 | Solar PV | [5 empty] | Non-Fossil | G | 2025 | Solar |  | 0 | 0 | 0 | 0 | 0 | 0 | 0 | 0 | 0 | 0 | 0 | 0 | 0 | 0 | 0 | 0 | 0.43856 | 0.91185 | 1.3931 | 2.7435 | 0 | 0 | 0 | 0 | 0 | 0 | 0 | 0 | 0 | 0 | 0 | 0 | 0 | 0 | 0 | 0 | 0 | 0 | 0 | 0 | 0.05475 | 0 | 0 | 0 | 0 | 0 | 0 | 0 | 0 | 0 | 1.9564
61016_G_STAF1 | NENGREST | Massachusetts | 25 | Worcester | 27 | 61016 | STAF1 | Stafford St Solar 1 | 0 | 2017 | 9999 | Solar PV | [5 empty] | Non-Fossil | G | 2025 | Solar |  | 0 | 0 | 0 | 0 | 0 | 0 | 0 | 0 | 0 | 0 | 0 | 0 | 0 | 0 | 0 | 0 | 0.43856 | 0.91185 | 1.3931 | 2.7435 | 0 | 0 | 0 | 0 | 0 | 0 | 0 | 0 | 0 | 0 | 0 | 0 | 0 | 0 | 0 | 0 | 0 | 0 | 0 | 0 | 0.05475 | 0 | 0 | 0 | 0 | 0 | 0 | 0 | 0 | 0 | 1.9564
61015_G_CMUSW | NY_Z_C&E | New York | 36 | Cayuga | 11 | 61015 | CMUSW | Musgrave West Solar Farm | 0 | 2016 | 9999 | Solar PV | [5 empty] | Non-Fossil | G | 2025 | Solar |  | 0 | 0 | 0 | 0 | 0 | 0 | 0 | 0 | 0 | 0 | 0 | 0 | 0 | 0 | 0 | 0 | 0.37114 | 0.80272 | 1.3127 | 2.4865 | 0 | 0 | 0 | 0 | 0 | 0 | 0 | 0 | 0 | 0 | 0 | 0 | 0 | 0 | 0 | 0 | 0 | 0 | 0 | 0 | 0.053516 | 0 | 0 | 0 | 0 | 0 | 0 | 0 | 0 | 0 | 1.9123
61012_G_GEN3 | NY_Z_B | New York | 36 | Genesee | 37 | 61012 | GEN3 | Mill Seat Renewable Energy Facility | 14242 | 2007 | 9999 | Landfill Gas | [5 empty] | Non-Fossil | G | 2025 | LF Gas |  | 0.01805 | 0.026125 | 0.034827 | 0.079002 | 0 | 0 | 0 | 0 | 0 | 0 | 0 | 0 | 0 | 0 | 0 | 0 | 1.2674 | 1.8344 | 2.4454 | 5.5471 | 1.0402 | 1.5056 | 2.007 | 4.5528 | 0 | 0 | 0 | 0 | 0.0021734 | 0.0031458 | 0.0041935 | 0.0095126 | 0 | 0 | 0 | 0 | 0 | 0 | 0 | 0 | 0.20158 | 0.0082876 | 0.011995 | 0.01599 | 0.036273 | 0 | 0 | 0 | 0 | 0 | 0.8
61012_G_GEN2 | NY_Z_B | New York | 36 | Genesee | 37 | 61012 | GEN2 | Mill Seat Renewable Energy Facility | 14242 | 2007 | 9999 | Landfill Gas | [5 empty] | Non-Fossil | G | 2025 | LF Gas |  | 0.01805 | 0.026125 | 0.034827 | 0.079002 | 0 | 0 | 0 | 0 | 0 | 0 | 0 | 0 | 0 | 0 | 0 | 0 | 1.2674 | 1.8344 | 2.4454 | 5.5471 | 1.0402 | 1.5056 | 2.007 | 4.5528 | 0 | 0 | 0 | 0 | 0.0021734 | 0.0031458 | 0.0041935 | 0.0095126 | 0 | 0 | 0 | 0 | 0 | 0 | 0 | 0 | 0.20158 | 0.0082876 | 0.011995 | 0.01599 | 0.036273 | 0 | 0 | 0 | 0 | 0 | 0.8
61012_G_GEN1 | NY_Z_B | New York | 36 | Genesee | 37 | 61012 | GEN1 | Mill Seat Renewable Energy Facility | 14242 | 2007 | 9999 | Landfill Gas | [5 empty] | Non-Fossil | G | 2025 | LF Gas |  | 0.01805 | 0.026125 | 0.034827 | 0.079002 | 0 | 0 | 0 | 0 | 0 | 0 | 0 | 0 | 0 | 0 | 0 | 0 | 1.2674 | 1.8344 | 2.4454 | 5.5471 | 1.0402 | 1.5056 | 2.007 | 4.5528 | 0 | 0 | 0 | 0 | 0.0021734 | 0.0031458 | 0.0041935 | 0.0095126 | 0 | 0 | 0 | 0 | 0 | 0 | 0 | 0 | 0.20158 | 0.0082876 | 0.011995 | 0.01599 | 0.036273 | 0 | 0 | 0 | 0 | 0 | 0.8
61010_G_BULLO | NENGREST | Massachusetts | 25 | Bristol | 5 | 61010 | BULLO | Bullock Road Solar 1 | 0 | 2017 | 9999 | Solar PV | [5 empty] | Non-Fossil | G | 2025 | Solar |  | 0 | 0 | 0 | 0 | 0 | 0 | 0 | 0 | 0 | 0 | 0 | 0 | 0 | 0 | 0 | 0 | 0.85519 | 1.7781 | 2.7165 | 5.3498 | 0 | 0 | 0 | 0 | 0 | 0 | 0 | 0 | 0 | 0 | 0 | 0 | 0 | 0 | 0 | 0 | 0 | 0 | 0 | 0 | 0.10676 | 0 | 0 | 0 | 0 | 0 | 0 | 0 | 0 | 0 | 3.8149
6101_B_BW91 | WECC_WY | Wyoming | 56 | Campbell | 5 | 6101 | BW91 | Wyodak | 12028 | 1978 | 9999 | Coal Steam | wall | dry | Bag House + Dry Scrubber + ACI | LNBO | Dry Scrubber | Fossil | B | 2025 | Coal |  | 6.8111 | 9.2328 | 12.6092 | 28.6532 | 0 | 0 | 0 | 0 | 6.8111 | 9.2328 | 12.6092 | 28.6532 | 0 | 0 | 0 | 0 | 566.2713 | 767.6122 | 1048.3214 | 2382.2049 | 729.8106 | 989.2988 | 1351.0768 | 3070.1862 | 0.0019109 | 0.0025904 | 0.0035377 | 0.008039 | 0.77364 | 1.0487 | 1.4322 | 3.2546 | 0.59659 | 0.80871 | 1.1045 | 2.5098 | 0.0034056 | 0.0046164 | 0.0063047 | 0.014327 | 15.1878 | 2.8186 | 3.8207 | 5.2179 | 11.8572 | 5.3479 | 7.2494 | 9.9004 | 22.4977 | 0 | 332 | Scrubber / Mercury Control | Dry Scrubber
61009_G_SPRIN | NENGREST | Massachusetts | 25 | Plymouth | 23 | 61009 | SPRIN | Spring Street Solar 1 CSG | 0 | 2017 | 9999 | Solar PV | [5 empty] | Non-Fossil | G | 2025 | Solar |  | 0 | 0 | 0 | 0 | 0 | 0 | 0 | 0 | 0 | 0 | 0 | 0 | 0 | 0 | 0 | 0 | 0.43856 | 0.91185 | 1.3931 | 2.7435 | 0 | 0 | 0 | 0 | 0 | 0 | 0 | 0 | 0 | 0 | 0 | 0 | 0 | 0 | 0 | 0 | 0 | 0 | 0 | 0 | 0.05475 | 0 | 0 | 0 | 0 | 0 | 0 | 0 | 0 | 0 | 1.9564
61008_G_BROOK | NENGREST | Massachusetts | 25 | Plymouth | 23 | 61008 | BROOK | Brook Street Solar 1 | 0 | 2017 | 9999 | Solar PV | [5 empty] | Non-Fossil | G | 2025 | Solar |  | 0 | 0 | 0 | 0 | 0 | 0 | 0 | 0 | 0 | 0 | 0 | 0 | 0 | 0 | 0 | 0 | 1.0964 | 2.2796 | 3.4827 | 6.8587 | 0 | 0 | 0 | 0 | 0 | 0 | 0 | 0 | 0 | 0 | 0 | 0 | 0 | 0 | 0 | 0 | 0 | 0 | 0 | 0 | 0.13687 | 0 | 0 | 0 | 0 | 0 | 0 | 0 | 0 | 0 | 4.8909
61007_G_REDBR | NENGREST | Massachusetts | 25 | Plymouth | 23 | 61007 | REDBR | Redbrook Solar 1 | 0 | 2017 | 9999 | Solar PV | [5 empty] | Non-Fossil | G | 2025 | Solar |  | 0 | 0 | 0 | 0 | 0 | 0 | 0 | 0 | 0 | 0 | 0 | 0 | 0 | 0 | 0 | 0 | 0.87712 | 1.8237 | 2.7862 | 5.487 | 0 | 0 | 0 | 0 | 0 | 0 | 0 | 0 | 0 | 0 | 0 | 0 | 0 | 0 | 0 | 0 | 0 | 0 | 0 | 0 | 0.1095 | 0 | 0 | 0 | 0 | 0 | 0 | 0 | 0 | 0 | 3.9127
61006_G_SCAIR | WEC_BANC | California | 6 | Sacramento | 67 | 61006 | SCAIR | SCDA Solar 1 | 0 | 2017 | 9999 | Solar PV | [5 empty] | Non-Fossil | G | 2025 | Solar |  | 0 | 0 | 0 | 0 | 0 | 0 | 0 | 0 | 0 | 0 | 0 | 0 | 0 | 0 | 0 | 0 | 2.4194 | 5.259 | 8.2522 | 15.9306 | 0 | 0 | 0 | 0 | 0 | 0 | 0 | 0 | 0 | 0 | 0 | 0 | 0 | 0 | 0 | 0 | 0 | 0 | 0 | 0 | 0.1959 | 0 | 0 | 0 | 0 | 0 | 0 | 0 | 0 | 0 | 7
61005_G_W3 | PJM_ATSI | Ohio | 39 | Marion | 101 | 61005 | W3 | Whirlpool Corporation - Marion Wind Farm | 0 | 2017 | 9999 | Onshore Wind | [5 empty] | Non-Fossil | G | 2025 | Wind |  | 0 | 0 | 0 | 0 | 0 | 0 | 0 | 0 | 0 | 0 | 0 | 0 | 0 | 0 | 0 | 0 | 0.88604 | 1.232 | 0.80731 | 2.9253 | 0 | 0 | 0 | 0 | 0 | 0 | 0 | 0 | 0 | 0 | 0 | 0 | 0 | 0 | 0 | 0 | 0 | 0 | 0 | 0 | 0.058686 | 0 | 0 | 0 | 0 | 0 | 0 | 0 | 0 | 0 | 1.5
61005_G_W2 | PJM_ATSI | Ohio | 39 | Marion | 101 | 61005 | W2 | Whirlpool Corporation - Marion Wind Farm | 0 | 2017 | 9999 | Onshore Wind | [5 empty] | Non-Fossil | G | 2025 | Wind |  | 0 | 0 | 0 | 0 | 0 | 0 | 0 | 0 | 0 | 0 | 0 | 0 | 0 | 0 | 0 | 0 | 0.88604 | 1.232 | 0.80731 | 2.9253 | 0 | 0 | 0 | 0 | 0 | 0 | 0 | 0 | 0 | 0 | 0 | 0 | 0 | 0 | 0 | 0 | 0 | 0 | 0 | 0 | 0.058686 | 0 | 0 | 0 | 0 | 0 | 0 | 0 | 0 | 0 | 1.5
61005_G_W1 | PJM_ATSI | Ohio | 39 | Marion | 101 | 61005 | W1 | Whirlpool Corporation - Marion Wind Farm | 0 | 2017 | 9999 | Onshore Wind | [5 empty] | Non-Fossil | G | 2025 | Wind |  | 0 | 0 | 0 | 0 | 0 | 0 | 0 | 0 | 0 | 0 | 0 | 0 | 0 | 0 | 0 | 0 | 0.88604 | 1.232 | 0.80731 | 2.9253 | 0 | 0 | 0 | 0 | 0 | 0 | 0 | 0 | 0 | 0 | 0 | 0 | 0 | 0 | 0 | 0 | 0 | 0 | 0 | 0 | 0.058686 | 0 | 0 | 0 | 0 | 0 | 0 | 0 | 0 | 0 | 1.5
61004_G_W1 | PJM_West | Ohio | 39 | Putnam | 137 | 61004 | W1 | Whirlpool Corporation - Ottawa Wind Farm | 0 | 2017 | 9999 | Onshore Wind | [5 empty] | Non-Fossil | G | 2025 | Wind |  | 0 | 0 | 0 | 0 | 0 | 0 | 0 | 0 | 0 | 0 | 0 | 0 | 0 | 0 | 0 | 0 | 1.1742 | 1.439 | 0.90275 | 3.516 | 0 | 0 | 0 | 0 | 0 | 0 | 0 | 0 | 0 | 0 | 0 | 0 | 0 | 0 | 0 | 0 | 0 | 0 | 0 | 0 | 0.036433 | 0 | 0 | 0 | 0 | 0 | 0 | 0 | 0 | 0 | 1.293
61003_G_CMUSW | NY_Z_C&E | New York | 36 | Cayuga | 11 | 61003 | CMUSW | Musgrave East Solar Farm | 0 | 2016 | 9999 | Solar PV | [5 empty] | Non-Fossil | G | 2025 | Solar |  | 0 | 0 | 0 | 0 | 0 | 0 | 0 | 0 | 0 | 0 | 0 | 0 | 0 | 0 | 0 | 0 | 0.37114 | 0.80272 | 1.3127 | 2.4865 | 0 | 0 | 0 | 0 | 0 | 0 | 0 | 0 | 0 | 0 | 0 | 0 | 0 | 0 | 0 | 0 | 0 | 0 | 0 | 0 | 0.053516 | 0 | 0 | 0 | 0 | 0 | 0 | 0 | 0 | 0 | 1.9123
61002_G_PORT1 | NENGREST | Rhode Island | 44 | Newport | 5 | 61002 | PORT1 | WED Portsmouth One, LLC | 0 | 2016 | 9999 | Onshore Wind | [5 empty] | Non-Fossil | G | 2025 | Wind |  | 0 | 0 | 0 | 0 | 0 | 0 | 0 | 0 | 0 | 0 | 0 | 0 | 0 | 0 | 0 | 0 | 0.76809 | 1.0826 | 0.83033 | 2.681 | 0 | 0 | 0 | 0 | 0 | 0 | 0 | 0 | 0 | 0 | 0 | 0 | 0 | 0 | 0 | 0 | 0 | 0 | 0 | 0 | 0.042265 | 0 | 0 | 0 | 0 | 0 | 0 | 0 | 0 | 0 | 1.5
61000_G_2 | S_SOU | Georgia | 13 | Richmond | 245 | 61000 | 2 | King Mill | 0 | 1944 | 9999 | Hydro | [5 empty] | Non-Fossil | G | 2025 | Hydro |  | 0 | 0 | 0 | 0 | 0 | 0 | 0 | 0 | 0 | 0 | 0 | 0 | 0 | 0 | 0 | 0 | 0.60411 | 0.67798 | 0.82921 | 2.1113 | 0 | 0 | 0 | 0 | 0 | 0 | 0 | 0 | 0 | 0 | 0 | 0 | 0 | 0 | 0 | 0 | 0 | 0 | 0 | 0 | 0.020845 | 0.0016069 | 0.0018034 | 0.0022057 | 0.0056161 | 0 | 0 | 0 | 0 | 0 | 1.4
61000_G_1 | S_SOU | Georgia | 13 | Richmond | 245 | 61000 | 1 | King Mill | 0 | 1944 | 9999 | Hydro | [5 empty] | Non-Fossil | G | 2025 | Hydro |  | 0 | 0 | 0 | 0 | 0 | 0 | 0 | 0 | 0 | 0 | 0 | 0 | 0 | 0 | 0 | 0 | 0.25891 | 0.29056 | 0.35538 | 0.90485 | 0 | 0 | 0 | 0 | 0 | 0 | 0 | 0 | 0 | 0 | 0 | 0 | 0 | 0 | 0 | 0 | 0 | 0 | 0 | 0 | 0.0089337 | 0.00068869 | 0.0007729 | 0.0009453 | 0.0024069 | 0 | 0 | 0 | 0 | 0 | 0.6
6100_G_3 | WEC_CALN | California | 6 | Fresno | 19 | 6100 | 3 | Helms Pumped Storage | 0 | 1984 | 9999 | Pumped Storage | [5 empty] | Non-Fossil | G | 2025 | Pumps |  | 0 | 0 | 0 | 0 | 0 | 0 | 0 | 0 | 0 | 0 | 0 | 0 | 0 | 0 | 0 | 0 | 39.5766 | 163.736 | 205.341 | 408.6536 | 0 | 0 | 0 | 0 | 0 | 0 | 0 | 0 | 0 | 0 | 0 | 0 | 0 | 0 | 0 | 0 | 0 | 0 | 0 | 0 | 6.9774 | 0.40258 | 1.6655 | 2.0887 | 4.1569 | 0 | 0 | 0 | 0 | 0 | 404
6100_G_2 | WEC_CALN | California | 6 | Fresno | 19 | 6100 | 2 | Helms Pumped Storage | 0 | 1984 | 9999 | Pumped Storage | [5 empty] | Non-Fossil | G | 2025 | Pumps |  | 0 | 0 | 0 | 0 | 0 | 0 | 0 | 0 | 0 | 0 | 0 | 0 | 0 | 0 | 0 | 0 | 39.5766 | 163.736 | 205.341 | 408.6536 | 0 | 0 | 0 | 0 | 0 | 0 | 0 | 0 | 0 | 0 | 0 | 0 | 0 | 0 | 0 | 0 | 0 | 0 | 0 | 0 | 6.9774 | 0.40258 | 1.6655 | 2.0887 | 4.1569 | 0 | 0 | 0 | 0 | 0 | 404
60996_G_PV1 | WECC_AZ | Arizona | 4 | Pima | 19 | 60996 | PV1 | Iron Horse Battery Storage | 0 | 2017 | 9999 | Solar PV | [5 empty] | Non-Fossil | G | 2025 | Solar |  | 0 | 0 | 0 | 0 | 0 | 0 | 0 | 0 | 0 | 0 | 0 | 0 | 0 | 0 | 0 | 0 | 0.90023 | 1.6242 | 2.3523 | 4.8768 | 0 | 0 | 0 | 0 | 0 | 0 | 0 | 0 | 0 | 0 | 0 | 0 | 0 | 0 | 0 | 0 | 0 | 0 | 0 | 0 | 0.090068 | 0 | 0 | 0 | 0 | 0 | 0 | 0 | 0 | 0 | 1.9953
60996_G_BA1 | WECC_AZ | Arizona | 4 | Pima | 19 | 60996 | BA1 | Iron Horse Battery Storage | 0 | 2017 | 9999 | Energy Storage | [5 empty] | Non-Fossil | G | 2025 | EnerStor |  | 0 | 0 | 0 | 0 | 0 | 0 | 0 | 0 | 0 | 0 | 0 | 0 | 0 | 0 | 0 | 0 | 3.2649 | 6.628 | 5.8886 | 15.7815 | 0 | 0 | 0 | 0 | 0 | 0 | 0 | 0 | 0 | 0 | 0 | 0 | 0 | 0 | 0 | 0 | 0 | 0 | 0 | 0 | 0 | 0 | 0 | 0 | 0 | 0 | 0 | 0 | 0 | 0 | 10
60995_G_1 | WEC_SDGE | California | 6 | San Diego | 73 | 60995 | 1 | Ramona Solar Energy | 0 | 2017 | 9999 | Solar PV | [5 empty] | Non-Fossil | G | 2025 | Solar |  | 0 | 0 | 0 | 0 | 0 | 0 | 0 | 0 | 0 | 0 | 0 | 0 | 0 | 0 | 0 | 0 | 1.4866 | 3.1673 | 4.9808 | 9.6347 | 0 | 0 | 0 | 0 | 0 | 0 | 0 | 0 | 0 | 0 | 0 | 0 | 0 | 0 | 0 | 0 | 0 | 0 | 0 | 0 | 0.10634 | 0 | 0 | 0 | 0 | 0 | 0 | 0 | 0 | 0 | 3.8
60994_G_GEN1 | PJM_EMAC | New Jersey | 34 | Ocean | 29 | 60994 | GEN1 | French's Landfill PV | 0 | 2014 | 9999 | Solar PV | [5 empty] | Non-Fossil | G | 2025 | Solar |  | 0 | 0 | 0 | 0 | 0 | 0 | 0 | 0 | 0 | 0 | 0 | 0 | 0 | 0 | 0 | 0 | 0.1058 | 0.22841 | 0.36293 | 0.69714 | 0 | 0 | 0 | 0 | 0 | 0 | 0 | 0 | 0 | 0 | 0 | 0 | 0 | 0 | 0 | 0 | 0 | 0 | 0 | 0 | 0.017568 | 0 | 0 | 0 | 0 | 0 | 0 | 0 | 0 | 0 | 0.48705
60993_G_PV1 | S_VACA | South Carolina | 45 | Darlington | 31 | 60993 | PV1 | Darlington Solar, LLC | 0 | 2016 | 9999 | Solar PV | [5 empty] | Non-Fossil | G | 2025 | Solar |  | 0 | 0 | 0 | 0 | 0 | 0 | 0 | 0 | 0 | 0 | 0 | 0 | 0 | 0 | 0 | 0 | 3.1224 | 5.6524 | 9.2352 | 18.01 | 0 | 0 | 0 | 0 | 0 | 0 | 0 | 0 | 0 | 0 | 0 | 0 | 0 | 0 | 0 | 0 | 0 | 0 | 0 | 0 | 0.27985 | 0 | 0 | 0 | 0 | 0 | 0 | 0 | 0 | 0 | 10
60991_G_STER1 | SPP_SPS | New Mexico | 35 | Lea | 25 | 60991 | STER1 | Sterling I Wind Farm | 0 | 2017 | 9999 | Onshore Wind | [5 empty] | Non-Fossil | G | 2025 | Wind |  | 0 | 0 | 0 | 0 | 0 | 0 | 0 | 0 | 0 | 0 | 0 | 0 | 0 | 0 | 0 | 0 | 27.7293 | 38.8737 | 40.8224 | 107.4254 | 0 | 0 | 0 | 0 | 0 | 0 | 0 | 0 | 0 | 0 | 0 | 0 | 0 | 0 | 0 | 0 | 0 | 0 | 0 | 0 | 0.84249 | 0 | 0 | 0 | 0 | 0 | 0 | 0 | 0 | 0 | 29.9
60990_G_PV1 | PJM_EMAC | New Jersey | 34 | Burlington | 5 | 60990 | PV1 | Florence Solar W3-080, LLC | 0 | 2016 | 9999 | Solar PV | [5 empty] | Non-Fossil | G | 2025 | Solar |  | 0 | 0 | 0 | 0 | 0 | 0 | 0 | 0 | 0 | 0 | 0 | 0 | 0 | 0 | 0 | 0 | 1.6717 | 3.6089 | 5.7343 | 11.0148 | 0 | 0 | 0 | 0 | 0 | 0 | 0 | 0 | 0 | 0 | 0 | 0 | 0 | 0 | 0 | 0 | 0 | 0 | 0 | 0 | 0.27758 | 0 | 0 | 0 | 0 | 0 | 0 | 0 | 0 | 0 | 7.6954
6099_G_2 | WEC_CALN | California | 6 | San Luis Obispo | 79 | 6099 | 2 | Diablo Canyon | 10456 | 1986 | 9999 | Nuclear | [5 empty] | Non-Fossil | G | 2025 | Nuclear |  | 22.3242 | 30.2617 | 40.9077 | 93.4937 | 0 | 0 | 0 | 0 | 0 | 0 | 0 | 0 | 0 | 0 | 0 | 0 | 2135.0651 | 2894.1994 | 3912.3653 | 8941.6298 | 0 | 0 | 0 | 0 | 0 | 0 | 0 | 0 | 0 | 0 | 0 | 0 | 0 | 0 | 0 | 0 | 0 | 0 | 0 | 0 | 270.9189 | 0.20625 | 0.27958 | 0.37793 | 0.86376 | 14.4606 | 19.6022 | 26.4981 | 60.561 | 0 | 1118
6099_G_1 | WEC_CALN | California | 6 | San Luis Obispo | 79 | 6099 | 1 | Diablo Canyon | 10456 | 1985 | 9999 | Nuclear | [5 empty] | Non-Fossil | G | 2025 | Nuclear | Nuke Retirement | 0.040067 | 0.054313 | 0.073421 | 0.1678 | 0 | 0 | 0 | 0 | 0 | 0 | 0 | 0 | 0 | 0 | 0 | 0 | 3.832 | 5.1945 | 7.0219 | 16.0483 | 0 | 0 | 0 | 0 | 0 | 0 | 0 | 0 | 0 | 0 | 0 | 0 | 0 | 0 | 0 | 0 | 0 | 0 | 0 | 0 | 0.48541 | 0.00035536 | 0.00048171 | 0.00065118 | 0.0014883 | 0.025954 | 0.035182 | 0.047559 | 0.10869 | 0 | 1122
60989_G_PV1 | ERC_WEST | Texas | 48 | Brewster | 43 | 60989 | PV1 | SolaireHolman Solar Project | 0 | 2017 | 9999 | Solar PV | [5 empty] | Non-Fossil | G | 2025 | Solar |  | 0 | 0 | 0 | 0 | 0 | 0 | 0 | 0 | 0 | 0 | 0 | 0 | 0 | 0 | 0 | 0 | 22.5124 | 32.4722 | 56.4715 | 111.4562 | 0 | 0 | 0 | 0 | 0 | 0 | 0 | 0 | 0 | 0 | 0 | 0 | 0 | 0 | 0 | 0 | 0 | 0 | 0 | 0 | 1.3993 | 0 | 0 | 0 | 0 | 0 | 0 | 0 | 0 | 0 | 50
60987_G_GEN1 | ERC_WEST | Texas | 48 | Reagan | 383 | 60987 | GEN1 | Santa Rita Wind Energy | 0 | 2018 | 9999 | Onshore Wind | [5 empty] | Non-Fossil | G | 2025 | Wind |  | 0 | 0 | 0 | 0 | 0 | 0 | 0 | 0 | 0 | 0 | 0 | 0 | 0 | 0 | 0 | 0 | 210.4703 | 309.5033 | 314.1789 | 834.1525 | 0 | 0 | 0 | 0 | 0 | 0 | 0 | 0 | 0 | 0 | 0 | 0 | 0 | 0 | 0 | 0 | 0 | 0 | 0 | 0 | 8.453 | 0 | 0 | 0 | 0 | 0 | 0 | 0 | 0 | 0 | 300
60986_G_SO212 | NENGREST | Massachusetts | 25 | Worcester | 27 | 60986 | SO212 | AIS Solar Project | 0 | 2016 | 9999 | Solar PV | [5 empty] | Non-Fossil | G | 2025 | Solar |  | 0 | 0 | 0 | 0 | 0 | 0 | 0 | 0 | 0 | 0 | 0 | 0 | 0 | 0 | 0 | 0 | 0.5482 | 1.1398 | 1.7414 | 3.4294 | 0 | 0 | 0 | 0 | 0 | 0 | 0 | 0 | 0 | 0 | 0 | 0 | 0 | 0 | 0 | 0 | 0 | 0 | 0 | 0 | 0.068437 | 0 | 0 | 0 | 0 | 0 | 0 | 0 | 0 | 0 | 2.4455
60985_G_ESPV | PJM_EMAC | Pennsylvania | 42 | Lancaster | 71 | 60985 | ESPV | Elizabethtown Solar | 0 | 2016 | 9999 | Solar PV | [5 empty] | Non-Fossil | G | 2025 | Solar |  | 0 | 0 | 0 | 0 | 0 | 0 | 0 | 0 | 0 | 0 | 0 | 0 | 0 | 0 | 0 | 0 | 0.49715 | 1.1378 | 1.8796 | 3.5145 | 0 | 0 | 0 | 0 | 0 | 0 | 0 | 0 | 0 | 0 | 0 | 0 | 0 | 0 | 0 | 0 | 0 | 0 | 0 | 0 | 0.055971 | 0 | 0 | 0 | 0 | 0 | 0 | 0 | 0 | 0 | 2
60984_G_PV1 | WEC_SDGE | California | 6 | San Diego | 73 | 60984 | PV1 | Lindberg Field Solar 2 | 0 | 2017 | 9999 | Solar PV | [5 empty] | Non-Fossil | G | 2025 | Solar |  | 0 | 0 | 0 | 0 | 0 | 0 | 0 | 0 | 0 | 0 | 0 | 0 | 0 | 0 | 0 | 0 | 0.74331 | 1.5837 | 2.4904 | 4.8174 | 0 | 0 | 0 | 0 | 0 | 0 | 0 | 0 | 0 | 0 | 0 | 0 | 0 | 0 | 0 | 0 | 0 | 0 | 0 | 0 | 0.053172 | 0 | 0 | 0 | 0 | 0 | 0 | 0 | 0 | 0 | 1.9
60983_G_BWIND | ERC_REST | Texas | 48 | Erath | 143 | 60983 | BWIND | Buckthorn Wind Project | 0 | 2017 | 9999 | Onshore Wind | [5 empty] | Non-Fossil | G | 2025 | Wind |  | 0 | 0 | 0 | 0 | 0 | 0 | 0 | 0 | 0 | 0 | 0 | 0 | 0 | 0 | 0 | 0 | 72.1736 | 103.9523 | 124.0298 | 300.1556 | 0 | 0 | 0 | 0 | 0 | 0 | 0 | 0 | 0 | 0 | 0 | 0 | 0 | 0 | 0 | 0 | 0 | 0 | 0 | 0 | 2.8318 | 0 | 0 | 0 | 0 | 0 | 0 | 0 | 0 | 0 | 100.5
60982_G_1 | S_VACA | North Carolina | 37 | Duplin | 61 | 60982 | 1 | Atkinson Farm Solar | 0 | 2015 | 9999 | Solar PV | [5 empty] | Non-Fossil | G | 2025 | Solar |  | 0 | 0 | 0 | 0 | 0 | 0 | 0 | 0 | 0 | 0 | 0 | 0 | 0 | 0 | 0 | 0 | 1.5159 | 2.6889 | 4.4842 | 8.689 | 0 | 0 | 0 | 0 | 0 | 0 | 0 | 0 | 0 | 0 | 0 | 0 | 0 | 0 | 0 | 0 | 0 | 0 | 0 | 0 | 0.13984 | 0 | 0 | 0 | 0 | 0 | 0 | 0 | 0 | 0 | 4.997
60981_G_WS526 | WEC_CALN | California | 6 | Fresno | 19 | 60981 | WS526 | NextEra Westside PV | 0 | 2017 | 9999 | Solar PV | [5 empty] | Non-Fossil | G | 2025 | Solar |  | 0 | 0 | 0 | 0 | 0 | 0 | 0 | 0 | 0 | 0 | 0 | 0 | 0 | 0 | 0 | 0 | 7.5037 | 14.9373 | 24.4904 | 46.9314 | 0 | 0 | 0 | 0 | 0 | 0 | 0 | 0 | 0 | 0 | 0 | 0 | 0 | 0 | 0 | 0 | 0 | 0 | 0 | 0 | 0.63983 | 0 | 0 | 0 | 0 | 0 | 0 | 0 | 0 | 0 | 19.9809
60980_G_PV1 | S_VACA | North Carolina | 37 | Robeson | 155 | 60980 | PV1 | ZV Solar 1 | 0 | 2016 | 9999 | Solar PV | [5 empty] | Non-Fossil | G | 2025 | Solar |  | 0 | 0 | 0 | 0 | 0 | 0 | 0 | 0 | 0 | 0 | 0 | 0 | 0 | 0 | 0 | 0 | 1.5159 | 2.6889 | 4.4842 | 8.689 | 0 | 0 | 0 | 0 | 0 | 0 | 0 | 0 | 0 | 0 | 0 | 0 | 0 | 0 | 0 | 0 | 0 | 0 | 0 | 0 | 0.13984 | 0 | 0 | 0 | 0 | 0 | 0 | 0 | 0 | 0 | 4.997
6098_G_D1 | MIS_MAPP | South Dakota | 46 | Grant | 51 | 6098 | D1 | Big Stone | 12822 | 1975 | 9999 | Combustion Turbine | [5 empty] | Fossil | G | 2025 | Oil |  | 0 | 0 | 0 | 0 | 0 | 0 | 0 | 0 | 0 | 0 | 0 | 0 | 0 | 0 | 0 | 0 | 0 | 0 | 0 | 0 | 0 | 0 | 0 | 0 | 0 | 0 | 0 | 0 | 0 | 0 | 0 | 0 | 0 | 0 | 0 | 0 | 0 | 0 | 0 | 0 | 0.01122 | 0 | 0 | 0 | 0 | 0 | 0 | 0 | 0 | 0 | 0.6
6098_B_1 | MIS_MAPP | South Dakota | 46 | Grant | 51 | 6098 | 1 | Big Stone | 10927 | 1975 | 9999 | Coal Steam | cyclone | wet | Bag House + Dry Scrubber + SCR + ACI | OFA | Dry Scrubber | Fossil | B | 2025 | Coal |  | 6.2072 | 0 | 8.9974 | 15.2046 | 0 | 0 | 0 | 0 | 6.2072 | 0 | 8.9974 | 15.2046 | 0 | 0 | 0 | 0 | 568.0623 | 0 | 823.4124 | 1391.4747 | 668.8276 | 0 | 969.4728 | 1638.3004 | 0.001941 | 0 | 0.0028135 | 0.0047545 | 0.25769 | 0 | 0.37353 | 0.63122 | 0.24829 | 0 | 0.3599 | 0.60819 | 0.0031038 | 0 | 0.0044989 | 0.0076027 | 25.0817 | 3.3758 | 0 | 4.8932 | 8.269 | 10.8933 | 0 | 15.7899 | 26.6832 | 0 | 474 | Scrubber / SCR / Mercury Control | Dry Scrubber
60979_G_PV1 | WECC_SCE | California | 6 | Orange | 59 | 60979 | PV1 | CSUF Nutwood Solar | 0 | 2016 | 9999 | Solar PV | [5 empty] | Non-Fossil | G | 2025 | Solar |  | 0 | 0 | 0 | 0 | 0 | 0 | 0 | 0 | 0 | 0 | 0 | 0 | 0 | 0 | 0 | 0 | 0.92566 | 1.7174 | 2.6618 | 5.3048 | 0 | 0 | 0 | 0 | 0 | 0 | 0 | 0 | 0 | 0 | 0 | 0 | 0 | 0 | 0 | 0 | 0 | 0 | 0 | 0 | 0.079481 | 0 | 0 | 0 | 0 | 0 | 0 | 0 | 0 | 0 | 2.2
60978_G_PV1 | WECC_SCE | California | 6 | Orange | 59 | 60978 | PV1 | CSUF State College | 0 | 2016 | 9999 | Solar PV | [5 empty] | Non-Fossil | G | 2025 | Solar |  | 0 | 0 | 0 | 0 | 0 | 0 | 0 | 0 | 0 | 0 | 0 | 0 | 0 | 0 | 0 | 0 | 0.46283 | 0.85868 | 1.3309 | 2.6524 | 0 | 0 | 0 | 0 | 0 | 0 | 0 | 0 | 0 | 0 | 0 | 0 | 0 | 0 | 0 | 0 | 0 | 0 | 0 | 0 | 0.03974 | 0 | 0 | 0 | 0 | 0 | 0 | 0 | 0 | 0 | 1.1
60976_G_PV1 | WECC_PNW | Oregon | 41 | Deschutes | 17 | 60976 | PV1 | OSLH, LLC | 0 | 2016 | 9999 | Solar PV | [5 empty] | Non-Fossil | G | 2025 | Solar |  | 0 | 0 | 0 | 0 | 0 | 0 | 0 | 0 | 0 | 0 | 0 | 0 | 0 | 0 | 0 | 0 | 2.3813 | 5.2821 | 8.1862 | 15.8496 | 0 | 0 | 0 | 0 | 0 | 0 | 0 | 0 | 0 | 0 | 0 | 0 | 0 | 0 | 0 | 0 | 0 | 0 | 0 | 0 | 0.24838 | 0 | 0 | 0 | 0 | 0 | 0 | 0 | 0 | 0 | 8.8753
60975_G_WS532 | WEC_CALN | California | 6 | Fresno | 19 | 60975 | WS532 | Whitney Point Solar | 0 | 2017 | 9999 | Solar PV | [5 empty] | Non-Fossil | G | 2025 | Solar |  | 0 | 0 | 0 | 0 | 0 | 0 | 0 | 0 | 0 | 0 | 0 | 0 | 0 | 0 | 0 | 0 | 7.5037 | 14.9373 | 24.4904 | 46.9314 | 0 | 0 | 0 | 0 | 0 | 0 | 0 | 0 | 0 | 0 | 0 | 0 | 0 | 0 | 0 | 0 | 0 | 0 | 0 | 0 | 0.63983 | 0 | 0 | 0 | 0 | 0 | 0 | 0 | 0 | 0 | 19.9809
60974_G_2BESS | WEC_LADW | California | 6 | Los Angeles | 37 | 60974 | 2BESS | Glendale Battery Energy Storage System | 0 | 2017 | 9999 | Energy Storage | [5 empty] | Non-Fossil | G | 2025 | EnerStor |  | 0 | 0 | 0 | 0 | 0 | 0 | 0 | 0 | 0 | 0 | 0 | 0 | 0 | 0 | 0 | 0 | 0.94218 | 1.7561 | 2.1631 | 4.8614 | 0 | 0 | 0 | 0 | 0 | 0 | 0 | 0 | 0 | 0 | 0 | 0 | 0 | 0 | 0 | 0 | 0 | 0 | 0 | 0 | 0 | 0 | 0 | 0 | 0 | 0 | 0 | 0 | 0 | 0 | 2
60971_G_PV3 | MIS_MNWI | Minnesota | 27 | Stearns | 145 | 60971 | PV3 | Michael Solar | 0 | 2017 | 9999 | Solar PV | [5 empty] | Non-Fossil | G | 2025 | Solar |  | 0 | 0 | 0 | 0 | 0 | 0 | 0 | 0 | 0 | 0 | 0 | 0 | 0 | 0 | 0 | 0 | 0.23163 | 0.49503 | 0.75955 | 1.4862 | 0 | 0 | 0 | 0 | 0 | 0 | 0 | 0 | 0 | 0 | 0 | 0 | 0 | 0 | 0 | 0 | 0 | 0 | 0 | 0 | 0.026358 | 0 | 0 | 0 | 0 | 0 | 0 | 0 | 0 | 0 | 0.94186
60971_G_PV2 | MIS_MNWI | Minnesota | 27 | Stearns | 145 | 60971 | PV2 | Michael Solar | 0 | 2017 | 9999 | Solar PV | [5 empty] | Non-Fossil | G | 2025 | Solar |  | 0 | 0 | 0 | 0 | 0 | 0 | 0 | 0 | 0 | 0 | 0 | 0 | 0 | 0 | 0 | 0 | 0.23163 | 0.49503 | 0.75955 | 1.4862 | 0 | 0 | 0 | 0 | 0 | 0 | 0 | 0 | 0 | 0 | 0 | 0 | 0 | 0 | 0 | 0 | 0 | 0 | 0 | 0 | 0.026358 | 0 | 0 | 0 | 0 | 0 | 0 | 0 | 0 | 0 | 0.94186
60971_G_PV1 | MIS_MNWI | Minnesota | 27 | Stearns | 145 | 60971 | PV1 | Michael Solar | 0 | 2017 | 9999 | Solar PV | [5 empty] | Non-Fossil | G | 2025 | Solar |  | 0 | 0 | 0 | 0 | 0 | 0 | 0 | 0 | 0 | 0 | 0 | 0 | 0 | 0 | 0 | 0 | 0.23163 | 0.49503 | 0.75955 | 1.4862 | 0 | 0 | 0 | 0 | 0 | 0 | 0 | 0 | 0 | 0 | 0 | 0 | 0 | 0 | 0 | 0 | 0 | 0 | 0 | 0 | 0.026358 | 0 | 0 | 0 | 0 | 0 | 0 | 0 | 0 | 0 | 0.94186
60967_G_10016 | NY_Z_C&E | New York | 36 | Oneida | 65 | 60967 | 10016 | Onyx - Lamphear Road | 0 | 2016 | 9999 | Solar PV | [5 empty] | Non-Fossil | G | 2025 | Solar |  | 0 | 0 | 0 | 0 | 0 | 0 | 0 | 0 | 0 | 0 | 0 | 0 | 0 | 0 | 0 | 0 | 0.37114 | 0.80272 | 1.3127 | 2.4865 | 0 | 0 | 0 | 0 | 0 | 0 | 0 | 0 | 0 | 0 | 0 | 0 | 0 | 0 | 0 | 0 | 0 | 0 | 0 | 0 | 0.053516 | 0 | 0 | 0 | 0 | 0 | 0 | 0 | 0 | 0 | 1.9123
60966_G_S0222 | MIS_MNWI | Minnesota | 27 | Carver | 19 | 60966 | S0222 | Lind Solar CSG | 0 | 2017 | 9999 | Solar PV | [5 empty] | Non-Fossil | G | 2025 | Solar |  | 0 | 0 | 0 | 0 | 0 | 0 | 0 | 0 | 0 | 0 | 0 | 0 | 0 | 0 | 0 | 0 | 1.135 | 2.4256 | 3.7218 | 7.2824 | 0 | 0 | 0 | 0 | 0 | 0 | 0 | 0 | 0 | 0 | 0 | 0 | 0 | 0 | 0 | 0 | 0 | 0 | 0 | 0 | 0.12916 | 0 | 0 | 0 | 0 | 0 | 0 | 0 | 0 | 0 | 4.6151
60965_G_COT | S_VACA | North Carolina | 37 | Lee | 105 | 60965 | COT | Cotten Farm, LLC | 0 | 2016 | 9999 | Solar PV | [5 empty] | Non-Fossil | G | 2025 | Solar |  | 0 | 0 | 0 | 0 | 0 | 0 | 0 | 0 | 0 | 0 | 0 | 0 | 0 | 0 | 0 | 0 | 1.4856 | 2.6351 | 4.3945 | 8.5152 | 0 | 0 | 0 | 0 | 0 | 0 | 0 | 0 | 0 | 0 | 0 | 0 | 0 | 0 | 0 | 0 | 0 | 0 | 0 | 0 | 0.13705 | 0 | 0 | 0 | 0 | 0 | 0 | 0 | 0 | 0 | 4.897
60964_G_AEPS1 | WECC_AZ | Arizona | 4 | Cochise | 3 | 60964 | AEPS1 | Apache Solar 1 | 0 | 2017 | 9999 | Solar PV | [5 empty] | Non-Fossil | G | 2025 | Solar |  | 0 | 0 | 0 | 0 | 0 | 0 | 0 | 0 | 0 | 0 | 0 | 0 | 0 | 0 | 0 | 0 | 9.0023 | 16.2423 | 23.5234 | 48.768 | 0 | 0 | 0 | 0 | 0 | 0 | 0 | 0 | 0 | 0 | 0 | 0 | 0 | 0 | 0 | 0 | 0 | 0 | 0 | 0 | 0.90068 | 0 | 0 | 0 | 0 | 0 | 0 | 0 | 0 | 0 | 19.9529
60960_G_STG1 | WEC_LADW | California | 6 | Los Angeles | 37 | 60960 | STG1 | Hyperion Treatment Plant CHP Plant | 14731 | 2017 | 9999 | Non-Fossil Waste | [5 empty] | Non-Fossil | G | 2025 | Non-Fossil |  | 0.038548 | 0.050818 | 0.06592 | 0.15529 | 0 | 0 | 0 | 0 | 0 | 0 | 0 | 0 | 0 | 0 | 0 | 0 | 2.6168 | 3.4497 | 4.4749 | 10.5414 | 0 | 0 | 0 | 0 | 0 | 0 | 0 | 0 | 0 | 0 | 0 | 0 | 0 | 0 | 0 | 0 | 0 | 0 | 0 | 0 | 0.46939 | 0.017111 | 0.022558 | 0.029262 | 0.068931 | 0 | 0 | 0 | 0 | 0 | 2
60960_G_CTG2 | WEC_LADW | California | 6 | Los Angeles | 37 | 60960 | CTG2 | Hyperion Treatment Plant CHP Plant | 14731 | 2017 | 9999 | Non-Fossil Waste | [5 empty] | Non-Fossil | G | 2025 | Non-Fossil |  | 0.19274 | 0.25409 | 0.3296 | 0.77643 | 0 | 0 | 0 | 0 | 0 | 0 | 0 | 0 | 0 | 0 | 0 | 0 | 13.0839 | 17.2486 | 22.3744 | 52.707 | 0 | 0 | 0 | 0 | 0 | 0 | 0 | 0 | 0 | 0 | 0 | 0 | 0 | 0 | 0 | 0 | 0 | 0 | 0 | 0 | 2.3469 | 0.085557 | 0.11279 | 0.14631 | 0.34466 | 0 | 0 | 0 | 0 | 0 | 10
60960_G_CTG1 | WEC_LADW | California | 6 | Los Angeles | 37 | 60960 | CTG1 | Hyperion Treatment Plant CHP Plant | 14731 | 2017 | 9999 | Non-Fossil Waste | [5 empty] | Non-Fossil | G | 2025 | Non-Fossil |  | 0.19274 | 0.25409 | 0.3296 | 0.77643 | 0 | 0 | 0 | 0 | 0 | 0 | 0 | 0 | 0 | 0 | 0 | 0 | 13.0839 | 17.2486 | 22.3744 | 52.707 | 0 | 0 | 0 | 0 | 0 | 0 | 0 | 0 | 0 | 0 | 0 | 0 | 0 | 0 | 0 | 0 | 0 | 0 | 0 | 0 | 2.3469 | 0.085557 | 0.11279 | 0.14631 | 0.34466 | 0 | 0 | 0 | 0 | 0 | 10
6096_B_2 | SPP_NEBR | Nebraska | 31 | Otoe | 131 | 6096 | 2 | Nebraska City | 9948 | 2009 | 9999 | Coal Steam | wall | dry | Dry Scrubber + SCR + ACI + DSI | LNB + OFA | Dry Scrubber | Fossil | B | 2025 | Coal |  | 11.3376 | 15.3688 | 20.8866 | 47.5931 | 0 | 0 | 0 | 0 | 11.3376 | 15.3688 | 20.8866 | 47.5931 | 0 | 0 | 0 | 0 | 1139.6907 | 1544.9141 | 2099.5816 | 4784.1864 | 1214.8285 | 1646.7675 | 2238.0033 | 5099.5992 | 0.0031809 | 0.0043119 | 0.00586 | 0.013353 | 0.36371 | 0.49303 | 0.67004 | 1.5268 | 0.45351 | 0.61475 | 0.83547 | 1.9037 | 0.0056688 | 0.0076844 | 0.010443 | 0.023796 | 32.1009 | 6.7931 | 9.2085 | 12.5146 | 28.5161 | 16.659 | 22.5823 | 30.6899 | 69.9312 | 0 | 664 | Scrubber / SCR / Mercury Control / DSI | Dry Scrubber
60959_G_BA1 | NENGREST | Massachusetts | 25 | Worcester | 27 | 60959 | BA1 | Chocksett Rd Energy Storage Project | 0 | 2017 | 9999 | Energy Storage | [5 empty] | Non-Fossil | G | 2025 | EnerStor |  | 0 | 0 | 0 | 0 | 0 | 0 | 0 | 0 | 0 | 0 | 0 | 0 | 0 | 0 | 0 | 0 | 0.019355 | 0.026237 | 0.032903 | 0.078495 | 0 | 0 | 0 | 0 | 0 | 0 | 0 | 0 | 0 | 0 | 0 | 0 | 0 | 0 | 0 | 0 | 0 | 0 | 0 | 0 | 0 | 0 | 0 | 0 | 0 | 0 | 0 | 0 | 0 | 0 | 2
60956_G_PV1 | SPP_N | Kansas | 20 | Reno | 155 | 60956 | PV1 | Westar Cities Solar | 0 | 2017 | 9999 | Solar PV | [5 empty] | Non-Fossil | G | 2025 | Solar |  | 0 | 0 | 0 | 0 | 0 | 0 | 0 | 0 | 0 | 0 | 0 | 0 | 0 | 0 | 0 | 0 | 0.29692 | 0.5836 | 0.8861 | 1.7666 | 0 | 0 | 0 | 0 | 0 | 0 | 0 | 0 | 0 | 0 | 0 | 0 | 0 | 0 | 0 | 0 | 0 | 0 | 0 | 0 | 0.027985 | 0 | 0 | 0 | 0 | 0 | 0 | 0 | 0 | 0 | 1
60953_G_W5381 | WECC_SCE | California | 6 | Inyo | 27 | 60953 | W5381 | Owens Valley Solar Project 11 | 0 | 2016 | 9999 | Solar PV | [5 empty] | Non-Fossil | G | 2025 | Solar |  | 0 | 0 | 0 | 0 | 0 | 0 | 0 | 0 | 0 | 0 | 0 | 0 | 0 | 0 | 0 | 0 | 0.71528 | 1.327 | 2.0569 | 4.0992 | 0 | 0 | 0 | 0 | 0 | 0 | 0 | 0 | 0 | 0 | 0 | 0 | 0 | 0 | 0 | 0 | 0 | 0 | 0 | 0 | 0.061417 | 0 | 0 | 0 | 0 | 0 | 0 | 0 | 0 | 0 | 1.7
60951_G_PV1 | MIS_IA | Iowa | 19 | Dubuque | 61 | 60951 | PV1 | West Dubuque Solar | 0 | 2017 | 9999 | Solar PV | [5 empty] | Non-Fossil | G | 2025 | Solar |  | 0 | 0 | 0 | 0 | 0 | 0 | 0 | 0 | 0 | 0 | 0 | 0 | 0 | 0 | 0 | 0 | 0.95795 | 1.9956 | 3.043 | 5.9965 | 0 | 0 | 0 | 0 | 0 | 0 | 0 | 0 | 0 | 0 | 0 | 0 | 0 | 0 | 0 | 0 | 0 | 0 | 0 | 0 | 0.10634 | 0 | 0 | 0 | 0 | 0 | 0 | 0 | 0 | 0 | 3.8
6095_B_2 | SPP_WEST | Oklahoma | 40 | Noble | 103 | 6095 | 2 | Sooner | 10571 | 1980 | 9999 | Coal Steam | tangential | dry | ESPC + Dry Scrubber + ACI | LNC3 + OFA | Dry Scrubber | Fossil | B | 2025 | Coal |  | 9.2869 | 9.2429 | 14.5139 | 33.0437 | 0 | 0 | 0 | 0 | 9.2869 | 9.2429 | 14.5139 | 33.0437 | 0 | 0 | 0 | 0 | 878.5283 | 874.3634 | 1372.9911 | 3125.8827 | 995.0937 | 990.3762 | 1555.1632 | 3540.6331 | 0.0026056 | 0.0025932 | 0.0040721 | 0.0092708 | 0.59032 | 0.58752 | 0.92258 | 2.1004 | 0.27396 | 0.27267 | 0.42816 | 0.97479 | 0.0046433 | 0.0046213 | 0.0072571 | 0.016522 | 22.7873 | 4.4026 | 4.3817 | 6.8805 | 15.6648 | 20.0347 | 19.9397 | 31.3109 | 71.2853 | 0 | 512 | Scrubber / Mercury Control | Dry Scrubber
6095_B_1 | SPP_WEST | Oklahoma | 40 | Noble | 103 | 6095 | 1 | Sooner | 10639 | 1979 | 9999 | Coal Steam | tangential | dry | ESPC + Dry Scrubber + ACI | LNC3 + OFA | Dry Scrubber | Fossil | B | 2025 | Coal |  | 9.2229 | 9.426 | 14.6654 | 33.3143 | 0 | 0 | 0 | 0 | 9.2229 | 9.426 | 14.6654 | 33.3143 | 0 | 0 | 0 | 0 | 866.8921 | 885.982 | 1378.4599 | 3131.334 | 988.23 | 1009.9919 | 1571.4014 | 3569.6233 | 0.0025876 | 0.0026446 | 0.0041146 | 0.0093467 | 0.58399 | 0.59685 | 0.92862 | 2.1095 | 0.27207 | 0.27807 | 0.43263 | 0.98277 | 0.0046115 | 0.0047131 | 0.0073327 | 0.016657 | 22.8291 | 4.3443 | 4.4399 | 6.9079 | 15.6921 | 19.8965 | 20.3347 | 31.6378 | 71.869 | 0 | 513 | Scrubber / Mercury Control | Dry Scrubber
60947_G_Q644A | WEC_SDGE | California | 6 | San Diego | 73 | 60947 | Q644A | Jacumba Solar Farm | 0 | 2017 | 9999 | Solar PV | [5 empty] | Non-Fossil | G | 2025 | Solar |  | 0 | 0 | 0 | 0 | 0 | 0 | 0 | 0 | 0 | 0 | 0 | 0 | 0 | 0 | 0 | 0 | 7.8244 | 16.67 | 26.2146 | 50.7091 | 0 | 0 | 0 | 0 | 0 | 0 | 0 | 0 | 0 | 0 | 0 | 0 | 0 | 0 | 0 | 0 | 0 | 0 | 0 | 0 | 0.55971 | 0 | 0 | 0 | 0 | 0 | 0 | 0 | 0 | 0 | 20
60945_G_PV1 | MIS_LMI | Michigan | 26 | Ingham | 65 | 60945 | PV1 | Spartan PV 1 | 0 | 2017 | 9999 | Solar PV | [5 empty] | Non-Fossil | G | 2025 | Solar |  | 0 | 0 | 0 | 0 | 0 | 0 | 0 | 0 | 0 | 0 | 0 | 0 | 0 | 0 | 0 | 0 | 2.647 | 5.514 | 8.4083 | 16.5693 | 0 | 0 | 0 | 0 | 0 | 0 | 0 | 0 | 0 | 0 | 0 | 0 | 0 | 0 | 0 | 0 | 0 | 0 | 0 | 0 | 0.29385 | 0 | 0 | 0 | 0 | 0 | 0 | 0 | 0 | 0 | 10.5
60944_G_NVCS5 | MIS_MNWI | Minnesota | 27 | Pope | 121 | 60944 | NVCS5 | Vega Community Solar | 0 | 2017 | 9999 | Solar PV | [5 empty] | Non-Fossil | G | 2025 | Solar |  | 0 | 0 | 0 | 0 | 0 | 0 | 0 | 0 | 0 | 0 | 0 | 0 | 0 | 0 | 0 | 0 | 0.20846 | 0.44552 | 0.68359 | 1.3376 | 0 | 0 | 0 | 0 | 0 | 0 | 0 | 0 | 0 | 0 | 0 | 0 | 0 | 0 | 0 | 0 | 0 | 0 | 0 | 0 | 0.023723 | 0 | 0 | 0 | 0 | 0 | 0 | 0 | 0 | 0 | 0.84767
60944_G_NVCS4 | MIS_MNWI | Minnesota | 27 | Pope | 121 | 60944 | NVCS4 | Vega Community Solar | 0 | 2017 | 9999 | Solar PV | [5 empty] | Non-Fossil | G | 2025 | Solar |  | 0 | 0 | 0 | 0 | 0 | 0 | 0 | 0 | 0 | 0 | 0 | 0 | 0 | 0 | 0 | 0 | 0.20846 | 0.44552 | 0.68359 | 1.3376 | 0 | 0 | 0 | 0 | 0 | 0 | 0 | 0 | 0 | 0 | 0 | 0 | 0 | 0 | 0 | 0 | 0 | 0 | 0 | 0 | 0.023723 | 0 | 0 | 0 | 0 | 0 | 0 | 0 | 0 | 0 | 0.84767
60944_G_NVCS3 | MIS_MNWI | Minnesota | 27 | Pope | 121 | 60944 | NVCS3 | Vega Community Solar | 0 | 2017 | 9999 | Solar PV | [5 empty] | Non-Fossil | G | 2025 | Solar |  | 0 | 0 | 0 | 0 | 0 | 0 | 0 | 0 | 0 | 0 | 0 | 0 | 0 | 0 | 0 | 0 | 0.20846 | 0.44552 | 0.68359 | 1.3376 | 0 | 0 | 0 | 0 | 0 | 0 | 0 | 0 | 0 | 0 | 0 | 0 | 0 | 0 | 0 | 0 | 0 | 0 | 0 | 0 | 0.023723 | 0 | 0 | 0 | 0 | 0 | 0 | 0 | 0 | 0 | 0.84767
60944_G_NVCS2 | MIS_MNWI | Minnesota | 27 | Pope | 121 | 60944 | NVCS2 | Vega Community Solar | 0 | 2017 | 9999 | Solar PV | [5 empty] | Non-Fossil | G | 2025 | Solar |  | 0 | 0 | 0 | 0 | 0 | 0 | 0 | 0 | 0 | 0 | 0 | 0 | 0 | 0 | 0 | 0 | 0.20846 | 0.44552 | 0.68359 | 1.3376 | 0 | 0 | 0 | 0 | 0 | 0 | 0 | 0 | 0 | 0 | 0 | 0 | 0 | 0 | 0 | 0 | 0 | 0 | 0 | 0 | 0.023723 | 0 | 0 | 0 | 0 | 0 | 0 | 0 | 0 | 0 | 0.84767
60944_G_NVCS1 | MIS_MNWI | Minnesota | 27 | Pope | 121 | 60944 | NVCS1 | Vega Community Solar | 0 | 2017 | 9999 | Solar PV | [5 empty] | Non-Fossil | G | 2025 | Solar |  | 0 | 0 | 0 | 0 | 0 | 0 | 0 | 0 | 0 | 0 | 0 | 0 | 0 | 0 | 0 | 0 | 0.20846 | 0.44552 | 0.68359 | 1.3376 | 0 | 0 | 0 | 0 | 0 | 0 | 0 | 0 | 0 | 0 | 0 | 0 | 0 | 0 | 0 | 0 | 0 | 0 | 0 | 0 | 0.023723 | 0 | 0 | 0 | 0 | 0 | 0 | 0 | 0 | 0 | 0.84767
60943_G_MSCS2 | MIS_MNWI | Minnesota | 27 | Kandiyohi | 67 | 60943 | MSCS2 | Spica Community Solar | 0 | 2017 | 9999 | Solar PV | [5 empty] | Non-Fossil | G | 2025 | Solar |  | 0 | 0 | 0 | 0 | 0 | 0 | 0 | 0 | 0 | 0 | 0 | 0 | 0 | 0 | 0 | 0 | 0.20846 | 0.44552 | 0.68359 | 1.3376 | 0 | 0 | 0 | 0 | 0 | 0 | 0 | 0 | 0 | 0 | 0 | 0 | 0 | 0 | 0 | 0 | 0 | 0 | 0 | 0 | 0.023723 | 0 | 0 | 0 | 0 | 0 | 0 | 0 | 0 | 0 | 0.84767
60943_G_MSCS1 | MIS_MNWI | Minnesota | 27 | Kandiyohi | 67 | 60943 | MSCS1 | Spica Community Solar | 0 | 2017 | 9999 | Solar PV | [5 empty] | Non-Fossil | G | 2025 | Solar |  | 0 | 0 | 0 | 0 | 0 | 0 | 0 | 0 | 0 | 0 | 0 | 0 | 0 | 0 | 0 | 0 | 0.20846 | 0.44552 | 0.68359 | 1.3376 | 0 | 0 | 0 | 0 | 0 | 0 | 0 | 0 | 0 | 0 | 0 | 0 | 0 | 0 | 0 | 0 | 0 | 0 | 0 | 0 | 0.023723 | 0 | 0 | 0 | 0 | 0 | 0 | 0 | 0 | 0 | 0.84767
60942_G_BMCS3 | MIS_MNWI | Minnesota | 27 | Redwood | 127 | 60942 | BMCS3 | Morgan Community Solar | 0 | 2017 | 9999 | Solar PV | [5 empty] | Non-Fossil | G | 2025 | Solar |  | 0 | 0 | 0 | 0 | 0 | 0 | 0 | 0 | 0 | 0 | 0 | 0 | 0 | 0 | 0 | 0 | 0.20846 | 0.44552 | 0.68359 | 1.3376 | 0 | 0 | 0 | 0 | 0 | 0 | 0 | 0 | 0 | 0 | 0 | 0 | 0 | 0 | 0 | 0 | 0 | 0 | 0 | 0 | 0.023723 | 0 | 0 | 0 | 0 | 0 | 0 | 0 | 0 | 0 | 0.84767
60942_G_BMCS2 | MIS_MNWI | Minnesota | 27 | Redwood | 127 | 60942 | BMCS2 | Morgan Community Solar | 0 | 2017 | 9999 | Solar PV | [5 empty] | Non-Fossil | G | 2025 | Solar |  | 0 | 0 | 0 | 0 | 0 | 0 | 0 | 0 | 0 | 0 | 0 | 0 | 0 | 0 | 0 | 0 | 0.20846 | 0.44552 | 0.68359 | 1.3376 | 0 | 0 | 0 | 0 | 0 | 0 | 0 | 0 | 0 | 0 | 0 | 0 | 0 | 0 | 0 | 0 | 0 | 0 | 0 | 0 | 0.023723 | 0 | 0 | 0 | 0 | 0 | 0 | 0 | 0 | 0 | 0.84767
60942_G_BMCS1 | MIS_MNWI | Minnesota | 27 | Redwood | 127 | 60942 | BMCS1 | Morgan Community Solar | 0 | 2017 | 9999 | Solar PV | [5 empty] | Non-Fossil | G | 2025 | Solar |  | 0 | 0 | 0 | 0 | 0 | 0 | 0 | 0 | 0 | 0 | 0 | 0 | 0 | 0 | 0 | 0 | 0.20846 | 0.44552 | 0.68359 | 1.3376 | 0 | 0 | 0 | 0 | 0 | 0 | 0 | 0 | 0 | 0 | 0 | 0 | 0 | 0 | 0 | 0 | 0 | 0 | 0 | 0 | 0.023723 | 0 | 0 | 0 | 0 | 0 | 0 | 0 | 0 | 0 | 0.84767
60941_G_DMCS3 | MIS_MNWI | Minnesota | 27 | Blue Earth | 13 | 60941 | DMCS3 | Mapleton Community Solar | 0 | 2017 | 9999 | Solar PV | [5 empty] | Non-Fossil | G | 2025 | Solar |  | 0 | 0 | 0 | 0 | 0 | 0 | 0 | 0 | 0 | 0 | 0 | 0 | 0 | 0 | 0 | 0 | 0.20846 | 0.44552 | 0.68359 | 1.3376 | 0 | 0 | 0 | 0 | 0 | 0 | 0 | 0 | 0 | 0 | 0 | 0 | 0 | 0 | 0 | 0 | 0 | 0 | 0 | 0 | 0.023723 | 0 | 0 | 0 | 0 | 0 | 0 | 0 | 0 | 0 | 0.84767
60941_G_DMCS2 | MIS_MNWI | Minnesota | 27 | Blue Earth | 13 | 60941 | DMCS2 | Mapleton Community Solar | 0 | 2017 | 9999 | Solar PV | [5 empty] | Non-Fossil | G | 2025 | Solar |  | 0 | 0 | 0 | 0 | 0 | 0 | 0 | 0 | 0 | 0 | 0 | 0 | 0 | 0 | 0 | 0 | 0.20846 | 0.44552 | 0.68359 | 1.3376 | 0 | 0 | 0 | 0 | 0 | 0 | 0 | 0 | 0 | 0 | 0 | 0 | 0 | 0 | 0 | 0 | 0 | 0 | 0 | 0 | 0.023723 | 0 | 0 | 0 | 0 | 0 | 0 | 0 | 0 | 0 | 0.84767
60941_G_DMCS1 | MIS_MNWI | Minnesota | 27 | Blue Earth | 13 | 60941 | DMCS1 | Mapleton Community Solar | 0 | 2017 | 9999 | Solar PV | [5 empty] | Non-Fossil | G | 2025 | Solar |  | 0 | 0 | 0 | 0 | 0 | 0 | 0 | 0 | 0 | 0 | 0 | 0 | 0 | 0 | 0 | 0 | 0.20846 | 0.44552 | 0.68359 | 1.3376 | 0 | 0 | 0 | 0 | 0 | 0 | 0 | 0 | 0 | 0 | 0 | 0 | 0 | 0 | 0 | 0 | 0 | 0 | 0 | 0 | 0.023723 | 0 | 0 | 0 | 0 | 0 | 0 | 0 | 0 | 0 | 0.84767
60940_G_LGCS3 | MIS_MNWI | Minnesota | 27 | Washington | 163 | 60940 | LGCS3 | Gemini Community Solar | 0 | 2017 | 9999 | Solar PV | [5 empty] | Non-Fossil | G | 2025 | Solar |  | 0 | 0 | 0 | 0 | 0 | 0 | 0 | 0 | 0 | 0 | 0 | 0 | 0 | 0 | 0 | 0 | 0.20846 | 0.44552 | 0.68359 | 1.3376 | 0 | 0 | 0 | 0 | 0 | 0 | 0 | 0 | 0 | 0 | 0 | 0 | 0 | 0 | 0 | 0 | 0 | 0 | 0 | 0 | 0.023723 | 0 | 0 | 0 | 0 | 0 | 0 | 0 | 0 | 0 | 0.84767
60940_G_LGCS2 | MIS_MNWI | Minnesota | 27 | Washington | 163 | 60940 | LGCS2 | Gemini Community Solar | 0 | 2017 | 9999 | Solar PV | [5 empty] | Non-Fossil | G | 2025 | Solar |  | 0 | 0 | 0 | 0 | 0 | 0 | 0 | 0 | 0 | 0 | 0 | 0 | 0 | 0 | 0 | 0 | 0.20846 | 0.44552 | 0.68359 | 1.3376 | 0 | 0 | 0 | 0 | 0 | 0 | 0 | 0 | 0 | 0 | 0 | 0 | 0 | 0 | 0 | 0 | 0 | 0 | 0 | 0 | 0.023723 | 0 | 0 | 0 | 0 | 0 | 0 | 0 | 0 | 0 | 0.84767
60940_G_LGCS1 | MIS_MNWI | Minnesota | 27 | Washington | 163 | 60940 | LGCS1 | Gemini Community Solar | 0 | 2017 | 9999 | Solar PV | [5 empty] | Non-Fossil | G | 2025 | Solar |  | 0 | 0 | 0 | 0 | 0 | 0 | 0 | 0 | 0 | 0 | 0 | 0 | 0 | 0 | 0 | 0 | 0.20846 | 0.44552 | 0.68359 | 1.3376 | 0 | 0 | 0 | 0 | 0 | 0 | 0 | 0 | 0 | 0 | 0 | 0 | 0 | 0 | 0 | 0 | 0 | 0 | 0 | 0 | 0.023723 | 0 | 0 | 0 | 0 | 0 | 0 | 0 | 0 | 0 | 0.84767
60939_G_KCCS2 | MIS_MNWI | Minnesota | 27 | Chippewa | 23 | 60939 | KCCS2 | Centaurus Community Solar | 0 | 2017 | 9999 | Solar PV | [5 empty] | Non-Fossil | G | 2025 | Solar |  | 0 | 0 | 0 | 0 | 0 | 0 | 0 | 0 | 0 | 0 | 0 | 0 | 0 | 0 | 0 | 0 | 0.20846 | 0.44552 | 0.68359 | 1.3376 | 0 | 0 | 0 | 0 | 0 | 0 | 0 | 0 | 0 | 0 | 0 | 0 | 0 | 0 | 0 | 0 | 0 | 0 | 0 | 0 | 0.023723 | 0 | 0 | 0 | 0 | 0 | 0 | 0 | 0 | 0 | 0.84767
60939_G_KCCS1 | MIS_MNWI | Minnesota | 27 | Chippewa | 23 | 60939 | KCCS1 | Centaurus Community Solar | 0 | 2017 | 9999 | Solar PV | [5 empty] | Non-Fossil | G | 2025 | Solar |  | 0 | 0 | 0 | 0 | 0 | 0 | 0 | 0 | 0 | 0 | 0 | 0 | 0 | 0 | 0 | 0 | 0.20846 | 0.44552 | 0.68359 | 1.3376 | 0 | 0 | 0 | 0 | 0 | 0 | 0 | 0 | 0 | 0 | 0 | 0 | 0 | 0 | 0 | 0 | 0 | 0 | 0 | 0 | 0.023723 | 0 | 0 | 0 | 0 | 0 | 0 | 0 | 0 | 0 | 0.84767
60938_G_AACS4 | MIS_MNWI | Minnesota | 27 | Dodge | 39 | 60938 | AACS4 | Aries Community Solar | 0 | 2017 | 9999 | Solar PV | [5 empty] | Non-Fossil | G | 2025 | Solar |  | 0 | 0 | 0 | 0 | 0 | 0 | 0 | 0 | 0 | 0 | 0 | 0 | 0 | 0 | 0 | 0 | 0.20846 | 0.44552 | 0.68359 | 1.3376 | 0 | 0 | 0 | 0 | 0 | 0 | 0 | 0 | 0 | 0 | 0 | 0 | 0 | 0 | 0 | 0 | 0 | 0 | 0 | 0 | 0.023723 | 0 | 0 | 0 | 0 | 0 | 0 | 0 | 0 | 0 | 0.84767
60938_G_AACS3 | MIS_MNWI | Minnesota | 27 | Dodge | 39 | 60938 | AACS3 | Aries Community Solar | 0 | 2017 | 9999 | Solar PV | [5 empty] | Non-Fossil | G | 2025 | Solar |  | 0 | 0 | 0 | 0 | 0 | 0 | 0 | 0 | 0 | 0 | 0 | 0 | 0 | 0 | 0 | 0 | 0.20846 | 0.44552 | 0.68359 | 1.3376 | 0 | 0 | 0 | 0 | 0 | 0 | 0 | 0 | 0 | 0 | 0 | 0 | 0 | 0 | 0 | 0 | 0 | 0 | 0 | 0 | 0.023723 | 0 | 0 | 0 | 0 | 0 | 0 | 0 | 0 | 0 | 0.84767
60938_G_AACS2 | MIS_MNWI | Minnesota | 27 | Dodge | 39 | 60938 | AACS2 | Aries Community Solar | 0 | 2017 | 9999 | Solar PV | [5 empty] | Non-Fossil | G | 2025 | Solar |  | 0 | 0 | 0 | 0 | 0 | 0 | 0 | 0 | 0 | 0 | 0 | 0 | 0 | 0 | 0 | 0 | 0.20846 | 0.44552 | 0.68359 | 1.3376 | 0 | 0 | 0 | 0 | 0 | 0 | 0 | 0 | 0 | 0 | 0 | 0 | 0 | 0 | 0 | 0 | 0 | 0 | 0 | 0 | 0.023723 | 0 | 0 | 0 | 0 | 0 | 0 | 0 | 0 | 0 | 0.84767
60938_G_AACS1 | MIS_MNWI | Minnesota | 27 | Dodge | 39 | 60938 | AACS1 | Aries Community Solar | 0 | 2017 | 9999 | Solar PV | [5 empty] | Non-Fossil | G | 2025 | Solar |  | 0 | 0 | 0 | 0 | 0 | 0 | 0 | 0 | 0 | 0 | 0 | 0 | 0 | 0 | 0 | 0 | 0.20846 | 0.44552 | 0.68359 | 1.3376 | 0 | 0 | 0 | 0 | 0 | 0 | 0 | 0 | 0 | 0 | 0 | 0 | 0 | 0 | 0 | 0 | 0 | 0 | 0 | 0 | 0.023723 | 0 | 0 | 0 | 0 | 0 | 0 | 0 | 0 | 0 | 0.84767
60937_G_IACS2 | MIS_MNWI | Minnesota | 27 | Pipestone | 117 | 60937 | IACS2 | Antlia Community Solar | 0 | 2017 | 9999 | Solar PV | [5 empty] | Non-Fossil | G | 2025 | Solar |  | 0 | 0 | 0 | 0 | 0 | 0 | 0 | 0 | 0 | 0 | 0 | 0 | 0 | 0 | 0 | 0 | 0.20846 | 0.44552 | 0.68359 | 1.3376 | 0 | 0 | 0 | 0 | 0 | 0 | 0 | 0 | 0 | 0 | 0 | 0 | 0 | 0 | 0 | 0 | 0 | 0 | 0 | 0 | 0.023723 | 0 | 0 | 0 | 0 | 0 | 0 | 0 | 0 | 0 | 0.84767
60937_G_IACS1 | MIS_MNWI | Minnesota | 27 | Pipestone | 117 | 60937 | IACS1 | Antlia Community Solar | 0 | 2017 | 9999 | Solar PV | [5 empty] | Non-Fossil | G | 2025 | Solar |  | 0 | 0 | 0 | 0 | 0 | 0 | 0 | 0 | 0 | 0 | 0 | 0 | 0 | 0 | 0 | 0 | 0.20846 | 0.44552 | 0.68359 | 1.3376 | 0 | 0 | 0 | 0 | 0 | 0 | 0 | 0 | 0 | 0 | 0 | 0 | 0 | 0 | 0 | 0 | 0 | 0 | 0 | 0 | 0.023723 | 0 | 0 | 0 | 0 | 0 | 0 | 0 | 0 | 0 | 0.84767
60933_G_GEN2 | PJM_EMAC | New Jersey | 34 | Mercer | 21 | 60933 | GEN2 | Hopewell Cogeneration NJ | 12194 | 2015 | 9999 | Combustion Turbine | [5 empty] | Fossil | G | 2025 | NaturalGas |  | 0 | 0 | 0.00081001 | 0.00081001 | 0 | 0 | 0 | 0 | 0 | 0 | 0 | 0 | 0 | 0 | 0 | 0 | 0 | 0 | 0.066427 | 0.066427 | 0 | 0 | 0.047418 | 0.047418 | 0 | 0 | 5.6725e-11 | 5.6725e-11 | 0 | 0 | 9.6261e-05 | 9.6261e-05 | 0 | 0 | 0 | 0 | 0 | 0 | 0 | 0 | 0.0374 | 0 | 0 | 0.0010428 | 0.0010428 | 0 | 0 | 0.0027677 | 0.0027677 | 0 | 2
60933_G_GEN1 | PJM_EMAC | New Jersey | 34 | Mercer | 21 | 60933 | GEN1 | Hopewell Cogeneration NJ | 12194 | 2015 | 9999 | Combustion Turbine | [5 empty] | Fossil | G | 2025 | NaturalGas |  | 0 | 0 | 0.00081001 | 0.00081001 | 0 | 0 | 0 | 0 | 0 | 0 | 0 | 0 | 0 | 0 | 0 | 0 | 0 | 0 | 0.066427 | 0.066427 | 0 | 0 | 0.047418 | 0.047418 | 0 | 0 | 5.6725e-11 | 5.6725e-11 | 0 | 0 | 9.6261e-05 | 9.6261e-05 | 0 | 0 | 0 | 0 | 0 | 0 | 0 | 0 | 0.0374 | 0 | 0 | 0.0010428 | 0.0010428 | 0 | 0 | 0.0027677 | 0.0027677 | 0 | 2
60932_G_WT1 | SPP_NEBR | Nebraska | 31 | Platte | 141 | 60932 | WT1 | Creston Ridge Wind Farm | 0 | 2015 | 9999 | Onshore Wind | [5 empty] | Non-Fossil | G | 2025 | Wind |  | 0 | 0 | 0 | 0 | 0 | 0 | 0 | 0 | 0 | 0 | 0 | 0 | 0 | 0 | 0 | 0 | 6.6803 | 9.1908 | 8.3925 | 24.2636 | 0 | 0 | 0 | 0 | 0 | 0 | 0 | 0 | 0 | 0 | 0 | 0 | 0 | 0 | 0 | 0 | 0 | 0 | 0 | 0 | 0.18045 | 0 | 0 | 0 | 0 | 0 | 0 | 0 | 0 | 0 | 6.4043
60931_G_WT1 | SPP_NEBR | Nebraska | 31 | Adams | 1 | 60931 | WT1 | CCC Hastings Wind Turbine | 0 | 2016 | 9999 | Onshore Wind | [5 empty] | Non-Fossil | G | 2025 | Wind |  | 0 | 0 | 0 | 0 | 0 | 0 | 0 | 0 | 0 | 0 | 0 | 0 | 0 | 0 | 0 | 0 | 1.6701 | 2.2977 | 2.0981 | 6.0659 | 0 | 0 | 0 | 0 | 0 | 0 | 0 | 0 | 0 | 0 | 0 | 0 | 0 | 0 | 0 | 0 | 0 | 0 | 0 | 0 | 0.045113 | 0 | 0 | 0 | 0 | 0 | 0 | 0 | 0 | 0 | 1.6011
60930_G_DUBL1 | S_SOU | Georgia | 13 | Laurens | 175 | 60930 | DUBL1 | Dublin Solar I | 0 | 2015 | 9999 | Solar PV | [5 empty] | Non-Fossil | G | 2025 | Solar |  | 0 | 0 | 0 | 0 | 0 | 0 | 0 | 0 | 0 | 0 | 0 | 0 | 0 | 0 | 0 | 0 | 1.5747 | 2.7096 | 4.0681 | 8.3524 | 0 | 0 | 0 | 0 | 0 | 0 | 0 | 0 | 0 | 0 | 0 | 0 | 0 | 0 | 0 | 0 | 0 | 0 | 0 | 0 | 0.11474 | 0 | 0 | 0 | 0 | 0 | 0 | 0 | 0 | 0 | 4.1
60929_G_RDOAK | S_VACA | North Carolina | 37 | Nash | 127 | 60929 | RDOAK | Red Oak Solar Farm, LLC | 0 | 2016 | 9999 | Solar PV | [5 empty] | Non-Fossil | G | 2025 | Solar |  | 0 | 0 | 0 | 0 | 0 | 0 | 0 | 0 | 0 | 0 | 0 | 0 | 0 | 0 | 0 | 0 | 1.4856 | 2.6351 | 4.3945 | 8.5152 | 0 | 0 | 0 | 0 | 0 | 0 | 0 | 0 | 0 | 0 | 0 | 0 | 0 | 0 | 0 | 0 | 0 | 0 | 0 | 0 | 0.13705 | 0 | 0 | 0 | 0 | 0 | 0 | 0 | 0 | 0 | 4.897
60926_G_1C | MIS_AMSO | Louisiana | 22 | St Charles | 89 | 60926 | 1C | St. Charles Power Station (LA) | 6250 | 2019 | 9999 | Combined Cycle | [5 empty] | Fossil | G | 2025 | NaturalGas |  | 5.4812 | 7.4301 | 10.2562 | 23.1675 | 0 | 0 | 0 | 0 | 0 | 0 | 0 | 0 | 0 | 0 | 0 | 0 | 876.9897 | 1188.8082 | 1640.9961 | 3706.794 | 320.8686 | 434.9552 | 600.3995 | 1356.2233 | 3.8368e-07 | 5.201e-07 | 7.1789e-07 | 1.6217e-06 | 0.030147 | 0.040865 | 0.056409 | 0.12742 | 0 | 0 | 0 | 0 | 0 | 0 | 0 | 0 | 14.5967 | 1.7385 | 2.3567 | 3.2531 | 7.3482 | 20.3727 | 25.9074 | 37.5053 | 83.7854 | 0 | 500
60926_G_1B | MIS_AMSO | Louisiana | 22 | St Charles | 89 | 60926 | 1B | St. Charles Power Station (LA) | 6250 | 2019 | 9999 | Combined Cycle | [5 empty] | Fossil | G | 2025 | NaturalGas |  | 2.7406 | 3.715 | 5.1281 | 11.5837 | 0 | 0 | 0 | 0 | 0 | 0 | 0 | 0 | 0 | 0 | 0 | 0 | 438.4948 | 594.4041 | 820.4981 | 1853.397 | 160.4343 | 217.4776 | 300.1997 | 678.1116 | 1.9184e-07 | 2.6005e-07 | 3.5895e-07 | 8.1084e-07 | 0.015073 | 0.020433 | 0.028205 | 0.063711 | 0 | 0 | 0 | 0 | 0 | 0 | 0 | 0 | 7.2983 | 0.86926 | 1.1783 | 1.6265 | 3.6741 | 10.1863 | 12.9537 | 18.7527 | 41.8927 | 0 | 250
60926_G_1A | MIS_AMSO | Louisiana | 22 | St Charles | 89 | 60926 | 1A | St. Charles Power Station (LA) | 6250 | 2019 | 9999 | Combined Cycle | [5 empty] | Fossil | G | 2025 | NaturalGas |  | 2.7406 | 3.715 | 5.1281 | 11.5837 | 0 | 0 | 0 | 0 | 0 | 0 | 0 | 0 | 0 | 0 | 0 | 0 | 438.4948 | 594.4041 | 820.4981 | 1853.397 | 160.4343 | 217.4776 | 300.1997 | 678.1116 | 1.9184e-07 | 2.6005e-07 | 3.5895e-07 | 8.1084e-07 | 0.015073 | 0.020433 | 0.028205 | 0.063711 | 0 | 0 | 0 | 0 | 0 | 0 | 0 | 0 | 7.2983 | 0.86926 | 1.1783 | 1.6265 | 3.6741 | 10.1863 | 12.9537 | 18.7527 | 41.8927 | 0 | 250
60924_G_GEN1 | SPP_WEST | Arkansas | 5 | Washington | 143 | 60924 | GEN1 | Ozarks Natural Energy | 0 | 2016 | 9999 | Solar PV | [5 empty] | Non-Fossil | G | 2025 | Solar |  | 0 | 0 | 0 | 0 | 0 | 0 | 0 | 0 | 0 | 0 | 0 | 0 | 0 | 0 | 0 | 0 | 0.4028 | 0.7208 | 1.0508 | 2.1744 | 0 | 0 | 0 | 0 | 0 | 0 | 0 | 0 | 0 | 0 | 0 | 0 | 0 | 0 | 0 | 0 | 0 | 0 | 0 | 0 | 0.027985 | 0 | 0 | 0 | 0 | 0 | 0 | 0 | 0 | 0 | 1
60923_G_PV1 | PJM_ATSI | Ohio | 39 | Sandusky | 143 | 60923 | PV1 | Clyde Solar Array | 0 | 2016 | 9999 | Solar PV | [5 empty] | Non-Fossil | G | 2025 | Solar |  | 0 | 0 | 0 | 0 | 0 | 0 | 0 | 0 | 0 | 0 | 0 | 0 | 0 | 0 | 0 | 0 | 0.53319 | 1.1473 | 1.7786 | 3.4591 | 0 | 0 | 0 | 0 | 0 | 0 | 0 | 0 | 0 | 0 | 0 | 0 | 0 | 0 | 0 | 0 | 0 | 0 | 0 | 0 | 0.061568 | 0 | 0 | 0 | 0 | 0 | 0 | 0 | 0 | 0 | 2.2
60922_G_PV1 | S_VACA | North Carolina | 37 | Wayne | 191 | 60922 | PV1 | Ruskin Solar | 0 | 2017 | 9999 | Solar PV | [5 empty] | Non-Fossil | G | 2025 | Solar |  | 0 | 0 | 0 | 0 | 0 | 0 | 0 | 0 | 0 | 0 | 0 | 0 | 0 | 0 | 0 | 0 | 0.60635 | 1.0756 | 1.7937 | 3.4756 | 0 | 0 | 0 | 0 | 0 | 0 | 0 | 0 | 0 | 0 | 0 | 0 | 0 | 0 | 0 | 0 | 0 | 0 | 0 | 0 | 0.055937 | 0 | 0 | 0 | 0 | 0 | 0 | 0 | 0 | 0 | 1.9988
60921_G_PV1 | S_VACA | North Carolina | 37 | Lenoir | 107 | 60921 | PV1 | Scarlet Solar | 0 | 2017 | 9999 | Solar PV | [5 empty] | Non-Fossil | G | 2025 | Solar |  | 0 | 0 | 0 | 0 | 0 | 0 | 0 | 0 | 0 | 0 | 0 | 0 | 0 | 0 | 0 | 0 | 0.60635 | 1.0756 | 1.7937 | 3.4756 | 0 | 0 | 0 | 0 | 0 | 0 | 0 | 0 | 0 | 0 | 0 | 0 | 0 | 0 | 0 | 0 | 0 | 0 | 0 | 0 | 0.055937 | 0 | 0 | 0 | 0 | 0 | 0 | 0 | 0 | 0 | 1.9988
60920_G_PV1 | S_VACA | North Carolina | 37 | Cumberland | 51 | 60920 | PV1 | Viper Solar | 0 | 2017 | 9999 | Solar PV | [5 empty] | Non-Fossil | G | 2025 | Solar |  | 0 | 0 | 0 | 0 | 0 | 0 | 0 | 0 | 0 | 0 | 0 | 0 | 0 | 0 | 0 | 0 | 0.60635 | 1.0756 | 1.7937 | 3.4756 | 0 | 0 | 0 | 0 | 0 | 0 | 0 | 0 | 0 | 0 | 0 | 0 | 0 | 0 | 0 | 0 | 0 | 0 | 0 | 0 | 0.055937 | 0 | 0 | 0 | 0 | 0 | 0 | 0 | 0 | 0 | 1.9988
6092_G_2 | SPP_WAUE | South Dakota | 46 | Clay | 27 | 6092 | 2 | Spirit Mound | 14462 | 1978 | 9999 | Combustion Turbine | [5 empty] | Fossil | G | 2025 | Oil |  | 0 | 0 | 0 | 0 | 0 | 0 | 0 | 0 | 0 | 0 | 0 | 0 | 0 | 0 | 0 | 0 | 0 | 0 | 0 | 0 | 0 | 0 | 0 | 0 | 0 | 0 | 0 | 0 | 0 | 0 | 0 | 0 | 0 | 0 | 0 | 0 | 0 | 0 | 0 | 0 | 0.85085 | 0 | 0 | 0 | 0 | 0 | 0 | 0 | 0 | 0 | 45.5
6092_G_1 | SPP_WAUE | South Dakota | 46 | Clay | 27 | 6092 | 1 | Spirit Mound | 14473 | 1978 | 9999 | Combustion Turbine | [5 empty] | Fossil | G | 2025 | Oil |  | 0 | 0 | 0 | 0 | 0 | 0 | 0 | 0 | 0 | 0 | 0 | 0 | 0 | 0 | 0 | 0 | 0 | 0 | 0 | 0 | 0 | 0 | 0 | 0 | 0 | 0 | 0 | 0 | 0 | 0 | 0 | 0 | 0 | 0 | 0 | 0 | 0 | 0 | 0 | 0 | 1.021 | 0 | 0 | 0 | 0 | 0 | 0 | 0 | 0 | 0 | 54.6
60919_G_SHAK | MIS_MNWI | Minnesota | 27 | Scott | 139 | 60919 | SHAK | Shakopee Met Council WTP | 0 | 2016 | 9999 | Solar PV | [5 empty] | Non-Fossil | G | 2025 | Solar |  | 0 | 0 | 0 | 0 | 0 | 0 | 0 | 0 | 0 | 0 | 0 | 0 | 0 | 0 | 0 | 0 | 0.30112 | 0.64353 | 0.98741 | 1.9321 | 0 | 0 | 0 | 0 | 0 | 0 | 0 | 0 | 0 | 0 | 0 | 0 | 0 | 0 | 0 | 0 | 0 | 0 | 0 | 0 | 0.034266 | 0 | 0 | 0 | 0 | 0 | 0 | 0 | 0 | 0 | 1.2244
60918_G_00003 | WEC_CALN | California | 6 | Kings | 31 | 60918 | 00003 | Verwey-Hanford Dairy Digester #1 | 14731 | 2016 | 9999 | Non-Fossil Waste | [5 empty] | Non-Fossil | G | 2025 | Non-Fossil |  | 0.019157 | 0.02479 | 0.031922 | 0.075869 | 0 | 0 | 0 | 0 | 0 | 0 | 0 | 0 | 0 | 0 | 0 | 0 | 1.3004 | 1.6829 | 2.167 | 5.1503 | 0 | 0 | 0 | 0 | 0 | 0 | 0 | 0 | 0 | 0 | 0 | 0 | 0 | 0 | 0 | 0 | 0 | 0 | 0 | 0 | 0.23469 | 0.0085037 | 0.011004 | 0.01417 | 0.033678 | 0 | 0 | 0 | 0 | 0 | 1
60914_G_W5328 | WEC_LADW | California | 6 | Los Angeles | 37 | 60914 | W5328 | Westmont 300B | 0 | 2016 | 9999 | Solar PV | [5 empty] | Non-Fossil | G | 2025 | Solar |  | 0 | 0 | 0 | 0 | 0 | 0 | 0 | 0 | 0 | 0 | 0 | 0 | 0 | 0 | 0 | 0 | 0.92793 | 1.8049 | 2.6991 | 5.4319 | 0 | 0 | 0 | 0 | 0 | 0 | 0 | 0 | 0 | 0 | 0 | 0 | 0 | 0 | 0 | 0 | 0 | 0 | 0 | 0 | 0.092039 | 0 | 0 | 0 | 0 | 0 | 0 | 0 | 0 | 0 | 2.2642
60913_G_PV1 | PJM_West | Ohio | 39 | Hardin | 65 | 60913 | PV1 | Ohio Northern University Solar Site | 0 | 2016 | 9999 | Solar PV | [5 empty] | Non-Fossil | G | 2025 | Solar |  | 0 | 0 | 0 | 0 | 0 | 0 | 0 | 0 | 0 | 0 | 0 | 0 | 0 | 0 | 0 | 0 | 0.35635 | 0.80173 | 1.3143 | 2.4723 | 0 | 0 | 0 | 0 | 0 | 0 | 0 | 0 | 0 | 0 | 0 | 0 | 0 | 0 | 0 | 0 | 0 | 0 | 0 | 0 | 0.047575 | 0 | 0 | 0 | 0 | 0 | 0 | 0 | 0 | 0 | 1.7
60912_G_PV1 | NENGREST | Vermont | 50 | Rutland | 21 | 60912 | PV1 | Cold River Road Solar | 0 | 2016 | 9999 | Solar PV | [5 empty] | Non-Fossil | G | 2025 | Solar |  | 0 | 0 | 0 | 0 | 0 | 0 | 0 | 0 | 0 | 0 | 0 | 0 | 0 | 0 | 0 | 0 | 0.54694 | 1.116 | 1.6925 | 3.3553 | 0 | 0 | 0 | 0 | 0 | 0 | 0 | 0 | 0 | 0 | 0 | 0 | 0 | 0 | 0 | 0 | 0 | 0 | 0 | 0 | 0.064367 | 0 | 0 | 0 | 0 | 0 | 0 | 0 | 0 | 0 | 2.3
60911_G_GRN | MIS_MIDA | Iowa | 19 | Cass | 29 | 60911 | GRN | Green Energy Machine | 0 | 2016 | 9999 | Onshore Wind | [5 empty] | Non-Fossil | G | 2025 | Wind |  | 0 | 0 | 0 | 0 | 0 | 0 | 0 | 0 | 0 | 0 | 0 | 0 | 0 | 0 | 0 | 0 | 1.4145 | 2.0192 | 1.6208 | 5.0545 | 0 | 0 | 0 | 0 | 0 | 0 | 0 | 0 | 0 | 0 | 0 | 0 | 0 | 0 | 0 | 0 | 0 | 0 | 0 | 0 | 0.047901 | 0 | 0 | 0 | 0 | 0 | 0 | 0 | 0 | 0 | 1.7
60910_G_NPLPS | ERC_REST | Texas | 48 | Harris | 201 | 60910 | NPLPS | NET Power La Porte Station | 9086 | 2018 | 9999 | Combustion Turbine | [5 empty] | Fossil | G | 2025 | NaturalGas |  | 0 | 0 | 0.11323 | 0.11323 | 0 | 0 | 0 | 0 | 0 | 0 | 0 | 0 | 0 | 0 | 0 | 0 | 0 | 0 | 12.4615 | 12.4615 | 0 | 0 | 0 | 0 | 0 | 0 | 7.9265e-09 | 7.9265e-09 | 0 | 0 | 0.00062281 | 0.00062281 | 0 | 0 | 0 | 0 | 0 | 0 | 0 | 0 | 0.47685 | 0 | 0 | 0.12868 | 0.12868 | 0 | 0 | 0.41631 | 0.41631 | 0 | 25.5
60909_G_PV1 | NENG_CT | Connecticut | 9 | Hartford | 3 | 60909 | PV1 | Hartford Landfill Solar EGF | 0 | 2014 | 9999 | Solar PV | [5 empty] | Non-Fossil | G | 2025 | Solar |  | 0 | 0 | 0 | 0 | 0 | 0 | 0 | 0 | 0 | 0 | 0 | 0 | 0 | 0 | 0 | 0 | 0.26885 | 0.55807 | 0.85325 | 1.6802 | 0 | 0 | 0 | 0 | 0 | 0 | 0 | 0 | 0 | 0 | 0 | 0 | 0 | 0 | 0 | 0 | 0 | 0 | 0 | 0 | 0.027255 | 0 | 0 | 0 | 0 | 0 | 0 | 0 | 0 | 0 | 0.9739
60908_G_62380 | NENGREST | Massachusetts | 25 | Hampshire | 15 | 60908 | 62380 | Northampton Landfill Solar PV | 0 | 2017 | 9999 | Solar PV | [5 empty] | Non-Fossil | G | 2025 | Solar |  | 0 | 0 | 0 | 0 | 0 | 0 | 0 | 0 | 0 | 0 | 0 | 0 | 0 | 0 | 0 | 0 | 0.52627 | 1.0942 | 1.6717 | 3.2922 | 0 | 0 | 0 | 0 | 0 | 0 | 0 | 0 | 0 | 0 | 0 | 0 | 0 | 0 | 0 | 0 | 0 | 0 | 0 | 0 | 0.0657 | 0 | 0 | 0 | 0 | 0 | 0 | 0 | 0 | 0 | 2.3476
60906_G_PV1 | NENGREST | Massachusetts | 25 | Hampden | 13 | 60906 | PV1 | Mt. Tom Solar Project | 0 | 2017 | 9999 | Solar PV | [5 empty] | Non-Fossil | G | 2025 | Solar |  | 0 | 0 | 0 | 0 | 0 | 0 | 0 | 0 | 0 | 0 | 0 | 0 | 0 | 0 | 0 | 0 | 0.98675 | 2.0517 | 3.1345 | 6.1729 | 0 | 0 | 0 | 0 | 0 | 0 | 0 | 0 | 0 | 0 | 0 | 0 | 0 | 0 | 0 | 0 | 0 | 0 | 0 | 0 | 0.12319 | 0 | 0 | 0 | 0 | 0 | 0 | 0 | 0 | 0 | 4.4018
60905_G_WT1 | MIS_MAPP | North Dakota | 38 | Morton | 59 | 60905 | WT1 | Oliver Wind III, LLC | 0 | 2017 | 9999 | Onshore Wind | [5 empty] | Non-Fossil | G | 2025 | Wind |  | 0 | 0 | 0 | 0 | 0 | 0 | 0 | 0 | 0 | 0 | 0 | 0 | 0 | 0 | 0 | 0 | 85.426 | 125.1656 | 118.5828 | 329.1744 | 0 | 0 | 0 | 0 | 0 | 0 | 0 | 0 | 0 | 0 | 0 | 0 | 0 | 0 | 0 | 0 | 0 | 0 | 0 | 0 | 3.9161 | 0 | 0 | 0 | 0 | 0 | 0 | 0 | 0 | 0 | 99.3
60904_G_PV1 | NY_Z_C&E | New York | 36 | Steuben | 101 | 60904 | PV1 | Time Warner Cable - Knowles | 0 | 2017 | 9999 | Solar PV | [5 empty] | Non-Fossil | G | 2025 | Solar |  | 0 | 0 | 0 | 0 | 0 | 0 | 0 | 0 | 0 | 0 | 0 | 0 | 0 | 0 | 0 | 0 | 0.37114 | 0.80272 | 1.3127 | 2.4865 | 0 | 0 | 0 | 0 | 0 | 0 | 0 | 0 | 0 | 0 | 0 | 0 | 0 | 0 | 0 | 0 | 0 | 0 | 0 | 0 | 0.053516 | 0 | 0 | 0 | 0 | 0 | 0 | 0 | 0 | 0 | 1.9123
60903_G_4 | NENGREST | Massachusetts | 25 | Essex | 9 | 60903 | 4 | Salem Harbor Station NGCC | 6250 | 2017 | 9999 | Combined Cycle | [5 empty] | Fossil | G | 2025 | NaturalGas |  | 2.3843 | 3.2321 | 4.4615 | 10.0778 | 0 | 0 | 0 | 0 | 0 | 0 | 0 | 0 | 0 | 0 | 0 | 0 | 381.4905 | 517.1316 | 713.8333 | 1612.4554 | 139.5778 | 189.2055 | 261.1738 | 589.9571 | 1.669e-07 | 2.2624e-07 | 3.1228e-07 | 7.0541e-07 | 0.013114 | 0.017776 | 0.024538 | 0.055428 | 0 | 0 | 0 | 0 | 0 | 0 | 0 | 0 | 6.3496 | 0.763 | 1.0343 | 1.4151 | 3.2124 | 17.7556 | 12.7241 | 14.9764 | 45.4561 | 0 | 217.5
60903_G_3 | NENGREST | Massachusetts | 25 | Essex | 9 | 60903 | 3 | Salem Harbor Station NGCC | 6250 | 2017 | 9999 | Combined Cycle | [5 empty] | Fossil | G | 2025 | NaturalGas |  | 2.3843 | 3.2321 | 4.4615 | 10.0778 | 0 | 0 | 0 | 0 | 0 | 0 | 0 | 0 | 0 | 0 | 0 | 0 | 381.4905 | 517.1316 | 713.8333 | 1612.4554 | 139.5778 | 189.2055 | 261.1738 | 589.9571 | 1.669e-07 | 2.2624e-07 | 3.1228e-07 | 7.0541e-07 | 0.013114 | 0.017776 | 0.024538 | 0.055428 | 0 | 0 | 0 | 0 | 0 | 0 | 0 | 0 | 6.3496 | 0.763 | 1.0343 | 1.4151 | 3.2124 | 17.7556 | 12.7241 | 14.9764 | 45.4561 | 0 | 217.5
60903_G_2 | NENGREST | Massachusetts | 25 | Essex | 9 | 60903 | 2 | Salem Harbor Station NGCC | 6250 | 2017 | 9999 | Combined Cycle | [5 empty] | Fossil | G | 2025 | NaturalGas |  | 1.6169 | 2.1919 | 3.0256 | 6.8344 | 0 | 0 | 0 | 0 | 0 | 0 | 0 | 0 | 0 | 0 | 0 | 0 | 258.712 | 350.6984 | 484.0939 | 1093.5042 | 94.6562 | 128.3118 | 177.1178 | 400.0859 | 1.1318e-07 | 1.5343e-07 | 2.1177e-07 | 4.7838e-07 | 0.0088932 | 0.012055 | 0.016641 | 0.037589 | 0 | 0 | 0 | 0 | 0 | 0 | 0 | 0 | 4.306 | 0.51743 | 0.70141 | 0.95965 | 2.1785 | 12.0412 | 8.629 | 10.1564 | 30.8266 | 0 | 147.5
60903_G_1 | NENGREST | Massachusetts | 25 | Essex | 9 | 60903 | 1 | Salem Harbor Station NGCC | 6250 | 2017 | 9999 | Combined Cycle | [5 empty] | Fossil | G | 2025 | NaturalGas |  | 1.6169 | 2.1919 | 3.0256 | 6.8344 | 0 | 0 | 0 | 0 | 0 | 0 | 0 | 0 | 0 | 0 | 0 | 0 | 258.712 | 350.6984 | 484.0939 | 1093.5042 | 94.6562 | 128.3118 | 177.1178 | 400.0859 | 1.1318e-07 | 1.5343e-07 | 2.1177e-07 | 4.7838e-07 | 0.0088932 | 0.012055 | 0.016641 | 0.037589 | 0 | 0 | 0 | 0 | 0 | 0 | 0 | 0 | 4.306 | 0.51743 | 0.70141 | 0.95965 | 2.1785 | 12.0412 | 8.629 | 10.1564 | 30.8266 | 0 | 147.5
60902_G_DERM | ERC_WEST | Texas | 48 | Scurry | 415 | 60902 | DERM | Dermott Wind | 0 | 2017 | 9999 | Onshore Wind | [5 empty] | Non-Fossil | G | 2025 | Wind |  | 0 | 0 | 0 | 0 | 0 | 0 | 0 | 0 | 0 | 0 | 0 | 0 | 0 | 0 | 0 | 0 | 177.4967 | 261.0145 | 264.9575 | 703.4686 | 0 | 0 | 0 | 0 | 0 | 0 | 0 | 0 | 0 | 0 | 0 | 0 | 0 | 0 | 0 | 0 | 0 | 0 | 0 | 0 | 7.1287 | 0 | 0 | 0 | 0 | 0 | 0 | 0 | 0 | 0 | 253
60901_G_WSPWF | ERC_WEST | Texas | 48 | Haskell | 207 | 60901 | WSPWF | Willow Springs Wind Farm | 0 | 2017 | 9999 | Onshore Wind | [5 empty] | Non-Fossil | G | 2025 | Wind |  | 0 | 0 | 0 | 0 | 0 | 0 | 0 | 0 | 0 | 0 | 0 | 0 | 0 | 0 | 0 | 0 | 175.392 | 257.9194 | 261.8157 | 695.1271 | 0 | 0 | 0 | 0 | 0 | 0 | 0 | 0 | 0 | 0 | 0 | 0 | 0 | 0 | 0 | 0 | 0 | 0 | 0 | 0 | 7.0442 | 0 | 0 | 0 | 0 | 0 | 0 | 0 | 0 | 0 | 250
6090_B_3 | MIS_MNWI | Minnesota | 27 | Sherburne | 141 | 6090 | 3 | Sherburne County | 10280 | 1987 | 9999 | Coal Steam | wall | dry | Bag House + Dry Scrubber + ACI | AA + LNB | Dry Scrubber | Fossil | B | 2025 | Coal |  | 15.3037 | 20.745 | 28.4487 | 64.4974 | 0 | 0 | 0 | 0 | 15.3037 | 20.745 | 28.4487 | 64.4974 | 0 | 0 | 0 | 0 | 1488.685 | 2017.9952 | 2767.3861 | 6274.0662 | 1648.9717 | 2235.2727 | 3065.3505 | 6949.5949 | 0.0047855 | 0.0064869 | 0.0088959 | 0.020168 | 0.92809 | 1.2581 | 1.7253 | 3.9114 | 2.0721 | 2.8088 | 3.8519 | 8.7328 | 0.0076518 | 0.010372 | 0.014224 | 0.032249 | 38.0365 | 7.405 | 10.0379 | 13.7655 | 31.2085 | 29.715 | 40.2803 | 55.2386 | 125.234 | 0 | 876 | Scrubber / Mercury Control | Dry Scrubber
6090_B_2 | MIS_MNWI | Minnesota | 27 | Sherburne | 141 | 6090 | 2 | Sherburne County | 10467 | 1977 | 9999 | Coal Steam | tangential | dry | ESPC + Wet Scrubber + ACI | LNC3 | Wet Scrubber | Fossil | B | 2025 | Coal |  | 12.2525 | 16.609 | 22.5721 | 51.4336 | 0 | 0 | 0 | 0 | 12.2525 | 16.609 | 22.5721 | 51.4336 | 0 | 0 | 0 | 0 | 1170.5859 | 1586.7943 | 2156.498 | 4913.8782 | 1326.8192 | 1798.5772 | 2444.3169 | 5569.7132 | 0.0038387 | 0.0052035 | 0.0070718 | 0.016114 | 0.83114 | 1.1267 | 1.5312 | 3.489 | 0.30631 | 0.41522 | 0.5643 | 1.2858 | 0.0061262 | 0.0083044 | 0.011286 | 0.025717 | 38.0299 | 6.3688 | 8.6333 | 11.7329 | 26.7349 | 23.7906 | 32.2495 | 43.828 | 99.868 | 0 | 682 | Scrubber / Mercury Control | Wet Scrubber
6090_B_1 | MIS_MNWI | Minnesota | 27 | Sherburne | 141 | 6090 | 1 | Sherburne County | 10454 | 1987 | 9999 | Coal Steam | tangential | dry | ESPC + Wet Scrubber + ACI | LNC3 | Wet Scrubber | Fossil | B | 2025 |  | Coal Retirement | 0 | 0 | 0 | 0 | 0 | 0 | 0 | 0 | 0 | 0 | 0 | 0 | 0 | 0 | 0 | 0 | 0 | 0 | 0 | 0 | 0 | 0 | 0 | 0 | 0 | 0 | 0 | 0 | 0 | 0 | 0 | 0 | 0 | 0 | 0 | 0 | 0 | 0 | 0 | 0 | 0 | 0 | 0 | 0 | 0 | 0 | 0 | 0 | 0 | 0 | 680 | Scrubber / Mercury Control | Wet Scrubber
609_G_3ST | FRCC | Florida | 12 | Brevard | 9 | 609 | 3ST | Cape Canaveral | 7328 | 2013 | 9999 | Combined Cycle |  |  | SCR | DLNB + H2O |  | Fossil | G | 2025 | NaturalGas |  | 6.0024 | 8.1366 | 11.2316 | 25.3706 | 0 | 0 | 0 | 0 | 0 | 0 | 0 | 0 | 0 | 0 | 0 | 0 | 819.1084 | 1110.3469 | 1532.6904 | 3462.1456 | 351.382 | 476.3178 | 657.4952 | 1485.1951 | 4.2018e-07 | 5.6957e-07 | 7.8619e-07 | 1.7759e-06 | 0.022749 | 0.030838 | 0.042568 | 0.096155 | 0 | 0 | 0 | 0 | 0 | 0 | 0 | 0 | 14.2643 | 1.7735 | 2.4041 | 3.2807 | 7.4584 | 23.2104 | 29.6729 | 43.6552 | 96.5385 | 0 | 467 | SCR
609_G_3C | FRCC | Florida | 12 | Brevard | 9 | 609 | 3C | Cape Canaveral | 7328 | 2013 | 9999 | Combined Cycle |  |  | SCR | DLNB + H2O |  | Fossil | G | 2025 | NaturalGas |  | 3.1876 | 4.3209 | 5.9645 | 13.473 | 0 | 0 | 0 | 0 | 0 | 0 | 0 | 0 | 0 | 0 | 0 | 0 | 434.9869 | 589.6489 | 813.9341 | 1838.5698 | 186.6012 | 252.9482 | 349.1623 | 788.7117 | 2.2313e-07 | 3.0247e-07 | 4.1751e-07 | 9.4311e-07 | 0.012081 | 0.016376 | 0.022605 | 0.051063 | 0 | 0 | 0 | 0 | 0 | 0 | 0 | 0 | 7.575 | 0.94184 | 1.2767 | 1.7422 | 3.9608 | 12.3259 | 15.7578 | 23.1831 | 51.2667 | 0 | 248 | SCR
609_G_3B | FRCC | Florida | 12 | Brevard | 9 | 609 | 3B | Cape Canaveral | 7328 | 2013 | 9999 | Combined Cycle |  |  | SCR | DLNB + H2O |  | Fossil | G | 2025 | NaturalGas |  | 3.1876 | 4.3209 | 5.9645 | 13.473 | 0 | 0 | 0 | 0 | 0 | 0 | 0 | 0 | 0 | 0 | 0 | 0 | 434.9869 | 589.6489 | 813.9341 | 1838.5698 | 186.6012 | 252.9482 | 349.1623 | 788.7117 | 2.2313e-07 | 3.0247e-07 | 4.1751e-07 | 9.4311e-07 | 0.012081 | 0.016376 | 0.022605 | 0.051063 | 0 | 0 | 0 | 0 | 0 | 0 | 0 | 0 | 7.575 | 0.94184 | 1.2767 | 1.7422 | 3.9608 | 12.3259 | 15.7578 | 23.1831 | 51.2667 | 0 | 248 | SCR
609_G_3A | FRCC | Florida | 12 | Brevard | 9 | 609 | 3A | Cape Canaveral | 7328 | 2013 | 9999 | Combined Cycle |  |  | SCR | DLNB + H2O |  | Fossil | G | 2025 | NaturalGas |  | 3.1876 | 4.3209 | 5.9645 | 13.473 | 0 | 0 | 0 | 0 | 0 | 0 | 0 | 0 | 0 | 0 | 0 | 0 | 434.9869 | 589.6489 | 813.9341 | 1838.5698 | 186.6012 | 252.9482 | 349.1623 | 788.7117 | 2.2313e-07 | 3.0247e-07 | 4.1751e-07 | 9.4311e-07 | 0.012081 | 0.016376 | 0.022605 | 0.051063 | 0 | 0 | 0 | 0 | 0 | 0 | 0 | 0 | 7.575 | 0.94184 | 1.2767 | 1.7422 | 3.9608 | 12.3259 | 15.7578 | 23.1831 | 51.2667 | 0 | 248 | SCR
60895_G_PV1 | MIS_WUMS | Wisconsin | 55 | Juneau | 57 | 60895 | PV1 | Whistling Winds DPC Solar | 0 | 2017 | 9999 | Solar PV | [5 empty] | Non-Fossil | G | 2025 | Solar |  | 0 | 0 | 0 | 0 | 0 | 0 | 0 | 0 | 0 | 0 | 0 | 0 | 0 | 0 | 0 | 0 | 0.307 | 0.65185 | 0.9994 | 1.9582 | 0 | 0 | 0 | 0 | 0 | 0 | 0 | 0 | 0 | 0 | 0 | 0 | 0 | 0 | 0 | 0 | 0 | 0 | 0 | 0 | 0.041978 | 0 | 0 | 0 | 0 | 0 | 0 | 0 | 0 | 0 | 1.5
60894_G_PV1 | MIS_WUMS | Wisconsin | 55 | Taylor | 119 | 60894 | PV1 | Medford DPC Solar | 0 | 2017 | 9999 | Solar PV | [5 empty] | Non-Fossil | G | 2025 | Solar |  | 0 | 0 | 0 | 0 | 0 | 0 | 0 | 0 | 0 | 0 | 0 | 0 | 0 | 0 | 0 | 0 | 0.40933 | 0.86914 | 1.3325 | 2.611 | 0 | 0 | 0 | 0 | 0 | 0 | 0 | 0 | 0 | 0 | 0 | 0 | 0 | 0 | 0 | 0 | 0 | 0 | 0 | 0 | 0.055971 | 0 | 0 | 0 | 0 | 0 | 0 | 0 | 0 | 0 | 2
60893_G_PV1 | MIS_WUMS | Wisconsin | 55 | Grant | 43 | 60893 | PV1 | Mt. Hope DPC Solar | 0 | 2017 | 9999 | Solar PV | [5 empty] | Non-Fossil | G | 2025 | Solar |  | 0 | 0 | 0 | 0 | 0 | 0 | 0 | 0 | 0 | 0 | 0 | 0 | 0 | 0 | 0 | 0 | 0.20467 | 0.43457 | 0.66626 | 1.3055 | 0 | 0 | 0 | 0 | 0 | 0 | 0 | 0 | 0 | 0 | 0 | 0 | 0 | 0 | 0 | 0 | 0 | 0 | 0 | 0 | 0.027985 | 0 | 0 | 0 | 0 | 0 | 0 | 0 | 0 | 0 | 1
60892_G_PV1 | MIS_MNWI | Wisconsin | 55 | Dunn | 33 | 60892 | PV1 | Downsville DPC Solar | 0 | 2017 | 9999 | Solar PV | [5 empty] | Non-Fossil | G | 2025 | Solar |  | 0 | 0 | 0 | 0 | 0 | 0 | 0 | 0 | 0 | 0 | 0 | 0 | 0 | 0 | 0 | 0 | 0.2163 | 0.46226 | 0.70927 | 1.3878 | 0 | 0 | 0 | 0 | 0 | 0 | 0 | 0 | 0 | 0 | 0 | 0 | 0 | 0 | 0 | 0 | 0 | 0 | 0 | 0 | 0.024614 | 0 | 0 | 0 | 0 | 0 | 0 | 0 | 0 | 0 | 0.87952
60891_G_PV1 | MIS_MNWI | Wisconsin | 55 | Vernon | 123 | 60891 | PV1 | Liberty Pole DPC Solar | 0 | 2017 | 9999 | Solar PV | [5 empty] | Non-Fossil | G | 2025 | Solar |  | 0 | 0 | 0 | 0 | 0 | 0 | 0 | 0 | 0 | 0 | 0 | 0 | 0 | 0 | 0 | 0 | 0.23793 | 0.50849 | 0.7802 | 1.5266 | 0 | 0 | 0 | 0 | 0 | 0 | 0 | 0 | 0 | 0 | 0 | 0 | 0 | 0 | 0 | 0 | 0 | 0 | 0 | 0 | 0.027075 | 0 | 0 | 0 | 0 | 0 | 0 | 0 | 0 | 0 | 0.96747
60890_G_PV1 | MIS_MNWI | Wisconsin | 55 | St Croix | 109 | 60890 | PV1 | Warren DPC Solar | 0 | 2017 | 9999 | Solar PV | [5 empty] | Non-Fossil | G | 2025 | Solar |  | 0 | 0 | 0 | 0 | 0 | 0 | 0 | 0 | 0 | 0 | 0 | 0 | 0 | 0 | 0 | 0 | 0.47585 | 1.017 | 1.5604 | 3.0532 | 0 | 0 | 0 | 0 | 0 | 0 | 0 | 0 | 0 | 0 | 0 | 0 | 0 | 0 | 0 | 0 | 0 | 0 | 0 | 0 | 0.05415 | 0 | 0 | 0 | 0 | 0 | 0 | 0 | 0 | 0 | 1.9349
6089_G_3 | MIS_MAPP | Montana | 30 | Richland | 83 | 6089 | 3 | Lewis & Clark | 10745 | 2016 | 9999 | Combustion Turbine | [5 empty] | Fossil | G | 2025 | NaturalGas |  | 0 | 0 | 0.0032476 | 0.0032476 | 0 | 0 | 0 | 0 | 0 | 0 | 0 | 0 | 0 | 0 | 0 | 0 | 0 | 0 | 0.30224 | 0.30224 | 0 | 0 | 0.19011 | 0.19011 | 0 | 0 | 2.2725e-10 | 2.2725e-10 | 0 | 0 | 0.0012871 | 0.0012871 | 0 | 0 | 0 | 0 | 0 | 0 | 0 | 0 | 0.17017 | 0 | 0 | 0.0047448 | 0.0047448 | 0 | 0 | 0.011811 | 0.011811 | 0 | 9.1
6089_G_2 | MIS_MAPP | Montana | 30 | Richland | 83 | 6089 | 2 | Lewis & Clark | 10745 | 2016 | 9999 | Combustion Turbine | [5 empty] | Fossil | G | 2025 | NaturalGas |  | 0 | 0 | 0.0032476 | 0.0032476 | 0 | 0 | 0 | 0 | 0 | 0 | 0 | 0 | 0 | 0 | 0 | 0 | 0 | 0 | 0.30224 | 0.30224 | 0 | 0 | 0.19011 | 0.19011 | 0 | 0 | 2.2725e-10 | 2.2725e-10 | 0 | 0 | 0.0012871 | 0.0012871 | 0 | 0 | 0 | 0 | 0 | 0 | 0 | 0 | 0.17017 | 0 | 0 | 0.0047448 | 0.0047448 | 0 | 0 | 0.011811 | 0.011811 | 0 | 9.1
6089_B_B1 | MIS_MAPP | Montana | 30 | Richland | 83 | 6089 | B1 | Lewis & Clark | 12840 | 1958 | 9999 | Coal Steam | tangential | dry | Wet Scrubber + ACI | LNC1 | Wet Scrubber | Fossil | B | 2025 |  | Coal Retirement | 0 | 0 | 0 | 0 | 0 | 0 | 0 | 0 | 0 | 0 | 0 | 0 | 0 | 0 | 0 | 0 | 0 | 0 | 0 | 0 | 0 | 0 | 0 | 0 | 0 | 0 | 0 | 0 | 0 | 0 | 0 | 0 | 0 | 0 | 0 | 0 | 0 | 0 | 0 | 0 | 0 | 0 | 0 | 0 | 0 | 0 | 0 | 0 | 0 | 0 | 53 | Scrubber / Mercury Control | Wet Scrubber
60889_G_PV1 | MIS_MNWI | Wisconsin | 55 | Rusk | 107 | 60889 | PV1 | Conrath DPC Solar | 0 | 2017 | 9999 | Solar PV | [5 empty] | Non-Fossil | G | 2025 | Solar |  | 0 | 0 | 0 | 0 | 0 | 0 | 0 | 0 | 0 | 0 | 0 | 0 | 0 | 0 | 0 | 0 | 0.2163 | 0.46226 | 0.70927 | 1.3878 | 0 | 0 | 0 | 0 | 0 | 0 | 0 | 0 | 0 | 0 | 0 | 0 | 0 | 0 | 0 | 0 | 0 | 0 | 0 | 0 | 0.024614 | 0 | 0 | 0 | 0 | 0 | 0 | 0 | 0 | 0 | 0.87952
60888_G_PV1 | MIS_MNWI | Wisconsin | 55 | Chippewa | 17 | 60888 | PV1 | Lafayette DPC Solar | 0 | 2017 | 9999 | Solar PV | [5 empty] | Non-Fossil | G | 2025 | Solar |  | 0 | 0 | 0 | 0 | 0 | 0 | 0 | 0 | 0 | 0 | 0 | 0 | 0 | 0 | 0 | 0 | 0.2163 | 0.46226 | 0.70927 | 1.3878 | 0 | 0 | 0 | 0 | 0 | 0 | 0 | 0 | 0 | 0 | 0 | 0 | 0 | 0 | 0 | 0 | 0 | 0 | 0 | 0 | 0.024614 | 0 | 0 | 0 | 0 | 0 | 0 | 0 | 0 | 0 | 0.87952
60887_G_PV1 | MIS_MNWI | Wisconsin | 55 | Vernon | 123 | 60887 | PV1 | Sauk DPC Solar | 0 | 2017 | 9999 | Solar PV | [5 empty] | Non-Fossil | G | 2025 | Solar |  | 0 | 0 | 0 | 0 | 0 | 0 | 0 | 0 | 0 | 0 | 0 | 0 | 0 | 0 | 0 | 0 | 0.2163 | 0.46226 | 0.70927 | 1.3878 | 0 | 0 | 0 | 0 | 0 | 0 | 0 | 0 | 0 | 0 | 0 | 0 | 0 | 0 | 0 | 0 | 0 | 0 | 0 | 0 | 0.024614 | 0 | 0 | 0 | 0 | 0 | 0 | 0 | 0 | 0 | 0.87952
60886_G_PSIII | WECC_UT | Utah | 49 | Millard | 27 | 60886 | PSIII | Pavant Solar III | 0 | 2016 | 9999 | Solar PV | [5 empty] | Non-Fossil | G | 2025 | Solar |  | 0 | 0 | 0 | 0 | 0 | 0 | 0 | 0 | 0 | 0 | 0 | 0 | 0 | 0 | 0 | 0 | 7.0061 | 14.7159 | 26.4936 | 48.2156 | 0 | 0 | 0 | 0 | 0 | 0 | 0 | 0 | 0 | 0 | 0 | 0 | 0 | 0 | 0 | 0 | 0 | 0 | 0 | 0 | 0.54697 | 0 | 0 | 0 | 0 | 0 | 0 | 0 | 0 | 0 | 19.5447
60885_G_BSII | WECC_SNV | Nevada | 32 | Clark | 3 | 60885 | BSII | Boulder Solar II, LLC | 0 | 2017 | 9999 | Solar PV | [5 empty] | Non-Fossil | G | 2025 | Solar |  | 0 | 0 | 0 | 0 | 0 | 0 | 0 | 0 | 0 | 0 | 0 | 0 | 0 | 0 | 0 | 0 | 21.5411 | 38.9023 | 57.0382 | 117.4816 | 0 | 0 | 0 | 0 | 0 | 0 | 0 | 0 | 0 | 0 | 0 | 0 | 0 | 0 | 0 | 0 | 0 | 0 | 0 | 0 | 1.5915 | 0 | 0 | 0 | 0 | 0 | 0 | 0 | 0 | 0 | 50
60883_G_WT3 | MIS_LMI | Michigan | 26 | Huron | 63 | 60883 | WT3 | Deerfield Wind Energy, LLC | 0 | 2017 | 9999 | Onshore Wind | [5 empty] | Non-Fossil | G | 2025 | Wind |  | 0 | 0 | 0 | 0 | 0 | 0 | 0 | 0 | 0 | 0 | 0 | 0 | 0 | 0 | 0 | 0 | 32.6218 | 40.9673 | 30.8433 | 104.4325 | 0 | 0 | 0 | 0 | 0 | 0 | 0 | 0 | 0 | 0 | 0 | 0 | 0 | 0 | 0 | 0 | 0 | 0 | 0 | 0 | 1.3011 | 0 | 0 | 0 | 0 | 0 | 0 | 0 | 0 | 0 | 32.9
60883_G_WT2 | MIS_LMI | Michigan | 26 | Huron | 63 | 60883 | WT2 | Deerfield Wind Energy, LLC | 0 | 2017 | 9999 | Onshore Wind | [5 empty] | Non-Fossil | G | 2025 | Wind |  | 0 | 0 | 0 | 0 | 0 | 0 | 0 | 0 | 0 | 0 | 0 | 0 | 0 | 0 | 0 | 0 | 73.8701 | 92.7679 | 69.8428 | 236.4808 | 0 | 0 | 0 | 0 | 0 | 0 | 0 | 0 | 0 | 0 | 0 | 0 | 0 | 0 | 0 | 0 | 0 | 0 | 0 | 0 | 2.9462 | 0 | 0 | 0 | 0 | 0 | 0 | 0 | 0 | 0 | 74.5
60883_G_WT1 | MIS_LMI | Michigan | 26 | Huron | 63 | 60883 | WT1 | Deerfield Wind Energy, LLC | 0 | 2017 | 9999 | Onshore Wind | [5 empty] | Non-Fossil | G | 2025 | Wind |  | 0 | 0 | 0 | 0 | 0 | 0 | 0 | 0 | 0 | 0 | 0 | 0 | 0 | 0 | 0 | 0 | 41.2483 | 51.8006 | 38.9995 | 132.0483 | 0 | 0 | 0 | 0 | 0 | 0 | 0 | 0 | 0 | 0 | 0 | 0 | 0 | 0 | 0 | 0 | 0 | 0 | 0 | 0 | 1.6452 | 0 | 0 | 0 | 0 | 0 | 0 | 0 | 0 | 0 | 41.6
60881_G_BERN4 | S_VACA | North Carolina | 37 | Caldwell | 27 | 60881 | BERN4 | Bernhardt Furniture Solar Farm | 0 | 2015 | 9999 | Solar PV | [5 empty] | Non-Fossil | G | 2025 | Solar |  | 0 | 0 | 0 | 0 | 0 | 0 | 0 | 0 | 0 | 0 | 0 | 0 | 0 | 0 | 0 | 0 | 0.30318 | 0.53778 | 0.89684 | 1.7378 | 0 | 0 | 0 | 0 | 0 | 0 | 0 | 0 | 0 | 0 | 0 | 0 | 0 | 0 | 0 | 0 | 0 | 0 | 0 | 0 | 0.027969 | 0 | 0 | 0 | 0 | 0 | 0 | 0 | 0 | 0 | 0.9994
60880_G_MS2 | NENG_CT | Connecticut | 9 | Tolland | 13 | 60880 | MS2 | Stafford MS Ground Mount | 0 | 2016 | 9999 | Solar PV | [5 empty] | Non-Fossil | G | 2025 | Solar |  | 0 | 0 | 0 | 0 | 0 | 0 | 0 | 0 | 0 | 0 | 0 | 0 | 0 | 0 | 0 | 0 | 0.26885 | 0.55807 | 0.85325 | 1.6802 | 0 | 0 | 0 | 0 | 0 | 0 | 0 | 0 | 0 | 0 | 0 | 0 | 0 | 0 | 0 | 0 | 0 | 0 | 0 | 0 | 0.027255 | 0 | 0 | 0 | 0 | 0 | 0 | 0 | 0 | 0 | 0.9739
60880_G_MS1 | NENG_CT | Connecticut | 9 | Tolland | 13 | 60880 | MS1 | Stafford MS Ground Mount | 0 | 2016 | 9999 | Solar PV | [5 empty] | Non-Fossil | G | 2025 | Solar |  | 0 | 0 | 0 | 0 | 0 | 0 | 0 | 0 | 0 | 0 | 0 | 0 | 0 | 0 | 0 | 0 | 0.26885 | 0.55807 | 0.85325 | 1.6802 | 0 | 0 | 0 | 0 | 0 | 0 | 0 | 0 | 0 | 0 | 0 | 0 | 0 | 0 | 0 | 0 | 0 | 0 | 0 | 0 | 0.027255 | 0 | 0 | 0 | 0 | 0 | 0 | 0 | 0 | 0 | 0.9739
6088_G_4 | WECC_AZ | Arizona | 4 | Pima | 19 | 6088 | 4 | North Loop | 19810 | 2001 | 9999 | Combustion Turbine | [5 empty] | Fossil | G | 2025 | NaturalGas |  | 0 | 0 | 0 | 0 | 0 | 0 | 0 | 0 | 0 | 0 | 0 | 0 | 0 | 0 | 0 | 0 | 0 | 0 | 0 | 0 | 0 | 0 | 0 | 0 | 0 | 0 | 0 | 0 | 0 | 0 | 0 | 0 | 0 | 0 | 0 | 0 | 0 | 0 | 0 | 0 | 0.374 | 0 | 0 | 0 | 0 | 0 | 0 | 0 | 0 | 0 | 20
6088_G_3 | WECC_AZ | Arizona | 4 | Pima | 19 | 6088 | 3 | North Loop | 19795 | 1972 | 9999 | Combustion Turbine | [5 empty] | Fossil | G | 2025 | Oil |  | 0 | 0 | 0 | 0 | 0 | 0 | 0 | 0 | 0 | 0 | 0 | 0 | 0 | 0 | 0 | 0 | 0 | 0 | 0 | 0 | 0 | 0 | 0 | 0 | 0 | 0 | 0 | 0 | 0 | 0 | 0 | 0 | 0 | 0 | 0 | 0 | 0 | 0 | 0 | 0 | 0.4675 | 0 | 0 | 0 | 0 | 0 | 0 | 0 | 0 | 0 | 25
6088_G_2 | WECC_AZ | Arizona | 4 | Pima | 19 | 6088 | 2 | North Loop | 19837 | 1972 | 9999 | Combustion Turbine | [5 empty] | Fossil | G | 2025 | Oil |  | 0 | 0 | 0 | 0 | 0 | 0 | 0 | 0 | 0 | 0 | 0 | 0 | 0 | 0 | 0 | 0 | 0 | 0 | 0 | 0 | 0 | 0 | 0 | 0 | 0 | 0 | 0 | 0 | 0 | 0 | 0 | 0 | 0 | 0 | 0 | 0 | 0 | 0 | 0 | 0 | 0.4675 | 0 | 0 | 0 | 0 | 0 | 0 | 0 | 0 | 0 | 25
6088_G_1 | WECC_AZ | Arizona | 4 | Pima | 19 | 6088 | 1 | North Loop | 19837 | 1972 | 9999 | Combustion Turbine | [5 empty] | Fossil | G | 2025 | Oil |  | 0 | 0 | 0 | 0 | 0 | 0 | 0 | 0 | 0 | 0 | 0 | 0 | 0 | 0 | 0 | 0 | 0 | 0 | 0 | 0 | 0 | 0 | 0 | 0 | 0 | 0 | 0 | 0 | 0 | 0 | 0 | 0 | 0 | 0 | 0 | 0 | 0 | 0 | 0 | 0 | 0.4675 | 0 | 0 | 0 | 0 | 0 | 0 | 0 | 0 | 0 | 25
60879_G_02731 | NENGREST | Massachusetts | 25 | Berkshire | 3 | 60879 | 02731 | Nexamp Peak | 0 | 2015 | 9999 | Solar PV | [5 empty] | Non-Fossil | G | 2025 | Solar |  | 0 | 0 | 0 | 0 | 0 | 0 | 0 | 0 | 0 | 0 | 0 | 0 | 0 | 0 | 0 | 0 | 0.37277 | 0.77507 | 1.1841 | 2.332 | 0 | 0 | 0 | 0 | 0 | 0 | 0 | 0 | 0 | 0 | 0 | 0 | 0 | 0 | 0 | 0 | 0 | 0 | 0 | 0 | 0.046537 | 0 | 0 | 0 | 0 | 0 | 0 | 0 | 0 | 0 | 1.6629
60878_G_54508 | NENGREST | Massachusetts | 25 | Worcester | 27 | 60878 | 54508 | Sutton Solar | 0 | 2016 | 9999 | Solar PV | [5 empty] | Non-Fossil | G | 2025 | Solar |  | 0 | 0 | 0 | 0 | 0 | 0 | 0 | 0 | 0 | 0 | 0 | 0 | 0 | 0 | 0 | 0 | 0.41663 | 0.86626 | 1.3234 | 2.6063 | 0 | 0 | 0 | 0 | 0 | 0 | 0 | 0 | 0 | 0 | 0 | 0 | 0 | 0 | 0 | 0 | 0 | 0 | 0 | 0 | 0.052012 | 0 | 0 | 0 | 0 | 0 | 0 | 0 | 0 | 0 | 1.8585
60877_G_GMPSN | NENGREST | Vermont | 50 | Orange | 17 | 60877 | GMPSN | GMP Solar - Williamstown | 0 | 2016 | 9999 | Solar PV | [5 empty] | Non-Fossil | G | 2025 | Solar |  | 0 | 0 | 0 | 0 | 0 | 0 | 0 | 0 | 0 | 0 | 0 | 0 | 0 | 0 | 0 | 0 | 1.189 | 2.426 | 3.6793 | 7.2942 | 0 | 0 | 0 | 0 | 0 | 0 | 0 | 0 | 0 | 0 | 0 | 0 | 0 | 0 | 0 | 0 | 0 | 0 | 0 | 0 | 0.13993 | 0 | 0 | 0 | 0 | 0 | 0 | 0 | 0 | 0 | 5
60876_G_EIS1 | MIS_MIDA | Iowa | 19 | Muscatine | 139 | 60876 | EIS1 | Eastern Iowa Solar | 0 | 2016 | 9999 | Solar PV | [5 empty] | Non-Fossil | G | 2025 | Solar |  | 0 | 0 | 0 | 0 | 0 | 0 | 0 | 0 | 0 | 0 | 0 | 0 | 0 | 0 | 0 | 0 | 0.45377 | 0.94526 | 1.4414 | 2.8405 | 0 | 0 | 0 | 0 | 0 | 0 | 0 | 0 | 0 | 0 | 0 | 0 | 0 | 0 | 0 | 0 | 0 | 0 | 0 | 0 | 0.050374 | 0 | 0 | 0 | 0 | 0 | 0 | 0 | 0 | 0 | 1.8
60875_G_GMPSW | NENGREST | Vermont | 50 | Chittenden | 7 | 60875 | GMPSW | GMP Solar - Williston | 0 | 2016 | 9999 | Solar PV | [5 empty] | Non-Fossil | G | 2025 | Solar |  | 0 | 0 | 0 | 0 | 0 | 0 | 0 | 0 | 0 | 0 | 0 | 0 | 0 | 0 | 0 | 0 | 1.1177 | 2.2804 | 3.4585 | 6.8566 | 0 | 0 | 0 | 0 | 0 | 0 | 0 | 0 | 0 | 0 | 0 | 0 | 0 | 0 | 0 | 0 | 0 | 0 | 0 | 0 | 0.13153 | 0 | 0 | 0 | 0 | 0 | 0 | 0 | 0 | 0 | 4.7
60874_G_GMPSH | NENGREST | Vermont | 50 | Windsor | 27 | 60874 | GMPSH | GMP Solar - Hartford | 0 | 2016 | 9999 | Solar PV | [5 empty] | Non-Fossil | G | 2025 | Solar |  | 0 | 0 | 0 | 0 | 0 | 0 | 0 | 0 | 0 | 0 | 0 | 0 | 0 | 0 | 0 | 0 | 1.189 | 2.426 | 3.6793 | 7.2942 | 0 | 0 | 0 | 0 | 0 | 0 | 0 | 0 | 0 | 0 | 0 | 0 | 0 | 0 | 0 | 0 | 0 | 0 | 0 | 0 | 0.13993 | 0 | 0 | 0 | 0 | 0 | 0 | 0 | 0 | 0 | 5
6087_G_6 | S_SOU | Georgia | 13 | Hancock | 141 | 6087 | 6 | Wallace Dam | 0 | 1979 | 9999 | Pumped Storage | [5 empty] | Non-Fossil | G | 2025 | Pumps |  | 0 | 0 | 0 | 0 | 0 | 0 | 0 | 0 | 0 | 0 | 0 | 0 | 0 | 0 | 0 | 0 | 2.5151 | 9.1894 | 12.4711 | 24.1756 | 0 | 0 | 0 | 0 | 0 | 0 | 0 | 0 | 0 | 0 | 0 | 0 | 0 | 0 | 0 | 0 | 0 | 0 | 0 | 0 | 0.92053 | 0.025584 | 0.093476 | 0.12686 | 0.24592 | 0 | 0 | 0 | 0 | 0 | 53.3
6087_G_5 | S_SOU | Georgia | 13 | Hancock | 141 | 6087 | 5 | Wallace Dam | 0 | 1980 | 9999 | Pumped Storage | [5 empty] | Non-Fossil | G | 2025 | Pumps |  | 0 | 0 | 0 | 0 | 0 | 0 | 0 | 0 | 0 | 0 | 0 | 0 | 0 | 0 | 0 | 0 | 2.5151 | 9.1894 | 12.4711 | 24.1756 | 0 | 0 | 0 | 0 | 0 | 0 | 0 | 0 | 0 | 0 | 0 | 0 | 0 | 0 | 0 | 0 | 0 | 0 | 0 | 0 | 0.92053 | 0.025584 | 0.093476 | 0.12686 | 0.24592 | 0 | 0 | 0 | 0 | 0 | 53.3
6087_G_4 | S_SOU | Georgia | 13 | Hancock | 141 | 6087 | 4 | Wallace Dam | 0 | 1980 | 9999 | Hydro | [5 empty] | Non-Fossil | G | 2025 | Hydro |  | 0 | 0 | 0 | 0 | 0 | 0 | 0 | 0 | 0 | 0 | 0 | 0 | 0 | 0 | 0 | 0 | 24.7687 | 27.7973 | 33.9976 | 86.5635 | 0 | 0 | 0 | 0 | 0 | 0 | 0 | 0 | 0 | 0 | 0 | 0 | 0 | 0 | 0 | 0 | 0 | 0 | 0 | 0 | 0.85466 | 0.065885 | 0.073941 | 0.090434 | 0.23026 | 0 | 0 | 0 | 0 | 0 | 57.4
6087_G_3 | S_SOU | Georgia | 13 | Hancock | 141 | 6087 | 3 | Wallace Dam | 0 | 1980 | 9999 | Hydro | [5 empty] | Non-Fossil | G | 2025 | Hydro |  | 0 | 0 | 0 | 0 | 0 | 0 | 0 | 0 | 0 | 0 | 0 | 0 | 0 | 0 | 0 | 0 | 24.7687 | 27.7973 | 33.9976 | 86.5635 | 0 | 0 | 0 | 0 | 0 | 0 | 0 | 0 | 0 | 0 | 0 | 0 | 0 | 0 | 0 | 0 | 0 | 0 | 0 | 0 | 0.85466 | 0.065885 | 0.073941 | 0.090434 | 0.23026 | 0 | 0 | 0 | 0 | 0 | 57.4
6087_G_2 | S_SOU | Georgia | 13 | Hancock | 141 | 6087 | 2 | Wallace Dam | 0 | 1980 | 9999 | Pumped Storage | [5 empty] | Non-Fossil | G | 2025 | Pumps |  | 0 | 0 | 0 | 0 | 0 | 0 | 0 | 0 | 0 | 0 | 0 | 0 | 0 | 0 | 0 | 0 | 2.5151 | 9.1894 | 12.4711 | 24.1756 | 0 | 0 | 0 | 0 | 0 | 0 | 0 | 0 | 0 | 0 | 0 | 0 | 0 | 0 | 0 | 0 | 0 | 0 | 0 | 0 | 0.92053 | 0.025584 | 0.093476 | 0.12686 | 0.24592 | 0 | 0 | 0 | 0 | 0 | 53.3
6087_G_1 | S_SOU | Georgia | 13 | Hancock | 141 | 6087 | 1 | Wallace Dam | 0 | 1980 | 9999 | Pumped Storage | [5 empty] | Non-Fossil | G | 2025 | Pumps |  | 0 | 0 | 0 | 0 | 0 | 0 | 0 | 0 | 0 | 0 | 0 | 0 | 0 | 0 | 0 | 0 | 2.5151 | 9.1894 | 12.4711 | 24.1756 | 0 | 0 | 0 | 0 | 0 | 0 | 0 | 0 | 0 | 0 | 0 | 0 | 0 | 0 | 0 | 0 | 0 | 0 | 0 | 0 | 0.92053 | 0.025584 | 0.093476 | 0.12686 | 0.24592 | 0 | 0 | 0 | 0 | 0 | 53.3
60869_G_PB1 | WEC_LADW | California | 6 | Los Angeles | 37 | 60869 | PB1 | Solar Star California, XLIV, LLC | 0 | 2016 | 9999 | Solar PV | [5 empty] | Non-Fossil | G | 2025 | Solar |  | 0 | 0 | 0 | 0 | 0 | 0 | 0 | 0 | 0 | 0 | 0 | 0 | 0 | 0 | 0 | 0 | 3.8328 | 7.4552 | 11.1484 | 22.4363 | 0 | 0 | 0 | 0 | 0 | 0 | 0 | 0 | 0 | 0 | 0 | 0 | 0 | 0 | 0 | 0 | 0 | 0 | 0 | 0 | 0.38016 | 0 | 0 | 0 | 0 | 0 | 0 | 0 | 0 | 0 | 9.352
60867_G_SOU | NENGREST | Massachusetts | 25 | Hampden | 13 | 60867 | SOU | Kearsarge Southwick LLC | 0 | 2015 | 9999 | Solar PV | [5 empty] | Non-Fossil | G | 2025 | Solar |  | 0 | 0 | 0 | 0 | 0 | 0 | 0 | 0 | 0 | 0 | 0 | 0 | 0 | 0 | 0 | 0 | 0.72362 | 1.5046 | 2.2986 | 4.5268 | 0 | 0 | 0 | 0 | 0 | 0 | 0 | 0 | 0 | 0 | 0 | 0 | 0 | 0 | 0 | 0 | 0 | 0 | 0 | 0 | 0.090337 | 0 | 0 | 0 | 0 | 0 | 0 | 0 | 0 | 0 | 3.228
60866_G_4MID | NENGREST | Massachusetts | 25 | Essex | 9 | 60866 | 4MID | Bashaw Solar CSG 1, LLC | 0 | 2017 | 9999 | Solar PV | [5 empty] | Non-Fossil | G | 2025 | Solar |  | 0 | 0 | 0 | 0 | 0 | 0 | 0 | 0 | 0 | 0 | 0 | 0 | 0 | 0 | 0 | 0 | 0.43856 | 0.91185 | 1.3931 | 2.7435 | 0 | 0 | 0 | 0 | 0 | 0 | 0 | 0 | 0 | 0 | 0 | 0 | 0 | 0 | 0 | 0 | 0 | 0 | 0 | 0 | 0.05475 | 0 | 0 | 0 | 0 | 0 | 0 | 0 | 0 | 0 | 1.9564
60865_G_WT1 | NENGREST | Massachusetts | 25 | Essex | 9 | 60865 | WT1 | Equity Industrial Turbines | 0 | 2012 | 9999 | Onshore Wind | [5 empty] | Non-Fossil | G | 2025 | Wind |  | 0 | 0 | 0 | 0 | 0 | 0 | 0 | 0 | 0 | 0 | 0 | 0 | 0 | 0 | 0 | 0 | 3.3052 | 4.2963 | 3.328 | 10.9295 | 0 | 0 | 0 | 0 | 0 | 0 | 0 | 0 | 0 | 0 | 0 | 0 | 0 | 0 | 0 | 0 | 0 | 0 | 0 | 0 | 0.13441 | 0 | 0 | 0 | 0 | 0 | 0 | 0 | 0 | 0 | 4
60864_G_PV1 | MIS_INKY | Indiana | 18 | Howard | 67 | 60864 | PV1 | Kokomo Solar 1, LLC | 0 | 2016 | 9999 | Solar PV | [5 empty] | Non-Fossil | G | 2025 | Solar |  | 0 | 0 | 0 | 0 | 0 | 0 | 0 | 0 | 0 | 0 | 0 | 0 | 0 | 0 | 0 | 0 | 1.3655 | 2.8423 | 4.3333 | 8.5411 | 0 | 0 | 0 | 0 | 0 | 0 | 0 | 0 | 0 | 0 | 0 | 0 | 0 | 0 | 0 | 0 | 0 | 0 | 0 | 0 | 0.15112 | 0 | 0 | 0 | 0 | 0 | 0 | 0 | 0 | 0 | 5.4
60861_G_PV1 | WEC_BANC | California | 6 | Sacramento | 67 | 60861 | PV1 | Dept of General Services -FTB | 0 | 2017 | 9999 | Solar PV | [5 empty] | Non-Fossil | G | 2025 | Solar |  | 0 | 0 | 0 | 0 | 0 | 0 | 0 | 0 | 0 | 0 | 0 | 0 | 0 | 0 | 0 | 0 | 0.9332 | 2.0285 | 3.183 | 6.1446 | 0 | 0 | 0 | 0 | 0 | 0 | 0 | 0 | 0 | 0 | 0 | 0 | 0 | 0 | 0 | 0 | 0 | 0 | 0 | 0 | 0.075561 | 0 | 0 | 0 | 0 | 0 | 0 | 0 | 0 | 0 | 2.7
60860_G_PV1 | NENGREST | Vermont | 50 | Grand Isle | 13 | 60860 | PV1 | VEC Alburgh Array | 0 | 2016 | 9999 | Solar PV | [5 empty] | Non-Fossil | G | 2025 | Solar |  | 0 | 0 | 0 | 0 | 0 | 0 | 0 | 0 | 0 | 0 | 0 | 0 | 0 | 0 | 0 | 0 | 0.2378 | 0.4852 | 0.73585 | 1.4588 | 0 | 0 | 0 | 0 | 0 | 0 | 0 | 0 | 0 | 0 | 0 | 0 | 0 | 0 | 0 | 0 | 0 | 0 | 0 | 0 | 0.027985 | 0 | 0 | 0 | 0 | 0 | 0 | 0 | 0 | 0 | 1
6086_G_4 | MIS_MNWI | Wisconsin | 55 | Chippewa | 17 | 6086 | 4 | Cornell | 0 | 1977 | 9999 | Hydro | [5 empty] | Non-Fossil | G | 2025 | Hydro |  | 0 | 0 | 0 | 0 | 0 | 0 | 0 | 0 | 0 | 0 | 0 | 0 | 0 | 0 | 0 | 0 | 0.41706 | 0.64183 | 0.91154 | 1.9704 | 0 | 0 | 0 | 0 | 0 | 0 | 0 | 0 | 0 | 0 | 0 | 0 | 0 | 0 | 0 | 0 | 0 | 0 | 0 | 0 | 0.0059558 | 0.0011094 | 0.0017073 | 0.0024247 | 0.0052413 | 0 | 0 | 0 | 0 | 0 | 0.4
6086_G_3 | MIS_MNWI | Wisconsin | 55 | Chippewa | 17 | 6086 | 3 | Cornell | 0 | 1976 | 9999 | Hydro | [5 empty] | Non-Fossil | G | 2025 | Hydro |  | 0 | 0 | 0 | 0 | 0 | 0 | 0 | 0 | 0 | 0 | 0 | 0 | 0 | 0 | 0 | 0 | 7.1943 | 11.0715 | 15.724 | 33.9898 | 0 | 0 | 0 | 0 | 0 | 0 | 0 | 0 | 0 | 0 | 0 | 0 | 0 | 0 | 0 | 0 | 0 | 0 | 0 | 0 | 0.10274 | 0.019137 | 0.02945 | 0.041826 | 0.090413 | 0 | 0 | 0 | 0 | 0 | 6.9
6086_G_2 | MIS_MNWI | Wisconsin | 55 | Chippewa | 17 | 6086 | 2 | Cornell | 0 | 1976 | 9999 | Hydro | [5 empty] | Non-Fossil | G | 2025 | Hydro |  | 0 | 0 | 0 | 0 | 0 | 0 | 0 | 0 | 0 | 0 | 0 | 0 | 0 | 0 | 0 | 0 | 6.6729 | 10.2692 | 14.5846 | 31.5268 | 0 | 0 | 0 | 0 | 0 | 0 | 0 | 0 | 0 | 0 | 0 | 0 | 0 | 0 | 0 | 0 | 0 | 0 | 0 | 0 | 0.095293 | 0.01775 | 0.027316 | 0.038795 | 0.083861 | 0 | 0 | 0 | 0 | 0 | 6.4
6086_G_1 | MIS_MNWI | Wisconsin | 55 | Chippewa | 17 | 6086 | 1 | Cornell | 0 | 1976 | 9999 | Hydro | [5 empty] | Non-Fossil | G | 2025 | Hydro |  | 0 | 0 | 0 | 0 | 0 | 0 | 0 | 0 | 0 | 0 | 0 | 0 | 0 | 0 | 0 | 0 | 6.4644 | 9.9483 | 14.1288 | 30.5416 | 0 | 0 | 0 | 0 | 0 | 0 | 0 | 0 | 0 | 0 | 0 | 0 | 0 | 0 | 0 | 0 | 0 | 0 | 0 | 0 | 0.092315 | 0.017195 | 0.026462 | 0.037583 | 0.081241 | 0 | 0 | 0 | 0 | 0 | 6.2
60858_G_PV1 | NENGREST | Massachusetts | 25 | Norfolk | 21 | 60858 | PV1 | 126 Grove Solar LLC | 0 | 2012 | 9999 | Solar PV | [5 empty] | Non-Fossil | G | 2025 | Solar |  | 0 | 0 | 0 | 0 | 0 | 0 | 0 | 0 | 0 | 0 | 0 | 0 | 0 | 0 | 0 | 0 | 0.43856 | 0.91185 | 1.3931 | 2.7435 | 0 | 0 | 0 | 0 | 0 | 0 | 0 | 0 | 0 | 0 | 0 | 0 | 0 | 0 | 0 | 0 | 0 | 0 | 0 | 0 | 0.05475 | 0 | 0 | 0 | 0 | 0 | 0 | 0 | 0 | 0 | 1.9564
60857_G_LKWD1 | PJM_EMAC | New Jersey | 34 | Ocean | 29 | 60857 | LKWD1 | NES Rutgers Solar | 0 | 2012 | 9999 | Solar PV | [5 empty] | Non-Fossil | G | 2025 | Solar |  | 0 | 0 | 0 | 0 | 0 | 0 | 0 | 0 | 0 | 0 | 0 | 0 | 0 | 0 | 0 | 0 | 0.21161 | 0.45682 | 0.72586 | 1.3943 | 0 | 0 | 0 | 0 | 0 | 0 | 0 | 0 | 0 | 0 | 0 | 0 | 0 | 0 | 0 | 0 | 0 | 0 | 0 | 0 | 0.035136 | 0 | 0 | 0 | 0 | 0 | 0 | 0 | 0 | 0 | 0.9741
60856_G_ASTRA | ERC_PHDL | Texas | 48 | Randall | 381 | 60856 | ASTRA | Astra Wind Farm | 0 | 2017 | 9999 | Onshore Wind | [5 empty] | Non-Fossil | G | 2025 | Wind |  | 0 | 0 | 0 | 0 | 0 | 0 | 0 | 0 | 0 | 0 | 0 | 0 | 0 | 0 | 0 | 0 | 159.0818 | 220.1116 | 239.1948 | 618.3883 | 0 | 0 | 0 | 0 | 0 | 0 | 0 | 0 | 0 | 0 | 0 | 0 | 0 | 0 | 0 | 0 | 0 | 0 | 0 | 0 | 4.9969 | 0 | 0 | 0 | 0 | 0 | 0 | 0 | 0 | 0 | 163
60855_G_DOW | NENGREST | Massachusetts | 25 | Middlesex | 17 | 60855 | DOW | Iron Horse Solar I CSG | 0 | 2016 | 9999 | Solar PV | [5 empty] | Non-Fossil | G | 2025 | Solar |  | 0 | 0 | 0 | 0 | 0 | 0 | 0 | 0 | 0 | 0 | 0 | 0 | 0 | 0 | 0 | 0 | 0.63591 | 1.3222 | 2.02 | 3.9781 | 0 | 0 | 0 | 0 | 0 | 0 | 0 | 0 | 0 | 0 | 0 | 0 | 0 | 0 | 0 | 0 | 0 | 0 | 0 | 0 | 0.079387 | 0 | 0 | 0 | 0 | 0 | 0 | 0 | 0 | 0 | 2.8367
60854_G_BRDMA | NENGREST | Massachusetts | 25 | Norfolk | 21 | 60854 | BRDMA | Bird Machine Solar Farm | 0 | 2017 | 9999 | Solar PV | [5 empty] | Non-Fossil | G | 2025 | Solar |  | 0 | 0 | 0 | 0 | 0 | 0 | 0 | 0 | 0 | 0 | 0 | 0 | 0 | 0 | 0 | 0 | 1.0087 | 2.0973 | 3.2041 | 6.31 | 0 | 0 | 0 | 0 | 0 | 0 | 0 | 0 | 0 | 0 | 0 | 0 | 0 | 0 | 0 | 0 | 0 | 0 | 0 | 0 | 0.12592 | 0 | 0 | 0 | 0 | 0 | 0 | 0 | 0 | 0 | 4.4996
60853_G_HOUST | S_C_TVA | Mississippi | 28 | Chickasaw | 17 | 60853 | HOUST | SR Houston | 0 | 2016 | 9999 | Solar PV | [5 empty] | Non-Fossil | G | 2025 | Solar |  | 0 | 0 | 0 | 0 | 0 | 0 | 0 | 0 | 0 | 0 | 0 | 0 | 0 | 0 | 0 | 0 | 0.84217 | 1.6876 | 2.5695 | 5.0993 | 0 | 0 | 0 | 0 | 0 | 0 | 0 | 0 | 0 | 0 | 0 | 0 | 0 | 0 | 0 | 0 | 0 | 0 | 0 | 0 | 0.086755 | 0 | 0 | 0 | 0 | 0 | 0 | 0 | 0 | 0 | 3.1
60852_G_PV1 | NENGREST | Massachusetts | 25 | Worcester | 27 | 60852 | PV1 | Depot Hill Solar | 0 | 2016 | 9999 | Solar PV | [5 empty] | Non-Fossil | G | 2025 | Solar |  | 0 | 0 | 0 | 0 | 0 | 0 | 0 | 0 | 0 | 0 | 0 | 0 | 0 | 0 | 0 | 0 | 0.41663 | 0.86626 | 1.3234 | 2.6063 | 0 | 0 | 0 | 0 | 0 | 0 | 0 | 0 | 0 | 0 | 0 | 0 | 0 | 0 | 0 | 0 | 0 | 0 | 0 | 0 | 0.052012 | 0 | 0 | 0 | 0 | 0 | 0 | 0 | 0 | 0 | 1.8585
60851_G_PV1 | NENGREST | Massachusetts | 25 | Worcester | 27 | 60851 | PV1 | Curtis Hill Solar | 0 | 2016 | 9999 | Solar PV | [5 empty] | Non-Fossil | G | 2025 | Solar |  | 0 | 0 | 0 | 0 | 0 | 0 | 0 | 0 | 0 | 0 | 0 | 0 | 0 | 0 | 0 | 0 | 0.41663 | 0.86626 | 1.3234 | 2.6063 | 0 | 0 | 0 | 0 | 0 | 0 | 0 | 0 | 0 | 0 | 0 | 0 | 0 | 0 | 0 | 0 | 0 | 0 | 0 | 0 | 0.052012 | 0 | 0 | 0 | 0 | 0 | 0 | 0 | 0 | 0 | 1.8585
6085_G_16B | MIS_INKY | Indiana | 18 | Jasper | 73 | 6085 | 16B | R M Schahfer | 15596 | 1979 | 9999 | Combustion Turbine | [5 empty] | Fossil | G | 2025 | NaturalGas |  | 0 | 0 | 0.02199 | 0.02199 | 0 | 0 | 0 | 0 | 0 | 0 | 0 | 0 | 0 | 0 | 0 | 0 | 0 | 0 | 1.4099 | 1.4099 | 0 | 0 | 1.2873 | 1.2873 | 0 | 0 | 1.54e-09 | 1.54e-09 | 0 | 0 | 0.0019482 | 0.0019482 | 0 | 0 | 0 | 0 | 0 | 0 | 0 | 0 | 1.4399 | 0 | 0 | 0.022134 | 0.022134 | 0 | 0 | 0.077993 | 0.077993 | 0 | 77
6085_G_16A | MIS_INKY | Indiana | 18 | Jasper | 73 | 6085 | 16A | R M Schahfer | 15596 | 1979 | 9999 | Combustion Turbine | [5 empty] | Fossil | G | 2025 | NaturalGas |  | 0 | 0 | 0.022275 | 0.022275 | 0 | 0 | 0 | 0 | 0 | 0 | 0 | 0 | 0 | 0 | 0 | 0 | 0 | 0 | 1.4283 | 1.4283 | 0 | 0 | 1.304 | 1.304 | 0 | 0 | 1.56e-09 | 1.56e-09 | 0 | 0 | 0.0026947 | 0.0026947 | 0 | 0 | 0 | 0 | 0 | 0 | 0 | 0 | 1.4586 | 0 | 0 | 0.022422 | 0.022422 | 0 | 0 | 0.079006 | 0.079006 | 0 | 78
6085_B_18 | MIS_INKY | Indiana | 18 | Jasper | 73 | 6085 | 18 | R M Schahfer | 11495 | 1986 | 9999 | Coal Steam | tangential | dry | ESPC + Wet Scrubber | LNC3 | Wet Scrubber | Fossil | B | 2025 |  | Coal Retirement | 0 | 0 | 0 | 0 | 0 | 0 | 0 | 0 | 0 | 0 | 0 | 0 | 0 | 0 | 0 | 0 | 0 | 0 | 0 | 0 | 0 | 0 | 0 | 0 | 0 | 0 | 0 | 0 | 0 | 0 | 0 | 0 | 0 | 0 | 0 | 0 | 0 | 0 | 0 | 0 | 0 | 0 | 0 | 0 | 0 | 0 | 0 | 0 | 0 | 0 | 361 | Scrubber | Wet Scrubber
6085_B_17 | MIS_INKY | Indiana | 18 | Jasper | 73 | 6085 | 17 | R M Schahfer | 11804 | 1983 | 9999 | Coal Steam | tangential | dry | ESPC + Wet Scrubber | LNC3 | Wet Scrubber | Fossil | B | 2025 |  | Coal Retirement | 0 | 0 | 0 | 0 | 0 | 0 | 0 | 0 | 0 | 0 | 0 | 0 | 0 | 0 | 0 | 0 | 0 | 0 | 0 | 0 | 0 | 0 | 0 | 0 | 0 | 0 | 0 | 0 | 0 | 0 | 0 | 0 | 0 | 0 | 0 | 0 | 0 | 0 | 0 | 0 | 0 | 0 | 0 | 0 | 0 | 0 | 0 | 0 | 0 | 0 | 361 | Scrubber | Wet Scrubber
6085_B_14 | MIS_INKY | Indiana | 18 | Jasper | 73 | 6085 | 14 | R M Schahfer | 11222 | 1986 | 9999 | Coal Steam | cyclone | wet | ESPC + Wet Scrubber + SCR + ACI + DSI | OFA | Wet Scrubber | Fossil | B | 2025 | Coal |  | 2.1636 | 0 | 3.9088 | 6.0724 | 0 | 0 | 0 | 0 | 2.1636 | 0 | 3.9088 | 6.0724 | 0 | 0 | 0 | 0 | 183.6166 | 0 | 331.7284 | 515.345 | 221.1992 | 0 | 399.6265 | 620.8257 | 0.00057811 | 0 | 0.0010444 | 0.0016225 | 0.097536 | 0 | 0.17621 | 0.27375 | 0.061816 | 0 | 0.11168 | 0.1735 | 0.0010299 | 0 | 0.0018611 | 0.002891 | 6.7791 | 1.7328 | 0 | 3.1306 | 4.8634 | 4.5593 | 0 | 8.2371 | 12.7964 | 0.58917 | 431 | Scrubber / SCR / Mercury Control / DSI | Wet Scrubber
60849_G_87353 | PJM_AP | Maryland | 24 | Frederick | 21 | 60849 | 87353 | Emmitsburg Solar Arrays | 0 | 2014 | 9999 | Solar PV | [5 empty] | Non-Fossil | G | 2025 | Solar |  | 0 | 0 | 0 | 0 | 0 | 0 | 0 | 0 | 0 | 0 | 0 | 0 | 0 | 0 | 0 | 0 | 0.42816 | 0.91865 | 1.6101 | 2.9569 | 0 | 0 | 0 | 0 | 0 | 0 | 0 | 0 | 0 | 0 | 0 | 0 | 0 | 0 | 0 | 0 | 0 | 0 | 0 | 0 | 0.047575 | 0 | 0 | 0 | 0 | 0 | 0 | 0 | 0 | 0 | 1.7
60848_G_51599 | PJM_WMAC | Pennsylvania | 42 | Berks | 11 | 60848 | 51599 | Temple Solar Arrays | 0 | 2011 | 9999 | Solar PV | [5 empty] | Non-Fossil | G | 2025 | Solar |  | 0 | 0 | 0 | 0 | 0 | 0 | 0 | 0 | 0 | 0 | 0 | 0 | 0 | 0 | 0 | 0 | 0.49608 | 1.0735 | 1.7084 | 3.278 | 0 | 0 | 0 | 0 | 0 | 0 | 0 | 0 | 0 | 0 | 0 | 0 | 0 | 0 | 0 | 0 | 0 | 0 | 0 | 0 | 0.061568 | 0 | 0 | 0 | 0 | 0 | 0 | 0 | 0 | 0 | 2.2
60847_G_PV1 | PJM_AP | Maryland | 24 | Garrett | 23 | 60847 | PV1 | Garrett County - DPU Treatment Plant | 0 | 2017 | 9999 | Solar PV | [5 empty] | Non-Fossil | G | 2025 | Solar |  | 0 | 0 | 0 | 0 | 0 | 0 | 0 | 0 | 0 | 0 | 0 | 0 | 0 | 0 | 0 | 0 | 0.30223 | 0.64846 | 1.1366 | 2.0872 | 0 | 0 | 0 | 0 | 0 | 0 | 0 | 0 | 0 | 0 | 0 | 0 | 0 | 0 | 0 | 0 | 0 | 0 | 0 | 0 | 0.033583 | 0 | 0 | 0 | 0 | 0 | 0 | 0 | 0 | 0 | 1.2
60846_G_PV1 | WEC_BANC | California | 6 | Sacramento | 67 | 60846 | PV1 | US GSA - Sacramento | 0 | 2017 | 9999 | Solar PV | [5 empty] | Non-Fossil | G | 2025 | Solar |  | 0 | 0 | 0 | 0 | 0 | 0 | 0 | 0 | 0 | 0 | 0 | 0 | 0 | 0 | 0 | 0 | 0.38019 | 0.82641 | 1.2968 | 2.5034 | 0 | 0 | 0 | 0 | 0 | 0 | 0 | 0 | 0 | 0 | 0 | 0 | 0 | 0 | 0 | 0 | 0 | 0 | 0 | 0 | 0.030784 | 0 | 0 | 0 | 0 | 0 | 0 | 0 | 0 | 0 | 1.1
60844_G_PV2 | WEC_CALN | California | 6 | Solano | 95 | 60844 | PV2 | Genentech Vacaville Meter #1 | 0 | 2017 | 9999 | Solar PV | [5 empty] | Non-Fossil | G | 2025 | Solar |  | 0 | 0 | 0 | 0 | 0 | 0 | 0 | 0 | 0 | 0 | 0 | 0 | 0 | 0 | 0 | 0 | 0.86293 | 1.7178 | 2.8164 | 5.3971 | 0 | 0 | 0 | 0 | 0 | 0 | 0 | 0 | 0 | 0 | 0 | 0 | 0 | 0 | 0 | 0 | 0 | 0 | 0 | 0 | 0.07358 | 0 | 0 | 0 | 0 | 0 | 0 | 0 | 0 | 0 | 2.2978
60844_G_PV1 | WEC_CALN | California | 6 | Solano | 95 | 60844 | PV1 | Genentech Vacaville Meter #1 | 0 | 2017 | 9999 | Solar PV | [5 empty] | Non-Fossil | G | 2025 | Solar |  | 0 | 0 | 0 | 0 | 0 | 0 | 0 | 0 | 0 | 0 | 0 | 0 | 0 | 0 | 0 | 0 | 1.4257 | 2.8381 | 4.6532 | 8.917 | 0 | 0 | 0 | 0 | 0 | 0 | 0 | 0 | 0 | 0 | 0 | 0 | 0 | 0 | 0 | 0 | 0 | 0 | 0 | 0 | 0.12157 | 0 | 0 | 0 | 0 | 0 | 0 | 0 | 0 | 0 | 3.7964
60843_G_RTD5 | PJM_EMAC | New Jersey | 34 | Hudson | 17 | 60843 | RTD5 | River Terminal Development Solar | 0 | 2016 | 9999 | Solar PV | [5 empty] | Non-Fossil | G | 2025 | Solar |  | 0 | 0 | 0 | 0 | 0 | 0 | 0 | 0 | 0 | 0 | 0 | 0 | 0 | 0 | 0 | 0 | 0.084643 | 0.18273 | 0.29034 | 0.55771 | 0 | 0 | 0 | 0 | 0 | 0 | 0 | 0 | 0 | 0 | 0 | 0 | 0 | 0 | 0 | 0 | 0 | 0 | 0 | 0 | 0.014054 | 0 | 0 | 0 | 0 | 0 | 0 | 0 | 0 | 0 | 0.38964
60843_G_RTD4 | PJM_EMAC | New Jersey | 34 | Hudson | 17 | 60843 | RTD4 | River Terminal Development Solar | 0 | 2011 | 9999 | Solar PV | [5 empty] | Non-Fossil | G | 2025 | Solar |  | 0 | 0 | 0 | 0 | 0 | 0 | 0 | 0 | 0 | 0 | 0 | 0 | 0 | 0 | 0 | 0 | 0.21161 | 0.45682 | 0.72586 | 1.3943 | 0 | 0 | 0 | 0 | 0 | 0 | 0 | 0 | 0 | 0 | 0 | 0 | 0 | 0 | 0 | 0 | 0 | 0 | 0 | 0 | 0.035136 | 0 | 0 | 0 | 0 | 0 | 0 | 0 | 0 | 0 | 0.9741
60843_G_RTD3 | PJM_EMAC | New Jersey | 34 | Hudson | 17 | 60843 | RTD3 | River Terminal Development Solar | 0 | 2011 | 9999 | Solar PV | [5 empty] | Non-Fossil | G | 2025 | Solar |  | 0 | 0 | 0 | 0 | 0 | 0 | 0 | 0 | 0 | 0 | 0 | 0 | 0 | 0 | 0 | 0 | 0.042321 | 0.091363 | 0.14517 | 0.27886 | 0 | 0 | 0 | 0 | 0 | 0 | 0 | 0 | 0 | 0 | 0 | 0 | 0 | 0 | 0 | 0 | 0 | 0 | 0 | 0 | 0.0070272 | 0 | 0 | 0 | 0 | 0 | 0 | 0 | 0 | 0 | 0.19482
60843_G_RTD2 | PJM_EMAC | New Jersey | 34 | Hudson | 17 | 60843 | RTD2 | River Terminal Development Solar | 0 | 2009 | 9999 | Solar PV | [5 empty] | Non-Fossil | G | 2025 | Solar |  | 0 | 0 | 0 | 0 | 0 | 0 | 0 | 0 | 0 | 0 | 0 | 0 | 0 | 0 | 0 | 0 | 0.12696 | 0.27409 | 0.43551 | 0.83657 | 0 | 0 | 0 | 0 | 0 | 0 | 0 | 0 | 0 | 0 | 0 | 0 | 0 | 0 | 0 | 0 | 0 | 0 | 0 | 0 | 0.021082 | 0 | 0 | 0 | 0 | 0 | 0 | 0 | 0 | 0 | 0.58446
60843_G_RTD1 | PJM_EMAC | New Jersey | 34 | Hudson | 17 | 60843 | RTD1 | River Terminal Development Solar | 0 | 2006 | 9999 | Solar PV | [5 empty] | Non-Fossil | G | 2025 | Solar |  | 0 | 0 | 0 | 0 | 0 | 0 | 0 | 0 | 0 | 0 | 0 | 0 | 0 | 0 | 0 | 0 | 0.1058 | 0.22841 | 0.36293 | 0.69714 | 0 | 0 | 0 | 0 | 0 | 0 | 0 | 0 | 0 | 0 | 0 | 0 | 0 | 0 | 0 | 0 | 0 | 0 | 0 | 0 | 0.017568 | 0 | 0 | 0 | 0 | 0 | 0 | 0 | 0 | 0 | 0.48705
60842_G_PV1 | PJM_EMAC | New Jersey | 34 | Essex | 13 | 60842 | PV1 | Prudential 80 Livingston Roseland Solar | 0 | 2013 | 9999 | Solar PV | [5 empty] | Non-Fossil | G | 2025 | Solar |  | 0 | 0 | 0 | 0 | 0 | 0 | 0 | 0 | 0 | 0 | 0 | 0 | 0 | 0 | 0 | 0 | 0.35973 | 0.77659 | 1.234 | 2.3703 | 0 | 0 | 0 | 0 | 0 | 0 | 0 | 0 | 0 | 0 | 0 | 0 | 0 | 0 | 0 | 0 | 0 | 0 | 0 | 0 | 0.059731 | 0 | 0 | 0 | 0 | 0 | 0 | 0 | 0 | 0 | 1.656
60841_G_PV1 | PJM_EMAC | New Jersey | 34 | Essex | 13 | 60841 | PV1 | Prudential 55 Livingston Roseland Solar | 0 | 2013 | 9999 | Solar PV | [5 empty] | Non-Fossil | G | 2025 | Solar |  | 0 | 0 | 0 | 0 | 0 | 0 | 0 | 0 | 0 | 0 | 0 | 0 | 0 | 0 | 0 | 0 | 0.25393 | 0.54818 | 0.87103 | 1.6731 | 0 | 0 | 0 | 0 | 0 | 0 | 0 | 0 | 0 | 0 | 0 | 0 | 0 | 0 | 0 | 0 | 0 | 0 | 0 | 0 | 0.042163 | 0 | 0 | 0 | 0 | 0 | 0 | 0 | 0 | 0 | 1.1689
60840_G_PV1 | PJM_EMAC | New Jersey | 34 | Hudson | 17 | 60840 | PV1 | Goya Foods, Inc- Secaucus Solar | 0 | 2016 | 9999 | Solar PV | [5 empty] | Non-Fossil | G | 2025 | Solar |  | 0 | 0 | 0 | 0 | 0 | 0 | 0 | 0 | 0 | 0 | 0 | 0 | 0 | 0 | 0 | 0 | 0.33857 | 0.73091 | 1.1614 | 2.2308 | 0 | 0 | 0 | 0 | 0 | 0 | 0 | 0 | 0 | 0 | 0 | 0 | 0 | 0 | 0 | 0 | 0 | 0 | 0 | 0 | 0.056218 | 0 | 0 | 0 | 0 | 0 | 0 | 0 | 0 | 0 | 1.5586
60839_G_PV1 | PJM_EMAC | New Jersey | 34 | Hudson | 17 | 60839 | PV1 | Goya Foods, Inc- Jersey City Solar | 0 | 2015 | 9999 | Solar PV | [5 empty] | Non-Fossil | G | 2025 | Solar |  | 0 | 0 | 0 | 0 | 0 | 0 | 0 | 0 | 0 | 0 | 0 | 0 | 0 | 0 | 0 | 0 | 0.52902 | 1.142 | 1.8146 | 3.4857 | 0 | 0 | 0 | 0 | 0 | 0 | 0 | 0 | 0 | 0 | 0 | 0 | 0 | 0 | 0 | 0 | 0 | 0 | 0 | 0 | 0.08784 | 0 | 0 | 0 | 0 | 0 | 0 | 0 | 0 | 0 | 2.4353
60838_G_WABAS | MIS_MNWI | Minnesota | 27 | Wabasha | 157 | 60838 | WABAS | Wabasha Holdco Solar | 0 | 2017 | 9999 | Solar PV | [5 empty] | Non-Fossil | G | 2025 | Solar |  | 0 | 0 | 0 | 0 | 0 | 0 | 0 | 0 | 0 | 0 | 0 | 0 | 0 | 0 | 0 | 0 | 0.69488 | 1.4851 | 2.2786 | 4.4586 | 0 | 0 | 0 | 0 | 0 | 0 | 0 | 0 | 0 | 0 | 0 | 0 | 0 | 0 | 0 | 0 | 0 | 0 | 0 | 0 | 0.079075 | 0 | 0 | 0 | 0 | 0 | 0 | 0 | 0 | 0 | 2.8256
60837_G_FORES | MIS_MNWI | Minnesota | 27 | Washington | 163 | 60837 | FORES | Forest Lake Solar | 0 | 2017 | 9999 | Solar PV | [5 empty] | Non-Fossil | G | 2025 | Solar |  | 0 | 0 | 0 | 0 | 0 | 0 | 0 | 0 | 0 | 0 | 0 | 0 | 0 | 0 | 0 | 0 | 1.1581 | 2.4751 | 3.7977 | 7.431 | 0 | 0 | 0 | 0 | 0 | 0 | 0 | 0 | 0 | 0 | 0 | 0 | 0 | 0 | 0 | 0 | 0 | 0 | 0 | 0 | 0.13179 | 0 | 0 | 0 | 0 | 0 | 0 | 0 | 0 | 0 | 4.7093
60836_G_BLAKE | MIS_MNWI | Minnesota | 27 | Sherburne | 141 | 60836 | BLAKE | Big Lake Holdco Solar | 0 | 2017 | 9999 | Solar PV | [5 empty] | Non-Fossil | G | 2025 | Solar |  | 0 | 0 | 0 | 0 | 0 | 0 | 0 | 0 | 0 | 0 | 0 | 0 | 0 | 0 | 0 | 0 | 1.1581 | 2.4751 | 3.7977 | 7.431 | 0 | 0 | 0 | 0 | 0 | 0 | 0 | 0 | 0 | 0 | 0 | 0 | 0 | 0 | 0 | 0 | 0 | 0 | 0 | 0 | 0.13179 | 0 | 0 | 0 | 0 | 0 | 0 | 0 | 0 | 0 | 4.7093
60835_G_PINEI | MIS_MNWI | Minnesota | 27 | Olmsted | 109 | 60835 | PINEI | Pine Island Solar | 0 | 2017 | 9999 | Solar PV | [5 empty] | Non-Fossil | G | 2025 | Solar |  | 0 | 0 | 0 | 0 | 0 | 0 | 0 | 0 | 0 | 0 | 0 | 0 | 0 | 0 | 0 | 0 | 0.90335 | 1.9306 | 2.9622 | 5.7962 | 0 | 0 | 0 | 0 | 0 | 0 | 0 | 0 | 0 | 0 | 0 | 0 | 0 | 0 | 0 | 0 | 0 | 0 | 0 | 0 | 0.1028 | 0 | 0 | 0 | 0 | 0 | 0 | 0 | 0 | 0 | 3.6733
60834_G_HWY14 | MIS_MNWI | Minnesota | 27 | Olmsted | 109 | 60834 | HWY14 | Hwy 14 Holdco Solar | 0 | 2017 | 9999 | Solar PV | [5 empty] | Non-Fossil | G | 2025 | Solar |  | 0 | 0 | 0 | 0 | 0 | 0 | 0 | 0 | 0 | 0 | 0 | 0 | 0 | 0 | 0 | 0 | 1.1581 | 2.4751 | 3.7977 | 7.431 | 0 | 0 | 0 | 0 | 0 | 0 | 0 | 0 | 0 | 0 | 0 | 0 | 0 | 0 | 0 | 0 | 0 | 0 | 0 | 0 | 0.13179 | 0 | 0 | 0 | 0 | 0 | 0 | 0 | 0 | 0 | 4.7093
60833_G_DODGE | MIS_MNWI | Minnesota | 27 | Dodge | 39 | 60833 | DODGE | Dodge Holdco Solar | 0 | 2017 | 9999 | Solar PV | [5 empty] | Non-Fossil | G | 2025 | Solar |  | 0 | 0 | 0 | 0 | 0 | 0 | 0 | 0 | 0 | 0 | 0 | 0 | 0 | 0 | 0 | 0 | 1.1581 | 2.4751 | 3.7977 | 7.431 | 0 | 0 | 0 | 0 | 0 | 0 | 0 | 0 | 0 | 0 | 0 | 0 | 0 | 0 | 0 | 0 | 0 | 0 | 0 | 0 | 0.13179 | 0 | 0 | 0 | 0 | 0 | 0 | 0 | 0 | 0 | 4.7093
60832_G_FARMI | MIS_MNWI | Minnesota | 27 | Dakota | 37 | 60832 | FARMI | Farmington Holdco Solar | 0 | 2017 | 9999 | Solar PV | [5 empty] | Non-Fossil | G | 2025 | Solar |  | 0 | 0 | 0 | 0 | 0 | 0 | 0 | 0 | 0 | 0 | 0 | 0 | 0 | 0 | 0 | 0 | 1.1581 | 2.4751 | 3.7977 | 7.431 | 0 | 0 | 0 | 0 | 0 | 0 | 0 | 0 | 0 | 0 | 0 | 0 | 0 | 0 | 0 | 0 | 0 | 0 | 0 | 0 | 0.13179 | 0 | 0 | 0 | 0 | 0 | 0 | 0 | 0 | 0 | 4.7093
60831_G_1 | NENGREST | Rhode Island | 44 | Providence | 7 | 60831 | 1 | Orbit Energy RI | 14731 | 2017 | 9999 | Non-Fossil Waste | [5 empty] | Non-Fossil | G | 2025 | Non-Fossil |  | 0.0057505 | 0.0077252 | 0.011561 | 0.025037 | 0 | 0 | 0 | 0 | 0 | 0 | 0 | 0 | 0 | 0 | 0 | 0 | 0.39037 | 0.52442 | 0.7848 | 1.6996 | 0 | 0 | 0 | 0 | 0 | 0 | 0 | 0 | 0 | 0 | 0 | 0 | 0 | 0 | 0 | 0 | 0 | 0 | 0 | 0 | 0.75102 | 0.0025527 | 0.0034292 | 0.0051319 | 0.011114 | 0 | 0 | 0 | 0 | 0 | 3.2
60830_G_WEBST | MIS_MNWI | Minnesota | 27 | Rice | 131 | 60830 | WEBST | Webster Holdco Solar | 0 | 2017 | 9999 | Solar PV | [5 empty] | Non-Fossil | G | 2025 | Solar |  | 0 | 0 | 0 | 0 | 0 | 0 | 0 | 0 | 0 | 0 | 0 | 0 | 0 | 0 | 0 | 0 | 1.1581 | 2.4751 | 3.7977 | 7.431 | 0 | 0 | 0 | 0 | 0 | 0 | 0 | 0 | 0 | 0 | 0 | 0 | 0 | 0 | 0 | 0 | 0 | 0 | 0 | 0 | 0.13179 | 0 | 0 | 0 | 0 | 0 | 0 | 0 | 0 | 0 | 4.7093
6083_G_GEN3 | NENGREST | Massachusetts | 25 | Franklin | 11 | 6083 | GEN3 | Deerfield 3 | 0 | 1912 | 9999 | Hydro | [5 empty] | Non-Fossil | G | 2025 | Hydro |  | 0 | 0 | 0 | 0 | 0 | 0 | 0 | 0 | 0 | 0 | 0 | 0 | 0 | 0 | 0 | 0 | 2.0665 | 2.8103 | 2.6296 | 7.5064 | 0 | 0 | 0 | 0 | 0 | 0 | 0 | 0 | 0 | 0 | 0 | 0 | 0 | 0 | 0 | 0 | 0 | 0 | 0 | 0 | 0.029699 | 0.0054969 | 0.0074753 | 0.0069948 | 0.019967 | 0 | 0 | 0 | 0 | 0 | 1.9946
6083_G_GEN2 | NENGREST | Massachusetts | 25 | Franklin | 11 | 6083 | GEN2 | Deerfield 3 | 0 | 1912 | 9999 | Hydro | [5 empty] | Non-Fossil | G | 2025 | Hydro |  | 0 | 0 | 0 | 0 | 0 | 0 | 0 | 0 | 0 | 0 | 0 | 0 | 0 | 0 | 0 | 0 | 2.0665 | 2.8103 | 2.6296 | 7.5064 | 0 | 0 | 0 | 0 | 0 | 0 | 0 | 0 | 0 | 0 | 0 | 0 | 0 | 0 | 0 | 0 | 0 | 0 | 0 | 0 | 0.029699 | 0.0054969 | 0.0074753 | 0.0069948 | 0.019967 | 0 | 0 | 0 | 0 | 0 | 1.9946
6083_G_GEN1 | NENGREST | Massachusetts | 25 | Franklin | 11 | 6083 | GEN1 | Deerfield 3 | 0 | 1912 | 9999 | Hydro | [5 empty] | Non-Fossil | G | 2025 | Hydro |  | 0 | 0 | 0 | 0 | 0 | 0 | 0 | 0 | 0 | 0 | 0 | 0 | 0 | 0 | 0 | 0 | 2.0665 | 2.8103 | 2.6296 | 7.5064 | 0 | 0 | 0 | 0 | 0 | 0 | 0 | 0 | 0 | 0 | 0 | 0 | 0 | 0 | 0 | 0 | 0 | 0 | 0 | 0 | 0.029699 | 0.0054969 | 0.0074753 | 0.0069948 | 0.019967 | 0 | 0 | 0 | 0 | 0 | 1.9946
60824_G_PV1 | WECC_SCE | California | 6 | Riverside | 65 | 60824 | PV1 | Valley Sanitary District WTP Solar | 0 | 2016 | 9999 | Solar PV | [5 empty] | Non-Fossil | G | 2025 | Solar |  | 0 | 0 | 0 | 0 | 0 | 0 | 0 | 0 | 0 | 0 | 0 | 0 | 0 | 0 | 0 | 0 | 0.42075 | 0.78061 | 1.2099 | 2.4113 | 0 | 0 | 0 | 0 | 0 | 0 | 0 | 0 | 0 | 0 | 0 | 0 | 0 | 0 | 0 | 0 | 0 | 0 | 0 | 0 | 0.036128 | 0 | 0 | 0 | 0 | 0 | 0 | 0 | 0 | 0 | 1
60823_G_PV1 | SPP_NEBR | Nebraska | 31 | Dakota | 43 | 60823 | PV1 | South Sioux City Solar | 0 | 2016 | 9999 | Solar PV | [5 empty] | Non-Fossil | G | 2025 | Solar |  | 0 | 0 | 0 | 0 | 0 | 0 | 0 | 0 | 0 | 0 | 0 | 0 | 0 | 0 | 0 | 0 | 0.99244 | 1.6595 | 2.5481 | 5.2 | 0 | 0 | 0 | 0 | 0 | 0 | 0 | 0 | 0 | 0 | 0 | 0 | 0 | 0 | 0 | 0 | 0 | 0 | 0 | 0 | 0.064367 | 0 | 0 | 0 | 0 | 0 | 0 | 0 | 0 | 0 | 2.3
60822_G_PV2 | WECC_AZ | Arizona | 4 | Maricopa | 13 | 60822 | PV2 | Intel - Ocotillo Campus Solar | 0 | 2017 | 9999 | Solar PV | [5 empty] | Non-Fossil | G | 2025 | Solar |  | 0 | 0 | 0 | 0 | 0 | 0 | 0 | 0 | 0 | 0 | 0 | 0 | 0 | 0 | 0 | 0 | 0.63016 | 1.137 | 1.6466 | 3.4138 | 0 | 0 | 0 | 0 | 0 | 0 | 0 | 0 | 0 | 0 | 0 | 0 | 0 | 0 | 0 | 0 | 0 | 0 | 0 | 0 | 0.063047 | 0 | 0 | 0 | 0 | 0 | 0 | 0 | 0 | 0 | 1.3967
60822_G_PV1 | WECC_AZ | Arizona | 4 | Maricopa | 13 | 60822 | PV1 | Intel - Ocotillo Campus Solar | 0 | 2017 | 9999 | Solar PV | [5 empty] | Non-Fossil | G | 2025 | Solar |  | 0 | 0 | 0 | 0 | 0 | 0 | 0 | 0 | 0 | 0 | 0 | 0 | 0 | 0 | 0 | 0 | 1.2603 | 2.2739 | 3.2933 | 6.8275 | 0 | 0 | 0 | 0 | 0 | 0 | 0 | 0 | 0 | 0 | 0 | 0 | 0 | 0 | 0 | 0 | 0 | 0 | 0 | 0 | 0.12609 | 0 | 0 | 0 | 0 | 0 | 0 | 0 | 0 | 0 | 2.7934
60821_G_PV1 | WECC_UT | Utah | 49 | Davis | 11 | 60821 | PV1 | Weber State University - Davis Campus Solar | 0 | 2017 | 9999 | Solar PV | [5 empty] | Non-Fossil | G | 2025 | Solar |  | 0 | 0 | 0 | 0 | 0 | 0 | 0 | 0 | 0 | 0 | 0 | 0 | 0 | 0 | 0 | 0 | 0.4554 | 0.95654 | 1.7221 | 3.134 | 0 | 0 | 0 | 0 | 0 | 0 | 0 | 0 | 0 | 0 | 0 | 0 | 0 | 0 | 0 | 0 | 0 | 0 | 0 | 0 | 0.035553 | 0 | 0 | 0 | 0 | 0 | 0 | 0 | 0 | 0 | 1.2704
60820_G_PV1 | PJM_SMAC | Maryland | 24 | Montgomery | 31 | 60820 | PV1 | Montgomery County - Correctional Facility | 0 | 2017 | 9999 | Solar PV | [5 empty] | Non-Fossil | G | 2025 | Solar |  | 0 | 0 | 0 | 0 | 0 | 0 | 0 | 0 | 0 | 0 | 0 | 0 | 0 | 0 | 0 | 0 | 0.31816 | 0.65652 | 1.1035 | 2.0782 | 0 | 0 | 0 | 0 | 0 | 0 | 0 | 0 | 0 | 0 | 0 | 0 | 0 | 0 | 0 | 0 | 0 | 0 | 0 | 0 | 0.03918 | 0 | 0 | 0 | 0 | 0 | 0 | 0 | 0 | 0 | 1.4
6082_B_1 | NY_Z_A | New York | 36 | Niagara | 63 | 6082 | 1 | Somerset Operating Co LLC | 10106 | 1984 | 9999 | Coal Steam | wall | dry | ESPC + Wet Scrubber + SCR | LNB | Wet Scrubber | Fossil | B | 2025 |  | Coal Retirement | 0 | 0 | 0 | 0 | 0 | 0 | 0 | 0 | 0 | 0 | 0 | 0 | 0 | 0 | 0 | 0 | 0 | 0 | 0 | 0 | 0 | 0 | 0 | 0 | 0 | 0 | 0 | 0 | 0 | 0 | 0 | 0 | 0 | 0 | 0 | 0 | 0 | 0 | 0 | 0 | 0 | 0 | 0 | 0 | 0 | 0 | 0 | 0 | 0 | 0 | 686 | Scrubber / SCR | Wet Scrubber
60818_G_PV1 | NY_Z_C&E | New York | 36 | Oswego | 75 | 60818 | PV1 | Oswego County - Fulton Solar | 0 | 2018 | 9999 | Solar PV | [5 empty] | Non-Fossil | G | 2025 | Solar |  | 0 | 0 | 0 | 0 | 0 | 0 | 0 | 0 | 0 | 0 | 0 | 0 | 0 | 0 | 0 | 0 | 0.37114 | 0.80272 | 1.3127 | 2.4865 | 0 | 0 | 0 | 0 | 0 | 0 | 0 | 0 | 0 | 0 | 0 | 0 | 0 | 0 | 0 | 0 | 0 | 0 | 0 | 0 | 0.053516 | 0 | 0 | 0 | 0 | 0 | 0 | 0 | 0 | 0 | 1.9123
60817_G_PV1 | NY_Z_G-I | New York | 36 | Sullivan | 105 | 60817 | PV1 | Sullivan County - Adult Care Solar | 0 | 2017 | 9999 | Solar PV | [5 empty] | Non-Fossil | G | 2025 | Solar |  | 0 | 0 | 0 | 0 | 0 | 0 | 0 | 0 | 0 | 0 | 0 | 0 | 0 | 0 | 0 | 0 | 0.29729 | 0.643 | 1.0515 | 1.9918 | 0 | 0 | 0 | 0 | 0 | 0 | 0 | 0 | 0 | 0 | 0 | 0 | 0 | 0 | 0 | 0 | 0 | 0 | 0 | 0 | 0.039814 | 0 | 0 | 0 | 0 | 0 | 0 | 0 | 0 | 0 | 1.4227
60816_G_PV1 | NENGREST | Massachusetts | 25 | Middlesex | 17 | 60816 | PV1 | Town of Lexington Solar | 0 | 2017 | 9999 | Solar PV | [5 empty] | Non-Fossil | G | 2025 | Solar |  | 0 | 0 | 0 | 0 | 0 | 0 | 0 | 0 | 0 | 0 | 0 | 0 | 0 | 0 | 0 | 0 | 0.35085 | 0.72948 | 1.1145 | 2.1948 | 0 | 0 | 0 | 0 | 0 | 0 | 0 | 0 | 0 | 0 | 0 | 0 | 0 | 0 | 0 | 0 | 0 | 0 | 0 | 0 | 0.0438 | 0 | 0 | 0 | 0 | 0 | 0 | 0 | 0 | 0 | 1.5651
60815_G_PV2 | NENGREST | Massachusetts | 25 | Hampshire | 15 | 60815 | PV2 | Hampshire College | 0 | 2017 | 9999 | Solar PV | [5 empty] | Non-Fossil | G | 2025 | Solar |  | 0 | 0 | 0 | 0 | 0 | 0 | 0 | 0 | 0 | 0 | 0 | 0 | 0 | 0 | 0 | 0 | 0.37277 | 0.77507 | 1.1841 | 2.332 | 0 | 0 | 0 | 0 | 0 | 0 | 0 | 0 | 0 | 0 | 0 | 0 | 0 | 0 | 0 | 0 | 0 | 0 | 0 | 0 | 0.046537 | 0 | 0 | 0 | 0 | 0 | 0 | 0 | 0 | 0 | 1.6629
60815_G_PV1 | NENGREST | Massachusetts | 25 | Hampshire | 15 | 60815 | PV1 | Hampshire College | 0 | 2017 | 9999 | Solar PV | [5 empty] | Non-Fossil | G | 2025 | Solar |  | 0 | 0 | 0 | 0 | 0 | 0 | 0 | 0 | 0 | 0 | 0 | 0 | 0 | 0 | 0 | 0 | 0.37277 | 0.77507 | 1.1841 | 2.332 | 0 | 0 | 0 | 0 | 0 | 0 | 0 | 0 | 0 | 0 | 0 | 0 | 0 | 0 | 0 | 0 | 0 | 0 | 0 | 0 | 0.046537 | 0 | 0 | 0 | 0 | 0 | 0 | 0 | 0 | 0 | 1.6629
60815_G_BA2 | NENGREST | Massachusetts | 25 | Hampshire | 27 | 60815 | BA2 | Hampshire College | 0 | 2017 | 9999 | Energy Storage | [5 empty] | Non-Fossil | G | 2025 | EnerStor |  | 0 | 0 | 0 | 0 | 0 | 0 | 0 | 0 | 0 | 0 | 0 | 0 | 0 | 0 | 0 | 0 | 0.0048387 | 0.0065591 | 0.0082258 | 0.019624 | 0 | 0 | 0 | 0 | 0 | 0 | 0 | 0 | 0 | 0 | 0 | 0 | 0 | 0 | 0 | 0 | 0 | 0 | 0 | 0 | 0 | 0 | 0 | 0 | 0 | 0 | 0 | 0 | 0 | 0 | 0.5
60815_G_BA1 | NENGREST | Massachusetts | 25 | Hampshire | 27 | 60815 | BA1 | Hampshire College | 0 | 2017 | 9999 | Energy Storage | [5 empty] | Non-Fossil | G | 2025 | EnerStor |  | 0 | 0 | 0 | 0 | 0 | 0 | 0 | 0 | 0 | 0 | 0 | 0 | 0 | 0 | 0 | 0 | 0.0048387 | 0.0065591 | 0.0082258 | 0.019624 | 0 | 0 | 0 | 0 | 0 | 0 | 0 | 0 | 0 | 0 | 0 | 0 | 0 | 0 | 0 | 0 | 0 | 0 | 0 | 0 | 0 | 0 | 0 | 0 | 0 | 0 | 0 | 0 | 0 | 0 | 0.5
60811_G_ADA | PJM_EMAC | Pennsylvania | 42 | Montgomery | 91 | 60811 | ADA | AES ADA Energy Storage Array | 0 | 2013 | 9999 | Energy Storage | [5 empty] | Non-Fossil | G | 2025 | EnerStor |  | 0 | 0 | 0 | 0 | 0 | 0 | 0 | 0 | 0 | 0 | 0 | 0 | 0 | 0 | 0 | 0 | 0 | 0 | 0.2898 | 0.2898 | 0 | 0 | 0 | 0 | 0 | 0 | 0 | 0 | 0 | 0 | 0 | 0 | 0 | 0 | 0 | 0 | 0 | 0 | 0 | 0 | 0 | 0 | 0 | 0 | 0 | 0 | 0 | 0 | 0 | 0 | 2
60810_G_SABER | PJM_EMAC | New Jersey | 34 | Middlesex | 23 | 60810 | SABER | Sabert Solar | 0 | 2011 | 9999 | Solar PV | [5 empty] | Non-Fossil | G | 2025 | Solar |  | 0 | 0 | 0 | 0 | 0 | 0 | 0 | 0 | 0 | 0 | 0 | 0 | 0 | 0 | 0 | 0 | 0.063482 | 0.13705 | 0.21776 | 0.41828 | 0 | 0 | 0 | 0 | 0 | 0 | 0 | 0 | 0 | 0 | 0 | 0 | 0 | 0 | 0 | 0 | 0 | 0 | 0 | 0 | 0.010541 | 0 | 0 | 0 | 0 | 0 | 0 | 0 | 0 | 0 | 0.29223
6081_G_EDSI | NENGREST | Massachusetts | 25 | Hampden | 13 | 6081 | EDSI | Stony Brook | 12822 | 1981 | 9999 | Combustion Turbine |  |  |  | STM |  | Fossil | G | 2025 | Oil |  | 0 | 0 | 0 | 0 | 0 | 0 | 0 | 0 | 0 | 0 | 0 | 0 | 0 | 0 | 0 | 0 | 0 | 0 | 0 | 0 | 0 | 0 | 0 | 0 | 0 | 0 | 0 | 0 | 0 | 0 | 0 | 0 | 0 | 0 | 0 | 0 | 0 | 0 | 0 | 0 | 0.022064 | 0 | 0 | 0 | 0 | 0 | 0 | 0 | 0 | 0 | 0.6
6081_G_CT3 | NENGREST | Massachusetts | 25 | Hampden | 13 | 6081 | CT3 | Stony Brook | 9299 | 1981 | 9999 | Combined Cycle |  |  |  | DLNB + H2O + STM |  | Fossil | G | 2025 | NaturalGas |  | 0 | 0 | 0.10601 | 0.10601 | 0 | 0 | 0 | 0 | 0 | 0 | 0 | 0 | 0 | 0 | 0 | 0 | 0 | 0 | 11.4004 | 11.4004 | 0 | 0 | 6.2059 | 6.2059 | 0 | 0 | 7.428e-09 | 7.428e-09 | 0 | 0 | 0.0077489 | 0.0077489 | 0 | 0 | 0 | 0 | 0 | 0 | 0 | 0 | 2.0348 | 0 | 0 | 0.042616 | 0.042616 | 0 | 0 | 0.35586 | 0.35586 | 0 | 69.7
6081_G_CT2 | NENGREST | Massachusetts | 25 | Hampden | 13 | 6081 | CT2 | Stony Brook | 9299 | 1981 | 9999 | Combined Cycle |  |  |  | DLNB + H2O + STM |  | Fossil | G | 2025 | NaturalGas |  | 0 | 0 | 0.10601 | 0.10601 | 0 | 0 | 0 | 0 | 0 | 0 | 0 | 0 | 0 | 0 | 0 | 0 | 0 | 0 | 11.4004 | 11.4004 | 0 | 0 | 6.2059 | 6.2059 | 0 | 0 | 7.428e-09 | 7.428e-09 | 0 | 0 | 0.0077489 | 0.0077489 | 0 | 0 | 0 | 0 | 0 | 0 | 0 | 0 | 2.0348 | 0 | 0 | 0.042616 | 0.042616 | 0 | 0 | 0.35586 | 0.35586 | 0 | 69.7
6081_G_CT1 | NENGREST | Massachusetts | 25 | Hampden | 13 | 6081 | CT1 | Stony Brook | 9299 | 1981 | 9999 | Combined Cycle |  |  |  | STM |  | Fossil | G | 2025 | NaturalGas |  | 0 | 0 | 0.10601 | 0.10601 | 0 | 0 | 0 | 0 | 0 | 0 | 0 | 0 | 0 | 0 | 0 | 0 | 0 | 0 | 11.4004 | 11.4004 | 0 | 0 | 6.2059 | 6.2059 | 0 | 0 | 7.428e-09 | 7.428e-09 | 0 | 0 | 0.0077489 | 0.0077489 | 0 | 0 | 0 | 0 | 0 | 0 | 0 | 0 | 2.0348 | 0 | 0 | 0.042616 | 0.042616 | 0 | 0 | 0.35586 | 0.35586 | 0 | 69.7
6081_G_CA1 | NENGREST | Massachusetts | 25 | Hampden | 13 | 6081 | CA1 | Stony Brook | 9299 | 1981 | 9999 | Combined Cycle |  |  |  | STM |  | Fossil | G | 2025 | NaturalGas |  | 0 | 0 | 0.14601 | 0.14601 | 0 | 0 | 0 | 0 | 0 | 0 | 0 | 0 | 0 | 0 | 0 | 0 | 0 | 0 | 15.7021 | 15.7021 | 0 | 0 | 8.5476 | 8.5476 | 0 | 0 | 1.0231e-08 | 1.0231e-08 | 0 | 0 | 0.010673 | 0.010673 | 0 | 0 | 0 | 0 | 0 | 0 | 0 | 0 | 2.8026 | 0 | 0 | 0.058696 | 0.058696 | 0 | 0 | 0.49014 | 0.49014 | 0 | 96
6081_G_BS#2 | NENGREST | Massachusetts | 25 | Hampden | 13 | 6081 | BS#2 | Stony Brook | 12822 | 2007 | 9999 | Combustion Turbine | [5 empty] | Fossil | G | 2025 | Oil |  | 0 | 0 | 0 | 0 | 0 | 0 | 0 | 0 | 0 | 0 | 0 | 0 | 0 | 0 | 0 | 0 | 0 | 0 | 0 | 0 | 0 | 0 | 0 | 0 | 0 | 0 | 0 | 0 | 0 | 0 | 0 | 0 | 0 | 0 | 0 | 0 | 0 | 0 | 0 | 0 | 0.0374 | 0 | 0 | 0 | 0 | 0 | 0 | 0 | 0 | 0 | 2
6081_G_BS#1 | NENGREST | Massachusetts | 25 | Hampden | 13 | 6081 | BS#1 | Stony Brook | 12822 | 2007 | 9999 | Combustion Turbine | [5 empty] | Fossil | G | 2025 | Oil |  | 0 | 0 | 0 | 0 | 0 | 0 | 0 | 0 | 0 | 0 | 0 | 0 | 0 | 0 | 0 | 0 | 0 | 0 | 0 | 0 | 0 | 0 | 0 | 0 | 0 | 0 | 0 | 0 | 0 | 0 | 0 | 0 | 0 | 0 | 0 | 0 | 0 | 0 | 0 | 0 | 0.0374 | 0 | 0 | 0 | 0 | 0 | 0 | 0 | 0 | 0 | 2
6081_G_2 | NENGREST | Massachusetts | 25 | Hampden | 13 | 6081 | 2 | Stony Brook | 23591 | 1982 | 9999 | Combustion Turbine |  |  |  | H2O |  | Fossil | G | 2025 |  | CT Retirement | 0 | 0 | 0 | 0 | 0 | 0 | 0 | 0 | 0 | 0 | 0 | 0 | 0 | 0 | 0 | 0 | 0 | 0 | 0 | 0 | 0 | 0 | 0 | 0 | 0 | 0 | 0 | 0 | 0 | 0 | 0 | 0 | 0 | 0 | 0 | 0 | 0 | 0 | 0 | 0 | 0 | 0 | 0 | 0 | 0 | 0 | 0 | 0 | 0 | 0 | 65
6081_G_1 | NENGREST | Massachusetts | 25 | Hampden | 13 | 6081 | 1 | Stony Brook | 23586 | 1982 | 9999 | Combustion Turbine |  |  |  | H2O |  | Fossil | G | 2025 |  | CT Retirement | 0 | 0 | 0 | 0 | 0 | 0 | 0 | 0 | 0 | 0 | 0 | 0 | 0 | 0 | 0 | 0 | 0 | 0 | 0 | 0 | 0 | 0 | 0 | 0 | 0 | 0 | 0 | 0 | 0 | 0 | 0 | 0 | 0 | 0 | 0 | 0 | 0 | 0 | 0 | 0 | 0 | 0 | 0 | 0 | 0 | 0 | 0 | 0 | 0 | 0 | 65
60809_G_MHWWT | PJM_EMAC | New Jersey | 34 | Burlington | 5 | 60809 | MHWWT | Summit Water Nexus Mt. Holly, LLC Solar | 0 | 2013 | 9999 | Solar PV | [5 empty] | Non-Fossil | G | 2025 | Solar |  | 0 | 0 | 0 | 0 | 0 | 0 | 0 | 0 | 0 | 0 | 0 | 0 | 0 | 0 | 0 | 0 | 0.063482 | 0.13705 | 0.21776 | 0.41828 | 0 | 0 | 0 | 0 | 0 | 0 | 0 | 0 | 0 | 0 | 0 | 0 | 0 | 0 | 0 | 0 | 0 | 0 | 0 | 0 | 0.010541 | 0 | 0 | 0 | 0 | 0 | 0 | 0 | 0 | 0 | 0.29223
60808_G_USFDS | PJM_EMAC | New Jersey | 34 | Middlesex | 23 | 60808 | USFDS | US Foods Solar | 0 | 2012 | 9999 | Solar PV | [5 empty] | Non-Fossil | G | 2025 | Solar |  | 0 | 0 | 0 | 0 | 0 | 0 | 0 | 0 | 0 | 0 | 0 | 0 | 0 | 0 | 0 | 0 | 0.63482 | 1.3705 | 2.1776 | 4.1828 | 0 | 0 | 0 | 0 | 0 | 0 | 0 | 0 | 0 | 0 | 0 | 0 | 0 | 0 | 0 | 0 | 0 | 0 | 0 | 0 | 0.10541 | 0 | 0 | 0 | 0 | 0 | 0 | 0 | 0 | 0 | 2.9223
60806_G_PV1 | PJM_EMAC | New Jersey | 34 | Hudson | 17 | 60806 | PV1 | North Bergen Solar | 0 | 2016 | 9999 | Solar PV | [5 empty] | Non-Fossil | G | 2025 | Solar |  | 0 | 0 | 0 | 0 | 0 | 0 | 0 | 0 | 0 | 0 | 0 | 0 | 0 | 0 | 0 | 0 | 0.35973 | 0.77659 | 1.234 | 2.3703 | 0 | 0 | 0 | 0 | 0 | 0 | 0 | 0 | 0 | 0 | 0 | 0 | 0 | 0 | 0 | 0 | 0 | 0 | 0 | 0 | 0.059731 | 0 | 0 | 0 | 0 | 0 | 0 | 0 | 0 | 0 | 1.656
60805_G_BRUN1 | PJM_EMAC | New Jersey | 34 | Sussex | 37 | 60805 | BRUN1 | Beaver Run | 0 | 2015 | 9999 | Solar PV | [5 empty] | Non-Fossil | G | 2025 | Solar |  | 0 | 0 | 0 | 0 | 0 | 0 | 0 | 0 | 0 | 0 | 0 | 0 | 0 | 0 | 0 | 0 | 1.5659 | 3.3804 | 5.3713 | 10.3177 | 0 | 0 | 0 | 0 | 0 | 0 | 0 | 0 | 0 | 0 | 0 | 0 | 0 | 0 | 0 | 0 | 0 | 0 | 0 | 0 | 0.26001 | 0 | 0 | 0 | 0 | 0 | 0 | 0 | 0 | 0 | 7.2084
60804_G_DBGAT | PJM_EMAC | New Jersey | 34 | Morris | 27 | 60804 | DBGAT | Gemini Technologies Services, Inc. Solar | 0 | 2013 | 9999 | Solar PV | [5 empty] | Non-Fossil | G | 2025 | Solar |  | 0 | 0 | 0 | 0 | 0 | 0 | 0 | 0 | 0 | 0 | 0 | 0 | 0 | 0 | 0 | 0 | 0.25393 | 0.54818 | 0.87103 | 1.6731 | 0 | 0 | 0 | 0 | 0 | 0 | 0 | 0 | 0 | 0 | 0 | 0 | 0 | 0 | 0 | 0 | 0 | 0 | 0 | 0 | 0.042163 | 0 | 0 | 0 | 0 | 0 | 0 | 0 | 0 | 0 | 1.1689
60803_G_DBPIS | PJM_EMAC | New Jersey | 34 | Middlesex | 23 | 60803 | DBPIS | Deutsche Bank- Piscataway Solar | 0 | 2011 | 9999 | Solar PV | [5 empty] | Non-Fossil | G | 2025 | Solar |  | 0 | 0 | 0 | 0 | 0 | 0 | 0 | 0 | 0 | 0 | 0 | 0 | 0 | 0 | 0 | 0 | 0.21161 | 0.45682 | 0.72586 | 1.3943 | 0 | 0 | 0 | 0 | 0 | 0 | 0 | 0 | 0 | 0 | 0 | 0 | 0 | 0 | 0 | 0 | 0 | 0 | 0 | 0 | 0.035136 | 0 | 0 | 0 | 0 | 0 | 0 | 0 | 0 | 0 | 0.9741
60802_G_PV1 | PJM_EMAC | New Jersey | 34 | Atlantic | 1 | 60802 | PV1 | ACCC Mays Landing | 0 | 2013 | 9999 | Solar PV | [5 empty] | Non-Fossil | G | 2025 | Solar |  | 0 | 0 | 0 | 0 | 0 | 0 | 0 | 0 | 0 | 0 | 0 | 0 | 0 | 0 | 0 | 0 | 0.29625 | 0.63954 | 1.0162 | 1.952 | 0 | 0 | 0 | 0 | 0 | 0 | 0 | 0 | 0 | 0 | 0 | 0 | 0 | 0 | 0 | 0 | 0 | 0 | 0 | 0 | 0.049191 | 0 | 0 | 0 | 0 | 0 | 0 | 0 | 0 | 0 | 1.3637
60800_G_PV1 | S_VACA | North Carolina | 37 | Rowan | 159 | 60800 | PV1 | Catawba Solar LLC | 0 | 2016 | 9999 | Solar PV | [5 empty] | Non-Fossil | G | 2025 | Solar |  | 0 | 0 | 0 | 0 | 0 | 0 | 0 | 0 | 0 | 0 | 0 | 0 | 0 | 0 | 0 | 0 | 0.60635 | 1.0756 | 1.7937 | 3.4756 | 0 | 0 | 0 | 0 | 0 | 0 | 0 | 0 | 0 | 0 | 0 | 0 | 0 | 0 | 0 | 0 | 0 | 0 | 0 | 0 | 0.055937 | 0 | 0 | 0 | 0 | 0 | 0 | 0 | 0 | 0 | 1.9988
60799_G_PV1 | NENGREST | Massachusetts | 25 | Middlesex | 17 | 60799 | PV1 | Iron Horse Solar 4, LLC | 0 | 2017 | 9999 | Solar PV | [5 empty] | Non-Fossil | G | 2025 | Solar |  | 0 | 0 | 0 | 0 | 0 | 0 | 0 | 0 | 0 | 0 | 0 | 0 | 0 | 0 | 0 | 0 | 0.98675 | 2.0517 | 3.1345 | 6.1729 | 0 | 0 | 0 | 0 | 0 | 0 | 0 | 0 | 0 | 0 | 0 | 0 | 0 | 0 | 0 | 0 | 0 | 0 | 0 | 0 | 0.12319 | 0 | 0 | 0 | 0 | 0 | 0 | 0 | 0 | 0 | 4.4018
60798_G_PV1 | S_VACA | North Carolina | 37 | New Hanover | 129 | 60798 | PV1 | South Atlantic Services Solar Farm I | 0 | 2013 | 9999 | Solar PV | [5 empty] | Non-Fossil | G | 2025 | Solar |  | 0 | 0 | 0 | 0 | 0 | 0 | 0 | 0 | 0 | 0 | 0 | 0 | 0 | 0 | 0 | 0 | 0.48508 | 0.86044 | 1.435 | 2.7805 | 0 | 0 | 0 | 0 | 0 | 0 | 0 | 0 | 0 | 0 | 0 | 0 | 0 | 0 | 0 | 0 | 0 | 0 | 0 | 0 | 0.04475 | 0 | 0 | 0 | 0 | 0 | 0 | 0 | 0 | 0 | 1.599
60797_G_GEN1 | PJM_COMD | Illinois | 17 | Lake | 97 | 60797 | GEN1 | Lake Forest Hospital | 12194 | 1996 | 9999 | Combustion Turbine | [5 empty] | Fossil | G | 2025 | NaturalGas |  | 0 | 0 | 0.001296 | 0.001296 | 0 | 0 | 0 | 0 | 0 | 0 | 0 | 0 | 0 | 0 | 0 | 0 | 0 | 0 | 0.10628 | 0.10628 | 0 | 0 | 0.075869 | 0.075869 | 0 | 0 | 9.075e-11 | 9.075e-11 | 0 | 0 | 0.00051365 | 0.00051365 | 0 | 0 | 0 | 0 | 0 | 0 | 0 | 0 | 0.05984 | 0 | 0 | 0.0016685 | 0.0016685 | 0 | 0 | 0.0046227 | 0.0046227 | 0 | 3.2
60796_G_SO234 | MIS_MNWI | Minnesota | 27 | Goodhue | 49 | 60796 | SO234 | Red Wing Solar | 0 | 2016 | 9999 | Solar PV | [5 empty] | Non-Fossil | G | 2025 | Solar |  | 0 | 0 | 0 | 0 | 0 | 0 | 0 | 0 | 0 | 0 | 0 | 0 | 0 | 0 | 0 | 0 | 1.135 | 2.4256 | 3.7218 | 7.2824 | 0 | 0 | 0 | 0 | 0 | 0 | 0 | 0 | 0 | 0 | 0 | 0 | 0 | 0 | 0 | 0 | 0 | 0 | 0 | 0 | 0.12916 | 0 | 0 | 0 | 0 | 0 | 0 | 0 | 0 | 0 | 4.6151
60795_G_SO228 | MIS_MNWI | Minnesota | 27 | Chisago | 25 | 60795 | SO228 | Eichtens Solar | 0 | 2016 | 9999 | Solar PV | [5 empty] | Non-Fossil | G | 2025 | Solar |  | 0 | 0 | 0 | 0 | 0 | 0 | 0 | 0 | 0 | 0 | 0 | 0 | 0 | 0 | 0 | 0 | 0.90335 | 1.9306 | 2.9622 | 5.7962 | 0 | 0 | 0 | 0 | 0 | 0 | 0 | 0 | 0 | 0 | 0 | 0 | 0 | 0 | 0 | 0 | 0 | 0 | 0 | 0 | 0.1028 | 0 | 0 | 0 | 0 | 0 | 0 | 0 | 0 | 0 | 3.6733
60792_G_GT2 | WECC_SNV | Nevada | 32 | Clark | 3 | 60792 | GT2 | CC Landfill Energy, LLC | 14242 | 2012 | 9999 | Landfill Gas | [5 empty] | Non-Fossil | G | 2025 | LF Gas |  | 0.070916 | 0.096514 | 0.12014 | 0.28757 | 0 | 0 | 0 | 0 | 0 | 0 | 0 | 0 | 0 | 0 | 0 | 0 | 4.9793 | 6.7767 | 8.4355 | 20.1915 | 4.0868 | 5.562 | 6.9235 | 16.5723 | 0 | 0 | 0 | 0 | 0.008539 | 0.011621 | 0.014466 | 0.034626 | 0 | 0 | 0 | 0 | 0 | 0 | 0 | 0 | 0.77449 | 0.03256 | 0.044313 | 0.055161 | 0.13203 | 0 | 0 | 0 | 0 | 0 | 3.3
60792_G_GT1 | WECC_SNV | Nevada | 32 | Clark | 3 | 60792 | GT1 | CC Landfill Energy, LLC | 14242 | 2012 | 9999 | Landfill Gas | [5 empty] | Non-Fossil | G | 2025 | LF Gas |  | 0.070916 | 0.096514 | 0.12014 | 0.28757 | 0 | 0 | 0 | 0 | 0 | 0 | 0 | 0 | 0 | 0 | 0 | 0 | 4.9793 | 6.7767 | 8.4355 | 20.1915 | 4.0868 | 5.562 | 6.9235 | 16.5723 | 0 | 0 | 0 | 0 | 0.008539 | 0.011621 | 0.014466 | 0.034626 | 0 | 0 | 0 | 0 | 0 | 0 | 0 | 0 | 0.77449 | 0.03256 | 0.044313 | 0.055161 | 0.13203 | 0 | 0 | 0 | 0 | 0 | 3.3
60791_G_ANZA1 | WECC_SCE | California | 6 | Riverside | 65 | 60791 | ANZA1 | SunAnza | 0 | 2017 | 9999 | Solar PV | [5 empty] | Non-Fossil | G | 2025 | Solar |  | 0 | 0 | 0 | 0 | 0 | 0 | 0 | 0 | 0 | 0 | 0 | 0 | 0 | 0 | 0 | 0 | 0.84151 | 1.5612 | 2.4198 | 4.8226 | 0 | 0 | 0 | 0 | 0 | 0 | 0 | 0 | 0 | 0 | 0 | 0 | 0 | 0 | 0 | 0 | 0 | 0 | 0 | 0 | 0.072255 | 0 | 0 | 0 | 0 | 0 | 0 | 0 | 0 | 0 | 2
60790_G_PV | WECC_SCE | California | 6 | San Bernardino | 71 | 60790 | PV | PVN Milliken, LLC | 0 | 2017 | 9999 | Solar PV | [5 empty] | Non-Fossil | G | 2025 | Solar |  | 0 | 0 | 0 | 0 | 0 | 0 | 0 | 0 | 0 | 0 | 0 | 0 | 0 | 0 | 0 | 0 | 1.2623 | 2.3418 | 3.6298 | 7.2339 | 0 | 0 | 0 | 0 | 0 | 0 | 0 | 0 | 0 | 0 | 0 | 0 | 0 | 0 | 0 | 0 | 0 | 0 | 0 | 0 | 0.10838 | 0 | 0 | 0 | 0 | 0 | 0 | 0 | 0 | 0 | 3
60788_G_XXXXX | FRCC | Florida | 12 | Suwannee | 121 | 60788 | XXXXX | Suwannee Solar Facility | 0 | 2017 | 9999 | Solar PV | [5 empty] | Non-Fossil | G | 2025 | Solar |  | 0 | 0 | 0 | 0 | 0 | 0 | 0 | 0 | 0 | 0 | 0 | 0 | 0 | 0 | 0 | 0 | 2.7958 | 5.0411 | 7.1784 | 15.0153 | 0 | 0 | 0 | 0 | 0 | 0 | 0 | 0 | 0 | 0 | 0 | 0 | 0 | 0 | 0 | 0 | 0 | 0 | 0 | 0 | 0.24627 | 0 | 0 | 0 | 0 | 0 | 0 | 0 | 0 | 0 | 8.8
60787_G_SPGHT | PJM_Dom | North Carolina | 37 | Martin | 117 | 60787 | SPGHT | Williamston Speight Solar, LLC | 0 | 2016 | 9999 | Solar PV | [5 empty] | Non-Fossil | G | 2025 | Solar |  | 0 | 0 | 0 | 0 | 0 | 0 | 0 | 0 | 0 | 0 | 0 | 0 | 0 | 0 | 0 | 0 | 4.6552 | 8.0763 | 14.5243 | 27.2558 | 0 | 0 | 0 | 0 | 0 | 0 | 0 | 0 | 0 | 0 | 0 | 0 | 0 | 0 | 0 | 0 | 0 | 0 | 0 | 0 | 0.41978 | 0 | 0 | 0 | 0 | 0 | 0 | 0 | 0 | 0 | 15
60783_G_1 | S_VACA | North Carolina | 37 | Edgecombe | 65 | 60783 | 1 | Leggett Solar, LLC | 0 | 2016 | 9999 | Solar PV | [5 empty] | Non-Fossil | G | 2025 | Solar |  | 0 | 0 | 0 | 0 | 0 | 0 | 0 | 0 | 0 | 0 | 0 | 0 | 0 | 0 | 0 | 0 | 1.5159 | 2.6889 | 4.4842 | 8.689 | 0 | 0 | 0 | 0 | 0 | 0 | 0 | 0 | 0 | 0 | 0 | 0 | 0 | 0 | 0 | 0 | 0 | 0 | 0 | 0 | 0.13984 | 0 | 0 | 0 | 0 | 0 | 0 | 0 | 0 | 0 | 4.997
60782_G_1 | PJM_Dom | North Carolina | 37 | Pasquotank | 139 | 60782 | 1 | Barnhill Road Solar, LLC | 0 | 2016 | 9999 | Solar PV | [5 empty] | Non-Fossil | G | 2025 | Solar |  | 0 | 0 | 0 | 0 | 0 | 0 | 0 | 0 | 0 | 0 | 0 | 0 | 0 | 0 | 0 | 0 | 0.96207 | 1.6691 | 3.0017 | 5.6329 | 0 | 0 | 0 | 0 | 0 | 0 | 0 | 0 | 0 | 0 | 0 | 0 | 0 | 0 | 0 | 0 | 0 | 0 | 0 | 0 | 0.086755 | 0 | 0 | 0 | 0 | 0 | 0 | 0 | 0 | 0 | 3.1
60781_G_PV1 | PJM_EMAC | New Jersey | 34 | Hudson | 17 | 60781 | PV1 | Royal Wine Corp Solar Power Plant | 0 | 2011 | 9999 | Solar PV | [5 empty] | Non-Fossil | G | 2025 | Solar |  | 0 | 0 | 0 | 0 | 0 | 0 | 0 | 0 | 0 | 0 | 0 | 0 | 0 | 0 | 0 | 0 | 0.21161 | 0.45682 | 0.72586 | 1.3943 | 0 | 0 | 0 | 0 | 0 | 0 | 0 | 0 | 0 | 0 | 0 | 0 | 0 | 0 | 0 | 0 | 0 | 0 | 0 | 0 | 0.035136 | 0 | 0 | 0 | 0 | 0 | 0 | 0 | 0 | 0 | 0.9741
60779_G_1 | S_VACA | North Carolina | 37 | Robeson | 155 | 60779 | 1 | McGoogan Farm, LLC | 0 | 2015 | 9999 | Solar PV | [5 empty] | Non-Fossil | G | 2025 | Solar |  | 0 | 0 | 0 | 0 | 0 | 0 | 0 | 0 | 0 | 0 | 0 | 0 | 0 | 0 | 0 | 0 | 1.5159 | 2.6889 | 4.4842 | 8.689 | 0 | 0 | 0 | 0 | 0 | 0 | 0 | 0 | 0 | 0 | 0 | 0 | 0 | 0 | 0 | 0 | 0 | 0 | 0 | 0 | 0.13984 | 0 | 0 | 0 | 0 | 0 | 0 | 0 | 0 | 0 | 4.997
60778_G_1 | S_VACA | North Carolina | 37 | Scotland | 165 | 60778 | 1 | Hew Fulton Farm, LLC | 0 | 2015 | 9999 | Solar PV | [5 empty] | Non-Fossil | G | 2025 | Solar |  | 0 | 0 | 0 | 0 | 0 | 0 | 0 | 0 | 0 | 0 | 0 | 0 | 0 | 0 | 0 | 0 | 1.5159 | 2.6889 | 4.4842 | 8.689 | 0 | 0 | 0 | 0 | 0 | 0 | 0 | 0 | 0 | 0 | 0 | 0 | 0 | 0 | 0 | 0 | 0 | 0 | 0 | 0 | 0.13984 | 0 | 0 | 0 | 0 | 0 | 0 | 0 | 0 | 0 | 4.997
60776_G_FDBNK | PJM_EMAC | New Jersey | 34 | Union | 39 | 60776 | FDBNK | Community Foodbank of NJ | 0 | 2012 | 9999 | Solar PV | [5 empty] | Non-Fossil | G | 2025 | Solar |  | 0 | 0 | 0 | 0 | 0 | 0 | 0 | 0 | 0 | 0 | 0 | 0 | 0 | 0 | 0 | 0 | 0.23277 | 0.5025 | 0.79844 | 1.5337 | 0 | 0 | 0 | 0 | 0 | 0 | 0 | 0 | 0 | 0 | 0 | 0 | 0 | 0 | 0 | 0 | 0 | 0 | 0 | 0 | 0.03865 | 0 | 0 | 0 | 0 | 0 | 0 | 0 | 0 | 0 | 1.0715
60775_G_PV1 | NENGREST | Massachusetts | 25 | Franklin | 11 | 60775 | PV1 | Deerfield Solar | 0 | 2017 | 9999 | Solar PV | [5 empty] | Non-Fossil | G | 2025 | Solar |  | 0 | 0 | 0 | 0 | 0 | 0 | 0 | 0 | 0 | 0 | 0 | 0 | 0 | 0 | 0 | 0 | 0.96483 | 2.0061 | 3.0648 | 6.0357 | 0 | 0 | 0 | 0 | 0 | 0 | 0 | 0 | 0 | 0 | 0 | 0 | 0 | 0 | 0 | 0 | 0 | 0 | 0 | 0 | 0.12045 | 0 | 0 | 0 | 0 | 0 | 0 | 0 | 0 | 0 | 4.304
60774_G_GEN1 | ERC_REST | Texas | 48 | Bell | 27 | 60774 | GEN1 | Phantom Solar | 0 | 2017 | 9999 | Solar PV | [5 empty] | Non-Fossil | G | 2025 | Solar |  | 0 | 0 | 0 | 0 | 0 | 0 | 0 | 0 | 0 | 0 | 0 | 0 | 0 | 0 | 0 | 0 | 4.5005 | 7.9429 | 13.6671 | 26.1105 | 0 | 0 | 0 | 0 | 0 | 0 | 0 | 0 | 0 | 0 | 0 | 0 | 0 | 0 | 0 | 0 | 0 | 0 | 0 | 0 | 0.38849 | 0 | 0 | 0 | 0 | 0 | 0 | 0 | 0 | 0 | 13.8819
60772_G_PVMS | PJM_EMAC | New Jersey | 34 | Atlantic | 1 | 60772 | PVMS | Adams Ave MS and HS | 0 | 2011 | 9999 | Solar PV | [5 empty] | Non-Fossil | G | 2025 | Solar |  | 0 | 0 | 0 | 0 | 0 | 0 | 0 | 0 | 0 | 0 | 0 | 0 | 0 | 0 | 0 | 0 | 0.31741 | 0.68523 | 1.0888 | 2.0914 | 0 | 0 | 0 | 0 | 0 | 0 | 0 | 0 | 0 | 0 | 0 | 0 | 0 | 0 | 0 | 0 | 0 | 0 | 0 | 0 | 0.052704 | 0 | 0 | 0 | 0 | 0 | 0 | 0 | 0 | 0 | 1.4612
60772_G_PVHS | PJM_EMAC | New Jersey | 34 | Atlantic | 1 | 60772 | PVHS | Adams Ave MS and HS | 0 | 2012 | 9999 | Solar PV | [5 empty] | Non-Fossil | G | 2025 | Solar |  | 0 | 0 | 0 | 0 | 0 | 0 | 0 | 0 | 0 | 0 | 0 | 0 | 0 | 0 | 0 | 0 | 0.31741 | 0.68523 | 1.0888 | 2.0914 | 0 | 0 | 0 | 0 | 0 | 0 | 0 | 0 | 0 | 0 | 0 | 0 | 0 | 0 | 0 | 0 | 0 | 0 | 0 | 0 | 0.052704 | 0 | 0 | 0 | 0 | 0 | 0 | 0 | 0 | 0 | 1.4612
60771_G_PV1 | PJM_EMAC | New Jersey | 34 | Camden | 7 | 60771 | PV1 | Timber Creek HS | 0 | 2013 | 9999 | Solar PV | [5 empty] | Non-Fossil | G | 2025 | Solar |  | 0 | 0 | 0 | 0 | 0 | 0 | 0 | 0 | 0 | 0 | 0 | 0 | 0 | 0 | 0 | 0 | 0.27509 | 0.59386 | 0.94361 | 1.8126 | 0 | 0 | 0 | 0 | 0 | 0 | 0 | 0 | 0 | 0 | 0 | 0 | 0 | 0 | 0 | 0 | 0 | 0 | 0 | 0 | 0.045677 | 0 | 0 | 0 | 0 | 0 | 0 | 0 | 0 | 0 | 1.2663
6077_B_2 | SPP_NEBR | Nebraska | 31 | Lincoln | 111 | 6077 | 2 | Gerald Gentleman | 10201 | 1982 | 9999 | Coal Steam | wall | dry | Bag House + ACI | LNBO |  | Fossil | B | 2025 | Coal |  | 12.2563 | 16.6141 | 22.579 | 51.4495 | 0 | 0 | 0 | 0 | 12.2563 | 16.6141 | 22.579 | 51.4495 | 0 | 0 | 0 | 0 | 1201.4812 | 1628.6745 | 2213.4144 | 5043.57 | 1313.2636 | 1780.2017 | 2419.3441 | 5512.8094 | 0.0034387 | 0.0046613 | 0.0063348 | 0.014435 | 0.93221 | 1.2637 | 1.7174 | 3.9132 | 3.2008 | 4.3389 | 5.8967 | 13.4365 | 0.0029937 | 0.0040581 | 0.0055151 | 0.012567 | 37.8902 | 3.5247 | 4.7779 | 6.4933 | 14.7958 | 13.7562 | 18.6473 | 25.3422 | 57.7458 | 0 | 700 | Mercury Control
6077_B_1 | SPP_NEBR | Nebraska | 31 | Lincoln | 111 | 6077 | 1 | Gerald Gentleman | 10164 | 1979 | 9999 | Coal Steam | wall | dry | Bag House + ACI | LNBO |  | Fossil | B | 2025 | Coal |  | 11.6013 | 15.7262 | 21.3723 | 48.6997 | 0 | 0 | 0 | 0 | 11.6013 | 15.7262 | 21.3723 | 48.6997 | 0 | 0 | 0 | 0 | 1141.4071 | 1547.2408 | 2102.7436 | 4791.3915 | 1243.0752 | 1685.0575 | 2290.0405 | 5218.1732 | 0.0032549 | 0.0044122 | 0.0059963 | 0.013663 | 1.1658 | 1.5802 | 2.1476 | 4.8936 | 3.0298 | 4.107 | 5.5816 | 12.7184 | 0.0028337 | 0.0038413 | 0.0052204 | 0.011895 | 23.6659 | 3.3499 | 4.541 | 6.1713 | 14.0623 | 13.021 | 17.6507 | 23.9878 | 54.6595 | 0 | 665 | Mercury Control
60769_G_PV1 | PJM_EMAC | New Jersey | 34 | Cape May | 9 | 60769 | PV1 | Lower Cape May HS | 0 | 2012 | 9999 | Solar PV | [5 empty] | Non-Fossil | G | 2025 | Solar |  | 0 | 0 | 0 | 0 | 0 | 0 | 0 | 0 | 0 | 0 | 0 | 0 | 0 | 0 | 0 | 0 | 0.31741 | 0.68523 | 1.0888 | 2.0914 | 0 | 0 | 0 | 0 | 0 | 0 | 0 | 0 | 0 | 0 | 0 | 0 | 0 | 0 | 0 | 0 | 0 | 0 | 0 | 0 | 0.052704 | 0 | 0 | 0 | 0 | 0 | 0 | 0 | 0 | 0 | 1.4612
60768_G_ST10 | WECC_AZ | Arizona | 4 | Maricopa | 13 | 60768 | ST10 | PB2 - Gila River | 7590 | 2003 | 9999 | Combined Cycle | [5 empty] | Fossil | G | 2025 | NaturalGas |  | 0 | 0.0082465 | 1.1331 | 1.1413 | 0 | 0 | 0 | 0 | 0 | 0 | 0 | 0 | 0 | 0 | 0 | 0 | 0 | 1.0865 | 149.2869 | 150.3733 | 0 | 0.48275 | 66.3309 | 66.8137 | 0 | 5.7807e-10 | 7.9334e-08 | 7.9912e-08 | 0 | 0.00028533 | 0.039205 | 0.03949 | 0 | 0 | 0 | 0 | 0 | 0 | 0 | 0 | 6.5101 | 0 | 0.0041061 | 0.48762 | 0.49172 | 0 | 0.028177 | 4.0982 | 4.1264 | 0 | 223
60768_G_CTG4 | WECC_AZ | Arizona | 4 | Maricopa | 13 | 60768 | CTG4 | PB2 - Gila River | 7590 | 2003 | 9999 | Combined Cycle | [5 empty] | Fossil | G | 2025 | NaturalGas |  | 0 | 0.005399 | 0.74184 | 0.74724 | 0 | 0 | 0 | 0 | 0 | 0 | 0 | 0 | 0 | 0 | 0 | 0 | 0 | 0.71134 | 97.7394 | 98.4507 | 0 | 0.31606 | 43.4274 | 43.7435 | 0 | 3.7847e-10 | 5.1941e-08 | 5.2319e-08 | 0 | 0.00018681 | 0.025668 | 0.025855 | 0 | 0 | 0 | 0 | 0 | 0 | 0 | 0 | 4.2622 | 0 | 0.0026883 | 0.31925 | 0.32194 | 0 | 0.018448 | 2.6831 | 2.7016 | 0 | 146
60768_G_CTG3 | WECC_AZ | Arizona | 4 | Maricopa | 13 | 60768 | CTG3 | PB2 - Gila River | 7590 | 2003 | 9999 | Combined Cycle | [5 empty] | Fossil | G | 2025 | NaturalGas |  | 0 | 0.005399 | 0.74184 | 0.74724 | 0 | 0 | 0 | 0 | 0 | 0 | 0 | 0 | 0 | 0 | 0 | 0 | 0 | 0.71134 | 97.7394 | 98.4507 | 0 | 0.31606 | 43.4274 | 43.7435 | 0 | 3.7847e-10 | 5.1941e-08 | 5.2319e-08 | 0 | 0.00018681 | 0.025668 | 0.025855 | 0 | 0 | 0 | 0 | 0 | 0 | 0 | 0 | 4.2622 | 0 | 0.0026883 | 0.31925 | 0.32194 | 0 | 0.018448 | 2.6831 | 2.7016 | 0 | 146
60766_G_PV1 | PJM_EMAC | New Jersey | 34 | Monmouth | 25 | 60766 | PV1 | L'Oreal Monmouth | 0 | 2013 | 9999 | Solar PV | [5 empty] | Non-Fossil | G | 2025 | Solar |  | 0 | 0 | 0 | 0 | 0 | 0 | 0 | 0 | 0 | 0 | 0 | 0 | 0 | 0 | 0 | 0 | 0.42321 | 0.91363 | 1.4517 | 2.7886 | 0 | 0 | 0 | 0 | 0 | 0 | 0 | 0 | 0 | 0 | 0 | 0 | 0 | 0 | 0 | 0 | 0 | 0 | 0 | 0 | 0.070272 | 0 | 0 | 0 | 0 | 0 | 0 | 0 | 0 | 0 | 1.9482
60765_G_PV1 | PJM_EMAC | New Jersey | 34 | Somerset | 35 | 60765 | PV1 | L'Oreal Franklin | 0 | 2012 | 9999 | Solar PV | [5 empty] | Non-Fossil | G | 2025 | Solar |  | 0 | 0 | 0 | 0 | 0 | 0 | 0 | 0 | 0 | 0 | 0 | 0 | 0 | 0 | 0 | 0 | 0.25393 | 0.54818 | 0.87103 | 1.6731 | 0 | 0 | 0 | 0 | 0 | 0 | 0 | 0 | 0 | 0 | 0 | 0 | 0 | 0 | 0 | 0 | 0 | 0 | 0 | 0 | 0.042163 | 0 | 0 | 0 | 0 | 0 | 0 | 0 | 0 | 0 | 1.1689
60764_G_PV1 | WECC_CO | Colorado | 8 | Adams | 1 | 60764 | PV1 | Victory Solar LLC | 0 | 2016 | 9999 | Solar PV | [5 empty] | Non-Fossil | G | 2025 | Solar |  | 0 | 0 | 0 | 0 | 0 | 0 | 0 | 0 | 0 | 0 | 0 | 0 | 0 | 0 | 0 | 0 | 4.4287 | 8.3021 | 12.838 | 25.5688 | 0 | 0 | 0 | 0 | 0 | 0 | 0 | 0 | 0 | 0 | 0 | 0 | 0 | 0 | 0 | 0 | 0 | 0 | 0 | 0 | 0.40423 | 0 | 0 | 0 | 0 | 0 | 0 | 0 | 0 | 0 | 12.8
60763_G_PV1 | PJM_EMAC | New Jersey | 34 | Hunterdon | 19 | 60763 | PV1 | Holland Solar | 0 | 2015 | 9999 | Solar PV | [5 empty] | Non-Fossil | G | 2025 | Solar |  | 0 | 0 | 0 | 0 | 0 | 0 | 0 | 0 | 0 | 0 | 0 | 0 | 0 | 0 | 0 | 0 | 0.63482 | 1.3705 | 2.1776 | 4.1828 | 0 | 0 | 0 | 0 | 0 | 0 | 0 | 0 | 0 | 0 | 0 | 0 | 0 | 0 | 0 | 0 | 0 | 0 | 0 | 0 | 0.10541 | 0 | 0 | 0 | 0 | 0 | 0 | 0 | 0 | 0 | 2.9223
60762_G_07934 | PJM_EMAC | New Jersey | 34 | Somerset | 35 | 60762 | 07934 | Pfizer Peapack Solar | 0 | 2016 | 9999 | Solar PV | [5 empty] | Non-Fossil | G | 2025 | Solar |  | 0 | 0 | 0 | 0 | 0 | 0 | 0 | 0 | 0 | 0 | 0 | 0 | 0 | 0 | 0 | 0 | 1.312 | 2.8323 | 4.5003 | 8.6445 | 0 | 0 | 0 | 0 | 0 | 0 | 0 | 0 | 0 | 0 | 0 | 0 | 0 | 0 | 0 | 0 | 0 | 0 | 0 | 0 | 0.21784 | 0 | 0 | 0 | 0 | 0 | 0 | 0 | 0 | 0 | 6.0394
60761_G_1 | S_VACA | North Carolina | 37 | Cleveland | 45 | 60761 | 1 | Roper Farm, LLC | 0 | 2015 | 9999 | Solar PV | [5 empty] | Non-Fossil | G | 2025 | Solar |  | 0 | 0 | 0 | 0 | 0 | 0 | 0 | 0 | 0 | 0 | 0 | 0 | 0 | 0 | 0 | 0 | 1.5159 | 2.6889 | 4.4842 | 8.689 | 0 | 0 | 0 | 0 | 0 | 0 | 0 | 0 | 0 | 0 | 0 | 0 | 0 | 0 | 0 | 0 | 0 | 0 | 0 | 0 | 0.13984 | 0 | 0 | 0 | 0 | 0 | 0 | 0 | 0 | 0 | 4.997
60760_G_PE101 | WECC_SCE | California | 6 | Orange | 59 | 60760 | PE101 | Millikan BESS | 0 | 2016 | 9999 | Energy Storage | [5 empty] | Non-Fossil | G | 2025 | EnerStor |  | 0 | 0 | 0 | 0 | 0 | 0 | 0 | 0 | 0 | 0 | 0 | 0 | 0 | 0 | 0 | 0 | 0.96506 | 1.7988 | 2.2183 | 4.9821 | 0 | 0 | 0 | 0 | 0 | 0 | 0 | 0 | 0 | 0 | 0 | 0 | 0 | 0 | 0 | 0 | 0 | 0 | 0 | 0 | 0 | 0 | 0 | 0 | 0 | 0 | 0 | 0 | 0 | 0 | 2
6076_B_4 | WECC_MT | Montana | 30 | Rosebud | 87 | 6076 | 4 | Colstrip | 10720 | 1986 | 9999 | Coal Steam | tangential | dry | Wet Scrubber + ACI | LNC3 | Wet Scrubber | Fossil | B | 2025 | Coal |  | 13.6159 | 18.4571 | 25.0837 | 57.1566 | 0 | 0 | 0 | 0 | 13.6159 | 18.4571 | 25.0837 | 57.1566 | 0 | 0 | 0 | 0 | 1270.1372 | 1721.7416 | 2339.8952 | 5331.774 | 1471.2104 | 1994.3074 | 2710.3198 | 6175.8377 | 0.0033654 | 0.004562 | 0.0061999 | 0.014127 | 1.0561 | 1.4317 | 1.9457 | 4.4335 | 0.40848 | 0.55371 | 0.75251 | 1.7147 | 0.0068079 | 0.0092285 | 0.012542 | 0.028578 | 46.1481 | 6.8949 | 9.3465 | 12.7021 | 28.9435 | 10.5053 | 14.2405 | 19.3532 | 44.099 | 0 | 740 | Scrubber / Mercury Control | Wet Scrubber
6076_B_3 | WECC_MT | Montana | 30 | Rosebud | 87 | 6076 | 3 | Colstrip | 10728 | 1984 | 9999 | Coal Steam | tangential | dry | Wet Scrubber + ACI | LNC3 | Wet Scrubber | Fossil | B | 2025 | Coal |  | 13.626 | 18.4708 | 25.1024 | 57.1993 | 0 | 0 | 0 | 0 | 13.626 | 18.4708 | 25.1024 | 57.1993 | 0 | 0 | 0 | 0 | 1270.1372 | 1721.7416 | 2339.8952 | 5331.774 | 1472.3083 | 1995.7957 | 2712.3425 | 6180.4465 | 0.0033679 | 0.0045654 | 0.0062045 | 0.014138 | 1.0357 | 1.404 | 1.9081 | 4.3479 | 0.40878 | 0.55413 | 0.75307 | 1.716 | 0.006813 | 0.0092354 | 0.012551 | 0.0286 | 46.1481 | 6.8949 | 9.3465 | 12.7021 | 28.9435 | 10.5131 | 14.2511 | 19.3677 | 44.1319 | 0 | 740 | Scrubber / Mercury Control | Wet Scrubber
6076_B_2 | WECC_MT | Montana | 30 | Rosebud | 87 | 6076 | 2 | Colstrip | 10655 | 1976 | 9999 | Coal Steam | tangential | dry | Wet Scrubber + ACI | LNC1 | Wet Scrubber | Fossil | B | 2025 |  | Coal Retirement | 0 | 0 | 0 | 0 | 0 | 0 | 0 | 0 | 0 | 0 | 0 | 0 | 0 | 0 | 0 | 0 | 0 | 0 | 0 | 0 | 0 | 0 | 0 | 0 | 0 | 0 | 0 | 0 | 0 | 0 | 0 | 0 | 0 | 0 | 0 | 0 | 0 | 0 | 0 | 0 | 0 | 0 | 0 | 0 | 0 | 0 | 0 | 0 | 0 | 0 | 307 | Scrubber / Mercury Control | Wet Scrubber
6076_B_1 | WECC_MT | Montana | 30 | Rosebud | 87 | 6076 | 1 | Colstrip | 10781 | 1975 | 9999 | Coal Steam | tangential | dry | Wet Scrubber + ACI | LNC1 | Wet Scrubber | Fossil | B | 2025 |  | Coal Retirement | 0 | 0 | 0 | 0 | 0 | 0 | 0 | 0 | 0 | 0 | 0 | 0 | 0 | 0 | 0 | 0 | 0 | 0 | 0 | 0 | 0 | 0 | 0 | 0 | 0 | 0 | 0 | 0 | 0 | 0 | 0 | 0 | 0 | 0 | 0 | 0 | 0 | 0 | 0 | 0 | 0 | 0 | 0 | 0 | 0 | 0 | 0 | 0 | 0 | 0 | 307 | Scrubber / Mercury Control | Wet Scrubber
60759_G_PV1 | PJM_EMAC | New Jersey | 34 | Middlesex | 23 | 60759 | PV1 | Freeze Solar | 0 | 2013 | 9999 | Solar PV | [5 empty] | Non-Fossil | G | 2025 | Solar |  | 0 | 0 | 0 | 0 | 0 | 0 | 0 | 0 | 0 | 0 | 0 | 0 | 0 | 0 | 0 | 0 | 0.31741 | 0.68523 | 1.0888 | 2.0914 | 0 | 0 | 0 | 0 | 0 | 0 | 0 | 0 | 0 | 0 | 0 | 0 | 0 | 0 | 0 | 0 | 0 | 0 | 0 | 0 | 0.052704 | 0 | 0 | 0 | 0 | 0 | 0 | 0 | 0 | 0 | 1.4612
60757_G_PV3 | NENGREST | Massachusetts | 25 | Plymouth | 23 | 60757 | PV3 | Cedarville | 0 | 2017 | 9999 | Solar PV | [5 empty] | Non-Fossil | G | 2025 | Solar |  | 0 | 0 | 0 | 0 | 0 | 0 | 0 | 0 | 0 | 0 | 0 | 0 | 0 | 0 | 0 | 0 | 0.21928 | 0.45593 | 0.69655 | 1.3717 | 0 | 0 | 0 | 0 | 0 | 0 | 0 | 0 | 0 | 0 | 0 | 0 | 0 | 0 | 0 | 0 | 0 | 0 | 0 | 0 | 0.027375 | 0 | 0 | 0 | 0 | 0 | 0 | 0 | 0 | 0 | 0.97818
60757_G_PV2 | NENGREST | Massachusetts | 25 | Plymouth | 23 | 60757 | PV2 | Cedarville | 0 | 2017 | 9999 | Solar PV | [5 empty] | Non-Fossil | G | 2025 | Solar |  | 0 | 0 | 0 | 0 | 0 | 0 | 0 | 0 | 0 | 0 | 0 | 0 | 0 | 0 | 0 | 0 | 0.21928 | 0.45593 | 0.69655 | 1.3717 | 0 | 0 | 0 | 0 | 0 | 0 | 0 | 0 | 0 | 0 | 0 | 0 | 0 | 0 | 0 | 0 | 0 | 0 | 0 | 0 | 0.027375 | 0 | 0 | 0 | 0 | 0 | 0 | 0 | 0 | 0 | 0.97818
60757_G_PV1 | NENGREST | Massachusetts | 25 | Plymouth | 23 | 60757 | PV1 | Cedarville | 0 | 2017 | 9999 | Solar PV | [5 empty] | Non-Fossil | G | 2025 | Solar |  | 0 | 0 | 0 | 0 | 0 | 0 | 0 | 0 | 0 | 0 | 0 | 0 | 0 | 0 | 0 | 0 | 0.10964 | 0.22796 | 0.34827 | 0.68587 | 0 | 0 | 0 | 0 | 0 | 0 | 0 | 0 | 0 | 0 | 0 | 0 | 0 | 0 | 0 | 0 | 0 | 0 | 0 | 0 | 0.013687 | 0 | 0 | 0 | 0 | 0 | 0 | 0 | 0 | 0 | 0.48909
60756_G_PV1 | NENGREST | Massachusetts | 25 | Suffolk | 25 | 60756 | PV1 | Meadow Solar | 0 | 2016 | 9999 | Solar PV | [5 empty] | Non-Fossil | G | 2025 | Solar |  | 0 | 0 | 0 | 0 | 0 | 0 | 0 | 0 | 0 | 0 | 0 | 0 | 0 | 0 | 0 | 0 | 0.65784 | 1.3678 | 2.0896 | 4.1152 | 0 | 0 | 0 | 0 | 0 | 0 | 0 | 0 | 0 | 0 | 0 | 0 | 0 | 0 | 0 | 0 | 0 | 0 | 0 | 0 | 0.082124 | 0 | 0 | 0 | 0 | 0 | 0 | 0 | 0 | 0 | 2.9345
60755_G_PV1 | PJM_EMAC | New Jersey | 34 | Burlington | 5 | 60755 | PV1 | Spartan | 0 | 2017 | 9999 | Solar PV | [5 empty] | Non-Fossil | G | 2025 | Solar |  | 0 | 0 | 0 | 0 | 0 | 0 | 0 | 0 | 0 | 0 | 0 | 0 | 0 | 0 | 0 | 0 | 1.7563 | 3.7916 | 6.0246 | 11.5725 | 0 | 0 | 0 | 0 | 0 | 0 | 0 | 0 | 0 | 0 | 0 | 0 | 0 | 0 | 0 | 0 | 0 | 0 | 0 | 0 | 0.29163 | 0 | 0 | 0 | 0 | 0 | 0 | 0 | 0 | 0 | 8.0851
60754_G_PV1 | NENGREST | Massachusetts | 25 | Middlesex | 17 | 60754 | PV1 | DDR Shoppers World | 0 | 2017 | 9999 | Solar PV | [5 empty] | Non-Fossil | G | 2025 | Solar |  | 0 | 0 | 0 | 0 | 0 | 0 | 0 | 0 | 0 | 0 | 0 | 0 | 0 | 0 | 0 | 0 | 0.28506 | 0.5927 | 0.90551 | 1.7833 | 0 | 0 | 0 | 0 | 0 | 0 | 0 | 0 | 0 | 0 | 0 | 0 | 0 | 0 | 0 | 0 | 0 | 0 | 0 | 0 | 0.035587 | 0 | 0 | 0 | 0 | 0 | 0 | 0 | 0 | 0 | 1.2716
60753_G_PV1 | NENGREST | Massachusetts | 25 | Middlesex | 17 | 60753 | PV1 | Shirley Landfill | 0 | 2017 | 9999 | Solar PV | [5 empty] | Non-Fossil | G | 2025 | Solar |  | 0 | 0 | 0 | 0 | 0 | 0 | 0 | 0 | 0 | 0 | 0 | 0 | 0 | 0 | 0 | 0 | 0.21928 | 0.45593 | 0.69655 | 1.3717 | 0 | 0 | 0 | 0 | 0 | 0 | 0 | 0 | 0 | 0 | 0 | 0 | 0 | 0 | 0 | 0 | 0 | 0 | 0 | 0 | 0.027375 | 0 | 0 | 0 | 0 | 0 | 0 | 0 | 0 | 0 | 0.97818
60752_G_PV1 | PJM_EMAC | New Jersey | 34 | Gloucester | 15 | 60752 | PV1 | Gloucester Community College Solar | 0 | 2014 | 9999 | Solar PV | [5 empty] | Non-Fossil | G | 2025 | Solar |  | 0 | 0 | 0 | 0 | 0 | 0 | 0 | 0 | 0 | 0 | 0 | 0 | 0 | 0 | 0 | 0 | 0.48669 | 1.0507 | 1.6695 | 3.2068 | 0 | 0 | 0 | 0 | 0 | 0 | 0 | 0 | 0 | 0 | 0 | 0 | 0 | 0 | 0 | 0 | 0 | 0 | 0 | 0 | 0.080813 | 0 | 0 | 0 | 0 | 0 | 0 | 0 | 0 | 0 | 2.2404
60751_G_CAT3 | SPP_N | Kansas | 20 | Miami | 121 | 60751 | CAT3 | Osawatomie Power Plant North Sub | 14397 | 2018 | 9999 | Combustion Turbine | [5 empty] | Fossil | G | 2025 | Oil |  | 0 | 0 | 0 | 0 | 0 | 0 | 0 | 0 | 0 | 0 | 0 | 0 | 0 | 0 | 0 | 0 | 0 | 0 | 0 | 0 | 0 | 0 | 0 | 0 | 0 | 0 | 0 | 0 | 0 | 0 | 0 | 0 | 0 | 0 | 0 | 0 | 0 | 0 | 0 | 0 | 0.0374 | 0 | 0 | 0 | 0 | 0 | 0 | 0 | 0 | 0 | 2
60751_G_CAT2 | SPP_N | Kansas | 20 | Miami | 121 | 60751 | CAT2 | Osawatomie Power Plant North Sub | 14397 | 2018 | 9999 | Combustion Turbine | [5 empty] | Fossil | G | 2025 | Oil |  | 0 | 0 | 0 | 0 | 0 | 0 | 0 | 0 | 0 | 0 | 0 | 0 | 0 | 0 | 0 | 0 | 0 | 0 | 0 | 0 | 0 | 0 | 0 | 0 | 0 | 0 | 0 | 0 | 0 | 0 | 0 | 0 | 0 | 0 | 0 | 0 | 0 | 0 | 0 | 0 | 0.0374 | 0 | 0 | 0 | 0 | 0 | 0 | 0 | 0 | 0 | 2
60751_G_CAT1 | SPP_N | Kansas | 20 | Miami | 121 | 60751 | CAT1 | Osawatomie Power Plant North Sub | 14397 | 2018 | 9999 | Combustion Turbine | [5 empty] | Fossil | G | 2025 | Oil |  | 0 | 0 | 0 | 0 | 0 | 0 | 0 | 0 | 0 | 0 | 0 | 0 | 0 | 0 | 0 | 0 | 0 | 0 | 0 | 0 | 0 | 0 | 0 | 0 | 0 | 0 | 0 | 0 | 0 | 0 | 0 | 0 | 0 | 0 | 0 | 0 | 0 | 0 | 0 | 0 | 0.0374 | 0 | 0 | 0 | 0 | 0 | 0 | 0 | 0 | 0 | 2
60750_G_CAT6 | SPP_N | Kansas | 20 | Miami | 121 | 60750 | CAT6 | Osawatomie Power Plant South Sub | 14397 | 2017 | 9999 | Combustion Turbine | [5 empty] | Fossil | G | 2025 | Oil |  | 0 | 0 | 0 | 0 | 0 | 0 | 0 | 0 | 0 | 0 | 0 | 0 | 0 | 0 | 0 | 0 | 0 | 0 | 0 | 0 | 0 | 0 | 0 | 0 | 0 | 0 | 0 | 0 | 0 | 0 | 0 | 0 | 0 | 0 | 0 | 0 | 0 | 0 | 0 | 0 | 0.0374 | 0 | 0 | 0 | 0 | 0 | 0 | 0 | 0 | 0 | 2
60750_G_CAT5 | SPP_N | Kansas | 20 | Miami | 121 | 60750 | CAT5 | Osawatomie Power Plant South Sub | 14397 | 2017 | 9999 | Combustion Turbine | [5 empty] | Fossil | G | 2025 | Oil |  | 0 | 0 | 0 | 0 | 0 | 0 | 0 | 0 | 0 | 0 | 0 | 0 | 0 | 0 | 0 | 0 | 0 | 0 | 0 | 0 | 0 | 0 | 0 | 0 | 0 | 0 | 0 | 0 | 0 | 0 | 0 | 0 | 0 | 0 | 0 | 0 | 0 | 0 | 0 | 0 | 0.0374 | 0 | 0 | 0 | 0 | 0 | 0 | 0 | 0 | 0 | 2
60750_G_CAT4 | SPP_N | Kansas | 20 | Miami | 121 | 60750 | CAT4 | Osawatomie Power Plant South Sub | 14397 | 2017 | 9999 | Combustion Turbine | [5 empty] | Fossil | G | 2025 | Oil |  | 0 | 0 | 0 | 0 | 0 | 0 | 0 | 0 | 0 | 0 | 0 | 0 | 0 | 0 | 0 | 0 | 0 | 0 | 0 | 0 | 0 | 0 | 0 | 0 | 0 | 0 | 0 | 0 | 0 | 0 | 0 | 0 | 0 | 0 | 0 | 0 | 0 | 0 | 0 | 0 | 0.0374 | 0 | 0 | 0 | 0 | 0 | 0 | 0 | 0 | 0 | 2
60748_G_IDSS | WECC_ID | Idaho | 16 | Elmore | 39 | 60748 | IDSS | Simcoe Solar | 0 | 2017 | 9999 | Solar PV | [5 empty] | Non-Fossil | G | 2025 | Solar |  | 0 | 0 | 0 | 0 | 0 | 0 | 0 | 0 | 0 | 0 | 0 | 0 | 0 | 0 | 0 | 0 | 8.0412 | 15.2432 | 22.9902 | 46.2747 | 0 | 0 | 0 | 0 | 0 | 0 | 0 | 0 | 0 | 0 | 0 | 0 | 0 | 0 | 0 | 0 | 0 | 0 | 0 | 0 | 0.55971 | 0 | 0 | 0 | 0 | 0 | 0 | 0 | 0 | 0 | 20
60747_G_07724 | PJM_EMAC | New Jersey | 34 | Monmouth | 25 | 60747 | 07724 | Seabrook Village | 0 | 2016 | 9999 | Solar PV | [5 empty] | Non-Fossil | G | 2025 | Solar |  | 0 | 0 | 0 | 0 | 0 | 0 | 0 | 0 | 0 | 0 | 0 | 0 | 0 | 0 | 0 | 0 | 0.65598 | 1.4161 | 2.2502 | 4.3223 | 0 | 0 | 0 | 0 | 0 | 0 | 0 | 0 | 0 | 0 | 0 | 0 | 0 | 0 | 0 | 0 | 0 | 0 | 0 | 0 | 0.10892 | 0 | 0 | 0 | 0 | 0 | 0 | 0 | 0 | 0 | 3.0197
60746_G_08502 | PJM_EMAC | New Jersey | 34 | Somerset | 35 | 60746 | 08502 | Silvi Gibraltar Rock | 0 | 2016 | 9999 | Solar PV | [5 empty] | Non-Fossil | G | 2025 | Solar |  | 0 | 0 | 0 | 0 | 0 | 0 | 0 | 0 | 0 | 0 | 0 | 0 | 0 | 0 | 0 | 0 | 0.52902 | 1.142 | 1.8146 | 3.4857 | 0 | 0 | 0 | 0 | 0 | 0 | 0 | 0 | 0 | 0 | 0 | 0 | 0 | 0 | 0 | 0 | 0 | 0 | 0 | 0 | 0.08784 | 0 | 0 | 0 | 0 | 0 | 0 | 0 | 0 | 0 | 2.4353
60745_G_SESI1 | WECC_IID | California | 6 | Imperial | 25 | 60745 | SESI1 | SEPV Imperial Dixieland East | 0 | 2016 | 9999 | Solar PV | [5 empty] | Non-Fossil | G | 2025 | Solar |  | 0 | 0 | 0 | 0 | 0 | 0 | 0 | 0 | 0 | 0 | 0 | 0 | 0 | 0 | 0 | 0 | 0.92473 | 1.657 | 2.5033 | 5.0851 | 0 | 0 | 0 | 0 | 0 | 0 | 0 | 0 | 0 | 0 | 0 | 0 | 0 | 0 | 0 | 0 | 0 | 0 | 0 | 0 | 0.053172 | 0 | 0 | 0 | 0 | 0 | 0 | 0 | 0 | 0 | 1.9
60744_G_SESI2 | WECC_IID | California | 6 | Imperial | 25 | 60744 | SESI2 | SEPV Imperial Dixieland West | 0 | 2016 | 9999 | Solar PV | [5 empty] | Non-Fossil | G | 2025 | Solar |  | 0 | 0 | 0 | 0 | 0 | 0 | 0 | 0 | 0 | 0 | 0 | 0 | 0 | 0 | 0 | 0 | 1.4114 | 2.5292 | 3.8209 | 7.7615 | 0 | 0 | 0 | 0 | 0 | 0 | 0 | 0 | 0 | 0 | 0 | 0 | 0 | 0 | 0 | 0 | 0 | 0 | 0 | 0 | 0.081158 | 0 | 0 | 0 | 0 | 0 | 0 | 0 | 0 | 0 | 2.9
60743_G_WT1 | ERC_REST | Texas | 48 | Mcculloch | 307 | 60743 | WT1 | Rattlesnake Power, LLC | 0 | 2018 | 9999 | Onshore Wind | [5 empty] | Non-Fossil | G | 2025 | Wind |  | 0 | 0 | 0 | 0 | 0 | 0 | 0 | 0 | 0 | 0 | 0 | 0 | 0 | 0 | 0 | 0 | 114.9032 | 165.4961 | 197.4603 | 477.8596 | 0 | 0 | 0 | 0 | 0 | 0 | 0 | 0 | 0 | 0 | 0 | 0 | 0 | 0 | 0 | 0 | 0 | 0 | 0 | 0 | 4.5083 | 0 | 0 | 0 | 0 | 0 | 0 | 0 | 0 | 0 | 160
60742_G_CHP | PJM_COMD | Illinois | 17 | Dupage | 43 | 60742 | CHP | Argonne National Laboratory CHP | 9086 | 2016 | 9999 | Combustion Turbine | [5 empty] | Fossil | G | 2025 | NaturalGas |  | 0.0023719 | 0.00087202 | 0.025398 | 0.028642 | 0 | 0 | 0 | 0 | 0 | 0 | 0 | 0 | 0 | 0 | 0 | 0 | 0.26105 | 0.095974 | 2.7953 | 3.1523 | 0.13885 | 0.051048 | 1.4868 | 1.6767 | 1.6602e-10 | 6.1035e-11 | 1.7779e-09 | 2.005e-09 | 1.3042e-05 | 4.7949e-06 | 0.00013975 | 0.00015758 | 0 | 0 | 0 | 0 | 0 | 0 | 0 | 0 | 0.08789 | 0.0037529 | 0.0015067 | 0.025443 | 0.030703 | 0.008982 | 0.0031191 | 0.09059 | 0.10269 | 0 | 4.7
60741_G_OMD | S_SOU | Georgia | 13 | Jenkins | 165 | 60741 | OMD | Old Midville Solar | 0 | 2016 | 9999 | Solar PV | [5 empty] | Non-Fossil | G | 2025 | Solar |  | 0 | 0 | 0 | 0 | 0 | 0 | 0 | 0 | 0 | 0 | 0 | 0 | 0 | 0 | 0 | 0 | 7.5664 | 13.0195 | 19.5465 | 40.1324 | 0 | 0 | 0 | 0 | 0 | 0 | 0 | 0 | 0 | 0 | 0 | 0 | 0 | 0 | 0 | 0 | 0 | 0 | 0 | 0 | 0.55131 | 0 | 0 | 0 | 0 | 0 | 0 | 0 | 0 | 0 | 19.7
60740_G_PV1 | PJM_EMAC | New Jersey | 34 | Salem | 33 | 60740 | PV1 | Pittsgrove Solar | 0 | 2014 | 9999 | Solar PV | [5 empty] | Non-Fossil | G | 2025 | Solar |  | 0 | 0 | 0 | 0 | 0 | 0 | 0 | 0 | 0 | 0 | 0 | 0 | 0 | 0 | 0 | 0 | 0.42321 | 0.91363 | 1.4517 | 2.7886 | 0 | 0 | 0 | 0 | 0 | 0 | 0 | 0 | 0 | 0 | 0 | 0 | 0 | 0 | 0 | 0 | 0 | 0 | 0 | 0 | 0.070272 | 0 | 0 | 0 | 0 | 0 | 0 | 0 | 0 | 0 | 1.9482
6074_G_5 | SPP_N | Missouri | 29 | Jackson | 95 | 6074 | 5 | Greenwood (MO) | 0 | 2016 | 9999 | Solar PV | [5 empty] | Non-Fossil | G | 2025 | Solar |  | 0 | 0 | 0 | 0 | 0 | 0 | 0 | 0 | 0 | 0 | 0 | 0 | 0 | 0 | 0 | 0 | 0.89077 | 1.7508 | 2.6583 | 5.2999 | 0 | 0 | 0 | 0 | 0 | 0 | 0 | 0 | 0 | 0 | 0 | 0 | 0 | 0 | 0 | 0 | 0 | 0 | 0 | 0 | 0.083956 | 0 | 0 | 0 | 0 | 0 | 0 | 0 | 0 | 0 | 3
6074_G_4 | SPP_N | Missouri | 29 | Jackson | 95 | 6074 | 4 | Greenwood (MO) | 24917 | 1979 | 9999 | Combustion Turbine | [5 empty] | Fossil | G | 2025 | Oil |  | 0 | 0 | 0 | 0 | 0 | 0 | 0 | 0 | 0 | 0 | 0 | 0 | 0 | 0 | 0 | 0 | 0 | 0 | 0 | 0 | 0 | 0 | 0 | 0 | 0 | 0 | 0 | 0 | 0 | 0 | 0 | 0 | 0 | 0 | 0 | 0 | 0 | 0 | 0 | 0 | 1.0902 | 0 | 0 | 0 | 0 | 0 | 0 | 0 | 0 | 0 | 58.3
6074_G_3 | SPP_N | Missouri | 29 | Jackson | 95 | 6074 | 3 | Greenwood (MO) | 24921 | 1977 | 9999 | Combustion Turbine | [5 empty] | Fossil | G | 2025 | Oil |  | 0 | 0 | 0 | 0 | 0 | 0 | 0 | 0 | 0 | 0 | 0 | 0 | 0 | 0 | 0 | 0 | 0 | 0 | 0 | 0 | 0 | 0 | 0 | 0 | 0 | 0 | 0 | 0 | 0 | 0 | 0 | 0 | 0 | 0 | 0 | 0 | 0 | 0 | 0 | 0 | 1.1762 | 0 | 0 | 0 | 0 | 0 | 0 | 0 | 0 | 0 | 62.9
6074_G_2 | SPP_N | Missouri | 29 | Jackson | 95 | 6074 | 2 | Greenwood (MO) | 24917 | 1975 | 9999 | Combustion Turbine | [5 empty] | Fossil | G | 2025 | Oil |  | 0 | 0 | 0 | 0 | 0 | 0 | 0 | 0 | 0 | 0 | 0 | 0 | 0 | 0 | 0 | 0 | 0 | 0 | 0 | 0 | 0 | 0 | 0 | 0 | 0 | 0 | 0 | 0 | 0 | 0 | 0 | 0 | 0 | 0 | 0 | 0 | 0 | 0 | 0 | 0 | 1.1164 | 0 | 0 | 0 | 0 | 0 | 0 | 0 | 0 | 0 | 59.7
6074_G_1 | SPP_N | Missouri | 29 | Jackson | 95 | 6074 | 1 | Greenwood (MO) | 24912 | 1975 | 9999 | Combustion Turbine | [5 empty] | Fossil | G | 2025 | Oil |  | 0 | 0 | 0 | 0 | 0 | 0 | 0 | 0 | 0 | 0 | 0 | 0 | 0 | 0 | 0 | 0 | 0 | 0 | 0 | 0 | 0 | 0 | 0 | 0 | 0 | 0 | 0 | 0 | 0 | 0 | 0 | 0 | 0 | 0 | 0 | 0 | 0 | 0 | 0 | 0 | 1.1444 | 0 | 0 | 0 | 0 | 0 | 0 | 0 | 0 | 0 | 61.2
60739_G_PV1 | PJM_EMAC | New Jersey | 34 | Warren | 41 | 60739 | PV1 | DSM Solar | 0 | 2014 | 9999 | Solar PV | [5 empty] | Non-Fossil | G | 2025 | Solar |  | 0 | 0 | 0 | 0 | 0 | 0 | 0 | 0 | 0 | 0 | 0 | 0 | 0 | 0 | 0 | 0 | 0.95223 | 2.0557 | 3.2664 | 6.2743 | 0 | 0 | 0 | 0 | 0 | 0 | 0 | 0 | 0 | 0 | 0 | 0 | 0 | 0 | 0 | 0 | 0 | 0 | 0 | 0 | 0.15811 | 0 | 0 | 0 | 0 | 0 | 0 | 0 | 0 | 0 | 4.3835
60738_G_PV1 | NENGREST | Massachusetts | 25 | Bristol | 5 | 60738 | PV1 | Fall River Solar | 0 | 2013 | 9999 | Solar PV | [5 empty] | Non-Fossil | G | 2025 | Solar |  | 0 | 0 | 0 | 0 | 0 | 0 | 0 | 0 | 0 | 0 | 0 | 0 | 0 | 0 | 0 | 0 | 0.43856 | 0.91185 | 1.3931 | 2.7435 | 0 | 0 | 0 | 0 | 0 | 0 | 0 | 0 | 0 | 0 | 0 | 0 | 0 | 0 | 0 | 0 | 0 | 0 | 0 | 0 | 0.05475 | 0 | 0 | 0 | 0 | 0 | 0 | 0 | 0 | 0 | 1.9564
60737_G_PV1 | PJM_EMAC | Maryland | 24 | Queen Annes | 35 | 60737 | PV1 | Church Hill | 0 | 2016 | 9999 | Solar PV | [5 empty] | Non-Fossil | G | 2025 | Solar |  | 0 | 0 | 0 | 0 | 0 | 0 | 0 | 0 | 0 | 0 | 0 | 0 | 0 | 0 | 0 | 0 | 1.4374 | 3.0537 | 5.4212 | 9.9122 | 0 | 0 | 0 | 0 | 0 | 0 | 0 | 0 | 0 | 0 | 0 | 0 | 0 | 0 | 0 | 0 | 0 | 0 | 0 | 0 | 0.16791 | 0 | 0 | 0 | 0 | 0 | 0 | 0 | 0 | 0 | 6
60736_G_PV1 | NENGREST | Massachusetts | 25 | Middlesex | 17 | 60736 | PV1 | Wilmington Solar | 0 | 2015 | 9999 | Solar PV | [5 empty] | Non-Fossil | G | 2025 | Solar |  | 0 | 0 | 0 | 0 | 0 | 0 | 0 | 0 | 0 | 0 | 0 | 0 | 0 | 0 | 0 | 0 | 0.43856 | 0.91185 | 1.3931 | 2.7435 | 0 | 0 | 0 | 0 | 0 | 0 | 0 | 0 | 0 | 0 | 0 | 0 | 0 | 0 | 0 | 0 | 0 | 0 | 0 | 0 | 0.05475 | 0 | 0 | 0 | 0 | 0 | 0 | 0 | 0 | 0 | 1.9564
60735_G_PV1 | PJM_EMAC | Maryland | 24 | Wicomico | 45 | 60735 | PV1 | Longview Solar | 0 | 2016 | 9999 | Solar PV | [5 empty] | Non-Fossil | G | 2025 | Solar |  | 0 | 0 | 0 | 0 | 0 | 0 | 0 | 0 | 0 | 0 | 0 | 0 | 0 | 0 | 0 | 0 | 3.2581 | 6.9216 | 12.288 | 22.4677 | 0 | 0 | 0 | 0 | 0 | 0 | 0 | 0 | 0 | 0 | 0 | 0 | 0 | 0 | 0 | 0 | 0 | 0 | 0 | 0 | 0.3806 | 0 | 0 | 0 | 0 | 0 | 0 | 0 | 0 | 0 | 13.6
60734_G_PV1 | PJM_EMAC | New Jersey | 34 | Burlington | 5 | 60734 | PV1 | Bordentown Solar | 0 | 2015 | 9999 | Solar PV | [5 empty] | Non-Fossil | G | 2025 | Solar |  | 0 | 0 | 0 | 0 | 0 | 0 | 0 | 0 | 0 | 0 | 0 | 0 | 0 | 0 | 0 | 0 | 1.4389 | 3.1064 | 4.9358 | 9.4811 | 0 | 0 | 0 | 0 | 0 | 0 | 0 | 0 | 0 | 0 | 0 | 0 | 0 | 0 | 0 | 0 | 0 | 0 | 0 | 0 | 0.23893 | 0 | 0 | 0 | 0 | 0 | 0 | 0 | 0 | 0 | 6.6239
60733_G_PV1 | PJM_EMAC | New Jersey | 34 | Monmouth | 25 | 60733 | PV1 | Brickyard Solar | 0 | 2015 | 9999 | Solar PV | [5 empty] | Non-Fossil | G | 2025 | Solar |  | 0 | 0 | 0 | 0 | 0 | 0 | 0 | 0 | 0 | 0 | 0 | 0 | 0 | 0 | 0 | 0 | 0.31741 | 0.68523 | 1.0888 | 2.0914 | 0 | 0 | 0 | 0 | 0 | 0 | 0 | 0 | 0 | 0 | 0 | 0 | 0 | 0 | 0 | 0 | 0 | 0 | 0 | 0 | 0.052704 | 0 | 0 | 0 | 0 | 0 | 0 | 0 | 0 | 0 | 1.4612
60732_G_PV1 | PJM_EMAC | New Jersey | 34 | Sussex | 37 | 60732 | PV1 | Frankford Solar | 0 | 2012 | 9999 | Solar PV | [5 empty] | Non-Fossil | G | 2025 | Solar |  | 0 | 0 | 0 | 0 | 0 | 0 | 0 | 0 | 0 | 0 | 0 | 0 | 0 | 0 | 0 | 0 | 1.7352 | 3.7459 | 5.952 | 11.4331 | 0 | 0 | 0 | 0 | 0 | 0 | 0 | 0 | 0 | 0 | 0 | 0 | 0 | 0 | 0 | 0 | 0 | 0 | 0 | 0 | 0.28812 | 0 | 0 | 0 | 0 | 0 | 0 | 0 | 0 | 0 | 7.9877
60731_G_PV1 | NENGREST | Massachusetts | 25 | Middlesex | 17 | 60731 | PV1 | Holliston Solar | 0 | 2015 | 9999 | Solar PV | [5 empty] | Non-Fossil | G | 2025 | Solar |  | 0 | 0 | 0 | 0 | 0 | 0 | 0 | 0 | 0 | 0 | 0 | 0 | 0 | 0 | 0 | 0 | 0.21928 | 0.45593 | 0.69655 | 1.3717 | 0 | 0 | 0 | 0 | 0 | 0 | 0 | 0 | 0 | 0 | 0 | 0 | 0 | 0 | 0 | 0 | 0 | 0 | 0 | 0 | 0.027375 | 0 | 0 | 0 | 0 | 0 | 0 | 0 | 0 | 0 | 0.97818
60730_G_PV2 | NENGREST | Massachusetts | 25 | Plymouth | 23 | 60730 | PV2 | Bridgewater Solar | 0 | 2015 | 9999 | Solar PV | [5 empty] | Non-Fossil | G | 2025 | Solar |  | 0 | 0 | 0 | 0 | 0 | 0 | 0 | 0 | 0 | 0 | 0 | 0 | 0 | 0 | 0 | 0 | 0.21928 | 0.45593 | 0.69655 | 1.3717 | 0 | 0 | 0 | 0 | 0 | 0 | 0 | 0 | 0 | 0 | 0 | 0 | 0 | 0 | 0 | 0 | 0 | 0 | 0 | 0 | 0.027375 | 0 | 0 | 0 | 0 | 0 | 0 | 0 | 0 | 0 | 0.97818
60730_G_PV1 | NENGREST | Massachusetts | 25 | Plymouth | 23 | 60730 | PV1 | Bridgewater Solar | 0 | 2015 | 9999 | Solar PV | [5 empty] | Non-Fossil | G | 2025 | Solar |  | 0 | 0 | 0 | 0 | 0 | 0 | 0 | 0 | 0 | 0 | 0 | 0 | 0 | 0 | 0 | 0 | 0.43856 | 0.91185 | 1.3931 | 2.7435 | 0 | 0 | 0 | 0 | 0 | 0 | 0 | 0 | 0 | 0 | 0 | 0 | 0 | 0 | 0 | 0 | 0 | 0 | 0 | 0 | 0.05475 | 0 | 0 | 0 | 0 | 0 | 0 | 0 | 0 | 0 | 1.9564
6073_G_4ST | S_SOU | Mississippi | 28 | Jackson | 59 | 6073 | 4ST | Victor J Daniel Jr | 7094 | 2001 | 9999 | Combined Cycle |  |  | SCR | DLNB |  | Fossil | G | 2025 | NaturalGas |  | 2.1825 | 2.9584 | 4.0837 | 9.2246 | 0 | 0 | 0 | 0 | 0 | 0 | 0 | 0 | 0 | 0 | 0 | 0 | 307.648 | 417.0339 | 575.6614 | 1300.3433 | 127.7609 | 173.187 | 239.0623 | 540.0102 | 1.5277e-07 | 2.0709e-07 | 2.8586e-07 | 6.4573e-07 | 0.0077603 | 0.01052 | 0.014521 | 0.032801 | 0 | 0 | 0 | 0 | 0 | 0 | 0 | 0 | 5.3575 | 0.65307 | 0.88528 | 1.222 | 2.7604 | 8.1773 | 10.3748 | 15.2194 | 33.7715 | 0 | 175.4 | SCR
6073_G_4CT | S_SOU | Mississippi | 28 | Jackson | 59 | 6073 | 4CT | Victor J Daniel Jr | 7094 | 2001 | 9999 | Combined Cycle |  |  | SCR | DLNB |  | Fossil | G | 2025 | NaturalGas |  | 1.951 | 2.6447 | 3.6507 | 8.2464 | 0 | 0 | 0 | 0 | 0 | 0 | 0 | 0 | 0 | 0 | 0 | 0 | 275.024 | 372.8103 | 514.6164 | 1162.4506 | 114.2127 | 154.8217 | 213.7113 | 482.7457 | 1.3657e-07 | 1.8513e-07 | 2.5555e-07 | 5.7725e-07 | 0.0069374 | 0.009404 | 0.012981 | 0.029322 | 0 | 0 | 0 | 0 | 0 | 0 | 0 | 0 | 4.7894 | 0.58382 | 0.7914 | 1.0924 | 2.4676 | 7.3102 | 9.2746 | 13.6055 | 30.1903 | 0 | 156.8 | SCR
6073_G_4 | S_SOU | Mississippi | 28 | Jackson | 59 | 6073 | 4 | Victor J Daniel Jr | 7094 | 2001 | 9999 | Combined Cycle |  |  | SCR | DLNB |  | Fossil | G | 2025 | NaturalGas |  | 1.951 | 2.6447 | 3.6507 | 8.2464 | 0 | 0 | 0 | 0 | 0 | 0 | 0 | 0 | 0 | 0 | 0 | 0 | 275.024 | 372.8103 | 514.6164 | 1162.4506 | 114.2127 | 154.8217 | 213.7113 | 482.7457 | 1.3657e-07 | 1.8513e-07 | 2.5555e-07 | 5.7725e-07 | 0.0069374 | 0.009404 | 0.012981 | 0.029322 | 0 | 0 | 0 | 0 | 0 | 0 | 0 | 0 | 4.7894 | 0.58382 | 0.7914 | 1.0924 | 2.4676 | 7.3102 | 9.2746 | 13.6055 | 30.1903 | 0 | 156.8 | SCR
6073_G_3ST | S_SOU | Mississippi | 28 | Jackson | 59 | 6073 | 3ST | Victor J Daniel Jr | 7094 | 2001 | 9999 | Combined Cycle |  |  | SCR | DLNB |  | Fossil | G | 2025 | NaturalGas |  | 2.1601 | 2.9281 | 4.0418 | 9.13 | 0 | 0 | 0 | 0 | 0 | 0 | 0 | 0 | 0 | 0 | 0 | 0 | 304.4908 | 412.7542 | 569.7538 | 1286.9989 | 126.4498 | 171.4097 | 236.609 | 534.4684 | 1.5121e-07 | 2.0497e-07 | 2.8292e-07 | 6.391e-07 | 0.008048 | 0.010909 | 0.015059 | 0.034017 | 0 | 0 | 0 | 0 | 0 | 0 | 0 | 0 | 5.3025 | 0.64637 | 0.87619 | 1.2095 | 2.732 | 8.0934 | 10.2683 | 15.0633 | 33.4249 | 0 | 173.6 | SCR
6073_G_3CT | S_SOU | Mississippi | 28 | Jackson | 59 | 6073 | 3CT | Victor J Daniel Jr | 7094 | 2001 | 9999 | Combined Cycle |  |  | SCR | DLNB |  | Fossil | G | 2025 | NaturalGas |  | 1.9062 | 2.584 | 3.5669 | 8.0571 | 0 | 0 | 0 | 0 | 0 | 0 | 0 | 0 | 0 | 0 | 0 | 0 | 268.7096 | 364.2508 | 502.8012 | 1135.7617 | 111.5905 | 151.2671 | 208.8047 | 471.6622 | 1.3344e-07 | 1.8088e-07 | 2.4968e-07 | 5.64e-07 | 0.0071022 | 0.0096275 | 0.013289 | 0.030019 | 0 | 0 | 0 | 0 | 0 | 0 | 0 | 0 | 4.6794 | 0.57042 | 0.77323 | 1.0673 | 2.411 | 7.1423 | 9.0616 | 13.2931 | 29.4971 | 0 | 153.2 | SCR
6073_G_3 | S_SOU | Mississippi | 28 | Jackson | 59 | 6073 | 3 | Victor J Daniel Jr | 7094 | 2001 | 9999 | Combined Cycle |  |  | SCR | DLNB |  | Fossil | G | 2025 | NaturalGas |  | 1.9062 | 2.584 | 3.5669 | 8.0571 | 0 | 0 | 0 | 0 | 0 | 0 | 0 | 0 | 0 | 0 | 0 | 0 | 268.7096 | 364.2508 | 502.8012 | 1135.7617 | 111.5905 | 151.2671 | 208.8047 | 471.6622 | 1.3344e-07 | 1.8088e-07 | 2.4968e-07 | 5.64e-07 | 0.0071022 | 0.0096275 | 0.013289 | 0.030019 | 0 | 0 | 0 | 0 | 0 | 0 | 0 | 0 | 4.6794 | 0.57042 | 0.77323 | 1.0673 | 2.411 | 7.1423 | 9.0616 | 13.2931 | 29.4971 | 0 | 153.2 | SCR
6073_B_2 | S_SOU | Mississippi | 28 | Jackson | 59 | 6073 | 2 | Victor J Daniel Jr | 10551 | 1981 | 9999 | Coal Steam | tangential | wet | ESPC + Wet Scrubber + ACI + DSI | LNB + OFA | Wet Scrubber | Fossil | B | 2025 |  | Coal Retirement | 0 | 0 | 0 | 0 | 0 | 0 | 0 | 0 | 0 | 0 | 0 | 0 | 0 | 0 | 0 | 0 | 0 | 0 | 0 | 0 | 0 | 0 | 0 | 0 | 0 | 0 | 0 | 0 | 0 | 0 | 0 | 0 | 0 | 0 | 0 | 0 | 0 | 0 | 0 | 0 | 0 | 0 | 0 | 0 | 0 | 0 | 0 | 0 | 0 | 0 | 510 | Scrubber / Mercury Control / DSI | Wet Scrubber
6073_B_1 | S_SOU | Mississippi | 28 | Jackson | 59 | 6073 | 1 | Victor J Daniel Jr | 10599 | 1981 | 9999 | Coal Steam | tangential | wet | ESPC + Wet Scrubber + ACI + DSI | LNB + OFA | Wet Scrubber | Fossil | B | 2025 |  | Coal Retirement | 0 | 0 | 0 | 0 | 0 | 0 | 0 | 0 | 0 | 0 | 0 | 0 | 0 | 0 | 0 | 0 | 0 | 0 | 0 | 0 | 0 | 0 | 0 | 0 | 0 | 0 | 0 | 0 | 0 | 0 | 0 | 0 | 0 | 0 | 0 | 0 | 0 | 0 | 0 | 0 | 0 | 0 | 0 | 0 | 0 | 0 | 0 | 0 | 0 | 0 | 510 | Scrubber / Mercury Control / DSI | Wet Scrubber
60729_G_PV1 | PJM_EMAC | New Jersey | 34 | Hunterdon | 19 | 60729 | PV1 | Raritan Solar | 0 | 2016 | 9999 | Solar PV | [5 empty] | Non-Fossil | G | 2025 | Solar |  | 0 | 0 | 0 | 0 | 0 | 0 | 0 | 0 | 0 | 0 | 0 | 0 | 0 | 0 | 0 | 0 | 1.587 | 3.4261 | 5.4439 | 10.4571 | 0 | 0 | 0 | 0 | 0 | 0 | 0 | 0 | 0 | 0 | 0 | 0 | 0 | 0 | 0 | 0 | 0 | 0 | 0 | 0 | 0.26352 | 0 | 0 | 0 | 0 | 0 | 0 | 0 | 0 | 0 | 7.3058
60728_G_PV1 | PJM_EMAC | New Jersey | 34 | Monmouth | 25 | 60728 | PV1 | Howell Solar | 0 | 2016 | 9999 | Solar PV | [5 empty] | Non-Fossil | G | 2025 | Solar |  | 0 | 0 | 0 | 0 | 0 | 0 | 0 | 0 | 0 | 0 | 0 | 0 | 0 | 0 | 0 | 0 | 1.4812 | 3.1977 | 5.081 | 9.76 | 0 | 0 | 0 | 0 | 0 | 0 | 0 | 0 | 0 | 0 | 0 | 0 | 0 | 0 | 0 | 0 | 0 | 0 | 0 | 0 | 0.24595 | 0 | 0 | 0 | 0 | 0 | 0 | 0 | 0 | 0 | 6.8187
60727_G_PV1 | PJM_EMAC | New Jersey | 34 | Essex | 13 | 60727 | PV1 | East Orange Solar | 0 | 2015 | 9999 | Solar PV | [5 empty] | Non-Fossil | G | 2025 | Solar |  | 0 | 0 | 0 | 0 | 0 | 0 | 0 | 0 | 0 | 0 | 0 | 0 | 0 | 0 | 0 | 0 | 0.95223 | 2.0557 | 3.2664 | 6.2743 | 0 | 0 | 0 | 0 | 0 | 0 | 0 | 0 | 0 | 0 | 0 | 0 | 0 | 0 | 0 | 0 | 0 | 0 | 0 | 0 | 0.15811 | 0 | 0 | 0 | 0 | 0 | 0 | 0 | 0 | 0 | 4.3835
60721_G_ENG3 | MIS_INKY | Indiana | 18 | Elkhart | 39 | 60721 | ENG3 | Green Cow Power | 14731 | 2015 | 9999 | Non-Fossil Waste | [5 empty] | Non-Fossil | G | 2025 | Non-Fossil |  | 0.020969 | 0.031795 | 0.043142 | 0.095906 | 0 | 0 | 0 | 0 | 0 | 0 | 0 | 0 | 0 | 0 | 0 | 0 | 1.4234 | 2.1584 | 2.9287 | 6.5105 | 0 | 0 | 0 | 0 | 0 | 0 | 0 | 0 | 0 | 0 | 0 | 0 | 0 | 0 | 0 | 0 | 0 | 0 | 0 | 0 | 0.23469 | 0.0093079 | 0.014114 | 0.019151 | 0.042573 | 0 | 0 | 0 | 0 | 0 | 1
60721_G_ENG2 | MIS_INKY | Indiana | 18 | Elkhart | 39 | 60721 | ENG2 | Green Cow Power | 14731 | 2015 | 9999 | Non-Fossil Waste | [5 empty] | Non-Fossil | G | 2025 | Non-Fossil |  | 0.020969 | 0.031795 | 0.043142 | 0.095906 | 0 | 0 | 0 | 0 | 0 | 0 | 0 | 0 | 0 | 0 | 0 | 0 | 1.4234 | 2.1584 | 2.9287 | 6.5105 | 0 | 0 | 0 | 0 | 0 | 0 | 0 | 0 | 0 | 0 | 0 | 0 | 0 | 0 | 0 | 0 | 0 | 0 | 0 | 0 | 0.23469 | 0.0093079 | 0.014114 | 0.019151 | 0.042573 | 0 | 0 | 0 | 0 | 0 | 1
60721_G_ENG1 | MIS_INKY | Indiana | 18 | Elkhart | 39 | 60721 | ENG1 | Green Cow Power | 14731 | 2015 | 9999 | Non-Fossil Waste | [5 empty] | Non-Fossil | G | 2025 | Non-Fossil |  | 0.020969 | 0.031795 | 0.043142 | 0.095906 | 0 | 0 | 0 | 0 | 0 | 0 | 0 | 0 | 0 | 0 | 0 | 0 | 1.4234 | 2.1584 | 2.9287 | 6.5105 | 0 | 0 | 0 | 0 | 0 | 0 | 0 | 0 | 0 | 0 | 0 | 0 | 0 | 0 | 0 | 0 | 0 | 0 | 0 | 0 | 0.23469 | 0.0093079 | 0.014114 | 0.019151 | 0.042573 | 0 | 0 | 0 | 0 | 0 | 1
6072_G_1 | MIS_D_MS | Mississippi | 28 | Claiborne | 21 | 6072 | 1 | Grand Gulf | 10456 | 1985 | 9999 | Nuclear | [5 empty] | Non-Fossil | G | 2025 | Nuclear |  | 25.7078 | 34.8483 | 47.1078 | 107.6638 | 0 | 0 | 0 | 0 | 0 | 0 | 0 | 0 | 0 | 0 | 0 | 0 | 2458.661 | 3332.8515 | 4505.3332 | 10296.8456 | 0 | 0 | 0 | 0 | 0 | 0 | 0 | 0 | 0 | 0 | 0 | 0 | 0 | 0 | 0 | 0 | 0 | 0 | 0 | 0 | 340.8154 | 0.20901 | 0.28332 | 0.38299 | 0.87531 | 16.6523 | 22.5731 | 30.5143 | 69.7397 | 0 | 1401
60717_G_NCS5 | MIS_MNWI | Minnesota | 27 | Dakota | 37 | 60717 | NCS5 | Northfield Community Solar | 0 | 2016 | 9999 | Solar PV | [5 empty] | Non-Fossil | G | 2025 | Solar |  | 0 | 0 | 0 | 0 | 0 | 0 | 0 | 0 | 0 | 0 | 0 | 0 | 0 | 0 | 0 | 0 | 0.20846 | 0.44552 | 0.68359 | 1.3376 | 0 | 0 | 0 | 0 | 0 | 0 | 0 | 0 | 0 | 0 | 0 | 0 | 0 | 0 | 0 | 0 | 0 | 0 | 0 | 0 | 0.023723 | 0 | 0 | 0 | 0 | 0 | 0 | 0 | 0 | 0 | 0.84767
60717_G_NCS4 | MIS_MNWI | Minnesota | 27 | Dakota | 37 | 60717 | NCS4 | Northfield Community Solar | 0 | 2016 | 9999 | Solar PV | [5 empty] | Non-Fossil | G | 2025 | Solar |  | 0 | 0 | 0 | 0 | 0 | 0 | 0 | 0 | 0 | 0 | 0 | 0 | 0 | 0 | 0 | 0 | 0.20846 | 0.44552 | 0.68359 | 1.3376 | 0 | 0 | 0 | 0 | 0 | 0 | 0 | 0 | 0 | 0 | 0 | 0 | 0 | 0 | 0 | 0 | 0 | 0 | 0 | 0 | 0.023723 | 0 | 0 | 0 | 0 | 0 | 0 | 0 | 0 | 0 | 0.84767
60717_G_NCS3 | MIS_MNWI | Minnesota | 27 | Dakota | 37 | 60717 | NCS3 | Northfield Community Solar | 0 | 2016 | 9999 | Solar PV | [5 empty] | Non-Fossil | G | 2025 | Solar |  | 0 | 0 | 0 | 0 | 0 | 0 | 0 | 0 | 0 | 0 | 0 | 0 | 0 | 0 | 0 | 0 | 0.20846 | 0.44552 | 0.68359 | 1.3376 | 0 | 0 | 0 | 0 | 0 | 0 | 0 | 0 | 0 | 0 | 0 | 0 | 0 | 0 | 0 | 0 | 0 | 0 | 0 | 0 | 0.023723 | 0 | 0 | 0 | 0 | 0 | 0 | 0 | 0 | 0 | 0.84767
60717_G_NCS2 | MIS_MNWI | Minnesota | 27 | Dakota | 37 | 60717 | NCS2 | Northfield Community Solar | 0 | 2016 | 9999 | Solar PV | [5 empty] | Non-Fossil | G | 2025 | Solar |  | 0 | 0 | 0 | 0 | 0 | 0 | 0 | 0 | 0 | 0 | 0 | 0 | 0 | 0 | 0 | 0 | 0.20846 | 0.44552 | 0.68359 | 1.3376 | 0 | 0 | 0 | 0 | 0 | 0 | 0 | 0 | 0 | 0 | 0 | 0 | 0 | 0 | 0 | 0 | 0 | 0 | 0 | 0 | 0.023723 | 0 | 0 | 0 | 0 | 0 | 0 | 0 | 0 | 0 | 0.84767
60717_G_NCS1 | MIS_MNWI | Minnesota | 27 | Dakota | 37 | 60717 | NCS1 | Northfield Community Solar | 0 | 2016 | 9999 | Solar PV | [5 empty] | Non-Fossil | G | 2025 | Solar |  | 0 | 0 | 0 | 0 | 0 | 0 | 0 | 0 | 0 | 0 | 0 | 0 | 0 | 0 | 0 | 0 | 0.20846 | 0.44552 | 0.68359 | 1.3376 | 0 | 0 | 0 | 0 | 0 | 0 | 0 | 0 | 0 | 0 | 0 | 0 | 0 | 0 | 0 | 0 | 0 | 0 | 0 | 0 | 0.023723 | 0 | 0 | 0 | 0 | 0 | 0 | 0 | 0 | 0 | 0.84767
60716_G_OCS3 | MIS_MNWI | Minnesota | 27 | Stearns | 145 | 60716 | OCS3 | Orion Community Solar | 0 | 2017 | 9999 | Solar PV | [5 empty] | Non-Fossil | G | 2025 | Solar |  | 0 | 0 | 0 | 0 | 0 | 0 | 0 | 0 | 0 | 0 | 0 | 0 | 0 | 0 | 0 | 0 | 0.20846 | 0.44552 | 0.68359 | 1.3376 | 0 | 0 | 0 | 0 | 0 | 0 | 0 | 0 | 0 | 0 | 0 | 0 | 0 | 0 | 0 | 0 | 0 | 0 | 0 | 0 | 0.023723 | 0 | 0 | 0 | 0 | 0 | 0 | 0 | 0 | 0 | 0.84767
60716_G_OCS2 | MIS_MNWI | Minnesota | 27 | Stearns | 145 | 60716 | OCS2 | Orion Community Solar | 0 | 2017 | 9999 | Solar PV | [5 empty] | Non-Fossil | G | 2025 | Solar |  | 0 | 0 | 0 | 0 | 0 | 0 | 0 | 0 | 0 | 0 | 0 | 0 | 0 | 0 | 0 | 0 | 0.20846 | 0.44552 | 0.68359 | 1.3376 | 0 | 0 | 0 | 0 | 0 | 0 | 0 | 0 | 0 | 0 | 0 | 0 | 0 | 0 | 0 | 0 | 0 | 0 | 0 | 0 | 0.023723 | 0 | 0 | 0 | 0 | 0 | 0 | 0 | 0 | 0 | 0.84767
60716_G_OCS1 | MIS_MNWI | Minnesota | 27 | Stearns | 145 | 60716 | OCS1 | Orion Community Solar | 0 | 2017 | 9999 | Solar PV | [5 empty] | Non-Fossil | G | 2025 | Solar |  | 0 | 0 | 0 | 0 | 0 | 0 | 0 | 0 | 0 | 0 | 0 | 0 | 0 | 0 | 0 | 0 | 0.20846 | 0.44552 | 0.68359 | 1.3376 | 0 | 0 | 0 | 0 | 0 | 0 | 0 | 0 | 0 | 0 | 0 | 0 | 0 | 0 | 0 | 0 | 0 | 0 | 0 | 0 | 0.023723 | 0 | 0 | 0 | 0 | 0 | 0 | 0 | 0 | 0 | 0.84767
60715_G_PCS5 | MIS_MNWI | Minnesota | 27 | Stearns | 145 | 60715 | PCS5 | Paynesville Community Solar | 0 | 2017 | 9999 | Solar PV | [5 empty] | Non-Fossil | G | 2025 | Solar |  | 0 | 0 | 0 | 0 | 0 | 0 | 0 | 0 | 0 | 0 | 0 | 0 | 0 | 0 | 0 | 0 | 0.20846 | 0.44552 | 0.68359 | 1.3376 | 0 | 0 | 0 | 0 | 0 | 0 | 0 | 0 | 0 | 0 | 0 | 0 | 0 | 0 | 0 | 0 | 0 | 0 | 0 | 0 | 0.023723 | 0 | 0 | 0 | 0 | 0 | 0 | 0 | 0 | 0 | 0.84767
60715_G_PCS4 | MIS_MNWI | Minnesota | 27 | Stearns | 145 | 60715 | PCS4 | Paynesville Community Solar | 0 | 2016 | 9999 | Solar PV | [5 empty] | Non-Fossil | G | 2025 | Solar |  | 0 | 0 | 0 | 0 | 0 | 0 | 0 | 0 | 0 | 0 | 0 | 0 | 0 | 0 | 0 | 0 | 0.20846 | 0.44552 | 0.68359 | 1.3376 | 0 | 0 | 0 | 0 | 0 | 0 | 0 | 0 | 0 | 0 | 0 | 0 | 0 | 0 | 0 | 0 | 0 | 0 | 0 | 0 | 0.023723 | 0 | 0 | 0 | 0 | 0 | 0 | 0 | 0 | 0 | 0.84767
60715_G_PCS3 | MIS_MNWI | Minnesota | 27 | Stearns | 145 | 60715 | PCS3 | Paynesville Community Solar | 0 | 2016 | 9999 | Solar PV | [5 empty] | Non-Fossil | G | 2025 | Solar |  | 0 | 0 | 0 | 0 | 0 | 0 | 0 | 0 | 0 | 0 | 0 | 0 | 0 | 0 | 0 | 0 | 0.20846 | 0.44552 | 0.68359 | 1.3376 | 0 | 0 | 0 | 0 | 0 | 0 | 0 | 0 | 0 | 0 | 0 | 0 | 0 | 0 | 0 | 0 | 0 | 0 | 0 | 0 | 0.023723 | 0 | 0 | 0 | 0 | 0 | 0 | 0 | 0 | 0 | 0.84767
60715_G_PCS2 | MIS_MNWI | Minnesota | 27 | Stearns | 145 | 60715 | PCS2 | Paynesville Community Solar | 0 | 2016 | 9999 | Solar PV | [5 empty] | Non-Fossil | G | 2025 | Solar |  | 0 | 0 | 0 | 0 | 0 | 0 | 0 | 0 | 0 | 0 | 0 | 0 | 0 | 0 | 0 | 0 | 0.20846 | 0.44552 | 0.68359 | 1.3376 | 0 | 0 | 0 | 0 | 0 | 0 | 0 | 0 | 0 | 0 | 0 | 0 | 0 | 0 | 0 | 0 | 0 | 0 | 0 | 0 | 0.023723 | 0 | 0 | 0 | 0 | 0 | 0 | 0 | 0 | 0 | 0.84767
60715_G_PCS1 | MIS_MNWI | Minnesota | 27 | Stearns | 145 | 60715 | PCS1 | Paynesville Community Solar | 0 | 2016 | 9999 | Solar PV | [5 empty] | Non-Fossil | G | 2025 | Solar |  | 0 | 0 | 0 | 0 | 0 | 0 | 0 | 0 | 0 | 0 | 0 | 0 | 0 | 0 | 0 | 0 | 0.20846 | 0.44552 | 0.68359 | 1.3376 | 0 | 0 | 0 | 0 | 0 | 0 | 0 | 0 | 0 | 0 | 0 | 0 | 0 | 0 | 0 | 0 | 0 | 0 | 0 | 0 | 0.023723 | 0 | 0 | 0 | 0 | 0 | 0 | 0 | 0 | 0 | 0.84767
60714_G_RCS5 | MIS_MNWI | Minnesota | 27 | Dakota | 37 | 60714 | RCS5 | Rosemount Community Solar | 0 | 2016 | 9999 | Solar PV | [5 empty] | Non-Fossil | G | 2025 | Solar |  | 0 | 0 | 0 | 0 | 0 | 0 | 0 | 0 | 0 | 0 | 0 | 0 | 0 | 0 | 0 | 0 | 0.20846 | 0.44552 | 0.68359 | 1.3376 | 0 | 0 | 0 | 0 | 0 | 0 | 0 | 0 | 0 | 0 | 0 | 0 | 0 | 0 | 0 | 0 | 0 | 0 | 0 | 0 | 0.023723 | 0 | 0 | 0 | 0 | 0 | 0 | 0 | 0 | 0 | 0.84767
60714_G_RCS4 | MIS_MNWI | Minnesota | 27 | Dakota | 37 | 60714 | RCS4 | Rosemount Community Solar | 0 | 2016 | 9999 | Solar PV | [5 empty] | Non-Fossil | G | 2025 | Solar |  | 0 | 0 | 0 | 0 | 0 | 0 | 0 | 0 | 0 | 0 | 0 | 0 | 0 | 0 | 0 | 0 | 0.20846 | 0.44552 | 0.68359 | 1.3376 | 0 | 0 | 0 | 0 | 0 | 0 | 0 | 0 | 0 | 0 | 0 | 0 | 0 | 0 | 0 | 0 | 0 | 0 | 0 | 0 | 0.023723 | 0 | 0 | 0 | 0 | 0 | 0 | 0 | 0 | 0 | 0.84767
60714_G_RCS3 | MIS_MNWI | Minnesota | 27 | Dakota | 37 | 60714 | RCS3 | Rosemount Community Solar | 0 | 2016 | 9999 | Solar PV | [5 empty] | Non-Fossil | G | 2025 | Solar |  | 0 | 0 | 0 | 0 | 0 | 0 | 0 | 0 | 0 | 0 | 0 | 0 | 0 | 0 | 0 | 0 | 0.20846 | 0.44552 | 0.68359 | 1.3376 | 0 | 0 | 0 | 0 | 0 | 0 | 0 | 0 | 0 | 0 | 0 | 0 | 0 | 0 | 0 | 0 | 0 | 0 | 0 | 0 | 0.023723 | 0 | 0 | 0 | 0 | 0 | 0 | 0 | 0 | 0 | 0.84767
60714_G_RCS2 | MIS_MNWI | Minnesota | 27 | Dakota | 37 | 60714 | RCS2 | Rosemount Community Solar | 0 | 2016 | 9999 | Solar PV | [5 empty] | Non-Fossil | G | 2025 | Solar |  | 0 | 0 | 0 | 0 | 0 | 0 | 0 | 0 | 0 | 0 | 0 | 0 | 0 | 0 | 0 | 0 | 0.20846 | 0.44552 | 0.68359 | 1.3376 | 0 | 0 | 0 | 0 | 0 | 0 | 0 | 0 | 0 | 0 | 0 | 0 | 0 | 0 | 0 | 0 | 0 | 0 | 0 | 0 | 0.023723 | 0 | 0 | 0 | 0 | 0 | 0 | 0 | 0 | 0 | 0.84767
60714_G_RCS1 | MIS_MNWI | Minnesota | 27 | Dakota | 37 | 60714 | RCS1 | Rosemount Community Solar | 0 | 2016 | 9999 | Solar PV | [5 empty] | Non-Fossil | G | 2025 | Solar |  | 0 | 0 | 0 | 0 | 0 | 0 | 0 | 0 | 0 | 0 | 0 | 0 | 0 | 0 | 0 | 0 | 0.20846 | 0.44552 | 0.68359 | 1.3376 | 0 | 0 | 0 | 0 | 0 | 0 | 0 | 0 | 0 | 0 | 0 | 0 | 0 | 0 | 0 | 0 | 0 | 0 | 0 | 0 | 0.023723 | 0 | 0 | 0 | 0 | 0 | 0 | 0 | 0 | 0 | 0.84767
60713_G_SCS5 | MIS_MNWI | Minnesota | 27 | Chisago | 25 | 60713 | SCS5 | Sunrise Community Solar | 0 | 2016 | 9999 | Solar PV | [5 empty] | Non-Fossil | G | 2025 | Solar |  | 0 | 0 | 0 | 0 | 0 | 0 | 0 | 0 | 0 | 0 | 0 | 0 | 0 | 0 | 0 | 0 | 0.20846 | 0.44552 | 0.68359 | 1.3376 | 0 | 0 | 0 | 0 | 0 | 0 | 0 | 0 | 0 | 0 | 0 | 0 | 0 | 0 | 0 | 0 | 0 | 0 | 0 | 0 | 0.023723 | 0 | 0 | 0 | 0 | 0 | 0 | 0 | 0 | 0 | 0.84767
60713_G_SCS4 | MIS_MNWI | Minnesota | 27 | Chisago | 25 | 60713 | SCS4 | Sunrise Community Solar | 0 | 2016 | 9999 | Solar PV | [5 empty] | Non-Fossil | G | 2025 | Solar |  | 0 | 0 | 0 | 0 | 0 | 0 | 0 | 0 | 0 | 0 | 0 | 0 | 0 | 0 | 0 | 0 | 0.20846 | 0.44552 | 0.68359 | 1.3376 | 0 | 0 | 0 | 0 | 0 | 0 | 0 | 0 | 0 | 0 | 0 | 0 | 0 | 0 | 0 | 0 | 0 | 0 | 0 | 0 | 0.023723 | 0 | 0 | 0 | 0 | 0 | 0 | 0 | 0 | 0 | 0.84767
60713_G_SCS3 | MIS_MNWI | Minnesota | 27 | Chisago | 25 | 60713 | SCS3 | Sunrise Community Solar | 0 | 2016 | 9999 | Solar PV | [5 empty] | Non-Fossil | G | 2025 | Solar |  | 0 | 0 | 0 | 0 | 0 | 0 | 0 | 0 | 0 | 0 | 0 | 0 | 0 | 0 | 0 | 0 | 0.20846 | 0.44552 | 0.68359 | 1.3376 | 0 | 0 | 0 | 0 | 0 | 0 | 0 | 0 | 0 | 0 | 0 | 0 | 0 | 0 | 0 | 0 | 0 | 0 | 0 | 0 | 0.023723 | 0 | 0 | 0 | 0 | 0 | 0 | 0 | 0 | 0 | 0.84767
60713_G_SCS2 | MIS_MNWI | Minnesota | 27 | Chisago | 25 | 60713 | SCS2 | Sunrise Community Solar | 0 | 2016 | 9999 | Solar PV | [5 empty] | Non-Fossil | G | 2025 | Solar |  | 0 | 0 | 0 | 0 | 0 | 0 | 0 | 0 | 0 | 0 | 0 | 0 | 0 | 0 | 0 | 0 | 0.20846 | 0.44552 | 0.68359 | 1.3376 | 0 | 0 | 0 | 0 | 0 | 0 | 0 | 0 | 0 | 0 | 0 | 0 | 0 | 0 | 0 | 0 | 0 | 0 | 0 | 0 | 0.023723 | 0 | 0 | 0 | 0 | 0 | 0 | 0 | 0 | 0 | 0.84767
60713_G_SCS1 | MIS_MNWI | Minnesota | 27 | Chisago | 25 | 60713 | SCS1 | Sunrise Community Solar | 0 | 2016 | 9999 | Solar PV | [5 empty] | Non-Fossil | G | 2025 | Solar |  | 0 | 0 | 0 | 0 | 0 | 0 | 0 | 0 | 0 | 0 | 0 | 0 | 0 | 0 | 0 | 0 | 0.20846 | 0.44552 | 0.68359 | 1.3376 | 0 | 0 | 0 | 0 | 0 | 0 | 0 | 0 | 0 | 0 | 0 | 0 | 0 | 0 | 0 | 0 | 0 | 0 | 0 | 0 | 0.023723 | 0 | 0 | 0 | 0 | 0 | 0 | 0 | 0 | 0 | 0.84767
60712_G_UCS5 | MIS_MNWI | Minnesota | 27 | Dakota | 37 | 60712 | UCS5 | Ursa Community Solar | 0 | 2017 | 9999 | Solar PV | [5 empty] | Non-Fossil | G | 2025 | Solar |  | 0 | 0 | 0 | 0 | 0 | 0 | 0 | 0 | 0 | 0 | 0 | 0 | 0 | 0 | 0 | 0 | 0.20846 | 0.44552 | 0.68359 | 1.3376 | 0 | 0 | 0 | 0 | 0 | 0 | 0 | 0 | 0 | 0 | 0 | 0 | 0 | 0 | 0 | 0 | 0 | 0 | 0 | 0 | 0.023723 | 0 | 0 | 0 | 0 | 0 | 0 | 0 | 0 | 0 | 0.84767
60712_G_UCS4 | MIS_MNWI | Minnesota | 27 | Dakota | 37 | 60712 | UCS4 | Ursa Community Solar | 0 | 2017 | 9999 | Solar PV | [5 empty] | Non-Fossil | G | 2025 | Solar |  | 0 | 0 | 0 | 0 | 0 | 0 | 0 | 0 | 0 | 0 | 0 | 0 | 0 | 0 | 0 | 0 | 0.20846 | 0.44552 | 0.68359 | 1.3376 | 0 | 0 | 0 | 0 | 0 | 0 | 0 | 0 | 0 | 0 | 0 | 0 | 0 | 0 | 0 | 0 | 0 | 0 | 0 | 0 | 0.023723 | 0 | 0 | 0 | 0 | 0 | 0 | 0 | 0 | 0 | 0.84767
60712_G_UCS3 | MIS_MNWI | Minnesota | 27 | Dakota | 37 | 60712 | UCS3 | Ursa Community Solar | 0 | 2017 | 9999 | Solar PV | [5 empty] | Non-Fossil | G | 2025 | Solar |  | 0 | 0 | 0 | 0 | 0 | 0 | 0 | 0 | 0 | 0 | 0 | 0 | 0 | 0 | 0 | 0 | 0.20846 | 0.44552 | 0.68359 | 1.3376 | 0 | 0 | 0 | 0 | 0 | 0 | 0 | 0 | 0 | 0 | 0 | 0 | 0 | 0 | 0 | 0 | 0 | 0 | 0 | 0 | 0.023723 | 0 | 0 | 0 | 0 | 0 | 0 | 0 | 0 | 0 | 0.84767
60712_G_UCS2 | MIS_MNWI | Minnesota | 27 | Dakota | 37 | 60712 | UCS2 | Ursa Community Solar | 0 | 2017 | 9999 | Solar PV | [5 empty] | Non-Fossil | G | 2025 | Solar |  | 0 | 0 | 0 | 0 | 0 | 0 | 0 | 0 | 0 | 0 | 0 | 0 | 0 | 0 | 0 | 0 | 0.20846 | 0.44552 | 0.68359 | 1.3376 | 0 | 0 | 0 | 0 | 0 | 0 | 0 | 0 | 0 | 0 | 0 | 0 | 0 | 0 | 0 | 0 | 0 | 0 | 0 | 0 | 0.023723 | 0 | 0 | 0 | 0 | 0 | 0 | 0 | 0 | 0 | 0.84767
60712_G_UCS1 | MIS_MNWI | Minnesota | 27 | Dakota | 37 | 60712 | UCS1 | Ursa Community Solar | 0 | 2017 | 9999 | Solar PV | [5 empty] | Non-Fossil | G | 2025 | Solar |  | 0 | 0 | 0 | 0 | 0 | 0 | 0 | 0 | 0 | 0 | 0 | 0 | 0 | 0 | 0 | 0 | 0.20846 | 0.44552 | 0.68359 | 1.3376 | 0 | 0 | 0 | 0 | 0 | 0 | 0 | 0 | 0 | 0 | 0 | 0 | 0 | 0 | 0 | 0 | 0 | 0 | 0 | 0 | 0.023723 | 0 | 0 | 0 | 0 | 0 | 0 | 0 | 0 | 0 | 0.84767
60711_G_CCS4 | MIS_MNWI | Minnesota | 27 | Chisago | 25 | 60711 | CCS4 | Chisago Community Solar | 0 | 2016 | 9999 | Solar PV | [5 empty] | Non-Fossil | G | 2025 | Solar |  | 0 | 0 | 0 | 0 | 0 | 0 | 0 | 0 | 0 | 0 | 0 | 0 | 0 | 0 | 0 | 0 | 0.20846 | 0.44552 | 0.68359 | 1.3376 | 0 | 0 | 0 | 0 | 0 | 0 | 0 | 0 | 0 | 0 | 0 | 0 | 0 | 0 | 0 | 0 | 0 | 0 | 0 | 0 | 0.023723 | 0 | 0 | 0 | 0 | 0 | 0 | 0 | 0 | 0 | 0.84767
60711_G_CCS3 | MIS_MNWI | Minnesota | 27 | Chisago | 25 | 60711 | CCS3 | Chisago Community Solar | 0 | 2016 | 9999 | Solar PV | [5 empty] | Non-Fossil | G | 2025 | Solar |  | 0 | 0 | 0 | 0 | 0 | 0 | 0 | 0 | 0 | 0 | 0 | 0 | 0 | 0 | 0 | 0 | 0.20846 | 0.44552 | 0.68359 | 1.3376 | 0 | 0 | 0 | 0 | 0 | 0 | 0 | 0 | 0 | 0 | 0 | 0 | 0 | 0 | 0 | 0 | 0 | 0 | 0 | 0 | 0.023723 | 0 | 0 | 0 | 0 | 0 | 0 | 0 | 0 | 0 | 0.84767
60711_G_CCS2 | MIS_MNWI | Minnesota | 27 | Chisago | 25 | 60711 | CCS2 | Chisago Community Solar | 0 | 2016 | 9999 | Solar PV | [5 empty] | Non-Fossil | G | 2025 | Solar |  | 0 | 0 | 0 | 0 | 0 | 0 | 0 | 0 | 0 | 0 | 0 | 0 | 0 | 0 | 0 | 0 | 0.20846 | 0.44552 | 0.68359 | 1.3376 | 0 | 0 | 0 | 0 | 0 | 0 | 0 | 0 | 0 | 0 | 0 | 0 | 0 | 0 | 0 | 0 | 0 | 0 | 0 | 0 | 0.023723 | 0 | 0 | 0 | 0 | 0 | 0 | 0 | 0 | 0 | 0.84767
60711_G_CCS1 | MIS_MNWI | Minnesota | 27 | Chisago | 25 | 60711 | CCS1 | Chisago Community Solar | 0 | 2016 | 9999 | Solar PV | [5 empty] | Non-Fossil | G | 2025 | Solar |  | 0 | 0 | 0 | 0 | 0 | 0 | 0 | 0 | 0 | 0 | 0 | 0 | 0 | 0 | 0 | 0 | 0.20846 | 0.44552 | 0.68359 | 1.3376 | 0 | 0 | 0 | 0 | 0 | 0 | 0 | 0 | 0 | 0 | 0 | 0 | 0 | 0 | 0 | 0 | 0 | 0 | 0 | 0 | 0.023723 | 0 | 0 | 0 | 0 | 0 | 0 | 0 | 0 | 0 | 0.84767
60710_G_PV1 | NENGREST | Massachusetts | 25 | Bristol | 5 | 60710 | PV1 | Stone Hill Solar | 0 | 2014 | 9999 | Solar PV | [5 empty] | Non-Fossil | G | 2025 | Solar |  | 0 | 0 | 0 | 0 | 0 | 0 | 0 | 0 | 0 | 0 | 0 | 0 | 0 | 0 | 0 | 0 | 0.43856 | 0.91185 | 1.3931 | 2.7435 | 0 | 0 | 0 | 0 | 0 | 0 | 0 | 0 | 0 | 0 | 0 | 0 | 0 | 0 | 0 | 0 | 0 | 0 | 0 | 0 | 0.05475 | 0 | 0 | 0 | 0 | 0 | 0 | 0 | 0 | 0 | 1.9564
6071_G_9 | S_C_KY | Kentucky | 21 | Trimble | 223 | 6071 | 9 | Trimble County | 11667 | 2004 | 9999 | Combustion Turbine |  |  |  | DLNB |  | Fossil | G | 2025 | NaturalGas |  | 0.5225 | 0.010046 | 1.176 | 1.7085 | 0 | 0 | 0 | 0 | 0 | 0 | 0 | 0 | 0 | 0 | 0 | 0 | 44.784 | 0.86105 | 100.7964 | 146.4414 | 30.5869 | 0.58809 | 68.8425 | 100.0175 | 3.6573e-08 | 7.0319e-10 | 8.2329e-08 | 1.1961e-07 | 0.0086751 | 0.0001668 | 0.019525 | 0.028367 | 0 | 0 | 0 | 0 | 0 | 0 | 0 | 0 | 2.9733 | 0.42175 | 0.013517 | 0.80995 | 1.2452 | 2.0152 | 0.035229 | 4.3122 | 6.3626 | 0 | 159
6071_G_8 | S_C_KY | Kentucky | 21 | Trimble | 223 | 6071 | 8 | Trimble County | 11667 | 2004 | 9999 | Combustion Turbine |  |  |  | DLNB |  | Fossil | G | 2025 | NaturalGas |  | 0.5225 | 0.010046 | 1.176 | 1.7085 | 0 | 0 | 0 | 0 | 0 | 0 | 0 | 0 | 0 | 0 | 0 | 0 | 44.784 | 0.86105 | 100.7964 | 146.4414 | 30.5869 | 0.58809 | 68.8425 | 100.0175 | 3.6573e-08 | 7.0319e-10 | 8.2329e-08 | 1.1961e-07 | 0.0072227 | 0.00013887 | 0.016256 | 0.023618 | 0 | 0 | 0 | 0 | 0 | 0 | 0 | 0 | 2.9733 | 0.42175 | 0.013517 | 0.80995 | 1.2452 | 2.0152 | 0.035229 | 4.3122 | 6.3626 | 0 | 159
6071_G_7 | S_C_KY | Kentucky | 21 | Trimble | 223 | 6071 | 7 | Trimble County | 11667 | 2004 | 9999 | Combustion Turbine |  |  |  | DLNB |  | Fossil | G | 2025 | NaturalGas |  | 0.5225 | 0.010046 | 1.176 | 1.7085 | 0 | 0 | 0 | 0 | 0 | 0 | 0 | 0 | 0 | 0 | 0 | 0 | 44.784 | 0.86105 | 100.7964 | 146.4414 | 30.5869 | 0.58809 | 68.8425 | 100.0175 | 3.6573e-08 | 7.0319e-10 | 8.2329e-08 | 1.1961e-07 | 0.0090356 | 0.00017373 | 0.020337 | 0.029546 | 0 | 0 | 0 | 0 | 0 | 0 | 0 | 0 | 2.9733 | 0.42175 | 0.013517 | 0.80995 | 1.2452 | 2.0152 | 0.035229 | 4.3122 | 6.3626 | 0 | 159
6071_G_6 | S_C_KY | Kentucky | 21 | Trimble | 223 | 6071 | 6 | Trimble County | 11667 | 2002 | 9999 | Combustion Turbine |  |  |  | DLNB |  | Fossil | G | 2025 | NaturalGas |  | 0.5225 | 0.010046 | 1.176 | 1.7085 | 0 | 0 | 0 | 0 | 0 | 0 | 0 | 0 | 0 | 0 | 0 | 0 | 44.784 | 0.86105 | 100.7964 | 146.4414 | 30.5869 | 0.58809 | 68.8425 | 100.0175 | 3.6573e-08 | 7.0319e-10 | 8.2329e-08 | 1.1961e-07 | 0.0087404 | 0.00016805 | 0.019672 | 0.028581 | 0 | 0 | 0 | 0 | 0 | 0 | 0 | 0 | 2.9733 | 0.42175 | 0.013517 | 0.80995 | 1.2452 | 2.0152 | 0.035229 | 4.3122 | 6.3626 | 0 | 159
6071_G_5 | S_C_KY | Kentucky | 21 | Trimble | 223 | 6071 | 5 | Trimble County | 11667 | 2002 | 9999 | Combustion Turbine |  |  |  | DLNB |  | Fossil | G | 2025 | NaturalGas |  | 0.5225 | 0.010046 | 1.176 | 1.7085 | 0 | 0 | 0 | 0 | 0 | 0 | 0 | 0 | 0 | 0 | 0 | 0 | 44.784 | 0.86105 | 100.7964 | 146.4414 | 30.5869 | 0.58809 | 68.8425 | 100.0175 | 3.6573e-08 | 7.0319e-10 | 8.2329e-08 | 1.1961e-07 | 0.0088972 | 0.00017106 | 0.020025 | 0.029093 | 0 | 0 | 0 | 0 | 0 | 0 | 0 | 0 | 2.9733 | 0.42175 | 0.013517 | 0.80995 | 1.2452 | 2.0152 | 0.035229 | 4.3122 | 6.3626 | 0 | 159
6071_G_10 | S_C_KY | Kentucky | 21 | Trimble | 223 | 6071 | 10 | Trimble County | 11667 | 2004 | 9999 | Combustion Turbine |  |  |  | DLNB |  | Fossil | G | 2025 | NaturalGas |  | 0.5225 | 0.010046 | 1.176 | 1.7085 | 0 | 0 | 0 | 0 | 0 | 0 | 0 | 0 | 0 | 0 | 0 | 0 | 44.784 | 0.86105 | 100.7964 | 146.4414 | 30.5869 | 0.58809 | 68.8425 | 100.0175 | 3.6573e-08 | 7.0319e-10 | 8.2329e-08 | 1.1961e-07 | 0.007322 | 0.00014078 | 0.01648 | 0.023943 | 0 | 0 | 0 | 0 | 0 | 0 | 0 | 0 | 2.9733 | 0.42175 | 0.013517 | 0.80995 | 1.2452 | 2.0152 | 0.035229 | 4.3122 | 6.3626 | 0 | 159
6071_B_2 | S_C_KY | Kentucky | 21 | Trimble | 223 | 6071 | 2 | Trimble County | 9635 | 2011 | 9999 | Coal Steam | wall | dry | ESPC + Bag House + Wet Scrubber + SCR + ACI + DSI | LNB + OFA | Wet Scrubber | Fossil | B | 2025 |  | Coal Retirement | 0 | 0 | 0 | 0 | 0 | 0 | 0 | 0 | 0 | 0 | 0 | 0 | 0 | 0 | 0 | 0 | 0 | 0 | 0 | 0 | 0 | 0 | 0 | 0 | 0 | 0 | 0 | 0 | 0 | 0 | 0 | 0 | 0 | 0 | 0 | 0 | 0 | 0 | 0 | 0 | 0 | 0 | 0 | 0 | 0 | 0 | 0 | 0 | 0 | 0 | 732 | Scrubber / SCR / Mercury Control / DSI | Wet Scrubber
6071_B_1 | S_C_KY | Kentucky | 21 | Trimble | 223 | 6071 | 1 | Trimble County | 9969 | 1990 | 9999 | Coal Steam | tangential | dry | ESPC + Bag House + Wet Scrubber + SCR + ACI + DSI | LNC1 | Wet Scrubber | Fossil | B | 2025 |  | Coal Retirement | 0 | 0 | 0 | 0 | 0 | 0 | 0 | 0 | 0 | 0 | 0 | 0 | 0 | 0 | 0 | 0 | 0 | 0 | 0 | 0 | 0 | 0 | 0 | 0 | 0 | 0 | 0 | 0 | 0 | 0 | 0 | 0 | 0 | 0 | 0 | 0 | 0 | 0 | 0 | 0 | 0 | 0 | 0 | 0 | 0 | 0 | 0 | 0 | 0 | 0 | 511 | Scrubber / SCR / Mercury Control / DSI | Wet Scrubber
60709_G_PV1 | PJM_EMAC | New Jersey | 34 | Monmouth | 25 | 60709 | PV1 | IFF Hazlet Ground | 0 | 2014 | 9999 | Solar PV | [5 empty] | Non-Fossil | G | 2025 | Solar |  | 0 | 0 | 0 | 0 | 0 | 0 | 0 | 0 | 0 | 0 | 0 | 0 | 0 | 0 | 0 | 0 | 0.63482 | 1.3705 | 2.1776 | 4.1828 | 0 | 0 | 0 | 0 | 0 | 0 | 0 | 0 | 0 | 0 | 0 | 0 | 0 | 0 | 0 | 0 | 0 | 0 | 0 | 0 | 0.10541 | 0 | 0 | 0 | 0 | 0 | 0 | 0 | 0 | 0 | 2.9223
60708_G_PV1 | PJM_EMAC | Maryland | 24 | Harford | 25 | 60708 | PV1 | Havre de Grace II - E at Perryman | 0 | 2016 | 9999 | Solar PV | [5 empty] | Non-Fossil | G | 2025 | Solar |  | 0 | 0 | 0 | 0 | 0 | 0 | 0 | 0 | 0 | 0 | 0 | 0 | 0 | 0 | 0 | 0 | 0.33539 | 0.71252 | 1.2649 | 2.3129 | 0 | 0 | 0 | 0 | 0 | 0 | 0 | 0 | 0 | 0 | 0 | 0 | 0 | 0 | 0 | 0 | 0 | 0 | 0 | 0 | 0.03918 | 0 | 0 | 0 | 0 | 0 | 0 | 0 | 0 | 0 | 1.4
60707_G_MMSF1 | SPP_N | Missouri | 29 | Saline | 195 | 60707 | MMSF1 | Marshall Solar Farm (MO) | 0 | 2016 | 9999 | Solar PV | [5 empty] | Non-Fossil | G | 2025 | Solar |  | 0 | 0 | 0 | 0 | 0 | 0 | 0 | 0 | 0 | 0 | 0 | 0 | 0 | 0 | 0 | 0 | 0.83139 | 1.6341 | 2.4811 | 4.9465 | 0 | 0 | 0 | 0 | 0 | 0 | 0 | 0 | 0 | 0 | 0 | 0 | 0 | 0 | 0 | 0 | 0 | 0 | 0 | 0 | 0.078359 | 0 | 0 | 0 | 0 | 0 | 0 | 0 | 0 | 0 | 2.8
60706_G_WSF1 | S_D_AECI | Missouri | 29 | Pulaski | 169 | 60706 | WSF1 | Waynesville Solar Farm (MO) | 0 | 2016 | 9999 | Solar PV | [5 empty] | Non-Fossil | G | 2025 | Solar |  | 0 | 0 | 0 | 0 | 0 | 0 | 0 | 0 | 0 | 0 | 0 | 0 | 0 | 0 | 0 | 0 | 0.76067 | 1.5243 | 2.3209 | 4.6058 | 0 | 0 | 0 | 0 | 0 | 0 | 0 | 0 | 0 | 0 | 0 | 0 | 0 | 0 | 0 | 0 | 0 | 0 | 0 | 0 | 0.078359 | 0 | 0 | 0 | 0 | 0 | 0 | 0 | 0 | 0 | 2.8
60705_G_RSF1 | MIS_MO | Missouri | 29 | Phelps | 161 | 60705 | RSF1 | Rolla Solar Farm (MO) | 0 | 2016 | 9999 | Solar PV | [5 empty] | Non-Fossil | G | 2025 | Solar |  | 0 | 0 | 0 | 0 | 0 | 0 | 0 | 0 | 0 | 0 | 0 | 0 | 0 | 0 | 0 | 0 | 0.70586 | 1.4704 | 2.2422 | 4.4185 | 0 | 0 | 0 | 0 | 0 | 0 | 0 | 0 | 0 | 0 | 0 | 0 | 0 | 0 | 0 | 0 | 0 | 0 | 0 | 0 | 0.078359 | 0 | 0 | 0 | 0 | 0 | 0 | 0 | 0 | 0 | 2.8
60704_G_TSF1 | MIS_MO | Missouri | 29 | Grundy | 79 | 60704 | TSF1 | Trenton Solar Farm (MO) | 0 | 2015 | 9999 | Solar PV | [5 empty] | Non-Fossil | G | 2025 | Solar |  | 0 | 0 | 0 | 0 | 0 | 0 | 0 | 0 | 0 | 0 | 0 | 0 | 0 | 0 | 0 | 0 | 0.70586 | 1.4704 | 2.2422 | 4.4185 | 0 | 0 | 0 | 0 | 0 | 0 | 0 | 0 | 0 | 0 | 0 | 0 | 0 | 0 | 0 | 0 | 0 | 0 | 0 | 0 | 0.078359 | 0 | 0 | 0 | 0 | 0 | 0 | 0 | 0 | 0 | 2.8
60703_G_1 | S_C_KY | Kentucky | 21 | Scott | 209 | 60703 | 1 | Green City Recovery, LLC | 18000 | 2016 | 9999 | Landfill Gas | [5 empty] | Non-Fossil | G | 2025 | LF Gas |  | 0.021129 | 0.031454 | 0.042075 | 0.094657 | 0 | 0 | 0 | 0 | 0 | 0 | 0 | 0 | 0 | 0 | 0 | 0 | 1.1738 | 1.7474 | 2.3375 | 5.2587 | 1.2176 | 1.8126 | 2.4247 | 5.455 | 0 | 0 | 0 | 0 | 0.0025442 | 0.0037874 | 0.0050662 | 0.011398 | 0 | 0 | 0 | 0 | 0 | 0 | 0 | 0 | 0.23469 | 0.0076757 | 0.011427 | 0.015285 | 0.034387 | 0 | 0 | 0 | 0 | 0 | 1
60702_G_PV1 | S_SOU | Georgia | 13 | Effingham | 103 | 60702 | PV1 | Rincon Solar I | 0 | 2016 | 9999 | Solar PV | [5 empty] | Non-Fossil | G | 2025 | Solar |  | 0 | 0 | 0 | 0 | 0 | 0 | 0 | 0 | 0 | 0 | 0 | 0 | 0 | 0 | 0 | 0 | 6.683 | 11.4995 | 17.2644 | 35.4469 | 0 | 0 | 0 | 0 | 0 | 0 | 0 | 0 | 0 | 0 | 0 | 0 | 0 | 0 | 0 | 0 | 0 | 0 | 0 | 0 | 0.48695 | 0 | 0 | 0 | 0 | 0 | 0 | 0 | 0 | 0 | 17.4
60701_G_00700 | FRCC | Florida | 12 | Osceola | 97 | 60701 | 00700 | JED Solid Waste Mgmt Renewable LFG Energy | 18000 | 2017 | 9999 | Landfill Gas | [5 empty] | Non-Fossil | G | 2025 | LF Gas |  | 0.040981 | 0.053116 | 0.060815 | 0.15491 | 0 | 0 | 0 | 0 | 0 | 0 | 0 | 0 | 0 | 0 | 0 | 0 | 2.2767 | 2.9509 | 3.3786 | 8.6063 | 2.3617 | 3.061 | 3.5047 | 8.9275 | 0 | 0 | 0 | 0 | 0.0018442 | 0.0023902 | 0.0027367 | 0.0069711 | 0 | 0 | 0 | 0 | 0 | 0 | 0 | 0 | 0.32857 | 0.014888 | 0.019296 | 0.022093 | 0.056277 | 0 | 0 | 0 | 0 | 0 | 1.4
60701_G_00699 | FRCC | Florida | 12 | Osceola | 97 | 60701 | 00699 | JED Solid Waste Mgmt Renewable LFG Energy | 18000 | 2017 | 9999 | Landfill Gas | [5 empty] | Non-Fossil | G | 2025 | LF Gas |  | 0.040981 | 0.053116 | 0.060815 | 0.15491 | 0 | 0 | 0 | 0 | 0 | 0 | 0 | 0 | 0 | 0 | 0 | 0 | 2.2767 | 2.9509 | 3.3786 | 8.6063 | 2.3617 | 3.061 | 3.5047 | 8.9275 | 0 | 0 | 0 | 0 | 0.0018442 | 0.0023902 | 0.0027367 | 0.0069711 | 0 | 0 | 0 | 0 | 0 | 0 | 0 | 0 | 0.32857 | 0.014888 | 0.019296 | 0.022093 | 0.056277 | 0 | 0 | 0 | 0 | 0 | 1.4
60701_G_00698 | FRCC | Florida | 12 | Osceola | 97 | 60701 | 00698 | JED Solid Waste Mgmt Renewable LFG Energy | 18000 | 2017 | 9999 | Landfill Gas | [5 empty] | Non-Fossil | G | 2025 | LF Gas |  | 0.040981 | 0.053116 | 0.060815 | 0.15491 | 0 | 0 | 0 | 0 | 0 | 0 | 0 | 0 | 0 | 0 | 0 | 0 | 2.2767 | 2.9509 | 3.3786 | 8.6063 | 2.3617 | 3.061 | 3.5047 | 8.9275 | 0 | 0 | 0 | 0 | 0.0018442 | 0.0023902 | 0.0027367 | 0.0069711 | 0 | 0 | 0 | 0 | 0 | 0 | 0 | 0 | 0.32857 | 0.014888 | 0.019296 | 0.022093 | 0.056277 | 0 | 0 | 0 | 0 | 0 | 1.4
60701_G_00697 | FRCC | Florida | 12 | Osceola | 97 | 60701 | 00697 | JED Solid Waste Mgmt Renewable LFG Energy | 18000 | 2017 | 9999 | Landfill Gas | [5 empty] | Non-Fossil | G | 2025 | LF Gas |  | 0.040981 | 0.053116 | 0.060815 | 0.15491 | 0 | 0 | 0 | 0 | 0 | 0 | 0 | 0 | 0 | 0 | 0 | 0 | 2.2767 | 2.9509 | 3.3786 | 8.6063 | 2.3617 | 3.061 | 3.5047 | 8.9275 | 0 | 0 | 0 | 0 | 0.0018442 | 0.0023902 | 0.0027367 | 0.0069711 | 0 | 0 | 0 | 0 | 0 | 0 | 0 | 0 | 0.32857 | 0.014888 | 0.019296 | 0.022093 | 0.056277 | 0 | 0 | 0 | 0 | 0 | 1.4
60701_G_00696 | FRCC | Florida | 12 | Osceola | 97 | 60701 | 00696 | JED Solid Waste Mgmt Renewable LFG Energy | 18000 | 2017 | 9999 | Landfill Gas | [5 empty] | Non-Fossil | G | 2025 | LF Gas |  | 0.040981 | 0.053116 | 0.060815 | 0.15491 | 0 | 0 | 0 | 0 | 0 | 0 | 0 | 0 | 0 | 0 | 0 | 0 | 2.2767 | 2.9509 | 3.3786 | 8.6063 | 2.3617 | 3.061 | 3.5047 | 8.9275 | 0 | 0 | 0 | 0 | 0.0018442 | 0.0023902 | 0.0027367 | 0.0069711 | 0 | 0 | 0 | 0 | 0 | 0 | 0 | 0 | 0.32857 | 0.014888 | 0.019296 | 0.022093 | 0.056277 | 0 | 0 | 0 | 0 | 0 | 1.4
60701_G_00603 | FRCC | Florida | 12 | Osceola | 97 | 60701 | 00603 | JED Solid Waste Mgmt Renewable LFG Energy | 18000 | 2017 | 9999 | Landfill Gas | [5 empty] | Non-Fossil | G | 2025 | LF Gas |  | 0.040981 | 0.053116 | 0.060815 | 0.15491 | 0 | 0 | 0 | 0 | 0 | 0 | 0 | 0 | 0 | 0 | 0 | 0 | 2.2767 | 2.9509 | 3.3786 | 8.6063 | 2.3617 | 3.061 | 3.5047 | 8.9275 | 0 | 0 | 0 | 0 | 0.0018442 | 0.0023902 | 0.0027367 | 0.0069711 | 0 | 0 | 0 | 0 | 0 | 0 | 0 | 0 | 0.32857 | 0.014888 | 0.019296 | 0.022093 | 0.056277 | 0 | 0 | 0 | 0 | 0 | 1.4
60700_G_WCS | NENG_CT | Connecticut | 9 | Litchfield | 5 | 60700 | WCS | Wind Colebrook South | 0 | 2015 | 9999 | Onshore Wind | [5 empty] | Non-Fossil | G | 2025 | Wind |  | 0 | 0 | 0 | 0 | 0 | 0 | 0 | 0 | 0 | 0 | 0 | 0 | 0 | 0 | 0 | 0 | 0.81963 | 1.0518 | 0.86229 | 2.7337 | 0 | 0 | 0 | 0 | 0 | 0 | 0 | 0 | 0 | 0 | 0 | 0 | 0 | 0 | 0 | 0 | 0 | 0 | 0 | 0 | 0.030995 | 0 | 0 | 0 | 0 | 0 | 0 | 0 | 0 | 0 | 1.1
607_G_4 | WECC_PNW | Washington | 53 | Skagit | 57 | 607 | 4 | Fredonia | 12907 | 2001 | 9999 | Combustion Turbine |  |  | SCR | H2O |  | Fossil | G | 2025 |  | CT Retirement | 0 | 0 | 0 | 0 | 0 | 0 | 0 | 0 | 0 | 0 | 0 | 0 | 0 | 0 | 0 | 0 | 0 | 0 | 0 | 0 | 0 | 0 | 0 | 0 | 0 | 0 | 0 | 0 | 0 | 0 | 0 | 0 | 0 | 0 | 0 | 0 | 0 | 0 | 0 | 0 | 0 | 0 | 0 | 0 | 0 | 0 | 0 | 0 | 0 | 0 | 47 | SCR
607_G_3 | WECC_PNW | Washington | 53 | Skagit | 57 | 607 | 3 | Fredonia | 12907 | 2001 | 9999 | Combustion Turbine |  |  | SCR | H2O |  | Fossil | G | 2025 |  | CT Retirement | 0 | 0 | 0 | 0 | 0 | 0 | 0 | 0 | 0 | 0 | 0 | 0 | 0 | 0 | 0 | 0 | 0 | 0 | 0 | 0 | 0 | 0 | 0 | 0 | 0 | 0 | 0 | 0 | 0 | 0 | 0 | 0 | 0 | 0 | 0 | 0 | 0 | 0 | 0 | 0 | 0 | 0 | 0 | 0 | 0 | 0 | 0 | 0 | 0 | 0 | 47 | SCR
607_G_2 | WECC_PNW | Washington | 53 | Skagit | 57 | 607 | 2 | Fredonia | 12907 | 1984 | 9999 | Combustion Turbine | [5 empty] | Fossil | G | 2025 |  | CT Retirement | 0 | 0 | 0 | 0 | 0 | 0 | 0 | 0 | 0 | 0 | 0 | 0 | 0 | 0 | 0 | 0 | 0 | 0 | 0 | 0 | 0 | 0 | 0 | 0 | 0 | 0 | 0 | 0 | 0 | 0 | 0 | 0 | 0 | 0 | 0 | 0 | 0 | 0 | 0 | 0 | 0 | 0 | 0 | 0 | 0 | 0 | 0 | 0 | 0 | 0 | 93
607_G_1 | WECC_PNW | Washington | 53 | Skagit | 57 | 607 | 1 | Fredonia | 12907 | 1984 | 9999 | Combustion Turbine | [5 empty] | Fossil | G | 2025 |  | CT Retirement | 0 | 0 | 0 | 0 | 0 | 0 | 0 | 0 | 0 | 0 | 0 | 0 | 0 | 0 | 0 | 0 | 0 | 0 | 0 | 0 | 0 | 0 | 0 | 0 | 0 | 0 | 0 | 0 | 0 | 0 | 0 | 0 | 0 | 0 | 0 | 0 | 0 | 0 | 0 | 0 | 0 | 0 | 0 | 0 | 0 | 0 | 0 | 0 | 0 | 0 | 93
60699_G_DESI1 | WECC_SCE | California | 6 | Orange | 59 | 60699 | DESI1 | DESI-1 Battery Energy Storage Facility | 0 | 2019 | 9999 | Energy Storage | [5 empty] | Non-Fossil | G | 2025 | EnerStor |  | 0 | 0 | 0 | 0 | 0 | 0 | 0 | 0 | 0 | 0 | 0 | 0 | 0 | 0 | 0 | 0 | 1.1581 | 2.1585 | 2.6619 | 5.9785 | 0 | 0 | 0 | 0 | 0 | 0 | 0 | 0 | 0 | 0 | 0 | 0 | 0 | 0 | 0 | 0 | 0 | 0 | 0 | 0 | 0 | 0 | 0 | 0 | 0 | 0 | 0 | 0 | 0 | 0 | 2.4
60696_G_1 | WECC_NM | New Mexico | 35 | Dona Ana | 13 | 60696 | 1 | Four Peaks Camino Real | 14242 | 2008 | 9999 | Landfill Gas | [5 empty] | Non-Fossil | G | 2025 | LF Gas |  | 0.080301 | 0.1095 | 0.13874 | 0.32854 | 0 | 0 | 0 | 0 | 0 | 0 | 0 | 0 | 0 | 0 | 0 | 0 | 5.6383 | 7.6887 | 9.7417 | 23.0687 | 4.6276 | 6.3105 | 7.9955 | 18.9337 | 0 | 0 | 0 | 0 | 0.009669 | 0.013185 | 0.016706 | 0.03956 | 0 | 0 | 0 | 0 | 0 | 0 | 0 | 0 | 0.79796 | 0.036869 | 0.050277 | 0.063702 | 0.15085 | 0 | 0 | 0 | 0 | 0 | 3.4
60695_G_MLC21 | MIS_MNWI | Minnesota | 27 | Carver | 19 | 60695 | MLC21 | BentonSun, LLC | 0 | 2016 | 9999 | Solar PV | [5 empty] | Non-Fossil | G | 2025 | Solar |  | 0 | 0 | 0 | 0 | 0 | 0 | 0 | 0 | 0 | 0 | 0 | 0 | 0 | 0 | 0 | 0 | 0.23163 | 0.49503 | 0.75955 | 1.4862 | 0 | 0 | 0 | 0 | 0 | 0 | 0 | 0 | 0 | 0 | 0 | 0 | 0 | 0 | 0 | 0 | 0 | 0 | 0 | 0 | 0.026358 | 0 | 0 | 0 | 0 | 0 | 0 | 0 | 0 | 0 | 0.94186
60695_G_MLC20 | MIS_MNWI | Minnesota | 27 | Carver | 19 | 60695 | MLC20 | BentonSun, LLC | 0 | 2016 | 9999 | Solar PV | [5 empty] | Non-Fossil | G | 2025 | Solar |  | 0 | 0 | 0 | 0 | 0 | 0 | 0 | 0 | 0 | 0 | 0 | 0 | 0 | 0 | 0 | 0 | 0.23163 | 0.49503 | 0.75955 | 1.4862 | 0 | 0 | 0 | 0 | 0 | 0 | 0 | 0 | 0 | 0 | 0 | 0 | 0 | 0 | 0 | 0 | 0 | 0 | 0 | 0 | 0.026358 | 0 | 0 | 0 | 0 | 0 | 0 | 0 | 0 | 0 | 0.94186
60695_G_MLC19 | MIS_MNWI | Minnesota | 27 | Carver | 19 | 60695 | MLC19 | BentonSun, LLC | 0 | 2016 | 9999 | Solar PV | [5 empty] | Non-Fossil | G | 2025 | Solar |  | 0 | 0 | 0 | 0 | 0 | 0 | 0 | 0 | 0 | 0 | 0 | 0 | 0 | 0 | 0 | 0 | 0.23163 | 0.49503 | 0.75955 | 1.4862 | 0 | 0 | 0 | 0 | 0 | 0 | 0 | 0 | 0 | 0 | 0 | 0 | 0 | 0 | 0 | 0 | 0 | 0 | 0 | 0 | 0.026358 | 0 | 0 | 0 | 0 | 0 | 0 | 0 | 0 | 0 | 0.94186
60695_G_MLC18 | MIS_MNWI | Minnesota | 27 | Carver | 19 | 60695 | MLC18 | BentonSun, LLC | 0 | 2016 | 9999 | Solar PV | [5 empty] | Non-Fossil | G | 2025 | Solar |  | 0 | 0 | 0 | 0 | 0 | 0 | 0 | 0 | 0 | 0 | 0 | 0 | 0 | 0 | 0 | 0 | 0.23163 | 0.49503 | 0.75955 | 1.4862 | 0 | 0 | 0 | 0 | 0 | 0 | 0 | 0 | 0 | 0 | 0 | 0 | 0 | 0 | 0 | 0 | 0 | 0 | 0 | 0 | 0.026358 | 0 | 0 | 0 | 0 | 0 | 0 | 0 | 0 | 0 | 0.94186
60695_G_MLC17 | MIS_MNWI | Minnesota | 27 | Carver | 19 | 60695 | MLC17 | BentonSun, LLC | 0 | 2016 | 9999 | Solar PV | [5 empty] | Non-Fossil | G | 2025 | Solar |  | 0 | 0 | 0 | 0 | 0 | 0 | 0 | 0 | 0 | 0 | 0 | 0 | 0 | 0 | 0 | 0 | 0.23163 | 0.49503 | 0.75955 | 1.4862 | 0 | 0 | 0 | 0 | 0 | 0 | 0 | 0 | 0 | 0 | 0 | 0 | 0 | 0 | 0 | 0 | 0 | 0 | 0 | 0 | 0.026358 | 0 | 0 | 0 | 0 | 0 | 0 | 0 | 0 | 0 | 0.94186
60694_G_MLC29 | MIS_MNWI | Minnesota | 27 | Stearns | 145 | 60694 | MLC29 | WakeSun, LLC CSG | 0 | 2017 | 9999 | Solar PV | [5 empty] | Non-Fossil | G | 2025 | Solar |  | 0 | 0 | 0 | 0 | 0 | 0 | 0 | 0 | 0 | 0 | 0 | 0 | 0 | 0 | 0 | 0 | 0.23163 | 0.49503 | 0.75955 | 1.4862 | 0 | 0 | 0 | 0 | 0 | 0 | 0 | 0 | 0 | 0 | 0 | 0 | 0 | 0 | 0 | 0 | 0 | 0 | 0 | 0 | 0.026358 | 0 | 0 | 0 | 0 | 0 | 0 | 0 | 0 | 0 | 0.94186
60694_G_MLC28 | MIS_MNWI | Minnesota | 27 | Stearns | 145 | 60694 | MLC28 | WakeSun, LLC CSG | 0 | 2017 | 9999 | Solar PV | [5 empty] | Non-Fossil | G | 2025 | Solar |  | 0 | 0 | 0 | 0 | 0 | 0 | 0 | 0 | 0 | 0 | 0 | 0 | 0 | 0 | 0 | 0 | 0.23163 | 0.49503 | 0.75955 | 1.4862 | 0 | 0 | 0 | 0 | 0 | 0 | 0 | 0 | 0 | 0 | 0 | 0 | 0 | 0 | 0 | 0 | 0 | 0 | 0 | 0 | 0.026358 | 0 | 0 | 0 | 0 | 0 | 0 | 0 | 0 | 0 | 0.94186
60694_G_MLC27 | MIS_MNWI | Minnesota | 27 | Stearns | 145 | 60694 | MLC27 | WakeSun, LLC CSG | 0 | 2017 | 9999 | Solar PV | [5 empty] | Non-Fossil | G | 2025 | Solar |  | 0 | 0 | 0 | 0 | 0 | 0 | 0 | 0 | 0 | 0 | 0 | 0 | 0 | 0 | 0 | 0 | 0.23163 | 0.49503 | 0.75955 | 1.4862 | 0 | 0 | 0 | 0 | 0 | 0 | 0 | 0 | 0 | 0 | 0 | 0 | 0 | 0 | 0 | 0 | 0 | 0 | 0 | 0 | 0.026358 | 0 | 0 | 0 | 0 | 0 | 0 | 0 | 0 | 0 | 0.94186
60690_G_WBSS | ERC_WEST | Texas | 48 | Wilbarger | 487 | 60690 | WBSS | Blue Summit Storage, LLC | 0 | 2017 | 9999 | Energy Storage | [5 empty] | Non-Fossil | G | 2025 | EnerStor |  | 0 | 0 | 0 | 0 | 0 | 0 | 0 | 0 | 0 | 0 | 0 | 0 | 0 | 0 | 0 | 0 | 6.588 | 4.1822 | 16.47 | 27.2402 | 0 | 0 | 0 | 0 | 0 | 0 | 0 | 0 | 0 | 0 | 0 | 0 | 0 | 0 | 0 | 0 | 0 | 0 | 0 | 0 | 0 | 0 | 0 | 0 | 0 | 0 | 0 | 0 | 0 | 0 | 30
60689_G_1 | SPP_N | Kansas | 20 | Ford | 57 | 60689 | 1 | Western Plains Wind Farm | 0 | 2017 | 9999 | Onshore Wind | [5 empty] | Non-Fossil | G | 2025 | Wind |  | 0 | 0 | 0 | 0 | 0 | 0 | 0 | 0 | 0 | 0 | 0 | 0 | 0 | 0 | 0 | 0 | 239.8432 | 362.5104 | 368.6798 | 971.0333 | 0 | 0 | 0 | 0 | 0 | 0 | 0 | 0 | 0 | 0 | 0 | 0 | 0 | 0 | 0 | 0 | 0 | 0 | 0 | 0 | 11.0486 | 0 | 0 | 0 | 0 | 0 | 0 | 0 | 0 | 0 | 280
60688_G_1 | SPP_N | Kansas | 20 | Clark | 25 | 60688 | 1 | Cimarron Bend Wind Project II, LLC | 0 | 2017 | 9999 | Onshore Wind | [5 empty] | Non-Fossil | G | 2025 | Wind |  | 0 | 0 | 0 | 0 | 0 | 0 | 0 | 0 | 0 | 0 | 0 | 0 | 0 | 0 | 0 | 0 | 171.3166 | 258.936 | 263.3427 | 693.5952 | 0 | 0 | 0 | 0 | 0 | 0 | 0 | 0 | 0 | 0 | 0 | 0 | 0 | 0 | 0 | 0 | 0 | 0 | 0 | 0 | 7.8919 | 0 | 0 | 0 | 0 | 0 | 0 | 0 | 0 | 0 | 200
60687_G_1 | SPP_N | Kansas | 20 | Clark | 25 | 60687 | 1 | Cimarron Bend Wind Project I, LLC | 0 | 2016 | 9999 | Onshore Wind | [5 empty] | Non-Fossil | G | 2025 | Wind |  | 0 | 0 | 0 | 0 | 0 | 0 | 0 | 0 | 0 | 0 | 0 | 0 | 0 | 0 | 0 | 0 | 171.3166 | 258.936 | 263.3427 | 693.5952 | 0 | 0 | 0 | 0 | 0 | 0 | 0 | 0 | 0 | 0 | 0 | 0 | 0 | 0 | 0 | 0 | 0 | 0 | 0 | 0 | 7.8919 | 0 | 0 | 0 | 0 | 0 | 0 | 0 | 0 | 0 | 200
60686_G_PIERS | SPP_WAUE | South Dakota | 46 | Hughes | 65 | 60686 | PIERS | Pierre Solar | 0 | 2016 | 9999 | Solar PV | [5 empty] | Non-Fossil | G | 2025 | Solar |  | 0 | 0 | 0 | 0 | 0 | 0 | 0 | 0 | 0 | 0 | 0 | 0 | 0 | 0 | 0 | 0 | 0.43149 | 0.72152 | 1.1079 | 2.2609 | 0 | 0 | 0 | 0 | 0 | 0 | 0 | 0 | 0 | 0 | 0 | 0 | 0 | 0 | 0 | 0 | 0 | 0 | 0 | 0 | 0.027985 | 0 | 0 | 0 | 0 | 0 | 0 | 0 | 0 | 0 | 1
60685_G_CDO4 | WECC_AZ | Arizona | 4 | Pima | 19 | 60685 | CDO4 | Canyon Del Oro High School Solar | 0 | 2016 | 9999 | Solar PV | [5 empty] | Non-Fossil | G | 2025 | Solar |  | 0 | 0 | 0 | 0 | 0 | 0 | 0 | 0 | 0 | 0 | 0 | 0 | 0 | 0 | 0 | 0 | 0.090023 | 0.16242 | 0.23523 | 0.48768 | 0 | 0 | 0 | 0 | 0 | 0 | 0 | 0 | 0 | 0 | 0 | 0 | 0 | 0 | 0 | 0 | 0 | 0 | 0 | 0 | 0.0090068 | 0 | 0 | 0 | 0 | 0 | 0 | 0 | 0 | 0 | 0.19953
60685_G_CDO3 | WECC_AZ | Arizona | 4 | Pima | 19 | 60685 | CDO3 | Canyon Del Oro High School Solar | 0 | 2016 | 9999 | Solar PV | [5 empty] | Non-Fossil | G | 2025 | Solar |  | 0 | 0 | 0 | 0 | 0 | 0 | 0 | 0 | 0 | 0 | 0 | 0 | 0 | 0 | 0 | 0 | 0.090023 | 0.16242 | 0.23523 | 0.48768 | 0 | 0 | 0 | 0 | 0 | 0 | 0 | 0 | 0 | 0 | 0 | 0 | 0 | 0 | 0 | 0 | 0 | 0 | 0 | 0 | 0.0090068 | 0 | 0 | 0 | 0 | 0 | 0 | 0 | 0 | 0 | 0.19953
60685_G_CDO2 | WECC_AZ | Arizona | 4 | Pima | 19 | 60685 | CDO2 | Canyon Del Oro High School Solar | 0 | 2016 | 9999 | Solar PV | [5 empty] | Non-Fossil | G | 2025 | Solar |  | 0 | 0 | 0 | 0 | 0 | 0 | 0 | 0 | 0 | 0 | 0 | 0 | 0 | 0 | 0 | 0 | 0.045011 | 0.081211 | 0.11762 | 0.24384 | 0 | 0 | 0 | 0 | 0 | 0 | 0 | 0 | 0 | 0 | 0 | 0 | 0 | 0 | 0 | 0 | 0 | 0 | 0 | 0 | 0.0045034 | 0 | 0 | 0 | 0 | 0 | 0 | 0 | 0 | 0 | 0.099764
60685_G_CDO1 | WECC_AZ | Arizona | 4 | Pima | 19 | 60685 | CDO1 | Canyon Del Oro High School Solar | 0 | 2016 | 9999 | Solar PV | [5 empty] | Non-Fossil | G | 2025 | Solar |  | 0 | 0 | 0 | 0 | 0 | 0 | 0 | 0 | 0 | 0 | 0 | 0 | 0 | 0 | 0 | 0 | 0.45011 | 0.81211 | 1.1762 | 2.4384 | 0 | 0 | 0 | 0 | 0 | 0 | 0 | 0 | 0 | 0 | 0 | 0 | 0 | 0 | 0 | 0 | 0 | 0 | 0 | 0 | 0.045034 | 0 | 0 | 0 | 0 | 0 | 0 | 0 | 0 | 0 | 0.99764
60684_G_AHS1 | WECC_AZ | Arizona | 4 | Pima | 19 | 60684 | AHS1 | Amphitheater High School Solar | 0 | 2016 | 9999 | Solar PV | [5 empty] | Non-Fossil | G | 2025 | Solar |  | 0 | 0 | 0 | 0 | 0 | 0 | 0 | 0 | 0 | 0 | 0 | 0 | 0 | 0 | 0 | 0 | 0.45011 | 0.81211 | 1.1762 | 2.4384 | 0 | 0 | 0 | 0 | 0 | 0 | 0 | 0 | 0 | 0 | 0 | 0 | 0 | 0 | 0 | 0 | 0 | 0 | 0 | 0 | 0.045034 | 0 | 0 | 0 | 0 | 0 | 0 | 0 | 0 | 0 | 0.99764
60683_G_MMH1 | NENG_CT | Connecticut | 9 | Fairfield | 1 | 60683 | MMH1 | TRS Fuel Cell | 8653 | 2017 | 9999 | Fuel Cell | [5 empty] | Non-Fossil | G | 2025 | NaturalGas |  | 0 | 0 | 0 | 0 | 0 | 0 | 0 | 0 | 0 | 0 | 0 | 0 | 0 | 0 | 0 | 0 | 0 | 0 | 0 | 0 | 0 | 0 | 0 | 0 | 0 | 0 | 0 | 0 | 0 | 0 | 0 | 0 | 0 | 0 | 0 | 0 | 0 | 0 | 0 | 0 | 0 | 0 | 0 | 0 | 0 | 0 | 0 | 0 | 0 | 0 | 3.7
60682_G_PEARL | ERC_WEST | Texas | 48 | Pecos | 371 | 60682 | PEARL | Pearl Solar | 0 | 2017 | 9999 | Solar PV | [5 empty] | Non-Fossil | G | 2025 | Solar |  | 0 | 0 | 0 | 0 | 0 | 0 | 0 | 0 | 0 | 0 | 0 | 0 | 0 | 0 | 0 | 0 | 22.5124 | 32.4722 | 56.4715 | 111.4562 | 0 | 0 | 0 | 0 | 0 | 0 | 0 | 0 | 0 | 0 | 0 | 0 | 0 | 0 | 0 | 0 | 0 | 0 | 0 | 0 | 1.3993 | 0 | 0 | 0 | 0 | 0 | 0 | 0 | 0 | 0 | 50
60680_G_1 | S_SOU | Alabama | 1 | Calhoun | 15 | 60680 | 1 | ANAD Solar Array | 0 | 2017 | 9999 | Solar PV | [5 empty] | Non-Fossil | G | 2025 | Solar |  | 0 | 0 | 0 | 0 | 0 | 0 | 0 | 0 | 0 | 0 | 0 | 0 | 0 | 0 | 0 | 0 | 2.8422 | 4.8906 | 7.3423 | 15.0751 | 0 | 0 | 0 | 0 | 0 | 0 | 0 | 0 | 0 | 0 | 0 | 0 | 0 | 0 | 0 | 0 | 0 | 0 | 0 | 0 | 0.20709 | 0 | 0 | 0 | 0 | 0 | 0 | 0 | 0 | 0 | 7.4
6068_B_1 | SPP_N | Kansas | 20 | Pottawatomie | 149 | 6068 | 1 | Jeffrey Energy Center | 11114 | 1978 | 9999 | Coal Steam | tangential | dry | ESPC + Wet Scrubber + SCR + ACI | LNC3 | Wet Scrubber | Fossil | B | 2025 | Coal |  | 13.6966 | 18.5665 | 25.2325 | 57.4956 | 0 | 0 | 0 | 0 | 13.6966 | 18.5665 | 25.2325 | 57.4956 | 0 | 0 | 0 | 0 | 1232.3764 | 1670.5547 | 2270.3307 | 5173.2618 | 1470.3311 | 1993.1155 | 2708.6999 | 6172.1466 | 0.0038428 | 0.0052091 | 0.0070793 | 0.016131 | 0.23182 | 0.31424 | 0.42706 | 0.97311 | 0.4109 | 0.557 | 0.75697 | 1.7249 | 0.0068484 | 0.0092834 | 0.012616 | 0.028748 | 37.8119 | 8.1976 | 11.1123 | 15.102 | 34.4119 | 23.0109 | 31.1925 | 42.3915 | 96.5949 | 0 | 718 | Scrubber / SCR / Mercury Control | Wet Scrubber
60679_G_1 | S_SOU | Alabama | 1 | Dale | 45 | 60679 | 1 | Fort Rucker Solar Array | 0 | 2017 | 9999 | Solar PV | [5 empty] | Non-Fossil | G | 2025 | Solar |  | 0 | 0 | 0 | 0 | 0 | 0 | 0 | 0 | 0 | 0 | 0 | 0 | 0 | 0 | 0 | 0 | 4.0712 | 7.0054 | 10.5174 | 21.5941 | 0 | 0 | 0 | 0 | 0 | 0 | 0 | 0 | 0 | 0 | 0 | 0 | 0 | 0 | 0 | 0 | 0 | 0 | 0 | 0 | 0.29665 | 0 | 0 | 0 | 0 | 0 | 0 | 0 | 0 | 0 | 10.6
60677_G_TRSP | NY_Z_C&E | New York | 36 | Oneida | 65 | 60677 | TRSP | Tannery Road Landfill | 0 | 2016 | 9999 | Solar PV | [5 empty] | Non-Fossil | G | 2025 | Solar |  | 0 | 0 | 0 | 0 | 0 | 0 | 0 | 0 | 0 | 0 | 0 | 0 | 0 | 0 | 0 | 0 | 0.37114 | 0.80272 | 1.3127 | 2.4865 | 0 | 0 | 0 | 0 | 0 | 0 | 0 | 0 | 0 | 0 | 0 | 0 | 0 | 0 | 0 | 0 | 0 | 0 | 0 | 0 | 0.053516 | 0 | 0 | 0 | 0 | 0 | 0 | 0 | 0 | 0 | 1.9123
60675_G_TES | WECC_PNW | Washington | 53 | Whitman | 75 | 60675 | TES | Turner Energy Storage Project | 0 | 2014 | 9999 | Energy Storage | [5 empty] | Non-Fossil | G | 2025 | EnerStor |  | 0 | 0 | 0 | 0 | 0 | 0 | 0 | 0 | 0 | 0 | 0 | 0 | 0 | 0 | 0 | 0 | 0 | 0.55944 | 0 | 0.55944 | 0 | 0 | 0 | 0 | 0 | 0 | 0 | 0 | 0 | 0 | 0 | 0 | 0 | 0 | 0 | 0 | 0 | 0 | 0 | 0 | 0 | 0 | 0 | 0 | 0 | 0 | 0 | 0 | 0 | 0 | 1.2
60672_G_GEN1 | S_D_AECI | Missouri | 29 | Dekalb | 63 | 60672 | GEN1 | Osborn Wind Energy | 0 | 2016 | 9999 | Onshore Wind | [5 empty] | Non-Fossil | G | 2025 | Wind |  | 0 | 0 | 0 | 0 | 0 | 0 | 0 | 0 | 0 | 0 | 0 | 0 | 0 | 0 | 0 | 0 | 136.1826 | 204.1004 | 152.5686 | 492.8517 | 0 | 0 | 0 | 0 | 0 | 0 | 0 | 0 | 0 | 0 | 0 | 0 | 0 | 0 | 0 | 0 | 0 | 0 | 0 | 0 | 6.0077 | 0 | 0 | 0 | 0 | 0 | 0 | 0 | 0 | 0 | 195.8
60671_G_STG1 | S_C_TVA | Tennessee | 47 | Shelby | 157 | 60671 | STG1 | Allen Combined Cycle Plant | 6250 | 2018 | 9999 | Combined Cycle | [5 empty] | Fossil | G | 2025 | NaturalGas |  | 4.6952 | 6.3646 | 8.7855 | 19.8452 | 0 | 0 | 0 | 0 | 0 | 0 | 0 | 0 | 0 | 0 | 0 | 0 | 751.2294 | 1018.3331 | 1405.6773 | 3175.2397 | 274.856 | 372.5826 | 514.3022 | 1161.7408 | 3.2868e-07 | 4.4554e-07 | 6.1499e-07 | 1.3892e-06 | 0.025824 | 0.035005 | 0.04832 | 0.10915 | 0 | 0 | 0 | 0 | 0 | 0 | 0 | 0 | 12.5035 | 1.4892 | 2.0187 | 2.7866 | 6.2945 | 17.5451 | 21.9377 | 31.8635 | 71.3463 | 0 | 428.3
60671_G_CTG2 | S_C_TVA | Tennessee | 47 | Shelby | 157 | 60671 | CTG2 | Allen Combined Cycle Plant | 6250 | 2018 | 9999 | Combined Cycle | [5 empty] | Fossil | G | 2025 | NaturalGas |  | 3.4192 | 4.6349 | 6.3978 | 14.4519 | 0 | 0 | 0 | 0 | 0 | 0 | 0 | 0 | 0 | 0 | 0 | 0 | 547.0662 | 741.5786 | 1023.6534 | 2312.2981 | 200.1578 | 271.3251 | 374.5292 | 846.0121 | 2.3935e-07 | 3.2445e-07 | 4.4786e-07 | 1.0117e-06 | 0.018805 | 0.025492 | 0.035188 | 0.079485 | 0 | 0 | 0 | 0 | 0 | 0 | 0 | 0 | 9.1054 | 1.0845 | 1.4701 | 2.0293 | 4.5838 | 12.7769 | 15.9756 | 23.2039 | 51.9564 | 0 | 311.9
60671_G_CTG1 | S_C_TVA | Tennessee | 47 | Shelby | 157 | 60671 | CTG1 | Allen Combined Cycle Plant | 6250 | 2018 | 9999 | Combined Cycle | [5 empty] | Fossil | G | 2025 | NaturalGas |  | 3.4192 | 4.6349 | 6.3978 | 14.4519 | 0 | 0 | 0 | 0 | 0 | 0 | 0 | 0 | 0 | 0 | 0 | 0 | 547.0662 | 741.5786 | 1023.6534 | 2312.2981 | 200.1578 | 271.3251 | 374.5292 | 846.0121 | 2.3935e-07 | 3.2445e-07 | 4.4786e-07 | 1.0117e-06 | 0.018805 | 0.025492 | 0.035188 | 0.079485 | 0 | 0 | 0 | 0 | 0 | 0 | 0 | 0 | 9.1054 | 1.0845 | 1.4701 | 2.0293 | 4.5838 | 12.7769 | 15.9756 | 23.2039 | 51.9564 | 0 | 311.9
60669_G_PV1 | PJM_EMAC | Maryland | 24 | Harford | 25 | 60669 | PV1 | Sod Run WTP A | 0 | 2015 | 9999 | Solar PV | [5 empty] | Non-Fossil | G | 2025 | Solar |  | 0 | 0 | 0 | 0 | 0 | 0 | 0 | 0 | 0 | 0 | 0 | 0 | 0 | 0 | 0 | 0 | 0.47913 | 1.0179 | 1.8071 | 3.3041 | 0 | 0 | 0 | 0 | 0 | 0 | 0 | 0 | 0 | 0 | 0 | 0 | 0 | 0 | 0 | 0 | 0 | 0 | 0 | 0 | 0.055971 | 0 | 0 | 0 | 0 | 0 | 0 | 0 | 0 | 0 | 2
60668_G_PV1 | PJM_EMAC | Maryland | 24 | Harford | 25 | 60668 | PV1 | City of Havre De Grace C | 0 | 2015 | 9999 | Solar PV | [5 empty] | Non-Fossil | G | 2025 | Solar |  | 0 | 0 | 0 | 0 | 0 | 0 | 0 | 0 | 0 | 0 | 0 | 0 | 0 | 0 | 0 | 0 | 0.47913 | 1.0179 | 1.8071 | 3.3041 | 0 | 0 | 0 | 0 | 0 | 0 | 0 | 0 | 0 | 0 | 0 | 0 | 0 | 0 | 0 | 0 | 0 | 0 | 0 | 0 | 0.055971 | 0 | 0 | 0 | 0 | 0 | 0 | 0 | 0 | 0 | 2
60667_G_PV1 | PJM_EMAC | Maryland | 24 | Harford | 25 | 60667 | PV1 | Baltimore City G | 0 | 2015 | 9999 | Solar PV | [5 empty] | Non-Fossil | G | 2025 | Solar |  | 0 | 0 | 0 | 0 | 0 | 0 | 0 | 0 | 0 | 0 | 0 | 0 | 0 | 0 | 0 | 0 | 0.47913 | 1.0179 | 1.8071 | 3.3041 | 0 | 0 | 0 | 0 | 0 | 0 | 0 | 0 | 0 | 0 | 0 | 0 | 0 | 0 | 0 | 0 | 0 | 0 | 0 | 0 | 0.055971 | 0 | 0 | 0 | 0 | 0 | 0 | 0 | 0 | 0 | 2
60666_G_PV1 | PJM_EMAC | Maryland | 24 | Harford | 25 | 60666 | PV1 | Baltimore City F | 0 | 2015 | 9999 | Solar PV | [5 empty] | Non-Fossil | G | 2025 | Solar |  | 0 | 0 | 0 | 0 | 0 | 0 | 0 | 0 | 0 | 0 | 0 | 0 | 0 | 0 | 0 | 0 | 0.47913 | 1.0179 | 1.8071 | 3.3041 | 0 | 0 | 0 | 0 | 0 | 0 | 0 | 0 | 0 | 0 | 0 | 0 | 0 | 0 | 0 | 0 | 0 | 0 | 0 | 0 | 0.055971 | 0 | 0 | 0 | 0 | 0 | 0 | 0 | 0 | 0 | 2
60665_G_PV1 | PJM_EMAC | Maryland | 24 | Harford | 25 | 60665 | PV1 | Baltimore City D | 0 | 2015 | 9999 | Solar PV | [5 empty] | Non-Fossil | G | 2025 | Solar |  | 0 | 0 | 0 | 0 | 0 | 0 | 0 | 0 | 0 | 0 | 0 | 0 | 0 | 0 | 0 | 0 | 0.47913 | 1.0179 | 1.8071 | 3.3041 | 0 | 0 | 0 | 0 | 0 | 0 | 0 | 0 | 0 | 0 | 0 | 0 | 0 | 0 | 0 | 0 | 0 | 0 | 0 | 0 | 0.055971 | 0 | 0 | 0 | 0 | 0 | 0 | 0 | 0 | 0 | 2
60664_G_PV1 | PJM_EMAC | Maryland | 24 | Harford | 25 | 60664 | PV1 | Baltimore City B | 0 | 2015 | 9999 | Solar PV | [5 empty] | Non-Fossil | G | 2025 | Solar |  | 0 | 0 | 0 | 0 | 0 | 0 | 0 | 0 | 0 | 0 | 0 | 0 | 0 | 0 | 0 | 0 | 0.47913 | 1.0179 | 1.8071 | 3.3041 | 0 | 0 | 0 | 0 | 0 | 0 | 0 | 0 | 0 | 0 | 0 | 0 | 0 | 0 | 0 | 0 | 0 | 0 | 0 | 0 | 0.055971 | 0 | 0 | 0 | 0 | 0 | 0 | 0 | 0 | 0 | 2
60663_G_PV1 | PJM_EMAC | Maryland | 24 | Harford | 25 | 60663 | PV1 | Archdiocese of Baltimore L | 0 | 2015 | 9999 | Solar PV | [5 empty] | Non-Fossil | G | 2025 | Solar |  | 0 | 0 | 0 | 0 | 0 | 0 | 0 | 0 | 0 | 0 | 0 | 0 | 0 | 0 | 0 | 0 | 0.47913 | 1.0179 | 1.8071 | 3.3041 | 0 | 0 | 0 | 0 | 0 | 0 | 0 | 0 | 0 | 0 | 0 | 0 | 0 | 0 | 0 | 0 | 0 | 0 | 0 | 0 | 0.055971 | 0 | 0 | 0 | 0 | 0 | 0 | 0 | 0 | 0 | 2
60662_G_PV1 | PJM_EMAC | Maryland | 24 | Harford | 25 | 60662 | PV1 | Archdiocese of Baltimore J | 0 | 2015 | 9999 | Solar PV | [5 empty] | Non-Fossil | G | 2025 | Solar |  | 0 | 0 | 0 | 0 | 0 | 0 | 0 | 0 | 0 | 0 | 0 | 0 | 0 | 0 | 0 | 0 | 0.47913 | 1.0179 | 1.8071 | 3.3041 | 0 | 0 | 0 | 0 | 0 | 0 | 0 | 0 | 0 | 0 | 0 | 0 | 0 | 0 | 0 | 0 | 0 | 0 | 0 | 0 | 0.055971 | 0 | 0 | 0 | 0 | 0 | 0 | 0 | 0 | 0 | 2
60661_G_013B | WECC_SCE | California | 6 | San Bernardino | 71 | 60661 | 013B | Mira Loma Energy Storage Facility | 0 | 2016 | 9999 | Energy Storage | [5 empty] | Non-Fossil | G | 2025 | EnerStor |  | 0 | 0 | 0 | 0 | 0 | 0 | 0 | 0 | 0 | 0 | 0 | 0 | 0 | 0 | 0 | 0 | 4.8253 | 8.9938 | 11.0915 | 24.9105 | 0 | 0 | 0 | 0 | 0 | 0 | 0 | 0 | 0 | 0 | 0 | 0 | 0 | 0 | 0 | 0 | 0 | 0 | 0 | 0 | 0 | 0 | 0 | 0 | 0 | 0 | 0 | 0 | 0 | 0 | 10
60661_G_013A | WECC_SCE | California | 6 | San Bernardino | 71 | 60661 | 013A | Mira Loma Energy Storage Facility | 0 | 2016 | 9999 | Energy Storage | [5 empty] | Non-Fossil | G | 2025 | EnerStor |  | 0 | 0 | 0 | 0 | 0 | 0 | 0 | 0 | 0 | 0 | 0 | 0 | 0 | 0 | 0 | 0 | 4.8253 | 8.9938 | 11.0915 | 24.9105 | 0 | 0 | 0 | 0 | 0 | 0 | 0 | 0 | 0 | 0 | 0 | 0 | 0 | 0 | 0 | 0 | 0 | 0 | 0 | 0 | 0 | 0 | 0 | 0 | 0 | 0 | 0 | 0 | 0 | 0 | 10
60660_G_WBU | PJM_West | Ohio | 39 | Hamilton | 61 | 60660 | WBU | Willey Battery Utility | 0 | 2016 | 9999 | Energy Storage | [5 empty] | Non-Fossil | G | 2025 | EnerStor |  | 0 | 0 | 0 | 0 | 0 | 0 | 0 | 0 | 0 | 0 | 0 | 0 | 0 | 0 | 0 | 0 | 0.39207 | 0.25505 | 2.8411 | 3.4882 | 0 | 0 | 0 | 0 | 0 | 0 | 0 | 0 | 0 | 0 | 0 | 0 | 0 | 0 | 0 | 0 | 0 | 0 | 0 | 0 | 0 | 0 | 0 | 0 | 0 | 0 | 0 | 0 | 0 | 0 | 3.7358
60659_G_PV1 | S_VACA | South Carolina | 45 | Jasper | 53 | 60659 | PV1 | Ridgeland Solar Project | 0 | 2017 | 9999 | Solar PV | [5 empty] | Non-Fossil | G | 2025 | Solar |  | 0 | 0 | 0 | 0 | 0 | 0 | 0 | 0 | 0 | 0 | 0 | 0 | 0 | 0 | 0 | 0 | 3.1224 | 5.6524 | 9.2352 | 18.01 | 0 | 0 | 0 | 0 | 0 | 0 | 0 | 0 | 0 | 0 | 0 | 0 | 0 | 0 | 0 | 0 | 0 | 0 | 0 | 0 | 0.27985 | 0 | 0 | 0 | 0 | 0 | 0 | 0 | 0 | 0 | 10
60658_G_PV1 | S_VACA | South Carolina | 45 | Jasper | 53 | 60658 | PV1 | Moffett Solar Project | 0 | 2017 | 9999 | Solar PV | [5 empty] | Non-Fossil | G | 2025 | Solar |  | 0 | 0 | 0 | 0 | 0 | 0 | 0 | 0 | 0 | 0 | 0 | 0 | 0 | 0 | 0 | 0 | 21.7009 | 39.2841 | 64.1845 | 125.1695 | 0 | 0 | 0 | 0 | 0 | 0 | 0 | 0 | 0 | 0 | 0 | 0 | 0 | 0 | 0 | 0 | 0 | 0 | 0 | 0 | 1.945 | 0 | 0 | 0 | 0 | 0 | 0 | 0 | 0 | 0 | 69.5
60657_G_GEN1 | SPP_SPS | Texas | 48 | Donley | 129 | 60657 | GEN1 | Salt Fork Wind Project, LLC | 0 | 2016 | 9999 | Onshore Wind | [5 empty] | Non-Fossil | G | 2025 | Wind |  | 0 | 0 | 0 | 0 | 0 | 0 | 0 | 0 | 0 | 0 | 0 | 0 | 0 | 0 | 0 | 0 | 141.5511 | 211.3271 | 236.6474 | 589.5256 | 0 | 0 | 0 | 0 | 0 | 0 | 0 | 0 | 0 | 0 | 0 | 0 | 0 | 0 | 0 | 0 | 0 | 0 | 0 | 0 | 6.6172 | 0 | 0 | 0 | 0 | 0 | 0 | 0 | 0 | 0 | 168.1852
60656_G_MCH1 | PJM_COMD | Illinois | 17 | Mchenry | 111 | 60656 | MCH1 | McHenry Battery Storage | 0 | 2016 | 9999 | Energy Storage | [5 empty] | Non-Fossil | G | 2025 | EnerStor |  | 0 | 0 | 0 | 0 | 0 | 0 | 0 | 0 | 0 | 0 | 0 | 0 | 0 | 0 | 0 | 0 | 5.7915 | 2.8919 | 19.0522 | 27.7355 | 0 | 0 | 0 | 0 | 0 | 0 | 0 | 0 | 0 | 0 | 0 | 0 | 0 | 0 | 0 | 0 | 0 | 0 | 0 | 0 | 0 | 0 | 0 | 0 | 0 | 0 | 0 | 0 | 0 | 0 | 19.8
60655_G_WT1 | S_D_AECI | Missouri | 29 | Atchison | 5 | 60655 | WT1 | Rock Creek Wind Project | 0 | 2017 | 9999 | Onshore Wind | [5 empty] | Non-Fossil | G | 2025 | Wind |  | 0 | 0 | 0 | 0 | 0 | 0 | 0 | 0 | 0 | 0 | 0 | 0 | 0 | 0 | 0 | 0 | 208.6557 | 312.7177 | 233.7619 | 755.1353 | 0 | 0 | 0 | 0 | 0 | 0 | 0 | 0 | 0 | 0 | 0 | 0 | 0 | 0 | 0 | 0 | 0 | 0 | 0 | 0 | 9.2048 | 0 | 0 | 0 | 0 | 0 | 0 | 0 | 0 | 0 | 300
60653_G_PV1 | NENGREST | Massachusetts | 25 | Hampshire | 15 | 60653 | PV1 | Belchertown | 0 | 2015 | 9999 | Solar PV | [5 empty] | Non-Fossil | G | 2025 | Solar |  | 0 | 0 | 0 | 0 | 0 | 0 | 0 | 0 | 0 | 0 | 0 | 0 | 0 | 0 | 0 | 0 | 0.21928 | 0.45593 | 0.69655 | 1.3717 | 0 | 0 | 0 | 0 | 0 | 0 | 0 | 0 | 0 | 0 | 0 | 0 | 0 | 0 | 0 | 0 | 0 | 0 | 0 | 0 | 0.027375 | 0 | 0 | 0 | 0 | 0 | 0 | 0 | 0 | 0 | 0.97818
60652_G_PV1 | MIS_MNWI | Minnesota | 27 | Wright | 171 | 60652 | PV1 | Dickinson Solar Array | 0 | 2016 | 9999 | Solar PV | [5 empty] | Non-Fossil | G | 2025 | Solar |  | 0 | 0 | 0 | 0 | 0 | 0 | 0 | 0 | 0 | 0 | 0 | 0 | 0 | 0 | 0 | 0 | 0.53274 | 1.1386 | 1.747 | 3.4183 | 0 | 0 | 0 | 0 | 0 | 0 | 0 | 0 | 0 | 0 | 0 | 0 | 0 | 0 | 0 | 0 | 0 | 0 | 0 | 0 | 0.060624 | 0 | 0 | 0 | 0 | 0 | 0 | 0 | 0 | 0 | 2.1663
60651_G_1 | S_VACA | North Carolina | 37 | Nash | 127 | 60651 | 1 | North Nash Farm, LLC | 0 | 2015 | 9999 | Solar PV | [5 empty] | Non-Fossil | G | 2025 | Solar |  | 0 | 0 | 0 | 0 | 0 | 0 | 0 | 0 | 0 | 0 | 0 | 0 | 0 | 0 | 0 | 0 | 1.5159 | 2.6889 | 4.4842 | 8.689 | 0 | 0 | 0 | 0 | 0 | 0 | 0 | 0 | 0 | 0 | 0 | 0 | 0 | 0 | 0 | 0 | 0 | 0 | 0 | 0 | 0.13984 | 0 | 0 | 0 | 0 | 0 | 0 | 0 | 0 | 0 | 4.997
6065_B_2 | SPP_N | Missouri | 29 | Platte | 165 | 6065 | 2 | Iatan | 9474 | 2010 | 9999 | Coal Steam | tangential | dry | Bag House + Wet Scrubber + SCR + ACI | LNBO + OFA | Wet Scrubber | Fossil | B | 2025 | Coal |  | 14.2004 | 19.2494 | 26.3978 | 59.8476 | 0 | 0 | 0 | 0 | 14.2004 | 19.2494 | 26.3978 | 59.8476 | 0 | 0 | 0 | 0 | 1498.8814 | 2031.817 | 2786.3408 | 6317.0392 | 1524.4109 | 2066.4236 | 2833.7987 | 6424.6332 | 0.0039841 | 0.0054007 | 0.0074062 | 0.016791 | 0.34386 | 0.46613 | 0.63922 | 1.4492 | 0.42601 | 0.57748 | 0.79193 | 1.7954 | 0.0071001 | 0.0096246 | 0.013199 | 0.029924 | 34.9389 | 9.5991 | 13.0122 | 17.8443 | 40.4556 | 26.1462 | 35.4426 | 48.6044 | 110.1932 | 0 | 882 | Scrubber / SCR / Mercury Control | Wet Scrubber
6065_B_1 | SPP_N | Missouri | 29 | Platte | 165 | 6065 | 1 | Iatan | 9634 | 1980 | 9999 | Coal Steam | wall | dry | Bag House + Wet Scrubber + SCR + ACI | AA + LNB + LNBO + OFA | Wet Scrubber | Fossil | B | 2025 | Coal |  | 11.5751 | 15.6906 | 21.324 | 48.5898 | 0 | 0 | 0 | 0 | 11.5751 | 15.6906 | 21.324 | 48.5898 | 0 | 0 | 0 | 0 | 1201.4812 | 1628.6745 | 2213.4144 | 5043.57 | 1242.5818 | 1684.3887 | 2289.1315 | 5216.102 | 0.0032475 | 0.0044022 | 0.0059827 | 0.013632 | 0.38811 | 0.52611 | 0.71499 | 1.6292 | 0.34725 | 0.47072 | 0.63972 | 1.4577 | 0.0057876 | 0.0078453 | 0.010662 | 0.024295 | 30.6078 | 7.6955 | 10.4317 | 14.1769 | 32.3041 | 21.3124 | 28.8901 | 39.2624 | 89.4649 | 0 | 700 | Scrubber / SCR / Mercury Control | Wet Scrubber
60649_G_1 | ERC_REST | Texas | 48 | Williamson | 491 | 60649 | 1 | Rabbit Hill Energy Storage Project | 0 | 2017 | 9999 | Energy Storage | [5 empty] | Non-Fossil | G | 2025 | EnerStor |  | 0 | 0 | 0 | 0 | 0 | 0 | 0 | 0 | 0 | 0 | 0 | 0 | 0 | 0 | 0 | 0 | 3.7957 | 2.1505 | 5.2123 | 11.1585 | 0 | 0 | 0 | 0 | 0 | 0 | 0 | 0 | 0 | 0 | 0 | 0 | 0 | 0 | 0 | 0 | 0 | 0 | 0 | 0 | 0 | 0 | 0 | 0 | 0 | 0 | 0 | 0 | 0 | 0 | 9.9
60647_G_SQA01 | MIS_MNWI | Minnesota | 27 | Scott | 139 | 60647 | SQA01 | Shakopee Energy Park | 11118 | 2017 | 9999 | Combustion Turbine | [5 empty] | Fossil | G | 2025 | NaturalGas |  | 0.0058514 | 0 | 0.085093 | 0.090944 | 0 | 0 | 0 | 0 | 0 | 0 | 0 | 0 | 0 | 0 | 0 | 0 | 0.5263 | 0 | 7.6536 | 8.1799 | 0.34254 | 0 | 4.9813 | 5.3239 | 4.095e-10 | 0 | 5.9565e-09 | 6.366e-09 | 0.0023191 | 0 | 0.033725 | 0.036044 | 0 | 0 | 0 | 0 | 0 | 0 | 0 | 0 | 0.86955 | 0.0082621 | 0 | 0.10497 | 0.11323 | 0.023446 | 0 | 0.32223 | 0.34568 | 0 | 46.5
60645_G_WJ21 | ERC_REST | Texas | 48 | Webb | 479 | 60645 | WJ21 | Javelina Wind Energy II, LLC | 0 | 2016 | 9999 | Onshore Wind | [5 empty] | Non-Fossil | G | 2025 | Wind |  | 0 | 0 | 0 | 0 | 0 | 0 | 0 | 0 | 0 | 0 | 0 | 0 | 0 | 0 | 0 | 0 | 143.629 | 206.8702 | 246.8254 | 597.3245 | 0 | 0 | 0 | 0 | 0 | 0 | 0 | 0 | 0 | 0 | 0 | 0 | 0 | 0 | 0 | 0 | 0 | 0 | 0 | 0 | 5.6354 | 0 | 0 | 0 | 0 | 0 | 0 | 0 | 0 | 0 | 200
60644_G_WBRK | NENGREST | Massachusetts | 25 | Worcester | 27 | 60644 | WBRK | West Brookfield Solar, LLC | 0 | 2016 | 9999 | Solar PV | [5 empty] | Non-Fossil | G | 2025 | Solar |  | 0 | 0 | 0 | 0 | 0 | 0 | 0 | 0 | 0 | 0 | 0 | 0 | 0 | 0 | 0 | 0 | 0.30699 | 0.6383 | 0.97516 | 1.9204 | 0 | 0 | 0 | 0 | 0 | 0 | 0 | 0 | 0 | 0 | 0 | 0 | 0 | 0 | 0 | 0 | 0 | 0 | 0 | 0 | 0.038325 | 0 | 0 | 0 | 0 | 0 | 0 | 0 | 0 | 0 | 1.3695
60642_G_2 | ERC_REST | Texas | 48 | Nueces | 355 | 60642 | 2 | M&G Resins USA | 14731 | 2018 | 9999 | Non-Fossil Waste | [5 empty] | Non-Fossil | G | 2025 | Non-Fossil |  | 0.056532 | 0.074047 | 0.096454 | 0.22703 | 0 | 0 | 0 | 0 | 0 | 0 | 0 | 0 | 0 | 0 | 0 | 0 | 3.8376 | 5.0266 | 6.5477 | 15.4119 | 0 | 0 | 0 | 0 | 0 | 0 | 0 | 0 | 0 | 0 | 0 | 0 | 0 | 0 | 0 | 0 | 0 | 0 | 0 | 0 | 2.7459 | 0.025095 | 0.03287 | 0.042816 | 0.10078 | 0 | 0 | 0 | 0 | 0 | 11.7
60642_G_1 | ERC_REST | Texas | 48 | Nueces | 355 | 60642 | 1 | M&G Resins USA | 14731 | 2018 | 9999 | Non-Fossil Waste | [5 empty] | Non-Fossil | G | 2025 | Non-Fossil |  | 0.056532 | 0.074047 | 0.096454 | 0.22703 | 0 | 0 | 0 | 0 | 0 | 0 | 0 | 0 | 0 | 0 | 0 | 0 | 3.8376 | 5.0266 | 6.5477 | 15.4119 | 0 | 0 | 0 | 0 | 0 | 0 | 0 | 0 | 0 | 0 | 0 | 0 | 0 | 0 | 0 | 0 | 0 | 0 | 0 | 0 | 2.7459 | 0.025095 | 0.03287 | 0.042816 | 0.10078 | 0 | 0 | 0 | 0 | 0 | 11.7
60640_G_COLBY | NENG_ME | Maine | 23 | Kennebec | 11 | 60640 | COLBY | NRG Solar Mule, LLC | 0 | 2017 | 9999 | Solar PV | [5 empty] | Non-Fossil | G | 2025 | Solar |  | 0 | 0 | 0 | 0 | 0 | 0 | 0 | 0 | 0 | 0 | 0 | 0 | 0 | 0 | 0 | 0 | 0.34042 | 0.70692 | 1.0794 | 2.1267 | 0 | 0 | 0 | 0 | 0 | 0 | 0 | 0 | 0 | 0 | 0 | 0 | 0 | 0 | 0 | 0 | 0 | 0 | 0 | 0 | 0.041978 | 0 | 0 | 0 | 0 | 0 | 0 | 0 | 0 | 0 | 1.5
6064_G_CT4 | SPP_N | Kansas | 20 | Wyandotte | 209 | 6064 | CT4 | Nearman Creek | 14050 | 2006 | 9999 | Combustion Turbine |  |  |  | DLNB + H2O |  | Fossil | G | 2025 | NaturalGas |  | 0 | 0 | 0.035194 | 0.035194 | 0 | 0 | 0 | 0 | 0 | 0 | 0 | 0 | 0 | 0 | 0 | 0 | 0 | 0 | 2.5049 | 2.5049 | 0 | 0 | 2.0603 | 2.0603 | 0 | 0 | 2.465e-09 | 2.465e-09 | 0 | 0 | 0.00078061 | 0.00078061 | 0 | 0 | 0 | 0 | 0 | 0 | 0 | 0 | 1.4212 | 0 | 0 | 0.039324 | 0.039324 | 0 | 0 | 0.12448 | 0.12448 | 0 | 76
6064_B_N1 | SPP_N | Kansas | 20 | Wyandotte | 209 | 6064 | N1 | Nearman Creek | 11274 | 1981 | 9999 | Coal Steam | wall | dry | ESPC + Bag House + Dry Scrubber + SCR + ACI + DSI | LNBO | Dry Scrubber | Fossil | B | 2025 | Coal |  | 4.2404 | 0 | 7.7125 | 11.9529 | 0 | 0 | 0 | 0 | 4.2404 | 0 | 7.7125 | 11.9529 | 0 | 0 | 0 | 0 | 376.1245 | 0 | 684.0966 | 1060.2211 | 454.3618 | 0 | 826.395 | 1280.7568 | 0.0011897 | 0 | 0.0021638 | 0.0033535 | 0.37123 | 0 | 0.67519 | 1.0464 | 0.16962 | 0 | 0.3085 | 0.47812 | 0.0021201 | 0 | 0.0038563 | 0.0059764 | 16.1251 | 3.0222 | 0 | 5.4967 | 8.5189 | 7.7694 | 0 | 14.1309 | 21.9003 | 0 | 251 | Scrubber / SCR / Mercury Control / DSI | Dry Scrubber
60639_G_KMW2 | SPP_N | Kansas | 20 | Pratt | 151 | 60639 | KMW2 | Kingman Wind | 0 | 2016 | 9999 | Onshore Wind | [5 empty] | Non-Fossil | G | 2025 | Wind |  | 0 | 0 | 0 | 0 | 0 | 0 | 0 | 0 | 0 | 0 | 0 | 0 | 0 | 0 | 0 | 0 | 85.6583 | 129.468 | 131.6713 | 346.7976 | 0 | 0 | 0 | 0 | 0 | 0 | 0 | 0 | 0 | 0 | 0 | 0 | 0 | 0 | 0 | 0 | 0 | 0 | 0 | 0 | 3.9459 | 0 | 0 | 0 | 0 | 0 | 0 | 0 | 0 | 0 | 100
60639_G_KMW1 | SPP_N | Kansas | 20 | Pratt | 151 | 60639 | KMW1 | Kingman Wind | 0 | 2016 | 9999 | Onshore Wind | [5 empty] | Non-Fossil | G | 2025 | Wind |  | 0 | 0 | 0 | 0 | 0 | 0 | 0 | 0 | 0 | 0 | 0 | 0 | 0 | 0 | 0 | 0 | 85.6583 | 129.468 | 131.6713 | 346.7976 | 0 | 0 | 0 | 0 | 0 | 0 | 0 | 0 | 0 | 0 | 0 | 0 | 0 | 0 | 0 | 0 | 0 | 0 | 0 | 0 | 3.9459 | 0 | 0 | 0 | 0 | 0 | 0 | 0 | 0 | 0 | 100
60638_G_NC160 | PJM_Dom | North Carolina | 37 | Halifax | 83 | 60638 | NC160 | Sunflower Solar | 0 | 2017 | 9999 | Solar PV | [5 empty] | Non-Fossil | G | 2025 | Solar |  | 0 | 0 | 0 | 0 | 0 | 0 | 0 | 0 | 0 | 0 | 0 | 0 | 0 | 0 | 0 | 0 | 6.4862 | 11.253 | 20.2372 | 37.9764 | 0 | 0 | 0 | 0 | 0 | 0 | 0 | 0 | 0 | 0 | 0 | 0 | 0 | 0 | 0 | 0 | 0 | 0 | 0 | 0 | 0.5849 | 0 | 0 | 0 | 0 | 0 | 0 | 0 | 0 | 0 | 20.9
60637_G_NC160 | PJM_Dom | North Carolina | 37 | Halifax | 83 | 60637 | NC160 | Cork Oak Solar | 0 | 2017 | 9999 | Solar PV | [5 empty] | Non-Fossil | G | 2025 | Solar |  | 0 | 0 | 0 | 0 | 0 | 0 | 0 | 0 | 0 | 0 | 0 | 0 | 0 | 0 | 0 | 0 | 8.131 | 14.1066 | 25.3691 | 47.6068 | 0 | 0 | 0 | 0 | 0 | 0 | 0 | 0 | 0 | 0 | 0 | 0 | 0 | 0 | 0 | 0 | 0 | 0 | 0 | 0 | 0.73322 | 0 | 0 | 0 | 0 | 0 | 0 | 0 | 0 | 0 | 26.2
60636_G_1 | S_VACA | North Carolina | 37 | Harnett | 85 | 60636 | 1 | Bunn Level Farm, LLC | 0 | 2016 | 9999 | Solar PV | [5 empty] | Non-Fossil | G | 2025 | Solar |  | 0 | 0 | 0 | 0 | 0 | 0 | 0 | 0 | 0 | 0 | 0 | 0 | 0 | 0 | 0 | 0 | 1.5159 | 2.6889 | 4.4842 | 8.689 | 0 | 0 | 0 | 0 | 0 | 0 | 0 | 0 | 0 | 0 | 0 | 0 | 0 | 0 | 0 | 0 | 0 | 0 | 0 | 0 | 0.13984 | 0 | 0 | 0 | 0 | 0 | 0 | 0 | 0 | 0 | 4.997
60635_G_PV1 | S_VACA | North Carolina | 37 | Wake | 183 | 60635 | PV1 | Creech Solar 2, LLC | 0 | 2016 | 9999 | Solar PV | [5 empty] | Non-Fossil | G | 2025 | Solar |  | 0 | 0 | 0 | 0 | 0 | 0 | 0 | 0 | 0 | 0 | 0 | 0 | 0 | 0 | 0 | 0 | 2.0616 | 3.6569 | 6.0985 | 11.817 | 0 | 0 | 0 | 0 | 0 | 0 | 0 | 0 | 0 | 0 | 0 | 0 | 0 | 0 | 0 | 0 | 0 | 0 | 0 | 0 | 0.19019 | 0 | 0 | 0 | 0 | 0 | 0 | 0 | 0 | 0 | 6.7959
60634_G_PV1 | S_VACA | North Carolina | 37 | Gaston | 71 | 60634 | PV1 | Auten Road Farm, LLC | 0 | 2017 | 9999 | Solar PV | [5 empty] | Non-Fossil | G | 2025 | Solar |  | 0 | 0 | 0 | 0 | 0 | 0 | 0 | 0 | 0 | 0 | 0 | 0 | 0 | 0 | 0 | 0 | 1.5159 | 2.6889 | 4.4842 | 8.689 | 0 | 0 | 0 | 0 | 0 | 0 | 0 | 0 | 0 | 0 | 0 | 0 | 0 | 0 | 0 | 0 | 0 | 0 | 0 | 0 | 0.13984 | 0 | 0 | 0 | 0 | 0 | 0 | 0 | 0 | 0 | 4.997
60633_G_PV1 | S_VACA | North Carolina | 37 | Bladen | 17 | 60633 | PV1 | Gainey Solar, LLC | 0 | 2016 | 9999 | Solar PV | [5 empty] | Non-Fossil | G | 2025 | Solar |  | 0 | 0 | 0 | 0 | 0 | 0 | 0 | 0 | 0 | 0 | 0 | 0 | 0 | 0 | 0 | 0 | 0.60635 | 1.0756 | 1.7937 | 3.4756 | 0 | 0 | 0 | 0 | 0 | 0 | 0 | 0 | 0 | 0 | 0 | 0 | 0 | 0 | 0 | 0 | 0 | 0 | 0 | 0 | 0.055937 | 0 | 0 | 0 | 0 | 0 | 0 | 0 | 0 | 0 | 1.9988
60632_G_PV1 | MIS_MNWI | Minnesota | 27 | Scott | 139 | 60632 | PV1 | Blue Lake Solar | 0 | 2016 | 9999 | Solar PV | [5 empty] | Non-Fossil | G | 2025 | Solar |  | 0 | 0 | 0 | 0 | 0 | 0 | 0 | 0 | 0 | 0 | 0 | 0 | 0 | 0 | 0 | 0 | 0.90335 | 1.9306 | 2.9622 | 5.7962 | 0 | 0 | 0 | 0 | 0 | 0 | 0 | 0 | 0 | 0 | 0 | 0 | 0 | 0 | 0 | 0 | 0 | 0 | 0 | 0 | 0.1028 | 0 | 0 | 0 | 0 | 0 | 0 | 0 | 0 | 0 | 3.6733
60631_G_PV1 | MIS_MNWI | Minnesota | 27 | Dakota | 37 | 60631 | PV1 | Empire Solar | 0 | 2016 | 9999 | Solar PV | [5 empty] | Non-Fossil | G | 2025 | Solar |  | 0 | 0 | 0 | 0 | 0 | 0 | 0 | 0 | 0 | 0 | 0 | 0 | 0 | 0 | 0 | 0 | 1.6214 | 3.4652 | 5.3168 | 10.4034 | 0 | 0 | 0 | 0 | 0 | 0 | 0 | 0 | 0 | 0 | 0 | 0 | 0 | 0 | 0 | 0 | 0 | 0 | 0 | 0 | 0.18451 | 0 | 0 | 0 | 0 | 0 | 0 | 0 | 0 | 0 | 6.593
6063_G_3 | MIS_MIDA | Iowa | 19 | Black Hawk | 13 | 6063 | 3 | Electrifarm | 20031 | 1978 | 9999 | Combustion Turbine |  |  |  | H2O |  | Fossil | G | 2025 | NaturalGas |  | 0 | 0 | 0 | 0 | 0 | 0 | 0 | 0 | 0 | 0 | 0 | 0 | 0 | 0 | 0 | 0 | 0 | 0 | 0 | 0 | 0 | 0 | 0 | 0 | 0 | 0 | 0 | 0 | 0 | 0 | 0 | 0 | 0 | 0 | 0 | 0 | 0 | 0 | 0 | 0 | 1.2978 | 0 | 0 | 0 | 0 | 0 | 0 | 0 | 0 | 0 | 69.4
6063_G_2 | MIS_MIDA | Iowa | 19 | Black Hawk | 13 | 6063 | 2 | Electrifarm | 20043 | 1978 | 9999 | Combustion Turbine |  |  |  | H2O |  | Fossil | G | 2025 | NaturalGas |  | 0 | 0 | 0 | 0 | 0 | 0 | 0 | 0 | 0 | 0 | 0 | 0 | 0 | 0 | 0 | 0 | 0 | 0 | 0 | 0 | 0 | 0 | 0 | 0 | 0 | 0 | 0 | 0 | 0 | 0 | 0 | 0 | 0 | 0 | 0 | 0 | 0 | 0 | 0 | 0 | 1.2436 | 0 | 0 | 0 | 0 | 0 | 0 | 0 | 0 | 0 | 66.5
6063_G_1 | MIS_MIDA | Iowa | 19 | Black Hawk | 13 | 6063 | 1 | Electrifarm | 20020 | 1975 | 9999 | Combustion Turbine | [5 empty] | Fossil | G | 2025 | NaturalGas |  | 0 | 0 | 0 | 0 | 0 | 0 | 0 | 0 | 0 | 0 | 0 | 0 | 0 | 0 | 0 | 0 | 0 | 0 | 0 | 0 | 0 | 0 | 0 | 0 | 0 | 0 | 0 | 0 | 0 | 0 | 0 | 0 | 0 | 0 | 0 | 0 | 0 | 0 | 0 | 0 | 1.107 | 0 | 0 | 0 | 0 | 0 | 0 | 0 | 0 | 0 | 59.2
60629_G_PV1 | S_VACA | North Carolina | 37 | Person | 145 | 60629 | PV1 | Perkins Solar, LLC | 0 | 2016 | 9999 | Solar PV | [5 empty] | Non-Fossil | G | 2025 | Solar |  | 0 | 0 | 0 | 0 | 0 | 0 | 0 | 0 | 0 | 0 | 0 | 0 | 0 | 0 | 0 | 0 | 0.60635 | 1.0756 | 1.7937 | 3.4756 | 0 | 0 | 0 | 0 | 0 | 0 | 0 | 0 | 0 | 0 | 0 | 0 | 0 | 0 | 0 | 0 | 0 | 0 | 0 | 0 | 0.055937 | 0 | 0 | 0 | 0 | 0 | 0 | 0 | 0 | 0 | 1.9988
60625_G_CANAL | NENGREST | Massachusetts | 25 | Barnstable | 1 | 60625 | CANAL | NRG Renew Canal 1 CSG LLC | 0 | 2017 | 9999 | Solar PV | [5 empty] | Non-Fossil | G | 2025 | Solar |  | 0 | 0 | 0 | 0 | 0 | 0 | 0 | 0 | 0 | 0 | 0 | 0 | 0 | 0 | 0 | 0 | 0.26313 | 0.54711 | 0.83586 | 1.6461 | 0 | 0 | 0 | 0 | 0 | 0 | 0 | 0 | 0 | 0 | 0 | 0 | 0 | 0 | 0 | 0 | 0 | 0 | 0 | 0 | 0.03285 | 0 | 0 | 0 | 0 | 0 | 0 | 0 | 0 | 0 | 1.1738
60622_G_AMPBG | PJM_ATSI | Ohio | 39 | Wood | 173 | 60622 | AMPBG | DG AMP Solar Bowling Green | 0 | 2017 | 9999 | Solar PV | [5 empty] | Non-Fossil | G | 2025 | Solar |  | 0 | 0 | 0 | 0 | 0 | 0 | 0 | 0 | 0 | 0 | 0 | 0 | 0 | 0 | 0 | 0 | 4.8472 | 10.4303 | 16.1692 | 31.4467 | 0 | 0 | 0 | 0 | 0 | 0 | 0 | 0 | 0 | 0 | 0 | 0 | 0 | 0 | 0 | 0 | 0 | 0 | 0 | 0 | 0.55971 | 0 | 0 | 0 | 0 | 0 | 0 | 0 | 0 | 0 | 20
60621_G_WL | NENGREST | Massachusetts | 25 | Worcester | 27 | 60621 | WL | Worcester Landfill | 0 | 2017 | 9999 | Solar PV | [5 empty] | Non-Fossil | G | 2025 | Solar |  | 0 | 0 | 0 | 0 | 0 | 0 | 0 | 0 | 0 | 0 | 0 | 0 | 0 | 0 | 0 | 0 | 1.4253 | 2.9635 | 4.5275 | 8.9164 | 0 | 0 | 0 | 0 | 0 | 0 | 0 | 0 | 0 | 0 | 0 | 0 | 0 | 0 | 0 | 0 | 0 | 0 | 0 | 0 | 0.17794 | 0 | 0 | 0 | 0 | 0 | 0 | 0 | 0 | 0 | 6.3582
60620_G_NSW | SPP_N | Kansas | 20 | Pratt | 151 | 60620 | NSW | Ninnescah Wind Energy, LLC | 0 | 2016 | 9999 | Onshore Wind | [5 empty] | Non-Fossil | G | 2025 | Wind |  | 0 | 0 | 0 | 0 | 0 | 0 | 0 | 0 | 0 | 0 | 0 | 0 | 0 | 0 | 0 | 0 | 178.4262 | 269.6818 | 274.2714 | 722.3794 | 0 | 0 | 0 | 0 | 0 | 0 | 0 | 0 | 0 | 0 | 0 | 0 | 0 | 0 | 0 | 0 | 0 | 0 | 0 | 0 | 8.2194 | 0 | 0 | 0 | 0 | 0 | 0 | 0 | 0 | 0 | 208.3
60618_G_1 | PJM_West | Ohio | 39 | Allen | 3 | 60618 | 1 | AEP Bluffton NaS | 0 | 2008 | 9999 | Energy Storage | [5 empty] | Non-Fossil | G | 2025 | EnerStor |  | 0 | 0 | 0 | 0 | 0 | 0 | 0 | 0 | 0 | 0 | 0 | 0 | 0 | 0 | 0 | 0 | 0.13069 | 0.085016 | 0.94704 | 1.1627 | 0 | 0 | 0 | 0 | 0 | 0 | 0 | 0 | 0 | 0 | 0 | 0 | 0 | 0 | 0 | 0 | 0 | 0 | 0 | 0 | 0 | 0 | 0 | 0 | 0 | 0 | 0 | 0 | 0 | 0 | 1.2453
60617_G_1 | PJM_West | Indiana | 18 | Whitley | 183 | 60617 | 1 | AEP Churubusco NaS | 0 | 2009 | 9999 | Energy Storage | [5 empty] | Non-Fossil | G | 2025 | EnerStor |  | 0 | 0 | 0 | 0 | 0 | 0 | 0 | 0 | 0 | 0 | 0 | 0 | 0 | 0 | 0 | 0 | 0.3798 | 0.3366 | 1.521 | 2.2374 | 0 | 0 | 0 | 0 | 0 | 0 | 0 | 0 | 0 | 0 | 0 | 0 | 0 | 0 | 0 | 0 | 0 | 0 | 0 | 0 | 0 | 0 | 0 | 0 | 0 | 0 | 0 | 0 | 0 | 0 | 2
60616_G_BCSLR | WECC_PNW | Oregon | 41 | Lake | 37 | 60616 | BCSLR | BC Solar | 0 | 2016 | 9999 | Solar PV | [5 empty] | Non-Fossil | G | 2025 | Solar |  | 0 | 0 | 0 | 0 | 0 | 0 | 0 | 0 | 0 | 0 | 0 | 0 | 0 | 0 | 0 | 0 | 1.9243 | 4.2683 | 6.6151 | 12.8078 | 0 | 0 | 0 | 0 | 0 | 0 | 0 | 0 | 0 | 0 | 0 | 0 | 0 | 0 | 0 | 0 | 0 | 0 | 0 | 0 | 0.20071 | 0 | 0 | 0 | 0 | 0 | 0 | 0 | 0 | 0 | 7.1719
60615_G_BRKLY | NENGREST | Massachusetts | 25 | Bristol | 5 | 60615 | BRKLY | Southern Sky Renew Energy Berkley LLC | 0 | 2014 | 9999 | Solar PV | [5 empty] | Non-Fossil | G | 2025 | Solar |  | 0 | 0 | 0 | 0 | 0 | 0 | 0 | 0 | 0 | 0 | 0 | 0 | 0 | 0 | 0 | 0 | 0.65784 | 1.3678 | 2.0896 | 4.1152 | 0 | 0 | 0 | 0 | 0 | 0 | 0 | 0 | 0 | 0 | 0 | 0 | 0 | 0 | 0 | 0 | 0 | 0 | 0 | 0 | 0.082124 | 0 | 0 | 0 | 0 | 0 | 0 | 0 | 0 | 0 | 2.9345
60614_G_PALMR | NENGREST | Massachusetts | 25 | Hampden | 13 | 60614 | PALMR | WYM 1250 Palmer LLC | 0 | 2013 | 9999 | Solar PV | [5 empty] | Non-Fossil | G | 2025 | Solar |  | 0 | 0 | 0 | 0 | 0 | 0 | 0 | 0 | 0 | 0 | 0 | 0 | 0 | 0 | 0 | 0 | 0.21928 | 0.45593 | 0.69655 | 1.3717 | 0 | 0 | 0 | 0 | 0 | 0 | 0 | 0 | 0 | 0 | 0 | 0 | 0 | 0 | 0 | 0 | 0 | 0 | 0 | 0 | 0.027375 | 0 | 0 | 0 | 0 | 0 | 0 | 0 | 0 | 0 | 0.97818
60613_G_NBKFD | NENGREST | Massachusetts | 25 | Worcester | 27 | 60613 | NBKFD | Brookfield Solar 2013 LLC | 0 | 2013 | 9999 | Solar PV | [5 empty] | Non-Fossil | G | 2025 | Solar |  | 0 | 0 | 0 | 0 | 0 | 0 | 0 | 0 | 0 | 0 | 0 | 0 | 0 | 0 | 0 | 0 | 0.43856 | 0.91185 | 1.3931 | 2.7435 | 0 | 0 | 0 | 0 | 0 | 0 | 0 | 0 | 0 | 0 | 0 | 0 | 0 | 0 | 0 | 0 | 0 | 0 | 0 | 0 | 0.05475 | 0 | 0 | 0 | 0 | 0 | 0 | 0 | 0 | 0 | 1.9564
60612_G_MORIN | NENGREST | Massachusetts | 25 | Worcester | 27 | 60612 | MORIN | Morin Solar 2013 LLC | 0 | 2013 | 9999 | Solar PV | [5 empty] | Non-Fossil | G | 2025 | Solar |  | 0 | 0 | 0 | 0 | 0 | 0 | 0 | 0 | 0 | 0 | 0 | 0 | 0 | 0 | 0 | 0 | 0.87712 | 1.8237 | 2.7862 | 5.487 | 0 | 0 | 0 | 0 | 0 | 0 | 0 | 0 | 0 | 0 | 0 | 0 | 0 | 0 | 0 | 0 | 0 | 0 | 0 | 0 | 0.1095 | 0 | 0 | 0 | 0 | 0 | 0 | 0 | 0 | 0 | 3.9127
60611_G_PV1 | PJM_Dom | North Carolina | 37 | Currituck | 53 | 60611 | PV1 | Summit Farms Solar | 0 | 2016 | 9999 | Solar PV | [5 empty] | Non-Fossil | G | 2025 | Solar |  | 0 | 0 | 0 | 0 | 0 | 0 | 0 | 0 | 0 | 0 | 0 | 0 | 0 | 0 | 0 | 0 | 18.6207 | 32.3053 | 58.0973 | 109.0233 | 0 | 0 | 0 | 0 | 0 | 0 | 0 | 0 | 0 | 0 | 0 | 0 | 0 | 0 | 0 | 0 | 0 | 0 | 0 | 0 | 1.6791 | 0 | 0 | 0 | 0 | 0 | 0 | 0 | 0 | 0 | 60
60609_G_PV1 | NENG_CT | Connecticut | 9 | New London | 11 | 60609 | PV1 | CMEEC - Norwich Stott St Solar | 0 | 2016 | 9999 | Solar PV | [5 empty] | Non-Fossil | G | 2025 | Solar |  | 0 | 0 | 0 | 0 | 0 | 0 | 0 | 0 | 0 | 0 | 0 | 0 | 0 | 0 | 0 | 0 | 0.5377 | 1.1161 | 1.7065 | 3.3603 | 0 | 0 | 0 | 0 | 0 | 0 | 0 | 0 | 0 | 0 | 0 | 0 | 0 | 0 | 0 | 0 | 0 | 0 | 0 | 0 | 0.05451 | 0 | 0 | 0 | 0 | 0 | 0 | 0 | 0 | 0 | 1.9478
60609_G_BA1 | NENG_CT | Connecticut | 9 | New London | 11 | 60609 | BA1 | CMEEC - Norwich Stott St Solar | 0 | 2016 | 9999 | Energy Storage | [5 empty] | Non-Fossil | G | 2025 | EnerStor |  | 0 | 0 | 0 | 0 | 0 | 0 | 0 | 0 | 0 | 0 | 0 | 0 | 0 | 0 | 0 | 0 | 0 | 0.00144 | 0.17208 | 0.17352 | 0 | 0 | 0 | 0 | 0 | 0 | 0 | 0 | 0 | 0 | 0 | 0 | 0 | 0 | 0 | 0 | 0 | 0 | 0 | 0 | 0 | 0 | 0 | 0 | 0 | 0 | 0 | 0 | 0 | 0 | 0.8
60608_G_PV1 | NENG_CT | Connecticut | 9 | New London | 11 | 60608 | PV1 | CMEEC - Navy NE Trident | 0 | 2017 | 9999 | Solar PV | [5 empty] | Non-Fossil | G | 2025 | Solar |  | 0 | 0 | 0 | 0 | 0 | 0 | 0 | 0 | 0 | 0 | 0 | 0 | 0 | 0 | 0 | 0 | 0.26885 | 0.55807 | 0.85325 | 1.6802 | 0 | 0 | 0 | 0 | 0 | 0 | 0 | 0 | 0 | 0 | 0 | 0 | 0 | 0 | 0 | 0 | 0 | 0 | 0 | 0 | 0.027255 | 0 | 0 | 0 | 0 | 0 | 0 | 0 | 0 | 0 | 0.9739
60607_G_PV1 | NENG_CT | Connecticut | 9 | New London | 11 | 60607 | PV1 | CMEEC - Polaris Park Solar | 0 | 2017 | 9999 | Solar PV | [5 empty] | Non-Fossil | G | 2025 | Solar |  | 0 | 0 | 0 | 0 | 0 | 0 | 0 | 0 | 0 | 0 | 0 | 0 | 0 | 0 | 0 | 0 | 0.94098 | 1.9532 | 2.9864 | 5.8806 | 0 | 0 | 0 | 0 | 0 | 0 | 0 | 0 | 0 | 0 | 0 | 0 | 0 | 0 | 0 | 0 | 0 | 0 | 0 | 0 | 0.095392 | 0 | 0 | 0 | 0 | 0 | 0 | 0 | 0 | 0 | 3.4086
60607_G_BA1 | NENG_CT | Connecticut | 9 | New London | 11 | 60607 | BA1 | CMEEC - Polaris Park Solar | 0 | 2017 | 9999 | Energy Storage | [5 empty] | Non-Fossil | G | 2025 | EnerStor |  | 0 | 0 | 0 | 0 | 0 | 0 | 0 | 0 | 0 | 0 | 0 | 0 | 0 | 0 | 0 | 0 | 0 | 0.00144 | 0.17208 | 0.17352 | 0 | 0 | 0 | 0 | 0 | 0 | 0 | 0 | 0 | 0 | 0 | 0 | 0 | 0 | 0 | 0 | 0 | 0 | 0 | 0 | 0 | 0 | 0 | 0 | 0 | 0 | 0 | 0 | 0 | 0 | 0.8
60605_G_PV1 | NENG_CT | Connecticut | 9 | New London | 11 | 60605 | PV1 | CMEEC - Rogers Rd Solar | 0 | 2017 | 9999 | Solar PV | [5 empty] | Non-Fossil | G | 2025 | Solar |  | 0 | 0 | 0 | 0 | 0 | 0 | 0 | 0 | 0 | 0 | 0 | 0 | 0 | 0 | 0 | 0 | 0.40328 | 0.8371 | 1.2799 | 2.5203 | 0 | 0 | 0 | 0 | 0 | 0 | 0 | 0 | 0 | 0 | 0 | 0 | 0 | 0 | 0 | 0 | 0 | 0 | 0 | 0 | 0.040882 | 0 | 0 | 0 | 0 | 0 | 0 | 0 | 0 | 0 | 1.4608
60604_G_PV1 | PJM_EMAC | Maryland | 24 | Queen Annes | 35 | 60604 | PV1 | Wye Mills VNEM | 0 | 2016 | 9999 | Solar PV | [5 empty] | Non-Fossil | G | 2025 | Solar |  | 0 | 0 | 0 | 0 | 0 | 0 | 0 | 0 | 0 | 0 | 0 | 0 | 0 | 0 | 0 | 0 | 2.3957 | 5.0894 | 9.0353 | 16.5204 | 0 | 0 | 0 | 0 | 0 | 0 | 0 | 0 | 0 | 0 | 0 | 0 | 0 | 0 | 0 | 0 | 0 | 0 | 0 | 0 | 0.27985 | 0 | 0 | 0 | 0 | 0 | 0 | 0 | 0 | 0 | 10
60603_G_PV1 | WECC_AZ | Arizona | 4 | Mohave | 15 | 60603 | PV1 | Jacobson 5 MW Solar | 0 | 2017 | 9999 | Solar PV | [5 empty] | Non-Fossil | G | 2025 | Solar |  | 0 | 0 | 0 | 0 | 0 | 0 | 0 | 0 | 0 | 0 | 0 | 0 | 0 | 0 | 0 | 0 | 1.8455 | 3.3297 | 4.8223 | 9.9974 | 0 | 0 | 0 | 0 | 0 | 0 | 0 | 0 | 0 | 0 | 0 | 0 | 0 | 0 | 0 | 0 | 0 | 0 | 0 | 0 | 0.18464 | 0 | 0 | 0 | 0 | 0 | 0 | 0 | 0 | 0 | 4.0903
60602_G_WYN1 | S_VACA | North Carolina | 37 | Wayne | 191 | 60602 | WYN1 | Wayne Solar I LLC | 0 | 2014 | 9999 | Solar PV | [5 empty] | Non-Fossil | G | 2025 | Solar |  | 0 | 0 | 0 | 0 | 0 | 0 | 0 | 0 | 0 | 0 | 0 | 0 | 0 | 0 | 0 | 0 | 1.5159 | 2.6889 | 4.4842 | 8.689 | 0 | 0 | 0 | 0 | 0 | 0 | 0 | 0 | 0 | 0 | 0 | 0 | 0 | 0 | 0 | 0 | 0 | 0 | 0 | 0 | 0.13984 | 0 | 0 | 0 | 0 | 0 | 0 | 0 | 0 | 0 | 4.997
60600_G_PV1 | S_VACA | North Carolina | 37 | Union | 179 | 60600 | PV1 | Old Pageland Monroe Road Solar Farm | 0 | 2015 | 9999 | Solar PV | [5 empty] | Non-Fossil | G | 2025 | Solar |  | 0 | 0 | 0 | 0 | 0 | 0 | 0 | 0 | 0 | 0 | 0 | 0 | 0 | 0 | 0 | 0 | 1.6068 | 2.8502 | 4.7533 | 9.2103 | 0 | 0 | 0 | 0 | 0 | 0 | 0 | 0 | 0 | 0 | 0 | 0 | 0 | 0 | 0 | 0 | 0 | 0 | 0 | 0 | 0.14823 | 0 | 0 | 0 | 0 | 0 | 0 | 0 | 0 | 0 | 5.2968
6060_G_4 | WECC_IID | California | 6 | Riverside | 65 | 6060 | 4 | Coachella | 17241 | 1976 | 9999 | Combustion Turbine | [5 empty] | Fossil | G | 2025 | Oil |  | 0 | 0 | 0 | 0 | 0 | 0 | 0 | 0 | 0 | 0 | 0 | 0 | 0 | 0 | 0 | 0 | 0 | 0 | 0 | 0 | 0 | 0 | 0 | 0 | 0 | 0 | 0 | 0 | 0 | 0 | 0 | 0 | 0 | 0 | 0 | 0 | 0 | 0 | 0 | 0 | 0.38896 | 0 | 0 | 0 | 0 | 0 | 0 | 0 | 0 | 0 | 20.8
6060_G_3 | WECC_IID | California | 6 | Riverside | 65 | 6060 | 3 | Coachella | 17239 | 1974 | 9999 | Combustion Turbine | [5 empty] | Fossil | G | 2025 | Oil |  | 0 | 0 | 0 | 0 | 0 | 0 | 0 | 0 | 0 | 0 | 0 | 0 | 0 | 0 | 0 | 0 | 0 | 0 | 0 | 0 | 0 | 0 | 0 | 0 | 0 | 0 | 0 | 0 | 0 | 0 | 0 | 0 | 0 | 0 | 0 | 0 | 0 | 0 | 0 | 0 | 0.38709 | 0 | 0 | 0 | 0 | 0 | 0 | 0 | 0 | 0 | 20.7
6060_G_2 | WECC_IID | California | 6 | Riverside | 65 | 6060 | 2 | Coachella | 17240 | 1973 | 9999 | Combustion Turbine | [5 empty] | Fossil | G | 2025 | Oil |  | 0 | 0 | 0 | 0 | 0 | 0 | 0 | 0 | 0 | 0 | 0 | 0 | 0 | 0 | 0 | 0 | 0 | 0 | 0 | 0 | 0 | 0 | 0 | 0 | 0 | 0 | 0 | 0 | 0 | 0 | 0 | 0 | 0 | 0 | 0 | 0 | 0 | 0 | 0 | 0 | 0.374 | 0 | 0 | 0 | 0 | 0 | 0 | 0 | 0 | 0 | 20
6060_G_1 | WECC_IID | California | 6 | Riverside | 65 | 6060 | 1 | Coachella | 17240 | 1973 | 9999 | Combustion Turbine | [5 empty] | Fossil | G | 2025 | Oil |  | 0 | 0 | 0 | 0 | 0 | 0 | 0 | 0 | 0 | 0 | 0 | 0 | 0 | 0 | 0 | 0 | 0 | 0 | 0 | 0 | 0 | 0 | 0 | 0 | 0 | 0 | 0 | 0 | 0 | 0 | 0 | 0 | 0 | 0 | 0 | 0 | 0 | 0 | 0 | 0 | 0.37587 | 0 | 0 | 0 | 0 | 0 | 0 | 0 | 0 | 0 | 20.1
60599_G_DPLN | S_VACA | North Carolina | 37 | Duplin | 61 | 60599 | DPLN | Duplin Solar I LLC (160 Houston Lane) | 0 | 2014 | 9999 | Solar PV | [5 empty] | Non-Fossil | G | 2025 | Solar |  | 0 | 0 | 0 | 0 | 0 | 0 | 0 | 0 | 0 | 0 | 0 | 0 | 0 | 0 | 0 | 0 | 1.5159 | 2.6889 | 4.4842 | 8.689 | 0 | 0 | 0 | 0 | 0 | 0 | 0 | 0 | 0 | 0 | 0 | 0 | 0 | 0 | 0 | 0 | 0 | 0 | 0 | 0 | 0.13984 | 0 | 0 | 0 | 0 | 0 | 0 | 0 | 0 | 0 | 4.997
60598_G_WYN2 | S_VACA | North Carolina | 37 | Wayne | 191 | 60598 | WYN2 | Wayne Solar II LLC | 0 | 2014 | 9999 | Solar PV | [5 empty] | Non-Fossil | G | 2025 | Solar |  | 0 | 0 | 0 | 0 | 0 | 0 | 0 | 0 | 0 | 0 | 0 | 0 | 0 | 0 | 0 | 0 | 1.5159 | 2.6889 | 4.4842 | 8.689 | 0 | 0 | 0 | 0 | 0 | 0 | 0 | 0 | 0 | 0 | 0 | 0 | 0 | 0 | 0 | 0 | 0 | 0 | 0 | 0 | 0.13984 | 0 | 0 | 0 | 0 | 0 | 0 | 0 | 0 | 0 | 4.997
60597_G_WYN3 | S_VACA | North Carolina | 37 | Wayne | 191 | 60597 | WYN3 | Wayne Solar III LLC | 0 | 2014 | 9999 | Solar PV | [5 empty] | Non-Fossil | G | 2025 | Solar |  | 0 | 0 | 0 | 0 | 0 | 0 | 0 | 0 | 0 | 0 | 0 | 0 | 0 | 0 | 0 | 0 | 1.5159 | 2.6889 | 4.4842 | 8.689 | 0 | 0 | 0 | 0 | 0 | 0 | 0 | 0 | 0 | 0 | 0 | 0 | 0 | 0 | 0 | 0 | 0 | 0 | 0 | 0 | 0.13984 | 0 | 0 | 0 | 0 | 0 | 0 | 0 | 0 | 0 | 4.997
60594_G_VYGR1 | WECC_SCE | California | 6 | Kern | 29 | 60594 | VYGR1 | Voyager Wind I | 0 | 2019 | 9999 | Onshore Wind | [5 empty] | Non-Fossil | G | 2025 | Wind |  | 0 | 0 | 0 | 0 | 0 | 0 | 0 | 0 | 0 | 0 | 0 | 0 | 0 | 0 | 0 | 0 | 45.2266 | 93.6921 | 158.3014 | 297.2201 | 0 | 0 | 0 | 0 | 0 | 0 | 0 | 0 | 0 | 0 | 0 | 0 | 0 | 0 | 0 | 0 | 0 | 0 | 0 | 0 | 3.6793 | 0 | 0 | 0 | 0 | 0 | 0 | 0 | 0 | 0 | 130.5786
60593_G_WBFC | NENG_CT | Connecticut | 9 | New Haven | 9 | 60593 | WBFC | UI RCP Woodbridge FC | 8653 | 2016 | 9999 | Fuel Cell | [5 empty] | Non-Fossil | G | 2025 | NaturalGas |  | 0 | 0 | 0 | 0 | 0 | 0 | 0 | 0 | 0 | 0 | 0 | 0 | 0 | 0 | 0 | 0 | 0 | 0 | 0 | 0 | 0 | 0 | 0 | 0 | 0 | 0 | 0 | 0 | 0 | 0 | 0 | 0 | 0 | 0 | 0 | 0 | 0 | 0 | 0 | 0 | 0 | 0 | 0 | 0 | 0 | 0 | 0 | 0 | 0 | 0 | 2.2
60592_G_WT1 | SPP_WEST | Oklahoma | 40 | Stephens | 137 | 60592 | WT1 | Rush Springs Wind | 0 | 2016 | 9999 | Onshore Wind | [5 empty] | Non-Fossil | G | 2025 | Wind |  | 0 | 0 | 0 | 0 | 0 | 0 | 0 | 0 | 0 | 0 | 0 | 0 | 0 | 0 | 0 | 0 | 214.7515 | 330.3718 | 334.0974 | 879.2207 | 0 | 0 | 0 | 0 | 0 | 0 | 0 | 0 | 0 | 0 | 0 | 0 | 0 | 0 | 0 | 0 | 0 | 0 | 0 | 0 | 9.6228 | 0 | 0 | 0 | 0 | 0 | 0 | 0 | 0 | 0 | 247.0467
60591_G_RS1 | WECC_SCE | California | 6 | Kern | 29 | 60591 | RS1 | Solar Star California, XLI, LLC | 0 | 2016 | 9999 | Solar PV | [5 empty] | Non-Fossil | G | 2025 | Solar |  | 0 | 0 | 0 | 0 | 0 | 0 | 0 | 0 | 0 | 0 | 0 | 0 | 0 | 0 | 0 | 0 | 22.7207 | 42.1532 | 65.3355 | 130.2094 | 0 | 0 | 0 | 0 | 0 | 0 | 0 | 0 | 0 | 0 | 0 | 0 | 0 | 0 | 0 | 0 | 0 | 0 | 0 | 0 | 1.9509 | 0 | 0 | 0 | 0 | 0 | 0 | 0 | 0 | 0 | 54
60590_G_RS1 | WECC_SCE | California | 6 | Kern | 29 | 60590 | RS1 | Golden Fields Solar I, LLC | 0 | 2016 | 9999 | Solar PV | [5 empty] | Non-Fossil | G | 2025 | Solar |  | 0 | 0 | 0 | 0 | 0 | 0 | 0 | 0 | 0 | 0 | 0 | 0 | 0 | 0 | 0 | 0 | 22.7207 | 42.1532 | 65.3355 | 130.2094 | 0 | 0 | 0 | 0 | 0 | 0 | 0 | 0 | 0 | 0 | 0 | 0 | 0 | 0 | 0 | 0 | 0 | 0 | 0 | 0 | 1.9509 | 0 | 0 | 0 | 0 | 0 | 0 | 0 | 0 | 0 | 54
60587_G_WND1 | MIS_IL | Illinois | 17 | Ford | 53 | 60587 | WND1 | Kelly Creek Wind Project | 0 | 2016 | 9999 | Onshore Wind | [5 empty] | Non-Fossil | G | 2025 | Wind |  | 0 | 0 | 0 | 0 | 0 | 0 | 0 | 0 | 0 | 0 | 0 | 0 | 0 | 0 | 0 | 0 | 170.0414 | 225.7934 | 152.8509 | 548.6857 | 0 | 0 | 0 | 0 | 0 | 0 | 0 | 0 | 0 | 0 | 0 | 0 | 0 | 0 | 0 | 0 | 0 | 0 | 0 | 0 | 6.6468 | 0 | 0 | 0 | 0 | 0 | 0 | 0 | 0 | 0 | 184
60586_G_PV01 | S_SOU | Georgia | 13 | Walton | 297 | 60586 | PV01 | Pleasant Valley Solar | 0 | 2016 | 9999 | Solar PV | [5 empty] | Non-Fossil | G | 2025 | Solar |  | 0 | 0 | 0 | 0 | 0 | 0 | 0 | 0 | 0 | 0 | 0 | 0 | 0 | 0 | 0 | 0 | 0.9602 | 1.6522 | 2.4805 | 5.0929 | 0 | 0 | 0 | 0 | 0 | 0 | 0 | 0 | 0 | 0 | 0 | 0 | 0 | 0 | 0 | 0 | 0 | 0 | 0 | 0 | 0.069964 | 0 | 0 | 0 | 0 | 0 | 0 | 0 | 0 | 0 | 2.5
60585_G_MV01 | S_SOU | Georgia | 13 | Walton | 297 | 60585 | MV01 | Mount Vernon Solar | 0 | 2015 | 9999 | Solar PV | [5 empty] | Non-Fossil | G | 2025 | Solar |  | 0 | 0 | 0 | 0 | 0 | 0 | 0 | 0 | 0 | 0 | 0 | 0 | 0 | 0 | 0 | 0 | 0.38408 | 0.66089 | 0.99221 | 2.0372 | 0 | 0 | 0 | 0 | 0 | 0 | 0 | 0 | 0 | 0 | 0 | 0 | 0 | 0 | 0 | 0 | 0 | 0 | 0 | 0 | 0.027985 | 0 | 0 | 0 | 0 | 0 | 0 | 0 | 0 | 0 | 1
60583_G_PV1 | S_SOU | Alabama | 1 | Chambers | 17 | 60583 | PV1 | LaFayette Solar Farm | 0 | 2017 | 9999 | Solar PV | [5 empty] | Non-Fossil | G | 2025 | Solar |  | 0 | 0 | 0 | 0 | 0 | 0 | 0 | 0 | 0 | 0 | 0 | 0 | 0 | 0 | 0 | 0 | 30.4191 | 52.3425 | 78.5829 | 161.3446 | 0 | 0 | 0 | 0 | 0 | 0 | 0 | 0 | 0 | 0 | 0 | 0 | 0 | 0 | 0 | 0 | 0 | 0 | 0 | 0 | 2.2164 | 0 | 0 | 0 | 0 | 0 | 0 | 0 | 0 | 0 | 79.2
60581_G_UCTX | ERC_WEST | Texas | 48 | Upton | 461 | 60581 | UCTX | Upton County Solar | 0 | 2017 | 9999 | Solar PV | [5 empty] | Non-Fossil | G | 2025 | Solar |  | 0 | 0 | 0 | 0 | 0 | 0 | 0 | 0 | 0 | 0 | 0 | 0 | 0 | 0 | 0 | 0 | 67.5373 | 97.4166 | 169.4146 | 334.3685 | 0 | 0 | 0 | 0 | 0 | 0 | 0 | 0 | 0 | 0 | 0 | 0 | 0 | 0 | 0 | 0 | 0 | 0 | 0 | 0 | 4.1978 | 0 | 0 | 0 | 0 | 0 | 0 | 0 | 0 | 0 | 150
60580_G_1 | S_VACA | North Carolina | 37 | Cumberland | 51 | 60580 | 1 | Soluga Farms III | 0 | 2015 | 9999 | Solar PV | [5 empty] | Non-Fossil | G | 2025 | Solar |  | 0 | 0 | 0 | 0 | 0 | 0 | 0 | 0 | 0 | 0 | 0 | 0 | 0 | 0 | 0 | 0 | 1.5159 | 2.6889 | 4.4842 | 8.689 | 0 | 0 | 0 | 0 | 0 | 0 | 0 | 0 | 0 | 0 | 0 | 0 | 0 | 0 | 0 | 0 | 0 | 0 | 0 | 0 | 0.13984 | 0 | 0 | 0 | 0 | 0 | 0 | 0 | 0 | 0 | 4.997
6058_G_2 | MIS_MNWI | Minnesota | 27 | Olmsted | 109 | 6058 | 2 | Cascade Creek | 10939 | 2002 | 9999 | Combustion Turbine |  |  |  | H2O |  | Fossil | G | 2025 | NaturalGas |  | 0.0060059 | 0 | 0.089757 | 0.095763 | 0 | 0 | 0 | 0 | 0 | 0 | 0 | 0 | 0 | 0 | 0 | 0 | 0.54904 | 0 | 8.2053 | 8.7543 | 0.35159 | 0 | 5.2544 | 5.606 | 4.2049e-10 | 0 | 6.2834e-09 | 6.7039e-09 | 0.00032832 | 0 | 0.0049067 | 0.005235 | 0 | 0 | 0 | 0 | 0 | 0 | 0 | 0 | 0.92565 | 0.0086191 | 0 | 0.11253 | 0.12115 | 0.024065 | 0 | 0.3399 | 0.36396 | 0 | 49.5
6058_G_1 | MIS_MNWI | Minnesota | 27 | Olmsted | 109 | 6058 | 1 | Cascade Creek | 10939 | 1975 | 9999 | Combustion Turbine |  |  |  | H2O |  | Fossil | G | 2025 | NaturalGas |  | 0.0033852 | 0 | 0.05059 | 0.053976 | 0 | 0 | 0 | 0 | 0 | 0 | 0 | 0 | 0 | 0 | 0 | 0 | 0.30946 | 0 | 4.6248 | 4.9342 | 0.19817 | 0 | 2.9616 | 3.1597 | 2.3701e-10 | 0 | 3.5416e-09 | 3.7786e-09 | 0.0011848 | 0 | 0.017706 | 0.018891 | 0 | 0 | 0 | 0 | 0 | 0 | 0 | 0 | 0.52173 | 0.004858 | 0 | 0.063428 | 0.068286 | 0.013564 | 0 | 0.19158 | 0.20514 | 0 | 27.9
60579_G_1 | S_VACA | North Carolina | 37 | Granville | 77 | 60579 | 1 | Meriwether Farm | 0 | 2016 | 9999 | Solar PV | [5 empty] | Non-Fossil | G | 2025 | Solar |  | 0 | 0 | 0 | 0 | 0 | 0 | 0 | 0 | 0 | 0 | 0 | 0 | 0 | 0 | 0 | 0 | 1.5159 | 2.6889 | 4.4842 | 8.689 | 0 | 0 | 0 | 0 | 0 | 0 | 0 | 0 | 0 | 0 | 0 | 0 | 0 | 0 | 0 | 0 | 0 | 0 | 0 | 0 | 0.13984 | 0 | 0 | 0 | 0 | 0 | 0 | 0 | 0 | 0 | 4.997
60578_G_1 | S_VACA | North Carolina | 37 | Nash | 127 | 60578 | 1 | Kojak Farm | 0 | 2016 | 9999 | Solar PV | [5 empty] | Non-Fossil | G | 2025 | Solar |  | 0 | 0 | 0 | 0 | 0 | 0 | 0 | 0 | 0 | 0 | 0 | 0 | 0 | 0 | 0 | 0 | 1.5159 | 2.6889 | 4.4842 | 8.689 | 0 | 0 | 0 | 0 | 0 | 0 | 0 | 0 | 0 | 0 | 0 | 0 | 0 | 0 | 0 | 0 | 0 | 0 | 0 | 0 | 0.13984 | 0 | 0 | 0 | 0 | 0 | 0 | 0 | 0 | 0 | 4.997
60577_G_1 | S_VACA | North Carolina | 37 | Montgomery | 123 | 60577 | 1 | Hector Farm | 0 | 2017 | 9999 | Solar PV | [5 empty] | Non-Fossil | G | 2025 | Solar |  | 0 | 0 | 0 | 0 | 0 | 0 | 0 | 0 | 0 | 0 | 0 | 0 | 0 | 0 | 0 | 0 | 1.5159 | 2.6889 | 4.4842 | 8.689 | 0 | 0 | 0 | 0 | 0 | 0 | 0 | 0 | 0 | 0 | 0 | 0 | 0 | 0 | 0 | 0 | 0 | 0 | 0 | 0 | 0.13984 | 0 | 0 | 0 | 0 | 0 | 0 | 0 | 0 | 0 | 4.997
60576_G_1 | S_VACA | North Carolina | 37 | Anson | 7 | 60576 | 1 | Wadesboro Farm 3 | 0 | 2016 | 9999 | Solar PV | [5 empty] | Non-Fossil | G | 2025 | Solar |  | 0 | 0 | 0 | 0 | 0 | 0 | 0 | 0 | 0 | 0 | 0 | 0 | 0 | 0 | 0 | 0 | 1.5159 | 2.6889 | 4.4842 | 8.689 | 0 | 0 | 0 | 0 | 0 | 0 | 0 | 0 | 0 | 0 | 0 | 0 | 0 | 0 | 0 | 0 | 0 | 0 | 0 | 0 | 0.13984 | 0 | 0 | 0 | 0 | 0 | 0 | 0 | 0 | 0 | 4.997
60575_G_1 | S_VACA | North Carolina | 37 | Anson | 7 | 60575 | 1 | Wadesboro Farm 2 | 0 | 2016 | 9999 | Solar PV | [5 empty] | Non-Fossil | G | 2025 | Solar |  | 0 | 0 | 0 | 0 | 0 | 0 | 0 | 0 | 0 | 0 | 0 | 0 | 0 | 0 | 0 | 0 | 1.5159 | 2.6889 | 4.4842 | 8.689 | 0 | 0 | 0 | 0 | 0 | 0 | 0 | 0 | 0 | 0 | 0 | 0 | 0 | 0 | 0 | 0 | 0 | 0 | 0 | 0 | 0.13984 | 0 | 0 | 0 | 0 | 0 | 0 | 0 | 0 | 0 | 4.997
60574_G_GEN1 | SPP_WEST | Oklahoma | 40 | Ellis | 45 | 60574 | GEN1 | Great Western Wind Energy, LLC | 0 | 2016 | 9999 | Onshore Wind | [5 empty] | Non-Fossil | G | 2025 | Wind |  | 0 | 0 | 0 | 0 | 0 | 0 | 0 | 0 | 0 | 0 | 0 | 0 | 0 | 0 | 0 | 0 | 193.3537 | 297.4536 | 300.808 | 791.6153 | 0 | 0 | 0 | 0 | 0 | 0 | 0 | 0 | 0 | 0 | 0 | 0 | 0 | 0 | 0 | 0 | 0 | 0 | 0 | 0 | 8.664 | 0 | 0 | 0 | 0 | 0 | 0 | 0 | 0 | 0 | 222.431
60573_G_PV1 | MIS_WUMS | Wisconsin | 55 | Rock | 105 | 60573 | PV1 | HQC Rock River Solar Power Gen Station | 0 | 2016 | 9999 | Solar PV | [5 empty] | Non-Fossil | G | 2025 | Solar |  | 0 | 0 | 0 | 0 | 0 | 0 | 0 | 0 | 0 | 0 | 0 | 0 | 0 | 0 | 0 | 0 | 0.4298 | 0.91259 | 1.3992 | 2.7415 | 0 | 0 | 0 | 0 | 0 | 0 | 0 | 0 | 0 | 0 | 0 | 0 | 0 | 0 | 0 | 0 | 0 | 0 | 0 | 0 | 0.058769 | 0 | 0 | 0 | 0 | 0 | 0 | 0 | 0 | 0 | 2.1
60571_G_NCEP | WEC_SDGE | California | 6 | San Diego | 73 | 60571 | NCEP | North City Cogeneration Facility | 14242 | 2013 | 9999 | Landfill Gas | [5 empty] | Non-Fossil | G | 2025 | LF Gas |  | 0.034462 | 0.04511 | 0.05784 | 0.13741 | 0 | 0 | 0 | 0 | 0 | 0 | 0 | 0 | 0 | 0 | 0 | 0 | 2.4197 | 3.1674 | 4.0612 | 9.6484 | 1.986 | 2.5997 | 3.3333 | 7.9189 | 0 | 0 | 0 | 0 | 0.0014858 | 0.001945 | 0.0024938 | 0.0059246 | 0 | 0 | 0 | 0 | 0 | 0 | 0 | 0 | 0.32857 | 0.015823 | 0.020712 | 0.026557 | 0.063092 | 0 | 0 | 0 | 0 | 0 | 1.4
60570_G_SES | WEC_SDGE | California | 6 | San Diego | 73 | 60570 | SES | Escondido Energy Storage | 0 | 2017 | 9999 | Energy Storage | [5 empty] | Non-Fossil | G | 2025 | EnerStor |  | 0 | 0 | 0 | 0 | 0 | 0 | 0 | 0 | 0 | 0 | 0 | 0 | 0 | 0 | 0 | 0 | 14.0018 | 26.0977 | 32.204 | 72.3035 | 0 | 0 | 0 | 0 | 0 | 0 | 0 | 0 | 0 | 0 | 0 | 0 | 0 | 0 | 0 | 0 | 0 | 0 | 0 | 0 | 0 | 0 | 0 | 0 | 0 | 0 | 0 | 0 | 0 | 0 | 30
60569_G_SES | WEC_SDGE | California | 6 | San Diego | 73 | 60569 | SES | El Cajon Energy Storage | 0 | 2017 | 9999 | Energy Storage | [5 empty] | Non-Fossil | G | 2025 | EnerStor |  | 0 | 0 | 0 | 0 | 0 | 0 | 0 | 0 | 0 | 0 | 0 | 0 | 0 | 0 | 0 | 0 | 3.5004 | 6.5244 | 8.051 | 18.0759 | 0 | 0 | 0 | 0 | 0 | 0 | 0 | 0 | 0 | 0 | 0 | 0 | 0 | 0 | 0 | 0 | 0 | 0 | 0 | 0 | 0 | 0 | 0 | 0 | 0 | 0 | 0 | 0 | 0 | 0 | 7.5
60568_G_SES | WEC_SDGE | California | 6 | San Diego | 73 | 60568 | SES | Canyon Crest Academy | 0 | 2014 | 9999 | Energy Storage | [5 empty] | Non-Fossil | G | 2025 | EnerStor |  | 0 | 0 | 0 | 0 | 0 | 0 | 0 | 0 | 0 | 0 | 0 | 0 | 0 | 0 | 0 | 0 | 0.46673 | 0.86992 | 1.0735 | 2.4101 | 0 | 0 | 0 | 0 | 0 | 0 | 0 | 0 | 0 | 0 | 0 | 0 | 0 | 0 | 0 | 0 | 0 | 0 | 0 | 0 | 0 | 0 | 0 | 0 | 0 | 0 | 0 | 0 | 0 | 0 | 1
60567_G_SES2 | WECC_SCE | California | 6 | Orange | 59 | 60567 | SES2 | Ortega Highway Energy Storage | 0 | 2015 | 9999 | Energy Storage | [5 empty] | Non-Fossil | G | 2025 | EnerStor |  | 0 | 0 | 0 | 0 | 0 | 0 | 0 | 0 | 0 | 0 | 0 | 0 | 0 | 0 | 0 | 0 | 0.48253 | 0.89938 | 1.1091 | 2.4911 | 0 | 0 | 0 | 0 | 0 | 0 | 0 | 0 | 0 | 0 | 0 | 0 | 0 | 0 | 0 | 0 | 0 | 0 | 0 | 0 | 0 | 0 | 0 | 0 | 0 | 0 | 0 | 0 | 0 | 0 | 1
60567_G_SES1 | WECC_SCE | California | 6 | Orange | 59 | 60567 | SES1 | Ortega Highway Energy Storage | 0 | 2015 | 9999 | Energy Storage | [5 empty] | Non-Fossil | G | 2025 | EnerStor |  | 0 | 0 | 0 | 0 | 0 | 0 | 0 | 0 | 0 | 0 | 0 | 0 | 0 | 0 | 0 | 0 | 0.48253 | 0.89938 | 1.1091 | 2.4911 | 0 | 0 | 0 | 0 | 0 | 0 | 0 | 0 | 0 | 0 | 0 | 0 | 0 | 0 | 0 | 0 | 0 | 0 | 0 | 0 | 0 | 0 | 0 | 0 | 0 | 0 | 0 | 0 | 0 | 0 | 1
60566_G_SES2 | WEC_SDGE | California | 6 | San Diego | 73 | 60566 | SES2 | Pala Energy Storage Yard | 0 | 2015 | 9999 | Energy Storage | [5 empty] | Non-Fossil | G | 2025 | EnerStor |  | 0 | 0 | 0 | 0 | 0 | 0 | 0 | 0 | 0 | 0 | 0 | 0 | 0 | 0 | 0 | 0 | 0.46673 | 0.86992 | 1.0735 | 2.4101 | 0 | 0 | 0 | 0 | 0 | 0 | 0 | 0 | 0 | 0 | 0 | 0 | 0 | 0 | 0 | 0 | 0 | 0 | 0 | 0 | 0 | 0 | 0 | 0 | 0 | 0 | 0 | 0 | 0 | 0 | 1
60566_G_SES1 | WEC_SDGE | California | 6 | San Diego | 73 | 60566 | SES1 | Pala Energy Storage Yard | 0 | 2012 | 9999 | Energy Storage | [5 empty] | Non-Fossil | G | 2025 | EnerStor |  | 0 | 0 | 0 | 0 | 0 | 0 | 0 | 0 | 0 | 0 | 0 | 0 | 0 | 0 | 0 | 0 | 0.23336 | 0.43496 | 0.53673 | 1.2051 | 0 | 0 | 0 | 0 | 0 | 0 | 0 | 0 | 0 | 0 | 0 | 0 | 0 | 0 | 0 | 0 | 0 | 0 | 0 | 0 | 0 | 0 | 0 | 0 | 0 | 0 | 0 | 0 | 0 | 0 | 0.5
60565_G_SES2 | WEC_SDGE | California | 6 | San Diego | 73 | 60565 | SES2 | Borrego Springs Energy Storage | 0 | 2014 | 9999 | Energy Storage | [5 empty] | Non-Fossil | G | 2025 | EnerStor |  | 0 | 0 | 0 | 0 | 0 | 0 | 0 | 0 | 0 | 0 | 0 | 0 | 0 | 0 | 0 | 0 | 0.46673 | 0.86992 | 1.0735 | 2.4101 | 0 | 0 | 0 | 0 | 0 | 0 | 0 | 0 | 0 | 0 | 0 | 0 | 0 | 0 | 0 | 0 | 0 | 0 | 0 | 0 | 0 | 0 | 0 | 0 | 0 | 0 | 0 | 0 | 0 | 0 | 1
60565_G_SES1 | WEC_SDGE | California | 6 | San Diego | 73 | 60565 | SES1 | Borrego Springs Energy Storage | 0 | 2012 | 9999 | Energy Storage | [5 empty] | Non-Fossil | G | 2025 | EnerStor |  | 0 | 0 | 0 | 0 | 0 | 0 | 0 | 0 | 0 | 0 | 0 | 0 | 0 | 0 | 0 | 0 | 0.23336 | 0.43496 | 0.53673 | 1.2051 | 0 | 0 | 0 | 0 | 0 | 0 | 0 | 0 | 0 | 0 | 0 | 0 | 0 | 0 | 0 | 0 | 0 | 0 | 0 | 0 | 0 | 0 | 0 | 0 | 0 | 0 | 0 | 0 | 0 | 0 | 0.5
60562_G_GMPSP | NENGREST | Vermont | 50 | Addison | 1 | 60562 | GMPSP | GMP Solar - Panton | 0 | 2016 | 9999 | Solar PV | [5 empty] | Non-Fossil | G | 2025 | Solar |  | 0 | 0 | 0 | 0 | 0 | 0 | 0 | 0 | 0 | 0 | 0 | 0 | 0 | 0 | 0 | 0 | 1.1652 | 2.3775 | 3.6057 | 7.1483 | 0 | 0 | 0 | 0 | 0 | 0 | 0 | 0 | 0 | 0 | 0 | 0 | 0 | 0 | 0 | 0 | 0 | 0 | 0 | 0 | 0.13713 | 0 | 0 | 0 | 0 | 0 | 0 | 0 | 0 | 0 | 4.9
60561_G_1 | S_SOU | Georgia | 13 | Polk | 233 | 60561 | 1 | Cedartown Battery Energy Storage Project | 0 | 2015 | 9999 | Energy Storage | [5 empty] | Non-Fossil | G | 2025 | EnerStor |  | 0 | 0 | 0 | 0 | 0 | 0 | 0 | 0 | 0 | 0 | 0 | 0 | 0 | 0 | 0 | 0 | 0.2376 | 0.71318 | 0.89115 | 1.8419 | 0 | 0 | 0 | 0 | 0 | 0 | 0 | 0 | 0 | 0 | 0 | 0 | 0 | 0 | 0 | 0 | 0 | 0 | 0 | 0 | 0 | 0 | 0 | 0 | 0 | 0 | 0 | 0 | 0 | 0 | 1
60559_G_MEC3 | MIS_WUMS | Michigan | 26 | Marquette | 103 | 60559 | MEC3 | Marquette Energy Center | 11118 | 2017 | 9999 | Combustion Turbine | [5 empty] | Fossil | G | 2025 | NaturalGas |  | 0 | 0 | 0.031519 | 0.031519 | 0 | 0 | 0 | 0 | 0 | 0 | 0 | 0 | 0 | 0 | 0 | 0 | 0 | 0 | 2.835 | 2.835 | 0 | 0 | 1.8451 | 1.8451 | 0 | 0 | 2.2061e-09 | 2.2061e-09 | 0 | 0 | 0.042011 | 0.042011 | 0 | 0 | 0 | 0 | 0 | 0 | 0 | 0 | 0.31229 | 0 | 0 | 0.03443 | 0.03443 | 0 | 0 | 0.11242 | 0.11242 | 0 | 16.7
60559_G_MEC2 | MIS_WUMS | Michigan | 26 | Marquette | 103 | 60559 | MEC2 | Marquette Energy Center | 11118 | 2017 | 9999 | Combustion Turbine | [5 empty] | Fossil | G | 2025 | NaturalGas |  | 0 | 0 | 0.031519 | 0.031519 | 0 | 0 | 0 | 0 | 0 | 0 | 0 | 0 | 0 | 0 | 0 | 0 | 0 | 0 | 2.835 | 2.835 | 0 | 0 | 1.8451 | 1.8451 | 0 | 0 | 2.2061e-09 | 2.2061e-09 | 0 | 0 | 0.042011 | 0.042011 | 0 | 0 | 0 | 0 | 0 | 0 | 0 | 0 | 0.31229 | 0 | 0 | 0.03443 | 0.03443 | 0 | 0 | 0.11242 | 0.11242 | 0 | 16.7
60559_G_MEC1 | MIS_WUMS | Michigan | 26 | Marquette | 103 | 60559 | MEC1 | Marquette Energy Center | 11118 | 2017 | 9999 | Combustion Turbine | [5 empty] | Fossil | G | 2025 | NaturalGas |  | 0 | 0 | 0.031519 | 0.031519 | 0 | 0 | 0 | 0 | 0 | 0 | 0 | 0 | 0 | 0 | 0 | 0 | 0 | 0 | 2.835 | 2.835 | 0 | 0 | 1.8451 | 1.8451 | 0 | 0 | 2.2061e-09 | 2.2061e-09 | 0 | 0 | 0.042011 | 0.042011 | 0 | 0 | 0 | 0 | 0 | 0 | 0 | 0 | 0.31229 | 0 | 0 | 0.03443 | 0.03443 | 0 | 0 | 0.11242 | 0.11242 | 0 | 16.7
60558_G_PV1 | WECC_SCE | California | 6 | Riverside | 65 | 60558 | PV1 | Solar Blythe 2 | 0 | 2017 | 9999 | Solar PV | [5 empty] | Non-Fossil | G | 2025 | Solar |  | 0 | 0 | 0 | 0 | 0 | 0 | 0 | 0 | 0 | 0 | 0 | 0 | 0 | 0 | 0 | 0 | 8.4151 | 15.6123 | 24.1983 | 48.2257 | 0 | 0 | 0 | 0 | 0 | 0 | 0 | 0 | 0 | 0 | 0 | 0 | 0 | 0 | 0 | 0 | 0 | 0 | 0 | 0 | 0.72255 | 0 | 0 | 0 | 0 | 0 | 0 | 0 | 0 | 0 | 20
60556_G_SELM2 | S_C_TVA | Tennessee | 47 | Mcnairy | 109 | 60556 | SELM2 | Selmer II | 0 | 2016 | 9999 | Solar PV | [5 empty] | Non-Fossil | G | 2025 | Solar |  | 0 | 0 | 0 | 0 | 0 | 0 | 0 | 0 | 0 | 0 | 0 | 0 | 0 | 0 | 0 | 0 | 2.17 | 4.4043 | 6.6302 | 13.2044 | 0 | 0 | 0 | 0 | 0 | 0 | 0 | 0 | 0 | 0 | 0 | 0 | 0 | 0 | 0 | 0 | 0 | 0 | 0 | 0 | 0.22388 | 0 | 0 | 0 | 0 | 0 | 0 | 0 | 0 | 0 | 8
60555_G_SELMI | S_C_TVA | Tennessee | 47 | Mcnairy | 109 | 60555 | SELMI | Selmer I | 0 | 2016 | 9999 | Solar PV | [5 empty] | Non-Fossil | G | 2025 | Solar |  | 0 | 0 | 0 | 0 | 0 | 0 | 0 | 0 | 0 | 0 | 0 | 0 | 0 | 0 | 0 | 0 | 4.3399 | 8.8086 | 13.2603 | 26.4088 | 0 | 0 | 0 | 0 | 0 | 0 | 0 | 0 | 0 | 0 | 0 | 0 | 0 | 0 | 0 | 0 | 0 | 0 | 0 | 0 | 0.44777 | 0 | 0 | 0 | 0 | 0 | 0 | 0 | 0 | 0 | 16
60554_G_STHLV | S_SOU | Georgia | 13 | Jeff Davis | 161 | 60554 | STHLV | Hazlehurst II | 0 | 2016 | 9999 | Solar PV | [5 empty] | Non-Fossil | G | 2025 | Solar |  | 0 | 0 | 0 | 0 | 0 | 0 | 0 | 0 | 0 | 0 | 0 | 0 | 0 | 0 | 0 | 0 | 20.1642 | 34.6967 | 52.0909 | 106.9519 | 0 | 0 | 0 | 0 | 0 | 0 | 0 | 0 | 0 | 0 | 0 | 0 | 0 | 0 | 0 | 0 | 0 | 0 | 0 | 0 | 1.4692 | 0 | 0 | 0 | 0 | 0 | 0 | 0 | 0 | 0 | 52.5
60553_G_1 | S_VACA | North Carolina | 37 | Vance | 181 | 60553 | 1 | Southerland Farm Solar | 0 | 2016 | 9999 | Solar PV | [5 empty] | Non-Fossil | G | 2025 | Solar |  | 0 | 0 | 0 | 0 | 0 | 0 | 0 | 0 | 0 | 0 | 0 | 0 | 0 | 0 | 0 | 0 | 1.5159 | 2.6889 | 4.4842 | 8.689 | 0 | 0 | 0 | 0 | 0 | 0 | 0 | 0 | 0 | 0 | 0 | 0 | 0 | 0 | 0 | 0 | 0 | 0 | 0 | 0 | 0.13984 | 0 | 0 | 0 | 0 | 0 | 0 | 0 | 0 | 0 | 4.997
60552_G_HATTI | S_SOU | Mississippi | 28 | Forrest | 35 | 60552 | HATTI | Hattiesburg Solar Farm | 0 | 2017 | 9999 | Solar PV | [5 empty] | Non-Fossil | G | 2025 | Solar |  | 0 | 0 | 0 | 0 | 0 | 0 | 0 | 0 | 0 | 0 | 0 | 0 | 0 | 0 | 0 | 0 | 19.204 | 33.0445 | 49.6104 | 101.8589 | 0 | 0 | 0 | 0 | 0 | 0 | 0 | 0 | 0 | 0 | 0 | 0 | 0 | 0 | 0 | 0 | 0 | 0 | 0 | 0 | 1.3993 | 0 | 0 | 0 | 0 | 0 | 0 | 0 | 0 | 0 | 50
6055_B_2B3 | MIS_LA | Louisiana | 22 | Pointe Coupee | 77 | 6055 | 2B3 | Big Cajun 2 | 10567 | 1981 | 9999 | Coal Steam | wall | dry | ESPC + SNCR + ACI | LNBO |  | Fossil | B | 2025 | Coal |  | 7.6205 | 0 | 16.3449 | 23.9655 | 0 | 0 | 0 | 0 | 7.6205 | 0 | 16.3449 | 23.9655 | 0 | 0 | 0 | 0 | 721.1642 | 0 | 1546.79 | 2267.9542 | 816.5411 | 0 | 1751.3593 | 2567.9003 | 0.002138 | 0 | 0.0045858 | 0.0067238 | 0.4735 | 0 | 1.0156 | 1.4891 | 1.5179 | 0 | 3.2557 | 4.7737 | 0.0018615 | 0 | 0.0039924 | 0.0058539 | 31.5601 | 2.7872 | 0 | 5.9782 | 8.7654 | 21.3388 | 0 | 45.7686 | 67.1075 | 0 | 588 | SNCR / Mercury Control
6055_B_2B2 | MIS_LA | Louisiana | 22 | Pointe Coupee | 77 | 6055 | 2B2 | Big Cajun 2 | 10733 | 1982 | 9999 | O/G Steam | wall | dry | SNCR | LNBO |  | Fossil | B | 2025 | NaturalGas |  | 1.4734 | 0 | 4.9905 | 6.4638 | 0 | 0 | 0 | 0 | 0 | 0 | 0 | 0 | 0 | 0 | 0 | 0 | 137.2768 | 0 | 464.9633 | 602.2402 | 86.2524 | 0 | 292.141 | 378.3934 | 1.0311e-07 | 0 | 3.4934e-07 | 4.5245e-07 | 0.068299 | 0 | 0.23133 | 0.29963 | 0 | 0 | 0 | 0 | 0 | 0 | 0 | 0 | 22.0152 | 0.20362 | 0 | 0.68968 | 0.8933 | 5.4027 | 0 | 17.9997 | 23.4024 | 0 | 575 | SNCR
6055_B_2B1 | MIS_LA | Louisiana | 22 | Pointe Coupee | 77 | 6055 | 2B1 | Big Cajun 2 | 10749 | 1981 | 9999 | Coal Steam | wall | dry | ESPC + Dry Scrubber + SNCR + ACI + DSI | LNBO | Dry Scrubber | Fossil | B | 2025 |  | Coal Retirement | 0 | 0 | 0 | 0 | 0 | 0 | 0 | 0 | 0 | 0 | 0 | 0 | 0 | 0 | 0 | 0 | 0 | 0 | 0 | 0 | 0 | 0 | 0 | 0 | 0 | 0 | 0 | 0 | 0 | 0 | 0 | 0 | 0 | 0 | 0 | 0 | 0 | 0 | 0 | 0 | 0 | 0 | 0 | 0 | 0 | 0 | 0 | 0 | 0 | 0 | 580 | Scrubber / SNCR / Mercury Control / DSI | Dry Scrubber
60549_G_ZV3 | S_VACA | North Carolina | 37 | Robeson | 155 | 60549 | ZV3 | ZV Solar 3, LLC | 0 | 2016 | 9999 | Solar PV | [5 empty] | Non-Fossil | G | 2025 | Solar |  | 0 | 0 | 0 | 0 | 0 | 0 | 0 | 0 | 0 | 0 | 0 | 0 | 0 | 0 | 0 | 0 | 1.4856 | 2.6351 | 4.3945 | 8.5152 | 0 | 0 | 0 | 0 | 0 | 0 | 0 | 0 | 0 | 0 | 0 | 0 | 0 | 0 | 0 | 0 | 0 | 0 | 0 | 0 | 0.13705 | 0 | 0 | 0 | 0 | 0 | 0 | 0 | 0 | 0 | 4.897
60548_G_PV1 | WECC_PNW | Oregon | 41 | Deschutes | 17 | 60548 | PV1 | NorWest Energy 2, LLC | 0 | 2016 | 9999 | Solar PV | [5 empty] | Non-Fossil | G | 2025 | Solar |  | 0 | 0 | 0 | 0 | 0 | 0 | 0 | 0 | 0 | 0 | 0 | 0 | 0 | 0 | 0 | 0 | 2.3813 | 5.2821 | 8.1862 | 15.8496 | 0 | 0 | 0 | 0 | 0 | 0 | 0 | 0 | 0 | 0 | 0 | 0 | 0 | 0 | 0 | 0 | 0 | 0 | 0 | 0 | 0.24838 | 0 | 0 | 0 | 0 | 0 | 0 | 0 | 0 | 0 | 8.8753
60547_G_PV1 | NENGREST | Vermont | 50 | Chittenden | 7 | 60547 | PV1 | GMP Solar - Richmond | 0 | 2016 | 9999 | Solar PV | [5 empty] | Non-Fossil | G | 2025 | Solar |  | 0 | 0 | 0 | 0 | 0 | 0 | 0 | 0 | 0 | 0 | 0 | 0 | 0 | 0 | 0 | 0 | 0.45182 | 0.92187 | 1.3981 | 2.7718 | 0 | 0 | 0 | 0 | 0 | 0 | 0 | 0 | 0 | 0 | 0 | 0 | 0 | 0 | 0 | 0 | 0 | 0 | 0 | 0 | 0.053172 | 0 | 0 | 0 | 0 | 0 | 0 | 0 | 0 | 0 | 1.9
60545_G_WT | SPP_WEST | Oklahoma | 40 | Grant | 53 | 60545 | WT | Grant Plains Wind, LLC | 0 | 2016 | 9999 | Onshore Wind | [5 empty] | Non-Fossil | G | 2025 | Wind |  | 0 | 0 | 0 | 0 | 0 | 0 | 0 | 0 | 0 | 0 | 0 | 0 | 0 | 0 | 0 | 0 | 126.4963 | 194.6007 | 196.7953 | 517.8923 | 0 | 0 | 0 | 0 | 0 | 0 | 0 | 0 | 0 | 0 | 0 | 0 | 0 | 0 | 0 | 0 | 0 | 0 | 0 | 0 | 5.6681 | 0 | 0 | 0 | 0 | 0 | 0 | 0 | 0 | 0 | 145.5193
60544_G_PV1 | S_SOU | Georgia | 13 | Putnam | 237 | 60544 | PV1 | Tri-County Solar Facility | 0 | 2016 | 9999 | Solar PV | [5 empty] | Non-Fossil | G | 2025 | Solar |  | 0 | 0 | 0 | 0 | 0 | 0 | 0 | 0 | 0 | 0 | 0 | 0 | 0 | 0 | 0 | 0 | 0.38408 | 0.66089 | 0.99221 | 2.0372 | 0 | 0 | 0 | 0 | 0 | 0 | 0 | 0 | 0 | 0 | 0 | 0 | 0 | 0 | 0 | 0 | 0 | 0 | 0 | 0 | 0.027985 | 0 | 0 | 0 | 0 | 0 | 0 | 0 | 0 | 0 | 1
60542_G_900 | NENGREST | Vermont | 50 | Chittenden | 7 | 60542 | 900 | 158th Fighter Wing Solar Farm | 0 | 2011 | 9999 | Solar PV | [5 empty] | Non-Fossil | G | 2025 | Solar |  | 0 | 0 | 0 | 0 | 0 | 0 | 0 | 0 | 0 | 0 | 0 | 0 | 0 | 0 | 0 | 0 | 0.30914 | 0.63076 | 0.95661 | 1.8965 | 0 | 0 | 0 | 0 | 0 | 0 | 0 | 0 | 0 | 0 | 0 | 0 | 0 | 0 | 0 | 0 | 0 | 0 | 0 | 0 | 0.036381 | 0 | 0 | 0 | 0 | 0 | 0 | 0 | 0 | 0 | 1.3
60541_G_WT1 | MIS_MIDA | Iowa | 19 | Adair | 1 | 60541 | WT1 | Wind GEM | 0 | 2015 | 9999 | Onshore Wind | [5 empty] | Non-Fossil | G | 2025 | Wind |  | 0 | 0 | 0 | 0 | 0 | 0 | 0 | 0 | 0 | 0 | 0 | 0 | 0 | 0 | 0 | 0 | 1.581 | 2.2567 | 1.8114 | 5.6491 | 0 | 0 | 0 | 0 | 0 | 0 | 0 | 0 | 0 | 0 | 0 | 0 | 0 | 0 | 0 | 0 | 0 | 0 | 0 | 0 | 0.053536 | 0 | 0 | 0 | 0 | 0 | 0 | 0 | 0 | 0 | 1.9
60540_G_IS031 | S_VACA | North Carolina | 37 | Bladen | 17 | 60540 | IS031 | Innovative Solar 31 | 0 | 2017 | 9999 | Solar PV | [5 empty] | Non-Fossil | G | 2025 | Solar |  | 0 | 0 | 0 | 0 | 0 | 0 | 0 | 0 | 0 | 0 | 0 | 0 | 0 | 0 | 0 | 0 | 10.6111 | 18.8222 | 31.3895 | 60.8229 | 0 | 0 | 0 | 0 | 0 | 0 | 0 | 0 | 0 | 0 | 0 | 0 | 0 | 0 | 0 | 0 | 0 | 0 | 0 | 0 | 0.9789 | 0 | 0 | 0 | 0 | 0 | 0 | 0 | 0 | 0 | 34.9789
60539_G_IS042 | S_VACA | North Carolina | 37 | Bladen | 17 | 60539 | IS042 | Innovative Solar 42 | 0 | 2017 | 9999 | Solar PV | [5 empty] | Non-Fossil | G | 2025 | Solar |  | 0 | 0 | 0 | 0 | 0 | 0 | 0 | 0 | 0 | 0 | 0 | 0 | 0 | 0 | 0 | 0 | 21.5255 | 38.1822 | 63.6759 | 123.3836 | 0 | 0 | 0 | 0 | 0 | 0 | 0 | 0 | 0 | 0 | 0 | 0 | 0 | 0 | 0 | 0 | 0 | 0 | 0 | 0 | 1.9858 | 0 | 0 | 0 | 0 | 0 | 0 | 0 | 0 | 0 | 70.9571
60538_G_1 | S_VACA | North Carolina | 37 | Johnston | 101 | 60538 | 1 | Langdon Solar Farm, LLC | 0 | 2015 | 9999 | Solar PV | [5 empty] | Non-Fossil | G | 2025 | Solar |  | 0 | 0 | 0 | 0 | 0 | 0 | 0 | 0 | 0 | 0 | 0 | 0 | 0 | 0 | 0 | 0 | 1.5159 | 2.6889 | 4.4842 | 8.689 | 0 | 0 | 0 | 0 | 0 | 0 | 0 | 0 | 0 | 0 | 0 | 0 | 0 | 0 | 0 | 0 | 0 | 0 | 0 | 0 | 0.13984 | 0 | 0 | 0 | 0 | 0 | 0 | 0 | 0 | 0 | 4.997
60537_G_8027 | NENGREST | Vermont | 50 | Chittenden | 7 | 60537 | 8027 | Limerick Road Solar Farm | 0 | 2013 | 9999 | Solar PV | [5 empty] | Non-Fossil | G | 2025 | Solar |  | 0 | 0 | 0 | 0 | 0 | 0 | 0 | 0 | 0 | 0 | 0 | 0 | 0 | 0 | 0 | 0 | 0.52316 | 1.0674 | 1.6189 | 3.2095 | 0 | 0 | 0 | 0 | 0 | 0 | 0 | 0 | 0 | 0 | 0 | 0 | 0 | 0 | 0 | 0 | 0 | 0 | 0 | 0 | 0.061568 | 0 | 0 | 0 | 0 | 0 | 0 | 0 | 0 | 0 | 2.2
60536_G_TRBN1 | SPP_WEST | Arkansas | 5 | Washington | 143 | 60536 | TRBN1 | UA Central Utility Plant | 9086 | 2016 | 9999 | Combustion Turbine | [5 empty] | Fossil | G | 2025 | NaturalGas |  | 0 | 0 | 0.070799 | 0.070799 | 0 | 0 | 0 | 0 | 0 | 0 | 0 | 0 | 0 | 0 | 0 | 0 | 0 | 0 | 7.792 | 7.792 | 0 | 0 | 4.1445 | 4.1445 | 0 | 0 | 4.9582e-09 | 4.9582e-09 | 0 | 0 | 0.00038951 | 0.00038951 | 0 | 0 | 0 | 0 | 0 | 0 | 0 | 0 | 0.09724 | 0 | 0 | 0.034304 | 0.034304 | 0 | 0 | 0.24474 | 0.24474 | 0 | 5.2
60535_G_PV1 | S_VACA | South Carolina | 45 | Saluda | 81 | 60535 | PV1 | Saluda Solar, LLC | 0 | 2016 | 9999 | Solar PV | [5 empty] | Non-Fossil | G | 2025 | Solar |  | 0 | 0 | 0 | 0 | 0 | 0 | 0 | 0 | 0 | 0 | 0 | 0 | 0 | 0 | 0 | 0 | 2.1233 | 3.8436 | 6.2799 | 12.2468 | 0 | 0 | 0 | 0 | 0 | 0 | 0 | 0 | 0 | 0 | 0 | 0 | 0 | 0 | 0 | 0 | 0 | 0 | 0 | 0 | 0.1903 | 0 | 0 | 0 | 0 | 0 | 0 | 0 | 0 | 0 | 6.8
60534_G_PV1 | MIS_MNWI | Minnesota | 27 | Carver | 19 | 60534 | PV1 | West Waconia Solar | 0 | 2016 | 9999 | Solar PV | [5 empty] | Non-Fossil | G | 2025 | Solar |  | 0 | 0 | 0 | 0 | 0 | 0 | 0 | 0 | 0 | 0 | 0 | 0 | 0 | 0 | 0 | 0 | 1.9688 | 4.2077 | 6.4562 | 12.6327 | 0 | 0 | 0 | 0 | 0 | 0 | 0 | 0 | 0 | 0 | 0 | 0 | 0 | 0 | 0 | 0 | 0 | 0 | 0 | 0 | 0.22405 | 0 | 0 | 0 | 0 | 0 | 0 | 0 | 0 | 0 | 8.0058
60533_G_PV1 | MIS_MNWI | Minnesota | 27 | Rice | 131 | 60533 | PV1 | West Faribault Solar | 0 | 2016 | 9999 | Solar PV | [5 empty] | Non-Fossil | G | 2025 | Solar |  | 0 | 0 | 0 | 0 | 0 | 0 | 0 | 0 | 0 | 0 | 0 | 0 | 0 | 0 | 0 | 0 | 1.274 | 2.7226 | 4.1775 | 8.1741 | 0 | 0 | 0 | 0 | 0 | 0 | 0 | 0 | 0 | 0 | 0 | 0 | 0 | 0 | 0 | 0 | 0 | 0 | 0 | 0 | 0.14497 | 0 | 0 | 0 | 0 | 0 | 0 | 0 | 0 | 0 | 5.1802
60532_G_PV1 | MIS_MNWI | Minnesota | 27 | Waseca | 161 | 60532 | PV1 | Waseca Solar | 0 | 2016 | 9999 | Solar PV | [5 empty] | Non-Fossil | G | 2025 | Solar |  | 0 | 0 | 0 | 0 | 0 | 0 | 0 | 0 | 0 | 0 | 0 | 0 | 0 | 0 | 0 | 0 | 2.3163 | 4.9503 | 7.5955 | 14.862 | 0 | 0 | 0 | 0 | 0 | 0 | 0 | 0 | 0 | 0 | 0 | 0 | 0 | 0 | 0 | 0 | 0 | 0 | 0 | 0 | 0.26358 | 0 | 0 | 0 | 0 | 0 | 0 | 0 | 0 | 0 | 9.4186
60531_G_PV1 | MIS_MNWI | Minnesota | 27 | Goodhue | 49 | 60531 | PV1 | Pine Island Solar | 0 | 2016 | 9999 | Solar PV | [5 empty] | Non-Fossil | G | 2025 | Solar |  | 0 | 0 | 0 | 0 | 0 | 0 | 0 | 0 | 0 | 0 | 0 | 0 | 0 | 0 | 0 | 0 | 0.92651 | 1.9801 | 3.0382 | 5.9448 | 0 | 0 | 0 | 0 | 0 | 0 | 0 | 0 | 0 | 0 | 0 | 0 | 0 | 0 | 0 | 0 | 0 | 0 | 0 | 0 | 0.10543 | 0 | 0 | 0 | 0 | 0 | 0 | 0 | 0 | 0 | 3.7674
60530_G_PV1 | MIS_MNWI | Minnesota | 27 | Stearns | 145 | 60530 | PV1 | Paynesville Solar | 0 | 2016 | 9999 | Solar PV | [5 empty] | Non-Fossil | G | 2025 | Solar |  | 0 | 0 | 0 | 0 | 0 | 0 | 0 | 0 | 0 | 0 | 0 | 0 | 0 | 0 | 0 | 0 | 2.3163 | 4.9503 | 7.5955 | 14.862 | 0 | 0 | 0 | 0 | 0 | 0 | 0 | 0 | 0 | 0 | 0 | 0 | 0 | 0 | 0 | 0 | 0 | 0 | 0 | 0 | 0.26358 | 0 | 0 | 0 | 0 | 0 | 0 | 0 | 0 | 0 | 9.4186
60529_G_PV1 | MIS_MNWI | Minnesota | 27 | Wright | 171 | 60529 | PV1 | Montrose Solar | 0 | 2016 | 9999 | Solar PV | [5 empty] | Non-Fossil | G | 2025 | Solar |  | 0 | 0 | 0 | 0 | 0 | 0 | 0 | 0 | 0 | 0 | 0 | 0 | 0 | 0 | 0 | 0 | 0.8107 | 1.7326 | 2.6584 | 5.2017 | 0 | 0 | 0 | 0 | 0 | 0 | 0 | 0 | 0 | 0 | 0 | 0 | 0 | 0 | 0 | 0 | 0 | 0 | 0 | 0 | 0.092254 | 0 | 0 | 0 | 0 | 0 | 0 | 0 | 0 | 0 | 3.2965
60528_G_PV1 | MIS_MNWI | Minnesota | 27 | Chisago | 25 | 60528 | PV1 | Lawrence Creek Solar | 0 | 2016 | 9999 | Solar PV | [5 empty] | Non-Fossil | G | 2025 | Solar |  | 0 | 0 | 0 | 0 | 0 | 0 | 0 | 0 | 0 | 0 | 0 | 0 | 0 | 0 | 0 | 0 | 0.8107 | 1.7326 | 2.6584 | 5.2017 | 0 | 0 | 0 | 0 | 0 | 0 | 0 | 0 | 0 | 0 | 0 | 0 | 0 | 0 | 0 | 0 | 0 | 0 | 0 | 0 | 0.092254 | 0 | 0 | 0 | 0 | 0 | 0 | 0 | 0 | 0 | 3.2965
60527_G_PV1 | MIS_MNWI | Minnesota | 27 | Wright | 171 | 60527 | PV1 | Lake Pulaski Solar | 0 | 2016 | 9999 | Solar PV | [5 empty] | Non-Fossil | G | 2025 | Solar |  | 0 | 0 | 0 | 0 | 0 | 0 | 0 | 0 | 0 | 0 | 0 | 0 | 0 | 0 | 0 | 0 | 1.7372 | 3.7127 | 5.6966 | 11.1465 | 0 | 0 | 0 | 0 | 0 | 0 | 0 | 0 | 0 | 0 | 0 | 0 | 0 | 0 | 0 | 0 | 0 | 0 | 0 | 0 | 0.19769 | 0 | 0 | 0 | 0 | 0 | 0 | 0 | 0 | 0 | 7.064
60526_G_PV1 | MIS_MNWI | Minnesota | 27 | Nicollet | 103 | 60526 | PV1 | Lake Emily Solar | 0 | 2016 | 9999 | Solar PV | [5 empty] | Non-Fossil | G | 2025 | Solar |  | 0 | 0 | 0 | 0 | 0 | 0 | 0 | 0 | 0 | 0 | 0 | 0 | 0 | 0 | 0 | 0 | 1.0423 | 2.2276 | 3.418 | 6.6879 | 0 | 0 | 0 | 0 | 0 | 0 | 0 | 0 | 0 | 0 | 0 | 0 | 0 | 0 | 0 | 0 | 0 | 0 | 0 | 0 | 0.11861 | 0 | 0 | 0 | 0 | 0 | 0 | 0 | 0 | 0 | 4.2384
60525_G_PV1 | MIS_MNWI | Minnesota | 27 | Dakota | 37 | 60525 | PV1 | Hastings Solar | 0 | 2016 | 9999 | Solar PV | [5 empty] | Non-Fossil | G | 2025 | Solar |  | 0 | 0 | 0 | 0 | 0 | 0 | 0 | 0 | 0 | 0 | 0 | 0 | 0 | 0 | 0 | 0 | 1.0423 | 2.2276 | 3.418 | 6.6879 | 0 | 0 | 0 | 0 | 0 | 0 | 0 | 0 | 0 | 0 | 0 | 0 | 0 | 0 | 0 | 0 | 0 | 0 | 0 | 0 | 0.11861 | 0 | 0 | 0 | 0 | 0 | 0 | 0 | 0 | 0 | 4.2384
60524_G_PV1 | MIS_MNWI | Minnesota | 27 | Blue Earth | 13 | 60524 | PV1 | Eastwood Solar | 0 | 2016 | 9999 | Solar PV | [5 empty] | Non-Fossil | G | 2025 | Solar |  | 0 | 0 | 0 | 0 | 0 | 0 | 0 | 0 | 0 | 0 | 0 | 0 | 0 | 0 | 0 | 0 | 1.274 | 2.7226 | 4.1775 | 8.1741 | 0 | 0 | 0 | 0 | 0 | 0 | 0 | 0 | 0 | 0 | 0 | 0 | 0 | 0 | 0 | 0 | 0 | 0 | 0 | 0 | 0.14497 | 0 | 0 | 0 | 0 | 0 | 0 | 0 | 0 | 0 | 5.1802
60523_G_PV1 | MIS_MNWI | Minnesota | 27 | Dodge | 39 | 60523 | PV1 | Dodge Center Solar | 0 | 2016 | 9999 | Solar PV | [5 empty] | Non-Fossil | G | 2025 | Solar |  | 0 | 0 | 0 | 0 | 0 | 0 | 0 | 0 | 0 | 0 | 0 | 0 | 0 | 0 | 0 | 0 | 1.5056 | 3.2177 | 4.9371 | 9.6603 | 0 | 0 | 0 | 0 | 0 | 0 | 0 | 0 | 0 | 0 | 0 | 0 | 0 | 0 | 0 | 0 | 0 | 0 | 0 | 0 | 0.17133 | 0 | 0 | 0 | 0 | 0 | 0 | 0 | 0 | 0 | 6.1221
60522_G_PV1 | MIS_MNWI | Minnesota | 27 | Chisago | 25 | 60522 | PV1 | Chisago Solar | 0 | 2016 | 9999 | Solar PV | [5 empty] | Non-Fossil | G | 2025 | Solar |  | 0 | 0 | 0 | 0 | 0 | 0 | 0 | 0 | 0 | 0 | 0 | 0 | 0 | 0 | 0 | 0 | 1.5056 | 3.2177 | 4.9371 | 9.6603 | 0 | 0 | 0 | 0 | 0 | 0 | 0 | 0 | 0 | 0 | 0 | 0 | 0 | 0 | 0 | 0 | 0 | 0 | 0 | 0 | 0.17133 | 0 | 0 | 0 | 0 | 0 | 0 | 0 | 0 | 0 | 6.1221
60521_G_PV1 | MIS_MNWI | Minnesota | 27 | Kandiyohi | 67 | 60521 | PV1 | Atwater Solar | 0 | 2016 | 9999 | Solar PV | [5 empty] | Non-Fossil | G | 2025 | Solar |  | 0 | 0 | 0 | 0 | 0 | 0 | 0 | 0 | 0 | 0 | 0 | 0 | 0 | 0 | 0 | 0 | 0.92651 | 1.9801 | 3.0382 | 5.9448 | 0 | 0 | 0 | 0 | 0 | 0 | 0 | 0 | 0 | 0 | 0 | 0 | 0 | 0 | 0 | 0 | 0 | 0 | 0 | 0 | 0.10543 | 0 | 0 | 0 | 0 | 0 | 0 | 0 | 0 | 0 | 3.7674
60520_G_PV1 | MIS_MNWI | Minnesota | 27 | Wright | 171 | 60520 | PV1 | Annandale Solar | 0 | 2016 | 9999 | Solar PV | [5 empty] | Non-Fossil | G | 2025 | Solar |  | 0 | 0 | 0 | 0 | 0 | 0 | 0 | 0 | 0 | 0 | 0 | 0 | 0 | 0 | 0 | 0 | 1.3898 | 2.9702 | 4.5573 | 8.9172 | 0 | 0 | 0 | 0 | 0 | 0 | 0 | 0 | 0 | 0 | 0 | 0 | 0 | 0 | 0 | 0 | 0 | 0 | 0 | 0 | 0.15815 | 0 | 0 | 0 | 0 | 0 | 0 | 0 | 0 | 0 | 5.6512
6052_G_5A | S_SOU | Georgia | 13 | Heard | 149 | 6052 | 5A | Wansley | 25000 | 1980 | 9999 | Combustion Turbine |  |  |  | H2O |  | Fossil | G | 2025 | Oil |  | 0 | 0 | 0 | 0 | 0 | 0 | 0 | 0 | 0 | 0 | 0 | 0 | 0 | 0 | 0 | 0 | 0 | 0 | 0 | 0 | 0 | 0 | 0 | 0 | 0 | 0 | 0 | 0 | 0 | 0 | 0 | 0 | 0 | 0 | 0 | 0 | 0 | 0 | 0 | 0 | 0.9163 | 0 | 0 | 0 | 0 | 0 | 0 | 0 | 0 | 0 | 49
6052_B_2 | S_SOU | Georgia | 13 | Heard | 149 | 6052 | 2 | Wansley | 9863 | 1978 | 9999 | Coal Steam | tangential | dry | ESPC + Wet Scrubber + SCR + ACI | LNC3 | Wet Scrubber | Fossil | B | 2025 | Coal |  | 8.9667 | 0 | 18.6675 | 27.6342 | 8.9667 | 0 | 18.6675 | 27.6342 | 0 | 0 | 0 | 0 | 0 | 0 | 0 | 0 | 909.1252 | 0 | 1892.675 | 2801.8002 | 931.5019 | 0 | 1939.2603 | 2870.7621 | 0.0035998 | 0 | 0.0074944 | 0.011094 | 0.47151 | 0 | 0.98163 | 1.4531 | 1.3425 | 0 | 2.7949 | 4.1374 | 0.0044833 | 0 | 0.0093337 | 0.013817 | 38.2809 | 5.8433 | 0 | 12.1649 | 18.0082 | 24.3796 | 0 | 50.755 | 75.1346 | 0 | 872 | Scrubber / SCR / Mercury Control | Wet Scrubber
6052_B_1 | S_SOU | Georgia | 13 | Heard | 149 | 6052 | 1 | Wansley | 9932 | 1976 | 9999 | Coal Steam | tangential | dry | ESPC + Wet Scrubber + SCR + ACI | LNC3 | Wet Scrubber | Fossil | B | 2025 | Coal |  | 9.0294 | 0 | 18.798 | 27.8275 | 9.0294 | 0 | 18.798 | 27.8275 | 0 | 0 | 0 | 0 | 0 | 0 | 0 | 0 | 909.1252 | 0 | 1892.675 | 2801.8002 | 938.0185 | 0 | 1952.827 | 2890.8455 | 0.003625 | 0 | 0.0075468 | 0.011172 | 0.3847 | 0 | 0.80089 | 1.1856 | 1.3519 | 0 | 2.8144 | 4.1663 | 0.0045147 | 0 | 0.009399 | 0.013914 | 38.2809 | 5.8433 | 0 | 12.1649 | 18.0082 | 24.5501 | 0 | 51.11 | 75.6602 | 0 | 872 | Scrubber / SCR / Mercury Control | Wet Scrubber
60519_G_PV1 | MIS_MNWI | Minnesota | 27 | Stearns | 145 | 60519 | PV1 | Albany Solar | 0 | 2016 | 9999 | Solar PV | [5 empty] | Non-Fossil | G | 2025 | Solar |  | 0 | 0 | 0 | 0 | 0 | 0 | 0 | 0 | 0 | 0 | 0 | 0 | 0 | 0 | 0 | 0 | 2.3163 | 4.9503 | 7.5955 | 14.862 | 0 | 0 | 0 | 0 | 0 | 0 | 0 | 0 | 0 | 0 | 0 | 0 | 0 | 0 | 0 | 0 | 0 | 0 | 0 | 0 | 0.26358 | 0 | 0 | 0 | 0 | 0 | 0 | 0 | 0 | 0 | 9.4186
60518_G_PV1 | NENGREST | Vermont | 50 | Rutland | 21 | 60518 | PV1 | Stafford Hill Solar | 0 | 2015 | 9999 | Solar PV | [5 empty] | Non-Fossil | G | 2025 | Solar |  | 0 | 0 | 0 | 0 | 0 | 0 | 0 | 0 | 0 | 0 | 0 | 0 | 0 | 0 | 0 | 0 | 0.4756 | 0.97039 | 1.4717 | 2.9177 | 0 | 0 | 0 | 0 | 0 | 0 | 0 | 0 | 0 | 0 | 0 | 0 | 0 | 0 | 0 | 0 | 0 | 0 | 0 | 0 | 0.055971 | 0 | 0 | 0 | 0 | 0 | 0 | 0 | 0 | 0 | 2
60518_G_BA1 | NENGREST | Vermont | 50 | Rutland | 21 | 60518 | BA1 | Stafford Hill Solar | 0 | 2015 | 9999 | Energy Storage | [5 empty] | Non-Fossil | G | 2025 | EnerStor |  | 0 | 0 | 0 | 0 | 0 | 0 | 0 | 0 | 0 | 0 | 0 | 0 | 0 | 0 | 0 | 0 | 0.054 | 0.05496 | 0.414 | 0.52296 | 0 | 0 | 0 | 0 | 0 | 0 | 0 | 0 | 0 | 0 | 0 | 0 | 0 | 0 | 0 | 0 | 0 | 0 | 0 | 0 | 0 | 0 | 0 | 0 | 0 | 0 | 0 | 0 | 0 | 0 | 2
60517_G_HY1 | WECC_PNW | Washington | 53 | King | 33 | 60517 | HY1 | Hancock Creek Hydroelectric Project | 0 | 2017 | 9999 | Hydro | [5 empty] | Non-Fossil | G | 2025 | Hydro |  | 0 | 0 | 0 | 0 | 0 | 0 | 0 | 0 | 0 | 0 | 0 | 0 | 0 | 0 | 0 | 0 | 5.3265 | 6.7466 | 9.7727 | 21.8457 | 0 | 0 | 0 | 0 | 0 | 0 | 0 | 0 | 0 | 0 | 0 | 0 | 0 | 0 | 0 | 0 | 0 | 0 | 0 | 0 | 0.089337 | 0.014168 | 0.017946 | 0.025995 | 0.05811 | 0 | 0 | 0 | 0 | 0 | 6
60516_G_PV1 | WEC_SDGE | California | 6 | San Diego | 73 | 60516 | PV1 | Granger | 0 | 2016 | 9999 | Solar PV | [5 empty] | Non-Fossil | G | 2025 | Solar |  | 0 | 0 | 0 | 0 | 0 | 0 | 0 | 0 | 0 | 0 | 0 | 0 | 0 | 0 | 0 | 0 | 1.1737 | 2.5005 | 3.9322 | 7.6064 | 0 | 0 | 0 | 0 | 0 | 0 | 0 | 0 | 0 | 0 | 0 | 0 | 0 | 0 | 0 | 0 | 0 | 0 | 0 | 0 | 0.083956 | 0 | 0 | 0 | 0 | 0 | 0 | 0 | 0 | 0 | 3
60514_G_PV1 | S_SOU | Georgia | 13 | Seminole | 253 | 60514 | PV1 | Seminole | 0 | 2014 | 9999 | Solar PV | [5 empty] | Non-Fossil | G | 2025 | Solar |  | 0 | 0 | 0 | 0 | 0 | 0 | 0 | 0 | 0 | 0 | 0 | 0 | 0 | 0 | 0 | 0 | 0.61453 | 1.0574 | 1.5875 | 3.2595 | 0 | 0 | 0 | 0 | 0 | 0 | 0 | 0 | 0 | 0 | 0 | 0 | 0 | 0 | 0 | 0 | 0 | 0 | 0 | 0 | 0.044777 | 0 | 0 | 0 | 0 | 0 | 0 | 0 | 0 | 0 | 1.6
60511_G_PV1 | WECC_CO | Colorado | 8 | El Paso | 41 | 60511 | PV1 | Clear Spring Ranch PV Project | 0 | 2016 | 9999 | Solar PV | [5 empty] | Non-Fossil | G | 2025 | Solar |  | 0 | 0 | 0 | 0 | 0 | 0 | 0 | 0 | 0 | 0 | 0 | 0 | 0 | 0 | 0 | 0 | 3.4599 | 6.486 | 10.0297 | 19.9756 | 0 | 0 | 0 | 0 | 0 | 0 | 0 | 0 | 0 | 0 | 0 | 0 | 0 | 0 | 0 | 0 | 0 | 0 | 0 | 0 | 0.3158 | 0 | 0 | 0 | 0 | 0 | 0 | 0 | 0 | 0 | 10
6051_G_2 | S_SOU | Georgia | 13 | Appling | 1 | 6051 | 2 | Edwin I Hatch | 10456 | 1979 | 9999 | Nuclear | [5 empty] | Non-Fossil | G | 2025 | Nuclear |  | 17.4773 | 23.6914 | 32.0259 | 73.1946 | 0 | 0 | 0 | 0 | 0 | 0 | 0 | 0 | 0 | 0 | 0 | 0 | 1671.5056 | 2265.8187 | 3062.9231 | 7000.2474 | 0 | 0 | 0 | 0 | 0 | 0 | 0 | 0 | 0 | 0 | 0 | 0 | 0 | 0 | 0 | 0 | 0 | 0 | 0 | 0 | 239.4835 | 0.18084 | 0.24514 | 0.33138 | 0.75737 | 11.321 | 15.3462 | 20.7449 | 47.4121 | 0 | 883
6051_G_1 | S_SOU | Georgia | 13 | Appling | 1 | 6051 | 1 | Edwin I Hatch | 10456 | 1975 | 9999 | Nuclear | [5 empty] | Non-Fossil | G | 2025 | Nuclear |  | 17.856 | 24.2048 | 32.7199 | 74.7807 | 0 | 0 | 0 | 0 | 0 | 0 | 0 | 0 | 0 | 0 | 0 | 0 | 1707.7275 | 2314.9195 | 3129.2974 | 7151.9443 | 0 | 0 | 0 | 0 | 0 | 0 | 0 | 0 | 0 | 0 | 0 | 0 | 0 | 0 | 0 | 0 | 0 | 0 | 0 | 0 | 238.466 | 0.17486 | 0.23704 | 0.32043 | 0.73233 | 11.5663 | 15.6788 | 21.1945 | 48.4396 | 0 | 876
60509_G_PV1 | WEC_SDGE | California | 6 | San Diego | 73 | 60509 | PV1 | Valley Center | 0 | 2016 | 9999 | Solar PV | [5 empty] | Non-Fossil | G | 2025 | Solar |  | 0 | 0 | 0 | 0 | 0 | 0 | 0 | 0 | 0 | 0 | 0 | 0 | 0 | 0 | 0 | 0 | 0.8998 | 1.9171 | 3.0147 | 5.8315 | 0 | 0 | 0 | 0 | 0 | 0 | 0 | 0 | 0 | 0 | 0 | 0 | 0 | 0 | 0 | 0 | 0 | 0 | 0 | 0 | 0.064367 | 0 | 0 | 0 | 0 | 0 | 0 | 0 | 0 | 0 | 2.3
60507_G_SOUTH | NY_Z_C&E | New York | 36 | Broome | 7 | 60507 | SOUTH | Broome County | 0 | 2017 | 9999 | Solar PV | [5 empty] | Non-Fossil | G | 2025 | Solar |  | 0 | 0 | 0 | 0 | 0 | 0 | 0 | 0 | 0 | 0 | 0 | 0 | 0 | 0 | 0 | 0 | 0.37114 | 0.80272 | 1.3127 | 2.4865 | 0 | 0 | 0 | 0 | 0 | 0 | 0 | 0 | 0 | 0 | 0 | 0 | 0 | 0 | 0 | 0 | 0 | 0 | 0 | 0 | 0.053516 | 0 | 0 | 0 | 0 | 0 | 0 | 0 | 0 | 0 | 1.9123
60507_G_NORTH | NY_Z_C&E | New York | 36 | Broome | 7 | 60507 | NORTH | Broome County | 0 | 2017 | 9999 | Solar PV | [5 empty] | Non-Fossil | G | 2025 | Solar |  | 0 | 0 | 0 | 0 | 0 | 0 | 0 | 0 | 0 | 0 | 0 | 0 | 0 | 0 | 0 | 0 | 0.37114 | 0.80272 | 1.3127 | 2.4865 | 0 | 0 | 0 | 0 | 0 | 0 | 0 | 0 | 0 | 0 | 0 | 0 | 0 | 0 | 0 | 0 | 0 | 0 | 0 | 0 | 0.053516 | 0 | 0 | 0 | 0 | 0 | 0 | 0 | 0 | 0 | 1.9123
60506_G_BOB | ERC_WEST | Texas | 48 | Presidio | 377 | 60506 | BOB | ETT Presidio NaS Battery | 0 | 2010 | 9999 | Energy Storage | [5 empty] | Non-Fossil | G | 2025 | EnerStor |  | 0 | 0 | 0 | 0 | 0 | 0 | 0 | 0 | 0 | 0 | 0 | 0 | 0 | 0 | 0 | 0 | 0.8784 | 0.55762 | 2.196 | 3.632 | 0 | 0 | 0 | 0 | 0 | 0 | 0 | 0 | 0 | 0 | 0 | 0 | 0 | 0 | 0 | 0 | 0 | 0 | 0 | 0 | 0 | 0 | 0 | 0 | 0 | 0 | 0 | 0 | 0 | 0 | 4
60502_G_GEN1 | ERC_REST | Texas | 48 | Cooke | 97 | 60502 | GEN1 | Tyler Bluff Wind Project, LLC | 0 | 2016 | 9999 | Onshore Wind | [5 empty] | Non-Fossil | G | 2025 | Wind |  | 0 | 0 | 0 | 0 | 0 | 0 | 0 | 0 | 0 | 0 | 0 | 0 | 0 | 0 | 0 | 0 | 90.199 | 129.9145 | 155.0063 | 375.1198 | 0 | 0 | 0 | 0 | 0 | 0 | 0 | 0 | 0 | 0 | 0 | 0 | 0 | 0 | 0 | 0 | 0 | 0 | 0 | 0 | 3.539 | 0 | 0 | 0 | 0 | 0 | 0 | 0 | 0 | 0 | 125.6
60501_G_1 | PJM_EMAC | New Jersey | 34 | Hudson | 17 | 60501 | 1 | Hartz Way | 0 | 2010 | 9999 | Solar PV | [5 empty] | Non-Fossil | G | 2025 | Solar |  | 0 | 0 | 0 | 0 | 0 | 0 | 0 | 0 | 0 | 0 | 0 | 0 | 0 | 0 | 0 | 0 | 0.19045 | 0.41114 | 0.65327 | 1.2549 | 0 | 0 | 0 | 0 | 0 | 0 | 0 | 0 | 0 | 0 | 0 | 0 | 0 | 0 | 0 | 0 | 0 | 0 | 0 | 0 | 0.031623 | 0 | 0 | 0 | 0 | 0 | 0 | 0 | 0 | 0 | 0.87669
60500_G_1 | PJM_EMAC | New Jersey | 34 | Hudson | 17 | 60500 | 1 | Westside Avenue | 0 | 2011 | 9999 | Solar PV | [5 empty] | Non-Fossil | G | 2025 | Solar |  | 0 | 0 | 0 | 0 | 0 | 0 | 0 | 0 | 0 | 0 | 0 | 0 | 0 | 0 | 0 | 0 | 0.19045 | 0.41114 | 0.65327 | 1.2549 | 0 | 0 | 0 | 0 | 0 | 0 | 0 | 0 | 0 | 0 | 0 | 0 | 0 | 0 | 0 | 0 | 0 | 0 | 0 | 0 | 0.031623 | 0 | 0 | 0 | 0 | 0 | 0 | 0 | 0 | 0 | 0.87669
60499_G_1 | PJM_EMAC | New Jersey | 34 | Hudson | 17 | 60499 | 1 | Jefferson Avenue | 0 | 2009 | 9999 | Solar PV | [5 empty] | Non-Fossil | G | 2025 | Solar |  | 0 | 0 | 0 | 0 | 0 | 0 | 0 | 0 | 0 | 0 | 0 | 0 | 0 | 0 | 0 | 0 | 0.35973 | 0.77659 | 1.234 | 2.3703 | 0 | 0 | 0 | 0 | 0 | 0 | 0 | 0 | 0 | 0 | 0 | 0 | 0 | 0 | 0 | 0 | 0 | 0 | 0 | 0 | 0.059731 | 0 | 0 | 0 | 0 | 0 | 0 | 0 | 0 | 0 | 1.656
60498_G_1 | NENGREST | Massachusetts | 25 | Middlesex | 17 | 60498 | 1 | Shirley Water | 0 | 2016 | 9999 | Solar PV | [5 empty] | Non-Fossil | G | 2025 | Solar |  | 0 | 0 | 0 | 0 | 0 | 0 | 0 | 0 | 0 | 0 | 0 | 0 | 0 | 0 | 0 | 0 | 0.43856 | 0.91185 | 1.3931 | 2.7435 | 0 | 0 | 0 | 0 | 0 | 0 | 0 | 0 | 0 | 0 | 0 | 0 | 0 | 0 | 0 | 0 | 0 | 0 | 0 | 0 | 0.05475 | 0 | 0 | 0 | 0 | 0 | 0 | 0 | 0 | 0 | 1.9564
60497_G_SKY B | WECC_CO | Colorado | 8 | Weld | 123 | 60497 | SKY B | SR Skylark B | 0 | 2016 | 9999 | Solar PV | [5 empty] | Non-Fossil | G | 2025 | Solar |  | 0 | 0 | 0 | 0 | 0 | 0 | 0 | 0 | 0 | 0 | 0 | 0 | 0 | 0 | 0 | 0 | 0.69198 | 1.2972 | 2.0059 | 3.9951 | 0 | 0 | 0 | 0 | 0 | 0 | 0 | 0 | 0 | 0 | 0 | 0 | 0 | 0 | 0 | 0 | 0 | 0 | 0 | 0 | 0.06316 | 0 | 0 | 0 | 0 | 0 | 0 | 0 | 0 | 0 | 2
60496_G_1 | PJM_EMAC | Maryland | 24 | Talbot | 41 | 60496 | 1 | MEBA | 0 | 2014 | 9999 | Solar PV | [5 empty] | Non-Fossil | G | 2025 | Solar |  | 0 | 0 | 0 | 0 | 0 | 0 | 0 | 0 | 0 | 0 | 0 | 0 | 0 | 0 | 0 | 0 | 0.35935 | 0.76342 | 1.3553 | 2.4781 | 0 | 0 | 0 | 0 | 0 | 0 | 0 | 0 | 0 | 0 | 0 | 0 | 0 | 0 | 0 | 0 | 0 | 0 | 0 | 0 | 0.041978 | 0 | 0 | 0 | 0 | 0 | 0 | 0 | 0 | 0 | 1.5
60495_G_1 | NENGREST | Rhode Island | 44 | Providence | 7 | 60495 | 1 | Little Bay | 0 | 2014 | 9999 | Solar PV | [5 empty] | Non-Fossil | G | 2025 | Solar |  | 0 | 0 | 0 | 0 | 0 | 0 | 0 | 0 | 0 | 0 | 0 | 0 | 0 | 0 | 0 | 0 | 0.2984 | 0.63646 | 0.97633 | 1.9112 | 0 | 0 | 0 | 0 | 0 | 0 | 0 | 0 | 0 | 0 | 0 | 0 | 0 | 0 | 0 | 0 | 0 | 0 | 0 | 0 | 0.036381 | 0 | 0 | 0 | 0 | 0 | 0 | 0 | 0 | 0 | 1.3
60494_G_1 | NENGREST | Massachusetts | 25 | Hampden | 13 | 60494 | 1 | Hampden | 0 | 2015 | 9999 | Solar PV | [5 empty] | Non-Fossil | G | 2025 | Solar |  | 0 | 0 | 0 | 0 | 0 | 0 | 0 | 0 | 0 | 0 | 0 | 0 | 0 | 0 | 0 | 0 | 0.70169 | 1.459 | 2.2289 | 4.3896 | 0 | 0 | 0 | 0 | 0 | 0 | 0 | 0 | 0 | 0 | 0 | 0 | 0 | 0 | 0 | 0 | 0 | 0 | 0 | 0 | 0.087599 | 0 | 0 | 0 | 0 | 0 | 0 | 0 | 0 | 0 | 3.1302
60493_G_1 | NENGREST | Massachusetts | 25 | Berkshire | 3 | 60493 | 1 | Rising Paper | 0 | 2016 | 9999 | Solar PV | [5 empty] | Non-Fossil | G | 2025 | Solar |  | 0 | 0 | 0 | 0 | 0 | 0 | 0 | 0 | 0 | 0 | 0 | 0 | 0 | 0 | 0 | 0 | 0.5482 | 1.1398 | 1.7414 | 3.4294 | 0 | 0 | 0 | 0 | 0 | 0 | 0 | 0 | 0 | 0 | 0 | 0 | 0 | 0 | 0 | 0 | 0 | 0 | 0 | 0 | 0.068437 | 0 | 0 | 0 | 0 | 0 | 0 | 0 | 0 | 0 | 2.4455
60492_G_PV1 | NENGREST | Massachusetts | 25 | Berkshire | 3 | 60492 | PV1 | Rail Trail | 0 | 2016 | 9999 | Solar PV | [5 empty] | Non-Fossil | G | 2025 | Solar |  | 0 | 0 | 0 | 0 | 0 | 0 | 0 | 0 | 0 | 0 | 0 | 0 | 0 | 0 | 0 | 0 | 0.43856 | 0.91185 | 1.3931 | 2.7435 | 0 | 0 | 0 | 0 | 0 | 0 | 0 | 0 | 0 | 0 | 0 | 0 | 0 | 0 | 0 | 0 | 0 | 0 | 0 | 0 | 0.05475 | 0 | 0 | 0 | 0 | 0 | 0 | 0 | 0 | 0 | 1.9564
6049_G_UN2 | NENGREST | Massachusetts | 25 | Dukes | 7 | 6049 | UN2 | West Tisbury Generating Facility | 10843 | 1975 | 9999 | Combustion Turbine | [5 empty] | Fossil | G | 2025 | Oil |  | 0 | 0 | 0 | 0 | 0 | 0 | 0 | 0 | 0 | 0 | 0 | 0 | 0 | 0 | 0 | 0 | 0 | 0 | 0 | 0 | 0 | 0 | 0 | 0 | 0 | 0 | 0 | 0 | 0 | 0 | 0 | 0 | 0 | 0 | 0 | 0 | 0 | 0 | 0 | 0 | 0.05236 | 0 | 0 | 0 | 0 | 0 | 0 | 0 | 0 | 0 | 2.8
6049_G_UN1 | NENGREST | Massachusetts | 25 | Dukes | 7 | 6049 | UN1 | West Tisbury Generating Facility | 10839 | 1975 | 9999 | Combustion Turbine | [5 empty] | Fossil | G | 2025 | Oil |  | 0 | 0 | 0 | 0 | 0 | 0 | 0 | 0 | 0 | 0 | 0 | 0 | 0 | 0 | 0 | 0 | 0 | 0 | 0 | 0 | 0 | 0 | 0 | 0 | 0 | 0 | 0 | 0 | 0 | 0 | 0 | 0 | 0 | 0 | 0 | 0 | 0 | 0 | 0 | 0 | 0.05236 | 0 | 0 | 0 | 0 | 0 | 0 | 0 | 0 | 0 | 2.8
60489_G_PV2 | PJM_EMAC | New Jersey | 34 | Mercer | 21 | 60489 | PV2 | Hamilton Solar-Crosswicks | 0 | 2011 | 9999 | Solar PV | [5 empty] | Non-Fossil | G | 2025 | Solar |  | 0 | 0 | 0 | 0 | 0 | 0 | 0 | 0 | 0 | 0 | 0 | 0 | 0 | 0 | 0 | 0 | 0.84643 | 1.8273 | 2.9034 | 5.5771 | 0 | 0 | 0 | 0 | 0 | 0 | 0 | 0 | 0 | 0 | 0 | 0 | 0 | 0 | 0 | 0 | 0 | 0 | 0 | 0 | 0.14054 | 0 | 0 | 0 | 0 | 0 | 0 | 0 | 0 | 0 | 3.8964
60489_G_PV1 | PJM_EMAC | New Jersey | 34 | Mercer | 21 | 60489 | PV1 | Hamilton Solar-Crosswicks | 0 | 2011 | 9999 | Solar PV | [5 empty] | Non-Fossil | G | 2025 | Solar |  | 0 | 0 | 0 | 0 | 0 | 0 | 0 | 0 | 0 | 0 | 0 | 0 | 0 | 0 | 0 | 0 | 0.74062 | 1.5989 | 2.5405 | 4.88 | 0 | 0 | 0 | 0 | 0 | 0 | 0 | 0 | 0 | 0 | 0 | 0 | 0 | 0 | 0 | 0 | 0 | 0 | 0 | 0 | 0.12298 | 0 | 0 | 0 | 0 | 0 | 0 | 0 | 0 | 0 | 3.4094
60487_G_PV1 | PJM_Dom | North Carolina | 37 | Hertford | 91 | 60487 | PV1 | River Road Solar, LLC | 0 | 2016 | 9999 | Solar PV | [5 empty] | Non-Fossil | G | 2025 | Solar |  | 0 | 0 | 0 | 0 | 0 | 0 | 0 | 0 | 0 | 0 | 0 | 0 | 0 | 0 | 0 | 0 | 1.5517 | 2.6921 | 4.8414 | 9.0853 | 0 | 0 | 0 | 0 | 0 | 0 | 0 | 0 | 0 | 0 | 0 | 0 | 0 | 0 | 0 | 0 | 0 | 0 | 0 | 0 | 0.13993 | 0 | 0 | 0 | 0 | 0 | 0 | 0 | 0 | 0 | 5
60486_G_1 | WECC_MT | Montana | 30 | Teton | 99 | 60486 | 1 | Greenfield Wind - MT | 0 | 2016 | 9999 | Onshore Wind | [5 empty] | Non-Fossil | G | 2025 | Wind |  | 0 | 0 | 0 | 0 | 0 | 0 | 0 | 0 | 0 | 0 | 0 | 0 | 0 | 0 | 0 | 0 | 24.7114 | 28.4385 | 22.457 | 75.6069 | 0 | 0 | 0 | 0 | 0 | 0 | 0 | 0 | 0 | 0 | 0 | 0 | 0 | 0 | 0 | 0 | 0 | 0 | 0 | 0 | 0.90798 | 0 | 0 | 0 | 0 | 0 | 0 | 0 | 0 | 0 | 25
60485_G_PV1 | WECC_SCE | California | 6 | San Bernardino | 71 | 60485 | PV1 | Longboat Solar, LLC | 0 | 2016 | 9999 | Solar PV | [5 empty] | Non-Fossil | G | 2025 | Solar |  | 0 | 0 | 0 | 0 | 0 | 0 | 0 | 0 | 0 | 0 | 0 | 0 | 0 | 0 | 0 | 0 | 8.4151 | 15.6123 | 24.1983 | 48.2257 | 0 | 0 | 0 | 0 | 0 | 0 | 0 | 0 | 0 | 0 | 0 | 0 | 0 | 0 | 0 | 0 | 0 | 0 | 0 | 0 | 0.72255 | 0 | 0 | 0 | 0 | 0 | 0 | 0 | 0 | 0 | 20
60484_G_1 | PJM_Dom | North Carolina | 37 | Martin | 117 | 60484 | 1 | Williamston West Farm, LLC | 0 | 2016 | 9999 | Solar PV | [5 empty] | Non-Fossil | G | 2025 | Solar |  | 0 | 0 | 0 | 0 | 0 | 0 | 0 | 0 | 0 | 0 | 0 | 0 | 0 | 0 | 0 | 0 | 1.5207 | 2.6383 | 4.7446 | 8.9036 | 0 | 0 | 0 | 0 | 0 | 0 | 0 | 0 | 0 | 0 | 0 | 0 | 0 | 0 | 0 | 0 | 0 | 0 | 0 | 0 | 0.13713 | 0 | 0 | 0 | 0 | 0 | 0 | 0 | 0 | 0 | 4.9
60480_G_PV1 | S_VACA | North Carolina | 37 | Forsyth | 67 | 60480 | PV1 | Germantown Solar, LLC | 0 | 2015 | 9999 | Solar PV | [5 empty] | Non-Fossil | G | 2025 | Solar |  | 0 | 0 | 0 | 0 | 0 | 0 | 0 | 0 | 0 | 0 | 0 | 0 | 0 | 0 | 0 | 0 | 0.63667 | 1.1293 | 1.8834 | 3.6494 | 0 | 0 | 0 | 0 | 0 | 0 | 0 | 0 | 0 | 0 | 0 | 0 | 0 | 0 | 0 | 0 | 0 | 0 | 0 | 0 | 0.058734 | 0 | 0 | 0 | 0 | 0 | 0 | 0 | 0 | 0 | 2.0987
60478_G_BW | NY_Z_F | New York | 36 | Albany | 1 | 60478 | BW | Bethlehem - West | 0 | 2016 | 9999 | Solar PV | [5 empty] | Non-Fossil | G | 2025 | Solar |  | 0 | 0 | 0 | 0 | 0 | 0 | 0 | 0 | 0 | 0 | 0 | 0 | 0 | 0 | 0 | 0 | 0.13107 | 0.28536 | 0.46447 | 0.8809 | 0 | 0 | 0 | 0 | 0 | 0 | 0 | 0 | 0 | 0 | 0 | 0 | 0 | 0 | 0 | 0 | 0 | 0 | 0 | 0 | 0.016791 | 0 | 0 | 0 | 0 | 0 | 0 | 0 | 0 | 0 | 0.6
60477_G_BE | NY_Z_F | New York | 36 | Albany | 1 | 60477 | BE | Bethlehem - East | 0 | 2016 | 9999 | Solar PV | [5 empty] | Non-Fossil | G | 2025 | Solar |  | 0 | 0 | 0 | 0 | 0 | 0 | 0 | 0 | 0 | 0 | 0 | 0 | 0 | 0 | 0 | 0 | 0.22282 | 0.4851 | 0.78961 | 1.4975 | 0 | 0 | 0 | 0 | 0 | 0 | 0 | 0 | 0 | 0 | 0 | 0 | 0 | 0 | 0 | 0 | 0 | 0 | 0 | 0 | 0.028545 | 0 | 0 | 0 | 0 | 0 | 0 | 0 | 0 | 0 | 1.02
60476_G_WPMA2 | NENGREST | Massachusetts | 25 | Bristol | 5 | 60476 | WPMA2 | Westport MA 2 | 0 | 2016 | 9999 | Solar PV | [5 empty] | Non-Fossil | G | 2025 | Solar |  | 0 | 0 | 0 | 0 | 0 | 0 | 0 | 0 | 0 | 0 | 0 | 0 | 0 | 0 | 0 | 0 | 0.26313 | 0.54711 | 0.83586 | 1.6461 | 0 | 0 | 0 | 0 | 0 | 0 | 0 | 0 | 0 | 0 | 0 | 0 | 0 | 0 | 0 | 0 | 0 | 0 | 0 | 0 | 0.03285 | 0 | 0 | 0 | 0 | 0 | 0 | 0 | 0 | 0 | 1.1738
60473_G_WPMA1 | NENGREST | Massachusetts | 25 | Bristol | 5 | 60473 | WPMA1 | Westport MA 1 | 0 | 2016 | 9999 | Solar PV | [5 empty] | Non-Fossil | G | 2025 | Solar |  | 0 | 0 | 0 | 0 | 0 | 0 | 0 | 0 | 0 | 0 | 0 | 0 | 0 | 0 | 0 | 0 | 0.28506 | 0.5927 | 0.90551 | 1.7833 | 0 | 0 | 0 | 0 | 0 | 0 | 0 | 0 | 0 | 0 | 0 | 0 | 0 | 0 | 0 | 0 | 0 | 0 | 0 | 0 | 0.035587 | 0 | 0 | 0 | 0 | 0 | 0 | 0 | 0 | 0 | 1.2716
60472_G_CPS1 | ERC_REST | Texas | 48 | Bexar | 29 | 60472 | CPS1 | CPS 1 | 0 | 2016 | 9999 | Solar PV | [5 empty] | Non-Fossil | G | 2025 | Solar |  | 0 | 0 | 0 | 0 | 0 | 0 | 0 | 0 | 0 | 0 | 0 | 0 | 0 | 0 | 0 | 0 | 0.29224 | 0.51577 | 0.88747 | 1.6955 | 0 | 0 | 0 | 0 | 0 | 0 | 0 | 0 | 0 | 0 | 0 | 0 | 0 | 0 | 0 | 0 | 0 | 0 | 0 | 0 | 0.025227 | 0 | 0 | 0 | 0 | 0 | 0 | 0 | 0 | 0 | 0.90142
60470_G_1 | PJM_West | Ohio | 39 | Paulding | 125 | 60470 | 1 | Paulding Wind Farm III | 0 | 2016 | 9999 | Onshore Wind | [5 empty] | Non-Fossil | G | 2025 | Wind |  | 0 | 0 | 0 | 0 | 0 | 0 | 0 | 0 | 0 | 0 | 0 | 0 | 0 | 0 | 0 | 0 | 78.9091 | 96.7017 | 60.665 | 236.2759 | 0 | 0 | 0 | 0 | 0 | 0 | 0 | 0 | 0 | 0 | 0 | 0 | 0 | 0 | 0 | 0 | 0 | 0 | 0 | 0 | 2.4483 | 0 | 0 | 0 | 0 | 0 | 0 | 0 | 0 | 0 | 86.8908
6047_G_GEN3 | NENGREST | Massachusetts | 25 | Franklin | 11 | 6047 | GEN3 | Deerfield 2 | 0 | 1913 | 9999 | Hydro | [5 empty] | Non-Fossil | G | 2025 | Hydro |  | 0 | 0 | 0 | 0 | 0 | 0 | 0 | 0 | 0 | 0 | 0 | 0 | 0 | 0 | 0 | 0 | 2.2732 | 3.0913 | 2.8926 | 8.257 | 0 | 0 | 0 | 0 | 0 | 0 | 0 | 0 | 0 | 0 | 0 | 0 | 0 | 0 | 0 | 0 | 0 | 0 | 0 | 0 | 0.032668 | 0.0060466 | 0.0082228 | 0.0076943 | 0.021964 | 0 | 0 | 0 | 0 | 0 | 2.1941
6047_G_GEN2 | NENGREST | Massachusetts | 25 | Franklin | 11 | 6047 | GEN2 | Deerfield 2 | 0 | 1913 | 9999 | Hydro | [5 empty] | Non-Fossil | G | 2025 | Hydro |  | 0 | 0 | 0 | 0 | 0 | 0 | 0 | 0 | 0 | 0 | 0 | 0 | 0 | 0 | 0 | 0 | 2.2732 | 3.0913 | 2.8926 | 8.257 | 0 | 0 | 0 | 0 | 0 | 0 | 0 | 0 | 0 | 0 | 0 | 0 | 0 | 0 | 0 | 0 | 0 | 0 | 0 | 0 | 0.032668 | 0.0060466 | 0.0082228 | 0.0076943 | 0.021964 | 0 | 0 | 0 | 0 | 0 | 2.1941
6047_G_GEN1 | NENGREST | Massachusetts | 25 | Franklin | 11 | 6047 | GEN1 | Deerfield 2 | 0 | 1913 | 9999 | Hydro | [5 empty] | Non-Fossil | G | 2025 | Hydro |  | 0 | 0 | 0 | 0 | 0 | 0 | 0 | 0 | 0 | 0 | 0 | 0 | 0 | 0 | 0 | 0 | 2.2732 | 3.0913 | 2.8926 | 8.257 | 0 | 0 | 0 | 0 | 0 | 0 | 0 | 0 | 0 | 0 | 0 | 0 | 0 | 0 | 0 | 0 | 0 | 0 | 0 | 0 | 0.032668 | 0.0060466 | 0.0082228 | 0.0076943 | 0.021964 | 0 | 0 | 0 | 0 | 0 | 2.1941
60469_G_INV1 | S_SOU | Georgia | 13 | Glynn | 127 | 60469 | INV1 | Solar Glynn | 0 | 2016 | 9999 | Solar PV | [5 empty] | Non-Fossil | G | 2025 | Solar |  | 0 | 0 | 0 | 0 | 0 | 0 | 0 | 0 | 0 | 0 | 0 | 0 | 0 | 0 | 0 | 0 | 6.9134 | 11.896 | 17.8598 | 36.6692 | 0 | 0 | 0 | 0 | 0 | 0 | 0 | 0 | 0 | 0 | 0 | 0 | 0 | 0 | 0 | 0 | 0 | 0 | 0 | 0 | 0.50374 | 0 | 0 | 0 | 0 | 0 | 0 | 0 | 0 | 0 | 18
60468_G_GT-1 | ERC_REST | Texas | 48 | Harris | 201 | 60468 | GT-1 | Friendswood Energy | 9086 | 2017 | 9999 | Combustion Turbine |  |  |  | DLNB |  | Fossil | G | 2025 | NaturalGas |  | 0 | 0 | 0.53531 | 0.53531 | 0 | 0 | 0 | 0 | 0 | 0 | 0 | 0 | 0 | 0 | 0 | 0 | 0 | 0 | 58.9156 | 58.9156 | 0 | 0 | 31.3369 | 31.3369 | 0 | 0 | 3.7498e-08 | 3.7498e-08 | 0 | 0 | 0.0029442 | 0.0029442 | 0 | 0 | 0 | 0 | 0 | 0 | 0 | 0 | 2.1879 | 0 | 0 | 0.60839 | 0.60839 | 0 | 0 | 1.9682 | 1.9682 | 0 | 117
60467_G_PV1 | WECC_AZ | Arizona | 4 | Maricopa | 13 | 60467 | PV1 | Red Rock | 0 | 2017 | 9999 | Solar PV | [5 empty] | Non-Fossil | G | 2025 | Solar |  | 0 | 0 | 0 | 0 | 0 | 0 | 0 | 0 | 0 | 0 | 0 | 0 | 0 | 0 | 0 | 0 | 18.0045 | 32.4846 | 47.0468 | 97.5359 | 0 | 0 | 0 | 0 | 0 | 0 | 0 | 0 | 0 | 0 | 0 | 0 | 0 | 0 | 0 | 0 | 0 | 0 | 0 | 0 | 1.8014 | 0 | 0 | 0 | 0 | 0 | 0 | 0 | 0 | 0 | 39.9057
60465_G_PV1 | PJM_EMAC | Maryland | 24 | Queen Annes | 35 | 60465 | PV1 | Chesapeake College | 0 | 2016 | 9999 | Solar PV | [5 empty] | Non-Fossil | G | 2025 | Solar |  | 0 | 0 | 0 | 0 | 0 | 0 | 0 | 0 | 0 | 0 | 0 | 0 | 0 | 0 | 0 | 0 | 0.35935 | 0.76342 | 1.3553 | 2.4781 | 0 | 0 | 0 | 0 | 0 | 0 | 0 | 0 | 0 | 0 | 0 | 0 | 0 | 0 | 0 | 0 | 0 | 0 | 0 | 0 | 0.041978 | 0 | 0 | 0 | 0 | 0 | 0 | 0 | 0 | 0 | 1.5
60464_G_STG1 | PJM_PENE | Pennsylvania | 42 | Westmoreland | 129 | 60464 | STG1 | Tenaska Westmoreland Generating Station | 6250 | 2018 | 9999 | Combined Cycle |  |  | SCR | DLNB + H2O |  | Fossil | G | 2025 | NaturalGas |  | 4.0999 | 5.5577 | 7.6717 | 17.3293 | 0 | 0 | 0 | 0 | 0 | 0 | 0 | 0 | 0 | 0 | 0 | 0 | 655.9883 | 889.2285 | 1227.4651 | 2772.6819 | 240.0097 | 325.3465 | 449.0988 | 1014.455 | 2.87e-07 | 3.8905e-07 | 5.37e-07 | 1.2131e-06 | 0.02255 | 0.030567 | 0.042194 | 0.095311 | 0 | 0 | 0 | 0 | 0 | 0 | 0 | 0 | 11.4237 | 1.3925 | 1.8877 | 2.6057 | 5.8858 | 10.1548 | 12.9874 | 20.3823 | 43.5246 | 0 | 374 | SCR
60464_G_CTG2 | PJM_PENE | Pennsylvania | 42 | Westmoreland | 129 | 60464 | CTG2 | Tenaska Westmoreland Generating Station | 6250 | 2018 | 9999 | Combined Cycle |  |  | SCR | DLNB + H2O |  | Fossil | G | 2025 | NaturalGas |  | 3.0256 | 4.1014 | 5.6614 | 12.7884 | 0 | 0 | 0 | 0 | 0 | 0 | 0 | 0 | 0 | 0 | 0 | 0 | 484.0983 | 656.2221 | 905.8299 | 2046.1503 | 177.1195 | 240.0953 | 331.4205 | 748.6352 | 2.118e-07 | 2.8711e-07 | 3.9629e-07 | 8.9519e-07 | 0.016641 | 0.022558 | 0.031138 | 0.070336 | 0 | 0 | 0 | 0 | 0 | 0 | 0 | 0 | 8.4303 | 1.0276 | 1.393 | 1.9229 | 4.3436 | 7.494 | 9.5843 | 15.0415 | 32.1197 | 0 | 276 | SCR
60464_G_CTG1 | PJM_PENE | Pennsylvania | 42 | Westmoreland | 129 | 60464 | CTG1 | Tenaska Westmoreland Generating Station | 6250 | 2018 | 9999 | Combined Cycle |  |  | SCR | DLNB + H2O |  | Fossil | G | 2025 | NaturalGas |  | 3.0256 | 4.1014 | 5.6614 | 12.7884 | 0 | 0 | 0 | 0 | 0 | 0 | 0 | 0 | 0 | 0 | 0 | 0 | 484.0983 | 656.2221 | 905.8299 | 2046.1503 | 177.1195 | 240.0953 | 331.4205 | 748.6352 | 2.118e-07 | 2.8711e-07 | 3.9629e-07 | 8.9519e-07 | 0.016641 | 0.022558 | 0.031138 | 0.070336 | 0 | 0 | 0 | 0 | 0 | 0 | 0 | 0 | 8.4303 | 1.0276 | 1.393 | 1.9229 | 4.3436 | 7.494 | 9.5843 | 15.0415 | 32.1197 | 0 | 276 | SCR
60463_G_PV1 | NY_Z_F | New York | 36 | Greene | 39 | 60463 | PV1 | Greene County Meter #1 | 0 | 2017 | 9999 | Solar PV | [5 empty] | Non-Fossil | G | 2025 | Solar |  | 0 | 0 | 0 | 0 | 0 | 0 | 0 | 0 | 0 | 0 | 0 | 0 | 0 | 0 | 0 | 0 | 0.20971 | 0.45657 | 0.74316 | 1.4094 | 0 | 0 | 0 | 0 | 0 | 0 | 0 | 0 | 0 | 0 | 0 | 0 | 0 | 0 | 0 | 0 | 0 | 0 | 0 | 0 | 0.026866 | 0 | 0 | 0 | 0 | 0 | 0 | 0 | 0 | 0 | 0.96
60462_G_PV1 | NY_Z_C&E | New York | 36 | Oswego | 75 | 60462 | PV1 | Onondaga County- Clearwater | 0 | 2017 | 9999 | Solar PV | [5 empty] | Non-Fossil | G | 2025 | Solar |  | 0 | 0 | 0 | 0 | 0 | 0 | 0 | 0 | 0 | 0 | 0 | 0 | 0 | 0 | 0 | 0 | 0.37114 | 0.80272 | 1.3127 | 2.4865 | 0 | 0 | 0 | 0 | 0 | 0 | 0 | 0 | 0 | 0 | 0 | 0 | 0 | 0 | 0 | 0 | 0 | 0 | 0 | 0 | 0.053516 | 0 | 0 | 0 | 0 | 0 | 0 | 0 | 0 | 0 | 1.9123
60461_G_PV1 | PJM_EMAC | Maryland | 24 | Harford | 25 | 60461 | PV1 | The Clorox Company | 0 | 2016 | 9999 | Solar PV | [5 empty] | Non-Fossil | G | 2025 | Solar |  | 0 | 0 | 0 | 0 | 0 | 0 | 0 | 0 | 0 | 0 | 0 | 0 | 0 | 0 | 0 | 0 | 0.38331 | 0.81431 | 1.4456 | 2.6433 | 0 | 0 | 0 | 0 | 0 | 0 | 0 | 0 | 0 | 0 | 0 | 0 | 0 | 0 | 0 | 0 | 0 | 0 | 0 | 0 | 0.044777 | 0 | 0 | 0 | 0 | 0 | 0 | 0 | 0 | 0 | 1.6
60460_G_CH2 | ERC_REST | Texas | 48 | Harris | 201 | 60460 | CH2 | Chamon Power LLC | 9086 | 2017 | 9999 | Combustion Turbine | [5 empty] | Fossil | G | 2025 | NaturalGas |  | 0 | 0 | 0.19093 | 0.19093 | 0 | 0 | 0 | 0 | 0 | 0 | 0 | 0 | 0 | 0 | 0 | 0 | 0 | 0 | 21.0136 | 21.0136 | 0 | 0 | 11.177 | 11.177 | 0 | 0 | 1.3372e-08 | 1.3372e-08 | 0 | 0 | 0.0010501 | 0.0010501 | 0 | 0 | 0 | 0 | 0 | 0 | 0 | 0 | 0.8041 | 0 | 0 | 0.217 | 0.217 | 0 | 0 | 0.70202 | 0.70202 | 0 | 43
60460_G_CH1 | ERC_REST | Texas | 48 | Harris | 201 | 60460 | CH1 | Chamon Power LLC | 9086 | 2017 | 9999 | Combustion Turbine | [5 empty] | Fossil | G | 2025 | NaturalGas |  | 0 | 0 | 0.19093 | 0.19093 | 0 | 0 | 0 | 0 | 0 | 0 | 0 | 0 | 0 | 0 | 0 | 0 | 0 | 0 | 21.0136 | 21.0136 | 0 | 0 | 11.177 | 11.177 | 0 | 0 | 1.3372e-08 | 1.3372e-08 | 0 | 0 | 0.0010501 | 0.0010501 | 0 | 0 | 0 | 0 | 0 | 0 | 0 | 0 | 0.8041 | 0 | 0 | 0.217 | 0.217 | 0 | 0 | 0.70202 | 0.70202 | 0 | 43
6046_G_9 | FRCC | Florida | 12 | Volusia | 127 | 6046 | 9 | DeBary | 13912 | 1992 | 9999 | Combustion Turbine |  |  |  | H2O |  | Fossil | G | 2025 | NaturalGas |  | 0.0077402 | 0 | 0.036683 | 0.044423 | 0 | 0 | 0 | 0 | 0 | 0 | 0 | 0 | 0 | 0 | 0 | 0 | 0.55637 | 0 | 2.6368 | 3.1931 | 0.45311 | 0 | 2.1474 | 2.6005 | 5.4177e-10 | 0 | 2.5755e-09 | 3.1173e-09 | 0.00029191 | 0 | 0.0013835 | 0.0016754 | 0 | 0 | 0 | 0 | 0 | 0 | 0 | 0 | 1.496 | 0.0087341 | 0 | 0.041394 | 0.050128 | 0.02993 | 0 | 0.14258 | 0.17251 | 0 | 80
6046_G_8 | FRCC | Florida | 12 | Volusia | 127 | 6046 | 8 | DeBary | 13912 | 1992 | 9999 | Combustion Turbine |  |  |  | H2O |  | Fossil | G | 2025 | NaturalGas |  | 0.0075467 | 0 | 0.035766 | 0.043313 | 0 | 0 | 0 | 0 | 0 | 0 | 0 | 0 | 0 | 0 | 0 | 0 | 0.54246 | 0 | 2.5709 | 3.1133 | 0.44178 | 0 | 2.0937 | 2.5355 | 5.2823e-10 | 0 | 2.5111e-09 | 3.0394e-09 | 0.00029737 | 0 | 0.0014093 | 0.0017067 | 0 | 0 | 0 | 0 | 0 | 0 | 0 | 0 | 1.4586 | 0.0085158 | 0 | 0.040359 | 0.048875 | 0.029182 | 0 | 0.13902 | 0.1682 | 0 | 78
6046_G_7 | FRCC | Florida | 12 | Volusia | 127 | 6046 | 7 | DeBary | 13912 | 1992 | 9999 | Combustion Turbine |  |  |  | H2O |  | Fossil | G | 2025 | NaturalGas |  | 0.0076434 | 0 | 0.036224 | 0.043868 | 0 | 0 | 0 | 0 | 0 | 0 | 0 | 0 | 0 | 0 | 0 | 0 | 0.54941 | 0 | 2.6038 | 3.1532 | 0.44745 | 0 | 2.1206 | 2.568 | 5.35e-10 | 0 | 2.5433e-09 | 3.0783e-09 | 0.00029273 | 0 | 0.0013874 | 0.0016801 | 0 | 0 | 0 | 0 | 0 | 0 | 0 | 0 | 1.4773 | 0.008625 | 0 | 0.040876 | 0.049501 | 0.029556 | 0 | 0.1408 | 0.17035 | 0 | 79
6046_G_6 | FRCC | Florida | 12 | Volusia | 127 | 6046 | 6 | DeBary | 13911 | 1976 | 9999 | Combustion Turbine | [5 empty] | Fossil | G | 2025 | Oil |  | 0 | 0 | 0 | 0 | 0 | 0 | 0 | 0 | 0 | 0 | 0 | 0 | 0 | 0 | 0 | 0 | 0 | 0 | 0 | 0 | 0 | 0 | 0 | 0 | 0 | 0 | 0 | 0 | 0 | 0 | 0 | 0 | 0 | 0 | 0 | 0 | 0 | 0 | 0 | 0 | 0.9537 | 0 | 0 | 0 | 0 | 0 | 0 | 0 | 0 | 0 | 51
6046_G_5 | FRCC | Florida | 12 | Volusia | 127 | 6046 | 5 | DeBary | 13912 | 1975 | 9999 | Combustion Turbine | [5 empty] | Fossil | G | 2025 | Oil |  | 0 | 0 | 0 | 0 | 0 | 0 | 0 | 0 | 0 | 0 | 0 | 0 | 0 | 0 | 0 | 0 | 0 | 0 | 0 | 0 | 0 | 0 | 0 | 0 | 0 | 0 | 0 | 0 | 0 | 0 | 0 | 0 | 0 | 0 | 0 | 0 | 0 | 0 | 0 | 0 | 0.935 | 0 | 0 | 0 | 0 | 0 | 0 | 0 | 0 | 0 | 50
6046_G_4 | FRCC | Florida | 12 | Volusia | 127 | 6046 | 4 | DeBary | 13912 | 1976 | 9999 | Combustion Turbine | [5 empty] | Fossil | G | 2025 | Oil |  | 0 | 0 | 0 | 0 | 0 | 0 | 0 | 0 | 0 | 0 | 0 | 0 | 0 | 0 | 0 | 0 | 0 | 0 | 0 | 0 | 0 | 0 | 0 | 0 | 0 | 0 | 0 | 0 | 0 | 0 | 0 | 0 | 0 | 0 | 0 | 0 | 0 | 0 | 0 | 0 | 0.935 | 0 | 0 | 0 | 0 | 0 | 0 | 0 | 0 | 0 | 50
6046_G_3 | FRCC | Florida | 12 | Volusia | 127 | 6046 | 3 | DeBary | 13912 | 1975 | 9999 | Combustion Turbine | [5 empty] | Fossil | G | 2025 | Oil |  | 0 | 0 | 0 | 0 | 0 | 0 | 0 | 0 | 0 | 0 | 0 | 0 | 0 | 0 | 0 | 0 | 0 | 0 | 0 | 0 | 0 | 0 | 0 | 0 | 0 | 0 | 0 | 0 | 0 | 0 | 0 | 0 | 0 | 0 | 0 | 0 | 0 | 0 | 0 | 0 | 0.935 | 0 | 0 | 0 | 0 | 0 | 0 | 0 | 0 | 0 | 50
6046_G_2 | FRCC | Florida | 12 | Volusia | 127 | 6046 | 2 | DeBary | 13912 | 1976 | 9999 | Combustion Turbine | [5 empty] | Fossil | G | 2025 | Oil |  | 0 | 0 | 0 | 0 | 0 | 0 | 0 | 0 | 0 | 0 | 0 | 0 | 0 | 0 | 0 | 0 | 0 | 0 | 0 | 0 | 0 | 0 | 0 | 0 | 0 | 0 | 0 | 0 | 0 | 0 | 0 | 0 | 0 | 0 | 0 | 0 | 0 | 0 | 0 | 0 | 0.8976 | 0 | 0 | 0 | 0 | 0 | 0 | 0 | 0 | 0 | 48
6046_G_10 | FRCC | Florida | 12 | Volusia | 127 | 6046 | 10 | DeBary | 13911 | 1992 | 9999 | Combustion Turbine |  |  |  | H2O |  | Fossil | G | 2025 | Oil |  | 0 | 0 | 0 | 0 | 0 | 0 | 0 | 0 | 0 | 0 | 0 | 0 | 0 | 0 | 0 | 0 | 0 | 0 | 0 | 0 | 0 | 0 | 0 | 0 | 0 | 0 | 0 | 0 | 0 | 0 | 0 | 0 | 0 | 0 | 0 | 0 | 0 | 0 | 0 | 0 | 1.4025 | 0 | 0 | 0 | 0 | 0 | 0 | 0 | 0 | 0 | 75
60459_G_PC2 | ERC_REST | Texas | 48 | Calhoun | 57 | 60459 | PC2 | Port Comfort Power LLC | 9086 | 2017 | 9999 | Combustion Turbine | [5 empty] | Fossil | G | 2025 | NaturalGas |  | 0 | 0 | 0.19093 | 0.19093 | 0 | 0 | 0 | 0 | 0 | 0 | 0 | 0 | 0 | 0 | 0 | 0 | 0 | 0 | 21.0136 | 21.0136 | 0 | 0 | 11.177 | 11.177 | 0 | 0 | 1.3372e-08 | 1.3372e-08 | 0 | 0 | 0.0010501 | 0.0010501 | 0 | 0 | 0 | 0 | 0 | 0 | 0 | 0 | 0.8041 | 0 | 0 | 0.217 | 0.217 | 0 | 0 | 0.70202 | 0.70202 | 0 | 43
60459_G_PC1 | ERC_REST | Texas | 48 | Calhoun | 57 | 60459 | PC1 | Port Comfort Power LLC | 9086 | 2017 | 9999 | Combustion Turbine | [5 empty] | Fossil | G | 2025 | NaturalGas |  | 0 | 0 | 0.19093 | 0.19093 | 0 | 0 | 0 | 0 | 0 | 0 | 0 | 0 | 0 | 0 | 0 | 0 | 0 | 0 | 21.0136 | 21.0136 | 0 | 0 | 11.177 | 11.177 | 0 | 0 | 1.3372e-08 | 1.3372e-08 | 0 | 0 | 0.0010501 | 0.0010501 | 0 | 0 | 0 | 0 | 0 | 0 | 0 | 0 | 0.8041 | 0 | 0 | 0.217 | 0.217 | 0 | 0 | 0.70202 | 0.70202 | 0 | 43
60458_G_HAEH | NENGREST | Massachusetts | 25 | Worcester | 27 | 60458 | HAEH | Hardwick-Athol & Eagle Hill | 0 | 2015 | 9999 | Solar PV | [5 empty] | Non-Fossil | G | 2025 | Solar |  | 0 | 0 | 0 | 0 | 0 | 0 | 0 | 0 | 0 | 0 | 0 | 0 | 0 | 0 | 0 | 0 | 0.61398 | 1.2766 | 1.9503 | 3.8409 | 0 | 0 | 0 | 0 | 0 | 0 | 0 | 0 | 0 | 0 | 0 | 0 | 0 | 0 | 0 | 0 | 0 | 0 | 0 | 0 | 0.07665 | 0 | 0 | 0 | 0 | 0 | 0 | 0 | 0 | 0 | 2.7389
60457_G_1 | NENG_ME | Maine | 23 | Somerset | 25 | 60457 | 1 | Athens Energy | 13500 | 2016 | 9999 | Biomass | [5 empty] | Non-Fossil | G | 2025 |  | Biomass Retirement | 0 | 0 | 0 | 0 | 0 | 0 | 0 | 0 | 0 | 0 | 0 | 0 | 0 | 0 | 0 | 0 | 0 | 0 | 0 | 0 | 0 | 0 | 0 | 0 | 0 | 0 | 0 | 0 | 0 | 0 | 0 | 0 | 0 | 0 | 0 | 0 | 0 | 0 | 0 | 0 | 0 | 0 | 0 | 0 | 0 | 0 | 0 | 0 | 0 | 0 | 7
60456_G_ONW | NY_Z_C&E | New York | 36 | Oneida | 65 | 60456 | ONW | Oneida - West | 0 | 2015 | 9999 | Solar PV | [5 empty] | Non-Fossil | G | 2025 | Solar |  | 0 | 0 | 0 | 0 | 0 | 0 | 0 | 0 | 0 | 0 | 0 | 0 | 0 | 0 | 0 | 0 | 0.35259 | 0.76259 | 1.247 | 2.3622 | 0 | 0 | 0 | 0 | 0 | 0 | 0 | 0 | 0 | 0 | 0 | 0 | 0 | 0 | 0 | 0 | 0 | 0 | 0 | 0 | 0.05084 | 0 | 0 | 0 | 0 | 0 | 0 | 0 | 0 | 0 | 1.8167
60455_G_ONS | NY_Z_C&E | New York | 36 | Oneida | 65 | 60455 | ONS | Oneida - South | 0 | 2015 | 9999 | Solar PV | [5 empty] | Non-Fossil | G | 2025 | Solar |  | 0 | 0 | 0 | 0 | 0 | 0 | 0 | 0 | 0 | 0 | 0 | 0 | 0 | 0 | 0 | 0 | 0.35259 | 0.76259 | 1.247 | 2.3622 | 0 | 0 | 0 | 0 | 0 | 0 | 0 | 0 | 0 | 0 | 0 | 0 | 0 | 0 | 0 | 0 | 0 | 0 | 0 | 0 | 0.05084 | 0 | 0 | 0 | 0 | 0 | 0 | 0 | 0 | 0 | 1.8167
60454_G_HOUGH | NY_Z_B | New York | 36 | Allegany | 3 | 60454 | HOUGH | Houghton | 0 | 2015 | 9999 | Solar PV | [5 empty] | Non-Fossil | G | 2025 | Solar |  | 0 | 0 | 0 | 0 | 0 | 0 | 0 | 0 | 0 | 0 | 0 | 0 | 0 | 0 | 0 | 0 | 0.65274 | 1.3587 | 2.0896 | 4.1011 | 0 | 0 | 0 | 0 | 0 | 0 | 0 | 0 | 0 | 0 | 0 | 0 | 0 | 0 | 0 | 0 | 0 | 0 | 0 | 0 | 0.072762 | 0 | 0 | 0 | 0 | 0 | 0 | 0 | 0 | 0 | 2.6
60453_G_CUMM | NY_Z_A | New York | 36 | Chautauqua | 13 | 60453 | CUMM | Cummins, Inc | 0 | 2015 | 9999 | Solar PV | [5 empty] | Non-Fossil | G | 2025 | Solar |  | 0 | 0 | 0 | 0 | 0 | 0 | 0 | 0 | 0 | 0 | 0 | 0 | 0 | 0 | 0 | 0 | 0.25105 | 0.52258 | 0.8037 | 1.5773 | 0 | 0 | 0 | 0 | 0 | 0 | 0 | 0 | 0 | 0 | 0 | 0 | 0 | 0 | 0 | 0 | 0 | 0 | 0 | 0 | 0.027985 | 0 | 0 | 0 | 0 | 0 | 0 | 0 | 0 | 0 | 1
60452_G_CALV | NY_Z_K | New York | 36 | Suffolk | 103 | 60452 | CALV | Calverton | 0 | 2015 | 9999 | Solar PV | [5 empty] | Non-Fossil | G | 2025 | Solar |  | 0 | 0 | 0 | 0 | 0 | 0 | 0 | 0 | 0 | 0 | 0 | 0 | 0 | 0 | 0 | 0 | 0.92521 | 1.9213 | 2.9441 | 5.7906 | 0 | 0 | 0 | 0 | 0 | 0 | 0 | 0 | 0 | 0 | 0 | 0 | 0 | 0 | 0 | 0 | 0 | 0 | 0 | 0 | 0.10194 | 0 | 0 | 0 | 0 | 0 | 0 | 0 | 0 | 0 | 3.6426
60451_G_PVBR | NENGREST | Rhode Island | 44 | Providence | 7 | 60451 | PVBR | Brookside | 0 | 2015 | 9999 | Solar PV | [5 empty] | Non-Fossil | G | 2025 | Solar |  | 0 | 0 | 0 | 0 | 0 | 0 | 0 | 0 | 0 | 0 | 0 | 0 | 0 | 0 | 0 | 0 | 0.22954 | 0.48959 | 0.75102 | 1.4701 | 0 | 0 | 0 | 0 | 0 | 0 | 0 | 0 | 0 | 0 | 0 | 0 | 0 | 0 | 0 | 0 | 0 | 0 | 0 | 0 | 0.027985 | 0 | 0 | 0 | 0 | 0 | 0 | 0 | 0 | 0 | 1
60450_G_PVCR | WEC_CALN | California | 6 | Kings | 31 | 60450 | PVCR | Corcoran | 0 | 2014 | 9999 | Solar PV | [5 empty] | Non-Fossil | G | 2025 | Solar |  | 0 | 0 | 0 | 0 | 0 | 0 | 0 | 0 | 0 | 0 | 0 | 0 | 0 | 0 | 0 | 0 | 0.41271 | 0.82155 | 1.347 | 2.5812 | 0 | 0 | 0 | 0 | 0 | 0 | 0 | 0 | 0 | 0 | 0 | 0 | 0 | 0 | 0 | 0 | 0 | 0 | 0 | 0 | 0.03519 | 0 | 0 | 0 | 0 | 0 | 0 | 0 | 0 | 0 | 1.0989
6045_G_2 | FRCC | Florida | 12 | St Lucie | 111 | 6045 | 2 | St Lucie | 10456 | 1983 | 9999 | Nuclear | [5 empty] | Non-Fossil | G | 2025 | Nuclear |  | 16.7079 | 22.6485 | 30.6161 | 69.9726 | 0 | 0 | 0 | 0 | 0 | 0 | 0 | 0 | 0 | 0 | 0 | 0 | 1597.926 | 2166.0775 | 2928.0934 | 6692.0969 | 0 | 0 | 0 | 0 | 0 | 0 | 0 | 0 | 0 | 0 | 0 | 0 | 0 | 0 | 0 | 0 | 0 | 0 | 0 | 0 | 214.6761 | 0.12657 | 0.17158 | 0.23194 | 0.53009 | 10.8226 | 14.6707 | 19.8317 | 45.325 | 0 | 987
6045_G_1 | FRCC | Florida | 12 | St Lucie | 111 | 6045 | 1 | St Lucie | 10456 | 1976 | 9999 | Nuclear | [5 empty] | Non-Fossil | G | 2025 | Nuclear |  | 17.8293 | 24.1686 | 32.671 | 74.6689 | 0 | 0 | 0 | 0 | 0 | 0 | 0 | 0 | 0 | 0 | 0 | 0 | 1705.1735 | 2311.4574 | 3124.6174 | 7141.2484 | 0 | 0 | 0 | 0 | 0 | 0 | 0 | 0 | 0 | 0 | 0 | 0 | 0 | 0 | 0 | 0 | 0 | 0 | 0 | 0 | 225.2089 | 0.14166 | 0.19203 | 0.25958 | 0.59326 | 11.549 | 15.6553 | 21.1628 | 48.3671 | 0 | 981
60449_G_PSII | WECC_UT | Utah | 49 | Millard | 27 | 60449 | PSII | Pavant Solar II LLC | 0 | 2016 | 9999 | Solar PV | [5 empty] | Non-Fossil | G | 2025 | Solar |  | 0 | 0 | 0 | 0 | 0 | 0 | 0 | 0 | 0 | 0 | 0 | 0 | 0 | 0 | 0 | 0 | 17.5152 | 36.7898 | 66.234 | 120.5391 | 0 | 0 | 0 | 0 | 0 | 0 | 0 | 0 | 0 | 0 | 0 | 0 | 0 | 0 | 0 | 0 | 0 | 0 | 0 | 0 | 1.3674 | 0 | 0 | 0 | 0 | 0 | 0 | 0 | 0 | 0 | 48.8618
60448_G_VALD | S_SOU | Georgia | 13 | Lowndes | 185 | 60448 | VALD | Valdosta | 0 | 2013 | 9999 | Solar PV | [5 empty] | Non-Fossil | G | 2025 | Solar |  | 0 | 0 | 0 | 0 | 0 | 0 | 0 | 0 | 0 | 0 | 0 | 0 | 0 | 0 | 0 | 0 | 0.38408 | 0.66089 | 0.99221 | 2.0372 | 0 | 0 | 0 | 0 | 0 | 0 | 0 | 0 | 0 | 0 | 0 | 0 | 0 | 0 | 0 | 0 | 0 | 0 | 0 | 0 | 0.027985 | 0 | 0 | 0 | 0 | 0 | 0 | 0 | 0 | 0 | 1
60447_G_PSLS | PJM_SMAC | Maryland | 24 | Baltimore | 5 | 60447 | PSLS | Presbyterian Senior Living Service | 0 | 2013 | 9999 | Solar PV | [5 empty] | Non-Fossil | G | 2025 | Solar |  | 0 | 0 | 0 | 0 | 0 | 0 | 0 | 0 | 0 | 0 | 0 | 0 | 0 | 0 | 0 | 0 | 0.27271 | 0.56273 | 0.94587 | 1.7813 | 0 | 0 | 0 | 0 | 0 | 0 | 0 | 0 | 0 | 0 | 0 | 0 | 0 | 0 | 0 | 0 | 0 | 0 | 0 | 0 | 0.033583 | 0 | 0 | 0 | 0 | 0 | 0 | 0 | 0 | 0 | 1.2
60446_G_PVEB | WECC_SCE | California | 6 | Kern | 29 | 60446 | PVEB | E&B Resources | 0 | 2013 | 9999 | Solar PV | [5 empty] | Non-Fossil | G | 2025 | Solar |  | 0 | 0 | 0 | 0 | 0 | 0 | 0 | 0 | 0 | 0 | 0 | 0 | 0 | 0 | 0 | 0 | 0.42075 | 0.78061 | 1.2099 | 2.4113 | 0 | 0 | 0 | 0 | 0 | 0 | 0 | 0 | 0 | 0 | 0 | 0 | 0 | 0 | 0 | 0 | 0 | 0 | 0 | 0 | 0.036128 | 0 | 0 | 0 | 0 | 0 | 0 | 0 | 0 | 0 | 1
60445_G_INV1 | WECC_ID | Idaho | 16 | Ada | 1 | 60445 | INV1 | ID Solar | 0 | 2016 | 9999 | Solar PV | [5 empty] | Non-Fossil | G | 2025 | Solar |  | 0 | 0 | 0 | 0 | 0 | 0 | 0 | 0 | 0 | 0 | 0 | 0 | 0 | 0 | 0 | 0 | 16.0823 | 30.4865 | 45.9805 | 92.5493 | 0 | 0 | 0 | 0 | 0 | 0 | 0 | 0 | 0 | 0 | 0 | 0 | 0 | 0 | 0 | 0 | 0 | 0 | 0 | 0 | 1.1194 | 0 | 0 | 0 | 0 | 0 | 0 | 0 | 0 | 0 | 40
60444_G_GLA | WECC_PNW | Washington | 53 | Whatcom | 73 | 60444 | GLA | Glacier Battery Storage | 0 | 2016 | 9999 | Energy Storage | [5 empty] | Non-Fossil | G | 2025 | EnerStor |  | 0 | 0 | 0 | 0 | 0 | 0 | 0 | 0 | 0 | 0 | 0 | 0 | 0 | 0 | 0 | 0 | 0 | 0.9324 | 0 | 0.9324 | 0 | 0 | 0 | 0 | 0 | 0 | 0 | 0 | 0 | 0 | 0 | 0 | 0 | 0 | 0 | 0 | 0 | 0 | 0 | 0 | 0 | 0 | 0 | 0 | 0 | 0 | 0 | 0 | 0 | 0 | 2
60443_G_WMA1 | NENGREST | Massachusetts | 25 | Plymouth | 23 | 60443 | WMA1 | Wareham MA 1 | 0 | 2016 | 9999 | Solar PV | [5 empty] | Non-Fossil | G | 2025 | Solar |  | 0 | 0 | 0 | 0 | 0 | 0 | 0 | 0 | 0 | 0 | 0 | 0 | 0 | 0 | 0 | 0 | 0.43856 | 0.91185 | 1.3931 | 2.7435 | 0 | 0 | 0 | 0 | 0 | 0 | 0 | 0 | 0 | 0 | 0 | 0 | 0 | 0 | 0 | 0 | 0 | 0 | 0 | 0 | 0.05475 | 0 | 0 | 0 | 0 | 0 | 0 | 0 | 0 | 0 | 1.9564
60442_G_CMA1 | NENGREST | Massachusetts | 25 | Plymouth | 23 | 60442 | CMA1 | Carver MA 1 | 0 | 2016 | 9999 | Solar PV | [5 empty] | Non-Fossil | G | 2025 | Solar |  | 0 | 0 | 0 | 0 | 0 | 0 | 0 | 0 | 0 | 0 | 0 | 0 | 0 | 0 | 0 | 0 | 0.43856 | 0.91185 | 1.3931 | 2.7435 | 0 | 0 | 0 | 0 | 0 | 0 | 0 | 0 | 0 | 0 | 0 | 0 | 0 | 0 | 0 | 0 | 0 | 0 | 0 | 0 | 0.05475 | 0 | 0 | 0 | 0 | 0 | 0 | 0 | 0 | 0 | 1.9564
60441_G_SSPC | WECC_PNW | Oregon | 41 | Marion | 47 | 60441 | SSPC | Salem Smart Power Center | 0 | 2013 | 9999 | Energy Storage | [5 empty] | Non-Fossil | G | 2025 | EnerStor |  | 0 | 0 | 0 | 0 | 0 | 0 | 0 | 0 | 0 | 0 | 0 | 0 | 0 | 0 | 0 | 0 | 0 | 2.331 | 0 | 2.331 | 0 | 0 | 0 | 0 | 0 | 0 | 0 | 0 | 0 | 0 | 0 | 0 | 0 | 0 | 0 | 0 | 0 | 0 | 0 | 0 | 0 | 0 | 0 | 0 | 0 | 0 | 0 | 0 | 0 | 0 | 5
60438_G_1 | S_VACA | North Carolina | 37 | Nash | 127 | 60438 | 1 | Whitakers Farm (Fisher Rd) | 0 | 2016 | 9999 | Solar PV | [5 empty] | Non-Fossil | G | 2025 | Solar |  | 0 | 0 | 0 | 0 | 0 | 0 | 0 | 0 | 0 | 0 | 0 | 0 | 0 | 0 | 0 | 0 | 1.0308 | 1.8284 | 3.0493 | 5.9085 | 0 | 0 | 0 | 0 | 0 | 0 | 0 | 0 | 0 | 0 | 0 | 0 | 0 | 0 | 0 | 0 | 0 | 0 | 0 | 0 | 0.095093 | 0 | 0 | 0 | 0 | 0 | 0 | 0 | 0 | 0 | 3.3979
60437_G_BERNS | PJM_EMAC | New Jersey | 34 | Somerset | 35 | 60437 | BERNS | Bernards Solar | 0 | 2016 | 9999 | Solar PV | [5 empty] | Non-Fossil | G | 2025 | Solar |  | 0 | 0 | 0 | 0 | 0 | 0 | 0 | 0 | 0 | 0 | 0 | 0 | 0 | 0 | 0 | 0 | 0.61366 | 1.3248 | 2.105 | 4.0434 | 0 | 0 | 0 | 0 | 0 | 0 | 0 | 0 | 0 | 0 | 0 | 0 | 0 | 0 | 0 | 0 | 0 | 0 | 0 | 0 | 0.10189 | 0 | 0 | 0 | 0 | 0 | 0 | 0 | 0 | 0 | 2.8249
60436_G_1 | ERC_WEST | Texas | 48 | Pecos | 371 | 60436 | 1 | East Pecos Solar | 0 | 2017 | 9999 | Solar PV | [5 empty] | Non-Fossil | G | 2025 | Solar |  | 0 | 0 | 0 | 0 | 0 | 0 | 0 | 0 | 0 | 0 | 0 | 0 | 0 | 0 | 0 | 0 | 53.3545 | 76.9591 | 133.8376 | 264.1511 | 0 | 0 | 0 | 0 | 0 | 0 | 0 | 0 | 0 | 0 | 0 | 0 | 0 | 0 | 0 | 0 | 0 | 0 | 0 | 0 | 3.3163 | 0 | 0 | 0 | 0 | 0 | 0 | 0 | 0 | 0 | 118.5
60435_G_XXXXX | MIS_INKY | Indiana | 18 | Martin | 101 | 60435 | XXXXX | Crane Solar Facility | 0 | 2017 | 9999 | Solar PV | [5 empty] | Non-Fossil | G | 2025 | Solar |  | 0 | 0 | 0 | 0 | 0 | 0 | 0 | 0 | 0 | 0 | 0 | 0 | 0 | 0 | 0 | 0 | 1.7954 | 3.7371 | 5.6975 | 11.2299 | 0 | 0 | 0 | 0 | 0 | 0 | 0 | 0 | 0 | 0 | 0 | 0 | 0 | 0 | 0 | 0 | 0 | 0 | 0 | 0 | 0.1987 | 0 | 0 | 0 | 0 | 0 | 0 | 0 | 0 | 0 | 7.1
60432_G_TPP | WECC_UT | Utah | 49 | Iron | 21 | 60432 | TPP | Three Peaks Power | 0 | 2016 | 9999 | Solar PV | [5 empty] | Non-Fossil | G | 2025 | Solar |  | 0 | 0 | 0 | 0 | 0 | 0 | 0 | 0 | 0 | 0 | 0 | 0 | 0 | 0 | 0 | 0 | 28.0243 | 58.8637 | 105.9745 | 192.8626 | 0 | 0 | 0 | 0 | 0 | 0 | 0 | 0 | 0 | 0 | 0 | 0 | 0 | 0 | 0 | 0 | 0 | 0 | 0 | 0 | 2.1879 | 0 | 0 | 0 | 0 | 0 | 0 | 0 | 0 | 0 | 78.1789
60431_G_TC3 | NY_Z_C&E | New York | 36 | Tompkins | 109 | 60431 | TC3 | Tompkins Cortland Community College | 0 | 2015 | 9999 | Solar PV | [5 empty] | Non-Fossil | G | 2025 | Solar |  | 0 | 0 | 0 | 0 | 0 | 0 | 0 | 0 | 0 | 0 | 0 | 0 | 0 | 0 | 0 | 0 | 0.37114 | 0.80272 | 1.3127 | 2.4865 | 0 | 0 | 0 | 0 | 0 | 0 | 0 | 0 | 0 | 0 | 0 | 0 | 0 | 0 | 0 | 0 | 0 | 0 | 0 | 0 | 0.053516 | 0 | 0 | 0 | 0 | 0 | 0 | 0 | 0 | 0 | 1.9123
6043_G_8D | FRCC | Florida | 12 | Martin | 85 | 6043 | 8D | Martin | 7334 | 2005 | 9999 | Combined Cycle |  |  | SCR | DLNB + H2O |  | Fossil | G | 2025 | NaturalGas |  | 2.1868 | 2.914 | 4.0919 | 9.1928 | 0 | 0 | 0 | 0 | 0 | 0 | 0 | 0 | 0 | 0 | 0 | 0 | 298.1765 | 397.3285 | 557.9387 | 1253.4437 | 128.0168 | 170.586 | 239.5411 | 538.1439 | 1.5309e-07 | 2.0399e-07 | 2.8643e-07 | 6.435e-07 | 0.0093924 | 0.012516 | 0.017575 | 0.039483 | 0 | 0 | 0 | 0 | 0 | 0 | 0 | 0 | 5.2322 | 0.646 | 0.86167 | 1.195 | 2.7027 | 8.4561 | 10.6269 | 15.9046 | 34.9876 | 0 | 170 | SCR
6043_G_8C | FRCC | Florida | 12 | Martin | 85 | 6043 | 8C | Martin | 7334 | 2005 | 9999 | Combined Cycle |  |  | SCR | DLNB + H2O |  | Fossil | G | 2025 | NaturalGas |  | 2.1868 | 2.914 | 4.0919 | 9.1928 | 0 | 0 | 0 | 0 | 0 | 0 | 0 | 0 | 0 | 0 | 0 | 0 | 298.1765 | 397.3285 | 557.9387 | 1253.4437 | 128.0168 | 170.586 | 239.5411 | 538.1439 | 1.5309e-07 | 2.0399e-07 | 2.8643e-07 | 6.435e-07 | 0.0093924 | 0.012516 | 0.017575 | 0.039483 | 0 | 0 | 0 | 0 | 0 | 0 | 0 | 0 | 5.2322 | 0.646 | 0.86167 | 1.195 | 2.7027 | 8.4561 | 10.6269 | 15.9046 | 34.9876 | 0 | 170 | SCR
6043_G_8B | FRCC | Florida | 12 | Martin | 85 | 6043 | 8B | Martin | 7334 | 2001 | 9999 | Combined Cycle |  |  | SCR | DLNB + H2O |  | Fossil | G | 2025 | NaturalGas |  | 2.1868 | 2.9644 | 4.0919 | 9.2431 | 0 | 0 | 0 | 0 | 0 | 0 | 0 | 0 | 0 | 0 | 0 | 0 | 298.1765 | 404.1948 | 557.9387 | 1260.31 | 128.0168 | 173.5339 | 239.5411 | 541.0918 | 1.5308e-07 | 2.0751e-07 | 2.8642e-07 | 6.4701e-07 | 0.0093924 | 0.012732 | 0.017575 | 0.039699 | 0 | 0 | 0 | 0 | 0 | 0 | 0 | 0 | 5.2322 | 0.646 | 0.8757 | 1.195 | 2.7167 | 8.4561 | 10.8106 | 15.9046 | 35.1713 | 0 | 170 | SCR
6043_G_8A | FRCC | Florida | 12 | Martin | 85 | 6043 | 8A | Martin | 7334 | 2001 | 9999 | Combined Cycle |  |  | SCR | DLNB + H2O |  | Fossil | G | 2025 | NaturalGas |  | 2.1868 | 2.9644 | 4.0919 | 9.2431 | 0 | 0 | 0 | 0 | 0 | 0 | 0 | 0 | 0 | 0 | 0 | 0 | 298.1765 | 404.1948 | 557.9387 | 1260.31 | 128.0168 | 173.5339 | 239.5411 | 541.0918 | 1.5308e-07 | 2.0751e-07 | 2.8642e-07 | 6.4701e-07 | 0.0093924 | 0.012732 | 0.017575 | 0.039699 | 0 | 0 | 0 | 0 | 0 | 0 | 0 | 0 | 5.2322 | 0.646 | 0.8757 | 1.195 | 2.7167 | 8.4561 | 10.8106 | 15.9046 | 35.1713 | 0 | 170 | SCR
6043_G_8 | FRCC | Florida | 12 | Martin | 85 | 6043 | 8 | Martin | 7334 | 2005 | 9999 | Combined Cycle |  |  | SCR | DLNB + H2O + LNB + NH3 |  | Fossil | G | 2025 | NaturalGas |  | 5.4799 | 7.3022 | 10.2539 | 23.036 | 0 | 0 | 0 | 0 | 0 | 0 | 0 | 0 | 0 | 0 | 0 | 0 | 747.1952 | 995.6585 | 1398.1287 | 3140.9824 | 320.7951 | 427.4684 | 600.2619 | 1348.5254 | 3.8361e-07 | 5.1118e-07 | 7.1775e-07 | 1.6125e-06 | 0.023536 | 0.031363 | 0.04404 | 0.09894 | 0 | 0 | 0 | 0 | 0 | 0 | 0 | 0 | 13.1114 | 1.6188 | 2.1592 | 2.9945 | 6.7725 | 21.19 | 26.6298 | 39.8551 | 87.6749 | 0 | 426 | SCR
6043_G_4ST | FRCC | Florida | 12 | Martin | 85 | 6043 | 4ST | Martin | 7334 | 1994 | 9999 | Combined Cycle |  |  | SCR | DLNB |  | Fossil | G | 2025 | NaturalGas |  | 1.558 | 2.1164 | 3.7549 | 7.4293 | 0 | 0 | 0 | 0 | 0 | 0 | 0 | 0 | 0 | 0 | 0 | 0 | 212.4361 | 288.5686 | 511.9908 | 1012.9955 | 91.2057 | 123.8918 | 219.8142 | 434.9117 | 1.0905e-07 | 1.4814e-07 | 2.6285e-07 | 5.2004e-07 | 0.020831 | 0.028296 | 0.050204 | 0.09933 | 0 | 0 | 0 | 0 | 0 | 0 | 0 | 0 | 5.9471 | 0.46776 | 0.63539 | 1.0966 | 2.1997 | 6.0246 | 7.718 | 14.5948 | 28.3374 | 0 | 156 | SCR
6043_G_4GT2 | FRCC | Florida | 12 | Martin | 85 | 6043 | 4GT2 | Martin | 7334 | 1994 | 9999 | Combined Cycle |  |  | SCR | DLNB |  | Fossil | G | 2025 | NaturalGas |  | 1.558 | 2.1164 | 3.7549 | 7.4293 | 0 | 0 | 0 | 0 | 0 | 0 | 0 | 0 | 0 | 0 | 0 | 0 | 212.4361 | 288.5686 | 511.9908 | 1012.9955 | 91.2057 | 123.8918 | 219.8142 | 434.9117 | 1.0905e-07 | 1.4814e-07 | 2.6285e-07 | 5.2004e-07 | 0.020831 | 0.028296 | 0.050204 | 0.09933 | 0 | 0 | 0 | 0 | 0 | 0 | 0 | 0 | 5.9471 | 0.46776 | 0.63539 | 1.0966 | 2.1997 | 6.0246 | 7.718 | 14.5948 | 28.3374 | 0 | 156 | SCR
6043_G_4GT1 | FRCC | Florida | 12 | Martin | 85 | 6043 | 4GT1 | Martin | 7334 | 1994 | 9999 | Combined Cycle |  |  | SCR | DLNB |  | Fossil | G | 2025 | NaturalGas |  | 2.0067 | 2.7202 | 3.7549 | 8.4819 | 0 | 0 | 0 | 0 | 0 | 0 | 0 | 0 | 0 | 0 | 0 | 0 | 273.6208 | 370.9082 | 511.9908 | 1156.5197 | 117.4743 | 159.2429 | 219.8142 | 496.5313 | 1.4045e-07 | 1.9039e-07 | 2.6284e-07 | 5.9369e-07 | 0.02683 | 0.03637 | 0.050204 | 0.1134 | 0 | 0 | 0 | 0 | 0 | 0 | 0 | 0 | 5.9471 | 0.5928 | 0.80358 | 1.0966 | 2.493 | 7.7597 | 9.9203 | 14.5948 | 32.2748 | 0 | 156 | SCR
6043_G_3ST | FRCC | Florida | 12 | Martin | 85 | 6043 | 3ST | Martin | 7334 | 1994 | 9999 | Combined Cycle |  |  | SCR | DLNB |  | Fossil | G | 2025 | NaturalGas |  | 1.558 | 2.1164 | 3.7549 | 7.4293 | 0 | 0 | 0 | 0 | 0 | 0 | 0 | 0 | 0 | 0 | 0 | 0 | 212.4361 | 288.5686 | 511.9908 | 1012.9955 | 91.2057 | 123.8918 | 219.8142 | 434.9117 | 1.0905e-07 | 1.4814e-07 | 2.6285e-07 | 5.2004e-07 | 0.020784 | 0.028232 | 0.050091 | 0.099107 | 0 | 0 | 0 | 0 | 0 | 0 | 0 | 0 | 5.9471 | 0.46776 | 0.63539 | 1.0966 | 2.1997 | 6.0246 | 7.718 | 14.5948 | 28.3374 | 0 | 156 | SCR
6043_G_3GT2 | FRCC | Florida | 12 | Martin | 85 | 6043 | 3GT2 | Martin | 7334 | 1994 | 9999 | Combined Cycle |  |  | SCR | DLNB |  | Fossil | G | 2025 | NaturalGas |  | 1.558 | 2.1164 | 3.7549 | 7.4293 | 0 | 0 | 0 | 0 | 0 | 0 | 0 | 0 | 0 | 0 | 0 | 0 | 212.4361 | 288.5686 | 511.9908 | 1012.9955 | 91.2057 | 123.8918 | 219.8142 | 434.9117 | 1.0905e-07 | 1.4814e-07 | 2.6285e-07 | 5.2004e-07 | 0.020784 | 0.028232 | 0.050091 | 0.099107 | 0 | 0 | 0 | 0 | 0 | 0 | 0 | 0 | 5.9471 | 0.46776 | 0.63539 | 1.0966 | 2.1997 | 6.0246 | 7.718 | 14.5948 | 28.3374 | 0 | 156 | SCR
6043_G_3GT1 | FRCC | Florida | 12 | Martin | 85 | 6043 | 3GT1 | Martin | 7334 | 1994 | 9999 | Combined Cycle |  |  | SCR | DLNB |  | Fossil | G | 2025 | NaturalGas |  | 1.7944 | 2.1164 | 3.7549 | 7.6657 | 0 | 0 | 0 | 0 | 0 | 0 | 0 | 0 | 0 | 0 | 0 | 0 | 244.6629 | 288.5686 | 511.9908 | 1045.2223 | 105.0417 | 123.8918 | 219.8142 | 448.7477 | 1.256e-07 | 1.4814e-07 | 2.6284e-07 | 5.3659e-07 | 0.023937 | 0.028232 | 0.050091 | 0.10226 | 0 | 0 | 0 | 0 | 0 | 0 | 0 | 0 | 5.9471 | 0.53362 | 0.63539 | 1.0966 | 2.2656 | 6.9385 | 7.718 | 14.5948 | 29.2514 | 0 | 156 | SCR
6043_B_PMR2 | FRCC | Florida | 12 | Martin | 85 | 6043 | PMR2 | Martin | 11692 | 1981 | 9999 | O/G Steam | wall | dry | SCR | LNB |  | Fossil | B | 2025 | NaturalGas |  | 0.54535 | 1.0154 | 4.5874 | 6.1482 | 0 | 0 | 0 | 0 | 0 | 0 | 0 | 0 | 0 | 0 | 0 | 0 | 46.6429 | 86.8467 | 392.3564 | 525.846 | 31.9247 | 59.4422 | 268.5482 | 359.9151 | 3.8183e-08 | 7.1095e-08 | 3.2114e-07 | 4.3042e-07 | 0.031797 | 0.059204 | 0.26747 | 0.35847 | 0 | 0 | 0 | 0 | 0 | 0 | 0 | 0 | 18.731 | 0.04523 | 0.084215 | 0.38047 | 0.50991 | 2.1088 | 3.703 | 17.8306 | 23.6424 | 0 | 826 | SCR
6043_B_PMR1 | FRCC | Florida | 12 | Martin | 85 | 6043 | PMR1 | Martin | 11599 | 1980 | 9999 | O/G Steam | wall | dry | SCR | LNB |  | Fossil | B | 2025 | NaturalGas |  | 0.54101 | 1.0073 | 4.5509 | 6.0993 | 0 | 0 | 0 | 0 | 0 | 0 | 0 | 0 | 0 | 0 | 0 | 0 | 46.6429 | 86.8467 | 392.3564 | 525.846 | 31.6708 | 58.9694 | 266.4121 | 357.0523 | 3.7879e-08 | 7.053e-08 | 3.1859e-07 | 4.27e-07 | 0.028519 | 0.053102 | 0.2399 | 0.32152 | 0 | 0 | 0 | 0 | 0 | 0 | 0 | 0 | 18.731 | 0.04523 | 0.084215 | 0.38047 | 0.50991 | 2.092 | 3.6736 | 17.6888 | 23.4544 | 0 | 826 | SCR
60428_G_PV1 | WEC_CALN | California | 6 | Contra Costa | 13 | 60428 | PV1 | CA Department of Public Health at Richmo | 0 | 2017 | 9999 | Solar PV | [5 empty] | Non-Fossil | G | 2025 | Solar |  | 0 | 0 | 0 | 0 | 0 | 0 | 0 | 0 | 0 | 0 | 0 | 0 | 0 | 0 | 0 | 0 | 0.82541 | 1.6431 | 2.6939 | 5.1625 | 0 | 0 | 0 | 0 | 0 | 0 | 0 | 0 | 0 | 0 | 0 | 0 | 0 | 0 | 0 | 0 | 0 | 0 | 0 | 0 | 0.070381 | 0 | 0 | 0 | 0 | 0 | 0 | 0 | 0 | 0 | 2.1979
60427_G_CSS1 | ERC_REST | Texas | 48 | Denton | 121 | 60427 | CSS1 | CoServ Solar Station | 0 | 2015 | 9999 | Solar PV | [5 empty] | Non-Fossil | G | 2025 | Solar |  | 0 | 0 | 0 | 0 | 0 | 0 | 0 | 0 | 0 | 0 | 0 | 0 | 0 | 0 | 0 | 0 | 0.58448 | 1.0315 | 1.7749 | 3.391 | 0 | 0 | 0 | 0 | 0 | 0 | 0 | 0 | 0 | 0 | 0 | 0 | 0 | 0 | 0 | 0 | 0 | 0 | 0 | 0 | 0.050453 | 0 | 0 | 0 | 0 | 0 | 0 | 0 | 0 | 0 | 1.8028
60426_G_RCWD | WECC_SCE | California | 6 | Riverside | 65 | 60426 | RCWD | RCWD PV Project | 0 | 2016 | 9999 | Solar PV | [5 empty] | Non-Fossil | G | 2025 | Solar |  | 0 | 0 | 0 | 0 | 0 | 0 | 0 | 0 | 0 | 0 | 0 | 0 | 0 | 0 | 0 | 0 | 0.79943 | 1.4832 | 2.2988 | 4.5814 | 0 | 0 | 0 | 0 | 0 | 0 | 0 | 0 | 0 | 0 | 0 | 0 | 0 | 0 | 0 | 0 | 0 | 0 | 0 | 0 | 0.068643 | 0 | 0 | 0 | 0 | 0 | 0 | 0 | 0 | 0 | 1.9
60425_G_SO049 | NY_Z_F | New York | 36 | Saratoga | 91 | 60425 | SO049 | Skidmore College | 0 | 2014 | 9999 | Solar PV | [5 empty] | Non-Fossil | G | 2025 | Solar |  | 0 | 0 | 0 | 0 | 0 | 0 | 0 | 0 | 0 | 0 | 0 | 0 | 0 | 0 | 0 | 0 | 0.26214 | 0.57071 | 0.92895 | 1.7618 | 0 | 0 | 0 | 0 | 0 | 0 | 0 | 0 | 0 | 0 | 0 | 0 | 0 | 0 | 0 | 0 | 0 | 0 | 0 | 0 | 0.033583 | 0 | 0 | 0 | 0 | 0 | 0 | 0 | 0 | 0 | 1.2
60424_G_WBAB | NENGREST | Massachusetts | 25 | Plymouth | 23 | 60424 | WBAB | West Bridgewater AB | 0 | 2017 | 9999 | Solar PV | [5 empty] | Non-Fossil | G | 2025 | Solar |  | 0 | 0 | 0 | 0 | 0 | 0 | 0 | 0 | 0 | 0 | 0 | 0 | 0 | 0 | 0 | 0 | 0.37277 | 0.77507 | 1.1841 | 2.332 | 0 | 0 | 0 | 0 | 0 | 0 | 0 | 0 | 0 | 0 | 0 | 0 | 0 | 0 | 0 | 0 | 0 | 0 | 0 | 0 | 0.046537 | 0 | 0 | 0 | 0 | 0 | 0 | 0 | 0 | 0 | 1.6629
60423_G_FCPV | NENGREST | Massachusetts | 25 | Bristol | 5 | 60423 | FCPV | Fairhaven C | 0 | 2017 | 9999 | Solar PV | [5 empty] | Non-Fossil | G | 2025 | Solar |  | 0 | 0 | 0 | 0 | 0 | 0 | 0 | 0 | 0 | 0 | 0 | 0 | 0 | 0 | 0 | 0 | 0.35085 | 0.72948 | 1.1145 | 2.1948 | 0 | 0 | 0 | 0 | 0 | 0 | 0 | 0 | 0 | 0 | 0 | 0 | 0 | 0 | 0 | 0 | 0 | 0 | 0 | 0 | 0.0438 | 0 | 0 | 0 | 0 | 0 | 0 | 0 | 0 | 0 | 1.5651
60422_G_1 | PJM_Dom | North Carolina | 37 | Pasquotank | 139 | 60422 | 1 | Morgan's Corner | 0 | 2015 | 9999 | Solar PV | [5 empty] | Non-Fossil | G | 2025 | Solar |  | 0 | 0 | 0 | 0 | 0 | 0 | 0 | 0 | 0 | 0 | 0 | 0 | 0 | 0 | 0 | 0 | 6.2069 | 10.7684 | 19.3658 | 36.3411 | 0 | 0 | 0 | 0 | 0 | 0 | 0 | 0 | 0 | 0 | 0 | 0 | 0 | 0 | 0 | 0 | 0 | 0 | 0 | 0 | 0.55971 | 0 | 0 | 0 | 0 | 0 | 0 | 0 | 0 | 0 | 20
60421_G_WHR1 | WECC_UT | Utah | 49 | Washington | 53 | 60421 | WHR1 | Veyo Heat Recovery Project | 7050 | 2016 | 9999 | Non-Fossil Waste | [5 empty] | Non-Fossil | G | 2025 | Non-Fossil |  | 0.057949 | 0.088022 | 0.099777 | 0.24575 | 0 | 0 | 0 | 0 | 0 | 0 | 0 | 0 | 0 | 0 | 0 | 0 | 8.2198 | 12.4855 | 14.1528 | 34.858 | 0 | 0 | 0 | 0 | 0 | 0 | 0 | 0 | 0 | 0 | 0 | 0 | 0 | 0 | 0 | 0 | 0 | 0 | 0 | 0 | 1.9714 | 0.05375 | 0.081644 | 0.092546 | 0.22794 | 0 | 0 | 0 | 0 | 0 | 8.4
6042_G_D | FRCC | Florida | 12 | Manatee | 81 | 6042 | D | Manatee | 7077 | 2005 | 9999 | Combined Cycle |  |  | SCR | DLNB |  | Fossil | G | 2025 | NaturalGas |  | 2.1226 | 2.8773 | 3.9718 | 8.9717 | 0 | 0 | 0 | 0 | 0 | 0 | 0 | 0 | 0 | 0 | 0 | 0 | 299.9305 | 406.5724 | 561.2207 | 1267.7235 | 124.2575 | 168.4379 | 232.5068 | 525.2021 | 1.4858e-07 | 2.0141e-07 | 2.7802e-07 | 6.2802e-07 | 0.0097852 | 0.013264 | 0.01831 | 0.041359 | 0 | 0 | 0 | 0 | 0 | 0 | 0 | 0 | 5.2366 | 0.64945 | 0.88036 | 1.2013 | 2.7311 | 8.2078 | 10.4931 | 15.4376 | 34.1384 | 0 | 171 | SCR
6042_G_C | FRCC | Florida | 12 | Manatee | 81 | 6042 | C | Manatee | 7077 | 2005 | 9999 | Combined Cycle |  |  | SCR | DLNB |  | Fossil | G | 2025 | NaturalGas |  | 2.1226 | 2.8773 | 3.9718 | 8.9717 | 0 | 0 | 0 | 0 | 0 | 0 | 0 | 0 | 0 | 0 | 0 | 0 | 299.9305 | 406.5724 | 561.2207 | 1267.7235 | 124.2575 | 168.4379 | 232.5068 | 525.2021 | 1.4858e-07 | 2.0141e-07 | 2.7802e-07 | 6.2802e-07 | 0.0097852 | 0.013264 | 0.01831 | 0.041359 | 0 | 0 | 0 | 0 | 0 | 0 | 0 | 0 | 5.2366 | 0.64945 | 0.88036 | 1.2013 | 2.7311 | 8.2078 | 10.4931 | 15.4376 | 34.1384 | 0 | 171 | SCR
6042_G_B | FRCC | Florida | 12 | Manatee | 81 | 6042 | B | Manatee | 7077 | 2005 | 9999 | Combined Cycle |  |  | SCR | DLNB |  | Fossil | G | 2025 | NaturalGas |  | 2.1226 | 2.8773 | 3.9718 | 8.9717 | 0 | 0 | 0 | 0 | 0 | 0 | 0 | 0 | 0 | 0 | 0 | 0 | 299.9305 | 406.5724 | 561.2207 | 1267.7235 | 124.2575 | 168.4379 | 232.5068 | 525.2021 | 1.4858e-07 | 2.0141e-07 | 2.7802e-07 | 6.2802e-07 | 0.0097852 | 0.013264 | 0.01831 | 0.041359 | 0 | 0 | 0 | 0 | 0 | 0 | 0 | 0 | 5.2366 | 0.64945 | 0.88036 | 1.2013 | 2.7311 | 8.2078 | 10.4931 | 15.4376 | 34.1384 | 0 | 171 | SCR
6042_G_A | FRCC | Florida | 12 | Manatee | 81 | 6042 | A | Manatee | 7077 | 2005 | 9999 | Combined Cycle |  |  | SCR | DLNB |  | Fossil | G | 2025 | NaturalGas |  | 2.1226 | 2.8773 | 3.9718 | 8.9717 | 0 | 0 | 0 | 0 | 0 | 0 | 0 | 0 | 0 | 0 | 0 | 0 | 299.9305 | 406.5724 | 561.2207 | 1267.7235 | 124.2575 | 168.4379 | 232.5068 | 525.2021 | 1.4858e-07 | 2.0141e-07 | 2.7802e-07 | 6.2802e-07 | 0.0097852 | 0.013264 | 0.01831 | 0.041359 | 0 | 0 | 0 | 0 | 0 | 0 | 0 | 0 | 5.2366 | 0.64945 | 0.88036 | 1.2013 | 2.7311 | 8.2078 | 10.4931 | 15.4376 | 34.1384 | 0 | 171 | SCR
6042_G_3 | FRCC | Florida | 12 | Manatee | 81 | 6042 | 3 | Manatee | 7077 | 2005 | 9999 | Combined Cycle |  |  | SCR | DLNB |  | Fossil | G | 2025 | NaturalGas |  | 5.3127 | 7.2017 | 9.941 | 22.4554 | 0 | 0 | 0 | 0 | 0 | 0 | 0 | 0 | 0 | 0 | 0 | 0 | 750.7032 | 1017.6198 | 1404.6927 | 3173.0157 | 311.007 | 421.5873 | 581.9467 | 1314.541 | 3.7189e-07 | 5.0412e-07 | 6.9587e-07 | 1.5719e-06 | 0.024492 | 0.0332 | 0.045828 | 0.10352 | 0 | 0 | 0 | 0 | 0 | 0 | 0 | 0 | 13.1068 | 1.6255 | 2.2035 | 3.0068 | 6.8358 | 20.5434 | 26.2634 | 38.6391 | 85.4459 | 0 | 428 | SCR
6042_B_PMT2 | FRCC | Florida | 12 | Manatee | 81 | 6042 | PMT2 | Manatee | 11770 | 1977 | 9999 | O/G Steam | wall | dry |  | FU + LNB + OFA |  | Fossil | B | 2025 | NaturalGas |  | 0.23484 | 0.9985 | 4.5095 | 5.7428 | 0 | 0 | 0 | 0 | 0 | 0 | 0 | 0 | 0 | 0 | 0 | 0 | 19.9522 | 84.8344 | 383.1349 | 487.9216 | 13.7474 | 58.4522 | 263.986 | 336.1857 | 1.6438e-08 | 6.9892e-08 | 3.1566e-07 | 4.0199e-07 | 0.0062202 | 0.026448 | 0.11944 | 0.15211 | 0 | 0 | 0 | 0 | 0 | 0 | 0 | 0 | 20.9498 | 0.016522 | 0.070251 | 0.31727 | 0.40405 | 0.90808 | 3.6414 | 17.5277 | 22.0771 | 0 | 812
6042_B_PMT1 | FRCC | Florida | 12 | Manatee | 81 | 6042 | PMT1 | Manatee | 11861 | 1976 | 9999 | O/G Steam | wall | dry |  | FU + LNB + OFA |  | Fossil | B | 2025 | NaturalGas |  | 0.23665 | 1.0062 | 4.5444 | 5.7872 | 0 | 0 | 0 | 0 | 0 | 0 | 0 | 0 | 0 | 0 | 0 | 0 | 19.9522 | 84.8344 | 383.1349 | 487.9216 | 13.8537 | 58.9042 | 266.027 | 338.7849 | 1.6565e-08 | 7.0433e-08 | 3.181e-07 | 4.0509e-07 | 0.0067713 | 0.028791 | 0.13003 | 0.16559 | 0 | 0 | 0 | 0 | 0 | 0 | 0 | 0 | 20.9498 | 0.016522 | 0.070251 | 0.31727 | 0.40405 | 0.9151 | 3.6695 | 17.6632 | 22.2478 | 0 | 812
60419_G_DAC2G | WECC_NNV | Nevada | 32 | Mineral | 21 | 60419 | DAC2G | Don A Campbell 2 Geothermal | 9760 | 2015 | 9999 | Geothermal | [5 empty] | Non-Fossil | G | 2025 | Geothermal |  | 0.28336 | 0.37768 | 0.43831 | 1.0994 | 0 | 0 | 0 | 0 | 0 | 0 | 0 | 0 | 0 | 0 | 0 | 0 | 29.0331 | 38.6971 | 44.9089 | 112.639 | 0 | 0 | 0 | 0 | 0.00051719 | 0.00068935 | 0.0008 | 0.0020065 | 0 | 0 | 0 | 0 | 0 | 0 | 0 | 0 | 0 | 0 | 0 | 0 | 1.5148 | 0.15939 | 0.21245 | 0.24655 | 0.61839 | 0 | 0 | 0 | 0 | 0 | 16.2
60418_G_CC6MW | WECC_PNW | Washington | 53 | King | 33 | 60418 | CC6MW | Calligan Creek Hydroelectric Project | 0 | 2017 | 9999 | Hydro | [5 empty] | Non-Fossil | G | 2025 | Hydro |  | 0 | 0 | 0 | 0 | 0 | 0 | 0 | 0 | 0 | 0 | 0 | 0 | 0 | 0 | 0 | 0 | 5.3265 | 6.7466 | 9.7727 | 21.8457 | 0 | 0 | 0 | 0 | 0 | 0 | 0 | 0 | 0 | 0 | 0 | 0 | 0 | 0 | 0 | 0 | 0 | 0 | 0 | 0 | 0.089337 | 0.014168 | 0.017946 | 0.025995 | 0.05811 | 0 | 0 | 0 | 0 | 0 | 6
60417_G_MSFPV | PJM_Dom | North Carolina | 37 | Martin | 117 | 60417 | MSFPV | Modlin Solar Farm | 0 | 2016 | 9999 | Solar PV | [5 empty] | Non-Fossil | G | 2025 | Solar |  | 0 | 0 | 0 | 0 | 0 | 0 | 0 | 0 | 0 | 0 | 0 | 0 | 0 | 0 | 0 | 0 | 1.5207 | 2.6383 | 4.7446 | 8.9036 | 0 | 0 | 0 | 0 | 0 | 0 | 0 | 0 | 0 | 0 | 0 | 0 | 0 | 0 | 0 | 0 | 0 | 0 | 0 | 0 | 0.13713 | 0 | 0 | 0 | 0 | 0 | 0 | 0 | 0 | 0 | 4.9
60416_G_MSPV | S_VACA | North Carolina | 37 | Robeson | 155 | 60416 | MSPV | Maxton Solar, LLC | 0 | 2016 | 9999 | Solar PV | [5 empty] | Non-Fossil | G | 2025 | Solar |  | 0 | 0 | 0 | 0 | 0 | 0 | 0 | 0 | 0 | 0 | 0 | 0 | 0 | 0 | 0 | 0 | 1.4856 | 2.6351 | 4.3945 | 8.5152 | 0 | 0 | 0 | 0 | 0 | 0 | 0 | 0 | 0 | 0 | 0 | 0 | 0 | 0 | 0 | 0 | 0 | 0 | 0 | 0 | 0.13705 | 0 | 0 | 0 | 0 | 0 | 0 | 0 | 0 | 0 | 4.897
60415_G_HFSPV | PJM_Dom | North Carolina | 37 | Martin | 117 | 60415 | HFSPV | Hardison Farm Solar, LLC | 0 | 2016 | 9999 | Solar PV | [5 empty] | Non-Fossil | G | 2025 | Solar |  | 0 | 0 | 0 | 0 | 0 | 0 | 0 | 0 | 0 | 0 | 0 | 0 | 0 | 0 | 0 | 0 | 1.6138 | 2.7998 | 5.0351 | 9.4487 | 0 | 0 | 0 | 0 | 0 | 0 | 0 | 0 | 0 | 0 | 0 | 0 | 0 | 0 | 0 | 0 | 0 | 0 | 0 | 0 | 0.14552 | 0 | 0 | 0 | 0 | 0 | 0 | 0 | 0 | 0 | 5.2
60414_G_GEN1 | ERC_PHDL | Texas | 48 | Castro | 69 | 60414 | GEN1 | Bethel Wind Farm LLC | 0 | 2017 | 9999 | Onshore Wind | [5 empty] | Non-Fossil | G | 2025 | Wind |  | 0 | 0 | 0 | 0 | 0 | 0 | 0 | 0 | 0 | 0 | 0 | 0 | 0 | 0 | 0 | 0 | 269.3655 | 372.7044 | 405.017 | 1047.0869 | 0 | 0 | 0 | 0 | 0 | 0 | 0 | 0 | 0 | 0 | 0 | 0 | 0 | 0 | 0 | 0 | 0 | 0 | 0 | 0 | 8.461 | 0 | 0 | 0 | 0 | 0 | 0 | 0 | 0 | 0 | 276
60413_G_AZPV1 | WECC_AZ | Arizona | 4 | Pinal | 21 | 60413 | AZPV1 | Bonnybrooke PV | 0 | 2016 | 9999 | Solar PV | [5 empty] | Non-Fossil | G | 2025 | Solar |  | 0 | 0 | 0 | 0 | 0 | 0 | 0 | 0 | 0 | 0 | 0 | 0 | 0 | 0 | 0 | 0 | 22.5057 | 40.6057 | 58.8086 | 121.9199 | 0 | 0 | 0 | 0 | 0 | 0 | 0 | 0 | 0 | 0 | 0 | 0 | 0 | 0 | 0 | 0 | 0 | 0 | 0 | 0 | 2.2517 | 0 | 0 | 0 | 0 | 0 | 0 | 0 | 0 | 0 | 49.8822
60412_G_MUN | WECC_SCE | California | 6 | Inyo | 27 | 60412 | MUN | Munro Valley Solar | 0 | 2016 | 9999 | Solar PV | [5 empty] | Non-Fossil | G | 2025 | Solar |  | 0 | 0 | 0 | 0 | 0 | 0 | 0 | 0 | 0 | 0 | 0 | 0 | 0 | 0 | 0 | 0 | 1.683 | 3.1225 | 4.8397 | 9.6451 | 0 | 0 | 0 | 0 | 0 | 0 | 0 | 0 | 0 | 0 | 0 | 0 | 0 | 0 | 0 | 0 | 0 | 0 | 0 | 0 | 0.14451 | 0 | 0 | 0 | 0 | 0 | 0 | 0 | 0 | 0 | 4
60411_G_COVEN | NENGREST | Vermont | 50 | Orleans | 19 | 60411 | COVEN | Coventry Photovoltaic, LLC | 0 | 2014 | 9999 | Solar PV | [5 empty] | Non-Fossil | G | 2025 | Solar |  | 0 | 0 | 0 | 0 | 0 | 0 | 0 | 0 | 0 | 0 | 0 | 0 | 0 | 0 | 0 | 0 | 0.52316 | 1.0674 | 1.6189 | 3.2095 | 0 | 0 | 0 | 0 | 0 | 0 | 0 | 0 | 0 | 0 | 0 | 0 | 0 | 0 | 0 | 0 | 0 | 0 | 0 | 0 | 0.061568 | 0 | 0 | 0 | 0 | 0 | 0 | 0 | 0 | 0 | 2.2
60410_G_SULPV | MIS_INKY | Indiana | 18 | Sullivan | 153 | 60410 | SULPV | Sullivan Solar, LLC | 0 | 2016 | 9999 | Solar PV | [5 empty] | Non-Fossil | G | 2025 | Solar |  | 0 | 0 | 0 | 0 | 0 | 0 | 0 | 0 | 0 | 0 | 0 | 0 | 0 | 0 | 0 | 0 | 1.3149 | 2.737 | 4.1728 | 8.2247 | 0 | 0 | 0 | 0 | 0 | 0 | 0 | 0 | 0 | 0 | 0 | 0 | 0 | 0 | 0 | 0 | 0 | 0 | 0 | 0 | 0.14552 | 0 | 0 | 0 | 0 | 0 | 0 | 0 | 0 | 0 | 5.2
6041_B_4 | PJM_West | Kentucky | 21 | Mason | 161 | 6041 | 4 | H L Spurlock | 10704 | 2009 | 9999 | Coal Steam | FBC | dry | Bag House + Dry Scrubber + SNCR | CF | Dry Scrubber | Fossil | B | 2025 |  | Coal Retirement | 0 | 0 | 0 | 0 | 0 | 0 | 0 | 0 | 0 | 0 | 0 | 0 | 0 | 0 | 0 | 0 | 0 | 0 | 0 | 0 | 0 | 0 | 0 | 0 | 0 | 0 | 0 | 0 | 0 | 0 | 0 | 0 | 0 | 0 | 0 | 0 | 0 | 0 | 0 | 0 | 0 | 0 | 0 | 0 | 0 | 0 | 0 | 0 | 0 | 0 | 268 | Scrubber / SNCR | Dry Scrubber
6041_B_3 | PJM_West | Kentucky | 21 | Mason | 161 | 6041 | 3 | H L Spurlock | 10687 | 2005 | 9999 | Coal Steam | FBC | dry | Bag House + Dry Scrubber + SNCR | CF | Dry Scrubber | Fossil | B | 2025 |  | Coal Retirement | 0 | 0 | 0 | 0 | 0 | 0 | 0 | 0 | 0 | 0 | 0 | 0 | 0 | 0 | 0 | 0 | 0 | 0 | 0 | 0 | 0 | 0 | 0 | 0 | 0 | 0 | 0 | 0 | 0 | 0 | 0 | 0 | 0 | 0 | 0 | 0 | 0 | 0 | 0 | 0 | 0 | 0 | 0 | 0 | 0 | 0 | 0 | 0 | 0 | 0 | 268 | Scrubber / SNCR | Dry Scrubber
6041_B_2 | PJM_West | Kentucky | 21 | Mason | 161 | 6041 | 2 | H L Spurlock | 10285 | 1981 | 9999 | Coal Steam | tangential | dry | ESPH + WESP + Wet Scrubber + SCR | LNC1 | Wet Scrubber | Fossil | B | 2025 |  | Coal Retirement | 0 | 0 | 0 | 0 | 0 | 0 | 0 | 0 | 0 | 0 | 0 | 0 | 0 | 0 | 0 | 0 | 0 | 0 | 0 | 0 | 0 | 0 | 0 | 0 | 0 | 0 | 0 | 0 | 0 | 0 | 0 | 0 | 0 | 0 | 0 | 0 | 0 | 0 | 0 | 0 | 0 | 0 | 0 | 0 | 0 | 0 | 0 | 0 | 0 | 0 | 510 | Scrubber / SCR | Wet Scrubber
6041_B_1 | PJM_West | Kentucky | 21 | Mason | 161 | 6041 | 1 | H L Spurlock | 10460 | 1977 | 9999 | Coal Steam | wall | dry | ESPH + WESP + Wet Scrubber + SCR | LNB | Wet Scrubber | Fossil | B | 2025 | Coal |  | 5.3523 | 7.2553 | 9.9085 | 22.5161 | 5.3523 | 7.2553 | 9.9085 | 22.5161 | 0 | 0 | 0 | 0 | 0 | 0 | 0 | 0 | 511.6909 | 693.6255 | 947.2784 | 2152.5948 | 554.0877 | 751.0966 | 1025.7662 | 2330.9505 | 0.0024257 | 0.0032881 | 0.0044905 | 0.010204 | 0.24321 | 0.32968 | 0.45024 | 1.0231 | 0.21281 | 0.28848 | 0.39397 | 0.89526 | 0.0026761 | 0.0036277 | 0.0049542 | 0.011258 | 20.6669 | 2.6894 | 3.6456 | 4.9787 | 11.3136 | 9.6711 | 13.1097 | 17.9038 | 40.6845 | 0 | 300 | Scrubber / SCR | Wet Scrubber
60409_G_SWFPV | S_VACA | North Carolina | 37 | Forsyth | 67 | 60409 | SWFPV | South Winston Farm, LLC | 0 | 2016 | 9999 | Solar PV | [5 empty] | Non-Fossil | G | 2025 | Solar |  | 0 | 0 | 0 | 0 | 0 | 0 | 0 | 0 | 0 | 0 | 0 | 0 | 0 | 0 | 0 | 0 | 1.5765 | 2.7964 | 4.6636 | 9.0365 | 0 | 0 | 0 | 0 | 0 | 0 | 0 | 0 | 0 | 0 | 0 | 0 | 0 | 0 | 0 | 0 | 0 | 0 | 0 | 0 | 0.14544 | 0 | 0 | 0 | 0 | 0 | 0 | 0 | 0 | 0 | 5.1969
60408_G_97PV | S_VACA | North Carolina | 37 | Nash | 127 | 60408 | 97PV | Nash 97 Solar, LLC | 0 | 2016 | 9999 | Solar PV | [5 empty] | Non-Fossil | G | 2025 | Solar |  | 0 | 0 | 0 | 0 | 0 | 0 | 0 | 0 | 0 | 0 | 0 | 0 | 0 | 0 | 0 | 0 | 1.5765 | 2.7964 | 4.6636 | 9.0365 | 0 | 0 | 0 | 0 | 0 | 0 | 0 | 0 | 0 | 0 | 0 | 0 | 0 | 0 | 0 | 0 | 0 | 0 | 0 | 0 | 0.14544 | 0 | 0 | 0 | 0 | 0 | 0 | 0 | 0 | 0 | 5.1969
60406_G_RSPV | SPP_SPS | New Mexico | 35 | Chaves | 5 | 60406 | RSPV | Roswell Solar, LLC | 0 | 2016 | 9999 | Solar PV | [5 empty] | Non-Fossil | G | 2025 | Solar |  | 0 | 0 | 0 | 0 | 0 | 0 | 0 | 0 | 0 | 0 | 0 | 0 | 0 | 0 | 0 | 0 | 26.471 | 44.0325 | 67.6732 | 138.1767 | 0 | 0 | 0 | 0 | 0 | 0 | 0 | 0 | 0 | 0 | 0 | 0 | 0 | 0 | 0 | 0 | 0 | 0 | 0 | 0 | 1.6958 | 0 | 0 | 0 | 0 | 0 | 0 | 0 | 0 | 0 | 60.5956
60405_G_CSPV | SPP_SPS | New Mexico | 35 | Chaves | 5 | 60405 | CSPV | Chaves Solar, LLC | 0 | 2016 | 9999 | Solar PV | [5 empty] | Non-Fossil | G | 2025 | Solar |  | 0 | 0 | 0 | 0 | 0 | 0 | 0 | 0 | 0 | 0 | 0 | 0 | 0 | 0 | 0 | 0 | 26.471 | 44.0325 | 67.6732 | 138.1767 | 0 | 0 | 0 | 0 | 0 | 0 | 0 | 0 | 0 | 0 | 0 | 0 | 0 | 0 | 0 | 0 | 0 | 0 | 0 | 0 | 1.6958 | 0 | 0 | 0 | 0 | 0 | 0 | 0 | 0 | 0 | 60.5956
60404_G_PISGA | NENG_ME | Maine | 23 | Penobscot | 19 | 60404 | PISGA | Pisgah Mountain Wind | 0 | 2016 | 9999 | Onshore Wind | [5 empty] | Non-Fossil | G | 2025 | Wind |  | 0 | 0 | 0 | 0 | 0 | 0 | 0 | 0 | 0 | 0 | 0 | 0 | 0 | 0 | 0 | 0 | 6.8009 | 8.6742 | 7.0467 | 22.5218 | 0 | 0 | 0 | 0 | 0 | 0 | 0 | 0 | 0 | 0 | 0 | 0 | 0 | 0 | 0 | 0 | 0 | 0 | 0 | 0 | 0.27737 | 0 | 0 | 0 | 0 | 0 | 0 | 0 | 0 | 0 | 9.0023
60403_G_CSPV | S_VACA | North Carolina | 37 | Granville | 77 | 60403 | CSPV | Currin Solar, LLC | 0 | 2015 | 9999 | Solar PV | [5 empty] | Non-Fossil | G | 2025 | Solar |  | 0 | 0 | 0 | 0 | 0 | 0 | 0 | 0 | 0 | 0 | 0 | 0 | 0 | 0 | 0 | 0 | 1.5765 | 2.7964 | 4.6636 | 9.0365 | 0 | 0 | 0 | 0 | 0 | 0 | 0 | 0 | 0 | 0 | 0 | 0 | 0 | 0 | 0 | 0 | 0 | 0 | 0 | 0 | 0.14544 | 0 | 0 | 0 | 0 | 0 | 0 | 0 | 0 | 0 | 5.1969
60402_G_CBPV | S_VACA | North Carolina | 37 | Bladen | 17 | 60402 | CBPV | CB Bladen Solar, LLC | 0 | 2016 | 9999 | Solar PV | [5 empty] | Non-Fossil | G | 2025 | Solar |  | 0 | 0 | 0 | 0 | 0 | 0 | 0 | 0 | 0 | 0 | 0 | 0 | 0 | 0 | 0 | 0 | 1.5765 | 2.7964 | 4.6636 | 9.0365 | 0 | 0 | 0 | 0 | 0 | 0 | 0 | 0 | 0 | 0 | 0 | 0 | 0 | 0 | 0 | 0 | 0 | 0 | 0 | 0 | 0.14544 | 0 | 0 | 0 | 0 | 0 | 0 | 0 | 0 | 0 | 5.1969
60401_G_BCSPV | S_VACA | North Carolina | 37 | Johnston | 101 | 60401 | BCSPV | Bizzell Church Solar 1, LLC | 0 | 2015 | 9999 | Solar PV | [5 empty] | Non-Fossil | G | 2025 | Solar |  | 0 | 0 | 0 | 0 | 0 | 0 | 0 | 0 | 0 | 0 | 0 | 0 | 0 | 0 | 0 | 0 | 1.5765 | 2.7964 | 4.6636 | 9.0365 | 0 | 0 | 0 | 0 | 0 | 0 | 0 | 0 | 0 | 0 | 0 | 0 | 0 | 0 | 0 | 0 | 0 | 0 | 0 | 0 | 0.14544 | 0 | 0 | 0 | 0 | 0 | 0 | 0 | 0 | 0 | 5.1969
60400_G_FLS1 | S_VACA | North Carolina | 37 | Lenoir | 107 | 60400 | FLS1 | Exum Farm Solar, LLC | 0 | 2016 | 9999 | Solar PV | [5 empty] | Non-Fossil | G | 2025 | Solar |  | 0 | 0 | 0 | 0 | 0 | 0 | 0 | 0 | 0 | 0 | 0 | 0 | 0 | 0 | 0 | 0 | 1.4856 | 2.6351 | 4.3945 | 8.5152 | 0 | 0 | 0 | 0 | 0 | 0 | 0 | 0 | 0 | 0 | 0 | 0 | 0 | 0 | 0 | 0 | 0 | 0 | 0 | 0 | 0.13705 | 0 | 0 | 0 | 0 | 0 | 0 | 0 | 0 | 0 | 4.897
60399_G_FLS1 | S_VACA | North Carolina | 37 | Rutherford | 161 | 60399 | FLS1 | Lincoln Solar, LLC (NC) | 0 | 2016 | 9999 | Solar PV | [5 empty] | Non-Fossil | G | 2025 | Solar |  | 0 | 0 | 0 | 0 | 0 | 0 | 0 | 0 | 0 | 0 | 0 | 0 | 0 | 0 | 0 | 0 | 1.4856 | 2.6351 | 4.3945 | 8.5152 | 0 | 0 | 0 | 0 | 0 | 0 | 0 | 0 | 0 | 0 | 0 | 0 | 0 | 0 | 0 | 0 | 0 | 0 | 0 | 0 | 0.13705 | 0 | 0 | 0 | 0 | 0 | 0 | 0 | 0 | 0 | 4.897
60398_G_FLS1 | S_VACA | North Carolina | 37 | Scotland | 165 | 60398 | FLS1 | Innovative Solar 65 | 0 | 2016 | 9999 | Solar PV | [5 empty] | Non-Fossil | G | 2025 | Solar |  | 0 | 0 | 0 | 0 | 0 | 0 | 0 | 0 | 0 | 0 | 0 | 0 | 0 | 0 | 0 | 0 | 1.4856 | 2.6351 | 4.3945 | 8.5152 | 0 | 0 | 0 | 0 | 0 | 0 | 0 | 0 | 0 | 0 | 0 | 0 | 0 | 0 | 0 | 0 | 0 | 0 | 0 | 0 | 0.13705 | 0 | 0 | 0 | 0 | 0 | 0 | 0 | 0 | 0 | 4.897
60397_G_FLS1 | S_VACA | North Carolina | 37 | Duplin | 61 | 60397 | FLS1 | Kennedy Solar, LLC | 0 | 2017 | 9999 | Solar PV | [5 empty] | Non-Fossil | G | 2025 | Solar |  | 0 | 0 | 0 | 0 | 0 | 0 | 0 | 0 | 0 | 0 | 0 | 0 | 0 | 0 | 0 | 0 | 1.4856 | 2.6351 | 4.3945 | 8.5152 | 0 | 0 | 0 | 0 | 0 | 0 | 0 | 0 | 0 | 0 | 0 | 0 | 0 | 0 | 0 | 0 | 0 | 0 | 0 | 0 | 0.13705 | 0 | 0 | 0 | 0 | 0 | 0 | 0 | 0 | 0 | 4.897
60396_G_FLS1 | S_VACA | North Carolina | 37 | Robeson | 155 | 60396 | FLS1 | St. Pauls Solar 1, LLC | 0 | 2017 | 9999 | Solar PV | [5 empty] | Non-Fossil | G | 2025 | Solar |  | 0 | 0 | 0 | 0 | 0 | 0 | 0 | 0 | 0 | 0 | 0 | 0 | 0 | 0 | 0 | 0 | 1.4856 | 2.6351 | 4.3945 | 8.5152 | 0 | 0 | 0 | 0 | 0 | 0 | 0 | 0 | 0 | 0 | 0 | 0 | 0 | 0 | 0 | 0 | 0 | 0 | 0 | 0 | 0.13705 | 0 | 0 | 0 | 0 | 0 | 0 | 0 | 0 | 0 | 4.897
60395_G_MC1PV | PJM_Dom | North Carolina | 37 | Martin | 117 | 60395 | MC1PV | MC1 Solar | 0 | 2016 | 9999 | Solar PV | [5 empty] | Non-Fossil | G | 2025 | Solar |  | 0 | 0 | 0 | 0 | 0 | 0 | 0 | 0 | 0 | 0 | 0 | 0 | 0 | 0 | 0 | 0 | 1.5517 | 2.6921 | 4.8414 | 9.0853 | 0 | 0 | 0 | 0 | 0 | 0 | 0 | 0 | 0 | 0 | 0 | 0 | 0 | 0 | 0 | 0 | 0 | 0 | 0 | 0 | 0.13993 | 0 | 0 | 0 | 0 | 0 | 0 | 0 | 0 | 0 | 5
60392_G_MM-25 | NENG_CT | Connecticut | 9 | New London | 11 | 60392 | MM-25 | Pfizer Groton Fuel Cell | 9500 | 2016 | 9999 | Fuel Cell | [5 empty] | Non-Fossil | G | 2025 | NaturalGas |  | 0 | 0 | 0 | 0 | 0 | 0 | 0 | 0 | 0 | 0 | 0 | 0 | 0 | 0 | 0 | 0 | 0 | 0 | 0 | 0 | 0 | 0 | 0 | 0 | 0 | 0 | 0 | 0 | 0 | 0 | 0 | 0 | 0 | 0 | 0 | 0 | 0 | 0 | 0 | 0 | 0 | 0 | 0 | 0 | 0 | 0 | 0 | 0 | 0 | 0 | 2.8
60392_G_MM-24 | NENG_CT | Connecticut | 9 | New London | 11 | 60392 | MM-24 | Pfizer Groton Fuel Cell | 9500 | 2016 | 9999 | Fuel Cell | [5 empty] | Non-Fossil | G | 2025 | NaturalGas |  | 0 | 0 | 0 | 0 | 0 | 0 | 0 | 0 | 0 | 0 | 0 | 0 | 0 | 0 | 0 | 0 | 0 | 0 | 0 | 0 | 0 | 0 | 0 | 0 | 0 | 0 | 0 | 0 | 0 | 0 | 0 | 0 | 0 | 0 | 0 | 0 | 0 | 0 | 0 | 0 | 0 | 0 | 0 | 0 | 0 | 0 | 0 | 0 | 0 | 0 | 2.8
60391_G_SJAPV | NENGREST | Massachusetts | 25 | Worcester | 27 | 60391 | SJAPV | SJA Solar LLC-Solterra Monastery | 0 | 2016 | 9999 | Solar PV | [5 empty] | Non-Fossil | G | 2025 | Solar |  | 0 | 0 | 0 | 0 | 0 | 0 | 0 | 0 | 0 | 0 | 0 | 0 | 0 | 0 | 0 | 0 | 4.4075 | 9.1641 | 14.0006 | 27.5722 | 0 | 0 | 0 | 0 | 0 | 0 | 0 | 0 | 0 | 0 | 0 | 0 | 0 | 0 | 0 | 0 | 0 | 0 | 0 | 0 | 0.55023 | 0 | 0 | 0 | 0 | 0 | 0 | 0 | 0 | 0 | 19.6614
60390_G_BRES | PJM_AP | West Virginia | 54 | Greenbrier | 25 | 60390 | BRES | Beech Ridge Energy Storage | 0 | 2015 | 9999 | Energy Storage | [5 empty] | Non-Fossil | G | 2025 | EnerStor |  | 0 | 0 | 0 | 0 | 0 | 0 | 0 | 0 | 0 | 0 | 0 | 0 | 0 | 0 | 0 | 0 | 5.3298 | 5.4715 | 23.7857 | 34.587 | 0 | 0 | 0 | 0 | 0 | 0 | 0 | 0 | 0 | 0 | 0 | 0 | 0 | 0 | 0 | 0 | 0 | 0 | 0 | 0 | 0 | 0 | 0 | 0 | 0 | 0 | 0 | 0 | 0 | 0 | 31.5
60389_G_REBR1 | WEC_CALN | California | 6 | Kern | 29 | 60389 | REBR1 | RE Barren Ridge 1 | 0 | 2016 | 9999 | Solar PV | [5 empty] | Non-Fossil | G | 2025 | Solar |  | 0 | 0 | 0 | 0 | 0 | 0 | 0 | 0 | 0 | 0 | 0 | 0 | 0 | 0 | 0 | 0 | 22.5112 | 44.8118 | 73.4712 | 140.7942 | 0 | 0 | 0 | 0 | 0 | 0 | 0 | 0 | 0 | 0 | 0 | 0 | 0 | 0 | 0 | 0 | 0 | 0 | 0 | 0 | 1.9195 | 0 | 0 | 0 | 0 | 0 | 0 | 0 | 0 | 0 | 59.9427
60388_G_GEMT | PJM_WMAC | Pennsylvania | 42 | Berks | 11 | 60388 | GEMT | Granger Energy of Morgantown | 13648 | 2016 | 9999 | Landfill Gas | [5 empty] | Non-Fossil | G | 2025 | LF Gas |  | 0.030095 | 0.038649 | 0.05221 | 0.12095 | 0 | 0 | 0 | 0 | 0 | 0 | 0 | 0 | 0 | 0 | 0 | 0 | 2.2051 | 2.8318 | 3.8254 | 8.8624 | 1.7343 | 2.2273 | 3.0088 | 6.9704 | 0 | 0 | 0 | 0 | 0.00094273 | 0.0012107 | 0.0016355 | 0.0037889 | 0 | 0 | 0 | 0 | 0 | 0 | 0 | 0 | 0.37551 | 0.014419 | 0.018518 | 0.025015 | 0.057952 | 0 | 0 | 0 | 0 | 0 | 1.6
60386_G_PV1 | WECC_SCE | California | 6 | Kern | 29 | 60386 | PV1 | RE Garland A | 0 | 2016 | 9999 | Solar PV | [5 empty] | Non-Fossil | G | 2025 | Solar |  | 0 | 0 | 0 | 0 | 0 | 0 | 0 | 0 | 0 | 0 | 0 | 0 | 0 | 0 | 0 | 0 | 8.4151 | 15.6123 | 24.1983 | 48.2257 | 0 | 0 | 0 | 0 | 0 | 0 | 0 | 0 | 0 | 0 | 0 | 0 | 0 | 0 | 0 | 0 | 0 | 0 | 0 | 0 | 0.72255 | 0 | 0 | 0 | 0 | 0 | 0 | 0 | 0 | 0 | 20
60385_G_MB-18 | WEC_CALN | California | 6 | Alameda | 1 | 60385 | MB-18 | Santa Rita Jail Fuel Cell | 9500 | 2016 | 9999 | Fuel Cell | [5 empty] | Non-Fossil | G | 2025 | NaturalGas |  | 0 | 0 | 0 | 0 | 0 | 0 | 0 | 0 | 0 | 0 | 0 | 0 | 0 | 0 | 0 | 0 | 0 | 0 | 0 | 0 | 0 | 0 | 0 | 0 | 0 | 0 | 0 | 0 | 0 | 0 | 0 | 0 | 0 | 0 | 0 | 0 | 0 | 0 | 0 | 0 | 0 | 0 | 0 | 0 | 0 | 0 | 0 | 0 | 0 | 0 | 1.4
60384_G_HERT | PJM_Dom | North Carolina | 37 | Perquimans | 143 | 60384 | HERT | Hertford Solar Farm | 0 | 2016 | 9999 | Solar PV | [5 empty] | Non-Fossil | G | 2025 | Solar |  | 0 | 0 | 0 | 0 | 0 | 0 | 0 | 0 | 0 | 0 | 0 | 0 | 0 | 0 | 0 | 0 | 1.5517 | 2.6921 | 4.8414 | 9.0853 | 0 | 0 | 0 | 0 | 0 | 0 | 0 | 0 | 0 | 0 | 0 | 0 | 0 | 0 | 0 | 0 | 0 | 0 | 0 | 0 | 0.13993 | 0 | 0 | 0 | 0 | 0 | 0 | 0 | 0 | 0 | 5
60383_G_MONPV | S_VACA | North Carolina | 37 | Union | 179 | 60383 | MONPV | Monroe Solar Facility | 0 | 2017 | 9999 | Solar PV | [5 empty] | Non-Fossil | G | 2025 | Solar |  | 0 | 0 | 0 | 0 | 0 | 0 | 0 | 0 | 0 | 0 | 0 | 0 | 0 | 0 | 0 | 0 | 8.3676 | 14.8427 | 24.7529 | 47.9632 | 0 | 0 | 0 | 0 | 0 | 0 | 0 | 0 | 0 | 0 | 0 | 0 | 0 | 0 | 0 | 0 | 0 | 0 | 0 | 0 | 0.77193 | 0 | 0 | 0 | 0 | 0 | 0 | 0 | 0 | 0 | 27.5833
60381_G_SSSP | WECC_AZ | Arizona | 4 | Cochise | 3 | 60381 | SSSP | Sulphur Springs | 0 | 2016 | 9999 | Solar PV | [5 empty] | Non-Fossil | G | 2025 | Solar |  | 0 | 0 | 0 | 0 | 0 | 0 | 0 | 0 | 0 | 0 | 0 | 0 | 0 | 0 | 0 | 0 | 9.0023 | 16.2423 | 23.5234 | 48.768 | 0 | 0 | 0 | 0 | 0 | 0 | 0 | 0 | 0 | 0 | 0 | 0 | 0 | 0 | 0 | 0 | 0 | 0 | 0 | 0 | 0.90068 | 0 | 0 | 0 | 0 | 0 | 0 | 0 | 0 | 0 | 19.9529
60380_G_SCSPV | S_VACA | North Carolina | 37 | Scotland | 165 | 60380 | SCSPV | Shoe Creek Solar, LLC | 0 | 2017 | 9999 | Solar PV | [5 empty] | Non-Fossil | G | 2025 | Solar |  | 0 | 0 | 0 | 0 | 0 | 0 | 0 | 0 | 0 | 0 | 0 | 0 | 0 | 0 | 0 | 0 | 1.5765 | 2.7964 | 4.6636 | 9.0365 | 0 | 0 | 0 | 0 | 0 | 0 | 0 | 0 | 0 | 0 | 0 | 0 | 0 | 0 | 0 | 0 | 0 | 0 | 0 | 0 | 0.14544 | 0 | 0 | 0 | 0 | 0 | 0 | 0 | 0 | 0 | 5.1969
6038_G_2 | S_VACA | North Carolina | 37 | Mecklenburg | 119 | 6038 | 2 | McGuire | 10456 | 1984 | 9999 | Nuclear | [5 empty] | Non-Fossil | G | 2025 | Nuclear |  | 22.6593 | 30.7159 | 41.5216 | 94.8967 | 0 | 0 | 0 | 0 | 0 | 0 | 0 | 0 | 0 | 0 | 0 | 0 | 2167.1057 | 2937.6322 | 3971.0776 | 9075.8155 | 0 | 0 | 0 | 0 | 0 | 0 | 0 | 0 | 0 | 0 | 0 | 0 | 0 | 0 | 0 | 0 | 0 | 0 | 0 | 0 | 266.5405 | 0.17166 | 0.23269 | 0.31456 | 0.71891 | 14.6776 | 19.8964 | 26.8958 | 61.4698 | 0 | 1157.6
6038_G_1 | S_VACA | North Carolina | 37 | Mecklenburg | 119 | 6038 | 1 | McGuire | 10456 | 1981 | 9999 | Nuclear | [5 empty] | Non-Fossil | G | 2025 | Nuclear |  | 23.1736 | 31.4131 | 42.4641 | 97.0508 | 0 | 0 | 0 | 0 | 0 | 0 | 0 | 0 | 0 | 0 | 0 | 0 | 2216.2982 | 3004.3154 | 4061.2196 | 9281.8332 | 0 | 0 | 0 | 0 | 0 | 0 | 0 | 0 | 0 | 0 | 0 | 0 | 0 | 0 | 0 | 0 | 0 | 0 | 0 | 0 | 274.426 | 0.18412 | 0.24959 | 0.33739 | 0.7711 | 15.0108 | 20.348 | 27.5063 | 62.8651 | 0 | 1158
60378_G_PV1 | PJM_EMAC | New Jersey | 34 | Warren | 41 | 60378 | PV1 | NHA at Mansfield NJ | 0 | 2016 | 9999 | Solar PV | [5 empty] | Non-Fossil | G | 2025 | Solar |  | 0 | 0 | 0 | 0 | 0 | 0 | 0 | 0 | 0 | 0 | 0 | 0 | 0 | 0 | 0 | 0 | 1.058 | 2.2841 | 3.6293 | 6.9714 | 0 | 0 | 0 | 0 | 0 | 0 | 0 | 0 | 0 | 0 | 0 | 0 | 0 | 0 | 0 | 0 | 0 | 0 | 0 | 0 | 0.17568 | 0 | 0 | 0 | 0 | 0 | 0 | 0 | 0 | 0 | 4.8705
60375_G_ILR1 | PJM_EMAC | New Jersey | 34 | Middlesex | 23 | 60375 | ILR1 | ILR Landfill | 0 | 2016 | 9999 | Solar PV | [5 empty] | Non-Fossil | G | 2025 | Solar |  | 0 | 0 | 0 | 0 | 0 | 0 | 0 | 0 | 0 | 0 | 0 | 0 | 0 | 0 | 0 | 0 | 1.6294 | 3.5175 | 5.5891 | 10.736 | 0 | 0 | 0 | 0 | 0 | 0 | 0 | 0 | 0 | 0 | 0 | 0 | 0 | 0 | 0 | 0 | 0 | 0 | 0 | 0 | 0.27055 | 0 | 0 | 0 | 0 | 0 | 0 | 0 | 0 | 0 | 7.5006
60372_G_LSPV1 | ERC_WEST | Texas | 48 | Dawson | 115 | 60372 | LSPV1 | Lamesa Solar | 0 | 2017 | 9999 | Solar PV | [5 empty] | Non-Fossil | G | 2025 | Solar |  | 0 | 0 | 0 | 0 | 0 | 0 | 0 | 0 | 0 | 0 | 0 | 0 | 0 | 0 | 0 | 0 | 45.0249 | 64.9444 | 112.9431 | 222.9124 | 0 | 0 | 0 | 0 | 0 | 0 | 0 | 0 | 0 | 0 | 0 | 0 | 0 | 0 | 0 | 0 | 0 | 0 | 0 | 0 | 2.7985 | 0 | 0 | 0 | 0 | 0 | 0 | 0 | 0 | 0 | 100
60371_G_1 | FRCC | Florida | 12 | Polk | 105 | 60371 | 1 | Legoland Solar | 0 | 2016 | 9999 | Solar PV | [5 empty] | Non-Fossil | G | 2025 | Solar |  | 0 | 0 | 0 | 0 | 0 | 0 | 0 | 0 | 0 | 0 | 0 | 0 | 0 | 0 | 0 | 0 | 0.47656 | 0.85928 | 1.2236 | 2.5594 | 0 | 0 | 0 | 0 | 0 | 0 | 0 | 0 | 0 | 0 | 0 | 0 | 0 | 0 | 0 | 0 | 0 | 0 | 0 | 0 | 0.041978 | 0 | 0 | 0 | 0 | 0 | 0 | 0 | 0 | 0 | 1.5
60370_G_FHSPV | S_VACA | North Carolina | 37 | Moore | 125 | 60370 | FHSPV | Flint Hill Solar, LLC | 0 | 2016 | 9999 | Solar PV | [5 empty] | Non-Fossil | G | 2025 | Solar |  | 0 | 0 | 0 | 0 | 0 | 0 | 0 | 0 | 0 | 0 | 0 | 0 | 0 | 0 | 0 | 0 | 1.5765 | 2.7964 | 4.6636 | 9.0365 | 0 | 0 | 0 | 0 | 0 | 0 | 0 | 0 | 0 | 0 | 0 | 0 | 0 | 0 | 0 | 0 | 0 | 0 | 0 | 0 | 0.14544 | 0 | 0 | 0 | 0 | 0 | 0 | 0 | 0 | 0 | 5.1969
60369_G_BFPV | S_VACA | North Carolina | 37 | Nash | 127 | 60369 | BFPV | Battleboro Farm | 0 | 2016 | 9999 | Solar PV | [5 empty] | Non-Fossil | G | 2025 | Solar |  | 0 | 0 | 0 | 0 | 0 | 0 | 0 | 0 | 0 | 0 | 0 | 0 | 0 | 0 | 0 | 0 | 1.5765 | 2.7964 | 4.6636 | 9.0365 | 0 | 0 | 0 | 0 | 0 | 0 | 0 | 0 | 0 | 0 | 0 | 0 | 0 | 0 | 0 | 0 | 0 | 0 | 0 | 0 | 0.14544 | 0 | 0 | 0 | 0 | 0 | 0 | 0 | 0 | 0 | 5.1969
60368_G_STG | PJM_WMAC | Pennsylvania | 42 | Snyder | 109 | 60368 | STG | Panda Hummel Station LLC | 6250 | 2018 | 9999 | Combined Cycle |  |  | SCR |  |  | Fossil | G | 2025 | NaturalGas |  | 5.3444 | 6.2131 | 7.7919 | 19.3495 | 0 | 0 | 0 | 0 | 0 | 0 | 0 | 0 | 0 | 0 | 0 | 0 | 855.1112 | 994.1018 | 1246.7014 | 3095.9143 | 312.8638 | 363.717 | 456.1369 | 1132.7177 | 3.7414e-07 | 4.3495e-07 | 5.4543e-07 | 1.3545e-06 | 0.029394 | 0.034172 | 0.042855 | 0.10642 | 0 | 0 | 0 | 0 | 0 | 0 | 0 | 0 | 12.7554 | 1.8152 | 2.1103 | 2.6465 | 6.572 | 13.9321 | 14.1463 | 20.6238 | 48.7022 | 0 | 417.6 | SCR
60368_G_CTG3 | PJM_WMAC | Pennsylvania | 42 | Snyder | 109 | 60368 | CTG3 | Panda Hummel Station LLC | 6250 | 2018 | 9999 | Combined Cycle |  |  | SCR |  |  | Fossil | G | 2025 | NaturalGas |  | 2.8962 | 3.3669 | 4.2225 | 10.4856 | 0 | 0 | 0 | 0 | 0 | 0 | 0 | 0 | 0 | 0 | 0 | 0 | 463.39 | 538.7098 | 675.5951 | 1677.695 | 169.5428 | 197.1005 | 247.1834 | 613.8266 | 2.0275e-07 | 2.357e-07 | 2.9557e-07 | 7.3402e-07 | 0.015929 | 0.018518 | 0.023224 | 0.057671 | 0 | 0 | 0 | 0 | 0 | 0 | 0 | 0 | 6.9122 | 0.98368 | 1.1436 | 1.4342 | 3.5614 | 7.5499 | 7.666 | 11.1762 | 26.392 | 0 | 226.3 | SCR
60368_G_CTG2 | PJM_WMAC | Pennsylvania | 42 | Snyder | 109 | 60368 | CTG2 | Panda Hummel Station LLC | 6250 | 2018 | 9999 | Combined Cycle |  |  | SCR |  |  | Fossil | G | 2025 | NaturalGas |  | 2.8962 | 3.3669 | 4.2225 | 10.4856 | 0 | 0 | 0 | 0 | 0 | 0 | 0 | 0 | 0 | 0 | 0 | 0 | 463.39 | 538.7098 | 675.5951 | 1677.695 | 169.5428 | 197.1005 | 247.1834 | 613.8266 | 2.0275e-07 | 2.357e-07 | 2.9557e-07 | 7.3402e-07 | 0.015929 | 0.018518 | 0.023224 | 0.057671 | 0 | 0 | 0 | 0 | 0 | 0 | 0 | 0 | 6.9122 | 0.98368 | 1.1436 | 1.4342 | 3.5614 | 7.5499 | 7.666 | 11.1762 | 26.392 | 0 | 226.3 | SCR
60368_G_CTG1 | PJM_WMAC | Pennsylvania | 42 | Snyder | 109 | 60368 | CTG1 | Panda Hummel Station LLC | 6250 | 2018 | 9999 | Combined Cycle |  |  | SCR |  |  | Fossil | G | 2025 | NaturalGas |  | 2.8962 | 3.3669 | 4.2225 | 10.4856 | 0 | 0 | 0 | 0 | 0 | 0 | 0 | 0 | 0 | 0 | 0 | 0 | 463.39 | 538.7098 | 675.5951 | 1677.695 | 169.5428 | 197.1005 | 247.1834 | 613.8266 | 2.0275e-07 | 2.357e-07 | 2.9557e-07 | 7.3402e-07 | 0.015929 | 0.018518 | 0.023224 | 0.057671 | 0 | 0 | 0 | 0 | 0 | 0 | 0 | 0 | 6.9122 | 0.98368 | 1.1436 | 1.4342 | 3.5614 | 7.5499 | 7.666 | 11.1762 | 26.392 | 0 | 226.3 | SCR
60367_G_SCSPV | S_VACA | North Carolina | 37 | Alamance | 1 | 60367 | SCSPV | Snow Camp Solar, LLC | 0 | 2016 | 9999 | Solar PV | [5 empty] | Non-Fossil | G | 2025 | Solar |  | 0 | 0 | 0 | 0 | 0 | 0 | 0 | 0 | 0 | 0 | 0 | 0 | 0 | 0 | 0 | 0 | 1.5765 | 2.7964 | 4.6636 | 9.0365 | 0 | 0 | 0 | 0 | 0 | 0 | 0 | 0 | 0 | 0 | 0 | 0 | 0 | 0 | 0 | 0 | 0 | 0 | 0 | 0 | 0.14544 | 0 | 0 | 0 | 0 | 0 | 0 | 0 | 0 | 0 | 5.1969
60366_G_OSWF | ERC_PHDL | Texas | 48 | Floyd | 153 | 60366 | OSWF | Old Settler Wind | 0 | 2017 | 9999 | Onshore Wind | [5 empty] | Non-Fossil | G | 2025 | Wind |  | 0 | 0 | 0 | 0 | 0 | 0 | 0 | 0 | 0 | 0 | 0 | 0 | 0 | 0 | 0 | 0 | 147.5655 | 204.1772 | 221.8789 | 573.6215 | 0 | 0 | 0 | 0 | 0 | 0 | 0 | 0 | 0 | 0 | 0 | 0 | 0 | 0 | 0 | 0 | 0 | 0 | 0 | 0 | 4.6351 | 0 | 0 | 0 | 0 | 0 | 0 | 0 | 0 | 0 | 151.2
60365_G_VULC | NY_Z_C&E | New York | 36 | Chemung | 15 | 60365 | VULC | Vulcraft Solar | 0 | 2013 | 9999 | Solar PV | [5 empty] | Non-Fossil | G | 2025 | Solar |  | 0 | 0 | 0 | 0 | 0 | 0 | 0 | 0 | 0 | 0 | 0 | 0 | 0 | 0 | 0 | 0 | 0.29691 | 0.64218 | 1.0501 | 1.9892 | 0 | 0 | 0 | 0 | 0 | 0 | 0 | 0 | 0 | 0 | 0 | 0 | 0 | 0 | 0 | 0 | 0 | 0 | 0 | 0 | 0.042813 | 0 | 0 | 0 | 0 | 0 | 0 | 0 | 0 | 0 | 1.5298
60363_G_WFSPV | PJM_Dom | North Carolina | 37 | Northampton | 131 | 60363 | WFSPV | White Farm Solar, LLC | 0 | 2016 | 9999 | Solar PV | [5 empty] | Non-Fossil | G | 2025 | Solar |  | 0 | 0 | 0 | 0 | 0 | 0 | 0 | 0 | 0 | 0 | 0 | 0 | 0 | 0 | 0 | 0 | 1.6138 | 2.7998 | 5.0351 | 9.4487 | 0 | 0 | 0 | 0 | 0 | 0 | 0 | 0 | 0 | 0 | 0 | 0 | 0 | 0 | 0 | 0 | 0 | 0 | 0 | 0 | 0.14552 | 0 | 0 | 0 | 0 | 0 | 0 | 0 | 0 | 0 | 5.2
60361_G_INV1 | S_VACA | North Carolina | 37 | Vance | 181 | 60361 | INV1 | Wortham Solar Farm | 0 | 2016 | 9999 | Solar PV | [5 empty] | Non-Fossil | G | 2025 | Solar |  | 0 | 0 | 0 | 0 | 0 | 0 | 0 | 0 | 0 | 0 | 0 | 0 | 0 | 0 | 0 | 0 | 1.5159 | 2.6889 | 4.4842 | 8.689 | 0 | 0 | 0 | 0 | 0 | 0 | 0 | 0 | 0 | 0 | 0 | 0 | 0 | 0 | 0 | 0 | 0 | 0 | 0 | 0 | 0.13984 | 0 | 0 | 0 | 0 | 0 | 0 | 0 | 0 | 0 | 4.997
6036_G_2 | S_VACA | South Carolina | 45 | York | 91 | 6036 | 2 | Catawba | 10456 | 1986 | 9999 | Nuclear | [5 empty] | Non-Fossil | G | 2025 | Nuclear |  | 23.418 | 31.7444 | 42.9119 | 98.0742 | 0 | 0 | 0 | 0 | 0 | 0 | 0 | 0 | 0 | 0 | 0 | 0 | 2239.669 | 3035.9957 | 4104.0449 | 9379.7096 | 0 | 0 | 0 | 0 | 0 | 0 | 0 | 0 | 0 | 0 | 0 | 0 | 0 | 0 | 0 | 0 | 0 | 0 | 0 | 0 | 280.0756 | 0.2077 | 0.28155 | 0.38059 | 0.86983 | 15.1691 | 20.5626 | 27.7964 | 63.528 | 0 | 1150.1
6036_G_1 | S_VACA | South Carolina | 45 | York | 91 | 6036 | 1 | Catawba | 10456 | 1985 | 9999 | Nuclear | [5 empty] | Non-Fossil | G | 2025 | Nuclear |  | 22.8351 | 30.9542 | 41.8437 | 95.633 | 0 | 0 | 0 | 0 | 0 | 0 | 0 | 0 | 0 | 0 | 0 | 0 | 2183.9188 | 2960.4233 | 4001.8864 | 9146.2284 | 0 | 0 | 0 | 0 | 0 | 0 | 0 | 0 | 0 | 0 | 0 | 0 | 0 | 0 | 0 | 0 | 0 | 0 | 0 | 0 | 285.8283 | 0.20253 | 0.27454 | 0.37112 | 0.84818 | 14.7915 | 20.0507 | 27.1045 | 61.9467 | 0 | 1160.1
60357_G_GEN3 | PJM_WMAC | Pennsylvania | 42 | Lackawanna | 69 | 60357 | GEN3 | Lackawanna Energy Center | 6250 | 2019 | 9999 | Combined Cycle |  |  | SCR |  |  | Fossil | G | 2025 | NaturalGas |  | 5.9511 | 6.9184 | 8.6763 | 21.5457 | 0 | 0 | 0 | 0 | 0 | 0 | 0 | 0 | 0 | 0 | 0 | 0 | 952.1712 | 1106.938 | 1388.2092 | 3447.3184 | 348.3756 | 405.001 | 507.911 | 1261.2876 | 4.1663e-07 | 4.8435e-07 | 6.0732e-07 | 1.5083e-06 | 0.032731 | 0.038051 | 0.04772 | 0.1185 | 0 | 0 | 0 | 0 | 0 | 0 | 0 | 0 | 14.2032 | 2.0213 | 2.3498 | 2.9469 | 7.318 | 15.5135 | 15.752 | 22.9648 | 54.2302 | 0 | 465 | SCR
60357_G_GEN2 | PJM_WMAC | Pennsylvania | 42 | Lackawanna | 69 | 60357 | GEN2 | Lackawanna Energy Center | 6250 | 2018 | 9999 | Combined Cycle |  |  | SCR |  |  | Fossil | G | 2025 | NaturalGas |  | 5.9511 | 6.9184 | 8.6763 | 21.5457 | 0 | 0 | 0 | 0 | 0 | 0 | 0 | 0 | 0 | 0 | 0 | 0 | 952.1712 | 1106.938 | 1388.2092 | 3447.3184 | 348.3756 | 405.001 | 507.911 | 1261.2876 | 4.1656e-07 | 4.8427e-07 | 6.0732e-07 | 1.5081e-06 | 0.032731 | 0.038051 | 0.04772 | 0.1185 | 0 | 0 | 0 | 0 | 0 | 0 | 0 | 0 | 14.2032 | 2.0213 | 2.3498 | 2.9469 | 7.318 | 15.5135 | 15.752 | 22.9648 | 54.2302 | 0 | 465 | SCR
60357_G_GEN1 | PJM_WMAC | Pennsylvania | 42 | Lackawanna | 69 | 60357 | GEN1 | Lackawanna Energy Center | 6250 | 2018 | 9999 | Combined Cycle |  |  | SCR |  |  | Fossil | G | 2025 | NaturalGas |  | 5.9511 | 6.9184 | 8.6763 | 21.5457 | 0 | 0 | 0 | 0 | 0 | 0 | 0 | 0 | 0 | 0 | 0 | 0 | 952.1712 | 1106.938 | 1388.2092 | 3447.3184 | 348.3756 | 405.001 | 507.911 | 1261.2876 | 4.1656e-07 | 4.8427e-07 | 6.0732e-07 | 1.5081e-06 | 0.032731 | 0.038051 | 0.04772 | 0.1185 | 0 | 0 | 0 | 0 | 0 | 0 | 0 | 0 | 14.2032 | 2.0213 | 2.3498 | 2.9469 | 7.318 | 15.5135 | 15.752 | 22.9648 | 54.2302 | 0 | 465 | SCR
60355_G_BWEC1 | SPP_WAUE | North Dakota | 38 | Stark | 89 | 60355 | BWEC1 | Brady Wind Energy Center | 0 | 2016 | 9999 | Onshore Wind | [5 empty] | Non-Fossil | G | 2025 | Wind |  | 0 | 0 | 0 | 0 | 0 | 0 | 0 | 0 | 0 | 0 | 0 | 0 | 0 | 0 | 0 | 0 | 147.1988 | 214.7688 | 206.0144 | 567.982 | 0 | 0 | 0 | 0 | 0 | 0 | 0 | 0 | 0 | 0 | 0 | 0 | 0 | 0 | 0 | 0 | 0 | 0 | 0 | 0 | 5.9141 | 0 | 0 | 0 | 0 | 0 | 0 | 0 | 0 | 0 | 150
60354_G_BWEC2 | SPP_WAUE | North Dakota | 38 | Stark | 89 | 60354 | BWEC2 | Brady II Wind Energy Center | 0 | 2016 | 9999 | Onshore Wind | [5 empty] | Non-Fossil | G | 2025 | Wind |  | 0 | 0 | 0 | 0 | 0 | 0 | 0 | 0 | 0 | 0 | 0 | 0 | 0 | 0 | 0 | 0 | 147.1988 | 214.7688 | 206.0144 | 567.982 | 0 | 0 | 0 | 0 | 0 | 0 | 0 | 0 | 0 | 0 | 0 | 0 | 0 | 0 | 0 | 0 | 0 | 0 | 0 | 0 | 5.9141 | 0 | 0 | 0 | 0 | 0 | 0 | 0 | 0 | 0 | 150
60353_G_CCVT | PJM_EMAC | Maryland | 24 | Cecil | 15 | 60353 | CCVT | Cecil County CCVT HS | 0 | 2015 | 9999 | Solar PV | [5 empty] | Non-Fossil | G | 2025 | Solar |  | 0 | 0 | 0 | 0 | 0 | 0 | 0 | 0 | 0 | 0 | 0 | 0 | 0 | 0 | 0 | 0 | 0.47913 | 1.0179 | 1.8071 | 3.3041 | 0 | 0 | 0 | 0 | 0 | 0 | 0 | 0 | 0 | 0 | 0 | 0 | 0 | 0 | 0 | 0 | 0 | 0 | 0 | 0 | 0.055971 | 0 | 0 | 0 | 0 | 0 | 0 | 0 | 0 | 0 | 2
60352_G_BSP | WECC_SNV | Nevada | 32 | Clark | 3 | 60352 | BSP | Boulder Solar Power, LLC | 0 | 2016 | 9999 | Solar PV | [5 empty] | Non-Fossil | G | 2025 | Solar |  | 0 | 0 | 0 | 0 | 0 | 0 | 0 | 0 | 0 | 0 | 0 | 0 | 0 | 0 | 0 | 0 | 43.0821 | 77.8047 | 114.0765 | 234.9633 | 0 | 0 | 0 | 0 | 0 | 0 | 0 | 0 | 0 | 0 | 0 | 0 | 0 | 0 | 0 | 0 | 0 | 0 | 0 | 0 | 3.1829 | 0 | 0 | 0 | 0 | 0 | 0 | 0 | 0 | 0 | 100
60351_G_BSPV1 | WECC_CO | Colorado | 8 | Larimer | 69 | 60351 | BSPV1 | Bison Solar LLC | 0 | 2016 | 9999 | Solar PV | [5 empty] | Non-Fossil | G | 2025 | Solar |  | 0 | 0 | 0 | 0 | 0 | 0 | 0 | 0 | 0 | 0 | 0 | 0 | 0 | 0 | 0 | 0 | 10.3797 | 19.458 | 30.0892 | 59.9269 | 0 | 0 | 0 | 0 | 0 | 0 | 0 | 0 | 0 | 0 | 0 | 0 | 0 | 0 | 0 | 0 | 0 | 0 | 0 | 0 | 0.9474 | 0 | 0 | 0 | 0 | 0 | 0 | 0 | 0 | 0 | 30
60350_G_LVMB2 | WECC_SNV | Nevada | 32 | Clark | 3 | 60350 | LVMB2 | NRG Solar Las Vegas MB 2, LLC | 0 | 2016 | 9999 | Solar PV | [5 empty] | Non-Fossil | G | 2025 | Solar |  | 0 | 0 | 0 | 0 | 0 | 0 | 0 | 0 | 0 | 0 | 0 | 0 | 0 | 0 | 0 | 0 | 0.64623 | 1.1671 | 1.7111 | 3.5244 | 0 | 0 | 0 | 0 | 0 | 0 | 0 | 0 | 0 | 0 | 0 | 0 | 0 | 0 | 0 | 0 | 0 | 0 | 0 | 0 | 0.047744 | 0 | 0 | 0 | 0 | 0 | 0 | 0 | 0 | 0 | 1.5
6035_G_11-3 | MIS_LMI | Michigan | 26 | St Clair | 147 | 6035 | 11-3 | Greenwood (MI) | 13332 | 1999 | 9999 | Combustion Turbine | [5 empty] | Fossil | G | 2025 | NaturalGas |  | 0 | 0 | 0 | 0 | 0 | 0 | 0 | 0 | 0 | 0 | 0 | 0 | 0 | 0 | 0 | 0 | 0 | 0 | 0 | 0 | 0 | 0 | 0 | 0 | 0 | 0 | 0 | 0 | 0 | 0 | 0 | 0 | 0 | 0 | 0 | 0 | 0 | 0 | 0 | 0 | 1.3838 | 0 | 0 | 0 | 0 | 0 | 0 | 0 | 0 | 0 | 74
6035_G_11-2 | MIS_LMI | Michigan | 26 | St Clair | 147 | 6035 | 11-2 | Greenwood (MI) | 13332 | 1999 | 9999 | Combustion Turbine | [5 empty] | Fossil | G | 2025 | NaturalGas |  | 0 | 0 | 0 | 0 | 0 | 0 | 0 | 0 | 0 | 0 | 0 | 0 | 0 | 0 | 0 | 0 | 0 | 0 | 0 | 0 | 0 | 0 | 0 | 0 | 0 | 0 | 0 | 0 | 0 | 0 | 0 | 0 | 0 | 0 | 0 | 0 | 0 | 0 | 0 | 0 | 1.4025 | 0 | 0 | 0 | 0 | 0 | 0 | 0 | 0 | 0 | 75
6035_G_11-1 | MIS_LMI | Michigan | 26 | St Clair | 147 | 6035 | 11-1 | Greenwood (MI) | 13332 | 1999 | 9999 | Combustion Turbine | [5 empty] | Fossil | G | 2025 | NaturalGas |  | 0 | 0 | 0 | 0 | 0 | 0 | 0 | 0 | 0 | 0 | 0 | 0 | 0 | 0 | 0 | 0 | 0 | 0 | 0 | 0 | 0 | 0 | 0 | 0 | 0 | 0 | 0 | 0 | 0 | 0 | 0 | 0 | 0 | 0 | 0 | 0 | 0 | 0 | 0 | 0 | 1.4025 | 0 | 0 | 0 | 0 | 0 | 0 | 0 | 0 | 0 | 75
6035_B_1 | MIS_LMI | Michigan | 26 | St Clair | 147 | 6035 | 1 | Greenwood (MI) | 11952 | 1979 | 9999 | O/G Steam | wall | dry |  |  |  | Fossil | B | 2025 | NaturalGas |  | 1.65 | 0.37973 | 4.2218 | 6.2516 | 0 | 0 | 0 | 0 | 0 | 0 | 0 | 0 | 0 | 0 | 0 | 0 | 138.0554 | 31.7712 | 353.2335 | 523.0601 | 96.5932 | 22.2294 | 247.1469 | 365.9695 | 1.1544e-07 | 2.6567e-08 | 2.9552e-07 | 4.3753e-07 | 0.10793 | 0.024838 | 0.27615 | 0.40892 | 0 | 0 | 0 | 0 | 0 | 0 | 0 | 0 | 20.1914 | 0.11431 | 0.026307 | 0.29248 | 0.43309 | 6.2154 | 1.3696 | 15.1431 | 22.7281 | 0 | 785
60349_G_LFGG3 | WECC_UT | Utah | 49 | Davis | 11 | 60349 | LFGG3 | Hill AFB LFG Facility, Bldg #737 | 14242 | 2008 | 9999 | Landfill Gas | [5 empty] | Non-Fossil | G | 2025 | LF Gas |  | 0.023015 | 0.031702 | 0.040045 | 0.094762 | 0 | 0 | 0 | 0 | 0 | 0 | 0 | 0 | 0 | 0 | 0 | 0 | 1.616 | 2.2259 | 2.8117 | 6.6537 | 1.3264 | 1.8269 | 2.3077 | 5.461 | 0 | 0 | 0 | 0 | 0.0027712 | 0.0038172 | 0.0048216 | 0.01141 | 0 | 0 | 0 | 0 | 0 | 0 | 0 | 0 | 0.21122 | 0.010567 | 0.014556 | 0.018386 | 0.043509 | 0 | 0 | 0 | 0 | 0 | 0.9
60349_G_LFGG2 | WECC_UT | Utah | 49 | Davis | 11 | 60349 | LFGG2 | Hill AFB LFG Facility, Bldg #737 | 14242 | 2005 | 9999 | Landfill Gas | [5 empty] | Non-Fossil | G | 2025 | LF Gas |  | 0.017901 | 0.024657 | 0.031146 | 0.073704 | 0 | 0 | 0 | 0 | 0 | 0 | 0 | 0 | 0 | 0 | 0 | 0 | 1.2569 | 1.7313 | 2.1869 | 5.1751 | 1.0316 | 1.421 | 1.7949 | 4.2475 | 0 | 0 | 0 | 0 | 0.0021554 | 0.0029689 | 0.0037502 | 0.0088745 | 0 | 0 | 0 | 0 | 0 | 0 | 0 | 0 | 0.20254 | 0.008219 | 0.011321 | 0.0143 | 0.03384 | 0 | 0 | 0 | 0 | 0 | 0.7
60349_G_LFGG1 | WECC_UT | Utah | 49 | Davis | 11 | 60349 | LFGG1 | Hill AFB LFG Facility, Bldg #737 | 14242 | 2005 | 9999 | Landfill Gas | [5 empty] | Non-Fossil | G | 2025 | LF Gas |  | 0.015344 | 0.021135 | 0.026696 | 0.063174 | 0 | 0 | 0 | 0 | 0 | 0 | 0 | 0 | 0 | 0 | 0 | 0 | 1.0773 | 1.484 | 1.8745 | 4.4358 | 0.88424 | 1.218 | 1.5385 | 3.6407 | 0 | 0 | 0 | 0 | 0.0018475 | 0.0025448 | 0.0032145 | 0.0076067 | 0 | 0 | 0 | 0 | 0 | 0 | 0 | 0 | 0.1736 | 0.0070449 | 0.0097038 | 0.012257 | 0.029006 | 0 | 0 | 0 | 0 | 0 | 0.6
60348_G_1 | MIS_LMI | Michigan | 26 | Wayne | 163 | 60348 | 1 | O'Shea Solar Farm | 0 | 2017 | 9999 | Solar PV | [5 empty] | Non-Fossil | G | 2025 | Solar |  | 0 | 0 | 0 | 0 | 0 | 0 | 0 | 0 | 0 | 0 | 0 | 0 | 0 | 0 | 0 | 0 | 0.50419 | 1.0503 | 1.6016 | 3.1561 | 0 | 0 | 0 | 0 | 0 | 0 | 0 | 0 | 0 | 0 | 0 | 0 | 0 | 0 | 0 | 0 | 0 | 0 | 0 | 0 | 0.055971 | 0 | 0 | 0 | 0 | 0 | 0 | 0 | 0 | 0 | 2
60347_G_1 | MIS_LMI | Michigan | 26 | Lapeer | 87 | 60347 | 1 | Turrill Solar Farm | 0 | 2017 | 9999 | Solar PV | [5 empty] | Non-Fossil | G | 2025 | Solar |  | 0 | 0 | 0 | 0 | 0 | 0 | 0 | 0 | 0 | 0 | 0 | 0 | 0 | 0 | 0 | 0 | 4.941 | 10.2929 | 15.6955 | 30.9294 | 0 | 0 | 0 | 0 | 0 | 0 | 0 | 0 | 0 | 0 | 0 | 0 | 0 | 0 | 0 | 0 | 0 | 0 | 0 | 0 | 0.54851 | 0 | 0 | 0 | 0 | 0 | 0 | 0 | 0 | 0 | 19.6
60346_G_1 | MIS_LMI | Michigan | 26 | Lapeer | 87 | 60346 | 1 | Demille Solar Farm | 0 | 2017 | 9999 | Solar PV | [5 empty] | Non-Fossil | G | 2025 | Solar |  | 0 | 0 | 0 | 0 | 0 | 0 | 0 | 0 | 0 | 0 | 0 | 0 | 0 | 0 | 0 | 0 | 7.1594 | 14.9142 | 22.7425 | 44.8161 | 0 | 0 | 0 | 0 | 0 | 0 | 0 | 0 | 0 | 0 | 0 | 0 | 0 | 0 | 0 | 0 | 0 | 0 | 0 | 0 | 0.79479 | 0 | 0 | 0 | 0 | 0 | 0 | 0 | 0 | 0 | 28.4
60344_G_SUD | NENGREST | Vermont | 50 | Rutland | 21 | 60344 | SUD | Sudbury Solar | 0 | 2016 | 9999 | Solar PV | [5 empty] | Non-Fossil | G | 2025 | Solar |  | 0 | 0 | 0 | 0 | 0 | 0 | 0 | 0 | 0 | 0 | 0 | 0 | 0 | 0 | 0 | 0 | 0.4756 | 0.97039 | 1.4717 | 2.9177 | 0 | 0 | 0 | 0 | 0 | 0 | 0 | 0 | 0 | 0 | 0 | 0 | 0 | 0 | 0 | 0 | 0 | 0 | 0 | 0 | 0.055971 | 0 | 0 | 0 | 0 | 0 | 0 | 0 | 0 | 0 | 2
60342_G_IGWF4 | MIS_MIDA | Iowa | 19 | Ida | 93 | 60342 | IGWF4 | Ida Grove Wind | 0 | 2016 | 9999 | Onshore Wind | [5 empty] | Non-Fossil | G | 2025 | Wind |  | 0 | 0 | 0 | 0 | 0 | 0 | 0 | 0 | 0 | 0 | 0 | 0 | 0 | 0 | 0 | 0 | 22.9654 | 32.7816 | 26.3136 | 82.0605 | 0 | 0 | 0 | 0 | 0 | 0 | 0 | 0 | 0 | 0 | 0 | 0 | 0 | 0 | 0 | 0 | 0 | 0 | 0 | 0 | 0.77768 | 0 | 0 | 0 | 0 | 0 | 0 | 0 | 0 | 0 | 27.6
60342_G_IGWF3 | MIS_MIDA | Iowa | 19 | Ida | 93 | 60342 | IGWF3 | Ida Grove Wind | 0 | 2016 | 9999 | Onshore Wind | [5 empty] | Non-Fossil | G | 2025 | Wind |  | 0 | 0 | 0 | 0 | 0 | 0 | 0 | 0 | 0 | 0 | 0 | 0 | 0 | 0 | 0 | 0 | 77.217 | 110.222 | 88.4747 | 275.9137 | 0 | 0 | 0 | 0 | 0 | 0 | 0 | 0 | 0 | 0 | 0 | 0 | 0 | 0 | 0 | 0 | 0 | 0 | 0 | 0 | 2.6148 | 0 | 0 | 0 | 0 | 0 | 0 | 0 | 0 | 0 | 92.8
60342_G_IGWF2 | MIS_MIDA | Iowa | 19 | Ida | 93 | 60342 | IGWF2 | Ida Grove Wind | 0 | 2016 | 9999 | Onshore Wind | [5 empty] | Non-Fossil | G | 2025 | Wind |  | 0 | 0 | 0 | 0 | 0 | 0 | 0 | 0 | 0 | 0 | 0 | 0 | 0 | 0 | 0 | 0 | 99.5168 | 142.0534 | 114.0255 | 355.5957 | 0 | 0 | 0 | 0 | 0 | 0 | 0 | 0 | 0 | 0 | 0 | 0 | 0 | 0 | 0 | 0 | 0 | 0 | 0 | 0 | 3.3699 | 0 | 0 | 0 | 0 | 0 | 0 | 0 | 0 | 0 | 119.6
60342_G_IGWF | MIS_MIDA | Iowa | 19 | Ida | 93 | 60342 | IGWF | Ida Grove Wind | 0 | 2016 | 9999 | Onshore Wind | [5 empty] | Non-Fossil | G | 2025 | Wind |  | 0 | 0 | 0 | 0 | 0 | 0 | 0 | 0 | 0 | 0 | 0 | 0 | 0 | 0 | 0 | 0 | 23.7975 | 33.9693 | 27.267 | 85.0338 | 0 | 0 | 0 | 0 | 0 | 0 | 0 | 0 | 0 | 0 | 0 | 0 | 0 | 0 | 0 | 0 | 0 | 0 | 0 | 0 | 0.80586 | 0 | 0 | 0 | 0 | 0 | 0 | 0 | 0 | 0 | 28.6
60341_G_WMTOC | WECC_NM | New Mexico | 35 | Sierra | 51 | 60341 | WMTOC | Wal-Mart Truth or Consequences PV | 0 | 2015 | 9999 | Solar PV | [5 empty] | Non-Fossil | G | 2025 | Solar |  | 0 | 0 | 0 | 0 | 0 | 0 | 0 | 0 | 0 | 0 | 0 | 0 | 0 | 0 | 0 | 0 | 0.43522 | 0.74397 | 1.1182 | 2.2974 | 0 | 0 | 0 | 0 | 0 | 0 | 0 | 0 | 0 | 0 | 0 | 0 | 0 | 0 | 0 | 0 | 0 | 0 | 0 | 0 | 0.027985 | 0 | 0 | 0 | 0 | 0 | 0 | 0 | 0 | 0 | 1
60340_G_1 | S_SOU | Georgia | 13 | Dougherty | 95 | 60340 | 1 | Albany Green Energy | 11675 | 2017 | 9999 | O/G Steam |  |  | SNCR |  |  | Fossil | G | 2025 | NaturalGas |  | 0.051211 | 0.036037 | 0.41189 | 0.49914 | 0 | 0 | 0 | 0 | 0 | 0 | 0 | 0 | 0 | 0 | 0 | 0 | 4.3864 | 3.0867 | 35.2794 | 42.7525 | 2.9979 | 2.1096 | 24.1119 | 29.2194 | 3.5834e-09 | 2.5217e-09 | 2.8816e-08 | 3.4921e-08 | 0.0013632 | 0.00095926 | 0.010965 | 0.013287 | 0 | 0 | 0 | 0 | 0 | 0 | 0 | 0 | 0.84689 | 0.0036319 | 0.0025558 | 0.029211 | 0.035399 | 0.19188 | 0.12638 | 1.535 | 1.8533 | 0 | 50 | SNCR
6034_G_IC2 | MIS_LMI | Michigan | 26 | St Clair | 147 | 6034 | IC2 | Belle River | 20285 | 1981 | 9999 | Combustion Turbine | [5 empty] | Fossil | G | 2025 | Oil |  | 0 | 0 | 0 | 0 | 0 | 0 | 0 | 0 | 0 | 0 | 0 | 0 | 0 | 0 | 0 | 0 | 0 | 0 | 0 | 0 | 0 | 0 | 0 | 0 | 0 | 0 | 0 | 0 | 0 | 0 | 0 | 0 | 0 | 0 | 0 | 0 | 0 | 0 | 0 | 0 | 0.10589 | 0 | 0 | 0 | 0 | 0 | 0 | 0 | 0 | 0 | 3
6034_G_IC1 | MIS_LMI | Michigan | 26 | St Clair | 147 | 6034 | IC1 | Belle River | 20789 | 1981 | 9999 | Combustion Turbine | [5 empty] | Fossil | G | 2025 | Oil |  | 0 | 0 | 0 | 0 | 0 | 0 | 0 | 0 | 0 | 0 | 0 | 0 | 0 | 0 | 0 | 0 | 0 | 0 | 0 | 0 | 0 | 0 | 0 | 0 | 0 | 0 | 0 | 0 | 0 | 0 | 0 | 0 | 0 | 0 | 0 | 0 | 0 | 0 | 0 | 0 | 0.070596 | 0 | 0 | 0 | 0 | 0 | 0 | 0 | 0 | 0 | 2
6034_G_5 | MIS_LMI | Michigan | 26 | St Clair | 147 | 6034 | 5 | Belle River | 19948 | 1981 | 9999 | Combustion Turbine | [5 empty] | Fossil | G | 2025 | Oil |  | 0 | 0 | 0 | 0 | 0 | 0 | 0 | 0 | 0 | 0 | 0 | 0 | 0 | 0 | 0 | 0 | 0 | 0 | 0 | 0 | 0 | 0 | 0 | 0 | 0 | 0 | 0 | 0 | 0 | 0 | 0 | 0 | 0 | 0 | 0 | 0 | 0 | 0 | 0 | 0 | 0.10589 | 0 | 0 | 0 | 0 | 0 | 0 | 0 | 0 | 0 | 3
6034_G_4 | MIS_LMI | Michigan | 26 | St Clair | 147 | 6034 | 4 | Belle River | 19931 | 1981 | 9999 | Combustion Turbine | [5 empty] | Fossil | G | 2025 | Oil |  | 0 | 0 | 0 | 0 | 0 | 0 | 0 | 0 | 0 | 0 | 0 | 0 | 0 | 0 | 0 | 0 | 0 | 0 | 0 | 0 | 0 | 0 | 0 | 0 | 0 | 0 | 0 | 0 | 0 | 0 | 0 | 0 | 0 | 0 | 0 | 0 | 0 | 0 | 0 | 0 | 0.10589 | 0 | 0 | 0 | 0 | 0 | 0 | 0 | 0 | 0 | 3
6034_G_3 | MIS_LMI | Michigan | 26 | St Clair | 147 | 6034 | 3 | Belle River | 20439 | 1981 | 9999 | Combustion Turbine | [5 empty] | Fossil | G | 2025 | Oil |  | 0 | 0 | 0 | 0 | 0 | 0 | 0 | 0 | 0 | 0 | 0 | 0 | 0 | 0 | 0 | 0 | 0 | 0 | 0 | 0 | 0 | 0 | 0 | 0 | 0 | 0 | 0 | 0 | 0 | 0 | 0 | 0 | 0 | 0 | 0 | 0 | 0 | 0 | 0 | 0 | 0.10589 | 0 | 0 | 0 | 0 | 0 | 0 | 0 | 0 | 0 | 3
6034_G_13-1 | MIS_LMI | Michigan | 26 | St Clair | 147 | 6034 | 13-1 | Belle River | 13375 | 1999 | 9999 | Combustion Turbine |  |  |  | other |  | Fossil | G | 2025 | NaturalGas |  | 0 | 0 | 0 | 0 | 0 | 0 | 0 | 0 | 0 | 0 | 0 | 0 | 0 | 0 | 0 | 0 | 0 | 0 | 0 | 0 | 0 | 0 | 0 | 0 | 0 | 0 | 0 | 0 | 0 | 0 | 0 | 0 | 0 | 0 | 0 | 0 | 0 | 0 | 0 | 0 | 1.3838 | 0 | 0 | 0 | 0 | 0 | 0 | 0 | 0 | 0 | 74
6034_G_12-2 | MIS_LMI | Michigan | 26 | St Clair | 147 | 6034 | 12-2 | Belle River | 13375 | 1999 | 9999 | Combustion Turbine |  |  |  | other |  | Fossil | G | 2025 | NaturalGas |  | 0 | 0 | 0 | 0 | 0 | 0 | 0 | 0 | 0 | 0 | 0 | 0 | 0 | 0 | 0 | 0 | 0 | 0 | 0 | 0 | 0 | 0 | 0 | 0 | 0 | 0 | 0 | 0 | 0 | 0 | 0 | 0 | 0 | 0 | 0 | 0 | 0 | 0 | 0 | 0 | 1.4025 | 0 | 0 | 0 | 0 | 0 | 0 | 0 | 0 | 0 | 75
6034_G_12-1 | MIS_LMI | Michigan | 26 | St Clair | 147 | 6034 | 12-1 | Belle River | 13370 | 1999 | 9999 | Combustion Turbine |  |  |  | other |  | Fossil | G | 2025 | NaturalGas |  | 0 | 0 | 0 | 0 | 0 | 0 | 0 | 0 | 0 | 0 | 0 | 0 | 0 | 0 | 0 | 0 | 0 | 0 | 0 | 0 | 0 | 0 | 0 | 0 | 0 | 0 | 0 | 0 | 0 | 0 | 0 | 0 | 0 | 0 | 0 | 0 | 0 | 0 | 0 | 0 | 1.4025 | 0 | 0 | 0 | 0 | 0 | 0 | 0 | 0 | 0 | 75
6034_B_2 | MIS_LMI | Michigan | 26 | St Clair | 147 | 6034 | 2 | Belle River | 10221 | 1985 | 9999 | Coal Steam | wall | dry | ESPC + ACI + DSI | LNB + OFA |  | Fossil | B | 2025 | Coal |  | 11.14 | 11.7503 | 15.3056 | 38.1959 | 0 | 0 | 0 | 0 | 11.14 | 11.7503 | 15.3056 | 38.1959 | 0 | 0 | 0 | 0 | 1089.9151 | 1149.627 | 1497.4641 | 3737.0061 | 1200.3374 | 1266.0988 | 1649.1763 | 4115.6125 | 0.0034835 | 0.0036743 | 0.004786 | 0.011944 | 1.2305 | 1.2979 | 1.6907 | 4.2191 | 2.7226 | 2.8718 | 3.7407 | 9.3351 | 0.00557 | 0.0058751 | 0.0076528 | 0.019098 | 37.1593 | 10.8106 | 11.4029 | 14.853 | 37.0664 | 24.3601 | 25.6947 | 33.469 | 83.5237 | 0 | 635 | Mercury Control / DSI
6034_B_1 | MIS_LMI | Michigan | 26 | St Clair | 147 | 6034 | 1 | Belle River | 10249 | 1984 | 9999 | Coal Steam | wall | dry | ESPC + ACI + DSI | LNB |  | Fossil | B | 2025 | Coal |  | 11.1705 | 11.7825 | 15.3475 | 38.3006 | 0 | 0 | 0 | 0 | 11.1705 | 11.7825 | 15.3475 | 38.3006 | 0 | 0 | 0 | 0 | 1089.9151 | 1149.627 | 1497.4641 | 3737.0061 | 1203.6256 | 1269.5673 | 1653.6941 | 4126.887 | 0.003493 | 0.0036844 | 0.0047992 | 0.011977 | 1.129 | 1.1909 | 1.5512 | 3.871 | 2.7301 | 2.8797 | 3.7509 | 9.3607 | 0.0055852 | 0.0058912 | 0.0076737 | 0.01915 | 37.1593 | 10.8106 | 11.4029 | 14.853 | 37.0664 | 24.4268 | 25.7651 | 33.5607 | 83.7525 | 0 | 635 | Mercury Control / DSI
60339_G_HCWF | ERC_WEST | Texas | 48 | Haskell | 207 | 60339 | HCWF | Horse Creek Wind Farm | 0 | 2016 | 9999 | Onshore Wind | [5 empty] | Non-Fossil | G | 2025 | Wind |  | 0 | 0 | 0 | 0 | 0 | 0 | 0 | 0 | 0 | 0 | 0 | 0 | 0 | 0 | 0 | 0 | 161.3606 | 237.2859 | 240.8705 | 639.5169 | 0 | 0 | 0 | 0 | 0 | 0 | 0 | 0 | 0 | 0 | 0 | 0 | 0 | 0 | 0 | 0 | 0 | 0 | 0 | 0 | 6.4807 | 0 | 0 | 0 | 0 | 0 | 0 | 0 | 0 | 0 | 230
60338_G_EWF | ERC_WEST | Texas | 48 | Wilbarger | 487 | 60338 | EWF | Electra Wind Farm | 0 | 2016 | 9999 | Onshore Wind | [5 empty] | Non-Fossil | G | 2025 | Wind |  | 0 | 0 | 0 | 0 | 0 | 0 | 0 | 0 | 0 | 0 | 0 | 0 | 0 | 0 | 0 | 0 | 161.3606 | 237.2859 | 240.8705 | 639.5169 | 0 | 0 | 0 | 0 | 0 | 0 | 0 | 0 | 0 | 0 | 0 | 0 | 0 | 0 | 0 | 0 | 0 | 0 | 0 | 0 | 6.4807 | 0 | 0 | 0 | 0 | 0 | 0 | 0 | 0 | 0 | 230
60337_G_PROV | S_C_TVA | Tennessee | 47 | Madison | 113 | 60337 | PROV | Providence Solar | 0 | 2017 | 9999 | Solar PV | [5 empty] | Non-Fossil | G | 2025 | Solar |  | 0 | 0 | 0 | 0 | 0 | 0 | 0 | 0 | 0 | 0 | 0 | 0 | 0 | 0 | 0 | 0 | 4.3399 | 8.8086 | 13.2603 | 26.4088 | 0 | 0 | 0 | 0 | 0 | 0 | 0 | 0 | 0 | 0 | 0 | 0 | 0 | 0 | 0 | 0 | 0 | 0 | 0 | 0 | 0.44777 | 0 | 0 | 0 | 0 | 0 | 0 | 0 | 0 | 0 | 16
60336_G_MSF1 | WECC_IID | California | 6 | Imperial | 25 | 60336 | MSF1 | Midway Solar Farm 1 | 0 | 2017 | 9999 | Solar PV | [5 empty] | Non-Fossil | G | 2025 | Solar |  | 0 | 0 | 0 | 0 | 0 | 0 | 0 | 0 | 0 | 0 | 0 | 0 | 0 | 0 | 0 | 0 | 24.3351 | 43.6063 | 65.8775 | 133.8188 | 0 | 0 | 0 | 0 | 0 | 0 | 0 | 0 | 0 | 0 | 0 | 0 | 0 | 0 | 0 | 0 | 0 | 0 | 0 | 0 | 1.3993 | 0 | 0 | 0 | 0 | 0 | 0 | 0 | 0 | 0 | 50
60335_G_VASC1 | WECC_PNW | Oregon | 41 | Malheur | 45 | 60335 | VASC1 | Vale Air Solar Center, LLC | 0 | 2016 | 9999 | Solar PV | [5 empty] | Non-Fossil | G | 2025 | Solar |  | 0 | 0 | 0 | 0 | 0 | 0 | 0 | 0 | 0 | 0 | 0 | 0 | 0 | 0 | 0 | 0 | 2.4054 | 5.3354 | 8.2689 | 16.0097 | 0 | 0 | 0 | 0 | 0 | 0 | 0 | 0 | 0 | 0 | 0 | 0 | 0 | 0 | 0 | 0 | 0 | 0 | 0 | 0 | 0.25089 | 0 | 0 | 0 | 0 | 0 | 0 | 0 | 0 | 0 | 8.9649
60334_G_TSC1 | WECC_PNW | Oregon | 41 | Malheur | 45 | 60334 | TSC1 | Thunderegg Solar Center, LLC | 0 | 2016 | 9999 | Solar PV | [5 empty] | Non-Fossil | G | 2025 | Solar |  | 0 | 0 | 0 | 0 | 0 | 0 | 0 | 0 | 0 | 0 | 0 | 0 | 0 | 0 | 0 | 0 | 2.4054 | 5.3354 | 8.2689 | 16.0097 | 0 | 0 | 0 | 0 | 0 | 0 | 0 | 0 | 0 | 0 | 0 | 0 | 0 | 0 | 0 | 0 | 0 | 0 | 0 | 0 | 0.25089 | 0 | 0 | 0 | 0 | 0 | 0 | 0 | 0 | 0 | 8.9649
60333_G_RSC1 | WECC_PNW | Oregon | 41 | Malheur | 45 | 60333 | RSC1 | Railroad Solar Center, LLC | 0 | 2016 | 9999 | Solar PV | [5 empty] | Non-Fossil | G | 2025 | Solar |  | 0 | 0 | 0 | 0 | 0 | 0 | 0 | 0 | 0 | 0 | 0 | 0 | 0 | 0 | 0 | 0 | 1.0824 | 2.4009 | 3.721 | 7.2044 | 0 | 0 | 0 | 0 | 0 | 0 | 0 | 0 | 0 | 0 | 0 | 0 | 0 | 0 | 0 | 0 | 0 | 0 | 0 | 0 | 0.1129 | 0 | 0 | 0 | 0 | 0 | 0 | 0 | 0 | 0 | 4.0342
60332_G_ORSC1 | WECC_PNW | Oregon | 41 | Malheur | 45 | 60332 | ORSC1 | Open Range Solar Center, LLC | 0 | 2016 | 9999 | Solar PV | [5 empty] | Non-Fossil | G | 2025 | Solar |  | 0 | 0 | 0 | 0 | 0 | 0 | 0 | 0 | 0 | 0 | 0 | 0 | 0 | 0 | 0 | 0 | 2.4054 | 5.3354 | 8.2689 | 16.0097 | 0 | 0 | 0 | 0 | 0 | 0 | 0 | 0 | 0 | 0 | 0 | 0 | 0 | 0 | 0 | 0 | 0 | 0 | 0 | 0 | 0.25089 | 0 | 0 | 0 | 0 | 0 | 0 | 0 | 0 | 0 | 8.9649
60331_G_HSC1 | WECC_PNW | Oregon | 41 | Malheur | 45 | 60331 | HSC1 | Hyline Solar Center, LLC | 0 | 2016 | 9999 | Solar PV | [5 empty] | Non-Fossil | G | 2025 | Solar |  | 0 | 0 | 0 | 0 | 0 | 0 | 0 | 0 | 0 | 0 | 0 | 0 | 0 | 0 | 0 | 0 | 2.1648 | 4.8019 | 7.442 | 14.4087 | 0 | 0 | 0 | 0 | 0 | 0 | 0 | 0 | 0 | 0 | 0 | 0 | 0 | 0 | 0 | 0 | 0 | 0 | 0 | 0 | 0.2258 | 0 | 0 | 0 | 0 | 0 | 0 | 0 | 0 | 0 | 8.0684
60330_G_GSC1 | WECC_PNW | Oregon | 41 | Malheur | 45 | 60330 | GSC1 | Grove Solar Center, LLC | 0 | 2016 | 9999 | Solar PV | [5 empty] | Non-Fossil | G | 2025 | Solar |  | 0 | 0 | 0 | 0 | 0 | 0 | 0 | 0 | 0 | 0 | 0 | 0 | 0 | 0 | 0 | 0 | 1.4432 | 3.2012 | 4.9613 | 9.6058 | 0 | 0 | 0 | 0 | 0 | 0 | 0 | 0 | 0 | 0 | 0 | 0 | 0 | 0 | 0 | 0 | 0 | 0 | 0 | 0 | 0.15053 | 0 | 0 | 0 | 0 | 0 | 0 | 0 | 0 | 0 | 5.379
60329_G_RINGR | PJM_PENE | Pennsylvania | 42 | Somerset | 111 | 60329 | RINGR | Ringer Hill Wind Farm, LLC | 0 | 2016 | 9999 | Onshore Wind | [5 empty] | Non-Fossil | G | 2025 | Wind |  | 0 | 0 | 0 | 0 | 0 | 0 | 0 | 0 | 0 | 0 | 0 | 0 | 0 | 0 | 0 | 0 | 33.9666 | 42.1297 | 27.0261 | 103.1224 | 0 | 0 | 0 | 0 | 0 | 0 | 0 | 0 | 0 | 0 | 0 | 0 | 0 | 0 | 0 | 0 | 0 | 0 | 0 | 0 | 1.5782 | 0 | 0 | 0 | 0 | 0 | 0 | 0 | 0 | 0 | 39.9
60327_G_AMWEL | PJM_EMAC | New Jersey | 34 | Hunterdon | 19 | 60327 | AMWEL | East Amwell | 0 | 2016 | 9999 | Solar PV | [5 empty] | Non-Fossil | G | 2025 | Solar |  | 0 | 0 | 0 | 0 | 0 | 0 | 0 | 0 | 0 | 0 | 0 | 0 | 0 | 0 | 0 | 0 | 0.38089 | 0.82227 | 1.3065 | 2.5097 | 0 | 0 | 0 | 0 | 0 | 0 | 0 | 0 | 0 | 0 | 0 | 0 | 0 | 0 | 0 | 0 | 0 | 0 | 0 | 0 | 0.063245 | 0 | 0 | 0 | 0 | 0 | 0 | 0 | 0 | 0 | 1.7534
60326_G_OBWF3 | MIS_MIDA | Iowa | 19 | O'Brien | 141 | 60326 | OBWF3 | O'Brien Wind | 0 | 2016 | 9999 | Onshore Wind | [5 empty] | Non-Fossil | G | 2025 | Wind |  | 0 | 0 | 0 | 0 | 0 | 0 | 0 | 0 | 0 | 0 | 0 | 0 | 0 | 0 | 0 | 0 | 66.3168 | 94.6627 | 75.9852 | 236.9647 | 0 | 0 | 0 | 0 | 0 | 0 | 0 | 0 | 0 | 0 | 0 | 0 | 0 | 0 | 0 | 0 | 0 | 0 | 0 | 0 | 2.2457 | 0 | 0 | 0 | 0 | 0 | 0 | 0 | 0 | 0 | 79.7
60326_G_OBWF2 | MIS_MIDA | Iowa | 19 | O'Brien | 141 | 60326 | OBWF2 | O'Brien Wind | 0 | 2016 | 9999 | Onshore Wind | [5 empty] | Non-Fossil | G | 2025 | Wind |  | 0 | 0 | 0 | 0 | 0 | 0 | 0 | 0 | 0 | 0 | 0 | 0 | 0 | 0 | 0 | 0 | 90.4471 | 129.1071 | 103.6336 | 323.1877 | 0 | 0 | 0 | 0 | 0 | 0 | 0 | 0 | 0 | 0 | 0 | 0 | 0 | 0 | 0 | 0 | 0 | 0 | 0 | 0 | 3.0628 | 0 | 0 | 0 | 0 | 0 | 0 | 0 | 0 | 0 | 108.7
60326_G_OBWF | MIS_MIDA | Iowa | 19 | O'Brien | 141 | 60326 | OBWF | O'Brien Wind | 0 | 2016 | 9999 | Onshore Wind | [5 empty] | Non-Fossil | G | 2025 | Wind |  | 0 | 0 | 0 | 0 | 0 | 0 | 0 | 0 | 0 | 0 | 0 | 0 | 0 | 0 | 0 | 0 | 51.5058 | 73.5209 | 59.0149 | 184.0416 | 0 | 0 | 0 | 0 | 0 | 0 | 0 | 0 | 0 | 0 | 0 | 0 | 0 | 0 | 0 | 0 | 0 | 0 | 0 | 0 | 1.7441 | 0 | 0 | 0 | 0 | 0 | 0 | 0 | 0 | 0 | 61.9
60321_G_EXIS2 | WECC_SCE | California | 6 | Riverside | 65 | 60321 | EXIS2 | Windpark Unlimited 2 | 0 | 1985 | 9999 | Onshore Wind | [5 empty] | Non-Fossil | G | 2025 | Wind |  | 0 | 0 | 0 | 0 | 0 | 0 | 0 | 0 | 0 | 0 | 0 | 0 | 0 | 0 | 0 | 0 | 5.5541 | 11.506 | 19.4405 | 36.5007 | 0 | 0 | 0 | 0 | 0 | 0 | 0 | 0 | 0 | 0 | 0 | 0 | 0 | 0 | 0 | 0 | 0 | 0 | 0 | 0 | 0.45184 | 0 | 0 | 0 | 0 | 0 | 0 | 0 | 0 | 0 | 16.036
60320_G_SSCO1 | WECC_CO | Colorado | 8 | Jefferson | 59 | 60320 | SSCO1 | Jeffco Community Solar Gardens, LLC | 0 | 2016 | 9999 | Solar PV | [5 empty] | Non-Fossil | G | 2025 | Solar |  | 0 | 0 | 0 | 0 | 0 | 0 | 0 | 0 | 0 | 0 | 0 | 0 | 0 | 0 | 0 | 0 | 0.41519 | 0.77832 | 1.2036 | 2.3971 | 0 | 0 | 0 | 0 | 0 | 0 | 0 | 0 | 0 | 0 | 0 | 0 | 0 | 0 | 0 | 0 | 0 | 0 | 0 | 0 | 0.037896 | 0 | 0 | 0 | 0 | 0 | 0 | 0 | 0 | 0 | 1.2
60319_G_1 | PJM_Dom | Virginia | 51 | Louisa | 109 | 60319 | 1 | Whitehouse Solar Farm | 0 | 2016 | 9999 | Solar PV | [5 empty] | Non-Fossil | G | 2025 | Solar |  | 0 | 0 | 0 | 0 | 0 | 0 | 0 | 0 | 0 | 0 | 0 | 0 | 0 | 0 | 0 | 0 | 2.4828 | 4.3074 | 7.7463 | 14.5364 | 0 | 0 | 0 | 0 | 0 | 0 | 0 | 0 | 0 | 0 | 0 | 0 | 0 | 0 | 0 | 0 | 0 | 0 | 0 | 0 | 0.22388 | 0 | 0 | 0 | 0 | 0 | 0 | 0 | 0 | 0 | 8
60318_G_1 | PJM_Dom | Virginia | 51 | Isle Of Wight | 93 | 60318 | 1 | Woodland Solar Farm | 0 | 2016 | 9999 | Solar PV | [5 empty] | Non-Fossil | G | 2025 | Solar |  | 0 | 0 | 0 | 0 | 0 | 0 | 0 | 0 | 0 | 0 | 0 | 0 | 0 | 0 | 0 | 0 | 2.3586 | 4.092 | 7.359 | 13.8096 | 0 | 0 | 0 | 0 | 0 | 0 | 0 | 0 | 0 | 0 | 0 | 0 | 0 | 0 | 0 | 0 | 0 | 0 | 0 | 0 | 0.21269 | 0 | 0 | 0 | 0 | 0 | 0 | 0 | 0 | 0 | 7.6
60316_G_1 | PJM_Dom | Virginia | 51 | Powhatan | 145 | 60316 | 1 | Scott Solar Farm | 0 | 2016 | 9999 | Solar PV | [5 empty] | Non-Fossil | G | 2025 | Solar |  | 0 | 0 | 0 | 0 | 0 | 0 | 0 | 0 | 0 | 0 | 0 | 0 | 0 | 0 | 0 | 0 | 2.1103 | 3.6613 | 6.5844 | 12.356 | 0 | 0 | 0 | 0 | 0 | 0 | 0 | 0 | 0 | 0 | 0 | 0 | 0 | 0 | 0 | 0 | 0 | 0 | 0 | 0 | 0.1903 | 0 | 0 | 0 | 0 | 0 | 0 | 0 | 0 | 0 | 6.8
60314_G_GEN1 | SPP_NEBR | Nebraska | 31 | Antelope | 3 | 60314 | GEN1 | Prairie Breeze III | 0 | 2016 | 9999 | Onshore Wind | [5 empty] | Non-Fossil | G | 2025 | Wind |  | 0 | 0 | 0 | 0 | 0 | 0 | 0 | 0 | 0 | 0 | 0 | 0 | 0 | 0 | 0 | 0 | 35.1698 | 48.3869 | 44.1839 | 127.7406 | 0 | 0 | 0 | 0 | 0 | 0 | 0 | 0 | 0 | 0 | 0 | 0 | 0 | 0 | 0 | 0 | 0 | 0 | 0 | 0 | 0.95003 | 0 | 0 | 0 | 0 | 0 | 0 | 0 | 0 | 0 | 33.7168
60313_G_1 | S_VACA | North Carolina | 37 | Pitt | 147 | 60313 | 1 | Augustus Farm, LLC | 0 | 2015 | 9999 | Solar PV | [5 empty] | Non-Fossil | G | 2025 | Solar |  | 0 | 0 | 0 | 0 | 0 | 0 | 0 | 0 | 0 | 0 | 0 | 0 | 0 | 0 | 0 | 0 | 1.4856 | 2.6351 | 4.3945 | 8.5152 | 0 | 0 | 0 | 0 | 0 | 0 | 0 | 0 | 0 | 0 | 0 | 0 | 0 | 0 | 0 | 0 | 0 | 0 | 0 | 0 | 0.13705 | 0 | 0 | 0 | 0 | 0 | 0 | 0 | 0 | 0 | 4.897
60312_G_1 | S_VACA | North Carolina | 37 | Cabarrus | 25 | 60312 | 1 | Howell Midland Farm, LLC | 0 | 2015 | 9999 | Solar PV | [5 empty] | Non-Fossil | G | 2025 | Solar |  | 0 | 0 | 0 | 0 | 0 | 0 | 0 | 0 | 0 | 0 | 0 | 0 | 0 | 0 | 0 | 0 | 1.4856 | 2.6351 | 4.3945 | 8.5152 | 0 | 0 | 0 | 0 | 0 | 0 | 0 | 0 | 0 | 0 | 0 | 0 | 0 | 0 | 0 | 0 | 0 | 0 | 0 | 0 | 0.13705 | 0 | 0 | 0 | 0 | 0 | 0 | 0 | 0 | 0 | 4.897
60311_G_GEN01 | WECC_SCE | California | 6 | Los Angeles | 37 | 60311 | GEN01 | Portal Ridge Solar C, LLC | 0 | 2017 | 9999 | Solar PV | [5 empty] | Non-Fossil | G | 2025 | Solar |  | 0 | 0 | 0 | 0 | 0 | 0 | 0 | 0 | 0 | 0 | 0 | 0 | 0 | 0 | 0 | 0 | 4.7966 | 8.899 | 13.7931 | 27.4886 | 0 | 0 | 0 | 0 | 0 | 0 | 0 | 0 | 0 | 0 | 0 | 0 | 0 | 0 | 0 | 0 | 0 | 0 | 0 | 0 | 0.41186 | 0 | 0 | 0 | 0 | 0 | 0 | 0 | 0 | 0 | 11.4
60310_G_GEN01 | WECC_SCE | California | 6 | Los Angeles | 37 | 60310 | GEN01 | Portal Ridge Solar B, LLC | 0 | 2017 | 9999 | Solar PV | [5 empty] | Non-Fossil | G | 2025 | Solar |  | 0 | 0 | 0 | 0 | 0 | 0 | 0 | 0 | 0 | 0 | 0 | 0 | 0 | 0 | 0 | 0 | 8.4151 | 15.6123 | 24.1983 | 48.2257 | 0 | 0 | 0 | 0 | 0 | 0 | 0 | 0 | 0 | 0 | 0 | 0 | 0 | 0 | 0 | 0 | 0 | 0 | 0 | 0 | 0.72255 | 0 | 0 | 0 | 0 | 0 | 0 | 0 | 0 | 0 | 20
60308_G_1 | WECC_AZ | Arizona | 4 | Maricopa | 13 | 60308 | 1 | Mesquite Solar 3, LLC | 0 | 2016 | 9999 | Solar PV | [5 empty] | Non-Fossil | G | 2025 | Solar |  | 0 | 0 | 0 | 0 | 0 | 0 | 0 | 0 | 0 | 0 | 0 | 0 | 0 | 0 | 0 | 0 | 67.517 | 121.8171 | 176.4257 | 365.7597 | 0 | 0 | 0 | 0 | 0 | 0 | 0 | 0 | 0 | 0 | 0 | 0 | 0 | 0 | 0 | 0 | 0 | 0 | 0 | 0 | 6.7551 | 0 | 0 | 0 | 0 | 0 | 0 | 0 | 0 | 0 | 149.6465
60307_G_1 | WECC_AZ | Arizona | 4 | Maricopa | 13 | 60307 | 1 | Mesquite Solar 2, LLC | 0 | 2016 | 9999 | Solar PV | [5 empty] | Non-Fossil | G | 2025 | Solar |  | 0 | 0 | 0 | 0 | 0 | 0 | 0 | 0 | 0 | 0 | 0 | 0 | 0 | 0 | 0 | 0 | 45.0113 | 81.2114 | 117.6171 | 243.8398 | 0 | 0 | 0 | 0 | 0 | 0 | 0 | 0 | 0 | 0 | 0 | 0 | 0 | 0 | 0 | 0 | 0 | 0 | 0 | 0 | 4.5034 | 0 | 0 | 0 | 0 | 0 | 0 | 0 | 0 | 0 | 99.7643
60306_G_SUM1 | MIS_D_MS | Mississippi | 28 | Lamar | 73 | 60306 | SUM1 | Sumrall I Solar Farm | 0 | 2017 | 9999 | Solar PV | [5 empty] | Non-Fossil | G | 2025 | Solar |  | 0 | 0 | 0 | 0 | 0 | 0 | 0 | 0 | 0 | 0 | 0 | 0 | 0 | 0 | 0 | 0 | 13.1088 | 27.3076 | 41.6412 | 82.0576 | 0 | 0 | 0 | 0 | 0 | 0 | 0 | 0 | 0 | 0 | 0 | 0 | 0 | 0 | 0 | 0 | 0 | 0 | 0 | 0 | 1.4552 | 0 | 0 | 0 | 0 | 0 | 0 | 0 | 0 | 0 | 52
60304_G_SISPV | WECC_CO | Colorado | 8 | Las Animas | 71 | 60304 | SISPV | San Isabel Solar, LLC | 0 | 2016 | 9999 | Solar PV | [5 empty] | Non-Fossil | G | 2025 | Solar |  | 0 | 0 | 0 | 0 | 0 | 0 | 0 | 0 | 0 | 0 | 0 | 0 | 0 | 0 | 0 | 0 | 10.3797 | 19.458 | 30.0892 | 59.9269 | 0 | 0 | 0 | 0 | 0 | 0 | 0 | 0 | 0 | 0 | 0 | 0 | 0 | 0 | 0 | 0 | 0 | 0 | 0 | 0 | 0.9474 | 0 | 0 | 0 | 0 | 0 | 0 | 0 | 0 | 0 | 30
60303_G_SUM2 | MIS_D_MS | Mississippi | 28 | Lamar | 73 | 60303 | SUM2 | Sumrall II Solar Farm | 0 | 2017 | 9999 | Solar PV | [5 empty] | Non-Fossil | G | 2025 | Solar |  | 0 | 0 | 0 | 0 | 0 | 0 | 0 | 0 | 0 | 0 | 0 | 0 | 0 | 0 | 0 | 0 | 13.1088 | 27.3076 | 41.6412 | 82.0576 | 0 | 0 | 0 | 0 | 0 | 0 | 0 | 0 | 0 | 0 | 0 | 0 | 0 | 0 | 0 | 0 | 0 | 0 | 0 | 0 | 1.4552 | 0 | 0 | 0 | 0 | 0 | 0 | 0 | 0 | 0 | 52
60302_G_12 | PJM_SMAC | Maryland | 24 | Prince Georges | 33 | 60302 | 12 | Keys Energy Center | 6250 | 2018 | 9999 | Combined Cycle | [5 empty] | Fossil | G | 2025 | NaturalGas |  | 2.3459 | 3.1801 | 4.3897 | 9.9157 | 0 | 0 | 0 | 0 | 0 | 0 | 0 | 0 | 0 | 0 | 0 | 0 | 375.3516 | 508.8099 | 702.3463 | 1586.5078 | 137.3318 | 186.1608 | 256.971 | 580.4636 | 1.6422e-07 | 2.2261e-07 | 3.0729e-07 | 6.9411e-07 | 0.012903 | 0.01749 | 0.024143 | 0.054536 | 0 | 0 | 0 | 0 | 0 | 0 | 0 | 0 | 6.2474 | 0.74408 | 1.0086 | 1.3923 | 3.145 | 9.1418 | 8.9895 | 13.9452 | 32.0765 | 0 | 214
60302_G_11 | PJM_SMAC | Maryland | 24 | Prince Georges | 33 | 60302 | 11 | Keys Energy Center | 6250 | 2018 | 9999 | Combined Cycle | [5 empty] | Fossil | G | 2025 | NaturalGas |  | 2.3459 | 3.1801 | 4.3897 | 9.9157 | 0 | 0 | 0 | 0 | 0 | 0 | 0 | 0 | 0 | 0 | 0 | 0 | 375.3516 | 508.8099 | 702.3463 | 1586.5078 | 137.3318 | 186.1608 | 256.971 | 580.4636 | 1.6422e-07 | 2.2261e-07 | 3.0729e-07 | 6.9411e-07 | 0.012903 | 0.01749 | 0.024143 | 0.054536 | 0 | 0 | 0 | 0 | 0 | 0 | 0 | 0 | 6.2474 | 0.74408 | 1.0086 | 1.3923 | 3.145 | 9.1418 | 8.9895 | 13.9452 | 32.0765 | 0 | 214
60302_G_10 | PJM_SMAC | Maryland | 24 | Prince Georges | 33 | 60302 | 10 | Keys Energy Center | 6250 | 2018 | 9999 | Combined Cycle | [5 empty] | Fossil | G | 2025 | NaturalGas |  | 3.5847 | 4.8593 | 6.7076 | 15.1515 | 0 | 0 | 0 | 0 | 0 | 0 | 0 | 0 | 0 | 0 | 0 | 0 | 573.5512 | 777.4806 | 1073.2115 | 2424.2433 | 209.8481 | 284.4607 | 392.6612 | 886.97 | 2.5093e-07 | 3.4015e-07 | 4.6955e-07 | 1.0606e-06 | 0.019716 | 0.026726 | 0.036892 | 0.083333 | 0 | 0 | 0 | 0 | 0 | 0 | 0 | 0 | 9.5462 | 1.137 | 1.5412 | 2.1275 | 4.8057 | 13.969 | 13.7363 | 21.3089 | 49.0141 | 0 | 327
60300_G_IMPV1 | WECC_NM | Texas | 48 | El Paso | 141 | 60300 | IMPV1 | Montana Solar Facility | 0 | 2017 | 9999 | Solar PV | [5 empty] | Non-Fossil | G | 2025 | Solar |  | 0 | 0 | 0 | 0 | 0 | 0 | 0 | 0 | 0 | 0 | 0 | 0 | 0 | 0 | 0 | 0 | 1.6717 | 2.1874 | 4.0679 | 7.927 | 0 | 0 | 0 | 0 | 0 | 0 | 0 | 0 | 0 | 0 | 0 | 0 | 0 | 0 | 0 | 0 | 0 | 0 | 0 | 0 | 0.083956 | 0 | 0 | 0 | 0 | 0 | 0 | 0 | 0 | 0 | 3
6030_B_2 | MIS_MNWI | North Dakota | 38 | Mclean | 55 | 6030 | 2 | Coal Creek | 10536 | 1981 | 9999 | Coal Steam | tangential | dry | ESPC + Wet Scrubber + ACI | LNC3 + OFA | Wet Scrubber | Fossil | B | 2025 | Coal |  | 10.5893 | 14.3543 | 19.3954 | 44.339 | 0 | 0 | 0 | 0 | 0 | 0 | 0 | 0 | 10.5893 | 14.3543 | 19.3954 | 44.339 | 1005.0542 | 1362.4068 | 1840.8711 | 4208.332 | 1155.6148 | 1566.5001 | 2116.6399 | 4838.7548 | 0.0041393 | 0.005611 | 0.0075816 | 0.017332 | 0.68343 | 0.92642 | 1.2518 | 2.8616 | 0.75718 | 1.0264 | 1.3869 | 3.1704 | 0.0052946 | 0.0071771 | 0.0096977 | 0.022169 | 35.4491 | 5.4552 | 7.3949 | 9.9919 | 22.842 | 13.7591 | 18.6512 | 25.2013 | 57.6115 | 0 | 573 | Scrubber / Mercury Control | Wet Scrubber
6030_B_1 | MIS_MNWI | North Dakota | 38 | Mclean | 55 | 6030 | 1 | Coal Creek | 10536 | 1979 | 9999 | Coal Steam | tangential | dry | ESPC + Wet Scrubber + ACI | LNC3 | Wet Scrubber | Fossil | B | 2025 | Coal |  | 10.4968 | 14.2291 | 19.2262 | 43.9521 | 0 | 0 | 0 | 0 | 0 | 0 | 0 | 0 | 10.4968 | 14.2291 | 19.2262 | 43.9521 | 996.2841 | 1350.5184 | 1824.8076 | 4171.6101 | 1148.7887 | 1557.2468 | 2104.1371 | 4810.1726 | 0.0041148 | 0.0055779 | 0.0075368 | 0.01723 | 0.94905 | 1.2865 | 1.7383 | 3.9738 | 0.75271 | 1.0203 | 1.3787 | 3.1517 | 0.0052484 | 0.0071145 | 0.009613 | 0.021976 | 24.0241 | 5.4076 | 7.3303 | 9.9047 | 22.6427 | 13.639 | 18.4884 | 24.9814 | 57.1088 | 0 | 568 | Scrubber / Mercury Control | Wet Scrubber
60299_G_MIN02 | PJM_West | Ohio | 39 | Auglaize | 11 | 60299 | MIN02 | HMV Minster Energy Storage System | 0 | 2016 | 9999 | Energy Storage | [5 empty] | Non-Fossil | G | 2025 | EnerStor |  | 0 | 0 | 0 | 0 | 0 | 0 | 0 | 0 | 0 | 0 | 0 | 0 | 0 | 0 | 0 | 0 | 0.45742 | 0.29756 | 3.3146 | 4.0696 | 0 | 0 | 0 | 0 | 0 | 0 | 0 | 0 | 0 | 0 | 0 | 0 | 0 | 0 | 0 | 0 | 0 | 0 | 0 | 0 | 0 | 0 | 0 | 0 | 0 | 0 | 0 | 0 | 0 | 0 | 4.3585
60297_G_1 | PJM_West | Ohio | 39 | Clinton | 27 | 60297 | 1 | Clinton Battery | 0 | 2016 | 9999 | Energy Storage | [5 empty] | Non-Fossil | G | 2025 | EnerStor |  | 0 | 0 | 0 | 0 | 0 | 0 | 0 | 0 | 0 | 0 | 0 | 0 | 0 | 0 | 0 | 0 | 0.65346 | 0.42508 | 4.7352 | 5.8137 | 0 | 0 | 0 | 0 | 0 | 0 | 0 | 0 | 0 | 0 | 0 | 0 | 0 | 0 | 0 | 0 | 0 | 0 | 0 | 0 | 0 | 0 | 0 | 0 | 0 | 0 | 0 | 0 | 0 | 0 | 6.2264
60296_G_PV1 | S_VACA | North Carolina | 37 | Cumberland | 51 | 60296 | PV1 | Bladen Solar Farm | 0 | 2017 | 9999 | Solar PV | [5 empty] | Non-Fossil | G | 2025 | Solar |  | 0 | 0 | 0 | 0 | 0 | 0 | 0 | 0 | 0 | 0 | 0 | 0 | 0 | 0 | 0 | 0 | 1.4856 | 2.6351 | 4.3945 | 8.5152 | 0 | 0 | 0 | 0 | 0 | 0 | 0 | 0 | 0 | 0 | 0 | 0 | 0 | 0 | 0 | 0 | 0 | 0 | 0 | 0 | 0.13705 | 0 | 0 | 0 | 0 | 0 | 0 | 0 | 0 | 0 | 4.897
60293_G_PV1 | S_VACA | South Carolina | 45 | Calhoun | 17 | 60293 | PV1 | St. Matthews Solar | 0 | 2017 | 9999 | Solar PV | [5 empty] | Non-Fossil | G | 2025 | Solar |  | 0 | 0 | 0 | 0 | 0 | 0 | 0 | 0 | 0 | 0 | 0 | 0 | 0 | 0 | 0 | 0 | 1.53 | 2.7697 | 4.5252 | 8.8249 | 0 | 0 | 0 | 0 | 0 | 0 | 0 | 0 | 0 | 0 | 0 | 0 | 0 | 0 | 0 | 0 | 0 | 0 | 0 | 0 | 0.13713 | 0 | 0 | 0 | 0 | 0 | 0 | 0 | 0 | 0 | 4.9
60288_G_PV1 | S_VACA | North Carolina | 37 | Robeson | 155 | 60288 | PV1 | Ajax Solar | 0 | 2017 | 9999 | Solar PV | [5 empty] | Non-Fossil | G | 2025 | Solar |  | 0 | 0 | 0 | 0 | 0 | 0 | 0 | 0 | 0 | 0 | 0 | 0 | 0 | 0 | 0 | 0 | 1.4856 | 2.6351 | 4.3945 | 8.5152 | 0 | 0 | 0 | 0 | 0 | 0 | 0 | 0 | 0 | 0 | 0 | 0 | 0 | 0 | 0 | 0 | 0 | 0 | 0 | 0 | 0.13705 | 0 | 0 | 0 | 0 | 0 | 0 | 0 | 0 | 0 | 4.897
60285_G_RH3 | WECC_AZ | Arizona | 4 | Cochise | 3 | 60285 | RH3 | Red Horse III | 0 | 2016 | 9999 | Solar PV | [5 empty] | Non-Fossil | G | 2025 | Solar |  | 0 | 0 | 0 | 0 | 0 | 0 | 0 | 0 | 0 | 0 | 0 | 0 | 0 | 0 | 0 | 0 | 13.5034 | 24.3634 | 35.2851 | 73.1519 | 0 | 0 | 0 | 0 | 0 | 0 | 0 | 0 | 0 | 0 | 0 | 0 | 0 | 0 | 0 | 0 | 0 | 0 | 0 | 0 | 1.351 | 0 | 0 | 0 | 0 | 0 | 0 | 0 | 0 | 0 | 29.9293
60283_G_MVRKS | WECC_CO | Colorado | 8 | Weld | 123 | 60283 | MVRKS | SR Mavericks | 0 | 2016 | 9999 | Solar PV | [5 empty] | Non-Fossil | G | 2025 | Solar |  | 0 | 0 | 0 | 0 | 0 | 0 | 0 | 0 | 0 | 0 | 0 | 0 | 0 | 0 | 0 | 0 | 2.2489 | 4.2159 | 6.5193 | 12.9842 | 0 | 0 | 0 | 0 | 0 | 0 | 0 | 0 | 0 | 0 | 0 | 0 | 0 | 0 | 0 | 0 | 0 | 0 | 0 | 0 | 0.20527 | 0 | 0 | 0 | 0 | 0 | 0 | 0 | 0 | 0 | 6.5
60281_G_CADRB | WEC_LADW | California | 6 | Los Angeles | 37 | 60281 | CADRB | Central Antelope Dry Ranch B LLC | 0 | 2017 | 9999 | Solar PV | [5 empty] | Non-Fossil | G | 2025 | Solar |  | 0 | 0 | 0 | 0 | 0 | 0 | 0 | 0 | 0 | 0 | 0 | 0 | 0 | 0 | 0 | 0 | 1.2103 | 2.3543 | 3.5205 | 7.0851 | 0 | 0 | 0 | 0 | 0 | 0 | 0 | 0 | 0 | 0 | 0 | 0 | 0 | 0 | 0 | 0 | 0 | 0 | 0 | 0 | 0.12005 | 0 | 0 | 0 | 0 | 0 | 0 | 0 | 0 | 0 | 2.9533
60280_G_SUMSL | WEC_LADW | California | 6 | Los Angeles | 37 | 60280 | SUMSL | Summer Solar LLC | 0 | 2016 | 9999 | Solar PV | [5 empty] | Non-Fossil | G | 2025 | Solar |  | 0 | 0 | 0 | 0 | 0 | 0 | 0 | 0 | 0 | 0 | 0 | 0 | 0 | 0 | 0 | 0 | 8.069 | 15.6951 | 23.4703 | 47.2343 | 0 | 0 | 0 | 0 | 0 | 0 | 0 | 0 | 0 | 0 | 0 | 0 | 0 | 0 | 0 | 0 | 0 | 0 | 0 | 0 | 0.80034 | 0 | 0 | 0 | 0 | 0 | 0 | 0 | 0 | 0 | 19.6884
60279_G_ABSR | WEC_LADW | California | 6 | Los Angeles | 37 | 60279 | ABSR | Antelope Big Sky Ranch | 0 | 2016 | 9999 | Solar PV | [5 empty] | Non-Fossil | G | 2025 | Solar |  | 0 | 0 | 0 | 0 | 0 | 0 | 0 | 0 | 0 | 0 | 0 | 0 | 0 | 0 | 0 | 0 | 8.069 | 15.6951 | 23.4703 | 47.2343 | 0 | 0 | 0 | 0 | 0 | 0 | 0 | 0 | 0 | 0 | 0 | 0 | 0 | 0 | 0 | 0 | 0 | 0 | 0 | 0 | 0.80034 | 0 | 0 | 0 | 0 | 0 | 0 | 0 | 0 | 0 | 19.6884
60278_G_SBRDG | NENGREST | Massachusetts | 25 | Worcester | 27 | 60278 | SBRDG | Southbridge Solar | 0 | 2016 | 9999 | Solar PV | [5 empty] | Non-Fossil | G | 2025 | Solar |  | 0 | 0 | 0 | 0 | 0 | 0 | 0 | 0 | 0 | 0 | 0 | 0 | 0 | 0 | 0 | 0 | 0.41663 | 0.86626 | 1.3234 | 2.6063 | 0 | 0 | 0 | 0 | 0 | 0 | 0 | 0 | 0 | 0 | 0 | 0 | 0 | 0 | 0 | 0 | 0 | 0 | 0 | 0 | 0.052012 | 0 | 0 | 0 | 0 | 0 | 0 | 0 | 0 | 0 | 1.8585
60277_G_CASTR | WECC_SCE | California | 6 | Kern | 29 | 60277 | CASTR | Castor Solar | 0 | 2016 | 9999 | Solar PV | [5 empty] | Non-Fossil | G | 2025 | Solar |  | 0 | 0 | 0 | 0 | 0 | 0 | 0 | 0 | 0 | 0 | 0 | 0 | 0 | 0 | 0 | 0 | 0.63113 | 1.1709 | 1.8149 | 3.6169 | 0 | 0 | 0 | 0 | 0 | 0 | 0 | 0 | 0 | 0 | 0 | 0 | 0 | 0 | 0 | 0 | 0 | 0 | 0 | 0 | 0.054192 | 0 | 0 | 0 | 0 | 0 | 0 | 0 | 0 | 0 | 1.5
60276_G_G1 | NENGREST | Massachusetts | 25 | Middlesex | 17 | 60276 | G1 | West Groton CHP | 9086 | 2015 | 9999 | Combustion Turbine | [5 empty] | Fossil | G | 2025 | NaturalGas |  | 0 | 0 | 0.0054382 | 0.0054382 | 0 | 0 | 0 | 0 | 0 | 0 | 0 | 0 | 0 | 0 | 0 | 0 | 0 | 0 | 0.59853 | 0.59853 | 0 | 0 | 0.31835 | 0.31835 | 0 | 0 | 3.8076e-10 | 3.8076e-10 | 0 | 0 | 2.9887e-05 | 2.9887e-05 | 0 | 0 | 0 | 0 | 0 | 0 | 0 | 0 | 0.07106 | 0 | 0 | 0.007813 | 0.007813 | 0 | 0 | 0.018255 | 0.018255 | 0 | 3.8
60275_G_WSPV1 | WEC_CALN | California | 6 | Kings | 31 | 60275 | WSPV1 | Westside Solar Power PV1 | 0 | 2016 | 9999 | Solar PV | [5 empty] | Non-Fossil | G | 2025 | Solar |  | 0 | 0 | 0 | 0 | 0 | 0 | 0 | 0 | 0 | 0 | 0 | 0 | 0 | 0 | 0 | 0 | 0.75037 | 1.4937 | 2.449 | 4.6931 | 0 | 0 | 0 | 0 | 0 | 0 | 0 | 0 | 0 | 0 | 0 | 0 | 0 | 0 | 0 | 0 | 0 | 0 | 0 | 0 | 0.063983 | 0 | 0 | 0 | 0 | 0 | 0 | 0 | 0 | 0 | 1.9981
60274_G_WFMA | NENGREST | Massachusetts | 25 | Hampden | 13 | 60274 | WFMA | CED Westfield Solar, LLC | 0 | 2016 | 9999 | Solar PV | [5 empty] | Non-Fossil | G | 2025 | Solar |  | 0 | 0 | 0 | 0 | 0 | 0 | 0 | 0 | 0 | 0 | 0 | 0 | 0 | 0 | 0 | 0 | 0.43856 | 0.91185 | 1.3931 | 2.7435 | 0 | 0 | 0 | 0 | 0 | 0 | 0 | 0 | 0 | 0 | 0 | 0 | 0 | 0 | 0 | 0 | 0 | 0 | 0 | 0 | 0.05475 | 0 | 0 | 0 | 0 | 0 | 0 | 0 | 0 | 0 | 1.9564
60270_G_WT1 | SPP_SPS | Texas | 48 | Bailey | 17 | 60270 | WT1 | Blue Cloud Renewable Energy Project, LLC | 0 | 2018 | 9999 | Onshore Wind | [5 empty] | Non-Fossil | G | 2025 | Wind |  | 0 | 0 | 0 | 0 | 0 | 0 | 0 | 0 | 0 | 0 | 0 | 0 | 0 | 0 | 0 | 0 | 244.0536 | 364.357 | 408.0128 | 1016.4235 | 0 | 0 | 0 | 0 | 0 | 0 | 0 | 0 | 0 | 0 | 0 | 0 | 0 | 0 | 0 | 0 | 0 | 0 | 0 | 0 | 11.4089 | 0 | 0 | 0 | 0 | 0 | 0 | 0 | 0 | 0 | 289.9745
60269_G_WT1 | SPP_SPS | Texas | 48 | Bailey | 17 | 60269 | WT1 | Tex-Mex Renewable Energy Project, LLC | 0 | 2018 | 9999 | Onshore Wind | [5 empty] | Non-Fossil | G | 2025 | Wind |  | 0 | 0 | 0 | 0 | 0 | 0 | 0 | 0 | 0 | 0 | 0 | 0 | 0 | 0 | 0 | 0 | 65.081 | 97.1619 | 108.8034 | 271.0463 | 0 | 0 | 0 | 0 | 0 | 0 | 0 | 0 | 0 | 0 | 0 | 0 | 0 | 0 | 0 | 0 | 0 | 0 | 0 | 0 | 3.0424 | 0 | 0 | 0 | 0 | 0 | 0 | 0 | 0 | 0 | 77.3265
60267_G_SHRN1 | PJM_EMAC | New Jersey | 34 | Monmouth | 25 | 60267 | SHRN1 | Sharon Station | 0 | 2016 | 9999 | Solar PV | [5 empty] | Non-Fossil | G | 2025 | Solar |  | 0 | 0 | 0 | 0 | 0 | 0 | 0 | 0 | 0 | 0 | 0 | 0 | 0 | 0 | 0 | 0 | 0.57134 | 1.2334 | 1.9598 | 3.7646 | 0 | 0 | 0 | 0 | 0 | 0 | 0 | 0 | 0 | 0 | 0 | 0 | 0 | 0 | 0 | 0 | 0 | 0 | 0 | 0 | 0.094868 | 0 | 0 | 0 | 0 | 0 | 0 | 0 | 0 | 0 | 2.6301
60266_G_CEDAR | PJM_EMAC | New Jersey | 34 | Atlantic | 1 | 60266 | CEDAR | Cedar Branch | 0 | 2016 | 9999 | Solar PV | [5 empty] | Non-Fossil | G | 2025 | Solar |  | 0 | 0 | 0 | 0 | 0 | 0 | 0 | 0 | 0 | 0 | 0 | 0 | 0 | 0 | 0 | 0 | 1.2485 | 2.6952 | 4.2826 | 8.2263 | 0 | 0 | 0 | 0 | 0 | 0 | 0 | 0 | 0 | 0 | 0 | 0 | 0 | 0 | 0 | 0 | 0 | 0 | 0 | 0 | 0.2073 | 0 | 0 | 0 | 0 | 0 | 0 | 0 | 0 | 0 | 5.7472
60265_G_JUNCT | PJM_EMAC | New Jersey | 34 | Hunterdon | 19 | 60265 | JUNCT | Junction Road | 0 | 2016 | 9999 | Solar PV | [5 empty] | Non-Fossil | G | 2025 | Solar |  | 0 | 0 | 0 | 0 | 0 | 0 | 0 | 0 | 0 | 0 | 0 | 0 | 0 | 0 | 0 | 0 | 0.93107 | 2.01 | 3.1938 | 6.1348 | 0 | 0 | 0 | 0 | 0 | 0 | 0 | 0 | 0 | 0 | 0 | 0 | 0 | 0 | 0 | 0 | 0 | 0 | 0 | 0 | 0.1546 | 0 | 0 | 0 | 0 | 0 | 0 | 0 | 0 | 0 | 4.2861
60264_G_BCGT6 | ERC_REST | Texas | 48 | Galveston | 167 | 60264 | BCGT6 | Bacliff | 9086 | 2017 | 9999 | Combustion Turbine | [5 empty] | Fossil | G | 2025 | NaturalGas |  | 0 | 0 | 0.27452 | 0.27452 | 0 | 0 | 0 | 0 | 0 | 0 | 0 | 0 | 0 | 0 | 0 | 0 | 0 | 0 | 30.2131 | 30.2131 | 0 | 0 | 16.0702 | 16.0702 | 0 | 0 | 1.9224e-08 | 1.9224e-08 | 0 | 0 | 0.0015098 | 0.0015098 | 0 | 0 | 0 | 0 | 0 | 0 | 0 | 0 | 1.122 | 0 | 0 | 0.312 | 0.312 | 0 | 0 | 1.0094 | 1.0094 | 0 | 60
60264_G_BCGT5 | ERC_REST | Texas | 48 | Galveston | 167 | 60264 | BCGT5 | Bacliff | 9086 | 2017 | 9999 | Combustion Turbine | [5 empty] | Fossil | G | 2025 | NaturalGas |  | 0 | 0 | 0.27452 | 0.27452 | 0 | 0 | 0 | 0 | 0 | 0 | 0 | 0 | 0 | 0 | 0 | 0 | 0 | 0 | 30.2131 | 30.2131 | 0 | 0 | 16.0702 | 16.0702 | 0 | 0 | 1.9224e-08 | 1.9224e-08 | 0 | 0 | 0.0015098 | 0.0015098 | 0 | 0 | 0 | 0 | 0 | 0 | 0 | 0 | 1.122 | 0 | 0 | 0.312 | 0.312 | 0 | 0 | 1.0094 | 1.0094 | 0 | 60
60264_G_BCGT4 | ERC_REST | Texas | 48 | Galveston | 167 | 60264 | BCGT4 | Bacliff | 9086 | 2017 | 9999 | Combustion Turbine | [5 empty] | Fossil | G | 2025 | NaturalGas |  | 0 | 0 | 0.27452 | 0.27452 | 0 | 0 | 0 | 0 | 0 | 0 | 0 | 0 | 0 | 0 | 0 | 0 | 0 | 0 | 30.2131 | 30.2131 | 0 | 0 | 16.0702 | 16.0702 | 0 | 0 | 1.9224e-08 | 1.9224e-08 | 0 | 0 | 0.0015098 | 0.0015098 | 0 | 0 | 0 | 0 | 0 | 0 | 0 | 0 | 1.122 | 0 | 0 | 0.312 | 0.312 | 0 | 0 | 1.0094 | 1.0094 | 0 | 60
60264_G_BCGT3 | ERC_REST | Texas | 48 | Galveston | 167 | 60264 | BCGT3 | Bacliff | 9086 | 2017 | 9999 | Combustion Turbine | [5 empty] | Fossil | G | 2025 | NaturalGas |  | 0 | 0 | 0.27452 | 0.27452 | 0 | 0 | 0 | 0 | 0 | 0 | 0 | 0 | 0 | 0 | 0 | 0 | 0 | 0 | 30.2131 | 30.2131 | 0 | 0 | 16.0702 | 16.0702 | 0 | 0 | 1.9224e-08 | 1.9224e-08 | 0 | 0 | 0.0015098 | 0.0015098 | 0 | 0 | 0 | 0 | 0 | 0 | 0 | 0 | 1.122 | 0 | 0 | 0.312 | 0.312 | 0 | 0 | 1.0094 | 1.0094 | 0 | 60
60264_G_BCGT2 | ERC_REST | Texas | 48 | Galveston | 167 | 60264 | BCGT2 | Bacliff | 9086 | 2017 | 9999 | Combustion Turbine | [5 empty] | Fossil | G | 2025 | NaturalGas |  | 0 | 0 | 0.27452 | 0.27452 | 0 | 0 | 0 | 0 | 0 | 0 | 0 | 0 | 0 | 0 | 0 | 0 | 0 | 0 | 30.2131 | 30.2131 | 0 | 0 | 16.0702 | 16.0702 | 0 | 0 | 1.9224e-08 | 1.9224e-08 | 0 | 0 | 0.0015098 | 0.0015098 | 0 | 0 | 0 | 0 | 0 | 0 | 0 | 0 | 1.122 | 0 | 0 | 0.312 | 0.312 | 0 | 0 | 1.0094 | 1.0094 | 0 | 60
60264_G_BCGT1 | ERC_REST | Texas | 48 | Galveston | 167 | 60264 | BCGT1 | Bacliff | 9086 | 2017 | 9999 | Combustion Turbine | [5 empty] | Fossil | G | 2025 | NaturalGas |  | 0 | 0 | 0.27452 | 0.27452 | 0 | 0 | 0 | 0 | 0 | 0 | 0 | 0 | 0 | 0 | 0 | 0 | 0 | 0 | 30.2131 | 30.2131 | 0 | 0 | 16.0702 | 16.0702 | 0 | 0 | 1.9224e-08 | 1.9224e-08 | 0 | 0 | 0.0015098 | 0.0015098 | 0 | 0 | 0 | 0 | 0 | 0 | 0 | 0 | 1.122 | 0 | 0 | 0.312 | 0.312 | 0 | 0 | 1.0094 | 1.0094 | 0 | 60
60263_G_GEN2 | WECC_PNW | Oregon | 41 | Washington | 67 | 60263 | GEN2 | Durham AWTF | 10531 | 2015 | 9999 | Non-Fossil Waste | [5 empty] | Non-Fossil | G | 2025 | Non-Fossil |  | 0.011749 | 0.016946 | 0.021052 | 0.049747 | 0 | 0 | 0 | 0 | 0 | 0 | 0 | 0 | 0 | 0 | 0 | 0 | 1.1156 | 1.6091 | 1.9991 | 4.7239 | 0 | 0 | 0 | 0 | 0 | 0 | 0 | 0 | 0 | 0 | 0 | 0 | 0 | 0 | 0 | 0 | 0 | 0 | 0 | 0 | 0.18775 | 0.0072952 | 0.010522 | 0.013072 | 0.03089 | 0 | 0 | 0 | 0 | 0 | 0.8
60263_G_GEN1 | WECC_PNW | Oregon | 41 | Washington | 67 | 60263 | GEN1 | Durham AWTF | 10531 | 2015 | 9999 | Non-Fossil Waste | [5 empty] | Non-Fossil | G | 2025 | Non-Fossil |  | 0.01028 | 0.014828 | 0.018421 | 0.043529 | 0 | 0 | 0 | 0 | 0 | 0 | 0 | 0 | 0 | 0 | 0 | 0 | 0.97618 | 1.408 | 1.7492 | 4.1334 | 0 | 0 | 0 | 0 | 0 | 0 | 0 | 0 | 0 | 0 | 0 | 0 | 0 | 0 | 0 | 0 | 0 | 0 | 0 | 0 | 0.16429 | 0.0063833 | 0.0092071 | 0.011438 | 0.027029 | 0 | 0 | 0 | 0 | 0 | 0.7
60262_G_GEN1 | SPP_NEBR | Nebraska | 31 | Antelope | 3 | 60262 | GEN1 | Prairie Breeze II | 0 | 2015 | 9999 | Onshore Wind | [5 empty] | Non-Fossil | G | 2025 | Wind |  | 0 | 0 | 0 | 0 | 0 | 0 | 0 | 0 | 0 | 0 | 0 | 0 | 0 | 0 | 0 | 0 | 72.1079 | 99.2067 | 90.5893 | 261.9039 | 0 | 0 | 0 | 0 | 0 | 0 | 0 | 0 | 0 | 0 | 0 | 0 | 0 | 0 | 0 | 0 | 0 | 0 | 0 | 0 | 1.9478 | 0 | 0 | 0 | 0 | 0 | 0 | 0 | 0 | 0 | 69.1289
60261_G_GEN1 | WECC_SNV | Nevada | 32 | Clark | 3 | 60261 | GEN1 | Playa Solar 2 | 0 | 2017 | 9999 | Solar PV | [5 empty] | Non-Fossil | G | 2025 | Solar |  | 0 | 0 | 0 | 0 | 0 | 0 | 0 | 0 | 0 | 0 | 0 | 0 | 0 | 0 | 0 | 0 | 43.0821 | 77.8047 | 114.0765 | 234.9633 | 0 | 0 | 0 | 0 | 0 | 0 | 0 | 0 | 0 | 0 | 0 | 0 | 0 | 0 | 0 | 0 | 0 | 0 | 0 | 0 | 3.1829 | 0 | 0 | 0 | 0 | 0 | 0 | 0 | 0 | 0 | 100
6026_G_2 | PJM_COMD | Illinois | 17 | Lasalle | 99 | 6026 | 2 | LaSalle Generating Station | 10456 | 1984 | 9999 | Nuclear | [5 empty] | Non-Fossil | G | 2025 | Nuclear |  | 22.9889 | 31.1628 | 42.1257 | 96.2774 | 0 | 0 | 0 | 0 | 0 | 0 | 0 | 0 | 0 | 0 | 0 | 0 | 2198.6345 | 2980.3712 | 4028.8519 | 9207.8576 | 0 | 0 | 0 | 0 | 0 | 0 | 0 | 0 | 0 | 0 | 0 | 0 | 0 | 0 | 0 | 0 | 0 | 0 | 0 | 0 | 269.0459 | 0.17841 | 0.24184 | 0.32692 | 0.74716 | 14.8912 | 20.1858 | 27.2871 | 62.3641 | 0 | 1133.9
6026_G_1 | PJM_COMD | Illinois | 17 | Lasalle | 99 | 6026 | 1 | LaSalle Generating Station | 10456 | 1984 | 9999 | Nuclear | [5 empty] | Non-Fossil | G | 2025 | Nuclear |  | 24.1119 | 32.6851 | 43.593 | 100.3901 | 0 | 0 | 0 | 0 | 0 | 0 | 0 | 0 | 0 | 0 | 0 | 0 | 2306.0391 | 3125.9641 | 4169.1888 | 9601.192 | 0 | 0 | 0 | 0 | 0 | 0 | 0 | 0 | 0 | 0 | 0 | 0 | 0 | 0 | 0 | 0 | 0 | 0 | 0 | 0 | 277.5311 | 0.20049 | 0.27177 | 0.36247 | 0.83472 | 15.6186 | 21.1719 | 28.2376 | 65.0281 | 0 | 1135.4
60259_G_PWP1 | WECC_WY | Wyoming | 56 | Converse | 9 | 60259 | PWP1 | Pioneer Wind Park, LLC | 0 | 2016 | 9999 | Onshore Wind | [5 empty] | Non-Fossil | G | 2025 | Wind |  | 0 | 0 | 0 | 0 | 0 | 0 | 0 | 0 | 0 | 0 | 0 | 0 | 0 | 0 | 0 | 0 | 81.5944 | 90.8873 | 67.0318 | 239.5135 | 0 | 0 | 0 | 0 | 0 | 0 | 0 | 0 | 0 | 0 | 0 | 0 | 0 | 0 | 0 | 0 | 0 | 0 | 0 | 0 | 2.2541 | 0 | 0 | 0 | 0 | 0 | 0 | 0 | 0 | 0 | 80
60258_G_ALPV1 | WECC_NM | New Mexico | 35 | Luna | 29 | 60258 | ALPV1 | Alta Luna | 0 | 2017 | 9999 | Solar PV | [5 empty] | Non-Fossil | G | 2025 | Solar |  | 0 | 0 | 0 | 0 | 0 | 0 | 0 | 0 | 0 | 0 | 0 | 0 | 0 | 0 | 0 | 0 | 12.2298 | 20.9056 | 31.4208 | 64.5562 | 0 | 0 | 0 | 0 | 0 | 0 | 0 | 0 | 0 | 0 | 0 | 0 | 0 | 0 | 0 | 0 | 0 | 0 | 0 | 0 | 0.78639 | 0 | 0 | 0 | 0 | 0 | 0 | 0 | 0 | 0 | 28.1
60257_G_INV1 | S_VACA | North Carolina | 37 | Vance | 181 | 60257 | INV1 | Stainback Solar Farm | 0 | 2016 | 9999 | Solar PV | [5 empty] | Non-Fossil | G | 2025 | Solar |  | 0 | 0 | 0 | 0 | 0 | 0 | 0 | 0 | 0 | 0 | 0 | 0 | 0 | 0 | 0 | 0 | 1.5159 | 2.6889 | 4.4842 | 8.689 | 0 | 0 | 0 | 0 | 0 | 0 | 0 | 0 | 0 | 0 | 0 | 0 | 0 | 0 | 0 | 0 | 0 | 0 | 0 | 0 | 0.13984 | 0 | 0 | 0 | 0 | 0 | 0 | 0 | 0 | 0 | 4.997
60256_G_1 | SPP_SPS | Oklahoma | 40 | Beaver | 7 | 60256 | 1 | Bluestem | 0 | 2016 | 9999 | Onshore Wind | [5 empty] | Non-Fossil | G | 2025 | Wind |  | 0 | 0 | 0 | 0 | 0 | 0 | 0 | 0 | 0 | 0 | 0 | 0 | 0 | 0 | 0 | 0 | 153.6794 | 227.969 | 251.8769 | 633.5252 | 0 | 0 | 0 | 0 | 0 | 0 | 0 | 0 | 0 | 0 | 0 | 0 | 0 | 0 | 0 | 0 | 0 | 0 | 0 | 0 | 5.579 | 0 | 0 | 0 | 0 | 0 | 0 | 0 | 0 | 0 | 198
60255_G_2 | WEC_LADW | California | 6 | Los Angeles | 37 | 60255 | 2 | Weymouth Solar Plant | 0 | 2016 | 9999 | Solar PV | [5 empty] | Non-Fossil | G | 2025 | Solar |  | 0 | 0 | 0 | 0 | 0 | 0 | 0 | 0 | 0 | 0 | 0 | 0 | 0 | 0 | 0 | 0 | 0.40345 | 0.78475 | 1.1735 | 2.3617 | 0 | 0 | 0 | 0 | 0 | 0 | 0 | 0 | 0 | 0 | 0 | 0 | 0 | 0 | 0 | 0 | 0 | 0 | 0 | 0 | 0.040017 | 0 | 0 | 0 | 0 | 0 | 0 | 0 | 0 | 0 | 0.98442
60255_G_1 | WEC_LADW | California | 6 | Los Angeles | 37 | 60255 | 1 | Weymouth Solar Plant | 0 | 2016 | 9999 | Solar PV | [5 empty] | Non-Fossil | G | 2025 | Solar |  | 0 | 0 | 0 | 0 | 0 | 0 | 0 | 0 | 0 | 0 | 0 | 0 | 0 | 0 | 0 | 0 | 0.8069 | 1.5695 | 2.347 | 4.7234 | 0 | 0 | 0 | 0 | 0 | 0 | 0 | 0 | 0 | 0 | 0 | 0 | 0 | 0 | 0 | 0 | 0 | 0 | 0 | 0 | 0.080034 | 0 | 0 | 0 | 0 | 0 | 0 | 0 | 0 | 0 | 1.9688
60254_G_UNIT4 | MIS_MNWI | Minnesota | 27 | Steele | 147 | 60254 | UNIT4 | Owatonna Energy Station | 11118 | 2017 | 9999 | Combustion Turbine | [5 empty] | Fossil | G | 2025 | NaturalGas |  | 0.0012679 | 0 | 0.018208 | 0.019476 | 0 | 0 | 0 | 0 | 0 | 0 | 0 | 0 | 0 | 0 | 0 | 0 | 0.11404 | 0 | 1.6377 | 1.7517 | 0.074222 | 0 | 1.0659 | 1.1401 | 8.875e-11 | 0 | 1.2744e-09 | 1.3631e-09 | 0.0005025 | 0 | 0.0072164 | 0.0077189 | 0 | 0 | 0 | 0 | 0 | 0 | 0 | 0 | 0.18139 | 0.0017902 | 0 | 0.022461 | 0.024251 | 0.0050802 | 0 | 0.068951 | 0.074031 | 0 | 9.7
60254_G_UNIT3 | MIS_MNWI | Minnesota | 27 | Steele | 147 | 60254 | UNIT3 | Owatonna Energy Station | 11118 | 2017 | 9999 | Combustion Turbine | [5 empty] | Fossil | G | 2025 | NaturalGas |  | 0.0012679 | 0 | 0.018208 | 0.019476 | 0 | 0 | 0 | 0 | 0 | 0 | 0 | 0 | 0 | 0 | 0 | 0 | 0.11404 | 0 | 1.6377 | 1.7517 | 0.074222 | 0 | 1.0659 | 1.1401 | 8.875e-11 | 0 | 1.2744e-09 | 1.3631e-09 | 0.0005025 | 0 | 0.0072164 | 0.0077189 | 0 | 0 | 0 | 0 | 0 | 0 | 0 | 0 | 0.18139 | 0.0017902 | 0 | 0.022461 | 0.024251 | 0.0050802 | 0 | 0.068951 | 0.074031 | 0 | 9.7
60254_G_UNIT2 | MIS_MNWI | Minnesota | 27 | Steele | 147 | 60254 | UNIT2 | Owatonna Energy Station | 11118 | 2017 | 9999 | Combustion Turbine | [5 empty] | Fossil | G | 2025 | NaturalGas |  | 0.0012679 | 0 | 0.018208 | 0.019476 | 0 | 0 | 0 | 0 | 0 | 0 | 0 | 0 | 0 | 0 | 0 | 0 | 0.11404 | 0 | 1.6377 | 1.7517 | 0.074222 | 0 | 1.0659 | 1.1401 | 8.875e-11 | 0 | 1.2744e-09 | 1.3631e-09 | 0.0005025 | 0 | 0.0072164 | 0.0077189 | 0 | 0 | 0 | 0 | 0 | 0 | 0 | 0 | 0.18139 | 0.0017902 | 0 | 0.022461 | 0.024251 | 0.0050802 | 0 | 0.068951 | 0.074031 | 0 | 9.7
60254_G_UNIT1 | MIS_MNWI | Minnesota | 27 | Steele | 147 | 60254 | UNIT1 | Owatonna Energy Station | 11118 | 2017 | 9999 | Combustion Turbine | [5 empty] | Fossil | G | 2025 | NaturalGas |  | 0.0012679 | 0 | 0.018208 | 0.019476 | 0 | 0 | 0 | 0 | 0 | 0 | 0 | 0 | 0 | 0 | 0 | 0 | 0.11404 | 0 | 1.6377 | 1.7517 | 0.074222 | 0 | 1.0659 | 1.1401 | 8.875e-11 | 0 | 1.2744e-09 | 1.3631e-09 | 0.0005025 | 0 | 0.0072164 | 0.0077189 | 0 | 0 | 0 | 0 | 0 | 0 | 0 | 0 | 0.18139 | 0.0017902 | 0 | 0.022461 | 0.024251 | 0.0050802 | 0 | 0.068951 | 0.074031 | 0 | 9.7
60253_G_SANDE | PJM_West | Indiana | 18 | Madison | 95 | 60253 | SANDE | IMPA Anderson Solar Park | 0 | 2017 | 9999 | Solar PV | [5 empty] | Non-Fossil | G | 2025 | Solar |  | 0 | 0 | 0 | 0 | 0 | 0 | 0 | 0 | 0 | 0 | 0 | 0 | 0 | 0 | 0 | 0 | 1.2404 | 2.438 | 3.7016 | 7.38 | 0 | 0 | 0 | 0 | 0 | 0 | 0 | 0 | 0 | 0 | 0 | 0 | 0 | 0 | 0 | 0 | 0 | 0 | 0 | 0 | 0.13993 | 0 | 0 | 0 | 0 | 0 | 0 | 0 | 0 | 0 | 5
60252_G_SWASH | MIS_INKY | Indiana | 18 | Daviess | 27 | 60252 | SWASH | IMPA Washington Solar Park | 0 | 2016 | 9999 | Solar PV | [5 empty] | Non-Fossil | G | 2025 | Solar |  | 0 | 0 | 0 | 0 | 0 | 0 | 0 | 0 | 0 | 0 | 0 | 0 | 0 | 0 | 0 | 0 | 1.0115 | 2.1054 | 3.2099 | 6.3267 | 0 | 0 | 0 | 0 | 0 | 0 | 0 | 0 | 0 | 0 | 0 | 0 | 0 | 0 | 0 | 0 | 0 | 0 | 0 | 0 | 0.11194 | 0 | 0 | 0 | 0 | 0 | 0 | 0 | 0 | 0 | 4
60251_G_SHUNT | MIS_INKY | Indiana | 18 | Dubois | 37 | 60251 | SHUNT | IMPA Huntingburg Solar Park | 0 | 2016 | 9999 | Solar PV | [5 empty] | Non-Fossil | G | 2025 | Solar |  | 0 | 0 | 0 | 0 | 0 | 0 | 0 | 0 | 0 | 0 | 0 | 0 | 0 | 0 | 0 | 0 | 0.50573 | 1.0527 | 1.6049 | 3.1634 | 0 | 0 | 0 | 0 | 0 | 0 | 0 | 0 | 0 | 0 | 0 | 0 | 0 | 0 | 0 | 0 | 0 | 0 | 0 | 0 | 0.055971 | 0 | 0 | 0 | 0 | 0 | 0 | 0 | 0 | 0 | 2
60249_G_CGN | WEC_CALN | California | 6 | San Mateo | 81 | 60249 | CGN | Silicon Valley Clean Water | 10293 | 2015 | 9999 | Non-Fossil Waste | [5 empty] | Non-Fossil | G | 2025 | Non-Fossil |  | 0.016062 | 0.020786 | 0.026766 | 0.063614 | 0 | 0 | 0 | 0 | 0 | 0 | 0 | 0 | 0 | 0 | 0 | 0 | 1.5605 | 2.0194 | 2.6004 | 6.1804 | 0 | 0 | 0 | 0 | 0 | 0 | 0 | 0 | 0 | 0 | 0 | 0 | 0 | 0 | 0 | 0 | 0 | 0 | 0 | 0 | 0.28163 | 0.010204 | 0.013205 | 0.017004 | 0.040414 | 0 | 0 | 0 | 0 | 0 | 1.2
60248_G_CAREY | WECC_CO | Colorado | 8 | Weld | 123 | 60248 | CAREY | Skylark | 0 | 2015 | 9999 | Solar PV | [5 empty] | Non-Fossil | G | 2025 | Solar |  | 0 | 0 | 0 | 0 | 0 | 0 | 0 | 0 | 0 | 0 | 0 | 0 | 0 | 0 | 0 | 0 | 1.384 | 2.5944 | 4.0119 | 7.9902 | 0 | 0 | 0 | 0 | 0 | 0 | 0 | 0 | 0 | 0 | 0 | 0 | 0 | 0 | 0 | 0 | 0 | 0 | 0 | 0 | 0.12632 | 0 | 0 | 0 | 0 | 0 | 0 | 0 | 0 | 0 | 4
60247_G_VVS | WECC_CO | Colorado | 8 | Weld | 123 | 60247 | VVS | Valley View Solar | 0 | 2015 | 9999 | Solar PV | [5 empty] | Non-Fossil | G | 2025 | Solar |  | 0 | 0 | 0 | 0 | 0 | 0 | 0 | 0 | 0 | 0 | 0 | 0 | 0 | 0 | 0 | 0 | 1.384 | 2.5944 | 4.0119 | 7.9902 | 0 | 0 | 0 | 0 | 0 | 0 | 0 | 0 | 0 | 0 | 0 | 0 | 0 | 0 | 0 | 0 | 0 | 0 | 0 | 0 | 0.12632 | 0 | 0 | 0 | 0 | 0 | 0 | 0 | 0 | 0 | 4
60242_G_SKI10 | WECC_SCE | California | 6 | Kern | 29 | 60242 | SKI10 | Algonquin SKIC 10 Solar, LLC | 0 | 2017 | 9999 | Solar PV | [5 empty] | Non-Fossil | G | 2025 | Solar |  | 0 | 0 | 0 | 0 | 0 | 0 | 0 | 0 | 0 | 0 | 0 | 0 | 0 | 0 | 0 | 0 | 4.2075 | 7.8061 | 12.0992 | 24.1128 | 0 | 0 | 0 | 0 | 0 | 0 | 0 | 0 | 0 | 0 | 0 | 0 | 0 | 0 | 0 | 0 | 0 | 0 | 0 | 0 | 0.36128 | 0 | 0 | 0 | 0 | 0 | 0 | 0 | 0 | 0 | 10
60241_G_00677 | S_VACA | South Carolina | 45 | Union | 87 | 60241 | 00677 | Union Renewable Energy Facility | 13648 | 2015 | 9999 | Landfill Gas | [5 empty] | Non-Fossil | G | 2025 | LF Gas |  | 0.017821 | 0.023228 | 0.027952 | 0.069001 | 0 | 0 | 0 | 0 | 0 | 0 | 0 | 0 | 0 | 0 | 0 | 0 | 1.3058 | 1.7019 | 2.048 | 5.0557 | 1.027 | 1.3386 | 1.6108 | 3.9764 | 0 | 0 | 0 | 0 | 0.0021458 | 0.0027968 | 0.0033656 | 0.0083082 | 0 | 0 | 0 | 0 | 0 | 0 | 0 | 0 | 0.28163 | 0.0085385 | 0.011129 | 0.013392 | 0.03306 | 0 | 0 | 0 | 0 | 0 | 1.2
60241_G_00611 | S_VACA | South Carolina | 45 | Union | 87 | 60241 | 00611 | Union Renewable Energy Facility | 13648 | 2015 | 9999 | Landfill Gas | [5 empty] | Non-Fossil | G | 2025 | LF Gas |  | 0.017821 | 0.023228 | 0.027952 | 0.069001 | 0 | 0 | 0 | 0 | 0 | 0 | 0 | 0 | 0 | 0 | 0 | 0 | 1.3058 | 1.7019 | 2.048 | 5.0557 | 1.027 | 1.3386 | 1.6108 | 3.9764 | 0 | 0 | 0 | 0 | 0.0021458 | 0.0027968 | 0.0033656 | 0.0083082 | 0 | 0 | 0 | 0 | 0 | 0 | 0 | 0 | 0.28163 | 0.0085385 | 0.011129 | 0.013392 | 0.03306 | 0 | 0 | 0 | 0 | 0 | 1.2
60240_G_1 | S_VACA | North Carolina | 37 | Caswell | 33 | 60240 | 1 | Yanceyville Farm 3, LLC | 0 | 2015 | 9999 | Solar PV | [5 empty] | Non-Fossil | G | 2025 | Solar |  | 0 | 0 | 0 | 0 | 0 | 0 | 0 | 0 | 0 | 0 | 0 | 0 | 0 | 0 | 0 | 0 | 1.4856 | 2.6351 | 4.3945 | 8.5152 | 0 | 0 | 0 | 0 | 0 | 0 | 0 | 0 | 0 | 0 | 0 | 0 | 0 | 0 | 0 | 0 | 0 | 0 | 0 | 0 | 0.13705 | 0 | 0 | 0 | 0 | 0 | 0 | 0 | 0 | 0 | 4.897
60239_G_PV1 | MIS_INKY | Indiana | 18 | Clay | 21 | 60239 | PV1 | Pastime Farm, LLC | 0 | 2015 | 9999 | Solar PV | [5 empty] | Non-Fossil | G | 2025 | Solar |  | 0 | 0 | 0 | 0 | 0 | 0 | 0 | 0 | 0 | 0 | 0 | 0 | 0 | 0 | 0 | 0 | 1.3149 | 2.737 | 4.1728 | 8.2247 | 0 | 0 | 0 | 0 | 0 | 0 | 0 | 0 | 0 | 0 | 0 | 0 | 0 | 0 | 0 | 0 | 0 | 0 | 0 | 0 | 0.14552 | 0 | 0 | 0 | 0 | 0 | 0 | 0 | 0 | 0 | 5.2
60238_G_PV1 | MIS_INKY | Indiana | 18 | Vigo | 167 | 60238 | PV1 | McDonald Solar Farm, LLC | 0 | 2015 | 9999 | Solar PV | [5 empty] | Non-Fossil | G | 2025 | Solar |  | 0 | 0 | 0 | 0 | 0 | 0 | 0 | 0 | 0 | 0 | 0 | 0 | 0 | 0 | 0 | 0 | 1.3149 | 2.737 | 4.1728 | 8.2247 | 0 | 0 | 0 | 0 | 0 | 0 | 0 | 0 | 0 | 0 | 0 | 0 | 0 | 0 | 0 | 0 | 0 | 0 | 0 | 0 | 0.14552 | 0 | 0 | 0 | 0 | 0 | 0 | 0 | 0 | 0 | 5.2
60237_G_MSF2 | WECC_IID | California | 6 | Imperial | 25 | 60237 | MSF2 | Midway Solar Farm II | 0 | 2017 | 9999 | Solar PV | [5 empty] | Non-Fossil | G | 2025 | Solar |  | 0 | 0 | 0 | 0 | 0 | 0 | 0 | 0 | 0 | 0 | 0 | 0 | 0 | 0 | 0 | 0 | 14.601 | 26.1638 | 39.5265 | 80.2913 | 0 | 0 | 0 | 0 | 0 | 0 | 0 | 0 | 0 | 0 | 0 | 0 | 0 | 0 | 0 | 0 | 0 | 0 | 0 | 0 | 0.83956 | 0 | 0 | 0 | 0 | 0 | 0 | 0 | 0 | 0 | 30
60236_G_ODG8 | PJM_EMAC | Virginia | 51 | Accomack | 1 | 60236 | ODG8 | Onancock Diesel Generation Facility | 10745 | 2002 | 9999 | Combustion Turbine | [5 empty] | Fossil | G | 2025 | NaturalGas |  | 0 | 0 | 0.0036878 | 0.0036878 | 0 | 0 | 0 | 0 | 0 | 0 | 0 | 0 | 0 | 0 | 0 | 0 | 0 | 0 | 0.34321 | 0.34321 | 0 | 0 | 0.21588 | 0.21588 | 0 | 0 | 2.5817e-10 | 2.5817e-10 | 0 | 0 | 0.003275 | 0.003275 | 0 | 0 | 0 | 0 | 0 | 0 | 0 | 0 | 0.0374 | 0 | 0 | 0.0041681 | 0.0041681 | 0 | 0 | 0.0126 | 0.0126 | 0 | 2
60236_G_ODG7 | PJM_EMAC | Virginia | 51 | Accomack | 1 | 60236 | ODG7 | Onancock Diesel Generation Facility | 10745 | 2002 | 9999 | Combustion Turbine | [5 empty] | Fossil | G | 2025 | NaturalGas |  | 0 | 0 | 0.0036878 | 0.0036878 | 0 | 0 | 0 | 0 | 0 | 0 | 0 | 0 | 0 | 0 | 0 | 0 | 0 | 0 | 0.34321 | 0.34321 | 0 | 0 | 0.21588 | 0.21588 | 0 | 0 | 2.5817e-10 | 2.5817e-10 | 0 | 0 | 0.003275 | 0.003275 | 0 | 0 | 0 | 0 | 0 | 0 | 0 | 0 | 0.0374 | 0 | 0 | 0.0041681 | 0.0041681 | 0 | 0 | 0.0126 | 0.0126 | 0 | 2
60235_G_PDG6 | PJM_EMAC | Virginia | 51 | Accomack | 1 | 60235 | PDG6 | Perdue Diesel Generation Facility | 10745 | 2002 | 9999 | Combustion Turbine | [5 empty] | Fossil | G | 2025 | NaturalGas |  | 0 | 0 | 0.0036878 | 0.0036878 | 0 | 0 | 0 | 0 | 0 | 0 | 0 | 0 | 0 | 0 | 0 | 0 | 0 | 0 | 0.34321 | 0.34321 | 0 | 0 | 0.21588 | 0.21588 | 0 | 0 | 2.5817e-10 | 2.5817e-10 | 0 | 0 | 0.003275 | 0.003275 | 0 | 0 | 0 | 0 | 0 | 0 | 0 | 0 | 0.0374 | 0 | 0 | 0.0041681 | 0.0041681 | 0 | 0 | 0.0126 | 0.0126 | 0 | 2
60235_G_PDG5 | PJM_EMAC | Virginia | 51 | Accomack | 1 | 60235 | PDG5 | Perdue Diesel Generation Facility | 10745 | 2002 | 9999 | Combustion Turbine | [5 empty] | Fossil | G | 2025 | NaturalGas |  | 0 | 0 | 0.0036878 | 0.0036878 | 0 | 0 | 0 | 0 | 0 | 0 | 0 | 0 | 0 | 0 | 0 | 0 | 0 | 0 | 0.34321 | 0.34321 | 0 | 0 | 0.21588 | 0.21588 | 0 | 0 | 2.5817e-10 | 2.5817e-10 | 0 | 0 | 0.003275 | 0.003275 | 0 | 0 | 0 | 0 | 0 | 0 | 0 | 0 | 0.0374 | 0 | 0 | 0.0041681 | 0.0041681 | 0 | 0 | 0.0126 | 0.0126 | 0 | 2
60234_G_BDG9 | PJM_EMAC | Virginia | 51 | Accomack | 1 | 60234 | BDG9 | Belle Haven Diesel Generation Facility | 10745 | 2002 | 9999 | Combustion Turbine | [5 empty] | Fossil | G | 2025 | NaturalGas |  | 0 | 0 | 0.0036878 | 0.0036878 | 0 | 0 | 0 | 0 | 0 | 0 | 0 | 0 | 0 | 0 | 0 | 0 | 0 | 0 | 0.34321 | 0.34321 | 0 | 0 | 0.21588 | 0.21588 | 0 | 0 | 2.5817e-10 | 2.5817e-10 | 0 | 0 | 0.003275 | 0.003275 | 0 | 0 | 0 | 0 | 0 | 0 | 0 | 0 | 0.0374 | 0 | 0 | 0.0041681 | 0.0041681 | 0 | 0 | 0.0126 | 0.0126 | 0 | 2
60234_G_BDG10 | PJM_EMAC | Virginia | 51 | Accomack | 1 | 60234 | BDG10 | Belle Haven Diesel Generation Facility | 10745 | 2002 | 9999 | Combustion Turbine | [5 empty] | Fossil | G | 2025 | NaturalGas |  | 0 | 0 | 0.0036878 | 0.0036878 | 0 | 0 | 0 | 0 | 0 | 0 | 0 | 0 | 0 | 0 | 0 | 0 | 0 | 0 | 0.34321 | 0.34321 | 0 | 0 | 0.21588 | 0.21588 | 0 | 0 | 2.5817e-10 | 2.5817e-10 | 0 | 0 | 0.003275 | 0.003275 | 0 | 0 | 0 | 0 | 0 | 0 | 0 | 0 | 0.0374 | 0 | 0 | 0.0041681 | 0.0041681 | 0 | 0 | 0.0126 | 0.0126 | 0 | 2
60233_G_PV2 | WECC_SCE | California | 6 | Kern | 29 | 60233 | PV2 | RE Garland | 0 | 2016 | 9999 | Solar PV | [5 empty] | Non-Fossil | G | 2025 | Solar |  | 0 | 0 | 0 | 0 | 0 | 0 | 0 | 0 | 0 | 0 | 0 | 0 | 0 | 0 | 0 | 0 | 77.8393 | 144.4137 | 223.8346 | 446.0876 | 0 | 0 | 0 | 0 | 0 | 0 | 0 | 0 | 0 | 0 | 0 | 0 | 0 | 0 | 0 | 0 | 0 | 0 | 0 | 0 | 6.6836 | 0 | 0 | 0 | 0 | 0 | 0 | 0 | 0 | 0 | 185
60232_G_PV1 | NY_Z_C&E | New York | 36 | Onondaga | 67 | 60232 | PV1 | Onondaga County- Jamesville | 0 | 2018 | 9999 | Solar PV | [5 empty] | Non-Fossil | G | 2025 | Solar |  | 0 | 0 | 0 | 0 | 0 | 0 | 0 | 0 | 0 | 0 | 0 | 0 | 0 | 0 | 0 | 0 | 0.37114 | 0.80272 | 1.3127 | 2.4865 | 0 | 0 | 0 | 0 | 0 | 0 | 0 | 0 | 0 | 0 | 0 | 0 | 0 | 0 | 0 | 0 | 0 | 0 | 0 | 0 | 0.053516 | 0 | 0 | 0 | 0 | 0 | 0 | 0 | 0 | 0 | 1.9123
60231_G_PV1 | WEC_SDGE | California | 6 | San Diego | 73 | 60231 | PV1 | Genentech-Oceanside | 0 | 2016 | 9999 | Solar PV | [5 empty] | Non-Fossil | G | 2025 | Solar |  | 0 | 0 | 0 | 0 | 0 | 0 | 0 | 0 | 0 | 0 | 0 | 0 | 0 | 0 | 0 | 0 | 1.7605 | 3.7508 | 5.8983 | 11.4095 | 0 | 0 | 0 | 0 | 0 | 0 | 0 | 0 | 0 | 0 | 0 | 0 | 0 | 0 | 0 | 0 | 0 | 0 | 0 | 0 | 0.12593 | 0 | 0 | 0 | 0 | 0 | 0 | 0 | 0 | 0 | 4.5
60231_G_BA1 | WEC_SDGE | California | 6 | San Diego | 73 | 60231 | BA1 | Genentech-Oceanside | 0 | 2016 | 9999 | Energy Storage | [5 empty] | Non-Fossil | G | 2025 | EnerStor |  | 0 | 0 | 0 | 0 | 0 | 0 | 0 | 0 | 0 | 0 | 0 | 0 | 0 | 0 | 0 | 0 | 0.14133 | 0.19159 | 0.24027 | 0.57319 | 0 | 0 | 0 | 0 | 0 | 0 | 0 | 0 | 0 | 0 | 0 | 0 | 0 | 0 | 0 | 0 | 0 | 0 | 0 | 0 | 0 | 0 | 0 | 0 | 0 | 0 | 0 | 0 | 0 | 0 | 2
60230_G_PV1 | WECC_AZ | Arizona | 4 | Maricopa | 13 | 60230 | PV1 | Maricopa County Community Colleges- Estr | 0 | 2017 | 9999 | Solar PV | [5 empty] | Non-Fossil | G | 2025 | Solar |  | 0 | 0 | 0 | 0 | 0 | 0 | 0 | 0 | 0 | 0 | 0 | 0 | 0 | 0 | 0 | 0 | 0.8102 | 1.4618 | 2.1171 | 4.3891 | 0 | 0 | 0 | 0 | 0 | 0 | 0 | 0 | 0 | 0 | 0 | 0 | 0 | 0 | 0 | 0 | 0 | 0 | 0 | 0 | 0.081061 | 0 | 0 | 0 | 0 | 0 | 0 | 0 | 0 | 0 | 1.7958
6023_G_2 | PJM_COMD | Illinois | 17 | Ogle | 141 | 6023 | 2 | Byron Generating Station | 10456 | 1987 | 9999 | Nuclear | [5 empty] | Non-Fossil | G | 2025 | Nuclear |  | 23.3545 | 31.6583 | 42.7955 | 97.8083 | 0 | 0 | 0 | 0 | 0 | 0 | 0 | 0 | 0 | 0 | 0 | 0 | 2233.5966 | 3027.7642 | 4092.9176 | 9354.2784 | 0 | 0 | 0 | 0 | 0 | 0 | 0 | 0 | 0 | 0 | 0 | 0 | 0 | 0 | 0 | 0 | 0 | 0 | 0 | 0 | 259.8595 | 0.18556 | 0.25153 | 0.34002 | 0.77711 | 15.128 | 20.5068 | 27.721 | 63.3558 | 0 | 1136
6023_G_1 | PJM_COMD | Illinois | 17 | Ogle | 141 | 6023 | 1 | Byron Generating Station | 10456 | 1985 | 9999 | Nuclear | [5 empty] | Non-Fossil | G | 2025 | Nuclear |  | 23.4719 | 31.8174 | 43.0107 | 98.3 | 0 | 0 | 0 | 0 | 0 | 0 | 0 | 0 | 0 | 0 | 0 | 0 | 2244.8248 | 3042.9847 | 4113.4926 | 9401.3021 | 0 | 0 | 0 | 0 | 0 | 0 | 0 | 0 | 0 | 0 | 0 | 0 | 0 | 0 | 0 | 0 | 0 | 0 | 0 | 0 | 269.2273 | 0.18215 | 0.24692 | 0.33378 | 0.76286 | 15.204 | 20.6099 | 27.8604 | 63.6743 | 0 | 1164
60229_G_PV1 | NY_Z_G-I | New York | 36 | Orange | 71 | 60229 | PV1 | Orange County Solar Farm (NY) | 0 | 2017 | 9999 | Solar PV | [5 empty] | Non-Fossil | G | 2025 | Solar |  | 0 | 0 | 0 | 0 | 0 | 0 | 0 | 0 | 0 | 0 | 0 | 0 | 0 | 0 | 0 | 0 | 0.22297 | 0.48225 | 0.7886 | 1.4938 | 0 | 0 | 0 | 0 | 0 | 0 | 0 | 0 | 0 | 0 | 0 | 0 | 0 | 0 | 0 | 0 | 0 | 0 | 0 | 0 | 0.029861 | 0 | 0 | 0 | 0 | 0 | 0 | 0 | 0 | 0 | 1.067
60228_G_PV1 | NENG_CT | Connecticut | 9 | New London | 11 | 60228 | PV1 | Connecticut Municipal Electric Energy Coop | 0 | 2016 | 9999 | Solar PV | [5 empty] | Non-Fossil | G | 2025 | Solar |  | 0 | 0 | 0 | 0 | 0 | 0 | 0 | 0 | 0 | 0 | 0 | 0 | 0 | 0 | 0 | 0 | 0.26885 | 0.55807 | 0.85325 | 1.6802 | 0 | 0 | 0 | 0 | 0 | 0 | 0 | 0 | 0 | 0 | 0 | 0 | 0 | 0 | 0 | 0 | 0 | 0 | 0 | 0 | 0.027255 | 0 | 0 | 0 | 0 | 0 | 0 | 0 | 0 | 0 | 0.9739
60227_G_PV1 | PJM_EMAC | New Jersey | 34 | Burlington | 5 | 60227 | PV1 | BJ's Wholesale Club Inc Dist Center | 0 | 2016 | 9999 | Solar PV | [5 empty] | Non-Fossil | G | 2025 | Solar |  | 0 | 0 | 0 | 0 | 0 | 0 | 0 | 0 | 0 | 0 | 0 | 0 | 0 | 0 | 0 | 0 | 0.29625 | 0.63954 | 1.0162 | 1.952 | 0 | 0 | 0 | 0 | 0 | 0 | 0 | 0 | 0 | 0 | 0 | 0 | 0 | 0 | 0 | 0 | 0 | 0 | 0 | 0 | 0.049191 | 0 | 0 | 0 | 0 | 0 | 0 | 0 | 0 | 0 | 1.3637
60226_G_GEN01 | WEC_BANC | California | 6 | Sacramento | 67 | 60226 | GEN01 | Rancho Seco Solar, LLC | 0 | 2016 | 9999 | Solar PV | [5 empty] | Non-Fossil | G | 2025 | Solar |  | 0 | 0 | 0 | 0 | 0 | 0 | 0 | 0 | 0 | 0 | 0 | 0 | 0 | 0 | 0 | 0 | 3.7328 | 8.1138 | 12.7319 | 24.5786 | 0 | 0 | 0 | 0 | 0 | 0 | 0 | 0 | 0 | 0 | 0 | 0 | 0 | 0 | 0 | 0 | 0 | 0 | 0 | 0 | 0.30224 | 0 | 0 | 0 | 0 | 0 | 0 | 0 | 0 | 0 | 10.8
60225_G_PV1 | NENG_CT | Connecticut | 9 | New London | 11 | 60225 | PV1 | CMEEC - Bozrah | 0 | 2016 | 9999 | Solar PV | [5 empty] | Non-Fossil | G | 2025 | Solar |  | 0 | 0 | 0 | 0 | 0 | 0 | 0 | 0 | 0 | 0 | 0 | 0 | 0 | 0 | 0 | 0 | 0.67213 | 1.3952 | 2.1331 | 4.2004 | 0 | 0 | 0 | 0 | 0 | 0 | 0 | 0 | 0 | 0 | 0 | 0 | 0 | 0 | 0 | 0 | 0 | 0 | 0 | 0 | 0.068137 | 0 | 0 | 0 | 0 | 0 | 0 | 0 | 0 | 0 | 2.4347
60224_G_NTL00 | WEC_CALN | California | 6 | Santa Clara | 85 | 60224 | NTL00 | Intel Santa Clara | 9500 | 2015 | 9999 | Fuel Cell | [5 empty] | Non-Fossil | G | 2025 | NaturalGas |  | 0 | 0 | 0 | 0 | 0 | 0 | 0 | 0 | 0 | 0 | 0 | 0 | 0 | 0 | 0 | 0 | 0 | 0 | 0 | 0 | 0 | 0 | 0 | 0 | 0 | 0 | 0 | 0 | 0 | 0 | 0 | 0 | 0 | 0 | 0 | 0 | 0 | 0 | 0 | 0 | 0 | 0 | 0 | 0 | 0 | 0 | 0 | 0 | 0 | 0 | 1
60223_G_EQXOO | WEC_CALN | California | 6 | Santa Clara | 85 | 60223 | EQXOO | Equinix San Jose | 9500 | 2015 | 9999 | Fuel Cell | [5 empty] | Non-Fossil | G | 2025 | NaturalGas |  | 0 | 0 | 0 | 0 | 0 | 0 | 0 | 0 | 0 | 0 | 0 | 0 | 0 | 0 | 0 | 0 | 0 | 0 | 0 | 0 | 0 | 0 | 0 | 0 | 0 | 0 | 0 | 0 | 0 | 0 | 0 | 0 | 0 | 0 | 0 | 0 | 0 | 0 | 0 | 0 | 0 | 0 | 0 | 0 | 0 | 0 | 0 | 0 | 0 | 0 | 1
60222_G_C6 | S_C_TVA | Virginia | 51 | Bristol City | 520 | 60222 | C6 | Bristol Plant | 13648 | 2015 | 9999 | Landfill Gas | [5 empty] | Non-Fossil | G | 2025 | LF Gas |  | 0.0060237 | 0.0089078 | 0.011886 | 0.026818 | 0 | 0 | 0 | 0 | 0 | 0 | 0 | 0 | 0 | 0 | 0 | 0 | 0.44136 | 0.65268 | 0.87091 | 1.9649 | 0.34714 | 0.51335 | 0.68499 | 1.5455 | 0 | 0 | 0 | 0 | 0.0017712 | 0.0026193 | 0.0034951 | 0.0078856 | 0 | 0 | 0 | 0 | 0 | 0 | 0 | 0 | 0.070408 | 0.0028861 | 0.0042679 | 0.0056949 | 0.012849 | 0 | 0 | 0 | 0 | 0 | 0.3
60222_G_C5 | S_C_TVA | Virginia | 51 | Bristol City | 520 | 60222 | C5 | Bristol Plant | 13648 | 2015 | 9999 | Landfill Gas | [5 empty] | Non-Fossil | G | 2025 | LF Gas |  | 0.0060237 | 0.0089078 | 0.011886 | 0.026818 | 0 | 0 | 0 | 0 | 0 | 0 | 0 | 0 | 0 | 0 | 0 | 0 | 0.44136 | 0.65268 | 0.87091 | 1.9649 | 0.34714 | 0.51335 | 0.68499 | 1.5455 | 0 | 0 | 0 | 0 | 0.0017712 | 0.0026193 | 0.0034951 | 0.0078856 | 0 | 0 | 0 | 0 | 0 | 0 | 0 | 0 | 0.070408 | 0.0028861 | 0.0042679 | 0.0056949 | 0.012849 | 0 | 0 | 0 | 0 | 0 | 0.3
60222_G_C4 | S_C_TVA | Virginia | 51 | Bristol City | 520 | 60222 | C4 | Bristol Plant | 13648 | 2015 | 9999 | Landfill Gas | [5 empty] | Non-Fossil | G | 2025 | LF Gas |  | 0.0060237 | 0.0089078 | 0.011886 | 0.026818 | 0 | 0 | 0 | 0 | 0 | 0 | 0 | 0 | 0 | 0 | 0 | 0 | 0.44136 | 0.65268 | 0.87091 | 1.9649 | 0.34714 | 0.51335 | 0.68499 | 1.5455 | 0 | 0 | 0 | 0 | 0.0017712 | 0.0026193 | 0.0034951 | 0.0078856 | 0 | 0 | 0 | 0 | 0 | 0 | 0 | 0 | 0.070408 | 0.0028861 | 0.0042679 | 0.0056949 | 0.012849 | 0 | 0 | 0 | 0 | 0 | 0.3
60222_G_C3 | S_C_TVA | Virginia | 51 | Bristol City | 520 | 60222 | C3 | Bristol Plant | 13648 | 2015 | 9999 | Landfill Gas | [5 empty] | Non-Fossil | G | 2025 | LF Gas |  | 0.0060237 | 0.0089078 | 0.011886 | 0.026818 | 0 | 0 | 0 | 0 | 0 | 0 | 0 | 0 | 0 | 0 | 0 | 0 | 0.44136 | 0.65268 | 0.87091 | 1.9649 | 0.34714 | 0.51335 | 0.68499 | 1.5455 | 0 | 0 | 0 | 0 | 0.0017712 | 0.0026193 | 0.0034951 | 0.0078856 | 0 | 0 | 0 | 0 | 0 | 0 | 0 | 0 | 0.070408 | 0.0028861 | 0.0042679 | 0.0056949 | 0.012849 | 0 | 0 | 0 | 0 | 0 | 0.3
60222_G_C2 | S_C_TVA | Virginia | 51 | Bristol City | 520 | 60222 | C2 | Bristol Plant | 13648 | 2015 | 9999 | Landfill Gas | [5 empty] | Non-Fossil | G | 2025 | LF Gas |  | 0.0060237 | 0.0089078 | 0.011886 | 0.026818 | 0 | 0 | 0 | 0 | 0 | 0 | 0 | 0 | 0 | 0 | 0 | 0 | 0.44136 | 0.65268 | 0.87091 | 1.9649 | 0.34714 | 0.51335 | 0.68499 | 1.5455 | 0 | 0 | 0 | 0 | 0.0017712 | 0.0026193 | 0.0034951 | 0.0078856 | 0 | 0 | 0 | 0 | 0 | 0 | 0 | 0 | 0.070408 | 0.0028861 | 0.0042679 | 0.0056949 | 0.012849 | 0 | 0 | 0 | 0 | 0 | 0.3
60222_G_C1 | S_C_TVA | Virginia | 51 | Bristol City | 520 | 60222 | C1 | Bristol Plant | 13648 | 2015 | 9999 | Landfill Gas | [5 empty] | Non-Fossil | G | 2025 | LF Gas |  | 0.0060237 | 0.0089078 | 0.011886 | 0.026818 | 0 | 0 | 0 | 0 | 0 | 0 | 0 | 0 | 0 | 0 | 0 | 0 | 0.44136 | 0.65268 | 0.87091 | 1.9649 | 0.34714 | 0.51335 | 0.68499 | 1.5455 | 0 | 0 | 0 | 0 | 0.0017712 | 0.0026193 | 0.0034951 | 0.0078856 | 0 | 0 | 0 | 0 | 0 | 0 | 0 | 0 | 0.070408 | 0.0028861 | 0.0042679 | 0.0056949 | 0.012849 | 0 | 0 | 0 | 0 | 0 | 0.3
60222_G_B6 | S_C_TVA | Virginia | 51 | Bristol City | 520 | 60222 | B6 | Bristol Plant | 13648 | 2016 | 9999 | Landfill Gas | [5 empty] | Non-Fossil | G | 2025 | LF Gas |  | 0.0060237 | 0.0089078 | 0.011886 | 0.026818 | 0 | 0 | 0 | 0 | 0 | 0 | 0 | 0 | 0 | 0 | 0 | 0 | 0.44136 | 0.65268 | 0.87091 | 1.9649 | 0.34714 | 0.51335 | 0.68499 | 1.5455 | 0 | 0 | 0 | 0 | 0.0017712 | 0.0026193 | 0.0034951 | 0.0078856 | 0 | 0 | 0 | 0 | 0 | 0 | 0 | 0 | 0.070408 | 0.0028861 | 0.0042679 | 0.0056949 | 0.012849 | 0 | 0 | 0 | 0 | 0 | 0.3
60222_G_B5 | S_C_TVA | Virginia | 51 | Bristol City | 520 | 60222 | B5 | Bristol Plant | 13648 | 2016 | 9999 | Landfill Gas | [5 empty] | Non-Fossil | G | 2025 | LF Gas |  | 0.0060237 | 0.0089078 | 0.011886 | 0.026818 | 0 | 0 | 0 | 0 | 0 | 0 | 0 | 0 | 0 | 0 | 0 | 0 | 0.44136 | 0.65268 | 0.87091 | 1.9649 | 0.34714 | 0.51335 | 0.68499 | 1.5455 | 0 | 0 | 0 | 0 | 0.0017712 | 0.0026193 | 0.0034951 | 0.0078856 | 0 | 0 | 0 | 0 | 0 | 0 | 0 | 0 | 0.070408 | 0.0028861 | 0.0042679 | 0.0056949 | 0.012849 | 0 | 0 | 0 | 0 | 0 | 0.3
60222_G_B4 | S_C_TVA | Virginia | 51 | Bristol City | 520 | 60222 | B4 | Bristol Plant | 13648 | 2016 | 9999 | Landfill Gas | [5 empty] | Non-Fossil | G | 2025 | LF Gas |  | 0.0060237 | 0.0089078 | 0.011886 | 0.026818 | 0 | 0 | 0 | 0 | 0 | 0 | 0 | 0 | 0 | 0 | 0 | 0 | 0.44136 | 0.65268 | 0.87091 | 1.9649 | 0.34714 | 0.51335 | 0.68499 | 1.5455 | 0 | 0 | 0 | 0 | 0.0017712 | 0.0026193 | 0.0034951 | 0.0078856 | 0 | 0 | 0 | 0 | 0 | 0 | 0 | 0 | 0.070408 | 0.0028861 | 0.0042679 | 0.0056949 | 0.012849 | 0 | 0 | 0 | 0 | 0 | 0.3
60222_G_B3 | S_C_TVA | Virginia | 51 | Bristol City | 520 | 60222 | B3 | Bristol Plant | 13648 | 2016 | 9999 | Landfill Gas | [5 empty] | Non-Fossil | G | 2025 | LF Gas |  | 0.0060237 | 0.0089078 | 0.011886 | 0.026818 | 0 | 0 | 0 | 0 | 0 | 0 | 0 | 0 | 0 | 0 | 0 | 0 | 0.44136 | 0.65268 | 0.87091 | 1.9649 | 0.34714 | 0.51335 | 0.68499 | 1.5455 | 0 | 0 | 0 | 0 | 0.0017712 | 0.0026193 | 0.0034951 | 0.0078856 | 0 | 0 | 0 | 0 | 0 | 0 | 0 | 0 | 0.070408 | 0.0028861 | 0.0042679 | 0.0056949 | 0.012849 | 0 | 0 | 0 | 0 | 0 | 0.3
60222_G_B2 | S_C_TVA | Virginia | 51 | Bristol City | 520 | 60222 | B2 | Bristol Plant | 13648 | 2016 | 9999 | Landfill Gas | [5 empty] | Non-Fossil | G | 2025 | LF Gas |  | 0.0060237 | 0.0089078 | 0.011886 | 0.026818 | 0 | 0 | 0 | 0 | 0 | 0 | 0 | 0 | 0 | 0 | 0 | 0 | 0.44136 | 0.65268 | 0.87091 | 1.9649 | 0.34714 | 0.51335 | 0.68499 | 1.5455 | 0 | 0 | 0 | 0 | 0.0017712 | 0.0026193 | 0.0034951 | 0.0078856 | 0 | 0 | 0 | 0 | 0 | 0 | 0 | 0 | 0.070408 | 0.0028861 | 0.0042679 | 0.0056949 | 0.012849 | 0 | 0 | 0 | 0 | 0 | 0.3
60222_G_B1 | S_C_TVA | Virginia | 51 | Bristol City | 520 | 60222 | B1 | Bristol Plant | 13648 | 2016 | 9999 | Landfill Gas | [5 empty] | Non-Fossil | G | 2025 | LF Gas |  | 0.0060237 | 0.0089078 | 0.011886 | 0.026818 | 0 | 0 | 0 | 0 | 0 | 0 | 0 | 0 | 0 | 0 | 0 | 0 | 0.44136 | 0.65268 | 0.87091 | 1.9649 | 0.34714 | 0.51335 | 0.68499 | 1.5455 | 0 | 0 | 0 | 0 | 0.0017712 | 0.0026193 | 0.0034951 | 0.0078856 | 0 | 0 | 0 | 0 | 0 | 0 | 0 | 0 | 0.070408 | 0.0028861 | 0.0042679 | 0.0056949 | 0.012849 | 0 | 0 | 0 | 0 | 0 | 0.3
60222_G_A6 | S_C_TVA | Virginia | 51 | Bristol City | 520 | 60222 | A6 | Bristol Plant | 13648 | 2016 | 9999 | Landfill Gas | [5 empty] | Non-Fossil | G | 2025 | LF Gas |  | 0.0060237 | 0.0089078 | 0.011886 | 0.026818 | 0 | 0 | 0 | 0 | 0 | 0 | 0 | 0 | 0 | 0 | 0 | 0 | 0.44136 | 0.65268 | 0.87091 | 1.9649 | 0.34714 | 0.51335 | 0.68499 | 1.5455 | 0 | 0 | 0 | 0 | 0.0017712 | 0.0026193 | 0.0034951 | 0.0078856 | 0 | 0 | 0 | 0 | 0 | 0 | 0 | 0 | 0.070408 | 0.0028861 | 0.0042679 | 0.0056949 | 0.012849 | 0 | 0 | 0 | 0 | 0 | 0.3
60222_G_A5 | S_C_TVA | Virginia | 51 | Bristol City | 520 | 60222 | A5 | Bristol Plant | 13648 | 2016 | 9999 | Landfill Gas | [5 empty] | Non-Fossil | G | 2025 | LF Gas |  | 0.0060237 | 0.0089078 | 0.011886 | 0.026818 | 0 | 0 | 0 | 0 | 0 | 0 | 0 | 0 | 0 | 0 | 0 | 0 | 0.44136 | 0.65268 | 0.87091 | 1.9649 | 0.34714 | 0.51335 | 0.68499 | 1.5455 | 0 | 0 | 0 | 0 | 0.0017712 | 0.0026193 | 0.0034951 | 0.0078856 | 0 | 0 | 0 | 0 | 0 | 0 | 0 | 0 | 0.070408 | 0.0028861 | 0.0042679 | 0.0056949 | 0.012849 | 0 | 0 | 0 | 0 | 0 | 0.3
60222_G_A4 | S_C_TVA | Virginia | 51 | Bristol City | 520 | 60222 | A4 | Bristol Plant | 13648 | 2016 | 9999 | Landfill Gas | [5 empty] | Non-Fossil | G | 2025 | LF Gas |  | 0.0060237 | 0.0089078 | 0.011886 | 0.026818 | 0 | 0 | 0 | 0 | 0 | 0 | 0 | 0 | 0 | 0 | 0 | 0 | 0.44136 | 0.65268 | 0.87091 | 1.9649 | 0.34714 | 0.51335 | 0.68499 | 1.5455 | 0 | 0 | 0 | 0 | 0.0017712 | 0.0026193 | 0.0034951 | 0.0078856 | 0 | 0 | 0 | 0 | 0 | 0 | 0 | 0 | 0.070408 | 0.0028861 | 0.0042679 | 0.0056949 | 0.012849 | 0 | 0 | 0 | 0 | 0 | 0.3
60222_G_A3 | S_C_TVA | Virginia | 51 | Bristol City | 520 | 60222 | A3 | Bristol Plant | 13648 | 2016 | 9999 | Landfill Gas | [5 empty] | Non-Fossil | G | 2025 | LF Gas |  | 0.0060237 | 0.0089078 | 0.011886 | 0.026818 | 0 | 0 | 0 | 0 | 0 | 0 | 0 | 0 | 0 | 0 | 0 | 0 | 0.44136 | 0.65268 | 0.87091 | 1.9649 | 0.34714 | 0.51335 | 0.68499 | 1.5455 | 0 | 0 | 0 | 0 | 0.0017712 | 0.0026193 | 0.0034951 | 0.0078856 | 0 | 0 | 0 | 0 | 0 | 0 | 0 | 0 | 0.070408 | 0.0028861 | 0.0042679 | 0.0056949 | 0.012849 | 0 | 0 | 0 | 0 | 0 | 0.3
60222_G_A2 | S_C_TVA | Virginia | 51 | Bristol City | 520 | 60222 | A2 | Bristol Plant | 13648 | 2016 | 9999 | Landfill Gas | [5 empty] | Non-Fossil | G | 2025 | LF Gas |  | 0.0060237 | 0.0089078 | 0.011886 | 0.026818 | 0 | 0 | 0 | 0 | 0 | 0 | 0 | 0 | 0 | 0 | 0 | 0 | 0.44136 | 0.65268 | 0.87091 | 1.9649 | 0.34714 | 0.51335 | 0.68499 | 1.5455 | 0 | 0 | 0 | 0 | 0.0017712 | 0.0026193 | 0.0034951 | 0.0078856 | 0 | 0 | 0 | 0 | 0 | 0 | 0 | 0 | 0.070408 | 0.0028861 | 0.0042679 | 0.0056949 | 0.012849 | 0 | 0 | 0 | 0 | 0 | 0.3
60222_G_A1 | S_C_TVA | Virginia | 51 | Bristol City | 520 | 60222 | A1 | Bristol Plant | 13648 | 2016 | 9999 | Landfill Gas | [5 empty] | Non-Fossil | G | 2025 | LF Gas |  | 0.0060237 | 0.0089078 | 0.011886 | 0.026818 | 0 | 0 | 0 | 0 | 0 | 0 | 0 | 0 | 0 | 0 | 0 | 0 | 0.44136 | 0.65268 | 0.87091 | 1.9649 | 0.34714 | 0.51335 | 0.68499 | 1.5455 | 0 | 0 | 0 | 0 | 0.0017712 | 0.0026193 | 0.0034951 | 0.0078856 | 0 | 0 | 0 | 0 | 0 | 0 | 0 | 0 | 0.070408 | 0.0028861 | 0.0042679 | 0.0056949 | 0.012849 | 0 | 0 | 0 | 0 | 0 | 0.3
60220_G_ZWED2 | WEC_CALN | California | 6 | Santa Clara | 85 | 60220 | ZWED2 | Zero Waste Energy Development Co LLC | 13500 | 2015 | 9999 | Non-Fossil Waste | [5 empty] | Non-Fossil | G | 2025 | Non-Fossil |  | 0.014045 | 0.018175 | 0.023404 | 0.055623 | 0 | 0 | 0 | 0 | 0 | 0 | 0 | 0 | 0 | 0 | 0 | 0 | 1.0403 | 1.3463 | 1.7336 | 4.1202 | 0 | 0 | 0 | 0 | 0 | 0 | 0 | 0 | 0 | 0 | 0 | 0 | 0 | 0 | 0 | 0 | 0 | 0 | 0 | 0 | 0.18775 | 0.0068029 | 0.0088035 | 0.011336 | 0.026943 | 0 | 0 | 0 | 0 | 0 | 0.8
60220_G_ZWED1 | WEC_CALN | California | 6 | Santa Clara | 85 | 60220 | ZWED1 | Zero Waste Energy Development Co LLC | 11373 | 2015 | 9999 | Non-Fossil Waste | [5 empty] | Non-Fossil | G | 2025 | Non-Fossil |  | 0.011832 | 0.015311 | 0.019716 | 0.046859 | 0 | 0 | 0 | 0 | 0 | 0 | 0 | 0 | 0 | 0 | 0 | 0 | 1.0403 | 1.3463 | 1.7336 | 4.1202 | 0 | 0 | 0 | 0 | 0 | 0 | 0 | 0 | 0 | 0 | 0 | 0 | 0 | 0 | 0 | 0 | 0 | 0 | 0 | 0 | 0.18775 | 0.0068029 | 0.0088035 | 0.011336 | 0.026943 | 0 | 0 | 0 | 0 | 0 | 0.8
6022_G_2 | PJM_COMD | Illinois | 17 | Will | 197 | 6022 | 2 | Braidwood Generation Station | 10456 | 1988 | 9999 | Nuclear | [5 empty] | Non-Fossil | G | 2025 | Nuclear |  | 23.775 | 32.2284 | 43.5661 | 99.5695 | 0 | 0 | 0 | 0 | 0 | 0 | 0 | 0 | 0 | 0 | 0 | 0 | 2273.8157 | 3082.2835 | 4166.6165 | 9522.7157 | 0 | 0 | 0 | 0 | 0 | 0 | 0 | 0 | 0 | 0 | 0 | 0 | 0 | 0 | 0 | 0 | 0 | 0 | 0 | 0 | 264.8481 | 0.1889 | 0.25606 | 0.34614 | 0.79111 | 15.4004 | 20.8761 | 28.2202 | 64.4966 | 0 | 1154
6022_G_1 | PJM_COMD | Illinois | 17 | Will | 197 | 6022 | 1 | Braidwood Generation Station | 10456 | 1988 | 9999 | Nuclear | [5 empty] | Non-Fossil | G | 2025 | Nuclear |  | 24.7865 | 33.5994 | 45.4195 | 103.8054 | 0 | 0 | 0 | 0 | 0 | 0 | 0 | 0 | 0 | 0 | 0 | 0 | 2370.5483 | 3213.4099 | 4343.8725 | 9927.8306 | 0 | 0 | 0 | 0 | 0 | 0 | 0 | 0 | 0 | 0 | 0 | 0 | 0 | 0 | 0 | 0 | 0 | 0 | 0 | 0 | 275.924 | 0.20151 | 0.27316 | 0.36926 | 0.84394 | 16.0555 | 21.7642 | 29.4207 | 67.2404 | 0 | 1183
60219_G_UNIT1 | WEC_BANC | California | 6 | Sacramento | 67 | 60219 | UNIT1 | Strata Roof 1 | 0 | 2013 | 9999 | Solar PV | [5 empty] | Non-Fossil | G | 2025 | Solar |  | 0 | 0 | 0 | 0 | 0 | 0 | 0 | 0 | 0 | 0 | 0 | 0 | 0 | 0 | 0 | 0 | 0.34563 | 0.75128 | 1.1789 | 2.2758 | 0 | 0 | 0 | 0 | 0 | 0 | 0 | 0 | 0 | 0 | 0 | 0 | 0 | 0 | 0 | 0 | 0 | 0 | 0 | 0 | 0.027985 | 0 | 0 | 0 | 0 | 0 | 0 | 0 | 0 | 0 | 1
60218_G_FC1 | SPP_WEST | Oklahoma | 40 | Kay | 71 | 60218 | FC1 | Frontier Windpower | 0 | 2016 | 9999 | Onshore Wind | [5 empty] | Non-Fossil | G | 2025 | Wind |  | 0 | 0 | 0 | 0 | 0 | 0 | 0 | 0 | 0 | 0 | 0 | 0 | 0 | 0 | 0 | 0 | 171.8699 | 264.4032 | 267.3849 | 703.658 | 0 | 0 | 0 | 0 | 0 | 0 | 0 | 0 | 0 | 0 | 0 | 0 | 0 | 0 | 0 | 0 | 0 | 0 | 0 | 0 | 7.7013 | 0 | 0 | 0 | 0 | 0 | 0 | 0 | 0 | 0 | 197.7164
60217_G_RKSP | ERC_REST | Texas | 48 | Val Verde | 465 | 60217 | RKSP | Rocksprings | 0 | 2017 | 9999 | Onshore Wind | [5 empty] | Non-Fossil | G | 2025 | Wind |  | 0 | 0 | 0 | 0 | 0 | 0 | 0 | 0 | 0 | 0 | 0 | 0 | 0 | 0 | 0 | 0 | 107.219 | 154.4286 | 184.2551 | 445.9027 | 0 | 0 | 0 | 0 | 0 | 0 | 0 | 0 | 0 | 0 | 0 | 0 | 0 | 0 | 0 | 0 | 0 | 0 | 0 | 0 | 4.2068 | 0 | 0 | 0 | 0 | 0 | 0 | 0 | 0 | 0 | 149.3
60213_G_MPSHG | PJM_AP | Maryland | 24 | Washington | 43 | 60213 | MPSHG | NA 1(Hagerstown) | 0 | 2017 | 9999 | Energy Storage | [5 empty] | Non-Fossil | G | 2025 | EnerStor |  | 0 | 0 | 0 | 0 | 0 | 0 | 0 | 0 | 0 | 0 | 0 | 0 | 0 | 0 | 0 | 0 | 0.52638 | 0.71353 | 0.89484 | 2.1347 | 0 | 0 | 0 | 0 | 0 | 0 | 0 | 0 | 0 | 0 | 0 | 0 | 0 | 0 | 0 | 0 | 0 | 0 | 0 | 0 | 0 | 0 | 0 | 0 | 0 | 0 | 0 | 0 | 0 | 0 | 2
60210_G_CPWF | ERC_PHDL | Texas | 48 | Floyd | 153 | 60210 | CPWF | Cotton Plains Wind Farm | 0 | 2017 | 9999 | Onshore Wind | [5 empty] | Non-Fossil | G | 2025 | Wind |  | 0 | 0 | 0 | 0 | 0 | 0 | 0 | 0 | 0 | 0 | 0 | 0 | 0 | 0 | 0 | 0 | 49.1885 | 68.0591 | 73.9596 | 191.2072 | 0 | 0 | 0 | 0 | 0 | 0 | 0 | 0 | 0 | 0 | 0 | 0 | 0 | 0 | 0 | 0 | 0 | 0 | 0 | 0 | 1.545 | 0 | 0 | 0 | 0 | 0 | 0 | 0 | 0 | 0 | 50.4
6021_B_C3 | WECC_CO | Colorado | 8 | Moffat | 81 | 6021 | C3 | Craig (CO) | 10029 | 1984 | 9999 | Coal Steam | wall | dry | Bag House + Dry Scrubber + SNCR + ACI | LNBO | Dry Scrubber | Fossil | B | 2025 | Coal | SNCR | 8.1297 | 11.0203 | 15.0164 | 34.1664 | 0 | 0 | 0 | 0 | 8.1297 | 11.0203 | 15.0164 | 34.1664 | 0 | 0 | 0 | 0 | 768.3294 | 1041.5132 | 1419.1804 | 3229.023 | 829.6184 | 1124.5939 | 1532.3873 | 3486.5996 | 0.0021723 | 0.0029446 | 0.0040124 | 0.0091293 | 0.9329 | 1.2646 | 1.7232 | 3.9206 | 0.3097 | 0.41982 | 0.57205 | 1.3016 | 0.0038713 | 0.0052478 | 0.0071507 | 0.01627 | 28.8609 | 3.8217 | 5.1805 | 7.059 | 16.0612 | 11.4891 | 15.5742 | 21.2216 | 48.2849 | 1.224 | 447.7769 | Scrubber / SNCR / Mercury Control | Dry Scrubber
6021_B_C1 | WECC_CO | Colorado | 8 | Moffat | 81 | 6021 | C1 | Craig (CO) | 10158 | 1980 | 9999 | Coal Steam | wall | dry | Bag House + Wet Scrubber | LNBO | Wet Scrubber | Fossil | B | 2025 | Coal |  | 7.833 | 10.618 | 14.4683 | 32.9193 | 0 | 0 | 0 | 0 | 7.833 | 10.618 | 14.4683 | 32.9193 | 0 | 0 | 0 | 0 | 734.3947 | 995.5128 | 1356.4997 | 3086.4073 | 800.8278 | 1085.5666 | 1479.2082 | 3365.6025 | 0.002093 | 0.0028372 | 0.003866 | 0.0087961 | 0.2611 | 0.35393 | 0.48228 | 1.0973 | 0.2238 | 0.30337 | 0.41338 | 0.94055 | 0.0037301 | 0.0050563 | 0.0068896 | 0.015676 | 17.8326 | 2.9046 | 3.9374 | 5.3651 | 12.207 | 11.0698 | 15.0057 | 20.447 | 46.5225 | 0 | 428 | Scrubber | Wet Scrubber
60209_G_HXNAI | PJM_Dom | North Carolina | 37 | Halifax | 83 | 60209 | HXNAI | HXNAir Solar One | 0 | 2017 | 9999 | Solar PV | [5 empty] | Non-Fossil | G | 2025 | Solar |  | 0 | 0 | 0 | 0 | 0 | 0 | 0 | 0 | 0 | 0 | 0 | 0 | 0 | 0 | 0 | 0 | 1.5517 | 2.6921 | 4.8414 | 9.0853 | 0 | 0 | 0 | 0 | 0 | 0 | 0 | 0 | 0 | 0 | 0 | 0 | 0 | 0 | 0 | 0 | 0 | 0 | 0 | 0 | 0.13993 | 0 | 0 | 0 | 0 | 0 | 0 | 0 | 0 | 0 | 5
60208_G_PV1 | PJM_Dom | North Carolina | 37 | Northampton | 131 | 60208 | PV1 | Long Farm 46 Solar, LLC | 0 | 2016 | 9999 | Solar PV | [5 empty] | Non-Fossil | G | 2025 | Solar |  | 0 | 0 | 0 | 0 | 0 | 0 | 0 | 0 | 0 | 0 | 0 | 0 | 0 | 0 | 0 | 0 | 1.5517 | 2.6921 | 4.8414 | 9.0853 | 0 | 0 | 0 | 0 | 0 | 0 | 0 | 0 | 0 | 0 | 0 | 0 | 0 | 0 | 0 | 0 | 0 | 0 | 0 | 0 | 0.13993 | 0 | 0 | 0 | 0 | 0 | 0 | 0 | 0 | 0 | 5
60207_G_HEMLK | PJM_Dom | North Carolina | 37 | Northampton | 131 | 60207 | HEMLK | Hemlock Solar | 0 | 2017 | 9999 | Solar PV | [5 empty] | Non-Fossil | G | 2025 | Solar |  | 0 | 0 | 0 | 0 | 0 | 0 | 0 | 0 | 0 | 0 | 0 | 0 | 0 | 0 | 0 | 0 | 1.5517 | 2.6921 | 4.8414 | 9.0853 | 0 | 0 | 0 | 0 | 0 | 0 | 0 | 0 | 0 | 0 | 0 | 0 | 0 | 0 | 0 | 0 | 0 | 0 | 0 | 0 | 0.13993 | 0 | 0 | 0 | 0 | 0 | 0 | 0 | 0 | 0 | 5
60201_G_CHNJ | PJM_EMAC | New Jersey | 34 | Camden | 7 | 60201 | CHNJ | CES Cherry Hill Solar | 0 | 2016 | 9999 | Solar PV | [5 empty] | Non-Fossil | G | 2025 | Solar |  | 0 | 0 | 0 | 0 | 0 | 0 | 0 | 0 | 0 | 0 | 0 | 0 | 0 | 0 | 0 | 0 | 0.25393 | 0.54818 | 0.87103 | 1.6731 | 0 | 0 | 0 | 0 | 0 | 0 | 0 | 0 | 0 | 0 | 0 | 0 | 0 | 0 | 0 | 0 | 0 | 0 | 0 | 0 | 0.042163 | 0 | 0 | 0 | 0 | 0 | 0 | 0 | 0 | 0 | 1.1689
60200_G_LAUR | S_VACA | North Carolina | 37 | Robeson | 155 | 60200 | LAUR | Laurinburg Solar, LLC (Heelstone) | 0 | 2015 | 9999 | Solar PV | [5 empty] | Non-Fossil | G | 2025 | Solar |  | 0 | 0 | 0 | 0 | 0 | 0 | 0 | 0 | 0 | 0 | 0 | 0 | 0 | 0 | 0 | 0 | 0.57603 | 1.0218 | 1.704 | 3.3018 | 0 | 0 | 0 | 0 | 0 | 0 | 0 | 0 | 0 | 0 | 0 | 0 | 0 | 0 | 0 | 0 | 0 | 0 | 0 | 0 | 0.05314 | 0 | 0 | 0 | 0 | 0 | 0 | 0 | 0 | 0 | 1.8989
602_B_2 | PJM_SMAC | Maryland | 24 | Anne Arundel | 3 | 602 | 2 | Brandon Shores | 11020 | 1991 | 9999 | Coal Steam | wall | dry | ESPH + Bag House + Cyclone + Wet Scrubber + SCR + ACI | BF + LNB + LNBO | Wet Scrubber | Fossil | B | 2025 | Coal |  | 0 | 0 | 0 | 0 | 0 | 0 | 0 | 0 | 0 | 0 | 0 | 0 | 0 | 0 | 0 | 0 | 0 | 0 | 0 | 0 | 0 | 0 | 0 | 0 | 0 | 0 | 0 | 0 | 0 | 0 | 0 | 0 | 0 | 0 | 0 | 0 | 0 | 0 | 0 | 0 | 29.7807 | 0 | 0 | 0 | 0 | 0 | 0 | 0 | 0 | 0 | 638 | Scrubber / SCR / Mercury Control | Wet Scrubber
602_B_1 | PJM_SMAC | Maryland | 24 | Anne Arundel | 3 | 602 | 1 | Brandon Shores | 11156 | 1991 | 9999 | Coal Steam | wall | dry | ESPH + Bag House + Cyclone + Wet Scrubber + SCR + ACI | AA + LNB + LNBO | Wet Scrubber | Fossil | B | 2025 | Coal |  | 0 | 0 | 0 | 0 | 0 | 0 | 0 | 0 | 0 | 0 | 0 | 0 | 0 | 0 | 0 | 0 | 0 | 0 | 0 | 0 | 0 | 0 | 0 | 0 | 0 | 0 | 0 | 0 | 0 | 0 | 0 | 0 | 0 | 0 | 0 | 0 | 0 | 0 | 0 | 0 | 29.6777 | 0 | 0 | 0 | 0 | 0 | 0 | 0 | 0 | 0 | 635 | Scrubber / SCR / Mercury Control | Wet Scrubber
60199_G_CHSC1 | S_VACA | North Carolina | 37 | Cleveland | 45 | 60199 | CHSC1 | County Home Solar Center, LLC | 0 | 2016 | 9999 | Solar PV | [5 empty] | Non-Fossil | G | 2025 | Solar |  | 0 | 0 | 0 | 0 | 0 | 0 | 0 | 0 | 0 | 0 | 0 | 0 | 0 | 0 | 0 | 0 | 0.60635 | 1.0756 | 1.7937 | 3.4756 | 0 | 0 | 0 | 0 | 0 | 0 | 0 | 0 | 0 | 0 | 0 | 0 | 0 | 0 | 0 | 0 | 0 | 0 | 0 | 0 | 0.055937 | 0 | 0 | 0 | 0 | 0 | 0 | 0 | 0 | 0 | 1.9988
60198_G_RCSEC | WECC_NM | New Mexico | 35 | Valencia | 61 | 60198 | RCSEC | Rio Communities Solar Energy Center | 0 | 2015 | 9999 | Solar PV | [5 empty] | Non-Fossil | G | 2025 | Solar |  | 0 | 0 | 0 | 0 | 0 | 0 | 0 | 0 | 0 | 0 | 0 | 0 | 0 | 0 | 0 | 0 | 4.3087 | 7.3653 | 11.07 | 22.744 | 0 | 0 | 0 | 0 | 0 | 0 | 0 | 0 | 0 | 0 | 0 | 0 | 0 | 0 | 0 | 0 | 0 | 0 | 0 | 0 | 0.27706 | 0 | 0 | 0 | 0 | 0 | 0 | 0 | 0 | 0 | 9.9
60197_G_SANTO | WECC_NM | New Mexico | 35 | Bernalillo | 1 | 60197 | SANTO | Santolina Solar Energy Center | 0 | 2015 | 9999 | Solar PV | [5 empty] | Non-Fossil | G | 2025 | Solar |  | 0 | 0 | 0 | 0 | 0 | 0 | 0 | 0 | 0 | 0 | 0 | 0 | 0 | 0 | 0 | 0 | 4.5698 | 7.8117 | 11.7409 | 24.1224 | 0 | 0 | 0 | 0 | 0 | 0 | 0 | 0 | 0 | 0 | 0 | 0 | 0 | 0 | 0 | 0 | 0 | 0 | 0 | 0 | 0.29385 | 0 | 0 | 0 | 0 | 0 | 0 | 0 | 0 | 0 | 10.5
60196_G_SFSEC | WECC_NM | New Mexico | 35 | Santa Fe | 49 | 60196 | SFSEC | Santa Fe Solar Energy Center | 0 | 2015 | 9999 | Solar PV | [5 empty] | Non-Fossil | G | 2025 | Solar |  | 0 | 0 | 0 | 0 | 0 | 0 | 0 | 0 | 0 | 0 | 0 | 0 | 0 | 0 | 0 | 0 | 4.0476 | 6.9189 | 10.3991 | 21.3656 | 0 | 0 | 0 | 0 | 0 | 0 | 0 | 0 | 0 | 0 | 0 | 0 | 0 | 0 | 0 | 0 | 0 | 0 | 0 | 0 | 0.26026 | 0 | 0 | 0 | 0 | 0 | 0 | 0 | 0 | 0 | 9.3
60195_G_SVSEC | WECC_NM | New Mexico | 35 | Bernalillo | 1 | 60195 | SVSEC | South Valley Solar Energy Center | 0 | 2015 | 9999 | Solar PV | [5 empty] | Non-Fossil | G | 2025 | Solar |  | 0 | 0 | 0 | 0 | 0 | 0 | 0 | 0 | 0 | 0 | 0 | 0 | 0 | 0 | 0 | 0 | 4.3087 | 7.3653 | 11.07 | 22.744 | 0 | 0 | 0 | 0 | 0 | 0 | 0 | 0 | 0 | 0 | 0 | 0 | 0 | 0 | 0 | 0 | 0 | 0 | 0 | 0 | 0.27706 | 0 | 0 | 0 | 0 | 0 | 0 | 0 | 0 | 0 | 9.9
60193_G_GEN1 | WEC_CALN | California | 6 | Alameda | 1 | 60193 | GEN1 | Whitethorn Solar LLC | 0 | 2016 | 9999 | Solar PV | [5 empty] | Non-Fossil | G | 2025 | Solar |  | 0 | 0 | 0 | 0 | 0 | 0 | 0 | 0 | 0 | 0 | 0 | 0 | 0 | 0 | 0 | 0 | 1.2381 | 2.4647 | 4.0409 | 7.7437 | 0 | 0 | 0 | 0 | 0 | 0 | 0 | 0 | 0 | 0 | 0 | 0 | 0 | 0 | 0 | 0 | 0 | 0 | 0 | 0 | 0.10557 | 0 | 0 | 0 | 0 | 0 | 0 | 0 | 0 | 0 | 3.2968
60192_G_NFCP1 | WEC_CALN | California | 6 | Madera | 39 | 60192 | NFCP1 | North Fork Community Power | 14731 | 2018 | 9999 | Non-Fossil Waste | [5 empty] | Non-Fossil | G | 2025 | Non-Fossil |  | 0.038313 | 0.04958 | 0.063845 | 0.15174 | 0 | 0 | 0 | 0 | 0 | 0 | 0 | 0 | 0 | 0 | 0 | 0 | 2.6009 | 3.3657 | 4.334 | 10.3006 | 0 | 0 | 0 | 0 | 0 | 0 | 0 | 0 | 0 | 0 | 0 | 0 | 0 | 0 | 0 | 0 | 0 | 0 | 0 | 0 | 0.46939 | 0.017007 | 0.022009 | 0.028341 | 0.067357 | 0 | 0 | 0 | 0 | 0 | 2
60191_G_FLS1 | S_VACA | North Carolina | 37 | Craven | 49 | 60191 | FLS1 | TWE New Bern Solar Project, LLC | 0 | 2016 | 9999 | Solar PV | [5 empty] | Non-Fossil | G | 2025 | Solar |  | 0 | 0 | 0 | 0 | 0 | 0 | 0 | 0 | 0 | 0 | 0 | 0 | 0 | 0 | 0 | 0 | 1.2127 | 2.1511 | 3.5874 | 6.9512 | 0 | 0 | 0 | 0 | 0 | 0 | 0 | 0 | 0 | 0 | 0 | 0 | 0 | 0 | 0 | 0 | 0 | 0 | 0 | 0 | 0.11187 | 0 | 0 | 0 | 0 | 0 | 0 | 0 | 0 | 0 | 3.9976
60190_G_MIN01 | PJM_West | Ohio | 39 | Auglaize | 11 | 60190 | MIN01 | HMW Minster PV I | 0 | 2015 | 9999 | Solar PV | [5 empty] | Non-Fossil | G | 2025 | Solar |  | 0 | 0 | 0 | 0 | 0 | 0 | 0 | 0 | 0 | 0 | 0 | 0 | 0 | 0 | 0 | 0 | 0.62885 | 1.4148 | 2.3193 | 4.363 | 0 | 0 | 0 | 0 | 0 | 0 | 0 | 0 | 0 | 0 | 0 | 0 | 0 | 0 | 0 | 0 | 0 | 0 | 0 | 0 | 0.083956 | 0 | 0 | 0 | 0 | 0 | 0 | 0 | 0 | 0 | 3
6019_B_1 | PJM_West | Ohio | 39 | Clermont | 25 | 6019 | 1 | W H Zimmer | 9895 | 1991 | 9999 | Coal Steam | wall | dry | ESPC + Wet Scrubber + SCR | LNB | Wet Scrubber | Fossil | B | 2025 | Coal |  | 20.6999 | 28.0599 | 40.0934 | 88.8532 | 20.6999 | 28.0599 | 40.0934 | 88.8532 | 0 | 0 | 0 | 0 | 0 | 0 | 0 | 0 | 2091.9572 | 2835.7642 | 4051.8813 | 8979.6027 | 2165.7509 | 2935.7956 | 4194.8111 | 9296.3576 | 0.0069685 | 0.0094462 | 0.013497 | 0.029912 | 2.6835 | 3.6377 | 3.8652 | 10.1864 | 4.1929 | 5.6837 | 8.1211 | 17.9977 | 0.01035 | 0.01403 | 0.020047 | 0.044426 | 78.2339 | 10.6205 | 14.3967 | 20.5707 | 45.5879 | 41.6479 | 56.456 | 80.6672 | 178.7711 | 0 | 1344 | Scrubber / SCR | Wet Scrubber
60189_G_SRS15 | PJM_Dom | North Carolina | 37 | Gates | 73 | 60189 | SRS15 | Sugar Run Solar | 0 | 2015 | 9999 | Solar PV | [5 empty] | Non-Fossil | G | 2025 | Solar |  | 0 | 0 | 0 | 0 | 0 | 0 | 0 | 0 | 0 | 0 | 0 | 0 | 0 | 0 | 0 | 0 | 1.5517 | 2.6921 | 4.8414 | 9.0853 | 0 | 0 | 0 | 0 | 0 | 0 | 0 | 0 | 0 | 0 | 0 | 0 | 0 | 0 | 0 | 0 | 0 | 0 | 0 | 0 | 0.13993 | 0 | 0 | 0 | 0 | 0 | 0 | 0 | 0 | 0 | 5
60188_G_CON15 | S_VACA | North Carolina | 37 | Edgecombe | 65 | 60188 | CON15 | Conetoe Solar | 0 | 2015 | 9999 | Solar PV | [5 empty] | Non-Fossil | G | 2025 | Solar |  | 0 | 0 | 0 | 0 | 0 | 0 | 0 | 0 | 0 | 0 | 0 | 0 | 0 | 0 | 0 | 0 | 1.5159 | 2.6889 | 4.4842 | 8.689 | 0 | 0 | 0 | 0 | 0 | 0 | 0 | 0 | 0 | 0 | 0 | 0 | 0 | 0 | 0 | 0 | 0 | 0 | 0 | 0 | 0.13984 | 0 | 0 | 0 | 0 | 0 | 0 | 0 | 0 | 0 | 4.997
60187_G_DSR2 | WEC_LADW | California | 6 | Los Angeles | 37 | 60187 | DSR2 | Antelope DSR 2 | 0 | 2016 | 9999 | Solar PV | [5 empty] | Non-Fossil | G | 2025 | Solar |  | 0 | 0 | 0 | 0 | 0 | 0 | 0 | 0 | 0 | 0 | 0 | 0 | 0 | 0 | 0 | 0 | 2.0172 | 3.9238 | 5.8676 | 11.8086 | 0 | 0 | 0 | 0 | 0 | 0 | 0 | 0 | 0 | 0 | 0 | 0 | 0 | 0 | 0 | 0 | 0 | 0 | 0 | 0 | 0.20009 | 0 | 0 | 0 | 0 | 0 | 0 | 0 | 0 | 0 | 4.9221
60186_G_DSR1 | WEC_LADW | California | 6 | Los Angeles | 37 | 60186 | DSR1 | Antelope DSR 1 | 0 | 2016 | 9999 | Solar PV | [5 empty] | Non-Fossil | G | 2025 | Solar |  | 0 | 0 | 0 | 0 | 0 | 0 | 0 | 0 | 0 | 0 | 0 | 0 | 0 | 0 | 0 | 0 | 20.1724 | 39.2376 | 58.6757 | 118.0857 | 0 | 0 | 0 | 0 | 0 | 0 | 0 | 0 | 0 | 0 | 0 | 0 | 0 | 0 | 0 | 0 | 0 | 0 | 0 | 0 | 2.0009 | 0 | 0 | 0 | 0 | 0 | 0 | 0 | 0 | 0 | 49.2209
60185_G_SOLV1 | WEC_LADW | California | 6 | Los Angeles | 37 | 60185 | SOLV1 | Solverde 1 | 0 | 2016 | 9999 | Solar PV | [5 empty] | Non-Fossil | G | 2025 | Solar |  | 0 | 0 | 0 | 0 | 0 | 0 | 0 | 0 | 0 | 0 | 0 | 0 | 0 | 0 | 0 | 0 | 34.2931 | 66.704 | 99.7486 | 200.7457 | 0 | 0 | 0 | 0 | 0 | 0 | 0 | 0 | 0 | 0 | 0 | 0 | 0 | 0 | 0 | 0 | 0 | 0 | 0 | 0 | 3.4015 | 0 | 0 | 0 | 0 | 0 | 0 | 0 | 0 | 0 | 83.6756
60184_G_GEN2 | S_SOU | Georgia | 13 | Twiggs | 289 | 60184 | GEN2 | ADS Renewable Energy-Wolf Creek LLC | 13500 | 2011 | 9999 | Landfill Gas | [5 empty] | Non-Fossil | G | 2025 | LF Gas |  | 0.025252 | 0.034425 | 0.050453 | 0.11013 | 0 | 0 | 0 | 0 | 0 | 0 | 0 | 0 | 0 | 0 | 0 | 0 | 1.8705 | 2.55 | 3.7373 | 8.1578 | 1.4552 | 1.9839 | 2.9076 | 6.3467 | 0 | 0 | 0 | 0 | 0.0030405 | 0.0041452 | 0.0060751 | 0.013261 | 0 | 0 | 0 | 0 | 0 | 0 | 0 | 0 | 0.32857 | 0.012231 | 0.016675 | 0.024438 | 0.053345 | 0 | 0 | 0 | 0 | 0 | 1.4
60184_G_GEN1 | S_SOU | Georgia | 13 | Twiggs | 289 | 60184 | GEN1 | ADS Renewable Energy-Wolf Creek LLC | 13500 | 2011 | 9999 | Landfill Gas | [5 empty] | Non-Fossil | G | 2025 | LF Gas |  | 0.025252 | 0.034425 | 0.050453 | 0.11013 | 0 | 0 | 0 | 0 | 0 | 0 | 0 | 0 | 0 | 0 | 0 | 0 | 1.8705 | 2.55 | 3.7373 | 8.1578 | 1.4552 | 1.9839 | 2.9076 | 6.3467 | 0 | 0 | 0 | 0 | 0.0030405 | 0.0041452 | 0.0060751 | 0.013261 | 0 | 0 | 0 | 0 | 0 | 0 | 0 | 0 | 0.32857 | 0.012231 | 0.016675 | 0.024438 | 0.053345 | 0 | 0 | 0 | 0 | 0 | 1.4
60183_G_FSPRI | WEC_LADW | California | 6 | Los Angeles | 37 | 60183 | FSPRI | Freeway Springs | 0 | 2016 | 9999 | Solar PV | [5 empty] | Non-Fossil | G | 2025 | Solar |  | 0 | 0 | 0 | 0 | 0 | 0 | 0 | 0 | 0 | 0 | 0 | 0 | 0 | 0 | 0 | 0 | 0.8069 | 1.5695 | 2.347 | 4.7234 | 0 | 0 | 0 | 0 | 0 | 0 | 0 | 0 | 0 | 0 | 0 | 0 | 0 | 0 | 0 | 0 | 0 | 0 | 0 | 0 | 0.080034 | 0 | 0 | 0 | 0 | 0 | 0 | 0 | 0 | 0 | 1.9688
60182_G_DULLE | WECC_SCE | California | 6 | Riverside | 65 | 60182 | DULLE | Dulles | 0 | 2016 | 9999 | Solar PV | [5 empty] | Non-Fossil | G | 2025 | Solar |  | 0 | 0 | 0 | 0 | 0 | 0 | 0 | 0 | 0 | 0 | 0 | 0 | 0 | 0 | 0 | 0 | 0.84151 | 1.5612 | 2.4198 | 4.8226 | 0 | 0 | 0 | 0 | 0 | 0 | 0 | 0 | 0 | 0 | 0 | 0 | 0 | 0 | 0 | 0 | 0 | 0 | 0 | 0 | 0.072255 | 0 | 0 | 0 | 0 | 0 | 0 | 0 | 0 | 0 | 2
6018_B_2 | PJM_West | Kentucky | 21 | Boone | 15 | 6018 | 2 | East Bend | 11013 | 1981 | 9999 | Coal Steam | wall | dry | ESPH + Wet Scrubber + SCR | LNB + OFA | Wet Scrubber | Fossil | B | 2025 | Coal |  | 11.3416 | 15.3742 | 20.894 | 47.6099 | 11.3416 | 15.3742 | 20.894 | 47.6099 | 0 | 0 | 0 | 0 | 0 | 0 | 0 | 0 | 1029.841 | 1396.0067 | 1897.2123 | 4323.06 | 1186.6311 | 1608.5444 | 2186.057 | 4981.2324 | 0.0038181 | 0.0051757 | 0.0070339 | 0.016028 | 0.68458 | 0.92799 | 1.2612 | 2.8737 | 0.45946 | 0.62283 | 0.84644 | 1.9287 | 0.0056709 | 0.0076872 | 0.010447 | 0.023805 | 40.2357 | 5.0668 | 6.8684 | 9.3343 | 21.2695 | 22.3693 | 30.3228 | 41.2095 | 93.9016 | 0 | 600 | Scrubber / SCR | Wet Scrubber
60179_G_PV1 | S_VACA | North Carolina | 37 | Jones | 103 | 60179 | PV1 | Daystar Solar | 0 | 2017 | 9999 | Solar PV | [5 empty] | Non-Fossil | G | 2025 | Solar |  | 0 | 0 | 0 | 0 | 0 | 0 | 0 | 0 | 0 | 0 | 0 | 0 | 0 | 0 | 0 | 0 | 1.5159 | 2.6889 | 4.4842 | 8.689 | 0 | 0 | 0 | 0 | 0 | 0 | 0 | 0 | 0 | 0 | 0 | 0 | 0 | 0 | 0 | 0 | 0 | 0 | 0 | 0 | 0.13984 | 0 | 0 | 0 | 0 | 0 | 0 | 0 | 0 | 0 | 4.997
6017_B_1 | MIS_IL | Illinois | 17 | Jasper | 79 | 6017 | 1 | Newton | 10396 | 1977 | 9999 | Coal Steam | tangential | dry | ESPC + ACI + DSI | LNC3 + other |  | Fossil | B | 2025 | Coal |  | 8.6719 | 5.5389 | 11.1926 | 25.4034 | 0 | 0 | 0 | 0 | 8.6719 | 5.5389 | 11.1926 | 25.4034 | 0 | 0 | 0 | 0 | 834.1603 | 532.7908 | 1076.6248 | 2443.5759 | 930.9303 | 594.5992 | 1201.5229 | 2727.0524 | 0.002433 | 0.001554 | 0.0031402 | 0.0071272 | 0.4006 | 0.25587 | 0.51704 | 1.1735 | 1.1324 | 0.72327 | 1.4615 | 3.3172 | 0.0043361 | 0.0027695 | 0.0055962 | 0.012702 | 35.0958 | 4.6225 | 2.9525 | 5.9661 | 13.5411 | 20.0433 | 12.802 | 25.8693 | 58.7146 | 0 | 595 | Mercury Control / DSI
6016_B_1 | MIS_IL | Illinois | 17 | Fulton | 57 | 6016 | 1 | Duck Creek | 10372 | 1976 | 9999 | Coal Steam | wall | dry | ESPC + Wet Scrubber + SCR | LNB | Wet Scrubber | Fossil | B | 2025 | Coal |  | 7.2968 | 9.8912 | 13.4779 | 30.6659 | 7.2968 | 9.8912 | 13.4779 | 30.6659 | 0 | 0 | 0 | 0 | 0 | 0 | 0 | 0 | 703.509 | 953.6455 | 1299.4507 | 2956.6051 | 763.435 | 1034.8785 | 1410.1399 | 3208.4534 | 0.0024564 | 0.0033298 | 0.0045373 | 0.010324 | 0.53971 | 0.7316 | 0.99689 | 2.2682 | 0.2956 | 0.4007 | 0.54601 | 1.2423 | 0.0036484 | 0.0049456 | 0.006739 | 0.015333 | 21.5566 | 3.6582 | 4.9589 | 6.757 | 15.3741 | 13.1242 | 17.7906 | 24.2417 | 55.1564 | 0 | 410 | Scrubber / SCR | Wet Scrubber
60154_G_BLDG1 | WEC_LADW | California | 6 | Los Angeles | 37 | 60154 | BLDG1 | Buidling L | 0 | 2016 | 9999 | Solar PV | [5 empty] | Non-Fossil | G | 2025 | Solar |  | 0 | 0 | 0 | 0 | 0 | 0 | 0 | 0 | 0 | 0 | 0 | 0 | 0 | 0 | 0 | 0 | 0.40345 | 0.78475 | 1.1735 | 2.3617 | 0 | 0 | 0 | 0 | 0 | 0 | 0 | 0 | 0 | 0 | 0 | 0 | 0 | 0 | 0 | 0 | 0 | 0 | 0 | 0 | 0.040017 | 0 | 0 | 0 | 0 | 0 | 0 | 0 | 0 | 0 | 0.98442
60153_G_BLDGG | WEC_LADW | California | 6 | Los Angeles | 37 | 60153 | BLDGG | Building G | 0 | 2016 | 9999 | Solar PV | [5 empty] | Non-Fossil | G | 2025 | Solar |  | 0 | 0 | 0 | 0 | 0 | 0 | 0 | 0 | 0 | 0 | 0 | 0 | 0 | 0 | 0 | 0 | 0.48414 | 0.9417 | 1.4082 | 2.8341 | 0 | 0 | 0 | 0 | 0 | 0 | 0 | 0 | 0 | 0 | 0 | 0 | 0 | 0 | 0 | 0 | 0 | 0 | 0 | 0 | 0.04802 | 0 | 0 | 0 | 0 | 0 | 0 | 0 | 0 | 0 | 1.1813
60152_G_1 | WECC_NM | New Mexico | 35 | Curry | 9 | 60152 | 1 | Broadview Energy KW, LLC | 0 | 2017 | 9999 | Onshore Wind | [5 empty] | Non-Fossil | G | 2025 | Wind |  | 0 | 0 | 0 | 0 | 0 | 0 | 0 | 0 | 0 | 0 | 0 | 0 | 0 | 0 | 0 | 0 | 105.5044 | 140.4612 | 119.8063 | 365.7719 | 0 | 0 | 0 | 0 | 0 | 0 | 0 | 0 | 0 | 0 | 0 | 0 | 0 | 0 | 0 | 0 | 0 | 0 | 0 | 0 | 5.5969 | 0 | 0 | 0 | 0 | 0 | 0 | 0 | 0 | 0 | 142.6
60151_G_BLDGF | WEC_LADW | California | 6 | Los Angeles | 37 | 60151 | BLDGF | Building F | 0 | 2016 | 9999 | Solar PV | [5 empty] | Non-Fossil | G | 2025 | Solar |  | 0 | 0 | 0 | 0 | 0 | 0 | 0 | 0 | 0 | 0 | 0 | 0 | 0 | 0 | 0 | 0 | 0.52448 | 1.0202 | 1.5256 | 3.0702 | 0 | 0 | 0 | 0 | 0 | 0 | 0 | 0 | 0 | 0 | 0 | 0 | 0 | 0 | 0 | 0 | 0 | 0 | 0 | 0 | 0.052022 | 0 | 0 | 0 | 0 | 0 | 0 | 0 | 0 | 0 | 1.2797
60150_G_ARGOS | NY_Z_C&E | New York | 36 | Ontario | 69 | 60150 | ARGOS | Cornell Geneva Solar Farm | 0 | 2015 | 9999 | Solar PV | [5 empty] | Non-Fossil | G | 2025 | Solar |  | 0 | 0 | 0 | 0 | 0 | 0 | 0 | 0 | 0 | 0 | 0 | 0 | 0 | 0 | 0 | 0 | 0.37114 | 0.80272 | 1.3127 | 2.4865 | 0 | 0 | 0 | 0 | 0 | 0 | 0 | 0 | 0 | 0 | 0 | 0 | 0 | 0 | 0 | 0 | 0 | 0 | 0 | 0 | 0.053516 | 0 | 0 | 0 | 0 | 0 | 0 | 0 | 0 | 0 | 1.9123
6015_G_1 | S_VACA | North Carolina | 37 | Wake | 183 | 6015 | 1 | Harris | 10456 | 1987 | 9999 | Nuclear | [5 empty] | Non-Fossil | G | 2025 | Nuclear |  | 18.4471 | 25.0061 | 33.8031 | 77.2563 | 0 | 0 | 0 | 0 | 0 | 0 | 0 | 0 | 0 | 0 | 0 | 0 | 1764.2618 | 2391.5549 | 3232.8928 | 7388.7096 | 0 | 0 | 0 | 0 | 0 | 0 | 0 | 0 | 0 | 0 | 0 | 0 | 0 | 0 | 0 | 0 | 0 | 0 | 0 | 0 | 252.7305 | 0.18406 | 0.24951 | 0.33728 | 0.77085 | 11.9492 | 16.1978 | 21.8961 | 50.0432 | 0 | 932
60149_G_FLS1 | S_VACA | North Carolina | 37 | Bladen | 17 | 60149 | FLS1 | Innovative Solar 43, LLC | 0 | 2016 | 9999 | Solar PV | [5 empty] | Non-Fossil | G | 2025 | Solar |  | 0 | 0 | 0 | 0 | 0 | 0 | 0 | 0 | 0 | 0 | 0 | 0 | 0 | 0 | 0 | 0 | 15.4013 | 27.3191 | 45.5597 | 88.2801 | 0 | 0 | 0 | 0 | 0 | 0 | 0 | 0 | 0 | 0 | 0 | 0 | 0 | 0 | 0 | 0 | 0 | 0 | 0 | 0 | 1.4208 | 0 | 0 | 0 | 0 | 0 | 0 | 0 | 0 | 0 | 50.7693
60147_G_FLS1 | S_VACA | North Carolina | 37 | Robeson | 155 | 60147 | FLS1 | Floyd Solar, LLC | 0 | 2016 | 9999 | Solar PV | [5 empty] | Non-Fossil | G | 2025 | Solar |  | 0 | 0 | 0 | 0 | 0 | 0 | 0 | 0 | 0 | 0 | 0 | 0 | 0 | 0 | 0 | 0 | 1.9706 | 3.4956 | 5.8295 | 11.2957 | 0 | 0 | 0 | 0 | 0 | 0 | 0 | 0 | 0 | 0 | 0 | 0 | 0 | 0 | 0 | 0 | 0 | 0 | 0 | 0 | 0.1818 | 0 | 0 | 0 | 0 | 0 | 0 | 0 | 0 | 0 | 6.4961
60146_G_FLS1 | S_VACA | North Carolina | 37 | Lee | 105 | 60146 | FLS1 | Cohen Farm Solar, LLC | 0 | 2016 | 9999 | Solar PV | [5 empty] | Non-Fossil | G | 2025 | Solar |  | 0 | 0 | 0 | 0 | 0 | 0 | 0 | 0 | 0 | 0 | 0 | 0 | 0 | 0 | 0 | 0 | 1.9706 | 3.4956 | 5.8295 | 11.2957 | 0 | 0 | 0 | 0 | 0 | 0 | 0 | 0 | 0 | 0 | 0 | 0 | 0 | 0 | 0 | 0 | 0 | 0 | 0 | 0 | 0.1818 | 0 | 0 | 0 | 0 | 0 | 0 | 0 | 0 | 0 | 6.4961
60145_G_1 | WECC_NM | New Mexico | 35 | Curry | 9 | 60145 | 1 | Broadview Energy JN, LLC | 0 | 2017 | 9999 | Onshore Wind | [5 empty] | Non-Fossil | G | 2025 | Wind |  | 0 | 0 | 0 | 0 | 0 | 0 | 0 | 0 | 0 | 0 | 0 | 0 | 0 | 0 | 0 | 0 | 134.433 | 178.9748 | 152.6564 | 466.0642 | 0 | 0 | 0 | 0 | 0 | 0 | 0 | 0 | 0 | 0 | 0 | 0 | 0 | 0 | 0 | 0 | 0 | 0 | 0 | 0 | 7.1316 | 0 | 0 | 0 | 0 | 0 | 0 | 0 | 0 | 0 | 181.7
60143_G_WTG | WECC_CO | Colorado | 8 | Huerfano | 55 | 60143 | WTG | Peak View Wind Farm | 0 | 2016 | 9999 | Onshore Wind | [5 empty] | Non-Fossil | G | 2025 | Wind |  | 0 | 0 | 0 | 0 | 0 | 0 | 0 | 0 | 0 | 0 | 0 | 0 | 0 | 0 | 0 | 0 | 52.622 | 66.5437 | 63.4183 | 182.5839 | 0 | 0 | 0 | 0 | 0 | 0 | 0 | 0 | 0 | 0 | 0 | 0 | 0 | 0 | 0 | 0 | 0 | 0 | 0 | 0 | 1.7115 | 0 | 0 | 0 | 0 | 0 | 0 | 0 | 0 | 0 | 60.7417
60142_G_LEPV1 | WEC_CALN | California | 6 | Kings | 31 | 60142 | LEPV1 | Lemoore 1 | 0 | 2016 | 9999 | Solar PV | [5 empty] | Non-Fossil | G | 2025 | Solar |  | 0 | 0 | 0 | 0 | 0 | 0 | 0 | 0 | 0 | 0 | 0 | 0 | 0 | 0 | 0 | 0 | 0.56278 | 1.1203 | 1.8368 | 3.5199 | 0 | 0 | 0 | 0 | 0 | 0 | 0 | 0 | 0 | 0 | 0 | 0 | 0 | 0 | 0 | 0 | 0 | 0 | 0 | 0 | 0.047987 | 0 | 0 | 0 | 0 | 0 | 0 | 0 | 0 | 0 | 1.4986
6014_G_2 | S_VACA | North Carolina | 37 | Brunswick | 19 | 6014 | 2 | Brunswick Nuclear | 10456 | 1975 | 9999 | Nuclear | [5 empty] | Non-Fossil | G | 2025 | Nuclear |  | 17.6725 | 23.9561 | 32.3838 | 74.0124 | 0 | 0 | 0 | 0 | 0 | 0 | 0 | 0 | 0 | 0 | 0 | 0 | 1690.1823 | 2291.1361 | 3097.147 | 7078.4654 | 0 | 0 | 0 | 0 | 0 | 0 | 0 | 0 | 0 | 0 | 0 | 0 | 0 | 0 | 0 | 0 | 0 | 0 | 0 | 0 | 230.2124 | 0.15674 | 0.21247 | 0.28722 | 0.65643 | 11.4475 | 15.5177 | 20.9767 | 47.9419 | 0 | 932
6014_G_1 | S_VACA | North Carolina | 37 | Brunswick | 19 | 6014 | 1 | Brunswick Nuclear | 10456 | 1977 | 9999 | Nuclear | [5 empty] | Non-Fossil | G | 2025 | Nuclear |  | 18.689 | 25.3339 | 34.2463 | 78.2692 | 0 | 0 | 0 | 0 | 0 | 0 | 0 | 0 | 0 | 0 | 0 | 0 | 1787.3918 | 2422.9089 | 3275.277 | 7485.5777 | 0 | 0 | 0 | 0 | 0 | 0 | 0 | 0 | 0 | 0 | 0 | 0 | 0 | 0 | 0 | 0 | 0 | 0 | 0 | 0 | 246.7802 | 0.17266 | 0.23405 | 0.31639 | 0.7231 | 12.1059 | 16.4102 | 22.1832 | 50.6992 | 0 | 938
60138_G_CC2ST | FRCC | Florida | 12 | Citrus | 17 | 60138 | CC2ST | Citrus County Combined Cycle Plant | 6250 | 2018 | 9999 | Combined Cycle |  |  | SCR | LNB |  | Fossil | G | 2025 | NaturalGas |  | 3.4718 | 4.7062 | 6.4963 | 14.6743 | 0 | 0 | 0 | 0 | 0 | 0 | 0 | 0 | 0 | 0 | 0 | 0 | 555.4853 | 752.9911 | 1039.4069 | 2347.8833 | 203.2382 | 275.5006 | 380.293 | 859.0318 | 2.4303e-07 | 3.2944e-07 | 4.5474e-07 | 1.0272e-06 | 0.019095 | 0.025884 | 0.03573 | 0.080708 | 0 | 0 | 0 | 0 | 0 | 0 | 0 | 0 | 9.6735 | 1.2027 | 1.6304 | 2.2248 | 5.058 | 13.4248 | 17.1627 | 25.25 | 55.8376 | 0 | 316.7 | SCR
60138_G_CC1ST | FRCC | Florida | 12 | Citrus | 17 | 60138 | CC1ST | Citrus County Combined Cycle Plant | 6250 | 2018 | 9999 | Combined Cycle |  |  | SCR | LNB |  | Fossil | G | 2025 | NaturalGas |  | 3.4718 | 4.7062 | 6.4963 | 14.6743 | 0 | 0 | 0 | 0 | 0 | 0 | 0 | 0 | 0 | 0 | 0 | 0 | 555.4853 | 752.9911 | 1039.4069 | 2347.8833 | 203.2382 | 275.5006 | 380.293 | 859.0318 | 2.4303e-07 | 3.2944e-07 | 4.5474e-07 | 1.0272e-06 | 0.019095 | 0.025884 | 0.03573 | 0.080708 | 0 | 0 | 0 | 0 | 0 | 0 | 0 | 0 | 9.6735 | 1.2027 | 1.6304 | 2.2248 | 5.058 | 13.4248 | 17.1627 | 25.25 | 55.8376 | 0 | 316.7 | SCR
60138_G_2GTB | FRCC | Florida | 12 | Citrus | 17 | 60138 | 2GTB | Citrus County Combined Cycle Plant | 6250 | 2018 | 9999 | Combined Cycle |  |  | SCR |  |  | Fossil | G | 2025 | NaturalGas |  | 2.7592 | 3.7403 | 5.163 | 11.6625 | 0 | 0 | 0 | 0 | 0 | 0 | 0 | 0 | 0 | 0 | 0 | 0 | 441.4766 | 598.4461 | 826.0774 | 1866.0001 | 161.5253 | 218.9565 | 302.2411 | 682.7228 | 1.9315e-07 | 2.6182e-07 | 3.6141e-07 | 8.1638e-07 | 0.015176 | 0.020572 | 0.028396 | 0.064144 | 0 | 0 | 0 | 0 | 0 | 0 | 0 | 0 | 7.6881 | 0.95589 | 1.2958 | 1.7682 | 4.0199 | 10.6695 | 13.6402 | 20.0677 | 44.3774 | 0 | 251.7 | SCR
60138_G_2GTA | FRCC | Florida | 12 | Citrus | 17 | 60138 | 2GTA | Citrus County Combined Cycle Plant | 6250 | 2018 | 9999 | Combined Cycle |  |  | SCR |  |  | Fossil | G | 2025 | NaturalGas |  | 2.7592 | 3.7403 | 5.163 | 11.6625 | 0 | 0 | 0 | 0 | 0 | 0 | 0 | 0 | 0 | 0 | 0 | 0 | 441.4766 | 598.4461 | 826.0774 | 1866.0001 | 161.5253 | 218.9565 | 302.2411 | 682.7228 | 1.9315e-07 | 2.6182e-07 | 3.6141e-07 | 8.1638e-07 | 0.015176 | 0.020572 | 0.028396 | 0.064144 | 0 | 0 | 0 | 0 | 0 | 0 | 0 | 0 | 7.6881 | 0.95589 | 1.2958 | 1.7682 | 4.0199 | 10.6695 | 13.6402 | 20.0677 | 44.3774 | 0 | 251.7 | SCR
60138_G_1GTB | FRCC | Florida | 12 | Citrus | 17 | 60138 | 1GTB | Citrus County Combined Cycle Plant | 6250 | 2018 | 9999 | Combined Cycle |  |  | SCR |  |  | Fossil | G | 2025 | NaturalGas |  | 2.7592 | 3.7403 | 5.163 | 11.6625 | 0 | 0 | 0 | 0 | 0 | 0 | 0 | 0 | 0 | 0 | 0 | 0 | 441.4766 | 598.4461 | 826.0774 | 1866.0001 | 161.5253 | 218.9565 | 302.2411 | 682.7228 | 1.9315e-07 | 2.6182e-07 | 3.6141e-07 | 8.1638e-07 | 0.015176 | 0.020572 | 0.028396 | 0.064144 | 0 | 0 | 0 | 0 | 0 | 0 | 0 | 0 | 7.6881 | 0.95589 | 1.2958 | 1.7682 | 4.0199 | 10.6695 | 13.6402 | 20.0677 | 44.3774 | 0 | 251.7 | SCR
60138_G_1GTA | FRCC | Florida | 12 | Citrus | 17 | 60138 | 1GTA | Citrus County Combined Cycle Plant | 6250 | 2018 | 9999 | Combined Cycle |  |  | SCR |  |  | Fossil | G | 2025 | NaturalGas |  | 2.7592 | 3.7403 | 5.163 | 11.6625 | 0 | 0 | 0 | 0 | 0 | 0 | 0 | 0 | 0 | 0 | 0 | 0 | 441.4766 | 598.4461 | 826.0774 | 1866.0001 | 161.5253 | 218.9565 | 302.2411 | 682.7228 | 1.9315e-07 | 2.6182e-07 | 3.6141e-07 | 8.1638e-07 | 0.015176 | 0.020572 | 0.028396 | 0.064144 | 0 | 0 | 0 | 0 | 0 | 0 | 0 | 0 | 7.6881 | 0.95589 | 1.2958 | 1.7682 | 4.0199 | 10.6695 | 13.6402 | 20.0677 | 44.3774 | 0 | 251.7 | SCR
60137_G_1 | PJM_West | Kentucky | 21 | Barren | 9 | 60137 | 1 | Glasgow LFGTE | 13648 | 2015 | 9999 | Landfill Gas | [5 empty] | Non-Fossil | G | 2025 | LF Gas |  | 0.016459 | 0.025299 | 0.036312 | 0.07807 | 0 | 0 | 0 | 0 | 0 | 0 | 0 | 0 | 0 | 0 | 0 | 0 | 1.206 | 1.8537 | 2.6606 | 5.7202 | 0.94852 | 1.458 | 2.0926 | 4.4991 | 0 | 0 | 0 | 0 | 0.0019819 | 0.0030464 | 0.0043723 | 0.0094007 | 0 | 0 | 0 | 0 | 0 | 0 | 0 | 0 | 0.23469 | 0.0078859 | 0.012121 | 0.017398 | 0.037405 | 0 | 0 | 0 | 0 | 0 | 1
60136_G_ELM | S_VACA | North Carolina | 37 | Lee | 105 | 60136 | ELM | Elm Solar, LLC | 0 | 2015 | 9999 | Solar PV | [5 empty] | Non-Fossil | G | 2025 | Solar |  | 0 | 0 | 0 | 0 | 0 | 0 | 0 | 0 | 0 | 0 | 0 | 0 | 0 | 0 | 0 | 0 | 1.4856 | 2.6351 | 4.3945 | 8.5152 | 0 | 0 | 0 | 0 | 0 | 0 | 0 | 0 | 0 | 0 | 0 | 0 | 0 | 0 | 0 | 0 | 0 | 0 | 0 | 0 | 0.13705 | 0 | 0 | 0 | 0 | 0 | 0 | 0 | 0 | 0 | 4.897
60135_G_CED | S_VACA | North Carolina | 37 | Duplin | 61 | 60135 | CED | Cedar Solar, LLC | 0 | 2015 | 9999 | Solar PV | [5 empty] | Non-Fossil | G | 2025 | Solar |  | 0 | 0 | 0 | 0 | 0 | 0 | 0 | 0 | 0 | 0 | 0 | 0 | 0 | 0 | 0 | 0 | 1.4856 | 2.6351 | 4.3945 | 8.5152 | 0 | 0 | 0 | 0 | 0 | 0 | 0 | 0 | 0 | 0 | 0 | 0 | 0 | 0 | 0 | 0 | 0 | 0 | 0 | 0 | 0.13705 | 0 | 0 | 0 | 0 | 0 | 0 | 0 | 0 | 0 | 4.897
60134_G_NASH | S_VACA | North Carolina | 37 | Nash | 127 | 60134 | NASH | Nashville Farms, LLC | 0 | 2015 | 9999 | Solar PV | [5 empty] | Non-Fossil | G | 2025 | Solar |  | 0 | 0 | 0 | 0 | 0 | 0 | 0 | 0 | 0 | 0 | 0 | 0 | 0 | 0 | 0 | 0 | 0.57603 | 1.0218 | 1.704 | 3.3018 | 0 | 0 | 0 | 0 | 0 | 0 | 0 | 0 | 0 | 0 | 0 | 0 | 0 | 0 | 0 | 0 | 0 | 0 | 0 | 0 | 0.05314 | 0 | 0 | 0 | 0 | 0 | 0 | 0 | 0 | 0 | 1.8989
60133_G_MOR | S_VACA | North Carolina | 37 | Franklin | 69 | 60133 | MOR | Morgan Farm, LLC | 0 | 2015 | 9999 | Solar PV | [5 empty] | Non-Fossil | G | 2025 | Solar |  | 0 | 0 | 0 | 0 | 0 | 0 | 0 | 0 | 0 | 0 | 0 | 0 | 0 | 0 | 0 | 0 | 1.4856 | 2.6351 | 4.3945 | 8.5152 | 0 | 0 | 0 | 0 | 0 | 0 | 0 | 0 | 0 | 0 | 0 | 0 | 0 | 0 | 0 | 0 | 0 | 0 | 0 | 0 | 0.13705 | 0 | 0 | 0 | 0 | 0 | 0 | 0 | 0 | 0 | 4.897
60132_G_NCG01 | PJM_AP | West Virginia | 54 | Grant | 23 | 60132 | NCG01 | New Creek Wind | 0 | 2016 | 9999 | Onshore Wind | [5 empty] | Non-Fossil | G | 2025 | Wind |  | 0 | 0 | 0 | 0 | 0 | 0 | 0 | 0 | 0 | 0 | 0 | 0 | 0 | 0 | 0 | 0 | 83.5724 | 96.5844 | 64.4983 | 244.6551 | 0 | 0 | 0 | 0 | 0 | 0 | 0 | 0 | 0 | 0 | 0 | 0 | 0 | 0 | 0 | 0 | 0 | 0 | 0 | 0 | 4.0426 | 0 | 0 | 0 | 0 | 0 | 0 | 0 | 0 | 0 | 103
60131_G_DURM | S_VACA | North Carolina | 37 | Durham | 63 | 60131 | DURM | Durham Solar | 0 | 2015 | 9999 | Solar PV | [5 empty] | Non-Fossil | G | 2025 | Solar |  | 0 | 0 | 0 | 0 | 0 | 0 | 0 | 0 | 0 | 0 | 0 | 0 | 0 | 0 | 0 | 0 | 1.0308 | 1.8284 | 3.0493 | 5.9085 | 0 | 0 | 0 | 0 | 0 | 0 | 0 | 0 | 0 | 0 | 0 | 0 | 0 | 0 | 0 | 0 | 0 | 0 | 0 | 0 | 0.095093 | 0 | 0 | 0 | 0 | 0 | 0 | 0 | 0 | 0 | 3.3979
60130_G_6 | WECC_WY | Wyoming | 56 | Fremont | 13 | 60130 | 6 | Big Sand Draw Plant | 12194 | 2015 | 9999 | Combustion Turbine | [5 empty] | Fossil | G | 2025 | Oil |  | 0 | 0 | 0 | 0 | 0 | 0 | 0 | 0 | 0 | 0 | 0 | 0 | 0 | 0 | 0 | 0 | 0 | 0 | 0 | 0 | 0 | 0 | 0 | 0 | 0 | 0 | 0 | 0 | 0 | 0 | 0 | 0 | 0 | 0 | 0 | 0 | 0 | 0 | 0 | 0 | 0.02618 | 0 | 0 | 0 | 0 | 0 | 0 | 0 | 0 | 0 | 1.4
60130_G_5 | WECC_WY | Wyoming | 56 | Fremont | 13 | 60130 | 5 | Big Sand Draw Plant | 12194 | 2015 | 9999 | Combustion Turbine | [5 empty] | Fossil | G | 2025 | Oil |  | 0 | 0 | 0 | 0 | 0 | 0 | 0 | 0 | 0 | 0 | 0 | 0 | 0 | 0 | 0 | 0 | 0 | 0 | 0 | 0 | 0 | 0 | 0 | 0 | 0 | 0 | 0 | 0 | 0 | 0 | 0 | 0 | 0 | 0 | 0 | 0 | 0 | 0 | 0 | 0 | 0.02618 | 0 | 0 | 0 | 0 | 0 | 0 | 0 | 0 | 0 | 1.4
60130_G_4 | WECC_WY | Wyoming | 56 | Fremont | 13 | 60130 | 4 | Big Sand Draw Plant | 12194 | 2015 | 9999 | Combustion Turbine | [5 empty] | Fossil | G | 2025 | Oil |  | 0 | 0 | 0 | 0 | 0 | 0 | 0 | 0 | 0 | 0 | 0 | 0 | 0 | 0 | 0 | 0 | 0 | 0 | 0 | 0 | 0 | 0 | 0 | 0 | 0 | 0 | 0 | 0 | 0 | 0 | 0 | 0 | 0 | 0 | 0 | 0 | 0 | 0 | 0 | 0 | 0.02618 | 0 | 0 | 0 | 0 | 0 | 0 | 0 | 0 | 0 | 1.4
60130_G_2 | WECC_WY | Wyoming | 56 | Fremont | 13 | 60130 | 2 | Big Sand Draw Plant | 12194 | 2015 | 9999 | Combustion Turbine | [5 empty] | Fossil | G | 2025 | Oil |  | 0 | 0 | 0 | 0 | 0 | 0 | 0 | 0 | 0 | 0 | 0 | 0 | 0 | 0 | 0 | 0 | 0 | 0 | 0 | 0 | 0 | 0 | 0 | 0 | 0 | 0 | 0 | 0 | 0 | 0 | 0 | 0 | 0 | 0 | 0 | 0 | 0 | 0 | 0 | 0 | 0.02618 | 0 | 0 | 0 | 0 | 0 | 0 | 0 | 0 | 0 | 1.4
60130_G_1 | WECC_WY | Wyoming | 56 | Fremont | 13 | 60130 | 1 | Big Sand Draw Plant | 12194 | 2015 | 9999 | Combustion Turbine | [5 empty] | Fossil | G | 2025 | Oil |  | 0 | 0 | 0 | 0 | 0 | 0 | 0 | 0 | 0 | 0 | 0 | 0 | 0 | 0 | 0 | 0 | 0 | 0 | 0 | 0 | 0 | 0 | 0 | 0 | 0 | 0 | 0 | 0 | 0 | 0 | 0 | 0 | 0 | 0 | 0 | 0 | 0 | 0 | 0 | 0 | 0.02618 | 0 | 0 | 0 | 0 | 0 | 0 | 0 | 0 | 0 | 1.4
6013_G_O2 | WEC_LADW | California | 6 | Los Angeles | 37 | 6013 | O2 | Olive | 14500 | 1964 | 9999 | O/G Steam | wall | dry | SCR | CM + NH3 |  | Fossil | G | 2025 | NaturalGas |  | 0 | 0.0045346 | 0 | 0.0045346 | 0 | 0 | 0 | 0 | 0 | 0 | 0 | 0 | 0 | 0 | 0 | 0 | 0 | 0.31273 | 0 | 0.31273 | 0 | 0.26546 | 0 | 0.26546 | 0 | 3.1741e-10 | 0 | 3.1741e-10 | 0 | 1.629e-05 | 0 | 1.629e-05 | 0 | 0 | 0 | 0 | 0 | 0 | 0 | 0 | 1.9043 | 0 | 0.00030285 | 0 | 0.00030285 | 0 | 0.016718 | 0 | 0.016718 | 0 | 55 | SCR
6013_G_O1 | WEC_LADW | California | 6 | Los Angeles | 37 | 6013 | O1 | Olive | 14500 | 1959 | 9999 | O/G Steam | wall | dry | SCR | LNB + NH3 |  | Fossil | G | 2025 | NaturalGas |  | 0 | 0.0036277 | 0 | 0.0036277 | 0 | 0 | 0 | 0 | 0 | 0 | 0 | 0 | 0 | 0 | 0 | 0 | 0 | 0.25019 | 0 | 0.25019 | 0 | 0.21236 | 0 | 0.21236 | 0 | 2.5393e-10 | 0 | 2.5393e-10 | 0 | 7.2183e-05 | 0 | 7.2183e-05 | 0 | 0 | 0 | 0 | 0 | 0 | 0 | 0 | 1.5234 | 0 | 0.00024228 | 0 | 0.00024228 | 0 | 0.013375 | 0 | 0.013375 | 0 | 44 | SCR
60129_G_POW | S_VACA | North Carolina | 37 | Johnston | 101 | 60129 | POW | Red Toad 1425 A Powatan Road, LLC | 0 | 2015 | 9999 | Solar PV | [5 empty] | Non-Fossil | G | 2025 | Solar |  | 0 | 0 | 0 | 0 | 0 | 0 | 0 | 0 | 0 | 0 | 0 | 0 | 0 | 0 | 0 | 0 | 0.57603 | 1.0218 | 1.704 | 3.3018 | 0 | 0 | 0 | 0 | 0 | 0 | 0 | 0 | 0 | 0 | 0 | 0 | 0 | 0 | 0 | 0 | 0 | 0 | 0 | 0 | 0.05314 | 0 | 0 | 0 | 0 | 0 | 0 | 0 | 0 | 0 | 1.8989
60128_G_Z3 | PJM_West | Ohio | 39 | Hancock | 63 | 60128 | Z3 | Zephyr Wind | 0 | 2015 | 9999 | Onshore Wind | [5 empty] | Non-Fossil | G | 2025 | Wind |  | 0 | 0 | 0 | 0 | 0 | 0 | 0 | 0 | 0 | 0 | 0 | 0 | 0 | 0 | 0 | 0 | 1.1742 | 1.439 | 0.90275 | 3.516 | 0 | 0 | 0 | 0 | 0 | 0 | 0 | 0 | 0 | 0 | 0 | 0 | 0 | 0 | 0 | 0 | 0 | 0 | 0 | 0 | 0.036433 | 0 | 0 | 0 | 0 | 0 | 0 | 0 | 0 | 0 | 1.293
60128_G_Z2 | PJM_West | Ohio | 39 | Hancock | 63 | 60128 | Z2 | Zephyr Wind | 0 | 2015 | 9999 | Onshore Wind | [5 empty] | Non-Fossil | G | 2025 | Wind |  | 0 | 0 | 0 | 0 | 0 | 0 | 0 | 0 | 0 | 0 | 0 | 0 | 0 | 0 | 0 | 0 | 1.1742 | 1.439 | 0.90275 | 3.516 | 0 | 0 | 0 | 0 | 0 | 0 | 0 | 0 | 0 | 0 | 0 | 0 | 0 | 0 | 0 | 0 | 0 | 0 | 0 | 0 | 0.036433 | 0 | 0 | 0 | 0 | 0 | 0 | 0 | 0 | 0 | 1.293
60128_G_Z1 | PJM_West | Ohio | 39 | Hancock | 63 | 60128 | Z1 | Zephyr Wind | 0 | 2015 | 9999 | Onshore Wind | [5 empty] | Non-Fossil | G | 2025 | Wind |  | 0 | 0 | 0 | 0 | 0 | 0 | 0 | 0 | 0 | 0 | 0 | 0 | 0 | 0 | 0 | 0 | 1.1742 | 1.439 | 0.90275 | 3.516 | 0 | 0 | 0 | 0 | 0 | 0 | 0 | 0 | 0 | 0 | 0 | 0 | 0 | 0 | 0 | 0 | 0 | 0 | 0 | 0 | 0.036433 | 0 | 0 | 0 | 0 | 0 | 0 | 0 | 0 | 0 | 1.293
60127_G_PV1 | PJM_EMAC | Virginia | 51 | Accomack | 1 | 60127 | PV1 | Eastern Shore Solar, LLC | 0 | 2016 | 9999 | Solar PV | [5 empty] | Non-Fossil | G | 2025 | Solar |  | 0 | 0 | 0 | 0 | 0 | 0 | 0 | 0 | 0 | 0 | 0 | 0 | 0 | 0 | 0 | 0 | 17.9606 | 38.357 | 61.1959 | 117.5135 | 0 | 0 | 0 | 0 | 0 | 0 | 0 | 0 | 0 | 0 | 0 | 0 | 0 | 0 | 0 | 0 | 0 | 0 | 0 | 0 | 2.2388 | 0 | 0 | 0 | 0 | 0 | 0 | 0 | 0 | 0 | 80
60126_G_H1 | PJM_West | Ohio | 39 | Wyandot | 175 | 60126 | H1 | Harpster Wind | 0 | 2016 | 9999 | Onshore Wind | [5 empty] | Non-Fossil | G | 2025 | Wind |  | 0 | 0 | 0 | 0 | 0 | 0 | 0 | 0 | 0 | 0 | 0 | 0 | 0 | 0 | 0 | 0 | 1.1742 | 1.439 | 0.90275 | 3.516 | 0 | 0 | 0 | 0 | 0 | 0 | 0 | 0 | 0 | 0 | 0 | 0 | 0 | 0 | 0 | 0 | 0 | 0 | 0 | 0 | 0.036433 | 0 | 0 | 0 | 0 | 0 | 0 | 0 | 0 | 0 | 1.293
60124_G_GFNCH | FRCC | Florida | 12 | Polk | 105 | 60124 | GFNCH | Goldfinch | 0 | 2016 | 9999 | Solar PV | [5 empty] | Non-Fossil | G | 2025 | Solar |  | 0 | 0 | 0 | 0 | 0 | 0 | 0 | 0 | 0 | 0 | 0 | 0 | 0 | 0 | 0 | 0 | 0.95312 | 1.7186 | 2.4472 | 5.1189 | 0 | 0 | 0 | 0 | 0 | 0 | 0 | 0 | 0 | 0 | 0 | 0 | 0 | 0 | 0 | 0 | 0 | 0 | 0 | 0 | 0.083956 | 0 | 0 | 0 | 0 | 0 | 0 | 0 | 0 | 0 | 3
60122_G_STG9 | ERC_REST | Texas | 48 | Wharton | 481 | 60122 | STG9 | Colorado Bend II | 6250 | 2017 | 9999 | Combined Cycle |  |  | SCR |  |  | Fossil | G | 2025 | NaturalGas |  | 5.058 | 6.8565 | 9.4644 | 21.3789 | 0 | 0 | 0 | 0 | 0 | 0 | 0 | 0 | 0 | 0 | 0 | 0 | 809.2861 | 1097.0322 | 1514.3112 | 3420.6295 | 296.0975 | 401.3767 | 554.0486 | 1251.5228 | 3.5407e-07 | 4.7996e-07 | 6.625e-07 | 1.4965e-06 | 0.019878 | 0.026946 | 0.037195 | 0.084019 | 0 | 0 | 0 | 0 | 0 | 0 | 0 | 0 | 14.0932 | 1.718 | 2.3288 | 3.2146 | 7.2613 | 19.0022 | 24.113 | 34.7992 | 77.9145 | 0 | 461.4 | SCR
60122_G_CT8 | ERC_REST | Texas | 48 | Wharton | 481 | 60122 | CT8 | Colorado Bend II | 6250 | 2017 | 9999 | Combined Cycle |  |  | SCR |  |  | Fossil | G | 2025 | NaturalGas |  | 3.4334 | 4.6542 | 6.4245 | 14.5121 | 0 | 0 | 0 | 0 | 0 | 0 | 0 | 0 | 0 | 0 | 0 | 0 | 549.3463 | 744.6695 | 1027.92 | 2321.9358 | 200.9921 | 272.4559 | 376.0902 | 849.5382 | 2.4034e-07 | 3.258e-07 | 4.4971e-07 | 1.0158e-06 | 0.013493 | 0.018291 | 0.025248 | 0.057033 | 0 | 0 | 0 | 0 | 0 | 0 | 0 | 0 | 9.5665 | 1.1662 | 1.5808 | 2.1821 | 4.929 | 12.8988 | 16.368 | 23.6218 | 52.8886 | 0 | 313.2 | SCR
60122_G_CT7 | ERC_REST | Texas | 48 | Wharton | 481 | 60122 | CT7 | Colorado Bend II | 6250 | 2017 | 9999 | Combined Cycle |  |  | SCR |  |  | Fossil | G | 2025 | NaturalGas |  | 3.4334 | 4.6542 | 6.4245 | 14.5121 | 0 | 0 | 0 | 0 | 0 | 0 | 0 | 0 | 0 | 0 | 0 | 0 | 549.3463 | 744.6695 | 1027.92 | 2321.9358 | 200.9921 | 272.4559 | 376.0902 | 849.5382 | 2.4034e-07 | 3.258e-07 | 4.4971e-07 | 1.0158e-06 | 0.013493 | 0.018291 | 0.025248 | 0.057033 | 0 | 0 | 0 | 0 | 0 | 0 | 0 | 0 | 9.5665 | 1.1662 | 1.5808 | 2.1821 | 4.929 | 12.8988 | 16.368 | 23.6218 | 52.8886 | 0 | 313.2 | SCR
60121_G_HCEJI | S_VACA | North Carolina | 37 | Johnston | 101 | 60121 | HCEJI | HCE Johnston I, LLC | 0 | 2015 | 9999 | Solar PV | [5 empty] | Non-Fossil | G | 2025 | Solar |  | 0 | 0 | 0 | 0 | 0 | 0 | 0 | 0 | 0 | 0 | 0 | 0 | 0 | 0 | 0 | 0 | 0.78826 | 1.3982 | 2.3318 | 4.5183 | 0 | 0 | 0 | 0 | 0 | 0 | 0 | 0 | 0 | 0 | 0 | 0 | 0 | 0 | 0 | 0 | 0 | 0 | 0 | 0 | 0.072718 | 0 | 0 | 0 | 0 | 0 | 0 | 0 | 0 | 0 | 2.5984
60120_G_MB-16 | WECC_SCE | California | 6 | Orange | 59 | 60120 | MB-16 | UCI Fuel Cell | 9500 | 2015 | 9999 | Fuel Cell | [5 empty] | Non-Fossil | G | 2025 | NaturalGas |  | 0 | 0 | 0 | 0 | 0 | 0 | 0 | 0 | 0 | 0 | 0 | 0 | 0 | 0 | 0 | 0 | 0 | 0 | 0 | 0 | 0 | 0 | 0 | 0 | 0 | 0 | 0 | 0 | 0 | 0 | 0 | 0 | 0 | 0 | 0 | 0 | 0 | 0 | 0 | 0 | 0 | 0 | 0 | 0 | 0 | 0 | 0 | 0 | 0 | 0 | 1.4
6012_G_GEN1 | NENGREST | Massachusetts | 25 | Franklin | 11 | 6012 | GEN1 | Sherman | 0 | 1926 | 9999 | Hydro | [5 empty] | Non-Fossil | G | 2025 | Hydro |  | 0 | 0 | 0 | 0 | 0 | 0 | 0 | 0 | 0 | 0 | 0 | 0 | 0 | 0 | 0 | 0 | 6.3029 | 8.5713 | 8.0204 | 22.8945 | 0 | 0 | 0 | 0 | 0 | 0 | 0 | 0 | 0 | 0 | 0 | 0 | 0 | 0 | 0 | 0 | 0 | 0 | 0 | 0 | 0.090581 | 0.016766 | 0.0228 | 0.021334 | 0.060899 | 0 | 0 | 0 | 0 | 0 | 6.0835
60119_G_GEN1 | WECC_CO | Colorado | 8 | Grand | 49 | 60119 | GEN1 | Granby Hydro | 0 | 2016 | 9999 | Hydro | [5 empty] | Non-Fossil | G | 2025 | Hydro |  | 0 | 0 | 0 | 0 | 0 | 0 | 0 | 0 | 0 | 0 | 0 | 0 | 0 | 0 | 0 | 0 | 0.77062 | 0.86048 | 1.4962 | 3.1273 | 0 | 0 | 0 | 0 | 0 | 0 | 0 | 0 | 0 | 0 | 0 | 0 | 0 | 0 | 0 | 0 | 0 | 0 | 0 | 0 | 0.017867 | 0.0020499 | 0.0022889 | 0.0039798 | 0.0083185 | 0 | 0 | 0 | 0 | 0 | 1.2
60118_G_1 | MIS_LMI | Michigan | 26 | Ottawa | 139 | 60118 | 1 | Grand Valley Solar Gardens | 0 | 2016 | 9999 | Solar PV | [5 empty] | Non-Fossil | G | 2025 | Solar |  | 0 | 0 | 0 | 0 | 0 | 0 | 0 | 0 | 0 | 0 | 0 | 0 | 0 | 0 | 0 | 0 | 0.75628 | 1.5754 | 2.4024 | 4.7341 | 0 | 0 | 0 | 0 | 0 | 0 | 0 | 0 | 0 | 0 | 0 | 0 | 0 | 0 | 0 | 0 | 0 | 0 | 0 | 0 | 0.083956 | 0 | 0 | 0 | 0 | 0 | 0 | 0 | 0 | 0 | 3
60117_G_1 | MIS_LMI | Michigan | 26 | Kalamazoo | 77 | 60117 | 1 | Western Michigan Solar Gardens | 0 | 2016 | 9999 | Solar PV | [5 empty] | Non-Fossil | G | 2025 | Solar |  | 0 | 0 | 0 | 0 | 0 | 0 | 0 | 0 | 0 | 0 | 0 | 0 | 0 | 0 | 0 | 0 | 0.25209 | 0.52515 | 0.80079 | 1.578 | 0 | 0 | 0 | 0 | 0 | 0 | 0 | 0 | 0 | 0 | 0 | 0 | 0 | 0 | 0 | 0 | 0 | 0 | 0 | 0 | 0.027985 | 0 | 0 | 0 | 0 | 0 | 0 | 0 | 0 | 0 | 1
60116_G_PV1 | NENGREST | Massachusetts | 25 | Worcester | 27 | 60116 | PV1 | BJ's Wholesale Club, Inc- Uxbridge | 0 | 2017 | 9999 | Solar PV | [5 empty] | Non-Fossil | G | 2025 | Solar |  | 0 | 0 | 0 | 0 | 0 | 0 | 0 | 0 | 0 | 0 | 0 | 0 | 0 | 0 | 0 | 0 | 0.21928 | 0.45593 | 0.69655 | 1.3717 | 0 | 0 | 0 | 0 | 0 | 0 | 0 | 0 | 0 | 0 | 0 | 0 | 0 | 0 | 0 | 0 | 0 | 0 | 0 | 0 | 0.027375 | 0 | 0 | 0 | 0 | 0 | 0 | 0 | 0 | 0 | 0.97818
60115_G_PV1 | NY_Z_F | New York | 36 | Saratoga | 91 | 60115 | PV1 | Town of Halfmoon | 0 | 2017 | 9999 | Solar PV | [5 empty] | Non-Fossil | G | 2025 | Solar |  | 0 | 0 | 0 | 0 | 0 | 0 | 0 | 0 | 0 | 0 | 0 | 0 | 0 | 0 | 0 | 0 | 0.13107 | 0.28536 | 0.46447 | 0.8809 | 0 | 0 | 0 | 0 | 0 | 0 | 0 | 0 | 0 | 0 | 0 | 0 | 0 | 0 | 0 | 0 | 0 | 0 | 0 | 0 | 0.016791 | 0 | 0 | 0 | 0 | 0 | 0 | 0 | 0 | 0 | 0.6
60114_G_PV1 | NY_Z_C&E | New York | 36 | Oneida | 65 | 60114 | PV1 | Oneida County- DPW | 0 | 2017 | 9999 | Solar PV | [5 empty] | Non-Fossil | G | 2025 | Solar |  | 0 | 0 | 0 | 0 | 0 | 0 | 0 | 0 | 0 | 0 | 0 | 0 | 0 | 0 | 0 | 0 | 0.27836 | 0.60204 | 0.9845 | 1.8649 | 0 | 0 | 0 | 0 | 0 | 0 | 0 | 0 | 0 | 0 | 0 | 0 | 0 | 0 | 0 | 0 | 0 | 0 | 0 | 0 | 0.040137 | 0 | 0 | 0 | 0 | 0 | 0 | 0 | 0 | 0 | 1.4342
60113_G_PV1 | PJM_EMAC | New Jersey | 34 | Ocean | 29 | 60113 | PV1 | Jackson Board of Education-Liberty HS | 0 | 2016 | 9999 | Solar PV | [5 empty] | Non-Fossil | G | 2025 | Solar |  | 0 | 0 | 0 | 0 | 0 | 0 | 0 | 0 | 0 | 0 | 0 | 0 | 0 | 0 | 0 | 0 | 0.25393 | 0.54818 | 0.87103 | 1.6731 | 0 | 0 | 0 | 0 | 0 | 0 | 0 | 0 | 0 | 0 | 0 | 0 | 0 | 0 | 0 | 0 | 0 | 0 | 0 | 0 | 0.042163 | 0 | 0 | 0 | 0 | 0 | 0 | 0 | 0 | 0 | 1.1689
60112_G_PV1 | WECC_PNW | Oregon | 41 | Multnomah | 51 | 60112 | PV1 | Oregon Convention Center | 0 | 2016 | 9999 | Solar PV | [5 empty] | Non-Fossil | G | 2025 | Solar |  | 0 | 0 | 0 | 0 | 0 | 0 | 0 | 0 | 0 | 0 | 0 | 0 | 0 | 0 | 0 | 0 | 0.33675 | 0.74696 | 1.1576 | 2.2414 | 0 | 0 | 0 | 0 | 0 | 0 | 0 | 0 | 0 | 0 | 0 | 0 | 0 | 0 | 0 | 0 | 0 | 0 | 0 | 0 | 0.035124 | 0 | 0 | 0 | 0 | 0 | 0 | 0 | 0 | 0 | 1.2551
60111_G_PV1 | NENGREST | Massachusetts | 25 | Hampshire | 15 | 60111 | PV1 | Williamsburg Solar LLC VNEM | 0 | 2016 | 9999 | Solar PV | [5 empty] | Non-Fossil | G | 2025 | Solar |  | 0 | 0 | 0 | 0 | 0 | 0 | 0 | 0 | 0 | 0 | 0 | 0 | 0 | 0 | 0 | 0 | 0.48241 | 1.003 | 1.5324 | 3.0178 | 0 | 0 | 0 | 0 | 0 | 0 | 0 | 0 | 0 | 0 | 0 | 0 | 0 | 0 | 0 | 0 | 0 | 0 | 0 | 0 | 0.060225 | 0 | 0 | 0 | 0 | 0 | 0 | 0 | 0 | 0 | 2.152
60110_G_PV1 | NENGREST | Massachusetts | 25 | Norfolk | 21 | 60110 | PV1 | Town of Needham VNEM | 0 | 2016 | 9999 | Solar PV | [5 empty] | Non-Fossil | G | 2025 | Solar |  | 0 | 0 | 0 | 0 | 0 | 0 | 0 | 0 | 0 | 0 | 0 | 0 | 0 | 0 | 0 | 0 | 0.65784 | 1.3678 | 2.0896 | 4.1152 | 0 | 0 | 0 | 0 | 0 | 0 | 0 | 0 | 0 | 0 | 0 | 0 | 0 | 0 | 0 | 0 | 0 | 0 | 0 | 0 | 0.082124 | 0 | 0 | 0 | 0 | 0 | 0 | 0 | 0 | 0 | 2.9345
6011_G_2 | PJM_SMAC | Maryland | 24 | Calvert | 9 | 6011 | 2 | Calvert Cliffs Nuclear Power Plant | 10456 | 1977 | 9999 | Nuclear | [5 empty] | Non-Fossil | G | 2025 | Nuclear |  | 17.2141 | 23.3347 | 31.5437 | 72.0925 | 0 | 0 | 0 | 0 | 0 | 0 | 0 | 0 | 0 | 0 | 0 | 0 | 1646.3383 | 2231.703 | 3016.8058 | 6894.8471 | 0 | 0 | 0 | 0 | 0 | 0 | 0 | 0 | 0 | 0 | 0 | 0 | 0 | 0 | 0 | 0 | 0 | 0 | 0 | 0 | 203.1495 | 0.13677 | 0.1854 | 0.25062 | 0.57279 | 11.1505 | 15.1151 | 20.4326 | 46.6983 | 0 | 841.8
6011_G_1 | PJM_SMAC | Maryland | 24 | Calvert | 9 | 6011 | 1 | Calvert Cliffs Nuclear Power Plant | 10456 | 1975 | 9999 | Nuclear | [5 empty] | Non-Fossil | G | 2025 | Nuclear |  | 17.9173 | 24.2879 | 32.8323 | 75.0376 | 0 | 0 | 0 | 0 | 0 | 0 | 0 | 0 | 0 | 0 | 0 | 0 | 1713.5926 | 2322.87 | 3140.0448 | 7176.5074 | 0 | 0 | 0 | 0 | 0 | 0 | 0 | 0 | 0 | 0 | 0 | 0 | 0 | 0 | 0 | 0 | 0 | 0 | 0 | 0 | 214.1588 | 0.13905 | 0.18849 | 0.25479 | 0.58233 | 11.606 | 15.7326 | 21.2673 | 48.6059 | 0 | 866
60109_G_UDRFC | NENG_CT | Connecticut | 9 | Hartford | 3 | 60109 | UDRFC | UDR Glastonbury Fuel Cell | 9500 | 2016 | 9999 | Fuel Cell | [5 empty] | Non-Fossil | G | 2025 | NaturalGas |  | 0 | 0 | 0 | 0 | 0 | 0 | 0 | 0 | 0 | 0 | 0 | 0 | 0 | 0 | 0 | 0 | 0 | 0 | 0 | 0 | 0 | 0 | 0 | 0 | 0 | 0 | 0 | 0 | 0 | 0 | 0 | 0 | 0 | 0 | 0 | 0 | 0 | 0 | 0 | 0 | 0 | 0 | 0 | 0 | 0 | 0 | 0 | 0 | 0 | 0 | 2.5
60108_G_SID | S_VACA | North Carolina | 37 | Cleveland | 45 | 60108 | SID | SID Solar I, LLC | 0 | 2015 | 9999 | Solar PV | [5 empty] | Non-Fossil | G | 2025 | Solar |  | 0 | 0 | 0 | 0 | 0 | 0 | 0 | 0 | 0 | 0 | 0 | 0 | 0 | 0 | 0 | 0 | 1.4856 | 2.6351 | 4.3945 | 8.5152 | 0 | 0 | 0 | 0 | 0 | 0 | 0 | 0 | 0 | 0 | 0 | 0 | 0 | 0 | 0 | 0 | 0 | 0 | 0 | 0 | 0.13705 | 0 | 0 | 0 | 0 | 0 | 0 | 0 | 0 | 0 | 4.897
60107_G_YORK | S_VACA | North Carolina | 37 | Cleveland | 45 | 60107 | YORK | York Road Solar I, LLC | 0 | 2015 | 9999 | Solar PV | [5 empty] | Non-Fossil | G | 2025 | Solar |  | 0 | 0 | 0 | 0 | 0 | 0 | 0 | 0 | 0 | 0 | 0 | 0 | 0 | 0 | 0 | 0 | 0.57603 | 1.0218 | 1.704 | 3.3018 | 0 | 0 | 0 | 0 | 0 | 0 | 0 | 0 | 0 | 0 | 0 | 0 | 0 | 0 | 0 | 0 | 0 | 0 | 0 | 0 | 0.05314 | 0 | 0 | 0 | 0 | 0 | 0 | 0 | 0 | 0 | 1.8989
60106_G_ROCK | S_VACA | North Carolina | 37 | Richmond | 153 | 60106 | ROCK | Rockingham Solar, LLC | 0 | 2015 | 9999 | Solar PV | [5 empty] | Non-Fossil | G | 2025 | Solar |  | 0 | 0 | 0 | 0 | 0 | 0 | 0 | 0 | 0 | 0 | 0 | 0 | 0 | 0 | 0 | 0 | 1.4856 | 2.6351 | 4.3945 | 8.5152 | 0 | 0 | 0 | 0 | 0 | 0 | 0 | 0 | 0 | 0 | 0 | 0 | 0 | 0 | 0 | 0 | 0 | 0 | 0 | 0 | 0.13705 | 0 | 0 | 0 | 0 | 0 | 0 | 0 | 0 | 0 | 4.897
60105_G_LAF | S_VACA | North Carolina | 37 | Cleveland | 45 | 60105 | LAF | Lafayette Solar I, LLC | 0 | 2015 | 9999 | Solar PV | [5 empty] | Non-Fossil | G | 2025 | Solar |  | 0 | 0 | 0 | 0 | 0 | 0 | 0 | 0 | 0 | 0 | 0 | 0 | 0 | 0 | 0 | 0 | 0.57603 | 1.0218 | 1.704 | 3.3018 | 0 | 0 | 0 | 0 | 0 | 0 | 0 | 0 | 0 | 0 | 0 | 0 | 0 | 0 | 0 | 0 | 0 | 0 | 0 | 0 | 0.05314 | 0 | 0 | 0 | 0 | 0 | 0 | 0 | 0 | 0 | 1.8989
60104_G_GEWTG | ERC_REST | Texas | 48 | Webb | 479 | 60104 | GEWTG | Javelina Wind Energy, LLC | 0 | 2015 | 9999 | Onshore Wind | [5 empty] | Non-Fossil | G | 2025 | Wind |  | 0 | 0 | 0 | 0 | 0 | 0 | 0 | 0 | 0 | 0 | 0 | 0 | 0 | 0 | 0 | 0 | 179.3208 | 258.2774 | 308.1615 | 745.7596 | 0 | 0 | 0 | 0 | 0 | 0 | 0 | 0 | 0 | 0 | 0 | 0 | 0 | 0 | 0 | 0 | 0 | 0 | 0 | 0 | 7.0358 | 0 | 0 | 0 | 0 | 0 | 0 | 0 | 0 | 0 | 249.7
60102_G_4 | MIS_LMI | Michigan | 26 | Muskegon | 121 | 60102 | 4 | Lorin Industries | 14252 | 1990 | 9999 | Combustion Turbine | [5 empty] | Fossil | G | 2025 | Oil |  | 0 | 0 | 0 | 0 | 0 | 0 | 0 | 0 | 0 | 0 | 0 | 0 | 0 | 0 | 0 | 0 | 0 | 0 | 0 | 0 | 0 | 0 | 0 | 0 | 0 | 0 | 0 | 0 | 0 | 0 | 0 | 0 | 0 | 0 | 0 | 0 | 0 | 0 | 0 | 0 | 0.01496 | 0 | 0 | 0 | 0 | 0 | 0 | 0 | 0 | 0 | 0.8
60102_G_3 | MIS_LMI | Michigan | 26 | Muskegon | 121 | 60102 | 3 | Lorin Industries | 14252 | 1990 | 9999 | Combustion Turbine | [5 empty] | Fossil | G | 2025 | Oil |  | 0 | 0 | 0 | 0 | 0 | 0 | 0 | 0 | 0 | 0 | 0 | 0 | 0 | 0 | 0 | 0 | 0 | 0 | 0 | 0 | 0 | 0 | 0 | 0 | 0 | 0 | 0 | 0 | 0 | 0 | 0 | 0 | 0 | 0 | 0 | 0 | 0 | 0 | 0 | 0 | 0.01496 | 0 | 0 | 0 | 0 | 0 | 0 | 0 | 0 | 0 | 0.8
60102_G_2 | MIS_LMI | Michigan | 26 | Muskegon | 121 | 60102 | 2 | Lorin Industries | 14252 | 1990 | 9999 | Combustion Turbine | [5 empty] | Fossil | G | 2025 | Oil |  | 0 | 0 | 0 | 0 | 0 | 0 | 0 | 0 | 0 | 0 | 0 | 0 | 0 | 0 | 0 | 0 | 0 | 0 | 0 | 0 | 0 | 0 | 0 | 0 | 0 | 0 | 0 | 0 | 0 | 0 | 0 | 0 | 0 | 0 | 0 | 0 | 0 | 0 | 0 | 0 | 0.01496 | 0 | 0 | 0 | 0 | 0 | 0 | 0 | 0 | 0 | 0.8
60102_G_1 | MIS_LMI | Michigan | 26 | Muskegon | 121 | 60102 | 1 | Lorin Industries | 14252 | 1990 | 9999 | Combustion Turbine | [5 empty] | Fossil | G | 2025 | Oil |  | 0 | 0 | 0 | 0 | 0 | 0 | 0 | 0 | 0 | 0 | 0 | 0 | 0 | 0 | 0 | 0 | 0 | 0 | 0 | 0 | 0 | 0 | 0 | 0 | 0 | 0 | 0 | 0 | 0 | 0 | 0 | 0 | 0 | 0 | 0 | 0 | 0 | 0 | 0 | 0 | 0.01496 | 0 | 0 | 0 | 0 | 0 | 0 | 0 | 0 | 0 | 0.8
60101_G_SRR | S_VACA | North Carolina | 37 | Cleveland | 45 | 60101 | SRR | Shelby Randolph Road Solar 1, LLC | 0 | 2015 | 9999 | Solar PV | [5 empty] | Non-Fossil | G | 2025 | Solar |  | 0 | 0 | 0 | 0 | 0 | 0 | 0 | 0 | 0 | 0 | 0 | 0 | 0 | 0 | 0 | 0 | 0.57603 | 1.0218 | 1.704 | 3.3018 | 0 | 0 | 0 | 0 | 0 | 0 | 0 | 0 | 0 | 0 | 0 | 0 | 0 | 0 | 0 | 0 | 0 | 0 | 0 | 0 | 0.05314 | 0 | 0 | 0 | 0 | 0 | 0 | 0 | 0 | 0 | 1.8989
60100_B_B-1 | WECC_SCE | California | 6 | Tulare | 107 | 60100 | B-1 | Dinuba Energy | 18029 | 1985 | 9999 | Biomass |  |  | ESPC + Cyclone + Wet Scrubber | NH3 |  | Non-Fossil | B | 2025 |  | Biomass Retirement | 0 | 0 | 0 | 0 | 0 | 0 | 0 | 0 | 0 | 0 | 0 | 0 | 0 | 0 | 0 | 0 | 0 | 0 | 0 | 0 | 0 | 0 | 0 | 0 | 0 | 0 | 0 | 0 | 0 | 0 | 0 | 0 | 0 | 0 | 0 | 0 | 0 | 0 | 0 | 0 | 0 | 0 | 0 | 0 | 0 | 0 | 0 | 0 | 0 | 0 | 11.5 | Scrubber | Wet Scrubber
60099_G_PV1 | NENGREST | Massachusetts | 25 | Essex | 9 | 60099 | PV1 | Hewlett-Packard (HP) - Andover, MA | 0 | 2017 | 9999 | Solar PV | [5 empty] | Non-Fossil | G | 2025 | Solar |  | 0 | 0 | 0 | 0 | 0 | 0 | 0 | 0 | 0 | 0 | 0 | 0 | 0 | 0 | 0 | 0 | 0.37277 | 0.77507 | 1.1841 | 2.332 | 0 | 0 | 0 | 0 | 0 | 0 | 0 | 0 | 0 | 0 | 0 | 0 | 0 | 0 | 0 | 0 | 0 | 0 | 0 | 0 | 0.046537 | 0 | 0 | 0 | 0 | 0 | 0 | 0 | 0 | 0 | 1.6629
60098_G_PV1 | NY_Z_C&E | New York | 36 | Onondaga | 67 | 60098 | PV1 | Onondaga County - Oak Orchard WWTP | 0 | 2017 | 9999 | Solar PV | [5 empty] | Non-Fossil | G | 2025 | Solar |  | 0 | 0 | 0 | 0 | 0 | 0 | 0 | 0 | 0 | 0 | 0 | 0 | 0 | 0 | 0 | 0 | 0.37114 | 0.80272 | 1.3127 | 2.4865 | 0 | 0 | 0 | 0 | 0 | 0 | 0 | 0 | 0 | 0 | 0 | 0 | 0 | 0 | 0 | 0 | 0 | 0 | 0 | 0 | 0.053516 | 0 | 0 | 0 | 0 | 0 | 0 | 0 | 0 | 0 | 1.9123
60097_G_PV1 | NY_Z_C&E | New York | 36 | Onondaga | 67 | 60097 | PV1 | Onondaga County - Metro Water Board | 0 | 2016 | 9999 | Solar PV | [5 empty] | Non-Fossil | G | 2025 | Solar |  | 0 | 0 | 0 | 0 | 0 | 0 | 0 | 0 | 0 | 0 | 0 | 0 | 0 | 0 | 0 | 0 | 0.18557 | 0.40136 | 0.65633 | 1.2433 | 0 | 0 | 0 | 0 | 0 | 0 | 0 | 0 | 0 | 0 | 0 | 0 | 0 | 0 | 0 | 0 | 0 | 0 | 0 | 0 | 0.026758 | 0 | 0 | 0 | 0 | 0 | 0 | 0 | 0 | 0 | 0.95614
60096_G_PV1 | PJM_EMAC | Maryland | 24 | Kent | 29 | 60096 | PV1 | Town of Chestertown- Chestertown WWTP | 0 | 2015 | 9999 | Solar PV | [5 empty] | Non-Fossil | G | 2025 | Solar |  | 0 | 0 | 0 | 0 | 0 | 0 | 0 | 0 | 0 | 0 | 0 | 0 | 0 | 0 | 0 | 0 | 0.23957 | 0.50894 | 0.90353 | 1.652 | 0 | 0 | 0 | 0 | 0 | 0 | 0 | 0 | 0 | 0 | 0 | 0 | 0 | 0 | 0 | 0 | 0 | 0 | 0 | 0 | 0.027985 | 0 | 0 | 0 | 0 | 0 | 0 | 0 | 0 | 0 | 1
60093_G_BLCK3 | WECC_SCE | California | 6 | Riverside | 65 | 60093 | BLCK3 | Blythe Solar 110, LLC | 0 | 2016 | 9999 | Solar PV | [5 empty] | Non-Fossil | G | 2025 | Solar |  | 0 | 0 | 0 | 0 | 0 | 0 | 0 | 0 | 0 | 0 | 0 | 0 | 0 | 0 | 0 | 0 | 14.6422 | 27.1654 | 42.1051 | 83.9127 | 0 | 0 | 0 | 0 | 0 | 0 | 0 | 0 | 0 | 0 | 0 | 0 | 0 | 0 | 0 | 0 | 0 | 0 | 0 | 0 | 1.2572 | 0 | 0 | 0 | 0 | 0 | 0 | 0 | 0 | 0 | 34.8
60093_G_BLCK2 | WECC_SCE | California | 6 | Riverside | 65 | 60093 | BLCK2 | Blythe Solar 110, LLC | 0 | 2016 | 9999 | Solar PV | [5 empty] | Non-Fossil | G | 2025 | Solar |  | 0 | 0 | 0 | 0 | 0 | 0 | 0 | 0 | 0 | 0 | 0 | 0 | 0 | 0 | 0 | 0 | 15.2733 | 28.3363 | 43.92 | 87.5296 | 0 | 0 | 0 | 0 | 0 | 0 | 0 | 0 | 0 | 0 | 0 | 0 | 0 | 0 | 0 | 0 | 0 | 0 | 0 | 0 | 1.3114 | 0 | 0 | 0 | 0 | 0 | 0 | 0 | 0 | 0 | 36.3
60093_G_BLCK1 | WECC_SCE | California | 6 | Riverside | 65 | 60093 | BLCK1 | Blythe Solar 110, LLC | 0 | 2016 | 9999 | Solar PV | [5 empty] | Non-Fossil | G | 2025 | Solar |  | 0 | 0 | 0 | 0 | 0 | 0 | 0 | 0 | 0 | 0 | 0 | 0 | 0 | 0 | 0 | 0 | 16.2831 | 30.2098 | 46.8238 | 93.3167 | 0 | 0 | 0 | 0 | 0 | 0 | 0 | 0 | 0 | 0 | 0 | 0 | 0 | 0 | 0 | 0 | 0 | 0 | 0 | 0 | 1.3981 | 0 | 0 | 0 | 0 | 0 | 0 | 0 | 0 | 0 | 38.7
60092_G_BLCK7 | WECC_SCE | California | 6 | Riverside | 65 | 60092 | BLCK7 | Blythe Solar II, LLC | 0 | 2016 | 9999 | Solar PV | [5 empty] | Non-Fossil | G | 2025 | Solar |  | 0 | 0 | 0 | 0 | 0 | 0 | 0 | 0 | 0 | 0 | 0 | 0 | 0 | 0 | 0 | 0 | 13.5062 | 25.0577 | 38.8383 | 77.4022 | 0 | 0 | 0 | 0 | 0 | 0 | 0 | 0 | 0 | 0 | 0 | 0 | 0 | 0 | 0 | 0 | 0 | 0 | 0 | 0 | 1.1597 | 0 | 0 | 0 | 0 | 0 | 0 | 0 | 0 | 0 | 32.1
60092_G_BLCK6 | WECC_SCE | California | 6 | Riverside | 65 | 60092 | BLCK6 | Blythe Solar II, LLC | 0 | 2016 | 9999 | Solar PV | [5 empty] | Non-Fossil | G | 2025 | Solar |  | 0 | 0 | 0 | 0 | 0 | 0 | 0 | 0 | 0 | 0 | 0 | 0 | 0 | 0 | 0 | 0 | 13.4641 | 24.9797 | 38.7173 | 77.1611 | 0 | 0 | 0 | 0 | 0 | 0 | 0 | 0 | 0 | 0 | 0 | 0 | 0 | 0 | 0 | 0 | 0 | 0 | 0 | 0 | 1.1561 | 0 | 0 | 0 | 0 | 0 | 0 | 0 | 0 | 0 | 32
60092_G_BLCK5 | WECC_SCE | California | 6 | Riverside | 65 | 60092 | BLCK5 | Blythe Solar II, LLC | 0 | 2016 | 9999 | Solar PV | [5 empty] | Non-Fossil | G | 2025 | Solar |  | 0 | 0 | 0 | 0 | 0 | 0 | 0 | 0 | 0 | 0 | 0 | 0 | 0 | 0 | 0 | 0 | 14.2635 | 26.4628 | 41.0162 | 81.7425 | 0 | 0 | 0 | 0 | 0 | 0 | 0 | 0 | 0 | 0 | 0 | 0 | 0 | 0 | 0 | 0 | 0 | 0 | 0 | 0 | 1.2247 | 0 | 0 | 0 | 0 | 0 | 0 | 0 | 0 | 0 | 33.9
60092_G_BLCK4 | WECC_SCE | California | 6 | Riverside | 65 | 60092 | BLCK4 | Blythe Solar II, LLC | 0 | 2016 | 9999 | Solar PV | [5 empty] | Non-Fossil | G | 2025 | Solar |  | 0 | 0 | 0 | 0 | 0 | 0 | 0 | 0 | 0 | 0 | 0 | 0 | 0 | 0 | 0 | 0 | 13.969 | 25.9164 | 40.1692 | 80.0546 | 0 | 0 | 0 | 0 | 0 | 0 | 0 | 0 | 0 | 0 | 0 | 0 | 0 | 0 | 0 | 0 | 0 | 0 | 0 | 0 | 1.1994 | 0 | 0 | 0 | 0 | 0 | 0 | 0 | 0 | 0 | 33.2
60091_G_GEN01 | WECC_SCE | California | 6 | Kern | 29 | 60091 | GEN01 | Kingbird B Solar, LLC | 0 | 2016 | 9999 | Solar PV | [5 empty] | Non-Fossil | G | 2025 | Solar |  | 0 | 0 | 0 | 0 | 0 | 0 | 0 | 0 | 0 | 0 | 0 | 0 | 0 | 0 | 0 | 0 | 8.4151 | 15.6123 | 24.1983 | 48.2257 | 0 | 0 | 0 | 0 | 0 | 0 | 0 | 0 | 0 | 0 | 0 | 0 | 0 | 0 | 0 | 0 | 0 | 0 | 0 | 0 | 0.72255 | 0 | 0 | 0 | 0 | 0 | 0 | 0 | 0 | 0 | 20
6009_B_2 | MIS_AR | Arkansas | 5 | Jefferson | 69 | 6009 | 2 | White Bluff | 10333 | 1981 | 9999 | Coal Steam | tangential | dry | ESPC + ACI | OFA |  | Fossil | B | 2025 | Coal |  | 14.329 | 19.0758 | 18.0156 | 51.4204 | 0 | 0 | 0 | 0 | 14.329 | 19.0758 | 18.0156 | 51.4204 | 0 | 0 | 0 | 0 | 1386.7202 | 1846.1059 | 1743.5062 | 4976.3323 | 1535.3502 | 2043.9733 | 1930.3769 | 5509.7003 | 0.0040202 | 0.005352 | 0.0050545 | 0.014427 | 1.3691 | 1.8227 | 1.7214 | 4.9132 | 3.7421 | 4.9818 | 4.705 | 13.4289 | 0.0034999 | 0.0046593 | 0.0044005 | 0.01256 | 43.0795 | 4.0286 | 5.3632 | 5.0651 | 14.4569 | 36.3631 | 48.4093 | 45.7189 | 130.4913 | 0 | 816 | Mercury Control
6009_B_1 | MIS_AR | Arkansas | 5 | Jefferson | 69 | 6009 | 1 | White Bluff | 10380 | 1981 | 9999 | Coal Steam | tangential | dry | ESPC + ACI | OFA |  | Fossil | B | 2025 | Coal |  | 14.3942 | 12.236 | 17.8443 | 44.4745 | 0 | 0 | 0 | 0 | 14.3942 | 12.236 | 17.8443 | 44.4745 | 0 | 0 | 0 | 0 | 1386.7202 | 1178.8084 | 1719.107 | 4284.6356 | 1542.3338 | 1311.0908 | 1912.02 | 4765.4446 | 0.0040385 | 0.003433 | 0.0050064 | 0.012478 | 2.2043 | 1.8738 | 2.7327 | 6.8108 | 3.7592 | 3.1956 | 4.6602 | 11.6149 | 0.0035159 | 0.0029887 | 0.0043586 | 0.010863 | 43.0451 | 4.0286 | 3.4246 | 4.9942 | 12.4474 | 36.5285 | 31.0518 | 45.2841 | 112.8644 | 0 | 816 | Mercury Control
60089_G_ELKTN | PJM_EMAC | Maryland | 24 | Cecil | 15 | 60089 | ELKTN | Elkton Solar | 0 | 2015 | 9999 | Solar PV | [5 empty] | Non-Fossil | G | 2025 | Solar |  | 0 | 0 | 0 | 0 | 0 | 0 | 0 | 0 | 0 | 0 | 0 | 0 | 0 | 0 | 0 | 0 | 0.38331 | 0.81431 | 1.4456 | 2.6433 | 0 | 0 | 0 | 0 | 0 | 0 | 0 | 0 | 0 | 0 | 0 | 0 | 0 | 0 | 0 | 0 | 0 | 0 | 0 | 0 | 0.044777 | 0 | 0 | 0 | 0 | 0 | 0 | 0 | 0 | 0 | 1.6
60088_G_SNFLR | MIS_MAPP | North Dakota | 38 | Morton | 59 | 60088 | SNFLR | Sunflower Wind Project | 0 | 2016 | 9999 | Onshore Wind | [5 empty] | Non-Fossil | G | 2025 | Wind |  | 0 | 0 | 0 | 0 | 0 | 0 | 0 | 0 | 0 | 0 | 0 | 0 | 0 | 0 | 0 | 0 | 89.4693 | 131.0898 | 124.1955 | 344.7546 | 0 | 0 | 0 | 0 | 0 | 0 | 0 | 0 | 0 | 0 | 0 | 0 | 0 | 0 | 0 | 0 | 0 | 0 | 0 | 0 | 4.1015 | 0 | 0 | 0 | 0 | 0 | 0 | 0 | 0 | 0 | 104
60087_G_SPII | ERC_PHDL | Texas | 48 | Floyd | 153 | 60087 | SPII | South Plains II | 0 | 2016 | 9999 | Onshore Wind | [5 empty] | Non-Fossil | G | 2025 | Wind |  | 0 | 0 | 0 | 0 | 0 | 0 | 0 | 0 | 0 | 0 | 0 | 0 | 0 | 0 | 0 | 0 | 292.7886 | 405.1135 | 440.2359 | 1138.1379 | 0 | 0 | 0 | 0 | 0 | 0 | 0 | 0 | 0 | 0 | 0 | 0 | 0 | 0 | 0 | 0 | 0 | 0 | 0 | 0 | 9.1967 | 0 | 0 | 0 | 0 | 0 | 0 | 0 | 0 | 0 | 300
60086_G_PV1 | WEC_LADW | California | 6 | Los Angeles | 37 | 60086 | PV1 | US-TOPCO (Soccer Center) | 0 | 2016 | 9999 | Solar PV | [5 empty] | Non-Fossil | G | 2025 | Solar |  | 0 | 0 | 0 | 0 | 0 | 0 | 0 | 0 | 0 | 0 | 0 | 0 | 0 | 0 | 0 | 0 | 1.2103 | 2.3543 | 3.5205 | 7.0851 | 0 | 0 | 0 | 0 | 0 | 0 | 0 | 0 | 0 | 0 | 0 | 0 | 0 | 0 | 0 | 0 | 0 | 0 | 0 | 0 | 0.12005 | 0 | 0 | 0 | 0 | 0 | 0 | 0 | 0 | 0 | 2.9533
60085_G_PV1 | WEC_LADW | California | 6 | Los Angeles | 37 | 60085 | PV1 | AVS Lancaster 1 | 0 | 2016 | 9999 | Solar PV | [5 empty] | Non-Fossil | G | 2025 | Solar |  | 0 | 0 | 0 | 0 | 0 | 0 | 0 | 0 | 0 | 0 | 0 | 0 | 0 | 0 | 0 | 0 | 1.4928 | 2.9036 | 4.342 | 8.7383 | 0 | 0 | 0 | 0 | 0 | 0 | 0 | 0 | 0 | 0 | 0 | 0 | 0 | 0 | 0 | 0 | 0 | 0 | 0 | 0 | 0.14806 | 0 | 0 | 0 | 0 | 0 | 0 | 0 | 0 | 0 | 3.6423
60084_B_7040 | S_SOU | Georgia | 13 | Lowndes | 185 | 60084 | 7040 | PCA-Valdosta Mill | 11414 | 2011 | 9999 | Non-Fossil Waste |  |  | ESPH | LNB |  | Non-Fossil | B | 2025 | Non-Fossil |  | 0.60515 | 0.81143 | 1.0433 | 2.4599 | 0 | 0 | 0 | 0 | 0 | 0 | 0 | 0 | 0 | 0 | 0 | 0 | 53.0185 | 71.0907 | 91.4077 | 215.5169 | 0 | 0 | 0 | 0 | 0 | 0 | 0 | 0 | 0 | 0 | 0 | 0 | 0 | 0 | 0 | 0 | 0 | 0 | 0 | 0 | 12.204 | 0.34669 | 0.46487 | 0.59772 | 1.4093 | 0 | 0 | 0 | 0 | 0 | 52
60084_B_7020A | S_SOU | Georgia | 13 | Lowndes | 185 | 60084 | 7020A | PCA-Valdosta Mill | 12210 | 2014 | 9999 | Biomass |  |  |  | LNB |  | Non-Fossil | B | 2025 |  | Biomass Retirement | 0 | 0 | 0 | 0 | 0 | 0 | 0 | 0 | 0 | 0 | 0 | 0 | 0 | 0 | 0 | 0 | 0 | 0 | 0 | 0 | 0 | 0 | 0 | 0 | 0 | 0 | 0 | 0 | 0 | 0 | 0 | 0 | 0 | 0 | 0 | 0 | 0 | 0 | 0 | 0 | 0 | 0 | 0 | 0 | 0 | 0 | 0 | 0 | 0 | 0 | 5.9
60084_B_1006 | S_SOU | Georgia | 13 | Lowndes | 185 | 60084 | 1006 | PCA-Valdosta Mill | 12210 | 1954 | 9999 | Biomass |  |  | Wet Scrubber |  | Wet Scrubber | Non-Fossil | B | 2025 |  | Biomass Retirement | 0 | 0 | 0 | 0 | 0 | 0 | 0 | 0 | 0 | 0 | 0 | 0 | 0 | 0 | 0 | 0 | 0 | 0 | 0 | 0 | 0 | 0 | 0 | 0 | 0 | 0 | 0 | 0 | 0 | 0 | 0 | 0 | 0 | 0 | 0 | 0 | 0 | 0 | 0 | 0 | 0 | 0 | 0 | 0 | 0 | 0 | 0 | 0 | 0 | 0 | 5.9 | Scrubber | Wet Scrubber
60084_B_1005 | S_SOU | Georgia | 13 | Lowndes | 185 | 60084 | 1005 | PCA-Valdosta Mill | 12210 | 1964 | 9999 | Biomass |  |  | Wet Scrubber |  | Wet Scrubber | Non-Fossil | B | 2025 |  | Biomass Retirement | 0 | 0 | 0 | 0 | 0 | 0 | 0 | 0 | 0 | 0 | 0 | 0 | 0 | 0 | 0 | 0 | 0 | 0 | 0 | 0 | 0 | 0 | 0 | 0 | 0 | 0 | 0 | 0 | 0 | 0 | 0 | 0 | 0 | 0 | 0 | 0 | 0 | 0 | 0 | 0 | 0 | 0 | 0 | 0 | 0 | 0 | 0 | 0 | 0 | 0 | 5.9 | Scrubber | Wet Scrubber
60083_G_PV-W | WEC_CALN | California | 6 | Fresno | 19 | 60083 | PV-W | Fresno Solar | 0 | 2015 | 9999 | Solar PV | [5 empty] | Non-Fossil | G | 2025 | Solar |  | 0 | 0 | 0 | 0 | 0 | 0 | 0 | 0 | 0 | 0 | 0 | 0 | 0 | 0 | 0 | 0 | 0.56278 | 1.1203 | 1.8368 | 3.5199 | 0 | 0 | 0 | 0 | 0 | 0 | 0 | 0 | 0 | 0 | 0 | 0 | 0 | 0 | 0 | 0 | 0 | 0 | 0 | 0 | 0.047987 | 0 | 0 | 0 | 0 | 0 | 0 | 0 | 0 | 0 | 1.4986
60083_G_PV-S | WEC_CALN | California | 6 | Fresno | 19 | 60083 | PV-S | Fresno Solar | 0 | 2015 | 9999 | Solar PV | [5 empty] | Non-Fossil | G | 2025 | Solar |  | 0 | 0 | 0 | 0 | 0 | 0 | 0 | 0 | 0 | 0 | 0 | 0 | 0 | 0 | 0 | 0 | 0.56278 | 1.1203 | 1.8368 | 3.5199 | 0 | 0 | 0 | 0 | 0 | 0 | 0 | 0 | 0 | 0 | 0 | 0 | 0 | 0 | 0 | 0 | 0 | 0 | 0 | 0 | 0.047987 | 0 | 0 | 0 | 0 | 0 | 0 | 0 | 0 | 0 | 1.4986
60082_G_WHTOK | S_SOU | Georgia | 13 | Burke | 33 | 60082 | WHTOK | White Oak Solar, LLC | 0 | 2016 | 9999 | Solar PV | [5 empty] | Non-Fossil | G | 2025 | Solar |  | 0 | 0 | 0 | 0 | 0 | 0 | 0 | 0 | 0 | 0 | 0 | 0 | 0 | 0 | 0 | 0 | 29.3821 | 50.5581 | 75.904 | 155.8442 | 0 | 0 | 0 | 0 | 0 | 0 | 0 | 0 | 0 | 0 | 0 | 0 | 0 | 0 | 0 | 0 | 0 | 0 | 0 | 0 | 2.1409 | 0 | 0 | 0 | 0 | 0 | 0 | 0 | 0 | 0 | 76.5
60081_G_DU4CA | WECC_SCE | California | 6 | Tulare | 107 | 60081 | DU4CA | CED Ducor 4 | 0 | 2016 | 9999 | Solar PV | [5 empty] | Non-Fossil | G | 2025 | Solar |  | 0 | 0 | 0 | 0 | 0 | 0 | 0 | 0 | 0 | 0 | 0 | 0 | 0 | 0 | 0 | 0 | 8.4151 | 15.6123 | 24.1983 | 48.2257 | 0 | 0 | 0 | 0 | 0 | 0 | 0 | 0 | 0 | 0 | 0 | 0 | 0 | 0 | 0 | 0 | 0 | 0 | 0 | 0 | 0.72255 | 0 | 0 | 0 | 0 | 0 | 0 | 0 | 0 | 0 | 20
60080_G_DU3CA | WECC_SCE | California | 6 | Tulare | 107 | 60080 | DU3CA | CED Ducor 3 | 0 | 2016 | 9999 | Solar PV | [5 empty] | Non-Fossil | G | 2025 | Solar |  | 0 | 0 | 0 | 0 | 0 | 0 | 0 | 0 | 0 | 0 | 0 | 0 | 0 | 0 | 0 | 0 | 6.3113 | 11.7092 | 18.1488 | 36.1693 | 0 | 0 | 0 | 0 | 0 | 0 | 0 | 0 | 0 | 0 | 0 | 0 | 0 | 0 | 0 | 0 | 0 | 0 | 0 | 0 | 0.54192 | 0 | 0 | 0 | 0 | 0 | 0 | 0 | 0 | 0 | 15
6008_G_3 | WECC_AZ | Arizona | 4 | Maricopa | 13 | 6008 | 3 | Palo Verde | 10456 | 1988 | 9999 | Nuclear | [5 empty] | Non-Fossil | G | 2025 | Nuclear |  | 26.4276 | 35.8241 | 48.4268 | 110.6785 | 0 | 0 | 0 | 0 | 0 | 0 | 0 | 0 | 0 | 0 | 0 | 0 | 2527.5049 | 3426.1734 | 4631.4852 | 10585.1635 | 0 | 0 | 0 | 0 | 0 | 0 | 0 | 0 | 0 | 0 | 0 | 0 | 0 | 0 | 0 | 0 | 0 | 0 | 0 | 0 | 277.6289 | 0.19044 | 0.25815 | 0.34897 | 0.79757 | 17.1186 | 23.2052 | 31.3687 | 71.6925 | 0 | 1312
6008_G_2 | WECC_AZ | Arizona | 4 | Maricopa | 13 | 6008 | 2 | Palo Verde | 10456 | 1986 | 9999 | Nuclear | [5 empty] | Non-Fossil | G | 2025 | Nuclear |  | 26.238 | 35.567 | 48.0793 | 109.8843 | 0 | 0 | 0 | 0 | 0 | 0 | 0 | 0 | 0 | 0 | 0 | 0 | 2509.3699 | 3401.5904 | 4598.254 | 10509.2143 | 0 | 0 | 0 | 0 | 0 | 0 | 0 | 0 | 0 | 0 | 0 | 0 | 0 | 0 | 0 | 0 | 0 | 0 | 0 | 0 | 274.7495 | 0.17453 | 0.23659 | 0.31982 | 0.73093 | 16.9958 | 23.0387 | 31.1436 | 71.1781 | 0 | 1314
6008_G_1 | WECC_AZ | Arizona | 4 | Maricopa | 13 | 6008 | 1 | Palo Verde | 10456 | 1986 | 9999 | Nuclear | [5 empty] | Non-Fossil | G | 2025 | Nuclear |  | 26.5508 | 35.9911 | 48.6526 | 111.1945 | 0 | 0 | 0 | 0 | 0 | 0 | 0 | 0 | 0 | 0 | 0 | 0 | 2539.2896 | 3442.1481 | 4653.0797 | 10634.5174 | 0 | 0 | 0 | 0 | 0 | 0 | 0 | 0 | 0 | 0 | 0 | 0 | 0 | 0 | 0 | 0 | 0 | 0 | 0 | 0 | 285.1979 | 0.20605 | 0.27931 | 0.37757 | 0.86292 | 17.1984 | 23.3134 | 31.5149 | 72.0268 | 0 | 1311
60079_G_DU2CA | WECC_SCE | California | 6 | Tulare | 107 | 60079 | DU2CA | CED Ducor 2 | 0 | 2016 | 9999 | Solar PV | [5 empty] | Non-Fossil | G | 2025 | Solar |  | 0 | 0 | 0 | 0 | 0 | 0 | 0 | 0 | 0 | 0 | 0 | 0 | 0 | 0 | 0 | 0 | 8.4151 | 15.6123 | 24.1983 | 48.2257 | 0 | 0 | 0 | 0 | 0 | 0 | 0 | 0 | 0 | 0 | 0 | 0 | 0 | 0 | 0 | 0 | 0 | 0 | 0 | 0 | 0.72255 | 0 | 0 | 0 | 0 | 0 | 0 | 0 | 0 | 0 | 20
60078_G_DU1CA | WECC_SCE | California | 6 | Tulare | 107 | 60078 | DU1CA | CED Ducor 1 | 0 | 2016 | 9999 | Solar PV | [5 empty] | Non-Fossil | G | 2025 | Solar |  | 0 | 0 | 0 | 0 | 0 | 0 | 0 | 0 | 0 | 0 | 0 | 0 | 0 | 0 | 0 | 0 | 8.4151 | 15.6123 | 24.1983 | 48.2257 | 0 | 0 | 0 | 0 | 0 | 0 | 0 | 0 | 0 | 0 | 0 | 0 | 0 | 0 | 0 | 0 | 0 | 0 | 0 | 0 | 0.72255 | 0 | 0 | 0 | 0 | 0 | 0 | 0 | 0 | 0 | 20
60077_G_AVCA | WEC_CALN | California | 6 | Kings | 31 | 60077 | AVCA | CED Avenal | 0 | 2017 | 9999 | Solar PV | [5 empty] | Non-Fossil | G | 2025 | Solar |  | 0 | 0 | 0 | 0 | 0 | 0 | 0 | 0 | 0 | 0 | 0 | 0 | 0 | 0 | 0 | 0 | 5.928 | 11.8004 | 19.3474 | 37.0758 | 0 | 0 | 0 | 0 | 0 | 0 | 0 | 0 | 0 | 0 | 0 | 0 | 0 | 0 | 0 | 0 | 0 | 0 | 0 | 0 | 0.50546 | 0 | 0 | 0 | 0 | 0 | 0 | 0 | 0 | 0 | 15.7849
60076_G_SYNPL | NENGREST | Massachusetts | 25 | Hampden | 13 | 60076 | SYNPL | Palmer Landfill | 0 | 2016 | 9999 | Solar PV | [5 empty] | Non-Fossil | G | 2025 | Solar |  | 0 | 0 | 0 | 0 | 0 | 0 | 0 | 0 | 0 | 0 | 0 | 0 | 0 | 0 | 0 | 0 | 0.87712 | 1.8237 | 2.7862 | 5.487 | 0 | 0 | 0 | 0 | 0 | 0 | 0 | 0 | 0 | 0 | 0 | 0 | 0 | 0 | 0 | 0 | 0 | 0 | 0 | 0 | 0.1095 | 0 | 0 | 0 | 0 | 0 | 0 | 0 | 0 | 0 | 3.9127
60075_G_SYFRS | NENGREST | Massachusetts | 25 | Bristol | 5 | 60075 | SYFRS | Fisher Road Solar | 0 | 2015 | 9999 | Solar PV | [5 empty] | Non-Fossil | G | 2025 | Solar |  | 0 | 0 | 0 | 0 | 0 | 0 | 0 | 0 | 0 | 0 | 0 | 0 | 0 | 0 | 0 | 0 | 1.0087 | 2.0973 | 3.2041 | 6.31 | 0 | 0 | 0 | 0 | 0 | 0 | 0 | 0 | 0 | 0 | 0 | 0 | 0 | 0 | 0 | 0 | 0 | 0 | 0 | 0 | 0.12592 | 0 | 0 | 0 | 0 | 0 | 0 | 0 | 0 | 0 | 4.4996
60074_G_SNNOA | NENGREST | Massachusetts | 25 | Berkshire | 3 | 60074 | SNNOA | North Adams Landfill | 0 | 2015 | 9999 | Solar PV | [5 empty] | Non-Fossil | G | 2025 | Solar |  | 0 | 0 | 0 | 0 | 0 | 0 | 0 | 0 | 0 | 0 | 0 | 0 | 0 | 0 | 0 | 0 | 0.48241 | 1.003 | 1.5324 | 3.0178 | 0 | 0 | 0 | 0 | 0 | 0 | 0 | 0 | 0 | 0 | 0 | 0 | 0 | 0 | 0 | 0 | 0 | 0 | 0 | 0 | 0.060225 | 0 | 0 | 0 | 0 | 0 | 0 | 0 | 0 | 0 | 2.152
60073_G_SNLEO | NENGREST | Massachusetts | 25 | Worcester | 27 | 60073 | SNLEO | Leominster | 0 | 2015 | 9999 | Solar PV | [5 empty] | Non-Fossil | G | 2025 | Solar |  | 0 | 0 | 0 | 0 | 0 | 0 | 0 | 0 | 0 | 0 | 0 | 0 | 0 | 0 | 0 | 0 | 0.43856 | 0.91185 | 1.3931 | 2.7435 | 0 | 0 | 0 | 0 | 0 | 0 | 0 | 0 | 0 | 0 | 0 | 0 | 0 | 0 | 0 | 0 | 0 | 0 | 0 | 0 | 0.05475 | 0 | 0 | 0 | 0 | 0 | 0 | 0 | 0 | 0 | 1.9564
60072_G_NSS1 | S_VACA | North Carolina | 37 | Cleveland | 45 | 60072 | NSS1 | Neisler Street Solar | 0 | 2015 | 9999 | Solar PV | [5 empty] | Non-Fossil | G | 2025 | Solar |  | 0 | 0 | 0 | 0 | 0 | 0 | 0 | 0 | 0 | 0 | 0 | 0 | 0 | 0 | 0 | 0 | 0.60635 | 1.0756 | 1.7937 | 3.4756 | 0 | 0 | 0 | 0 | 0 | 0 | 0 | 0 | 0 | 0 | 0 | 0 | 0 | 0 | 0 | 0 | 0 | 0 | 0 | 0 | 0.055937 | 0 | 0 | 0 | 0 | 0 | 0 | 0 | 0 | 0 | 1.9988
60071_G_XXXXX | FRCC | Florida | 12 | Taylor | 123 | 60071 | XXXXX | Perry Solar Facility | 0 | 2016 | 9999 | Solar PV | [5 empty] | Non-Fossil | G | 2025 | Solar |  | 0 | 0 | 0 | 0 | 0 | 0 | 0 | 0 | 0 | 0 | 0 | 0 | 0 | 0 | 0 | 0 | 1.6203 | 2.9216 | 4.1602 | 8.7021 | 0 | 0 | 0 | 0 | 0 | 0 | 0 | 0 | 0 | 0 | 0 | 0 | 0 | 0 | 0 | 0 | 0 | 0 | 0 | 0 | 0.14273 | 0 | 0 | 0 | 0 | 0 | 0 | 0 | 0 | 0 | 5.1
60069_G_CBLF1 | SPP_N | Kansas | 20 | Ness | 135 | 60069 | CBLF1 | Cedar Bluff Wind, LLC | 0 | 2015 | 9999 | Onshore Wind | [5 empty] | Non-Fossil | G | 2025 | Wind |  | 0 | 0 | 0 | 0 | 0 | 0 | 0 | 0 | 0 | 0 | 0 | 0 | 0 | 0 | 0 | 0 | 170.1174 | 257.1234 | 261.4993 | 688.7401 | 0 | 0 | 0 | 0 | 0 | 0 | 0 | 0 | 0 | 0 | 0 | 0 | 0 | 0 | 0 | 0 | 0 | 0 | 0 | 0 | 7.8366 | 0 | 0 | 0 | 0 | 0 | 0 | 0 | 0 | 0 | 198.6
60068_G_GVS5 | WECC_ID | Idaho | 16 | Elmore | 39 | 60068 | GVS5 | Grand View Solar Two | 0 | 2016 | 9999 | Solar PV | [5 empty] | Non-Fossil | G | 2025 | Solar |  | 0 | 0 | 0 | 0 | 0 | 0 | 0 | 0 | 0 | 0 | 0 | 0 | 0 | 0 | 0 | 0 | 8.0412 | 15.2432 | 22.9902 | 46.2747 | 0 | 0 | 0 | 0 | 0 | 0 | 0 | 0 | 0 | 0 | 0 | 0 | 0 | 0 | 0 | 0 | 0 | 0 | 0 | 0 | 0.55971 | 0 | 0 | 0 | 0 | 0 | 0 | 0 | 0 | 0 | 20
60068_G_GVS2 | WECC_ID | Idaho | 16 | Elmore | 39 | 60068 | GVS2 | Grand View Solar Two | 0 | 2016 | 9999 | Solar PV | [5 empty] | Non-Fossil | G | 2025 | Solar |  | 0 | 0 | 0 | 0 | 0 | 0 | 0 | 0 | 0 | 0 | 0 | 0 | 0 | 0 | 0 | 0 | 24.1235 | 45.7297 | 68.9707 | 138.824 | 0 | 0 | 0 | 0 | 0 | 0 | 0 | 0 | 0 | 0 | 0 | 0 | 0 | 0 | 0 | 0 | 0 | 0 | 0 | 0 | 1.6791 | 0 | 0 | 0 | 0 | 0 | 0 | 0 | 0 | 0 | 60
60067_G_SPRMA | NENGREST | Massachusetts | 25 | Bristol | 5 | 60067 | SPRMA | BWC Swan Pond River | 0 | 2015 | 9999 | Solar PV | [5 empty] | Non-Fossil | G | 2025 | Solar |  | 0 | 0 | 0 | 0 | 0 | 0 | 0 | 0 | 0 | 0 | 0 | 0 | 0 | 0 | 0 | 0 | 0.35085 | 0.72948 | 1.1145 | 2.1948 | 0 | 0 | 0 | 0 | 0 | 0 | 0 | 0 | 0 | 0 | 0 | 0 | 0 | 0 | 0 | 0 | 0 | 0 | 0 | 0 | 0.0438 | 0 | 0 | 0 | 0 | 0 | 0 | 0 | 0 | 0 | 1.5651
60065_G_FEDRD | NENGREST | Massachusetts | 25 | Plymouth | 23 | 60065 | FEDRD | Federal Road Solar 1, LLC | 0 | 2015 | 9999 | Solar PV | [5 empty] | Non-Fossil | G | 2025 | Solar |  | 0 | 0 | 0 | 0 | 0 | 0 | 0 | 0 | 0 | 0 | 0 | 0 | 0 | 0 | 0 | 0 | 0.96483 | 2.0061 | 3.0648 | 6.0357 | 0 | 0 | 0 | 0 | 0 | 0 | 0 | 0 | 0 | 0 | 0 | 0 | 0 | 0 | 0 | 0 | 0 | 0 | 0 | 0 | 0.12045 | 0 | 0 | 0 | 0 | 0 | 0 | 0 | 0 | 0 | 4.304
60064_G_WHTPN | S_SOU | Georgia | 13 | Taylor | 269 | 60064 | WHTPN | White Pine Solar, LLC | 0 | 2016 | 9999 | Solar PV | [5 empty] | Non-Fossil | G | 2025 | Solar |  | 0 | 0 | 0 | 0 | 0 | 0 | 0 | 0 | 0 | 0 | 0 | 0 | 0 | 0 | 0 | 0 | 38.8689 | 66.8821 | 100.4115 | 206.1625 | 0 | 0 | 0 | 0 | 0 | 0 | 0 | 0 | 0 | 0 | 0 | 0 | 0 | 0 | 0 | 0 | 0 | 0 | 0 | 0 | 2.8321 | 0 | 0 | 0 | 0 | 0 | 0 | 0 | 0 | 0 | 101.2
60063_G_LVEOK | S_SOU | Georgia | 13 | Candler | 43 | 60063 | LVEOK | Live Oak Solar, LLC | 0 | 2016 | 9999 | Solar PV | [5 empty] | Non-Fossil | G | 2025 | Solar |  | 0 | 0 | 0 | 0 | 0 | 0 | 0 | 0 | 0 | 0 | 0 | 0 | 0 | 0 | 0 | 0 | 19.5881 | 33.7054 | 50.6026 | 103.8961 | 0 | 0 | 0 | 0 | 0 | 0 | 0 | 0 | 0 | 0 | 0 | 0 | 0 | 0 | 0 | 0 | 0 | 0 | 0 | 0 | 1.4273 | 0 | 0 | 0 | 0 | 0 | 0 | 0 | 0 | 0 | 51
60062_G_ASII | WECC_AZ | Arizona | 4 | Pima | 19 | 60062 | ASII | Avalon Solar II | 0 | 2016 | 9999 | Solar PV | [5 empty] | Non-Fossil | G | 2025 | Solar |  | 0 | 0 | 0 | 0 | 0 | 0 | 0 | 0 | 0 | 0 | 0 | 0 | 0 | 0 | 0 | 0 | 7.2018 | 12.9938 | 18.8187 | 39.0144 | 0 | 0 | 0 | 0 | 0 | 0 | 0 | 0 | 0 | 0 | 0 | 0 | 0 | 0 | 0 | 0 | 0 | 0 | 0 | 0 | 0.72054 | 0 | 0 | 0 | 0 | 0 | 0 | 0 | 0 | 0 | 15.9623
60061_G_1 | FRCC | Florida | 12 | Desoto | 27 | 60061 | 1 | Citrus Solar Energy Center | 0 | 2016 | 9999 | Solar PV | [5 empty] | Non-Fossil | G | 2025 | Solar |  | 0 | 0 | 0 | 0 | 0 | 0 | 0 | 0 | 0 | 0 | 0 | 0 | 0 | 0 | 0 | 0 | 23.6693 | 42.6777 | 60.7715 | 127.1184 | 0 | 0 | 0 | 0 | 0 | 0 | 0 | 0 | 0 | 0 | 0 | 0 | 0 | 0 | 0 | 0 | 0 | 0 | 0 | 0 | 2.0849 | 0 | 0 | 0 | 0 | 0 | 0 | 0 | 0 | 0 | 74.5
60060_G_SDIAB | WEC_SDGE | California | 6 | San Diego | 73 | 60060 | SDIAB | Lindberg FIeld Solar | 0 | 2015 | 9999 | Solar PV | [5 empty] | Non-Fossil | G | 2025 | Solar |  | 0 | 0 | 0 | 0 | 0 | 0 | 0 | 0 | 0 | 0 | 0 | 0 | 0 | 0 | 0 | 0 | 0.19561 | 0.41675 | 0.65537 | 1.2677 | 0 | 0 | 0 | 0 | 0 | 0 | 0 | 0 | 0 | 0 | 0 | 0 | 0 | 0 | 0 | 0 | 0 | 0 | 0 | 0 | 0.013993 | 0 | 0 | 0 | 0 | 0 | 0 | 0 | 0 | 0 | 0.5
60060_G_SDIAA | WEC_SDGE | California | 6 | San Diego | 73 | 60060 | SDIAA | Lindberg FIeld Solar | 0 | 2015 | 9999 | Solar PV | [5 empty] | Non-Fossil | G | 2025 | Solar |  | 0 | 0 | 0 | 0 | 0 | 0 | 0 | 0 | 0 | 0 | 0 | 0 | 0 | 0 | 0 | 0 | 0.19561 | 0.41675 | 0.65537 | 1.2677 | 0 | 0 | 0 | 0 | 0 | 0 | 0 | 0 | 0 | 0 | 0 | 0 | 0 | 0 | 0 | 0 | 0 | 0 | 0 | 0 | 0.013993 | 0 | 0 | 0 | 0 | 0 | 0 | 0 | 0 | 0 | 0.5
60060_G_SDIA2 | WEC_SDGE | California | 6 | San Diego | 73 | 60060 | SDIA2 | Lindberg FIeld Solar | 0 | 2016 | 9999 | Solar PV | [5 empty] | Non-Fossil | G | 2025 | Solar |  | 0 | 0 | 0 | 0 | 0 | 0 | 0 | 0 | 0 | 0 | 0 | 0 | 0 | 0 | 0 | 0 | 0.66507 | 1.417 | 2.2282 | 4.3103 | 0 | 0 | 0 | 0 | 0 | 0 | 0 | 0 | 0 | 0 | 0 | 0 | 0 | 0 | 0 | 0 | 0 | 0 | 0 | 0 | 0.047575 | 0 | 0 | 0 | 0 | 0 | 0 | 0 | 0 | 0 | 1.7
6006_G_2 | PJM_West | Ohio | 39 | Meigs | 105 | 6006 | 2 | Racine | 0 | 1982 | 9999 | Hydro | [5 empty] | Non-Fossil | G | 2025 | Hydro |  | 0 | 0 | 0 | 0 | 0 | 0 | 0 | 0 | 0 | 0 | 0 | 0 | 0 | 0 | 0 | 0 | 8.5525 | 14.5387 | 21.9741 | 45.0653 | 0 | 0 | 0 | 0 | 0 | 0 | 0 | 0 | 0 | 0 | 0 | 0 | 0 | 0 | 0 | 0 | 0 | 0 | 0 | 0 | 0.14889 | 0.02275 | 0.038673 | 0.058451 | 0.11987 | 0 | 0 | 0 | 0 | 0 | 10
6006_G_1 | PJM_West | Ohio | 39 | Meigs | 105 | 6006 | 1 | Racine | 0 | 1983 | 9999 | Hydro | [5 empty] | Non-Fossil | G | 2025 | Hydro |  | 0 | 0 | 0 | 0 | 0 | 0 | 0 | 0 | 0 | 0 | 0 | 0 | 0 | 0 | 0 | 0 | 8.5525 | 14.5387 | 21.9741 | 45.0653 | 0 | 0 | 0 | 0 | 0 | 0 | 0 | 0 | 0 | 0 | 0 | 0 | 0 | 0 | 0 | 0 | 0 | 0 | 0 | 0 | 0.14889 | 0.02275 | 0.038673 | 0.058451 | 0.11987 | 0 | 0 | 0 | 0 | 0 | 10
60059_G_1 | ERC_REST | Texas | 48 | Starr | 427 | 60059 | 1 | Los Vientos V Wind Power | 0 | 2015 | 9999 | Onshore Wind | [5 empty] | Non-Fossil | G | 2025 | Wind |  | 0 | 0 | 0 | 0 | 0 | 0 | 0 | 0 | 0 | 0 | 0 | 0 | 0 | 0 | 0 | 0 | 78.9959 | 113.7786 | 135.754 | 328.5285 | 0 | 0 | 0 | 0 | 0 | 0 | 0 | 0 | 0 | 0 | 0 | 0 | 0 | 0 | 0 | 0 | 0 | 0 | 0 | 0 | 3.0995 | 0 | 0 | 0 | 0 | 0 | 0 | 0 | 0 | 0 | 110
60058_G_RVRBN | S_C_TVA | Alabama | 1 | Lauderdale | 77 | 60058 | RVRBN | River Bend Solar, LLC | 0 | 2016 | 9999 | Solar PV | [5 empty] | Non-Fossil | G | 2025 | Solar |  | 0 | 0 | 0 | 0 | 0 | 0 | 0 | 0 | 0 | 0 | 0 | 0 | 0 | 0 | 0 | 0 | 20.375 | 40.8294 | 62.1664 | 123.3708 | 0 | 0 | 0 | 0 | 0 | 0 | 0 | 0 | 0 | 0 | 0 | 0 | 0 | 0 | 0 | 0 | 0 | 0 | 0 | 0 | 2.0989 | 0 | 0 | 0 | 0 | 0 | 0 | 0 | 0 | 0 | 75
60057_G_STEEL | WECC_PNW | Oregon | 41 | Polk | 53 | 60057 | STEEL | Steel Bridge Solar, LLC | 0 | 2016 | 9999 | Solar PV | [5 empty] | Non-Fossil | G | 2025 | Solar |  | 0 | 0 | 0 | 0 | 0 | 0 | 0 | 0 | 0 | 0 | 0 | 0 | 0 | 0 | 0 | 0 | 0.55324 | 1.2271 | 1.9018 | 3.6822 | 0 | 0 | 0 | 0 | 0 | 0 | 0 | 0 | 0 | 0 | 0 | 0 | 0 | 0 | 0 | 0 | 0 | 0 | 0 | 0 | 0.057704 | 0 | 0 | 0 | 0 | 0 | 0 | 0 | 0 | 0 | 2.0619
60056_G_SYNPA | NENGREST | Massachusetts | 25 | Hampden | 13 | 60056 | SYNPA | Syncarpha Palmer, LLC | 0 | 2015 | 9999 | Solar PV | [5 empty] | Non-Fossil | G | 2025 | Solar |  | 0 | 0 | 0 | 0 | 0 | 0 | 0 | 0 | 0 | 0 | 0 | 0 | 0 | 0 | 0 | 0 | 1.0525 | 2.1884 | 3.3434 | 6.5844 | 0 | 0 | 0 | 0 | 0 | 0 | 0 | 0 | 0 | 0 | 0 | 0 | 0 | 0 | 0 | 0 | 0 | 0 | 0 | 0 | 0.1314 | 0 | 0 | 0 | 0 | 0 | 0 | 0 | 0 | 0 | 4.6953
60055_G_FLS1 | S_VACA | North Carolina | 37 | Henderson | 89 | 60055 | FLS1 | Innovative Solar 16 | 0 | 2015 | 9999 | Solar PV | [5 empty] | Non-Fossil | G | 2025 | Solar |  | 0 | 0 | 0 | 0 | 0 | 0 | 0 | 0 | 0 | 0 | 0 | 0 | 0 | 0 | 0 | 0 | 0.60635 | 1.0756 | 1.7937 | 3.4756 | 0 | 0 | 0 | 0 | 0 | 0 | 0 | 0 | 0 | 0 | 0 | 0 | 0 | 0 | 0 | 0 | 0 | 0 | 0 | 0 | 0.055937 | 0 | 0 | 0 | 0 | 0 | 0 | 0 | 0 | 0 | 1.9988
60054_G_BPPV | NENG_CT | Connecticut | 9 | Fairfield | 1 | 60054 | BPPV | UI RCP Bridgeport Seaside | 0 | 2016 | 9999 | Solar PV | [5 empty] | Non-Fossil | G | 2025 | Solar |  | 0 | 0 | 0 | 0 | 0 | 0 | 0 | 0 | 0 | 0 | 0 | 0 | 0 | 0 | 0 | 0 | 0.60733 | 1.2607 | 1.9275 | 3.7954 | 0 | 0 | 0 | 0 | 0 | 0 | 0 | 0 | 0 | 0 | 0 | 0 | 0 | 0 | 0 | 0 | 0 | 0 | 0 | 0 | 0.061568 | 0 | 0 | 0 | 0 | 0 | 0 | 0 | 0 | 0 | 2.2
60054_G_BPFC | NENG_CT | Connecticut | 9 | Fairfield | 1 | 60054 | BPFC | UI RCP Bridgeport Seaside | 9500 | 2015 | 9999 | Fuel Cell | [5 empty] | Non-Fossil | G | 2025 | NaturalGas |  | 0 | 0 | 0 | 0 | 0 | 0 | 0 | 0 | 0 | 0 | 0 | 0 | 0 | 0 | 0 | 0 | 0 | 0 | 0 | 0 | 0 | 0 | 0 | 0 | 0 | 0 | 0 | 0 | 0 | 0 | 0 | 0 | 0 | 0 | 0 | 0 | 0 | 0 | 0 | 0 | 0 | 0 | 0 | 0 | 0 | 0 | 0 | 0 | 0 | 0 | 2.8
60053_G_FLS1 | S_VACA | North Carolina | 37 | Greene | 79 | 60053 | FLS1 | Innovative Solar 63, LLC | 0 | 2016 | 9999 | Solar PV | [5 empty] | Non-Fossil | G | 2025 | Solar |  | 0 | 0 | 0 | 0 | 0 | 0 | 0 | 0 | 0 | 0 | 0 | 0 | 0 | 0 | 0 | 0 | 1.4856 | 2.6351 | 4.3945 | 8.5152 | 0 | 0 | 0 | 0 | 0 | 0 | 0 | 0 | 0 | 0 | 0 | 0 | 0 | 0 | 0 | 0 | 0 | 0 | 0 | 0 | 0.13705 | 0 | 0 | 0 | 0 | 0 | 0 | 0 | 0 | 0 | 4.897
60052_G_FLS1 | S_VACA | North Carolina | 37 | Burke | 23 | 60052 | FLS1 | Innovative Solar 26, LLC | 0 | 2015 | 9999 | Solar PV | [5 empty] | Non-Fossil | G | 2025 | Solar |  | 0 | 0 | 0 | 0 | 0 | 0 | 0 | 0 | 0 | 0 | 0 | 0 | 0 | 0 | 0 | 0 | 0.57603 | 1.0218 | 1.704 | 3.3018 | 0 | 0 | 0 | 0 | 0 | 0 | 0 | 0 | 0 | 0 | 0 | 0 | 0 | 0 | 0 | 0 | 0 | 0 | 0 | 0 | 0.05314 | 0 | 0 | 0 | 0 | 0 | 0 | 0 | 0 | 0 | 1.8989
60051_G_FLS1 | S_VACA | North Carolina | 37 | Rutherford | 161 | 60051 | FLS1 | Innovative Solar 18, LLC | 0 | 2015 | 9999 | Solar PV | [5 empty] | Non-Fossil | G | 2025 | Solar |  | 0 | 0 | 0 | 0 | 0 | 0 | 0 | 0 | 0 | 0 | 0 | 0 | 0 | 0 | 0 | 0 | 0.57603 | 1.0218 | 1.704 | 3.3018 | 0 | 0 | 0 | 0 | 0 | 0 | 0 | 0 | 0 | 0 | 0 | 0 | 0 | 0 | 0 | 0 | 0 | 0 | 0 | 0 | 0.05314 | 0 | 0 | 0 | 0 | 0 | 0 | 0 | 0 | 0 | 1.8989
60050_G_FLS1 | S_VACA | North Carolina | 37 | Haywood | 87 | 60050 | FLS1 | Innovative Solar 10 | 0 | 2015 | 9999 | Solar PV | [5 empty] | Non-Fossil | G | 2025 | Solar |  | 0 | 0 | 0 | 0 | 0 | 0 | 0 | 0 | 0 | 0 | 0 | 0 | 0 | 0 | 0 | 0 | 0.45476 | 0.80667 | 1.3453 | 2.6067 | 0 | 0 | 0 | 0 | 0 | 0 | 0 | 0 | 0 | 0 | 0 | 0 | 0 | 0 | 0 | 0 | 0 | 0 | 0 | 0 | 0.041953 | 0 | 0 | 0 | 0 | 0 | 0 | 0 | 0 | 0 | 1.4991
60049_G_GE | WEC_CALN | California | 6 | Alameda | 1 | 60049 | GE | Golden Hills Wind | 0 | 2015 | 9999 | Onshore Wind | [5 empty] | Non-Fossil | G | 2025 | Wind |  | 0 | 0 | 0 | 0 | 0 | 0 | 0 | 0 | 0 | 0 | 0 | 0 | 0 | 0 | 0 | 0 | 27.8342 | 55.1302 | 150.4154 | 233.3799 | 0 | 0 | 0 | 0 | 0 | 0 | 0 | 0 | 0 | 0 | 0 | 0 | 0 | 0 | 0 | 0 | 0 | 0 | 0 | 0 | 2.4204 | 0 | 0 | 0 | 0 | 0 | 0 | 0 | 0 | 0 | 85.9
60048_G_FLS1 | S_VACA | North Carolina | 37 | Beaufort | 13 | 60048 | FLS1 | TWE Chocowinity Solar, LLC | 0 | 2015 | 9999 | Solar PV | [5 empty] | Non-Fossil | G | 2025 | Solar |  | 0 | 0 | 0 | 0 | 0 | 0 | 0 | 0 | 0 | 0 | 0 | 0 | 0 | 0 | 0 | 0 | 1.3643 | 2.42 | 4.0358 | 7.8201 | 0 | 0 | 0 | 0 | 0 | 0 | 0 | 0 | 0 | 0 | 0 | 0 | 0 | 0 | 0 | 0 | 0 | 0 | 0 | 0 | 0.12586 | 0 | 0 | 0 | 0 | 0 | 0 | 0 | 0 | 0 | 4.4973
60047_G_PV6 | MIS_INKY | Indiana | 18 | Elkhart | 39 | 60047 | PV6 | Middlebury Solar | 0 | 2012 | 9999 | Solar PV | [5 empty] | Non-Fossil | G | 2025 | Solar |  | 0 | 0 | 0 | 0 | 0 | 0 | 0 | 0 | 0 | 0 | 0 | 0 | 0 | 0 | 0 | 0 | 0.3793 | 0.78952 | 1.2037 | 2.3725 | 0 | 0 | 0 | 0 | 0 | 0 | 0 | 0 | 0 | 0 | 0 | 0 | 0 | 0 | 0 | 0 | 0 | 0 | 0 | 0 | 0.041978 | 0 | 0 | 0 | 0 | 0 | 0 | 0 | 0 | 0 | 1.5
60046_G_PV7 | MIS_INKY | Indiana | 18 | Porter | 127 | 60046 | PV7 | Portage Solar | 0 | 2012 | 9999 | Solar PV | [5 empty] | Non-Fossil | G | 2025 | Solar |  | 0 | 0 | 0 | 0 | 0 | 0 | 0 | 0 | 0 | 0 | 0 | 0 | 0 | 0 | 0 | 0 | 0.3793 | 0.78952 | 1.2037 | 2.3725 | 0 | 0 | 0 | 0 | 0 | 0 | 0 | 0 | 0 | 0 | 0 | 0 | 0 | 0 | 0 | 0 | 0 | 0 | 0 | 0 | 0.041978 | 0 | 0 | 0 | 0 | 0 | 0 | 0 | 0 | 0 | 1.5
60045_G_GEN1 | NY_Z_K | New York | 36 | Suffolk | 103 | 60045 | GEN1 | Shoreham Solar Commons | 0 | 2017 | 9999 | Solar PV | [5 empty] | Non-Fossil | G | 2025 | Solar |  | 0 | 0 | 0 | 0 | 0 | 0 | 0 | 0 | 0 | 0 | 0 | 0 | 0 | 0 | 0 | 0 | 5.9071 | 12.2665 | 18.7969 | 36.9705 | 0 | 0 | 0 | 0 | 0 | 0 | 0 | 0 | 0 | 0 | 0 | 0 | 0 | 0 | 0 | 0 | 0 | 0 | 0 | 0 | 0.65084 | 0 | 0 | 0 | 0 | 0 | 0 | 0 | 0 | 0 | 23.2564
60044_G_BKTH1 | ERC_WEST | Texas | 48 | Pecos | 371 | 60044 | BKTH1 | Buckthorn Solar 1 | 0 | 2017 | 9999 | Solar PV | [5 empty] | Non-Fossil | G | 2025 | Solar |  | 0 | 0 | 0 | 0 | 0 | 0 | 0 | 0 | 0 | 0 | 0 | 0 | 0 | 0 | 0 | 0 | 90.9503 | 131.1876 | 228.145 | 450.2829 | 0 | 0 | 0 | 0 | 0 | 0 | 0 | 0 | 0 | 0 | 0 | 0 | 0 | 0 | 0 | 0 | 0 | 0 | 0 | 0 | 5.6531 | 0 | 0 | 0 | 0 | 0 | 0 | 0 | 0 | 0 | 202
60040_G_NHFC | NENG_CT | Connecticut | 9 | New Haven | 9 | 60040 | NHFC | UI RCP New Haven Fuel Cell | 9500 | 2015 | 9999 | Fuel Cell | [5 empty] | Non-Fossil | G | 2025 | NaturalGas |  | 0 | 0 | 0 | 0 | 0 | 0 | 0 | 0 | 0 | 0 | 0 | 0 | 0 | 0 | 0 | 0 | 0 | 0 | 0 | 0 | 0 | 0 | 0 | 0 | 0 | 0 | 0 | 0 | 0 | 0 | 0 | 0 | 0 | 0 | 0 | 0 | 0 | 0 | 0 | 0 | 0 | 0 | 0 | 0 | 0 | 0 | 0 | 0 | 0 | 0 | 2.5
60039_G_FTRS | WEC_CALN | California | 6 | Stanislaus | 99 | 60039 | FTRS | Frontier Solar LLC | 0 | 2016 | 9999 | Solar PV | [5 empty] | Non-Fossil | G | 2025 | Solar |  | 0 | 0 | 0 | 0 | 0 | 0 | 0 | 0 | 0 | 0 | 0 | 0 | 0 | 0 | 0 | 0 | 7.5037 | 14.9373 | 24.4904 | 46.9314 | 0 | 0 | 0 | 0 | 0 | 0 | 0 | 0 | 0 | 0 | 0 | 0 | 0 | 0 | 0 | 0 | 0 | 0 | 0 | 0 | 0.63983 | 0 | 0 | 0 | 0 | 0 | 0 | 0 | 0 | 0 | 19.9809
60038_G_PV1 | PJM_ATSI | Ohio | 39 | Lucas | 95 | 60038 | PV1 | Owens Corning Headquarters | 0 | 2015 | 9999 | Solar PV | [5 empty] | Non-Fossil | G | 2025 | Solar |  | 0 | 0 | 0 | 0 | 0 | 0 | 0 | 0 | 0 | 0 | 0 | 0 | 0 | 0 | 0 | 0 | 0.50896 | 1.0952 | 1.6978 | 3.3019 | 0 | 0 | 0 | 0 | 0 | 0 | 0 | 0 | 0 | 0 | 0 | 0 | 0 | 0 | 0 | 0 | 0 | 0 | 0 | 0 | 0.058769 | 0 | 0 | 0 | 0 | 0 | 0 | 0 | 0 | 0 | 2.1
60036_G_PV1 | PJM_SMAC | Maryland | 24 | Howard | 27 | 60036 | PV1 | CCBC-Catonsville | 0 | 2015 | 9999 | Solar PV | [5 empty] | Non-Fossil | G | 2025 | Solar |  | 0 | 0 | 0 | 0 | 0 | 0 | 0 | 0 | 0 | 0 | 0 | 0 | 0 | 0 | 0 | 0 | 0.36361 | 0.75031 | 1.2612 | 2.3751 | 0 | 0 | 0 | 0 | 0 | 0 | 0 | 0 | 0 | 0 | 0 | 0 | 0 | 0 | 0 | 0 | 0 | 0 | 0 | 0 | 0.044777 | 0 | 0 | 0 | 0 | 0 | 0 | 0 | 0 | 0 | 1.6
60035_G_RPU1 | WECC_SCE | California | 6 | Riverside | 65 | 60035 | RPU1 | Tequesquite Landfill Solar PV Project | 0 | 2015 | 9999 | Solar PV | [5 empty] | Non-Fossil | G | 2025 | Solar |  | 0 | 0 | 0 | 0 | 0 | 0 | 0 | 0 | 0 | 0 | 0 | 0 | 0 | 0 | 0 | 0 | 3.0715 | 5.6985 | 8.8324 | 17.6024 | 0 | 0 | 0 | 0 | 0 | 0 | 0 | 0 | 0 | 0 | 0 | 0 | 0 | 0 | 0 | 0 | 0 | 0 | 0 | 0 | 0.26373 | 0 | 0 | 0 | 0 | 0 | 0 | 0 | 0 | 0 | 7.3
60033_G_GEN01 | WEC_CALN | California | 6 | San Luis Obispo | 79 | 60033 | GEN01 | CA Flats Solar 130, LLC | 0 | 2017 | 9999 | Solar PV | [5 empty] | Non-Fossil | G | 2025 | Solar |  | 0 | 0 | 0 | 0 | 0 | 0 | 0 | 0 | 0 | 0 | 0 | 0 | 0 | 0 | 0 | 0 | 48.7743 | 97.0923 | 159.1875 | 305.0541 | 0 | 0 | 0 | 0 | 0 | 0 | 0 | 0 | 0 | 0 | 0 | 0 | 0 | 0 | 0 | 0 | 0 | 0 | 0 | 0 | 4.1589 | 0 | 0 | 0 | 0 | 0 | 0 | 0 | 0 | 0 | 129.8758
60032_G_RCHTR | WECC_SCE | California | 6 | San Bernardino | 71 | 60032 | RCHTR | SunE Rochester | 0 | 2016 | 9999 | Solar PV | [5 empty] | Non-Fossil | G | 2025 | Solar |  | 0 | 0 | 0 | 0 | 0 | 0 | 0 | 0 | 0 | 0 | 0 | 0 | 0 | 0 | 0 | 0 | 0.42075 | 0.78061 | 1.2099 | 2.4113 | 0 | 0 | 0 | 0 | 0 | 0 | 0 | 0 | 0 | 0 | 0 | 0 | 0 | 0 | 0 | 0 | 0 | 0 | 0 | 0 | 0.036128 | 0 | 0 | 0 | 0 | 0 | 0 | 0 | 0 | 0 | 1
60029_G_VMMD | PJM_AP | Maryland | 24 | Washington | 43 | 60029 | VMMD | CES VMT Solar | 0 | 2015 | 9999 | Solar PV | [5 empty] | Non-Fossil | G | 2025 | Solar |  | 0 | 0 | 0 | 0 | 0 | 0 | 0 | 0 | 0 | 0 | 0 | 0 | 0 | 0 | 0 | 0 | 0.27704 | 0.59442 | 1.0418 | 1.9133 | 0 | 0 | 0 | 0 | 0 | 0 | 0 | 0 | 0 | 0 | 0 | 0 | 0 | 0 | 0 | 0 | 0 | 0 | 0 | 0 | 0.030784 | 0 | 0 | 0 | 0 | 0 | 0 | 0 | 0 | 0 | 1.1
60027_G_ADERA | WEC_CALN | California | 6 | Madera | 39 | 60027 | ADERA | Adera Solar | 0 | 2015 | 9999 | Solar PV | [5 empty] | Non-Fossil | G | 2025 | Solar |  | 0 | 0 | 0 | 0 | 0 | 0 | 0 | 0 | 0 | 0 | 0 | 0 | 0 | 0 | 0 | 0 | 7.5037 | 14.9373 | 24.4904 | 46.9314 | 0 | 0 | 0 | 0 | 0 | 0 | 0 | 0 | 0 | 0 | 0 | 0 | 0 | 0 | 0 | 0 | 0 | 0 | 0 | 0 | 0.63983 | 0 | 0 | 0 | 0 | 0 | 0 | 0 | 0 | 0 | 19.9809
60026_G_PV1 | WEC_LADW | California | 6 | Los Angeles | 37 | 60026 | PV1 | Little Rock Pham Solar | 0 | 2015 | 9999 | Solar PV | [5 empty] | Non-Fossil | G | 2025 | Solar |  | 0 | 0 | 0 | 0 | 0 | 0 | 0 | 0 | 0 | 0 | 0 | 0 | 0 | 0 | 0 | 0 | 1.2103 | 2.3543 | 3.5205 | 7.0851 | 0 | 0 | 0 | 0 | 0 | 0 | 0 | 0 | 0 | 0 | 0 | 0 | 0 | 0 | 0 | 0 | 0 | 0 | 0 | 0 | 0.12005 | 0 | 0 | 0 | 0 | 0 | 0 | 0 | 0 | 0 | 2.9533
60025_G_01 | FRCC | Florida | 12 | Nassau | 89 | 60025 | 01 | Eight Flags Energy | 10745 | 2016 | 9999 | Combustion Turbine | [5 empty] | Fossil | G | 2025 | NaturalGas |  | 0.0036842 | 0.025614 | 0.10397 | 0.13327 | 0 | 0 | 0 | 0 | 0 | 0 | 0 | 0 | 0 | 0 | 0 | 0 | 0.34287 | 2.3838 | 9.676 | 12.4027 | 0.21567 | 1.4994 | 6.0863 | 7.8014 | 2.5839e-10 | 1.7965e-09 | 7.2785e-09 | 9.3333e-09 | 2.0262e-05 | 0.00014087 | 0.00057185 | 0.00073298 | 0 | 0 | 0 | 0 | 0 | 0 | 0 | 0 | 0.37026 | 0.0053826 | 0.032693 | 0.09992 | 0.138 | 0.014246 | 0.093409 | 0.40411 | 0.51176 | 0 | 19.8
60023_G_FTLUP | WECC_CO | Colorado | 8 | Weld | 123 | 60023 | FTLUP | SR Jenkins Ft Lupton | 0 | 2016 | 9999 | Solar PV | [5 empty] | Non-Fossil | G | 2025 | Solar |  | 0 | 0 | 0 | 0 | 0 | 0 | 0 | 0 | 0 | 0 | 0 | 0 | 0 | 0 | 0 | 0 | 4.4979 | 8.4318 | 13.0386 | 25.9683 | 0 | 0 | 0 | 0 | 0 | 0 | 0 | 0 | 0 | 0 | 0 | 0 | 0 | 0 | 0 | 0 | 0 | 0 | 0 | 0 | 0.41054 | 0 | 0 | 0 | 0 | 0 | 0 | 0 | 0 | 0 | 13
60022_G_OXFRD | NENGREST | Massachusetts | 25 | Worcester | 27 | 60022 | OXFRD | Oxford | 0 | 2014 | 9999 | Solar PV | [5 empty] | Non-Fossil | G | 2025 | Solar |  | 0 | 0 | 0 | 0 | 0 | 0 | 0 | 0 | 0 | 0 | 0 | 0 | 0 | 0 | 0 | 0 | 0.61398 | 1.2766 | 1.9503 | 3.8409 | 0 | 0 | 0 | 0 | 0 | 0 | 0 | 0 | 0 | 0 | 0 | 0 | 0 | 0 | 0 | 0 | 0 | 0 | 0 | 0 | 0.07665 | 0 | 0 | 0 | 0 | 0 | 0 | 0 | 0 | 0 | 2.7389
60021_G_MESA2 | WECC_PNW | Washington | 53 | Snohomish | 61 | 60021 | MESA2 | MESA 2 | 0 | 2017 | 9999 | Energy Storage | [5 empty] | Non-Fossil | G | 2025 | EnerStor |  | 0 | 0 | 0 | 0 | 0 | 0 | 0 | 0 | 0 | 0 | 0 | 0 | 0 | 0 | 0 | 0 | 0 | 1.1189 | 0 | 1.1189 | 0 | 0 | 0 | 0 | 0 | 0 | 0 | 0 | 0 | 0 | 0 | 0 | 0 | 0 | 0 | 0 | 0 | 0 | 0 | 0 | 0 | 0 | 0 | 0 | 0 | 0 | 0 | 0 | 0 | 0 | 2.4
6002_B_4 | S_SOU | Alabama | 1 | Jefferson | 73 | 6002 | 4 | James H Miller Jr | 10264 | 1991 | 9999 | Coal Steam | wall | dry | ESPC + Wet Scrubber + SCR + ACI | LNB | Wet Scrubber | Fossil | B | 2025 | Coal |  | 8.5993 | 8.9119 | 15.1229 | 32.6341 | 0 | 0 | 0 | 0 | 8.5993 | 8.9119 | 15.1229 | 32.6341 | 0 | 0 | 0 | 0 | 837.8159 | 868.2647 | 1473.3929 | 3179.4735 | 923.1379 | 956.6876 | 1623.4414 | 3503.2669 | 0.0024127 | 0.0025003 | 0.0042429 | 0.0091559 | 0.27372 | 0.28366 | 0.48136 | 1.0387 | 0.25798 | 0.26736 | 0.45369 | 0.97902 | 0.0042996 | 0.0044558 | 0.0075615 | 0.016317 | 26.1643 | 5.3546 | 5.5492 | 9.4167 | 20.3205 | 20.1388 | 20.8707 | 35.4164 | 76.426 | 0 | 678 | Scrubber / SCR / Mercury Control | Wet Scrubber
6002_B_3 | S_SOU | Alabama | 1 | Jefferson | 73 | 6002 | 3 | James H Miller Jr | 10268 | 1989 | 9999 | Coal Steam | wall | dry | ESPC + Wet Scrubber + SCR + ACI | LNB | Wet Scrubber | Fossil | B | 2025 | Coal |  | 8.0059 | 8.9153 | 14.7473 | 31.6685 | 0 | 0 | 0 | 0 | 8.0059 | 8.9153 | 14.7473 | 31.6685 | 0 | 0 | 0 | 0 | 779.6926 | 868.2647 | 1436.2393 | 3084.1966 | 859.4303 | 957.0605 | 1583.1208 | 3399.6115 | 0.0022462 | 0.0025013 | 0.0041375 | 0.008885 | 0.29446 | 0.32791 | 0.54241 | 1.1648 | 0.24018 | 0.26746 | 0.44242 | 0.95006 | 0.004003 | 0.0044577 | 0.0073737 | 0.015834 | 26.1643 | 4.9831 | 5.5492 | 9.1792 | 19.7116 | 18.749 | 20.8789 | 34.5368 | 74.1647 | 0 | 678 | Scrubber / SCR / Mercury Control | Wet Scrubber
6002_B_2 | S_SOU | Alabama | 1 | Jefferson | 73 | 6002 | 2 | James H Miller Jr | 10334 | 1985 | 9999 | Coal Steam | wall | dry | ESPC + Wet Scrubber + SCR + ACI | LNB | Wet Scrubber | Fossil | B | 2025 | Coal |  | 8.2074 | 9.1887 | 14.7301 | 32.1261 | 0 | 0 | 0 | 0 | 8.2074 | 9.1887 | 14.7301 | 32.1261 | 0 | 0 | 0 | 0 | 794.2091 | 889.1715 | 1425.3968 | 3108.7774 | 881.0584 | 986.4052 | 1581.2685 | 3448.7321 | 0.0023027 | 0.002578 | 0.0041327 | 0.0090134 | 0.27448 | 0.30729 | 0.49261 | 1.0744 | 0.24622 | 0.27566 | 0.4419 | 0.96378 | 0.0041037 | 0.0045943 | 0.007365 | 0.016063 | 27.8242 | 5.0759 | 5.6828 | 9.1099 | 19.8686 | 19.2208 | 21.5191 | 34.4964 | 75.2363 | 0 | 685 | Scrubber / SCR / Mercury Control | Wet Scrubber
6002_B_1 | S_SOU | Alabama | 1 | Jefferson | 73 | 6002 | 1 | James H Miller Jr | 10370 | 1978 | 9999 | Coal Steam | wall | dry | ESPC + Wet Scrubber + SCR + ACI | LNB | Wet Scrubber | Fossil | B | 2025 | Coal |  | 8.2359 | 9.2207 | 14.7814 | 32.238 | 0 | 0 | 0 | 0 | 8.2359 | 9.2207 | 14.7814 | 32.238 | 0 | 0 | 0 | 0 | 794.2091 | 889.1715 | 1425.3968 | 3108.7774 | 884.1277 | 989.8415 | 1586.7771 | 3460.7463 | 0.0023107 | 0.002587 | 0.0041471 | 0.0090448 | 0.26147 | 0.29273 | 0.46927 | 1.0235 | 0.24708 | 0.27662 | 0.44344 | 0.96714 | 0.004118 | 0.0046103 | 0.0073907 | 0.016119 | 27.8242 | 5.0759 | 5.6828 | 9.1099 | 19.8686 | 19.2878 | 21.594 | 34.6165 | 75.4984 | 0 | 685 | Scrubber / SCR / Mercury Control | Wet Scrubber
60019_G_1 | MIS_LMI | Michigan | 26 | St Clair | 147 | 60019 | 1 | Greenwood Solar Farm | 0 | 2016 | 9999 | Solar PV | [5 empty] | Non-Fossil | G | 2025 | Solar |  | 0 | 0 | 0 | 0 | 0 | 0 | 0 | 0 | 0 | 0 | 0 | 0 | 0 | 0 | 0 | 0 | 0.47898 | 0.99778 | 1.5215 | 2.9983 | 0 | 0 | 0 | 0 | 0 | 0 | 0 | 0 | 0 | 0 | 0 | 0 | 0 | 0 | 0 | 0 | 0 | 0 | 0 | 0 | 0.053172 | 0 | 0 | 0 | 0 | 0 | 0 | 0 | 0 | 0 | 1.9
60018_G_1 | MIS_LMI | Michigan | 26 | Wayne | 163 | 60018 | 1 | Ford World Headquarters | 0 | 2015 | 9999 | Solar PV | [5 empty] | Non-Fossil | G | 2025 | Solar |  | 0 | 0 | 0 | 0 | 0 | 0 | 0 | 0 | 0 | 0 | 0 | 0 | 0 | 0 | 0 | 0 | 0.25209 | 0.52515 | 0.80079 | 1.578 | 0 | 0 | 0 | 0 | 0 | 0 | 0 | 0 | 0 | 0 | 0 | 0 | 0 | 0 | 0 | 0 | 0 | 0 | 0 | 0 | 0.027985 | 0 | 0 | 0 | 0 | 0 | 0 | 0 | 0 | 0 | 1
60017_G_1 | MIS_LMI | Michigan | 26 | Washtenaw | 161 | 60017 | 1 | Domino Farms Solar | 0 | 2015 | 9999 | Solar PV | [5 empty] | Non-Fossil | G | 2025 | Solar |  | 0 | 0 | 0 | 0 | 0 | 0 | 0 | 0 | 0 | 0 | 0 | 0 | 0 | 0 | 0 | 0 | 0.25209 | 0.52515 | 0.80079 | 1.578 | 0 | 0 | 0 | 0 | 0 | 0 | 0 | 0 | 0 | 0 | 0 | 0 | 0 | 0 | 0 | 0 | 0 | 0 | 0 | 0 | 0.027985 | 0 | 0 | 0 | 0 | 0 | 0 | 0 | 0 | 0 | 1
60016_G_B | WECC_PNW | Washington | 53 | Snohomish | 61 | 60016 | B | MESA 1 | 0 | 2016 | 9999 | Energy Storage | [5 empty] | Non-Fossil | G | 2025 | EnerStor |  | 0 | 0 | 0 | 0 | 0 | 0 | 0 | 0 | 0 | 0 | 0 | 0 | 0 | 0 | 0 | 0 | 0 | 0.4662 | 0 | 0.4662 | 0 | 0 | 0 | 0 | 0 | 0 | 0 | 0 | 0 | 0 | 0 | 0 | 0 | 0 | 0 | 0 | 0 | 0 | 0 | 0 | 0 | 0 | 0 | 0 | 0 | 0 | 0 | 0 | 0 | 0 | 1
60016_G_A | WECC_PNW | Washington | 53 | Snohomish | 61 | 60016 | A | MESA 1 | 0 | 2015 | 9999 | Energy Storage | [5 empty] | Non-Fossil | G | 2025 | EnerStor |  | 0 | 0 | 0 | 0 | 0 | 0 | 0 | 0 | 0 | 0 | 0 | 0 | 0 | 0 | 0 | 0 | 0 | 0.4662 | 0 | 0.4662 | 0 | 0 | 0 | 0 | 0 | 0 | 0 | 0 | 0 | 0 | 0 | 0 | 0 | 0 | 0 | 0 | 0 | 0 | 0 | 0 | 0 | 0 | 0 | 0 | 0 | 0 | 0 | 0 | 0 | 0 | 1
60015_G_WNDW1 | PJM_West | Ohio | 39 | Hancock | 63 | 60015 | WNDW1 | Findlay Wind Farm | 0 | 2015 | 9999 | Onshore Wind | [5 empty] | Non-Fossil | G | 2025 | Wind |  | 0 | 0 | 0 | 0 | 0 | 0 | 0 | 0 | 0 | 0 | 0 | 0 | 0 | 0 | 0 | 0 | 2.3485 | 2.878 | 1.8055 | 7.032 | 0 | 0 | 0 | 0 | 0 | 0 | 0 | 0 | 0 | 0 | 0 | 0 | 0 | 0 | 0 | 0 | 0 | 0 | 0 | 0 | 0.072866 | 0 | 0 | 0 | 0 | 0 | 0 | 0 | 0 | 0 | 2.586
60014_G_1 | FRCC | Florida | 12 | Manatee | 81 | 60014 | 1 | Manatee Solar Energy Center | 0 | 2016 | 9999 | Solar PV | [5 empty] | Non-Fossil | G | 2025 | Solar |  | 0 | 0 | 0 | 0 | 0 | 0 | 0 | 0 | 0 | 0 | 0 | 0 | 0 | 0 | 0 | 0 | 23.6693 | 42.6777 | 60.7715 | 127.1184 | 0 | 0 | 0 | 0 | 0 | 0 | 0 | 0 | 0 | 0 | 0 | 0 | 0 | 0 | 0 | 0 | 0 | 0 | 0 | 0 | 2.0849 | 0 | 0 | 0 | 0 | 0 | 0 | 0 | 0 | 0 | 74.5
60013_G_GRANT | SPP_WEST | Oklahoma | 40 | Grant | 53 | 60013 | GRANT | Grant Wind, LLC | 0 | 2016 | 9999 | Onshore Wind | [5 empty] | Non-Fossil | G | 2025 | Wind |  | 0 | 0 | 0 | 0 | 0 | 0 | 0 | 0 | 0 | 0 | 0 | 0 | 0 | 0 | 0 | 0 | 130.4493 | 200.682 | 202.9451 | 534.0764 | 0 | 0 | 0 | 0 | 0 | 0 | 0 | 0 | 0 | 0 | 0 | 0 | 0 | 0 | 0 | 0 | 0 | 0 | 0 | 0 | 5.8453 | 0 | 0 | 0 | 0 | 0 | 0 | 0 | 0 | 0 | 150.0668
60012_G_IPAF2 | WECC_ID | Idaho | 16 | Power | 77 | 60012 | IPAF2 | American Falls Solar II | 0 | 2017 | 9999 | Solar PV | [5 empty] | Non-Fossil | G | 2025 | Solar |  | 0 | 0 | 0 | 0 | 0 | 0 | 0 | 0 | 0 | 0 | 0 | 0 | 0 | 0 | 0 | 0 | 8.0412 | 15.2432 | 22.9902 | 46.2747 | 0 | 0 | 0 | 0 | 0 | 0 | 0 | 0 | 0 | 0 | 0 | 0 | 0 | 0 | 0 | 0 | 0 | 0 | 0 | 0 | 0.55971 | 0 | 0 | 0 | 0 | 0 | 0 | 0 | 0 | 0 | 20
60011_G_IPAF | WECC_ID | Idaho | 16 | Power | 77 | 60011 | IPAF | American Falls Solar | 0 | 2017 | 9999 | Solar PV | [5 empty] | Non-Fossil | G | 2025 | Solar |  | 0 | 0 | 0 | 0 | 0 | 0 | 0 | 0 | 0 | 0 | 0 | 0 | 0 | 0 | 0 | 0 | 8.0412 | 15.2432 | 22.9902 | 46.2747 | 0 | 0 | 0 | 0 | 0 | 0 | 0 | 0 | 0 | 0 | 0 | 0 | 0 | 0 | 0 | 0 | 0 | 0 | 0 | 0 | 0.55971 | 0 | 0 | 0 | 0 | 0 | 0 | 0 | 0 | 0 | 20
60010_G_IPOR | WECC_ID | Idaho | 16 | Ada | 1 | 60010 | IPOR | Orchard Ranch Solar | 0 | 2017 | 9999 | Solar PV | [5 empty] | Non-Fossil | G | 2025 | Solar |  | 0 | 0 | 0 | 0 | 0 | 0 | 0 | 0 | 0 | 0 | 0 | 0 | 0 | 0 | 0 | 0 | 8.0412 | 15.2432 | 22.9902 | 46.2747 | 0 | 0 | 0 | 0 | 0 | 0 | 0 | 0 | 0 | 0 | 0 | 0 | 0 | 0 | 0 | 0 | 0 | 0 | 0 | 0 | 0.55971 | 0 | 0 | 0 | 0 | 0 | 0 | 0 | 0 | 0 | 20
6001_G_2 | S_SOU | Alabama | 1 | Houston | 69 | 6001 | 2 | Joseph M Farley | 10456 | 1981 | 9999 | Nuclear | [5 empty] | Non-Fossil | G | 2025 | Nuclear |  | 18.1146 | 24.5553 | 33.1937 | 75.8636 | 0 | 0 | 0 | 0 | 0 | 0 | 0 | 0 | 0 | 0 | 0 | 0 | 1732.4555 | 2348.4397 | 3174.6098 | 7255.505 | 0 | 0 | 0 | 0 | 0 | 0 | 0 | 0 | 0 | 0 | 0 | 0 | 0 | 0 | 0 | 0 | 0 | 0 | 0 | 0 | 213.6098 | 0.15731 | 0.21325 | 0.28827 | 0.65883 | 11.7338 | 15.9058 | 21.5014 | 49.141 | 0 | 883
6001_G_1 | S_SOU | Alabama | 1 | Houston | 69 | 6001 | 1 | Joseph M Farley | 10456 | 1977 | 9999 | Nuclear | [5 empty] | Non-Fossil | G | 2025 | Nuclear |  | 18.0446 | 24.4605 | 33.0656 | 75.5706 | 0 | 0 | 0 | 0 | 0 | 0 | 0 | 0 | 0 | 0 | 0 | 0 | 1725.7663 | 2339.3721 | 3162.3522 | 7227.4906 | 0 | 0 | 0 | 0 | 0 | 0 | 0 | 0 | 0 | 0 | 0 | 0 | 0 | 0 | 0 | 0 | 0 | 0 | 0 | 0 | 218.8282 | 0.15671 | 0.21242 | 0.28715 | 0.65628 | 11.6885 | 15.8444 | 21.4184 | 48.9512 | 0 | 874
60009_G_IPMF | WECC_ID | Idaho | 16 | Owyhee | 73 | 60009 | IPMF | Murphy Flat Solar | 0 | 2017 | 9999 | Solar PV | [5 empty] | Non-Fossil | G | 2025 | Solar |  | 0 | 0 | 0 | 0 | 0 | 0 | 0 | 0 | 0 | 0 | 0 | 0 | 0 | 0 | 0 | 0 | 8.0412 | 15.2432 | 22.9902 | 46.2747 | 0 | 0 | 0 | 0 | 0 | 0 | 0 | 0 | 0 | 0 | 0 | 0 | 0 | 0 | 0 | 0 | 0 | 0 | 0 | 0 | 0.55971 | 0 | 0 | 0 | 0 | 0 | 0 | 0 | 0 | 0 | 20
60008_G_SCCO3 | WECC_CO | Colorado | 8 | Alamosa | 3 | 60008 | SCCO3 | Hooper Solar | 0 | 2015 | 9999 | Solar PV | [5 empty] | Non-Fossil | G | 2025 | Solar |  | 0 | 0 | 0 | 0 | 0 | 0 | 0 | 0 | 0 | 0 | 0 | 0 | 0 | 0 | 0 | 0 | 17.9914 | 33.7273 | 52.1545 | 103.8732 | 0 | 0 | 0 | 0 | 0 | 0 | 0 | 0 | 0 | 0 | 0 | 0 | 0 | 0 | 0 | 0 | 0 | 0 | 0 | 0 | 1.6422 | 0 | 0 | 0 | 0 | 0 | 0 | 0 | 0 | 0 | 52
60007_G_MORLS | WECC_SCE | California | 6 | Kern | 29 | 60007 | MORLS | Morelos del Sol | 0 | 2015 | 9999 | Solar PV | [5 empty] | Non-Fossil | G | 2025 | Solar |  | 0 | 0 | 0 | 0 | 0 | 0 | 0 | 0 | 0 | 0 | 0 | 0 | 0 | 0 | 0 | 0 | 6.3113 | 11.7092 | 18.1488 | 36.1693 | 0 | 0 | 0 | 0 | 0 | 0 | 0 | 0 | 0 | 0 | 0 | 0 | 0 | 0 | 0 | 0 | 0 | 0 | 0 | 0 | 0.54192 | 0 | 0 | 0 | 0 | 0 | 0 | 0 | 0 | 0 | 15
60006_G_1 | FRCC | Florida | 12 | Miami Dade | 86 | 60006 | 1 | FIU Solar | 0 | 2016 | 9999 | Solar PV | [5 empty] | Non-Fossil | G | 2025 | Solar |  | 0 | 0 | 0 | 0 | 0 | 0 | 0 | 0 | 0 | 0 | 0 | 0 | 0 | 0 | 0 | 0 | 0.25417 | 0.45828 | 0.65258 | 1.365 | 0 | 0 | 0 | 0 | 0 | 0 | 0 | 0 | 0 | 0 | 0 | 0 | 0 | 0 | 0 | 0 | 0 | 0 | 0 | 0 | 0.022388 | 0 | 0 | 0 | 0 | 0 | 0 | 0 | 0 | 0 | 0.8
60005_G_1 | FRCC | Florida | 12 | Volusia | 127 | 60005 | 1 | Daytona International Speedway Solar | 0 | 2016 | 9999 | Solar PV | [5 empty] | Non-Fossil | G | 2025 | Solar |  | 0 | 0 | 0 | 0 | 0 | 0 | 0 | 0 | 0 | 0 | 0 | 0 | 0 | 0 | 0 | 0 | 0.25417 | 0.45828 | 0.65258 | 1.365 | 0 | 0 | 0 | 0 | 0 | 0 | 0 | 0 | 0 | 0 | 0 | 0 | 0 | 0 | 0 | 0 | 0 | 0 | 0 | 0 | 0.022388 | 0 | 0 | 0 | 0 | 0 | 0 | 0 | 0 | 0 | 0.8
60004_G_INV#2 | NY_Z_G-I | New York | 36 | Rockland | 87 | 60004 | INV#2 | Clarkstown Landfill Solar Facility | 0 | 2014 | 9999 | Solar PV | [5 empty] | Non-Fossil | G | 2025 | Solar |  | 0 | 0 | 0 | 0 | 0 | 0 | 0 | 0 | 0 | 0 | 0 | 0 | 0 | 0 | 0 | 0 | 0.14865 | 0.3215 | 0.52573 | 0.99588 | 0 | 0 | 0 | 0 | 0 | 0 | 0 | 0 | 0 | 0 | 0 | 0 | 0 | 0 | 0 | 0 | 0 | 0 | 0 | 0 | 0.019907 | 0 | 0 | 0 | 0 | 0 | 0 | 0 | 0 | 0 | 0.71134
60004_G_INV#1 | NY_Z_G-I | New York | 36 | Rockland | 87 | 60004 | INV#1 | Clarkstown Landfill Solar Facility | 0 | 2014 | 9999 | Solar PV | [5 empty] | Non-Fossil | G | 2025 | Solar |  | 0 | 0 | 0 | 0 | 0 | 0 | 0 | 0 | 0 | 0 | 0 | 0 | 0 | 0 | 0 | 0 | 0.14865 | 0.3215 | 0.52573 | 0.99588 | 0 | 0 | 0 | 0 | 0 | 0 | 0 | 0 | 0 | 0 | 0 | 0 | 0 | 0 | 0 | 0 | 0 | 0 | 0 | 0 | 0.019907 | 0 | 0 | 0 | 0 | 0 | 0 | 0 | 0 | 0 | 0.71134
60000_G_TRKCK | PJM_Dom | North Carolina | 37 | Northampton | 131 | 60000 | TRKCK | Turkey Creek PV1 | 0 | 2017 | 9999 | Solar PV | [5 empty] | Non-Fossil | G | 2025 | Solar |  | 0 | 0 | 0 | 0 | 0 | 0 | 0 | 0 | 0 | 0 | 0 | 0 | 0 | 0 | 0 | 0 | 4.1897 | 7.2687 | 13.0719 | 24.5302 | 0 | 0 | 0 | 0 | 0 | 0 | 0 | 0 | 0 | 0 | 0 | 0 | 0 | 0 | 0 | 0 | 0 | 0 | 0 | 0 | 0.3778 | 0 | 0 | 0 | 0 | 0 | 0 | 0 | 0 | 0 | 13.5
6000_G_2 | PJM_West | Michigan | 26 | Berrien | 21 | 6000 | 2 | Donald C Cook | 10456 | 1978 | 9999 | Nuclear | [5 empty] | Non-Fossil | G | 2025 | Nuclear |  | 21.3747 | 28.9747 | 39.1678 | 89.5172 | 0 | 0 | 0 | 0 | 0 | 0 | 0 | 0 | 0 | 0 | 0 | 0 | 2044.2563 | 2771.1029 | 3745.964 | 8561.3232 | 0 | 0 | 0 | 0 | 0 | 0 | 0 | 0 | 0 | 0 | 0 | 0 | 0 | 0 | 0 | 0 | 0 | 0 | 0 | 0 | 258.2025 | 0.16983 | 0.23021 | 0.3112 | 0.71124 | 13.8456 | 18.7685 | 25.3711 | 57.9852 | 0 | 1060
6000_G_1 | PJM_West | Michigan | 26 | Berrien | 21 | 6000 | 1 | Donald C Cook | 10456 | 1975 | 9999 | Nuclear | [5 empty] | Non-Fossil | G | 2025 | Nuclear |  | 19.6843 | 26.6832 | 36.0702 | 82.4377 | 0 | 0 | 0 | 0 | 0 | 0 | 0 | 0 | 0 | 0 | 0 | 0 | 1882.5849 | 2551.9484 | 3449.712 | 7884.2453 | 0 | 0 | 0 | 0 | 0 | 0 | 0 | 0 | 0 | 0 | 0 | 0 | 0 | 0 | 0 | 0 | 0 | 0 | 0 | 0 | 239.0082 | 0.20004 | 0.27117 | 0.36657 | 0.83778 | 12.7506 | 17.2841 | 23.3646 | 53.3994 | 0 | 1009
60_B_2 | SPP_NEBR | Nebraska | 31 | Adams | 1 | 60 | 2 | Whelan Energy Center | 10439 | 2011 | 9999 | Coal Steam | wall | dry | Bag House + Dry Scrubber + SCR + ACI | LNB + NH3 + OFA | Dry Scrubber | Fossil | B | 2025 | Coal |  | 3.9776 | 5.3918 | 7.3738 | 16.7432 | 0 | 0 | 0 | 0 | 3.9776 | 5.3918 | 7.3738 | 16.7432 | 0 | 0 | 0 | 0 | 381.0282 | 516.5048 | 706.374 | 1603.9069 | 426.1948 | 577.7307 | 790.1067 | 1794.0322 | 0.001116 | 0.0015127 | 0.0020688 | 0.0046975 | 0.13919 | 0.18869 | 0.25805 | 0.58593 | 0.1591 | 0.21567 | 0.29495 | 0.66973 | 0.0019887 | 0.0026958 | 0.0036871 | 0.0083716 | 10.2358 | 2.2629 | 3.0675 | 4.1952 | 9.5256 | 5.2521 | 7.1195 | 9.7366 | 22.1081 | 0 | 232 | Scrubber / SCR / Mercury Control | Dry Scrubber
60_B_1 | SPP_NEBR | Nebraska | 31 | Adams | 1 | 60 | 1 | Whelan Energy Center | 10427 | 1981 | 9999 | Coal Steam | tangential | dry | ESPC + ACI | OFA |  | Fossil | B | 2025 | Coal |  | 1.4525 | 1.9689 | 2.5899 | 6.0113 | 0 | 0 | 0 | 0 | 1.4525 | 1.9689 | 2.5899 | 6.0113 | 0 | 0 | 0 | 0 | 139.3008 | 188.83 | 248.3815 | 576.5122 | 155.6342 | 210.9709 | 277.505 | 644.1101 | 0.00040751 | 0.00055241 | 0.00072662 | 0.0016865 | 0.11625 | 0.15758 | 0.20728 | 0.48111 | 0.513 | 0.69541 | 0.91472 | 2.1231 | 0.00035482 | 0.00048098 | 0.00063255 | 0.0014684 | 4.375 | 0.40527 | 0.54936 | 0.72262 | 1.6772 | 1.9179 | 2.5998 | 3.4197 | 7.9375 | 0 | 77 | Mercury Control
59999_G_OUCH1 | S_VACA | North Carolina | 37 | Orange | 135 | 59999 | OUCH1 | Ouchchy PV1 | 0 | 2015 | 9999 | Solar PV | [5 empty] | Non-Fossil | G | 2025 | Solar |  | 0 | 0 | 0 | 0 | 0 | 0 | 0 | 0 | 0 | 0 | 0 | 0 | 0 | 0 | 0 | 0 | 0.90953 | 1.6133 | 2.6905 | 5.2134 | 0 | 0 | 0 | 0 | 0 | 0 | 0 | 0 | 0 | 0 | 0 | 0 | 0 | 0 | 0 | 0 | 0 | 0 | 0 | 0 | 0.083906 | 0 | 0 | 0 | 0 | 0 | 0 | 0 | 0 | 0 | 2.9982
59995_G_1 | PJM_West | West Virginia | 54 | Cabell | 11 | 59995 | 1 | AEP Milton NaS | 0 | 2009 | 9999 | Energy Storage | [5 empty] | Non-Fossil | G | 2025 | EnerStor |  | 0 | 0 | 0 | 0 | 0 | 0 | 0 | 0 | 0 | 0 | 0 | 0 | 0 | 0 | 0 | 0 | 0.3798 | 0.3366 | 1.521 | 2.2374 | 0 | 0 | 0 | 0 | 0 | 0 | 0 | 0 | 0 | 0 | 0 | 0 | 0 | 0 | 0 | 0 | 0 | 0 | 0 | 0 | 0 | 0 | 0 | 0 | 0 | 0 | 0 | 0 | 0 | 0 | 2
59994_G_ROSEK | ERC_WEST | Texas | 48 | Pecos | 371 | 59994 | ROSEK | RE Roserock | 0 | 2016 | 9999 | Solar PV | [5 empty] | Non-Fossil | G | 2025 | Solar |  | 0 | 0 | 0 | 0 | 0 | 0 | 0 | 0 | 0 | 0 | 0 | 0 | 0 | 0 | 0 | 0 | 70.9142 | 102.2874 | 177.8854 | 351.087 | 0 | 0 | 0 | 0 | 0 | 0 | 0 | 0 | 0 | 0 | 0 | 0 | 0 | 0 | 0 | 0 | 0 | 0 | 0 | 0 | 4.4077 | 0 | 0 | 0 | 0 | 0 | 0 | 0 | 0 | 0 | 157.5
59993_G_1 | FRCC | Florida | 12 | Charlotte | 15 | 59993 | 1 | Babcock Solar Energy Center | 0 | 2016 | 9999 | Solar PV | [5 empty] | Non-Fossil | G | 2025 | Solar |  | 0 | 0 | 0 | 0 | 0 | 0 | 0 | 0 | 0 | 0 | 0 | 0 | 0 | 0 | 0 | 0 | 23.6693 | 42.6777 | 60.7715 | 127.1184 | 0 | 0 | 0 | 0 | 0 | 0 | 0 | 0 | 0 | 0 | 0 | 0 | 0 | 0 | 0 | 0 | 0 | 0 | 0 | 0 | 2.0849 | 0 | 0 | 0 | 0 | 0 | 0 | 0 | 0 | 0 | 74.5
59992_G_LEB2 | NENG_CT | Connecticut | 9 | New London | 11 | 59992 | LEB2 | Lebanon Solar 2 | 0 | 2017 | 9999 | Solar PV | [5 empty] | Non-Fossil | G | 2025 | Solar |  | 0 | 0 | 0 | 0 | 0 | 0 | 0 | 0 | 0 | 0 | 0 | 0 | 0 | 0 | 0 | 0 | 0.5377 | 1.1161 | 1.7065 | 3.3603 | 0 | 0 | 0 | 0 | 0 | 0 | 0 | 0 | 0 | 0 | 0 | 0 | 0 | 0 | 0 | 0 | 0 | 0 | 0 | 0 | 0.05451 | 0 | 0 | 0 | 0 | 0 | 0 | 0 | 0 | 0 | 1.9478
59991_G_LEB1 | NENG_CT | Connecticut | 9 | New London | 11 | 59991 | LEB1 | Lebanon Solar 1 | 0 | 2017 | 9999 | Solar PV | [5 empty] | Non-Fossil | G | 2025 | Solar |  | 0 | 0 | 0 | 0 | 0 | 0 | 0 | 0 | 0 | 0 | 0 | 0 | 0 | 0 | 0 | 0 | 0.5377 | 1.1161 | 1.7065 | 3.3603 | 0 | 0 | 0 | 0 | 0 | 0 | 0 | 0 | 0 | 0 | 0 | 0 | 0 | 0 | 0 | 0 | 0 | 0 | 0 | 0 | 0.05451 | 0 | 0 | 0 | 0 | 0 | 0 | 0 | 0 | 0 | 1.9478
59990_G_PV1 | MIS_INKY | Indiana | 18 | Johnson | 81 | 59990 | PV1 | Johnson Co. Solar RES | 0 | 2016 | 9999 | Solar PV | [5 empty] | Non-Fossil | G | 2025 | Solar |  | 0 | 0 | 0 | 0 | 0 | 0 | 0 | 0 | 0 | 0 | 0 | 0 | 0 | 0 | 0 | 0 | 0.27815 | 0.57898 | 0.88271 | 1.7398 | 0 | 0 | 0 | 0 | 0 | 0 | 0 | 0 | 0 | 0 | 0 | 0 | 0 | 0 | 0 | 0 | 0 | 0 | 0 | 0 | 0.030784 | 0 | 0 | 0 | 0 | 0 | 0 | 0 | 0 | 0 | 1.1
59989_G_PV1 | MIS_INKY | Indiana | 18 | Jackson | 71 | 59989 | PV1 | Jackson Co. Solar RES | 0 | 2017 | 9999 | Solar PV | [5 empty] | Non-Fossil | G | 2025 | Solar |  | 0 | 0 | 0 | 0 | 0 | 0 | 0 | 0 | 0 | 0 | 0 | 0 | 0 | 0 | 0 | 0 | 0.27815 | 0.57898 | 0.88271 | 1.7398 | 0 | 0 | 0 | 0 | 0 | 0 | 0 | 0 | 0 | 0 | 0 | 0 | 0 | 0 | 0 | 0 | 0 | 0 | 0 | 0 | 0.030784 | 0 | 0 | 0 | 0 | 0 | 0 | 0 | 0 | 0 | 1.1
59988_G_PV1 | MIS_INKY | Indiana | 18 | Decatur | 31 | 59988 | PV1 | Decatur Co. Solar RES (IN) | 0 | 2017 | 9999 | Solar PV | [5 empty] | Non-Fossil | G | 2025 | Solar |  | 0 | 0 | 0 | 0 | 0 | 0 | 0 | 0 | 0 | 0 | 0 | 0 | 0 | 0 | 0 | 0 | 0.27815 | 0.57898 | 0.88271 | 1.7398 | 0 | 0 | 0 | 0 | 0 | 0 | 0 | 0 | 0 | 0 | 0 | 0 | 0 | 0 | 0 | 0 | 0 | 0 | 0 | 0 | 0.030784 | 0 | 0 | 0 | 0 | 0 | 0 | 0 | 0 | 0 | 1.1
59987_G_PV1 | MIS_INKY | Indiana | 18 | Lawrence | 93 | 59987 | PV1 | Spring Mill Solar RES | 0 | 2017 | 9999 | Solar PV | [5 empty] | Non-Fossil | G | 2025 | Solar |  | 0 | 0 | 0 | 0 | 0 | 0 | 0 | 0 | 0 | 0 | 0 | 0 | 0 | 0 | 0 | 0 | 0.27815 | 0.57898 | 0.88271 | 1.7398 | 0 | 0 | 0 | 0 | 0 | 0 | 0 | 0 | 0 | 0 | 0 | 0 | 0 | 0 | 0 | 0 | 0 | 0 | 0 | 0 | 0.030784 | 0 | 0 | 0 | 0 | 0 | 0 | 0 | 0 | 0 | 1.1
59986_G_PV1 | MIS_INKY | Indiana | 18 | Clark | 19 | 59986 | PV1 | Henryville Solar RES | 0 | 2016 | 9999 | Solar PV | [5 empty] | Non-Fossil | G | 2025 | Solar |  | 0 | 0 | 0 | 0 | 0 | 0 | 0 | 0 | 0 | 0 | 0 | 0 | 0 | 0 | 0 | 0 | 0.27815 | 0.57898 | 0.88271 | 1.7398 | 0 | 0 | 0 | 0 | 0 | 0 | 0 | 0 | 0 | 0 | 0 | 0 | 0 | 0 | 0 | 0 | 0 | 0 | 0 | 0 | 0.030784 | 0 | 0 | 0 | 0 | 0 | 0 | 0 | 0 | 0 | 1.1
59985_G_PV1 | MIS_INKY | Indiana | 18 | Monroe | 105 | 59985 | PV1 | Ellettsville Solar RES | 0 | 2016 | 9999 | Solar PV | [5 empty] | Non-Fossil | G | 2025 | Solar |  | 0 | 0 | 0 | 0 | 0 | 0 | 0 | 0 | 0 | 0 | 0 | 0 | 0 | 0 | 0 | 0 | 0.27815 | 0.57898 | 0.88271 | 1.7398 | 0 | 0 | 0 | 0 | 0 | 0 | 0 | 0 | 0 | 0 | 0 | 0 | 0 | 0 | 0 | 0 | 0 | 0 | 0 | 0 | 0.030784 | 0 | 0 | 0 | 0 | 0 | 0 | 0 | 0 | 0 | 1.1
59984_G_PV1 | MIS_INKY | Indiana | 18 | Harrison | 61 | 59984 | PV1 | Lanesville Solar RES | 0 | 2015 | 9999 | Solar PV | [5 empty] | Non-Fossil | G | 2025 | Solar |  | 0 | 0 | 0 | 0 | 0 | 0 | 0 | 0 | 0 | 0 | 0 | 0 | 0 | 0 | 0 | 0 | 0.27815 | 0.57898 | 0.88271 | 1.7398 | 0 | 0 | 0 | 0 | 0 | 0 | 0 | 0 | 0 | 0 | 0 | 0 | 0 | 0 | 0 | 0 | 0 | 0 | 0 | 0 | 0.030784 | 0 | 0 | 0 | 0 | 0 | 0 | 0 | 0 | 0 | 1.1
59983_G_PV1 | MIS_INKY | Indiana | 18 | Spencer | 147 | 59983 | PV1 | New Haven Solar RES | 0 | 2016 | 9999 | Solar PV | [5 empty] | Non-Fossil | G | 2025 | Solar |  | 0 | 0 | 0 | 0 | 0 | 0 | 0 | 0 | 0 | 0 | 0 | 0 | 0 | 0 | 0 | 0 | 0.27815 | 0.57898 | 0.88271 | 1.7398 | 0 | 0 | 0 | 0 | 0 | 0 | 0 | 0 | 0 | 0 | 0 | 0 | 0 | 0 | 0 | 0 | 0 | 0 | 0 | 0 | 0.030784 | 0 | 0 | 0 | 0 | 0 | 0 | 0 | 0 | 0 | 1.1
59982_G_PV1 | MIS_INKY | Indiana | 18 | Greene | 55 | 59982 | PV1 | Scotland Solar RES | 0 | 2015 | 9999 | Solar PV | [5 empty] | Non-Fossil | G | 2025 | Solar |  | 0 | 0 | 0 | 0 | 0 | 0 | 0 | 0 | 0 | 0 | 0 | 0 | 0 | 0 | 0 | 0 | 0.27815 | 0.57898 | 0.88271 | 1.7398 | 0 | 0 | 0 | 0 | 0 | 0 | 0 | 0 | 0 | 0 | 0 | 0 | 0 | 0 | 0 | 0 | 0 | 0 | 0 | 0 | 0.030784 | 0 | 0 | 0 | 0 | 0 | 0 | 0 | 0 | 0 | 1.1
59981_G_PV1 | MIS_INKY | Indiana | 18 | Henry | 65 | 59981 | PV1 | New Castle Solar RES | 0 | 2016 | 9999 | Solar PV | [5 empty] | Non-Fossil | G | 2025 | Solar |  | 0 | 0 | 0 | 0 | 0 | 0 | 0 | 0 | 0 | 0 | 0 | 0 | 0 | 0 | 0 | 0 | 0.27815 | 0.57898 | 0.88271 | 1.7398 | 0 | 0 | 0 | 0 | 0 | 0 | 0 | 0 | 0 | 0 | 0 | 0 | 0 | 0 | 0 | 0 | 0 | 0 | 0 | 0 | 0.030784 | 0 | 0 | 0 | 0 | 0 | 0 | 0 | 0 | 0 | 1.1
59980_G_MASH | NENGREST | Massachusetts | 25 | Barnstable | 1 | 59980 | MASH | Mashpee Landfill Solar | 0 | 2014 | 9999 | Solar PV | [5 empty] | Non-Fossil | G | 2025 | Solar |  | 0 | 0 | 0 | 0 | 0 | 0 | 0 | 0 | 0 | 0 | 0 | 0 | 0 | 0 | 0 | 0 | 0.32892 | 0.68389 | 1.0448 | 2.0576 | 0 | 0 | 0 | 0 | 0 | 0 | 0 | 0 | 0 | 0 | 0 | 0 | 0 | 0 | 0 | 0 | 0 | 0 | 0 | 0 | 0.041062 | 0 | 0 | 0 | 0 | 0 | 0 | 0 | 0 | 0 | 1.4673
59979_G_GEN1 | WEC_CALN | California | 6 | Contra Costa | 13 | 59979 | GEN1 | Columbia Solar Energy, LLC | 0 | 2015 | 9999 | Solar PV | [5 empty] | Non-Fossil | G | 2025 | Solar |  | 0 | 0 | 0 | 0 | 0 | 0 | 0 | 0 | 0 | 0 | 0 | 0 | 0 | 0 | 0 | 0 | 7.2036 | 14.3398 | 23.5108 | 45.0541 | 0 | 0 | 0 | 0 | 0 | 0 | 0 | 0 | 0 | 0 | 0 | 0 | 0 | 0 | 0 | 0 | 0 | 0 | 0 | 0 | 0.61423 | 0 | 0 | 0 | 0 | 0 | 0 | 0 | 0 | 0 | 19.1817
59978_G_ECA22 | WEC_CALN | California | 6 | Glenn | 21 | 59978 | ECA22 | Enerparc CA2, LLC | 0 | 2016 | 9999 | Solar PV | [5 empty] | Non-Fossil | G | 2025 | Solar |  | 0 | 0 | 0 | 0 | 0 | 0 | 0 | 0 | 0 | 0 | 0 | 0 | 0 | 0 | 0 | 0 | 0.56278 | 1.1203 | 1.8368 | 3.5199 | 0 | 0 | 0 | 0 | 0 | 0 | 0 | 0 | 0 | 0 | 0 | 0 | 0 | 0 | 0 | 0 | 0 | 0 | 0 | 0 | 0.047987 | 0 | 0 | 0 | 0 | 0 | 0 | 0 | 0 | 0 | 1.4986
59977_G_ASTR2 | WECC_SCE | California | 6 | Kern | 29 | 59977 | ASTR2 | RE Astoria 2 | 0 | 2016 | 9999 | Solar PV | [5 empty] | Non-Fossil | G | 2025 | Solar |  | 0 | 0 | 0 | 0 | 0 | 0 | 0 | 0 | 0 | 0 | 0 | 0 | 0 | 0 | 0 | 0 | 31.5565 | 58.5461 | 90.7438 | 180.8463 | 0 | 0 | 0 | 0 | 0 | 0 | 0 | 0 | 0 | 0 | 0 | 0 | 0 | 0 | 0 | 0 | 0 | 0 | 0 | 0 | 2.7096 | 0 | 0 | 0 | 0 | 0 | 0 | 0 | 0 | 0 | 75
59976_G_ASTR1 | WECC_SCE | California | 6 | Kern | 29 | 59976 | ASTR1 | RE Astoria | 0 | 2016 | 9999 | Solar PV | [5 empty] | Non-Fossil | G | 2025 | Solar |  | 0 | 0 | 0 | 0 | 0 | 0 | 0 | 0 | 0 | 0 | 0 | 0 | 0 | 0 | 0 | 0 | 42.0753 | 78.0615 | 120.9917 | 241.1285 | 0 | 0 | 0 | 0 | 0 | 0 | 0 | 0 | 0 | 0 | 0 | 0 | 0 | 0 | 0 | 0 | 0 | 0 | 0 | 0 | 3.6128 | 0 | 0 | 0 | 0 | 0 | 0 | 0 | 0 | 0 | 100
59975_G_CW1 | WECC_CO | Colorado | 8 | Kit Carson | 63 | 59975 | CW1 | Carousel Wind Farm LLC | 0 | 2015 | 9999 | Onshore Wind | [5 empty] | Non-Fossil | G | 2025 | Wind |  | 0 | 0 | 0 | 0 | 0 | 0 | 0 | 0 | 0 | 0 | 0 | 0 | 0 | 0 | 0 | 0 | 129.824 | 164.1702 | 156.4595 | 450.4537 | 0 | 0 | 0 | 0 | 0 | 0 | 0 | 0 | 0 | 0 | 0 | 0 | 0 | 0 | 0 | 0 | 0 | 0 | 0 | 0 | 4.2225 | 0 | 0 | 0 | 0 | 0 | 0 | 0 | 0 | 0 | 149.8563
59974_G_GW1 | WECC_CO | Colorado | 8 | El Paso | 41 | 59974 | GW1 | Golden West Power Partners LLC | 0 | 2015 | 9999 | Onshore Wind | [5 empty] | Non-Fossil | G | 2025 | Wind |  | 0 | 0 | 0 | 0 | 0 | 0 | 0 | 0 | 0 | 0 | 0 | 0 | 0 | 0 | 0 | 0 | 216.3733 | 273.617 | 260.7659 | 750.7562 | 0 | 0 | 0 | 0 | 0 | 0 | 0 | 0 | 0 | 0 | 0 | 0 | 0 | 0 | 0 | 0 | 0 | 0 | 0 | 0 | 7.0375 | 0 | 0 | 0 | 0 | 0 | 0 | 0 | 0 | 0 | 249.7605
59973_G_WDS1 | FRCC | Florida | 12 | Orange | 95 | 59973 | WDS1 | Walt Disney World Solar Facility | 0 | 2016 | 9999 | Solar PV | [5 empty] | Non-Fossil | G | 2025 | Solar |  | 0 | 0 | 0 | 0 | 0 | 0 | 0 | 0 | 0 | 0 | 0 | 0 | 0 | 0 | 0 | 0 | 1.5568 | 2.807 | 3.9971 | 8.3608 | 0 | 0 | 0 | 0 | 0 | 0 | 0 | 0 | 0 | 0 | 0 | 0 | 0 | 0 | 0 | 0 | 0 | 0 | 0 | 0 | 0.13713 | 0 | 0 | 0 | 0 | 0 | 0 | 0 | 0 | 0 | 4.9
59972_G_BRKAT | ERC_WEST | Texas | 48 | Glasscock | 173 | 59972 | BRKAT | Bearkat | 0 | 2018 | 9999 | Onshore Wind | [5 empty] | Non-Fossil | G | 2025 | Wind |  | 0 | 0 | 0 | 0 | 0 | 0 | 0 | 0 | 0 | 0 | 0 | 0 | 0 | 0 | 0 | 0 | 252.5644 | 371.404 | 377.0147 | 1000.983 | 0 | 0 | 0 | 0 | 0 | 0 | 0 | 0 | 0 | 0 | 0 | 0 | 0 | 0 | 0 | 0 | 0 | 0 | 0 | 0 | 10.1437 | 0 | 0 | 0 | 0 | 0 | 0 | 0 | 0 | 0 | 360
59971_G_ESTR1 | ERC_PHDL | Texas | 48 | Castro | 69 | 59971 | ESTR1 | Easter | 0 | 2018 | 9999 | Onshore Wind | [5 empty] | Non-Fossil | G | 2025 | Wind |  | 0 | 0 | 0 | 0 | 0 | 0 | 0 | 0 | 0 | 0 | 0 | 0 | 0 | 0 | 0 | 0 | 292.7886 | 405.1135 | 440.2359 | 1138.1379 | 0 | 0 | 0 | 0 | 0 | 0 | 0 | 0 | 0 | 0 | 0 | 0 | 0 | 0 | 0 | 0 | 0 | 0 | 0 | 0 | 9.1967 | 0 | 0 | 0 | 0 | 0 | 0 | 0 | 0 | 0 | 300
59968_G_1 | PJM_Dom | North Carolina | 37 | Perquimans | 143 | 59968 | 1 | Desert Wind Farm, LLC | 0 | 2016 | 9999 | Onshore Wind | [5 empty] | Non-Fossil | G | 2025 | Wind |  | 0 | 0 | 0 | 0 | 0 | 0 | 0 | 0 | 0 | 0 | 0 | 0 | 0 | 0 | 0 | 0 | 169.573 | 220.4451 | 141.6875 | 531.7055 | 0 | 0 | 0 | 0 | 0 | 0 | 0 | 0 | 0 | 0 | 0 | 0 | 0 | 0 | 0 | 0 | 0 | 0 | 0 | 0 | 5.8608 | 0 | 0 | 0 | 0 | 0 | 0 | 0 | 0 | 0 | 208
59967_G_FCC | NENG_CT | Connecticut | 9 | Hartford | 3 | 59967 | FCC | Pepperidge Farm Bloomfield | 8653 | 2016 | 9999 | Fuel Cell | [5 empty] | Non-Fossil | G | 2025 | NaturalGas |  | 0 | 0 | 0 | 0 | 0 | 0 | 0 | 0 | 0 | 0 | 0 | 0 | 0 | 0 | 0 | 0 | 0 | 0 | 0 | 0 | 0 | 0 | 0 | 0 | 0 | 0 | 0 | 0 | 0 | 0 | 0 | 0 | 0 | 0 | 0 | 0 | 0 | 0 | 0 | 0 | 0 | 0 | 0 | 0 | 0 | 0 | 0 | 0 | 0 | 0 | 1.4
59967_G_FCB | NENG_CT | Connecticut | 9 | Hartford | 3 | 59967 | FCB | Pepperidge Farm Bloomfield | 8429 | 2008 | 9999 | Fuel Cell | [5 empty] | Non-Fossil | G | 2025 | NaturalGas |  | 0 | 0 | 0 | 0 | 0 | 0 | 0 | 0 | 0 | 0 | 0 | 0 | 0 | 0 | 0 | 0 | 0 | 0 | 0 | 0 | 0 | 0 | 0 | 0 | 0 | 0 | 0 | 0 | 0 | 0 | 0 | 0 | 0 | 0 | 0 | 0 | 0 | 0 | 0 | 0 | 0 | 0 | 0 | 0 | 0 | 0 | 0 | 0 | 0 | 0 | 1.2
59966_G_PV1 | S_VACA | North Carolina | 37 | Onslow | 133 | 59966 | PV1 | Camp Lejeune Solar | 0 | 2015 | 9999 | Solar PV | [5 empty] | Non-Fossil | G | 2025 | Solar |  | 0 | 0 | 0 | 0 | 0 | 0 | 0 | 0 | 0 | 0 | 0 | 0 | 0 | 0 | 0 | 0 | 3.8806 | 6.8836 | 11.4796 | 22.2438 | 0 | 0 | 0 | 0 | 0 | 0 | 0 | 0 | 0 | 0 | 0 | 0 | 0 | 0 | 0 | 0 | 0 | 0 | 0 | 0 | 0.358 | 0 | 0 | 0 | 0 | 0 | 0 | 0 | 0 | 0 | 12.7923
59965_G_LTIGO | WECC_UT | Utah | 49 | San Juan | 37 | 59965 | LTIGO | Latigo Wind Park | 0 | 2016 | 9999 | Onshore Wind | [5 empty] | Non-Fossil | G | 2025 | Wind |  | 0 | 0 | 0 | 0 | 0 | 0 | 0 | 0 | 0 | 0 | 0 | 0 | 0 | 0 | 0 | 0 | 25.5936 | 41.6262 | 57.6239 | 124.8437 | 0 | 0 | 0 | 0 | 0 | 0 | 0 | 0 | 0 | 0 | 0 | 0 | 0 | 0 | 0 | 0 | 0 | 0 | 0 | 0 | 1.7498 | 0 | 0 | 0 | 0 | 0 | 0 | 0 | 0 | 0 | 62.1
59964_G_ELVSC | WEC_LADW | California | 6 | Los Angeles | 37 | 59964 | ELVSC | Elevation Solar C | 0 | 2016 | 9999 | Solar PV | [5 empty] | Non-Fossil | G | 2025 | Solar |  | 0 | 0 | 0 | 0 | 0 | 0 | 0 | 0 | 0 | 0 | 0 | 0 | 0 | 0 | 0 | 0 | 16.1379 | 31.3901 | 46.9405 | 94.4685 | 0 | 0 | 0 | 0 | 0 | 0 | 0 | 0 | 0 | 0 | 0 | 0 | 0 | 0 | 0 | 0 | 0 | 0 | 0 | 0 | 1.6007 | 0 | 0 | 0 | 0 | 0 | 0 | 0 | 0 | 0 | 39.3767
59963_G_CADRC | WEC_LADW | California | 6 | Los Angeles | 37 | 59963 | CADRC | Central Antelope Dry Ranch C | 0 | 2016 | 9999 | Solar PV | [5 empty] | Non-Fossil | G | 2025 | Solar |  | 0 | 0 | 0 | 0 | 0 | 0 | 0 | 0 | 0 | 0 | 0 | 0 | 0 | 0 | 0 | 0 | 8.069 | 15.6951 | 23.4703 | 47.2343 | 0 | 0 | 0 | 0 | 0 | 0 | 0 | 0 | 0 | 0 | 0 | 0 | 0 | 0 | 0 | 0 | 0 | 0 | 0 | 0 | 0.80034 | 0 | 0 | 0 | 0 | 0 | 0 | 0 | 0 | 0 | 19.6884
59962_G_NLR | WEC_LADW | California | 6 | Los Angeles | 37 | 59962 | NLR | North Lancaster Ranch | 0 | 2016 | 9999 | Solar PV | [5 empty] | Non-Fossil | G | 2025 | Solar |  | 0 | 0 | 0 | 0 | 0 | 0 | 0 | 0 | 0 | 0 | 0 | 0 | 0 | 0 | 0 | 0 | 8.069 | 15.6951 | 23.4703 | 47.2343 | 0 | 0 | 0 | 0 | 0 | 0 | 0 | 0 | 0 | 0 | 0 | 0 | 0 | 0 | 0 | 0 | 0 | 0 | 0 | 0 | 0.80034 | 0 | 0 | 0 | 0 | 0 | 0 | 0 | 0 | 0 | 19.6884
59961_G_WABSB | WEC_LADW | California | 6 | Los Angeles | 37 | 59961 | WABSB | Western Antelope Blue Sky B | 0 | 2016 | 9999 | Solar PV | [5 empty] | Non-Fossil | G | 2025 | Solar |  | 0 | 0 | 0 | 0 | 0 | 0 | 0 | 0 | 0 | 0 | 0 | 0 | 0 | 0 | 0 | 0 | 8.069 | 15.6951 | 23.4703 | 47.2343 | 0 | 0 | 0 | 0 | 0 | 0 | 0 | 0 | 0 | 0 | 0 | 0 | 0 | 0 | 0 | 0 | 0 | 0 | 0 | 0 | 0.80034 | 0 | 0 | 0 | 0 | 0 | 0 | 0 | 0 | 0 | 19.6884
59960_G_JBS | PJM_COMD | Illinois | 17 | Will | 197 | 59960 | JBS | Jake Energy Storage Center | 0 | 2015 | 9999 | Energy Storage | [5 empty] | Non-Fossil | G | 2025 | EnerStor |  | 0 | 0 | 0 | 0 | 0 | 0 | 0 | 0 | 0 | 0 | 0 | 0 | 0 | 0 | 0 | 0 | 5.7915 | 2.8919 | 19.0522 | 27.7355 | 0 | 0 | 0 | 0 | 0 | 0 | 0 | 0 | 0 | 0 | 0 | 0 | 0 | 0 | 0 | 0 | 0 | 0 | 0 | 0 | 0 | 0 | 0 | 0 | 0 | 0 | 0 | 0 | 0 | 0 | 19.8
59959_G_WCBS | PJM_COMD | Illinois | 17 | Dupage | 43 | 59959 | WCBS | Elwood Energy Storage Center | 0 | 2015 | 9999 | Energy Storage | [5 empty] | Non-Fossil | G | 2025 | EnerStor |  | 0 | 0 | 0 | 0 | 0 | 0 | 0 | 0 | 0 | 0 | 0 | 0 | 0 | 0 | 0 | 0 | 5.7915 | 2.8919 | 19.0522 | 27.7355 | 0 | 0 | 0 | 0 | 0 | 0 | 0 | 0 | 0 | 0 | 0 | 0 | 0 | 0 | 0 | 0 | 0 | 0 | 0 | 0 | 0 | 0 | 0 | 0 | 0 | 0 | 0 | 0 | 0 | 0 | 19.8
59958_G_MIL2 | WECC_UT | Utah | 49 | Beaver | 1 | 59958 | MIL2 | Milford 2 | 0 | 2015 | 9999 | Solar PV | [5 empty] | Non-Fossil | G | 2025 | Solar |  | 0 | 0 | 0 | 0 | 0 | 0 | 0 | 0 | 0 | 0 | 0 | 0 | 0 | 0 | 0 | 0 | 1.0509 | 2.2074 | 3.974 | 7.2323 | 0 | 0 | 0 | 0 | 0 | 0 | 0 | 0 | 0 | 0 | 0 | 0 | 0 | 0 | 0 | 0 | 0 | 0 | 0 | 0 | 0.082045 | 0 | 0 | 0 | 0 | 0 | 0 | 0 | 0 | 0 | 2.9317
59957_G_GRES | PJM_COMD | Illinois | 17 | Lasalle | 99 | 59957 | GRES | Grand Ridge Battery Projects | 0 | 2015 | 9999 | Energy Storage | [5 empty] | Non-Fossil | G | 2025 | EnerStor |  | 0 | 0 | 0 | 0 | 0 | 0 | 0 | 0 | 0 | 0 | 0 | 0 | 0 | 0 | 0 | 0 | 9.2138 | 4.6007 | 30.3103 | 44.1247 | 0 | 0 | 0 | 0 | 0 | 0 | 0 | 0 | 0 | 0 | 0 | 0 | 0 | 0 | 0 | 0 | 0 | 0 | 0 | 0 | 0 | 0 | 0 | 0 | 0 | 0 | 0 | 0 | 0 | 0 | 31.5
59957_G_GIVB | PJM_COMD | Illinois | 17 | Lasalle | 99 | 59957 | GIVB | Grand Ridge Battery Projects | 0 | 2013 | 9999 | Energy Storage | [5 empty] | Non-Fossil | G | 2025 | EnerStor |  | 0 | 0 | 0 | 0 | 0 | 0 | 0 | 0 | 0 | 0 | 0 | 0 | 0 | 0 | 0 | 0 | 0.43875 | 0.21908 | 1.4433 | 2.1012 | 0 | 0 | 0 | 0 | 0 | 0 | 0 | 0 | 0 | 0 | 0 | 0 | 0 | 0 | 0 | 0 | 0 | 0 | 0 | 0 | 0 | 0 | 0 | 0 | 0 | 0 | 0 | 0 | 0 | 0 | 1.5
59956_G_GEN02 | S_VACA | North Carolina | 37 | Johnston | 101 | 59956 | GEN02 | ESA Selma | 0 | 2015 | 9999 | Solar PV | [5 empty] | Non-Fossil | G | 2025 | Solar |  | 0 | 0 | 0 | 0 | 0 | 0 | 0 | 0 | 0 | 0 | 0 | 0 | 0 | 0 | 0 | 0 | 0.54572 | 0.968 | 1.6143 | 3.128 | 0 | 0 | 0 | 0 | 0 | 0 | 0 | 0 | 0 | 0 | 0 | 0 | 0 | 0 | 0 | 0 | 0 | 0 | 0 | 0 | 0.050343 | 0 | 0 | 0 | 0 | 0 | 0 | 0 | 0 | 0 | 1.7989
59955_G_GEN01 | S_VACA | North Carolina | 37 | Johnston | 101 | 59955 | GEN01 | Smithfield | 0 | 2015 | 9999 | Solar PV | [5 empty] | Non-Fossil | G | 2025 | Solar |  | 0 | 0 | 0 | 0 | 0 | 0 | 0 | 0 | 0 | 0 | 0 | 0 | 0 | 0 | 0 | 0 | 0.54572 | 0.968 | 1.6143 | 3.128 | 0 | 0 | 0 | 0 | 0 | 0 | 0 | 0 | 0 | 0 | 0 | 0 | 0 | 0 | 0 | 0 | 0 | 0 | 0 | 0 | 0.050343 | 0 | 0 | 0 | 0 | 0 | 0 | 0 | 0 | 0 | 1.7989
59954_G_XXXXX | FRCC | Florida | 12 | Osceola | 97 | 59954 | XXXXX | Osceola Solar Facility | 0 | 2016 | 9999 | Solar PV | [5 empty] | Non-Fossil | G | 2025 | Solar |  | 0 | 0 | 0 | 0 | 0 | 0 | 0 | 0 | 0 | 0 | 0 | 0 | 0 | 0 | 0 | 0 | 1.2073 | 2.1768 | 3.0998 | 6.4839 | 0 | 0 | 0 | 0 | 0 | 0 | 0 | 0 | 0 | 0 | 0 | 0 | 0 | 0 | 0 | 0 | 0 | 0 | 0 | 0 | 0.10634 | 0 | 0 | 0 | 0 | 0 | 0 | 0 | 0 | 0 | 3.8
59952_G_5 | WEC_CALN | California | 6 | Solano | 95 | 59952 | 5 | Potrero Hills Energy Producers | 13648 | 2016 | 9999 | Landfill Gas | [5 empty] | Non-Fossil | G | 2025 | LF Gas |  | 0.036665 | 0.047882 | 0.061632 | 0.14618 | 0 | 0 | 0 | 0 | 0 | 0 | 0 | 0 | 0 | 0 | 0 | 0 | 2.6865 | 3.5083 | 4.5158 | 10.7107 | 2.113 | 2.7594 | 3.5518 | 8.4242 | 0 | 0 | 0 | 0 | 0.0028626 | 0.0037384 | 0.0048119 | 0.011413 | 0 | 0 | 0 | 0 | 0 | 0 | 0 | 0 | 0.37551 | 0.017567 | 0.022941 | 0.02953 | 0.070038 | 0 | 0 | 0 | 0 | 0 | 1.6
59952_G_4 | WEC_CALN | California | 6 | Solano | 95 | 59952 | 4 | Potrero Hills Energy Producers | 13648 | 2016 | 9999 | Landfill Gas | [5 empty] | Non-Fossil | G | 2025 | LF Gas |  | 0.036665 | 0.047882 | 0.061632 | 0.14618 | 0 | 0 | 0 | 0 | 0 | 0 | 0 | 0 | 0 | 0 | 0 | 0 | 2.6865 | 3.5083 | 4.5158 | 10.7107 | 2.113 | 2.7594 | 3.5518 | 8.4242 | 0 | 0 | 0 | 0 | 0.0028626 | 0.0037384 | 0.0048119 | 0.011413 | 0 | 0 | 0 | 0 | 0 | 0 | 0 | 0 | 0.37551 | 0.017567 | 0.022941 | 0.02953 | 0.070038 | 0 | 0 | 0 | 0 | 0 | 1.6
59952_G_3 | WEC_CALN | California | 6 | Solano | 95 | 59952 | 3 | Potrero Hills Energy Producers | 13648 | 2016 | 9999 | Landfill Gas | [5 empty] | Non-Fossil | G | 2025 | LF Gas |  | 0.036665 | 0.047882 | 0.061632 | 0.14618 | 0 | 0 | 0 | 0 | 0 | 0 | 0 | 0 | 0 | 0 | 0 | 0 | 2.6865 | 3.5083 | 4.5158 | 10.7107 | 2.113 | 2.7594 | 3.5518 | 8.4242 | 0 | 0 | 0 | 0 | 0.0028626 | 0.0037384 | 0.0048119 | 0.011413 | 0 | 0 | 0 | 0 | 0 | 0 | 0 | 0 | 0.37551 | 0.017567 | 0.022941 | 0.02953 | 0.070038 | 0 | 0 | 0 | 0 | 0 | 1.6
59952_G_2 | WEC_CALN | California | 6 | Solano | 95 | 59952 | 2 | Potrero Hills Energy Producers | 13648 | 2016 | 9999 | Landfill Gas | [5 empty] | Non-Fossil | G | 2025 | LF Gas |  | 0.036665 | 0.047882 | 0.061632 | 0.14618 | 0 | 0 | 0 | 0 | 0 | 0 | 0 | 0 | 0 | 0 | 0 | 0 | 2.6865 | 3.5083 | 4.5158 | 10.7107 | 2.113 | 2.7594 | 3.5518 | 8.4242 | 0 | 0 | 0 | 0 | 0.0028626 | 0.0037384 | 0.0048119 | 0.011413 | 0 | 0 | 0 | 0 | 0 | 0 | 0 | 0 | 0.37551 | 0.017567 | 0.022941 | 0.02953 | 0.070038 | 0 | 0 | 0 | 0 | 0 | 1.6
59952_G_1 | WEC_CALN | California | 6 | Solano | 95 | 59952 | 1 | Potrero Hills Energy Producers | 13648 | 2016 | 9999 | Landfill Gas | [5 empty] | Non-Fossil | G | 2025 | LF Gas |  | 0.036665 | 0.047882 | 0.061632 | 0.14618 | 0 | 0 | 0 | 0 | 0 | 0 | 0 | 0 | 0 | 0 | 0 | 0 | 2.6865 | 3.5083 | 4.5158 | 10.7107 | 2.113 | 2.7594 | 3.5518 | 8.4242 | 0 | 0 | 0 | 0 | 0.0028626 | 0.0037384 | 0.0048119 | 0.011413 | 0 | 0 | 0 | 0 | 0 | 0 | 0 | 0 | 0.37551 | 0.017567 | 0.022941 | 0.02953 | 0.070038 | 0 | 0 | 0 | 0 | 0 | 1.6
59950_G_YAK | S_VACA | North Carolina | 37 | Yadkin | 197 | 59950 | YAK | Yadkinville Solar | 0 | 2015 | 9999 | Solar PV | [5 empty] | Non-Fossil | G | 2025 | Solar |  | 0 | 0 | 0 | 0 | 0 | 0 | 0 | 0 | 0 | 0 | 0 | 0 | 0 | 0 | 0 | 0 | 1.0611 | 1.8822 | 3.139 | 6.0823 | 0 | 0 | 0 | 0 | 0 | 0 | 0 | 0 | 0 | 0 | 0 | 0 | 0 | 0 | 0 | 0 | 0 | 0 | 0 | 0 | 0.09789 | 0 | 0 | 0 | 0 | 0 | 0 | 0 | 0 | 0 | 3.4979
59949_G_BESS1 | PJM_AP | Maryland | 24 | Allegany | 1 | 59949 | BESS1 | AES Warrior Run Energy Storage Project | 0 | 2015 | 9999 | Energy Storage | [5 empty] | Non-Fossil | G | 2025 | EnerStor |  | 0 | 0 | 0 | 0 | 0 | 0 | 0 | 0 | 0 | 0 | 0 | 0 | 0 | 0 | 0 | 0 | 2.8951 | 3.9244 | 4.9216 | 11.7411 | 0 | 0 | 0 | 0 | 0 | 0 | 0 | 0 | 0 | 0 | 0 | 0 | 0 | 0 | 0 | 0 | 0 | 0 | 0 | 0 | 0 | 0 | 0 | 0 | 0 | 0 | 0 | 0 | 0 | 0 | 11
59948_G_BF111 | WECC_SCE | California | 6 | Kern | 29 | 59948 | BF111 | Bakersfield 111 | 0 | 2015 | 9999 | Solar PV | [5 empty] | Non-Fossil | G | 2025 | Solar |  | 0 | 0 | 0 | 0 | 0 | 0 | 0 | 0 | 0 | 0 | 0 | 0 | 0 | 0 | 0 | 0 | 0.58905 | 1.0929 | 1.6939 | 3.3758 | 0 | 0 | 0 | 0 | 0 | 0 | 0 | 0 | 0 | 0 | 0 | 0 | 0 | 0 | 0 | 0 | 0 | 0 | 0 | 0 | 0.050579 | 0 | 0 | 0 | 0 | 0 | 0 | 0 | 0 | 0 | 1.4
59947_G_AERO | SPP_WEST | Arkansas | 5 | Calhoun | 13 | 59947 | AERO | SR Camden | 0 | 2015 | 9999 | Solar PV | [5 empty] | Non-Fossil | G | 2025 | Solar |  | 0 | 0 | 0 | 0 | 0 | 0 | 0 | 0 | 0 | 0 | 0 | 0 | 0 | 0 | 0 | 0 | 4.8336 | 8.6496 | 12.6096 | 26.0928 | 0 | 0 | 0 | 0 | 0 | 0 | 0 | 0 | 0 | 0 | 0 | 0 | 0 | 0 | 0 | 0 | 0 | 0 | 0 | 0 | 0.33583 | 0 | 0 | 0 | 0 | 0 | 0 | 0 | 0 | 0 | 12
59946_G_GMSE | WECC_UT | Utah | 49 | Iron | 21 | 59946 | GMSE | Granite Mountain Solar East, LLC | 0 | 2016 | 9999 | Solar PV | [5 empty] | Non-Fossil | G | 2025 | Solar |  | 0 | 0 | 0 | 0 | 0 | 0 | 0 | 0 | 0 | 0 | 0 | 0 | 0 | 0 | 0 | 0 | 28.0243 | 58.8637 | 105.9745 | 192.8626 | 0 | 0 | 0 | 0 | 0 | 0 | 0 | 0 | 0 | 0 | 0 | 0 | 0 | 0 | 0 | 0 | 0 | 0 | 0 | 0 | 2.1879 | 0 | 0 | 0 | 0 | 0 | 0 | 0 | 0 | 0 | 78.1789
59945_G_GMSW | WECC_UT | Utah | 49 | Iron | 21 | 59945 | GMSW | Granite Mountain Solar West, LLC | 0 | 2016 | 9999 | Solar PV | [5 empty] | Non-Fossil | G | 2025 | Solar |  | 0 | 0 | 0 | 0 | 0 | 0 | 0 | 0 | 0 | 0 | 0 | 0 | 0 | 0 | 0 | 0 | 17.6553 | 37.0842 | 66.7639 | 121.5034 | 0 | 0 | 0 | 0 | 0 | 0 | 0 | 0 | 0 | 0 | 0 | 0 | 0 | 0 | 0 | 0 | 0 | 0 | 0 | 0 | 1.3784 | 0 | 0 | 0 | 0 | 0 | 0 | 0 | 0 | 0 | 49.2527
59944_G_CONE1 | S_VACA | North Carolina | 37 | Edgecombe | 65 | 59944 | CONE1 | Conetoe II Solar, LLC | 0 | 2015 | 9999 | Solar PV | [5 empty] | Non-Fossil | G | 2025 | Solar |  | 0 | 0 | 0 | 0 | 0 | 0 | 0 | 0 | 0 | 0 | 0 | 0 | 0 | 0 | 0 | 0 | 24.254 | 43.0222 | 71.7475 | 139.0238 | 0 | 0 | 0 | 0 | 0 | 0 | 0 | 0 | 0 | 0 | 0 | 0 | 0 | 0 | 0 | 0 | 0 | 0 | 0 | 0 | 2.2375 | 0 | 0 | 0 | 0 | 0 | 0 | 0 | 0 | 0 | 79.9517
59943_G_1 | ERC_WEST | Texas | 48 | Glasscock | 173 | 59943 | 1 | Rattlesnake Den | 0 | 2015 | 9999 | Onshore Wind | [5 empty] | Non-Fossil | G | 2025 | Wind |  | 0 | 0 | 0 | 0 | 0 | 0 | 0 | 0 | 0 | 0 | 0 | 0 | 0 | 0 | 0 | 0 | 145.3649 | 213.7636 | 216.9929 | 576.1213 | 0 | 0 | 0 | 0 | 0 | 0 | 0 | 0 | 0 | 0 | 0 | 0 | 0 | 0 | 0 | 0 | 0 | 0 | 0 | 0 | 5.8382 | 0 | 0 | 0 | 0 | 0 | 0 | 0 | 0 | 0 | 207.2
59942_G_ML1 | WEC_LADW | California | 6 | Los Angeles | 37 | 59942 | ML1 | Morgan Lancaster 1 | 0 | 2015 | 9999 | Solar PV | [5 empty] | Non-Fossil | G | 2025 | Solar |  | 0 | 0 | 0 | 0 | 0 | 0 | 0 | 0 | 0 | 0 | 0 | 0 | 0 | 0 | 0 | 0 | 0.60517 | 1.1771 | 1.7603 | 3.5426 | 0 | 0 | 0 | 0 | 0 | 0 | 0 | 0 | 0 | 0 | 0 | 0 | 0 | 0 | 0 | 0 | 0 | 0 | 0 | 0 | 0.060026 | 0 | 0 | 0 | 0 | 0 | 0 | 0 | 0 | 0 | 1.4766
59941_G_ISS | WECC_UT | Utah | 49 | Iron | 21 | 59941 | ISS | Iron Springs Solar, LLC | 0 | 2016 | 9999 | Solar PV | [5 empty] | Non-Fossil | G | 2025 | Solar |  | 0 | 0 | 0 | 0 | 0 | 0 | 0 | 0 | 0 | 0 | 0 | 0 | 0 | 0 | 0 | 0 | 28.0243 | 58.8637 | 105.9745 | 192.8626 | 0 | 0 | 0 | 0 | 0 | 0 | 0 | 0 | 0 | 0 | 0 | 0 | 0 | 0 | 0 | 0 | 0 | 0 | 0 | 0 | 2.1879 | 0 | 0 | 0 | 0 | 0 | 0 | 0 | 0 | 0 | 78.1789
59940_G_TQ8 | WEC_CALN | California | 6 | Fresno | 19 | 59940 | TQ8 | RE Tranquility 8 | 0 | 2018 | 9999 | Solar PV | [5 empty] | Non-Fossil | G | 2025 | Solar |  | 0 | 0 | 0 | 0 | 0 | 0 | 0 | 0 | 0 | 0 | 0 | 0 | 0 | 0 | 0 | 0 | 75.0374 | 149.3728 | 244.9039 | 469.314 | 0 | 0 | 0 | 0 | 0 | 0 | 0 | 0 | 0 | 0 | 0 | 0 | 0 | 0 | 0 | 0 | 0 | 0 | 0 | 0 | 6.3983 | 0 | 0 | 0 | 0 | 0 | 0 | 0 | 0 | 0 | 199.809
59939_G_TQ | WEC_CALN | California | 6 | Fresno | 19 | 59939 | TQ | RE Tranquillity | 0 | 2016 | 9999 | Solar PV | [5 empty] | Non-Fossil | G | 2025 | Solar |  | 0 | 0 | 0 | 0 | 0 | 0 | 0 | 0 | 0 | 0 | 0 | 0 | 0 | 0 | 0 | 0 | 75.0374 | 149.3728 | 244.9039 | 469.314 | 0 | 0 | 0 | 0 | 0 | 0 | 0 | 0 | 0 | 0 | 0 | 0 | 0 | 0 | 0 | 0 | 0 | 0 | 0 | 0 | 6.3983 | 0 | 0 | 0 | 0 | 0 | 0 | 0 | 0 | 0 | 199.809
59938_G_UNIT6 | ERC_REST | Texas | 48 | Colorado | 89 | 59938 | UNIT6 | Sky Global Power One | 10745 | 2016 | 9999 | Combustion Turbine | [5 empty] | Fossil | G | 2025 | NaturalGas |  | 0 | 0 | 0.0029621 | 0.0029621 | 0 | 0 | 0 | 0 | 0 | 0 | 0 | 0 | 0 | 0 | 0 | 0 | 0 | 0 | 0.27567 | 0.27567 | 0 | 0 | 0.1734 | 0.1734 | 0 | 0 | 2.075e-10 | 2.075e-10 | 0 | 0 | 3.5571e-05 | 3.5571e-05 | 0 | 0 | 0 | 0 | 0 | 0 | 0 | 0 | 0.15521 | 0 | 0 | 0.0043277 | 0.0043277 | 0 | 0 | 0.010891 | 0.010891 | 0 | 8.3
59938_G_UNIT5 | ERC_REST | Texas | 48 | Colorado | 89 | 59938 | UNIT5 | Sky Global Power One | 10745 | 2016 | 9999 | Combustion Turbine | [5 empty] | Fossil | G | 2025 | NaturalGas |  | 0 | 0 | 0.0029621 | 0.0029621 | 0 | 0 | 0 | 0 | 0 | 0 | 0 | 0 | 0 | 0 | 0 | 0 | 0 | 0 | 0.27567 | 0.27567 | 0 | 0 | 0.1734 | 0.1734 | 0 | 0 | 2.075e-10 | 2.075e-10 | 0 | 0 | 3.5571e-05 | 3.5571e-05 | 0 | 0 | 0 | 0 | 0 | 0 | 0 | 0 | 0.15521 | 0 | 0 | 0.0043277 | 0.0043277 | 0 | 0 | 0.010891 | 0.010891 | 0 | 8.3
59938_G_UNIT4 | ERC_REST | Texas | 48 | Colorado | 89 | 59938 | UNIT4 | Sky Global Power One | 10745 | 2016 | 9999 | Combustion Turbine | [5 empty] | Fossil | G | 2025 | NaturalGas |  | 0 | 0 | 0.0029621 | 0.0029621 | 0 | 0 | 0 | 0 | 0 | 0 | 0 | 0 | 0 | 0 | 0 | 0 | 0 | 0 | 0.27567 | 0.27567 | 0 | 0 | 0.1734 | 0.1734 | 0 | 0 | 2.075e-10 | 2.075e-10 | 0 | 0 | 3.5571e-05 | 3.5571e-05 | 0 | 0 | 0 | 0 | 0 | 0 | 0 | 0 | 0.15521 | 0 | 0 | 0.0043277 | 0.0043277 | 0 | 0 | 0.010891 | 0.010891 | 0 | 8.3
59938_G_UNIT3 | ERC_REST | Texas | 48 | Colorado | 89 | 59938 | UNIT3 | Sky Global Power One | 10745 | 2016 | 9999 | Combustion Turbine | [5 empty] | Fossil | G | 2025 | NaturalGas |  | 0 | 0 | 0.0029621 | 0.0029621 | 0 | 0 | 0 | 0 | 0 | 0 | 0 | 0 | 0 | 0 | 0 | 0 | 0 | 0 | 0.27567 | 0.27567 | 0 | 0 | 0.1734 | 0.1734 | 0 | 0 | 2.075e-10 | 2.075e-10 | 0 | 0 | 3.5571e-05 | 3.5571e-05 | 0 | 0 | 0 | 0 | 0 | 0 | 0 | 0 | 0.15521 | 0 | 0 | 0.0043277 | 0.0043277 | 0 | 0 | 0.010891 | 0.010891 | 0 | 8.3
59938_G_UNIT2 | ERC_REST | Texas | 48 | Colorado | 89 | 59938 | UNIT2 | Sky Global Power One | 10745 | 2016 | 9999 | Combustion Turbine | [5 empty] | Fossil | G | 2025 | NaturalGas |  | 0 | 0 | 0.0029621 | 0.0029621 | 0 | 0 | 0 | 0 | 0 | 0 | 0 | 0 | 0 | 0 | 0 | 0 | 0 | 0 | 0.27567 | 0.27567 | 0 | 0 | 0.1734 | 0.1734 | 0 | 0 | 2.075e-10 | 2.075e-10 | 0 | 0 | 3.5571e-05 | 3.5571e-05 | 0 | 0 | 0 | 0 | 0 | 0 | 0 | 0 | 0.15521 | 0 | 0 | 0.0043277 | 0.0043277 | 0 | 0 | 0.010891 | 0.010891 | 0 | 8.3
59938_G_UNIT1 | ERC_REST | Texas | 48 | Colorado | 89 | 59938 | UNIT1 | Sky Global Power One | 10745 | 2016 | 9999 | Combustion Turbine | [5 empty] | Fossil | G | 2025 | NaturalGas |  | 0 | 0 | 0.0029621 | 0.0029621 | 0 | 0 | 0 | 0 | 0 | 0 | 0 | 0 | 0 | 0 | 0 | 0 | 0 | 0 | 0.27567 | 0.27567 | 0 | 0 | 0.1734 | 0.1734 | 0 | 0 | 2.075e-10 | 2.075e-10 | 0 | 0 | 3.5571e-05 | 3.5571e-05 | 0 | 0 | 0 | 0 | 0 | 0 | 0 | 0 | 0.15521 | 0 | 0 | 0.0043277 | 0.0043277 | 0 | 0 | 0.010891 | 0.010891 | 0 | 8.3
59937_G_NB006 | S_VACA | North Carolina | 37 | Harnett | 85 | 59937 | NB006 | Coats Solar Farm, LLC | 0 | 2016 | 9999 | Solar PV | [5 empty] | Non-Fossil | G | 2025 | Solar |  | 0 | 0 | 0 | 0 | 0 | 0 | 0 | 0 | 0 | 0 | 0 | 0 | 0 | 0 | 0 | 0 | 1.4856 | 2.6351 | 4.3945 | 8.5152 | 0 | 0 | 0 | 0 | 0 | 0 | 0 | 0 | 0 | 0 | 0 | 0 | 0 | 0 | 0 | 0 | 0 | 0 | 0 | 0 | 0.13705 | 0 | 0 | 0 | 0 | 0 | 0 | 0 | 0 | 0 | 4.897
59936_G_NB008 | S_VACA | North Carolina | 37 | Rowan | 159 | 59936 | NB008 | Meadowbrook Solar Farm | 0 | 2016 | 9999 | Solar PV | [5 empty] | Non-Fossil | G | 2025 | Solar |  | 0 | 0 | 0 | 0 | 0 | 0 | 0 | 0 | 0 | 0 | 0 | 0 | 0 | 0 | 0 | 0 | 1.4856 | 2.6351 | 4.3945 | 8.5152 | 0 | 0 | 0 | 0 | 0 | 0 | 0 | 0 | 0 | 0 | 0 | 0 | 0 | 0 | 0 | 0 | 0 | 0 | 0 | 0 | 0.13705 | 0 | 0 | 0 | 0 | 0 | 0 | 0 | 0 | 0 | 4.897
59932_G_FID3 | WECC_UT | Utah | 49 | Iron | 21 | 59932 | FID3 | Fiddler's Canyon 3 | 0 | 2015 | 9999 | Solar PV | [5 empty] | Non-Fossil | G | 2025 | Solar |  | 0 | 0 | 0 | 0 | 0 | 0 | 0 | 0 | 0 | 0 | 0 | 0 | 0 | 0 | 0 | 0 | 1.0509 | 2.2074 | 3.974 | 7.2323 | 0 | 0 | 0 | 0 | 0 | 0 | 0 | 0 | 0 | 0 | 0 | 0 | 0 | 0 | 0 | 0 | 0 | 0 | 0 | 0 | 0.082045 | 0 | 0 | 0 | 0 | 0 | 0 | 0 | 0 | 0 | 2.9317
59931_G_GEN2 | MIS_WUMS | Wisconsin | 55 | Milwaukee | 79 | 59931 | GEN2 | FCPC Renewable Generation | 11067 | 2013 | 9999 | Non-Fossil Waste | [5 empty] | Non-Fossil | G | 2025 | Non-Fossil |  | 0.0074806 | 0.011001 | 0.012974 | 0.031456 | 0 | 0 | 0 | 0 | 0 | 0 | 0 | 0 | 0 | 0 | 0 | 0 | 0.67593 | 0.99403 | 1.1723 | 2.8423 | 0 | 0 | 0 | 0 | 0 | 0 | 0 | 0 | 0 | 0 | 0 | 0 | 0 | 0 | 0 | 0 | 0 | 0 | 0 | 0 | 0.23469 | 0.00442 | 0.0065 | 0.0076659 | 0.018586 | 0 | 0 | 0 | 0 | 0 | 1
59931_G_GEN1 | MIS_WUMS | Wisconsin | 55 | Milwaukee | 79 | 59931 | GEN1 | FCPC Renewable Generation | 11067 | 2013 | 9999 | Non-Fossil Waste | [5 empty] | Non-Fossil | G | 2025 | Non-Fossil |  | 0.0074806 | 0.011001 | 0.012974 | 0.031456 | 0 | 0 | 0 | 0 | 0 | 0 | 0 | 0 | 0 | 0 | 0 | 0 | 0.67593 | 0.99403 | 1.1723 | 2.8423 | 0 | 0 | 0 | 0 | 0 | 0 | 0 | 0 | 0 | 0 | 0 | 0 | 0 | 0 | 0 | 0 | 0 | 0 | 0 | 0 | 0.23469 | 0.00442 | 0.0065 | 0.0076659 | 0.018586 | 0 | 0 | 0 | 0 | 0 | 1
59930_G_NB005 | S_VACA | North Carolina | 37 | Union | 179 | 59930 | NB005 | BG Stewart Solar Farm, LLC | 0 | 2015 | 9999 | Solar PV | [5 empty] | Non-Fossil | G | 2025 | Solar |  | 0 | 0 | 0 | 0 | 0 | 0 | 0 | 0 | 0 | 0 | 0 | 0 | 0 | 0 | 0 | 0 | 1.4856 | 2.6351 | 4.3945 | 8.5152 | 0 | 0 | 0 | 0 | 0 | 0 | 0 | 0 | 0 | 0 | 0 | 0 | 0 | 0 | 0 | 0 | 0 | 0 | 0 | 0 | 0.13705 | 0 | 0 | 0 | 0 | 0 | 0 | 0 | 0 | 0 | 4.897
59929_G_NB007 | S_VACA | North Carolina | 37 | Burke | 23 | 59929 | NB007 | Cline Solar Farm, LLC | 0 | 2016 | 9999 | Solar PV | [5 empty] | Non-Fossil | G | 2025 | Solar |  | 0 | 0 | 0 | 0 | 0 | 0 | 0 | 0 | 0 | 0 | 0 | 0 | 0 | 0 | 0 | 0 | 1.4856 | 2.6351 | 4.3945 | 8.5152 | 0 | 0 | 0 | 0 | 0 | 0 | 0 | 0 | 0 | 0 | 0 | 0 | 0 | 0 | 0 | 0 | 0 | 0 | 0 | 0 | 0.13705 | 0 | 0 | 0 | 0 | 0 | 0 | 0 | 0 | 0 | 4.897
59928_G_NB007 | S_VACA | North Carolina | 37 | Vance | 181 | 59928 | NB007 | Vance Solar Farm, LLC | 0 | 2016 | 9999 | Solar PV | [5 empty] | Non-Fossil | G | 2025 | Solar |  | 0 | 0 | 0 | 0 | 0 | 0 | 0 | 0 | 0 | 0 | 0 | 0 | 0 | 0 | 0 | 0 | 1.4856 | 2.6351 | 4.3945 | 8.5152 | 0 | 0 | 0 | 0 | 0 | 0 | 0 | 0 | 0 | 0 | 0 | 0 | 0 | 0 | 0 | 0 | 0 | 0 | 0 | 0 | 0.13705 | 0 | 0 | 0 | 0 | 0 | 0 | 0 | 0 | 0 | 4.897
59927_G_PV1 | NENGREST | Massachusetts | 25 | Essex | 9 | 59927 | PV1 | Hunt Road Solar | 0 | 2016 | 9999 | Solar PV | [5 empty] | Non-Fossil | G | 2025 | Solar |  | 0 | 0 | 0 | 0 | 0 | 0 | 0 | 0 | 0 | 0 | 0 | 0 | 0 | 0 | 0 | 0 | 0.98675 | 2.0517 | 3.1345 | 6.1729 | 0 | 0 | 0 | 0 | 0 | 0 | 0 | 0 | 0 | 0 | 0 | 0 | 0 | 0 | 0 | 0 | 0 | 0 | 0 | 0 | 0.12319 | 0 | 0 | 0 | 0 | 0 | 0 | 0 | 0 | 0 | 4.4018
59926_G_AI2 | MIS_LMI | Michigan | 26 | Otsego | 137 | 59926 | AI2 | Alpine Power Plant | 10745 | 2016 | 9999 | Combustion Turbine |  |  |  | DLNB |  | Fossil | G | 2025 | NaturalGas |  | 0 | 0 | 1.0962 | 1.0962 | 0 | 0 | 0 | 0 | 0 | 0 | 0 | 0 | 0 | 0 | 0 | 0 | 0 | 0 | 102.0197 | 102.0197 | 0 | 0 | 64.1716 | 64.1716 | 0 | 0 | 7.6702e-08 | 7.6702e-08 | 0 | 0 | 0.017528 | 0.017528 | 0 | 0 | 0 | 0 | 0 | 0 | 0 | 0 | 3.7886 | 0 | 0 | 0.96077 | 0.96077 | 0 | 0 | 3.9319 | 3.9319 | 0 | 202.6
59926_G_AI1 | MIS_LMI | Michigan | 26 | Otsego | 137 | 59926 | AI1 | Alpine Power Plant | 10745 | 2016 | 9999 | Combustion Turbine |  |  |  | DLNB |  | Fossil | G | 2025 | NaturalGas |  | 0 | 0 | 1.0962 | 1.0962 | 0 | 0 | 0 | 0 | 0 | 0 | 0 | 0 | 0 | 0 | 0 | 0 | 0 | 0 | 102.0197 | 102.0197 | 0 | 0 | 64.1716 | 64.1716 | 0 | 0 | 7.6702e-08 | 7.6702e-08 | 0 | 0 | 0.017528 | 0.017528 | 0 | 0 | 0 | 0 | 0 | 0 | 0 | 0 | 3.7886 | 0 | 0 | 0.96077 | 0.96077 | 0 | 0 | 3.9319 | 3.9319 | 0 | 202.6
59919_G_NSPV2 | WECC_SNV | Nevada | 32 | Clark | 3 | 59919 | NSPV2 | Nellis Solar PV II | 0 | 2015 | 9999 | Solar PV | [5 empty] | Non-Fossil | G | 2025 | Solar |  | 0 | 0 | 0 | 0 | 0 | 0 | 0 | 0 | 0 | 0 | 0 | 0 | 0 | 0 | 0 | 0 | 6.4623 | 11.6707 | 17.1115 | 35.2445 | 0 | 0 | 0 | 0 | 0 | 0 | 0 | 0 | 0 | 0 | 0 | 0 | 0 | 0 | 0 | 0 | 0 | 0 | 0 | 0 | 0.47744 | 0 | 0 | 0 | 0 | 0 | 0 | 0 | 0 | 0 | 15
59917_G_5MWPV | S_VACA | North Carolina | 37 | Jones | 103 | 59917 | 5MWPV | Pollocksville Solar | 0 | 2016 | 9999 | Solar PV | [5 empty] | Non-Fossil | G | 2025 | Solar |  | 0 | 0 | 0 | 0 | 0 | 0 | 0 | 0 | 0 | 0 | 0 | 0 | 0 | 0 | 0 | 0 | 1.5159 | 2.6889 | 4.4842 | 8.689 | 0 | 0 | 0 | 0 | 0 | 0 | 0 | 0 | 0 | 0 | 0 | 0 | 0 | 0 | 0 | 0 | 0 | 0 | 0 | 0 | 0.13984 | 0 | 0 | 0 | 0 | 0 | 0 | 0 | 0 | 0 | 4.997
59916_G_12307 | WECC_SCE | California | 6 | San Bernardino | 71 | 59916 | 12307 | SunE- E Philadelphia Ontario | 0 | 2016 | 9999 | Solar PV | [5 empty] | Non-Fossil | G | 2025 | Solar |  | 0 | 0 | 0 | 0 | 0 | 0 | 0 | 0 | 0 | 0 | 0 | 0 | 0 | 0 | 0 | 0 | 0.42075 | 0.78061 | 1.2099 | 2.4113 | 0 | 0 | 0 | 0 | 0 | 0 | 0 | 0 | 0 | 0 | 0 | 0 | 0 | 0 | 0 | 0 | 0 | 0 | 0 | 0 | 0.036128 | 0 | 0 | 0 | 0 | 0 | 0 | 0 | 0 | 0 | 1
59915_G_ORCA | WEC_CALN | California | 6 | Fresno | 19 | 59915 | ORCA | Oro Loma | 0 | 2017 | 9999 | Solar PV | [5 empty] | Non-Fossil | G | 2025 | Solar |  | 0 | 0 | 0 | 0 | 0 | 0 | 0 | 0 | 0 | 0 | 0 | 0 | 0 | 0 | 0 | 0 | 7.5037 | 14.9373 | 24.4904 | 46.9314 | 0 | 0 | 0 | 0 | 0 | 0 | 0 | 0 | 0 | 0 | 0 | 0 | 0 | 0 | 0 | 0 | 0 | 0 | 0 | 0 | 0.63983 | 0 | 0 | 0 | 0 | 0 | 0 | 0 | 0 | 0 | 19.9809
59914_G_CREST | S_VACA | North Carolina | 37 | Granville | 77 | 59914 | CREST | Crestwood Solar Center LLC | 0 | 2016 | 9999 | Solar PV | [5 empty] | Non-Fossil | G | 2025 | Solar |  | 0 | 0 | 0 | 0 | 0 | 0 | 0 | 0 | 0 | 0 | 0 | 0 | 0 | 0 | 0 | 0 | 1.5159 | 2.6889 | 4.4842 | 8.689 | 0 | 0 | 0 | 0 | 0 | 0 | 0 | 0 | 0 | 0 | 0 | 0 | 0 | 0 | 0 | 0 | 0 | 0 | 0 | 0 | 0.13984 | 0 | 0 | 0 | 0 | 0 | 0 | 0 | 0 | 0 | 4.997
59913_G_ST01 | PJM_Dom | Virginia | 51 | Greensville | 81 | 59913 | ST01 | Greensville County Power Station | 6430 | 2018 | 9999 | Combined Cycle |  |  | SCR | DLNB |  | Fossil | G | 2025 | NaturalGas |  | 6.8999 | 9.3532 | 12.9109 | 29.1641 | 0 | 0 | 0 | 0 | 0 | 0 | 0 | 0 | 0 | 0 | 0 | 0 | 1073.0846 | 1454.6257 | 2007.9228 | 4535.6331 | 403.9221 | 547.5389 | 755.8067 | 1707.2676 | 4.8299e-07 | 6.5472e-07 | 9.0377e-07 | 2.0415e-06 | 0.0207 | 0.02806 | 0.038733 | 0.087492 | 0 | 0 | 0 | 0 | 0 | 0 | 0 | 0 | 18.6871 | 2.2779 | 3.0879 | 4.2624 | 9.6282 | 26.4739 | 28.5913 | 44.2437 | 99.3089 | 0 | 611.8 | SCR
59913_G_CT03 | PJM_Dom | Virginia | 51 | Greensville | 81 | 59913 | CT03 | Greensville County Power Station | 6430 | 2018 | 9999 | Combined Cycle |  |  | SCR | DLNB |  | Fossil | G | 2025 | NaturalGas |  | 3.6586 | 4.9595 | 6.8459 | 15.4639 | 0 | 0 | 0 | 0 | 0 | 0 | 0 | 0 | 0 | 0 | 0 | 0 | 568.9909 | 771.2988 | 1064.6783 | 2404.9679 | 214.1751 | 290.3263 | 400.7579 | 905.2593 | 2.561e-07 | 3.4716e-07 | 4.7921e-07 | 1.0825e-06 | 0.010976 | 0.014878 | 0.020538 | 0.046392 | 0 | 0 | 0 | 0 | 0 | 0 | 0 | 0 | 9.9086 | 1.2079 | 1.6373 | 2.2601 | 5.1053 | 14.0375 | 15.1602 | 23.4597 | 52.6574 | 0 | 324.4 | SCR
59913_G_CT02 | PJM_Dom | Virginia | 51 | Greensville | 81 | 59913 | CT02 | Greensville County Power Station | 6430 | 2018 | 9999 | Combined Cycle |  |  | SCR | DLNB |  | Fossil | G | 2025 | NaturalGas |  | 3.6586 | 4.9595 | 6.8459 | 15.4639 | 0 | 0 | 0 | 0 | 0 | 0 | 0 | 0 | 0 | 0 | 0 | 0 | 568.9909 | 771.2988 | 1064.6783 | 2404.9679 | 214.1751 | 290.3263 | 400.7579 | 905.2593 | 2.561e-07 | 3.4716e-07 | 4.7921e-07 | 1.0825e-06 | 0.010976 | 0.014878 | 0.020538 | 0.046392 | 0 | 0 | 0 | 0 | 0 | 0 | 0 | 0 | 9.9086 | 1.2079 | 1.6373 | 2.2601 | 5.1053 | 14.0375 | 15.1602 | 23.4597 | 52.6574 | 0 | 324.4 | SCR
59913_G_CT01 | PJM_Dom | Virginia | 51 | Greensville | 81 | 59913 | CT01 | Greensville County Power Station | 6430 | 2018 | 9999 | Combined Cycle |  |  | SCR | DLNB |  | Fossil | G | 2025 | NaturalGas |  | 3.6586 | 4.9595 | 6.8459 | 15.4639 | 0 | 0 | 0 | 0 | 0 | 0 | 0 | 0 | 0 | 0 | 0 | 0 | 568.9909 | 771.2988 | 1064.6783 | 2404.9679 | 214.1751 | 290.3263 | 400.7579 | 905.2593 | 2.561e-07 | 3.4716e-07 | 4.7921e-07 | 1.0825e-06 | 0.010976 | 0.014878 | 0.020538 | 0.046392 | 0 | 0 | 0 | 0 | 0 | 0 | 0 | 0 | 9.9086 | 1.2079 | 1.6373 | 2.2601 | 5.1053 | 14.0375 | 15.1602 | 23.4597 | 52.6574 | 0 | 324.4 | SCR
59912_G_FREE | S_VACA | North Carolina | 37 | Lincoln | 109 | 59912 | FREE | Freemont Solar Center LLC | 0 | 2016 | 9999 | Solar PV | [5 empty] | Non-Fossil | G | 2025 | Solar |  | 0 | 0 | 0 | 0 | 0 | 0 | 0 | 0 | 0 | 0 | 0 | 0 | 0 | 0 | 0 | 0 | 1.5159 | 2.6889 | 4.4842 | 8.689 | 0 | 0 | 0 | 0 | 0 | 0 | 0 | 0 | 0 | 0 | 0 | 0 | 0 | 0 | 0 | 0 | 0 | 0 | 0 | 0 | 0.13984 | 0 | 0 | 0 | 0 | 0 | 0 | 0 | 0 | 0 | 4.997
59911_G_1 | PJM_Dom | Virginia | 51 | Chesterfield | 41 | 59911 | 1 | Philip Morris | 0 | 2016 | 9999 | Solar PV | [5 empty] | Non-Fossil | G | 2025 | Solar |  | 0 | 0 | 0 | 0 | 0 | 0 | 0 | 0 | 0 | 0 | 0 | 0 | 0 | 0 | 0 | 0 | 0.62069 | 1.0768 | 1.9366 | 3.6341 | 0 | 0 | 0 | 0 | 0 | 0 | 0 | 0 | 0 | 0 | 0 | 0 | 0 | 0 | 0 | 0 | 0 | 0 | 0 | 0 | 0.055971 | 0 | 0 | 0 | 0 | 0 | 0 | 0 | 0 | 0 | 2
59908_G_2MWPV | S_VACA | North Carolina | 37 | Wayne | 191 | 59908 | 2MWPV | Mount Olive Solar | 0 | 2016 | 9999 | Solar PV | [5 empty] | Non-Fossil | G | 2025 | Solar |  | 0 | 0 | 0 | 0 | 0 | 0 | 0 | 0 | 0 | 0 | 0 | 0 | 0 | 0 | 0 | 0 | 0.60635 | 1.0756 | 1.7937 | 3.4756 | 0 | 0 | 0 | 0 | 0 | 0 | 0 | 0 | 0 | 0 | 0 | 0 | 0 | 0 | 0 | 0 | 0 | 0 | 0 | 0 | 0.055937 | 0 | 0 | 0 | 0 | 0 | 0 | 0 | 0 | 0 | 1.9988
59906_G_GEN2 | PJM_WMAC | Pennsylvania | 42 | Luzerne | 79 | 59906 | GEN2 | Moxie Freedom Generation Plant | 6250 | 2018 | 9999 | Combined Cycle | [5 empty] | Fossil | G | 2025 | NaturalGas |  | 6.271 | 7.2903 | 9.1428 | 22.7041 | 0 | 0 | 0 | 0 | 0 | 0 | 0 | 0 | 0 | 0 | 0 | 0 | 1003.3632 | 1166.4508 | 1462.8441 | 3632.6581 | 367.1055 | 426.7752 | 535.2181 | 1329.0988 | 4.3899e-07 | 5.1035e-07 | 6.3995e-07 | 1.5893e-06 | 0.034491 | 0.040097 | 0.050285 | 0.12487 | 0 | 0 | 0 | 0 | 0 | 0 | 0 | 0 | 14.3048 | 1.989 | 2.3123 | 2.8999 | 7.2012 | 16.3475 | 16.5989 | 24.1994 | 57.1458 | 0 | 490
59906_G_GEN1 | PJM_WMAC | Pennsylvania | 42 | Luzerne | 79 | 59906 | GEN1 | Moxie Freedom Generation Plant | 6250 | 2018 | 9999 | Combined Cycle | [5 empty] | Fossil | G | 2025 | NaturalGas |  | 6.271 | 7.2903 | 9.1428 | 22.7041 | 0 | 0 | 0 | 0 | 0 | 0 | 0 | 0 | 0 | 0 | 0 | 0 | 1003.3632 | 1166.4508 | 1462.8441 | 3632.6581 | 367.1055 | 426.7752 | 535.2181 | 1329.0988 | 4.3899e-07 | 5.1035e-07 | 6.3995e-07 | 1.5893e-06 | 0.034491 | 0.040097 | 0.050285 | 0.12487 | 0 | 0 | 0 | 0 | 0 | 0 | 0 | 0 | 14.3048 | 1.989 | 2.3123 | 2.8999 | 7.2012 | 16.3475 | 16.5989 | 24.1994 | 57.1458 | 0 | 490
59905_G_1 | PJM_Dom | Virginia | 51 | Rockingham | 165 | 59905 | 1 | Merck | 0 | 2017 | 9999 | Solar PV | [5 empty] | Non-Fossil | G | 2025 | Solar |  | 0 | 0 | 0 | 0 | 0 | 0 | 0 | 0 | 0 | 0 | 0 | 0 | 0 | 0 | 0 | 0 | 0.24828 | 0.43074 | 0.77463 | 1.4536 | 0 | 0 | 0 | 0 | 0 | 0 | 0 | 0 | 0 | 0 | 0 | 0 | 0 | 0 | 0 | 0 | 0 | 0 | 0 | 0 | 0.022388 | 0 | 0 | 0 | 0 | 0 | 0 | 0 | 0 | 0 | 0.8
59904_G_1 | PJM_Dom | Virginia | 51 | Chesapeake City | 550 | 59904 | 1 | Western Branch High School | 0 | 2016 | 9999 | Solar PV | [5 empty] | Non-Fossil | G | 2025 | Solar |  | 0 | 0 | 0 | 0 | 0 | 0 | 0 | 0 | 0 | 0 | 0 | 0 | 0 | 0 | 0 | 0 | 0.31035 | 0.53842 | 0.96829 | 1.8171 | 0 | 0 | 0 | 0 | 0 | 0 | 0 | 0 | 0 | 0 | 0 | 0 | 0 | 0 | 0 | 0 | 0 | 0 | 0 | 0 | 0.027985 | 0 | 0 | 0 | 0 | 0 | 0 | 0 | 0 | 0 | 1
59901_G_ALBRT | S_VACA | North Carolina | 37 | Duplin | 61 | 59901 | ALBRT | Albertson Solar LLC | 0 | 2015 | 9999 | Solar PV | [5 empty] | Non-Fossil | G | 2025 | Solar |  | 0 | 0 | 0 | 0 | 0 | 0 | 0 | 0 | 0 | 0 | 0 | 0 | 0 | 0 | 0 | 0 | 1.5159 | 2.6889 | 4.4842 | 8.689 | 0 | 0 | 0 | 0 | 0 | 0 | 0 | 0 | 0 | 0 | 0 | 0 | 0 | 0 | 0 | 0 | 0 | 0 | 0 | 0 | 0.13984 | 0 | 0 | 0 | 0 | 0 | 0 | 0 | 0 | 0 | 4.997
59900_G_C3CA | WEC_CALN | California | 6 | Kings | 31 | 59900 | C3CA | Corcoran Solar 3 | 0 | 2016 | 9999 | Solar PV | [5 empty] | Non-Fossil | G | 2025 | Solar |  | 0 | 0 | 0 | 0 | 0 | 0 | 0 | 0 | 0 | 0 | 0 | 0 | 0 | 0 | 0 | 0 | 7.5037 | 14.9373 | 24.4904 | 46.9314 | 0 | 0 | 0 | 0 | 0 | 0 | 0 | 0 | 0 | 0 | 0 | 0 | 0 | 0 | 0 | 0 | 0 | 0 | 0 | 0 | 0.63983 | 0 | 0 | 0 | 0 | 0 | 0 | 0 | 0 | 0 | 19.9809
599_B_3 | PJM_EMAC | Delaware | 10 | Kent | 1 | 599 | 3 | McKee Run | 11866 | 1975 | 9999 | O/G Steam | wall | dry | SNCR | LA + LNB + OFA |  | Fossil | B | 2025 | NaturalGas |  | 0 | 0 | 0.19505 | 0.19505 | 0 | 0 | 0 | 0 | 0 | 0 | 0 | 0 | 0 | 0 | 0 | 0 | 0 | 0 | 16.4374 | 16.4374 | 0 | 0 | 11.418 | 11.418 | 0 | 0 | 1.3634e-08 | 1.3634e-08 | 0 | 0 | 0.02001 | 0.02001 | 0 | 0 | 0 | 0 | 0 | 0 | 0 | 0 | 2.6709 | 0 | 0 | 0.023997 | 0.023997 | 0 | 0 | 0.66644 | 0.66644 | 0 | 103 | SNCR
59899_G_CHOCO | S_VACA | North Carolina | 37 | Beaufort | 13 | 59899 | CHOCO | Choco Solar, LLC | 0 | 2014 | 9999 | Solar PV | [5 empty] | Non-Fossil | G | 2025 | Solar |  | 0 | 0 | 0 | 0 | 0 | 0 | 0 | 0 | 0 | 0 | 0 | 0 | 0 | 0 | 0 | 0 | 1.5159 | 2.6889 | 4.4842 | 8.689 | 0 | 0 | 0 | 0 | 0 | 0 | 0 | 0 | 0 | 0 | 0 | 0 | 0 | 0 | 0 | 0 | 0 | 0 | 0 | 0 | 0.13984 | 0 | 0 | 0 | 0 | 0 | 0 | 0 | 0 | 0 | 4.997
59898_G_SE1SN | PJM_Dom | North Carolina | 37 | Halifax | 83 | 59898 | SE1SN | SunEnergy1-Scotland Neck, LLC | 0 | 2014 | 9999 | Solar PV | [5 empty] | Non-Fossil | G | 2025 | Solar |  | 0 | 0 | 0 | 0 | 0 | 0 | 0 | 0 | 0 | 0 | 0 | 0 | 0 | 0 | 0 | 0 | 0.93104 | 1.6153 | 2.9049 | 5.4512 | 0 | 0 | 0 | 0 | 0 | 0 | 0 | 0 | 0 | 0 | 0 | 0 | 0 | 0 | 0 | 0 | 0 | 0 | 0 | 0 | 0.083956 | 0 | 0 | 0 | 0 | 0 | 0 | 0 | 0 | 0 | 3
59897_G_1 | S_SOU | Georgia | 13 | Taylor | 269 | 59897 | 1 | Taylor County Solar | 0 | 2016 | 9999 | Solar PV | [5 empty] | Non-Fossil | G | 2025 | Solar |  | 0 | 0 | 0 | 0 | 0 | 0 | 0 | 0 | 0 | 0 | 0 | 0 | 0 | 0 | 0 | 0 | 54.9234 | 94.5073 | 141.8858 | 291.3166 | 0 | 0 | 0 | 0 | 0 | 0 | 0 | 0 | 0 | 0 | 0 | 0 | 0 | 0 | 0 | 0 | 0 | 0 | 0 | 0 | 4.0019 | 0 | 0 | 0 | 0 | 0 | 0 | 0 | 0 | 0 | 143
59896_G_1 | S_SOU | Georgia | 13 | Taylor | 269 | 59896 | 1 | Butler Solar Project 103 | 0 | 2016 | 9999 | Solar PV | [5 empty] | Non-Fossil | G | 2025 | Solar |  | 0 | 0 | 0 | 0 | 0 | 0 | 0 | 0 | 0 | 0 | 0 | 0 | 0 | 0 | 0 | 0 | 38.408 | 66.089 | 99.2209 | 203.7179 | 0 | 0 | 0 | 0 | 0 | 0 | 0 | 0 | 0 | 0 | 0 | 0 | 0 | 0 | 0 | 0 | 0 | 0 | 0 | 0 | 2.7985 | 0 | 0 | 0 | 0 | 0 | 0 | 0 | 0 | 0 | 100
59894_G_1 | S_SOU | Georgia | 13 | Taylor | 269 | 59894 | 1 | Pawpaw Solar Plant | 0 | 2016 | 9999 | Solar PV | [5 empty] | Non-Fossil | G | 2025 | Solar |  | 0 | 0 | 0 | 0 | 0 | 0 | 0 | 0 | 0 | 0 | 0 | 0 | 0 | 0 | 0 | 0 | 11.5224 | 19.8267 | 29.7663 | 61.1154 | 0 | 0 | 0 | 0 | 0 | 0 | 0 | 0 | 0 | 0 | 0 | 0 | 0 | 0 | 0 | 0 | 0 | 0 | 0 | 0 | 0.83956 | 0 | 0 | 0 | 0 | 0 | 0 | 0 | 0 | 0 | 30
59891_G_1 | S_SOU | Georgia | 13 | Taylor | 269 | 59891 | 1 | Butler Solar Farm 20 | 0 | 2016 | 9999 | Solar PV | [5 empty] | Non-Fossil | G | 2025 | Solar |  | 0 | 0 | 0 | 0 | 0 | 0 | 0 | 0 | 0 | 0 | 0 | 0 | 0 | 0 | 0 | 0 | 7.6816 | 13.2178 | 19.8442 | 40.7436 | 0 | 0 | 0 | 0 | 0 | 0 | 0 | 0 | 0 | 0 | 0 | 0 | 0 | 0 | 0 | 0 | 0 | 0 | 0 | 0 | 0.55971 | 0 | 0 | 0 | 0 | 0 | 0 | 0 | 0 | 0 | 20
59888_G_GEN | SPP_N | Kansas | 20 | Ford | 57 | 59888 | GEN | CP Bloom Wind LLC | 0 | 2017 | 9999 | Onshore Wind | [5 empty] | Non-Fossil | G | 2025 | Wind |  | 0 | 0 | 0 | 0 | 0 | 0 | 0 | 0 | 0 | 0 | 0 | 0 | 0 | 0 | 0 | 0 | 152.6431 | 230.712 | 234.6383 | 617.9934 | 0 | 0 | 0 | 0 | 0 | 0 | 0 | 0 | 0 | 0 | 0 | 0 | 0 | 0 | 0 | 0 | 0 | 0 | 0 | 0 | 7.0317 | 0 | 0 | 0 | 0 | 0 | 0 | 0 | 0 | 0 | 178.2
59887_G_GEN | S_VACA | North Carolina | 37 | Beaufort | 13 | 59887 | GEN | Beaufort Solar, LLC | 0 | 2015 | 9999 | Solar PV | [5 empty] | Non-Fossil | G | 2025 | Solar |  | 0 | 0 | 0 | 0 | 0 | 0 | 0 | 0 | 0 | 0 | 0 | 0 | 0 | 0 | 0 | 0 | 4.5476 | 8.0667 | 13.4527 | 26.067 | 0 | 0 | 0 | 0 | 0 | 0 | 0 | 0 | 0 | 0 | 0 | 0 | 0 | 0 | 0 | 0 | 0 | 0 | 0 | 0 | 0.41953 | 0 | 0 | 0 | 0 | 0 | 0 | 0 | 0 | 0 | 14.9909
59877_G_MB20 | WECC_SCE | California | 6 | Riverside | 65 | 59877 | MB20 | Riverside RWQCP Fuel Cell | 8653 | 2016 | 9999 | Fuel Cell | [5 empty] | Non-Fossil | G | 2025 | NaturalGas |  | 0 | 0 | 0 | 0 | 0 | 0 | 0 | 0 | 0 | 0 | 0 | 0 | 0 | 0 | 0 | 0 | 0 | 0 | 0 | 0 | 0 | 0 | 0 | 0 | 0 | 0 | 0 | 0 | 0 | 0 | 0 | 0 | 0 | 0 | 0 | 0 | 0 | 0 | 0 | 0 | 0 | 0 | 0 | 0 | 0 | 0 | 0 | 0 | 0 | 0 | 1.4
59876_G_1 | S_SOU | Georgia | 13 | Dougherty | 95 | 59876 | 1 | Marine Corps Logistics Base Solar | 0 | 2017 | 9999 | Solar PV | [5 empty] | Non-Fossil | G | 2025 | Solar |  | 0 | 0 | 0 | 0 | 0 | 0 | 0 | 0 | 0 | 0 | 0 | 0 | 0 | 0 | 0 | 0 | 11.9065 | 20.4876 | 30.7585 | 63.1525 | 0 | 0 | 0 | 0 | 0 | 0 | 0 | 0 | 0 | 0 | 0 | 0 | 0 | 0 | 0 | 0 | 0 | 0 | 0 | 0 | 0.86755 | 0 | 0 | 0 | 0 | 0 | 0 | 0 | 0 | 0 | 31
59875_G_PV1 | MIS_MNWI | Minnesota | 27 | Lyon | 83 | 59875 | PV1 | Marshall Solar Energy Project | 0 | 2017 | 9999 | Solar PV | [5 empty] | Non-Fossil | G | 2025 | Solar |  | 0 | 0 | 0 | 0 | 0 | 0 | 0 | 0 | 0 | 0 | 0 | 0 | 0 | 0 | 0 | 0 | 14.4304 | 30.8401 | 47.3198 | 92.5903 | 0 | 0 | 0 | 0 | 0 | 0 | 0 | 0 | 0 | 0 | 0 | 0 | 0 | 0 | 0 | 0 | 0 | 0 | 0 | 0 | 1.6421 | 0 | 0 | 0 | 0 | 0 | 0 | 0 | 0 | 0 | 58.6779
59874_G_PV1 | S_SOU | Georgia | 13 | Twiggs | 289 | 59874 | PV1 | Richland Solar Center | 0 | 2015 | 9999 | Solar PV | [5 empty] | Non-Fossil | G | 2025 | Solar |  | 0 | 0 | 0 | 0 | 0 | 0 | 0 | 0 | 0 | 0 | 0 | 0 | 0 | 0 | 0 | 0 | 7.6816 | 13.2178 | 19.8442 | 40.7436 | 0 | 0 | 0 | 0 | 0 | 0 | 0 | 0 | 0 | 0 | 0 | 0 | 0 | 0 | 0 | 0 | 0 | 0 | 0 | 0 | 0.55971 | 0 | 0 | 0 | 0 | 0 | 0 | 0 | 0 | 0 | 20
59873_G_PV | NENGREST | Massachusetts | 25 | Middlesex | 17 | 59873 | PV | Lowell Solar Landfill | 0 | 2013 | 9999 | Solar PV | [5 empty] | Non-Fossil | G | 2025 | Solar |  | 0 | 0 | 0 | 0 | 0 | 0 | 0 | 0 | 0 | 0 | 0 | 0 | 0 | 0 | 0 | 0 | 0.28506 | 0.5927 | 0.90551 | 1.7833 | 0 | 0 | 0 | 0 | 0 | 0 | 0 | 0 | 0 | 0 | 0 | 0 | 0 | 0 | 0 | 0 | 0 | 0 | 0 | 0 | 0.035587 | 0 | 0 | 0 | 0 | 0 | 0 | 0 | 0 | 0 | 1.2716
59872_G_UCD1 | WEC_CALN | California | 6 | Yolo | 113 | 59872 | UCD1 | UC Davis South Campus | 0 | 2015 | 9999 | Solar PV | [5 empty] | Non-Fossil | G | 2025 | Solar |  | 0 | 0 | 0 | 0 | 0 | 0 | 0 | 0 | 0 | 0 | 0 | 0 | 0 | 0 | 0 | 0 | 4.8774 | 9.7092 | 15.9188 | 30.5054 | 0 | 0 | 0 | 0 | 0 | 0 | 0 | 0 | 0 | 0 | 0 | 0 | 0 | 0 | 0 | 0 | 0 | 0 | 0 | 0 | 0.41589 | 0 | 0 | 0 | 0 | 0 | 0 | 0 | 0 | 0 | 12.9876
59868_G_GEN01 | WECC_SCE | California | 6 | Kern | 29 | 59868 | GEN01 | Kingbird A Solar LLC | 0 | 2016 | 9999 | Solar PV | [5 empty] | Non-Fossil | G | 2025 | Solar |  | 0 | 0 | 0 | 0 | 0 | 0 | 0 | 0 | 0 | 0 | 0 | 0 | 0 | 0 | 0 | 0 | 8.4151 | 15.6123 | 24.1983 | 48.2257 | 0 | 0 | 0 | 0 | 0 | 0 | 0 | 0 | 0 | 0 | 0 | 0 | 0 | 0 | 0 | 0 | 0 | 0 | 0 | 0 | 0.72255 | 0 | 0 | 0 | 0 | 0 | 0 | 0 | 0 | 0 | 20
59867_G_LMSOL | FRCC | Florida | 12 | Pinellas | 103 | 59867 | LMSOL | Lockheed Martin Solar System | 0 | 2015 | 9999 | Solar PV | [5 empty] | Non-Fossil | G | 2025 | Solar |  | 0 | 0 | 0 | 0 | 0 | 0 | 0 | 0 | 0 | 0 | 0 | 0 | 0 | 0 | 0 | 0 | 0.60365 | 1.0884 | 1.5499 | 3.2419 | 0 | 0 | 0 | 0 | 0 | 0 | 0 | 0 | 0 | 0 | 0 | 0 | 0 | 0 | 0 | 0 | 0 | 0 | 0 | 0 | 0.053172 | 0 | 0 | 0 | 0 | 0 | 0 | 0 | 0 | 0 | 1.9
59866_G_11111 | NENGREST | Massachusetts | 25 | Hampden | 13 | 59866 | 11111 | Palmer Solar LLC | 0 | 2013 | 9999 | Solar PV | [5 empty] | Non-Fossil | G | 2025 | Solar |  | 0 | 0 | 0 | 0 | 0 | 0 | 0 | 0 | 0 | 0 | 0 | 0 | 0 | 0 | 0 | 0 | 0.5482 | 1.1398 | 1.7414 | 3.4294 | 0 | 0 | 0 | 0 | 0 | 0 | 0 | 0 | 0 | 0 | 0 | 0 | 0 | 0 | 0 | 0 | 0 | 0 | 0 | 0 | 0.068437 | 0 | 0 | 0 | 0 | 0 | 0 | 0 | 0 | 0 | 2.4455
59865_G_1 | S_SOU | Georgia | 13 | Liberty | 179 | 59865 | 1 | Fort Stewart Solar Facility | 0 | 2016 | 9999 | Solar PV | [5 empty] | Non-Fossil | G | 2025 | Solar |  | 0 | 0 | 0 | 0 | 0 | 0 | 0 | 0 | 0 | 0 | 0 | 0 | 0 | 0 | 0 | 0 | 11.5224 | 19.8267 | 29.7663 | 61.1154 | 0 | 0 | 0 | 0 | 0 | 0 | 0 | 0 | 0 | 0 | 0 | 0 | 0 | 0 | 0 | 0 | 0 | 0 | 0 | 0 | 0.83956 | 0 | 0 | 0 | 0 | 0 | 0 | 0 | 0 | 0 | 30
59864_G_1 | S_SOU | Georgia | 13 | Camden | 39 | 59864 | 1 | King's Bay Solar Facility | 0 | 2016 | 9999 | Solar PV | [5 empty] | Non-Fossil | G | 2025 | Solar |  | 0 | 0 | 0 | 0 | 0 | 0 | 0 | 0 | 0 | 0 | 0 | 0 | 0 | 0 | 0 | 0 | 11.5224 | 19.8267 | 29.7663 | 61.1154 | 0 | 0 | 0 | 0 | 0 | 0 | 0 | 0 | 0 | 0 | 0 | 0 | 0 | 0 | 0 | 0 | 0 | 0 | 0 | 0 | 0.83956 | 0 | 0 | 0 | 0 | 0 | 0 | 0 | 0 | 0 | 30
59863_G_1 | S_SOU | Georgia | 13 | Richmond | 245 | 59863 | 1 | Fort Gordon Solar Facility | 0 | 2016 | 9999 | Solar PV | [5 empty] | Non-Fossil | G | 2025 | Solar |  | 0 | 0 | 0 | 0 | 0 | 0 | 0 | 0 | 0 | 0 | 0 | 0 | 0 | 0 | 0 | 0 | 11.5224 | 19.8267 | 29.7663 | 61.1154 | 0 | 0 | 0 | 0 | 0 | 0 | 0 | 0 | 0 | 0 | 0 | 0 | 0 | 0 | 0 | 0 | 0 | 0 | 0 | 0 | 0.83956 | 0 | 0 | 0 | 0 | 0 | 0 | 0 | 0 | 0 | 30
59862_G_1 | S_SOU | Georgia | 13 | Chattahoochee | 53 | 59862 | 1 | Fort Benning Solar Facility | 0 | 2015 | 9999 | Solar PV | [5 empty] | Non-Fossil | G | 2025 | Solar |  | 0 | 0 | 0 | 0 | 0 | 0 | 0 | 0 | 0 | 0 | 0 | 0 | 0 | 0 | 0 | 0 | 11.5224 | 19.8267 | 29.7663 | 61.1154 | 0 | 0 | 0 | 0 | 0 | 0 | 0 | 0 | 0 | 0 | 0 | 0 | 0 | 0 | 0 | 0 | 0 | 0 | 0 | 0 | 0.83956 | 0 | 0 | 0 | 0 | 0 | 0 | 0 | 0 | 0 | 30
59861_G_TBPV1 | PJM_West | Indiana | 18 | St Joseph | 141 | 59861 | TBPV1 | Twin Branch PV | 0 | 2016 | 9999 | Solar PV | [5 empty] | Non-Fossil | G | 2025 | Solar |  | 0 | 0 | 0 | 0 | 0 | 0 | 0 | 0 | 0 | 0 | 0 | 0 | 0 | 0 | 0 | 0 | 0.64501 | 1.2677 | 1.9248 | 3.8376 | 0 | 0 | 0 | 0 | 0 | 0 | 0 | 0 | 0 | 0 | 0 | 0 | 0 | 0 | 0 | 0 | 0 | 0 | 0 | 0 | 0.072762 | 0 | 0 | 0 | 0 | 0 | 0 | 0 | 0 | 0 | 2.6
59860_G_HHOOD | PJM_AP | Virginia | 51 | Frederick | 69 | 59860 | HHOOD | HP Hood CT | 11373 | 2015 | 9999 | Combustion Turbine | [5 empty] | Fossil | G | 2025 | NaturalGas |  | 0.20037 | 0 | 0.23034 | 0.43071 | 0 | 0 | 0 | 0 | 0 | 0 | 0 | 0 | 0 | 0 | 0 | 0 | 17.618 | 0 | 20.2535 | 37.8715 | 11.7297 | 0 | 13.4843 | 25.2139 | 1.4037e-08 | 0 | 1.6149e-08 | 3.0187e-08 | 0.001102 | 0 | 0.0012668 | 0.0023689 | 0 | 0 | 0 | 0 | 0 | 0 | 0 | 0 | 0.2805 | 0.063503 | 0 | 0.099954 | 0.16346 | 0.56441 | 0 | 0.65344 | 1.2179 | 0 | 15
59858_G_JSI01 | NENGREST | Rhode Island | 44 | Providence | 7 | 59858 | JSI01 | Johnston Solar | 0 | 2015 | 9999 | Solar PV | [5 empty] | Non-Fossil | G | 2025 | Solar |  | 0 | 0 | 0 | 0 | 0 | 0 | 0 | 0 | 0 | 0 | 0 | 0 | 0 | 0 | 0 | 0 | 0.22954 | 0.48959 | 0.75102 | 1.4701 | 0 | 0 | 0 | 0 | 0 | 0 | 0 | 0 | 0 | 0 | 0 | 0 | 0 | 0 | 0 | 0 | 0 | 0 | 0 | 0 | 0.027985 | 0 | 0 | 0 | 0 | 0 | 0 | 0 | 0 | 0 | 1
59857_G_BAT1 | S_VACA | North Carolina | 37 | Nash | 127 | 59857 | BAT1 | SoINCPower5, LLC | 0 | 2015 | 9999 | Solar PV | [5 empty] | Non-Fossil | G | 2025 | Solar |  | 0 | 0 | 0 | 0 | 0 | 0 | 0 | 0 | 0 | 0 | 0 | 0 | 0 | 0 | 0 | 0 | 1.5159 | 2.6889 | 4.4842 | 8.689 | 0 | 0 | 0 | 0 | 0 | 0 | 0 | 0 | 0 | 0 | 0 | 0 | 0 | 0 | 0 | 0 | 0 | 0 | 0 | 0 | 0.13984 | 0 | 0 | 0 | 0 | 0 | 0 | 0 | 0 | 0 | 4.997
59856_G_SUN1 | PJM_Dom | North Carolina | 37 | Gates | 73 | 59856 | SUN1 | SoINCPower6, LLC | 0 | 2015 | 9999 | Solar PV | [5 empty] | Non-Fossil | G | 2025 | Solar |  | 0 | 0 | 0 | 0 | 0 | 0 | 0 | 0 | 0 | 0 | 0 | 0 | 0 | 0 | 0 | 0 | 1.5517 | 2.6921 | 4.8414 | 9.0853 | 0 | 0 | 0 | 0 | 0 | 0 | 0 | 0 | 0 | 0 | 0 | 0 | 0 | 0 | 0 | 0 | 0 | 0 | 0 | 0 | 0.13993 | 0 | 0 | 0 | 0 | 0 | 0 | 0 | 0 | 0 | 5
59855_G_DCPV1 | PJM_West | Indiana | 18 | Grant | 53 | 59855 | DCPV1 | Deer Creek PV | 0 | 2016 | 9999 | Solar PV | [5 empty] | Non-Fossil | G | 2025 | Solar |  | 0 | 0 | 0 | 0 | 0 | 0 | 0 | 0 | 0 | 0 | 0 | 0 | 0 | 0 | 0 | 0 | 0.6202 | 1.219 | 1.8508 | 3.69 | 0 | 0 | 0 | 0 | 0 | 0 | 0 | 0 | 0 | 0 | 0 | 0 | 0 | 0 | 0 | 0 | 0 | 0 | 0 | 0 | 0.069964 | 0 | 0 | 0 | 0 | 0 | 0 | 0 | 0 | 0 | 2.5
59854_G_OLPV1 | PJM_West | Indiana | 18 | St Joseph | 141 | 59854 | OLPV1 | OlivePV | 0 | 2016 | 9999 | Solar PV | [5 empty] | Non-Fossil | G | 2025 | Solar |  | 0 | 0 | 0 | 0 | 0 | 0 | 0 | 0 | 0 | 0 | 0 | 0 | 0 | 0 | 0 | 0 | 1.2404 | 2.438 | 3.7016 | 7.38 | 0 | 0 | 0 | 0 | 0 | 0 | 0 | 0 | 0 | 0 | 0 | 0 | 0 | 0 | 0 | 0 | 0 | 0 | 0 | 0 | 0.13993 | 0 | 0 | 0 | 0 | 0 | 0 | 0 | 0 | 0 | 5
59853_G_WVPV1 | PJM_West | Michigan | 26 | Berrien | 21 | 59853 | WVPV1 | Watervliet PV | 0 | 2016 | 9999 | Solar PV | [5 empty] | Non-Fossil | G | 2025 | Solar |  | 0 | 0 | 0 | 0 | 0 | 0 | 0 | 0 | 0 | 0 | 0 | 0 | 0 | 0 | 0 | 0 | 0.96935 | 2.1715 | 3.5519 | 6.6928 | 0 | 0 | 0 | 0 | 0 | 0 | 0 | 0 | 0 | 0 | 0 | 0 | 0 | 0 | 0 | 0 | 0 | 0 | 0 | 0 | 0.12873 | 0 | 0 | 0 | 0 | 0 | 0 | 0 | 0 | 0 | 4.6
59852_G_NSSP1 | MIS_MNWI | Minnesota | 27 | Chisago | 25 | 59852 | NSSP1 | North Star Solar Project | 0 | 2016 | 9999 | Solar PV | [5 empty] | Non-Fossil | G | 2025 | Solar |  | 0 | 0 | 0 | 0 | 0 | 0 | 0 | 0 | 0 | 0 | 0 | 0 | 0 | 0 | 0 | 0 | 23.1627 | 49.5026 | 75.9547 | 148.62 | 0 | 0 | 0 | 0 | 0 | 0 | 0 | 0 | 0 | 0 | 0 | 0 | 0 | 0 | 0 | 0 | 0 | 0 | 0 | 0 | 2.6358 | 0 | 0 | 0 | 0 | 0 | 0 | 0 | 0 | 0 | 94.186
59851_G_GBS01 | PJM_EMAC | Maryland | 24 | Somerset | 39 | 59851 | GBS01 | Great Bay Solar 1 | 0 | 2017 | 9999 | Solar PV | [5 empty] | Non-Fossil | G | 2025 | Solar |  | 0 | 0 | 0 | 0 | 0 | 0 | 0 | 0 | 0 | 0 | 0 | 0 | 0 | 0 | 0 | 0 | 13.6553 | 29.0098 | 51.501 | 94.1661 | 0 | 0 | 0 | 0 | 0 | 0 | 0 | 0 | 0 | 0 | 0 | 0 | 0 | 0 | 0 | 0 | 0 | 0 | 0 | 0 | 1.5952 | 0 | 0 | 0 | 0 | 0 | 0 | 0 | 0 | 0 | 57
59850_G_23376 | WECC_CO | Colorado | 8 | Adams | 1 | 59850 | 23376 | Adams Community Solar Garden III LLC | 0 | 2015 | 9999 | Solar PV | [5 empty] | Non-Fossil | G | 2025 | Solar |  | 0 | 0 | 0 | 0 | 0 | 0 | 0 | 0 | 0 | 0 | 0 | 0 | 0 | 0 | 0 | 0 | 0.41519 | 0.77832 | 1.2036 | 2.3971 | 0 | 0 | 0 | 0 | 0 | 0 | 0 | 0 | 0 | 0 | 0 | 0 | 0 | 0 | 0 | 0 | 0 | 0 | 0 | 0 | 0.037896 | 0 | 0 | 0 | 0 | 0 | 0 | 0 | 0 | 0 | 1.2
59849_G_23377 | WECC_CO | Colorado | 8 | Adams | 1 | 59849 | 23377 | Adams Community Solar Garden LLC | 0 | 2015 | 9999 | Solar PV | [5 empty] | Non-Fossil | G | 2025 | Solar |  | 0 | 0 | 0 | 0 | 0 | 0 | 0 | 0 | 0 | 0 | 0 | 0 | 0 | 0 | 0 | 0 | 0.41519 | 0.77832 | 1.2036 | 2.3971 | 0 | 0 | 0 | 0 | 0 | 0 | 0 | 0 | 0 | 0 | 0 | 0 | 0 | 0 | 0 | 0 | 0 | 0 | 0 | 0 | 0.037896 | 0 | 0 | 0 | 0 | 0 | 0 | 0 | 0 | 0 | 1.2
59848_G_PPSG1 | WECC_CO | Colorado | 8 | El Paso | 41 | 59848 | PPSG1 | Pikes Peak Solar Garden 1 LLC | 0 | 2015 | 9999 | Solar PV | [5 empty] | Non-Fossil | G | 2025 | Solar |  | 0 | 0 | 0 | 0 | 0 | 0 | 0 | 0 | 0 | 0 | 0 | 0 | 0 | 0 | 0 | 0 | 0.69198 | 1.2972 | 2.0059 | 3.9951 | 0 | 0 | 0 | 0 | 0 | 0 | 0 | 0 | 0 | 0 | 0 | 0 | 0 | 0 | 0 | 0 | 0 | 0 | 0 | 0 | 0.06316 | 0 | 0 | 0 | 0 | 0 | 0 | 0 | 0 | 0 | 2
59847_G_4 | PJM_COMD | Illinois | 17 | Cook | 31 | 59847 | 4 | Northwest Community Hospital | 11380 | 1996 | 9999 | Combustion Turbine | [5 empty] | Fossil | G | 2025 | NaturalGas |  | 0 | 0 | 0.00034017 | 0.00034017 | 0 | 0 | 0 | 0 | 0 | 0 | 0 | 0 | 0 | 0 | 0 | 0 | 0 | 0 | 0.029892 | 0.029892 | 0 | 0 | 0.031498 | 0.031498 | 0 | 0 | 3.7638e-11 | 3.7638e-11 | 0 | 0 | 0.00021325 | 0.00021325 | 0 | 0 | 0 | 0 | 0 | 0 | 0 | 0 | 0.01683 | 0 | 0 | 0.00046926 | 0.00046926 | 0 | 0 | 0.0012133 | 0.0012133 | 0 | 0.9
59847_G_3 | PJM_COMD | Illinois | 17 | Cook | 31 | 59847 | 3 | Northwest Community Hospital | 11380 | 1996 | 9999 | Combustion Turbine | [5 empty] | Fossil | G | 2025 | NaturalGas |  | 0 | 0 | 0.00034017 | 0.00034017 | 0 | 0 | 0 | 0 | 0 | 0 | 0 | 0 | 0 | 0 | 0 | 0 | 0 | 0 | 0.029892 | 0.029892 | 0 | 0 | 0.031498 | 0.031498 | 0 | 0 | 3.7638e-11 | 3.7638e-11 | 0 | 0 | 0.00021325 | 0.00021325 | 0 | 0 | 0 | 0 | 0 | 0 | 0 | 0 | 0.01683 | 0 | 0 | 0.00046926 | 0.00046926 | 0 | 0 | 0.0012133 | 0.0012133 | 0 | 0.9
59847_G_2 | PJM_COMD | Illinois | 17 | Cook | 31 | 59847 | 2 | Northwest Community Hospital | 11380 | 1996 | 9999 | Combustion Turbine | [5 empty] | Fossil | G | 2025 | NaturalGas |  | 0 | 0 | 0.00034017 | 0.00034017 | 0 | 0 | 0 | 0 | 0 | 0 | 0 | 0 | 0 | 0 | 0 | 0 | 0 | 0 | 0.029892 | 0.029892 | 0 | 0 | 0.031498 | 0.031498 | 0 | 0 | 3.7638e-11 | 3.7638e-11 | 0 | 0 | 0.00021325 | 0.00021325 | 0 | 0 | 0 | 0 | 0 | 0 | 0 | 0 | 0.01683 | 0 | 0 | 0.00046926 | 0.00046926 | 0 | 0 | 0.0012133 | 0.0012133 | 0 | 0.9
59847_G_1 | PJM_COMD | Illinois | 17 | Cook | 31 | 59847 | 1 | Northwest Community Hospital | 11380 | 1996 | 9999 | Combustion Turbine | [5 empty] | Fossil | G | 2025 | NaturalGas |  | 0 | 0 | 0.00034017 | 0.00034017 | 0 | 0 | 0 | 0 | 0 | 0 | 0 | 0 | 0 | 0 | 0 | 0 | 0 | 0 | 0.029892 | 0.029892 | 0 | 0 | 0.031498 | 0.031498 | 0 | 0 | 3.7638e-11 | 3.7638e-11 | 0 | 0 | 0.00021325 | 0.00021325 | 0 | 0 | 0 | 0 | 0 | 0 | 0 | 0 | 0.01683 | 0 | 0 | 0.00046926 | 0.00046926 | 0 | 0 | 0.0012133 | 0.0012133 | 0 | 0.9
59846_G_PV1 | SPP_SPS | New Mexico | 35 | Quay | 37 | 59846 | PV1 | Caprock Solar 2 LLC | 0 | 2018 | 9999 | Solar PV | [5 empty] | Non-Fossil | G | 2025 | Solar |  | 0 | 0 | 0 | 0 | 0 | 0 | 0 | 0 | 0 | 0 | 0 | 0 | 0 | 0 | 0 | 0 | 11.3447 | 18.8711 | 29.0028 | 59.2186 | 0 | 0 | 0 | 0 | 0 | 0 | 0 | 0 | 0 | 0 | 0 | 0 | 0 | 0 | 0 | 0 | 0 | 0 | 0 | 0 | 0.72677 | 0 | 0 | 0 | 0 | 0 | 0 | 0 | 0 | 0 | 25.9695
59845_G_E9 | PJM_West | Virginia | 51 | Pulaski | 155 | 59845 | E9 | New River | 13500 | 2013 | 9999 | Landfill Gas | [5 empty] | Non-Fossil | G | 2025 | LF Gas |  | 0.0033447 | 0.0044776 | 0.0058805 | 0.013703 | 0 | 0 | 0 | 0 | 0 | 0 | 0 | 0 | 0 | 0 | 0 | 0 | 0.24775 | 0.33167 | 0.43559 | 1.015 | 0.19275 | 0.25804 | 0.33889 | 0.78968 | 0 | 0 | 0 | 0 | 0.00098349 | 0.0013166 | 0.0017291 | 0.0040292 | 0 | 0 | 0 | 0 | 0 | 0 | 0 | 0 | 0.070408 | 0.0016201 | 0.0021689 | 0.0028484 | 0.0066373 | 0 | 0 | 0 | 0 | 0 | 0.3
59845_G_E8 | PJM_West | Virginia | 51 | Pulaski | 155 | 59845 | E8 | New River | 13500 | 2013 | 9999 | Landfill Gas | [5 empty] | Non-Fossil | G | 2025 | LF Gas |  | 0.0033447 | 0.0044776 | 0.0058805 | 0.013703 | 0 | 0 | 0 | 0 | 0 | 0 | 0 | 0 | 0 | 0 | 0 | 0 | 0.24775 | 0.33167 | 0.43559 | 1.015 | 0.19275 | 0.25804 | 0.33889 | 0.78968 | 0 | 0 | 0 | 0 | 0.00098349 | 0.0013166 | 0.0017291 | 0.0040292 | 0 | 0 | 0 | 0 | 0 | 0 | 0 | 0 | 0.070408 | 0.0016201 | 0.0021689 | 0.0028484 | 0.0066373 | 0 | 0 | 0 | 0 | 0 | 0.3
59845_G_E7 | PJM_West | Virginia | 51 | Pulaski | 155 | 59845 | E7 | New River | 13500 | 2013 | 9999 | Landfill Gas | [5 empty] | Non-Fossil | G | 2025 | LF Gas |  | 0.0033447 | 0.0044776 | 0.0058805 | 0.013703 | 0 | 0 | 0 | 0 | 0 | 0 | 0 | 0 | 0 | 0 | 0 | 0 | 0.24775 | 0.33167 | 0.43559 | 1.015 | 0.19275 | 0.25804 | 0.33889 | 0.78968 | 0 | 0 | 0 | 0 | 0.00098349 | 0.0013166 | 0.0017291 | 0.0040292 | 0 | 0 | 0 | 0 | 0 | 0 | 0 | 0 | 0.070408 | 0.0016201 | 0.0021689 | 0.0028484 | 0.0066373 | 0 | 0 | 0 | 0 | 0 | 0.3
59845_G_E6 | PJM_West | Virginia | 51 | Pulaski | 155 | 59845 | E6 | New River | 13500 | 2013 | 9999 | Landfill Gas | [5 empty] | Non-Fossil | G | 2025 | LF Gas |  | 0.0033447 | 0.0044776 | 0.0058805 | 0.013703 | 0 | 0 | 0 | 0 | 0 | 0 | 0 | 0 | 0 | 0 | 0 | 0 | 0.24775 | 0.33167 | 0.43559 | 1.015 | 0.19275 | 0.25804 | 0.33889 | 0.78968 | 0 | 0 | 0 | 0 | 0.00098349 | 0.0013166 | 0.0017291 | 0.0040292 | 0 | 0 | 0 | 0 | 0 | 0 | 0 | 0 | 0.070408 | 0.0016201 | 0.0021689 | 0.0028484 | 0.0066373 | 0 | 0 | 0 | 0 | 0 | 0.3
59845_G_E5 | PJM_West | Virginia | 51 | Pulaski | 155 | 59845 | E5 | New River | 13500 | 2013 | 9999 | Landfill Gas | [5 empty] | Non-Fossil | G | 2025 | LF Gas |  | 0.0033447 | 0.0044776 | 0.0058805 | 0.013703 | 0 | 0 | 0 | 0 | 0 | 0 | 0 | 0 | 0 | 0 | 0 | 0 | 0.24775 | 0.33167 | 0.43559 | 1.015 | 0.19275 | 0.25804 | 0.33889 | 0.78968 | 0 | 0 | 0 | 0 | 0.00098349 | 0.0013166 | 0.0017291 | 0.0040292 | 0 | 0 | 0 | 0 | 0 | 0 | 0 | 0 | 0.070408 | 0.0016201 | 0.0021689 | 0.0028484 | 0.0066373 | 0 | 0 | 0 | 0 | 0 | 0.3
59845_G_E4 | PJM_West | Virginia | 51 | Pulaski | 155 | 59845 | E4 | New River | 13500 | 2013 | 9999 | Landfill Gas | [5 empty] | Non-Fossil | G | 2025 | LF Gas |  | 0.0033447 | 0.0044776 | 0.0058805 | 0.013703 | 0 | 0 | 0 | 0 | 0 | 0 | 0 | 0 | 0 | 0 | 0 | 0 | 0.24775 | 0.33167 | 0.43559 | 1.015 | 0.19275 | 0.25804 | 0.33889 | 0.78968 | 0 | 0 | 0 | 0 | 0.00098349 | 0.0013166 | 0.0017291 | 0.0040292 | 0 | 0 | 0 | 0 | 0 | 0 | 0 | 0 | 0.070408 | 0.0016201 | 0.0021689 | 0.0028484 | 0.0066373 | 0 | 0 | 0 | 0 | 0 | 0.3
59845_G_E3 | PJM_West | Virginia | 51 | Pulaski | 155 | 59845 | E3 | New River | 13500 | 2013 | 9999 | Landfill Gas | [5 empty] | Non-Fossil | G | 2025 | LF Gas |  | 0.0033447 | 0.0044776 | 0.0058805 | 0.013703 | 0 | 0 | 0 | 0 | 0 | 0 | 0 | 0 | 0 | 0 | 0 | 0 | 0.24775 | 0.33167 | 0.43559 | 1.015 | 0.19275 | 0.25804 | 0.33889 | 0.78968 | 0 | 0 | 0 | 0 | 0.00098349 | 0.0013166 | 0.0017291 | 0.0040292 | 0 | 0 | 0 | 0 | 0 | 0 | 0 | 0 | 0.070408 | 0.0016201 | 0.0021689 | 0.0028484 | 0.0066373 | 0 | 0 | 0 | 0 | 0 | 0.3
59845_G_E2 | PJM_West | Virginia | 51 | Pulaski | 155 | 59845 | E2 | New River | 13500 | 2013 | 9999 | Landfill Gas | [5 empty] | Non-Fossil | G | 2025 | LF Gas |  | 0.0033447 | 0.0044776 | 0.0058805 | 0.013703 | 0 | 0 | 0 | 0 | 0 | 0 | 0 | 0 | 0 | 0 | 0 | 0 | 0.24775 | 0.33167 | 0.43559 | 1.015 | 0.19275 | 0.25804 | 0.33889 | 0.78968 | 0 | 0 | 0 | 0 | 0.00098349 | 0.0013166 | 0.0017291 | 0.0040292 | 0 | 0 | 0 | 0 | 0 | 0 | 0 | 0 | 0.070408 | 0.0016201 | 0.0021689 | 0.0028484 | 0.0066373 | 0 | 0 | 0 | 0 | 0 | 0.3
59845_G_E18 | PJM_West | Virginia | 51 | Pulaski | 155 | 59845 | E18 | New River | 13500 | 2013 | 9999 | Landfill Gas | [5 empty] | Non-Fossil | G | 2025 | LF Gas |  | 0.0033447 | 0.0044776 | 0.0058805 | 0.013703 | 0 | 0 | 0 | 0 | 0 | 0 | 0 | 0 | 0 | 0 | 0 | 0 | 0.24775 | 0.33167 | 0.43559 | 1.015 | 0.19275 | 0.25804 | 0.33889 | 0.78968 | 0 | 0 | 0 | 0 | 0.00098349 | 0.0013166 | 0.0017291 | 0.0040292 | 0 | 0 | 0 | 0 | 0 | 0 | 0 | 0 | 0.070408 | 0.0016201 | 0.0021689 | 0.0028484 | 0.0066373 | 0 | 0 | 0 | 0 | 0 | 0.3
59845_G_E17 | PJM_West | Virginia | 51 | Pulaski | 155 | 59845 | E17 | New River | 13500 | 2013 | 9999 | Landfill Gas | [5 empty] | Non-Fossil | G | 2025 | LF Gas |  | 0.0033447 | 0.0044776 | 0.0058805 | 0.013703 | 0 | 0 | 0 | 0 | 0 | 0 | 0 | 0 | 0 | 0 | 0 | 0 | 0.24775 | 0.33167 | 0.43559 | 1.015 | 0.19275 | 0.25804 | 0.33889 | 0.78968 | 0 | 0 | 0 | 0 | 0.00098349 | 0.0013166 | 0.0017291 | 0.0040292 | 0 | 0 | 0 | 0 | 0 | 0 | 0 | 0 | 0.070408 | 0.0016201 | 0.0021689 | 0.0028484 | 0.0066373 | 0 | 0 | 0 | 0 | 0 | 0.3
59845_G_E16 | PJM_West | Virginia | 51 | Pulaski | 155 | 59845 | E16 | New River | 13500 | 2013 | 9999 | Landfill Gas | [5 empty] | Non-Fossil | G | 2025 | LF Gas |  | 0.0033447 | 0.0044776 | 0.0058805 | 0.013703 | 0 | 0 | 0 | 0 | 0 | 0 | 0 | 0 | 0 | 0 | 0 | 0 | 0.24775 | 0.33167 | 0.43559 | 1.015 | 0.19275 | 0.25804 | 0.33889 | 0.78968 | 0 | 0 | 0 | 0 | 0.00098349 | 0.0013166 | 0.0017291 | 0.0040292 | 0 | 0 | 0 | 0 | 0 | 0 | 0 | 0 | 0.070408 | 0.0016201 | 0.0021689 | 0.0028484 | 0.0066373 | 0 | 0 | 0 | 0 | 0 | 0.3
59845_G_E15 | PJM_West | Virginia | 51 | Pulaski | 155 | 59845 | E15 | New River | 13500 | 2013 | 9999 | Landfill Gas | [5 empty] | Non-Fossil | G | 2025 | LF Gas |  | 0.0033447 | 0.0044776 | 0.0058805 | 0.013703 | 0 | 0 | 0 | 0 | 0 | 0 | 0 | 0 | 0 | 0 | 0 | 0 | 0.24775 | 0.33167 | 0.43559 | 1.015 | 0.19275 | 0.25804 | 0.33889 | 0.78968 | 0 | 0 | 0 | 0 | 0.00098349 | 0.0013166 | 0.0017291 | 0.0040292 | 0 | 0 | 0 | 0 | 0 | 0 | 0 | 0 | 0.070408 | 0.0016201 | 0.0021689 | 0.0028484 | 0.0066373 | 0 | 0 | 0 | 0 | 0 | 0.3
59845_G_E14 | PJM_West | Virginia | 51 | Pulaski | 155 | 59845 | E14 | New River | 13500 | 2013 | 9999 | Landfill Gas | [5 empty] | Non-Fossil | G | 2025 | LF Gas |  | 0.0033447 | 0.0044776 | 0.0058805 | 0.013703 | 0 | 0 | 0 | 0 | 0 | 0 | 0 | 0 | 0 | 0 | 0 | 0 | 0.24775 | 0.33167 | 0.43559 | 1.015 | 0.19275 | 0.25804 | 0.33889 | 0.78968 | 0 | 0 | 0 | 0 | 0.00098349 | 0.0013166 | 0.0017291 | 0.0040292 | 0 | 0 | 0 | 0 | 0 | 0 | 0 | 0 | 0.070408 | 0.0016201 | 0.0021689 | 0.0028484 | 0.0066373 | 0 | 0 | 0 | 0 | 0 | 0.3
59845_G_E13 | PJM_West | Virginia | 51 | Pulaski | 155 | 59845 | E13 | New River | 13500 | 2013 | 9999 | Landfill Gas | [5 empty] | Non-Fossil | G | 2025 | LF Gas |  | 0.0033447 | 0.0044776 | 0.0058805 | 0.013703 | 0 | 0 | 0 | 0 | 0 | 0 | 0 | 0 | 0 | 0 | 0 | 0 | 0.24775 | 0.33167 | 0.43559 | 1.015 | 0.19275 | 0.25804 | 0.33889 | 0.78968 | 0 | 0 | 0 | 0 | 0.00098349 | 0.0013166 | 0.0017291 | 0.0040292 | 0 | 0 | 0 | 0 | 0 | 0 | 0 | 0 | 0.070408 | 0.0016201 | 0.0021689 | 0.0028484 | 0.0066373 | 0 | 0 | 0 | 0 | 0 | 0.3
59845_G_E12 | PJM_West | Virginia | 51 | Pulaski | 155 | 59845 | E12 | New River | 13500 | 2013 | 9999 | Landfill Gas | [5 empty] | Non-Fossil | G | 2025 | LF Gas |  | 0.0033447 | 0.0044776 | 0.0058805 | 0.013703 | 0 | 0 | 0 | 0 | 0 | 0 | 0 | 0 | 0 | 0 | 0 | 0 | 0.24775 | 0.33167 | 0.43559 | 1.015 | 0.19275 | 0.25804 | 0.33889 | 0.78968 | 0 | 0 | 0 | 0 | 0.00098349 | 0.0013166 | 0.0017291 | 0.0040292 | 0 | 0 | 0 | 0 | 0 | 0 | 0 | 0 | 0.070408 | 0.0016201 | 0.0021689 | 0.0028484 | 0.0066373 | 0 | 0 | 0 | 0 | 0 | 0.3
59845_G_E11 | PJM_West | Virginia | 51 | Pulaski | 155 | 59845 | E11 | New River | 13500 | 2013 | 9999 | Landfill Gas | [5 empty] | Non-Fossil | G | 2025 | LF Gas |  | 0.0033447 | 0.0044776 | 0.0058805 | 0.013703 | 0 | 0 | 0 | 0 | 0 | 0 | 0 | 0 | 0 | 0 | 0 | 0 | 0.24775 | 0.33167 | 0.43559 | 1.015 | 0.19275 | 0.25804 | 0.33889 | 0.78968 | 0 | 0 | 0 | 0 | 0.00098349 | 0.0013166 | 0.0017291 | 0.0040292 | 0 | 0 | 0 | 0 | 0 | 0 | 0 | 0 | 0.070408 | 0.0016201 | 0.0021689 | 0.0028484 | 0.0066373 | 0 | 0 | 0 | 0 | 0 | 0.3
59845_G_E10 | PJM_West | Virginia | 51 | Pulaski | 155 | 59845 | E10 | New River | 13500 | 2013 | 9999 | Landfill Gas | [5 empty] | Non-Fossil | G | 2025 | LF Gas |  | 0.0033447 | 0.0044776 | 0.0058805 | 0.013703 | 0 | 0 | 0 | 0 | 0 | 0 | 0 | 0 | 0 | 0 | 0 | 0 | 0.24775 | 0.33167 | 0.43559 | 1.015 | 0.19275 | 0.25804 | 0.33889 | 0.78968 | 0 | 0 | 0 | 0 | 0.00098349 | 0.0013166 | 0.0017291 | 0.0040292 | 0 | 0 | 0 | 0 | 0 | 0 | 0 | 0 | 0.070408 | 0.0016201 | 0.0021689 | 0.0028484 | 0.0066373 | 0 | 0 | 0 | 0 | 0 | 0.3
59845_G_E1 | PJM_West | Virginia | 51 | Pulaski | 155 | 59845 | E1 | New River | 13500 | 2013 | 9999 | Landfill Gas | [5 empty] | Non-Fossil | G | 2025 | LF Gas |  | 0.0033447 | 0.0044776 | 0.0058805 | 0.013703 | 0 | 0 | 0 | 0 | 0 | 0 | 0 | 0 | 0 | 0 | 0 | 0 | 0.24775 | 0.33167 | 0.43559 | 1.015 | 0.19275 | 0.25804 | 0.33889 | 0.78968 | 0 | 0 | 0 | 0 | 0.00098349 | 0.0013166 | 0.0017291 | 0.0040292 | 0 | 0 | 0 | 0 | 0 | 0 | 0 | 0 | 0.070408 | 0.0016201 | 0.0021689 | 0.0028484 | 0.0066373 | 0 | 0 | 0 | 0 | 0 | 0.3
59844_G_PZ2 | PJM_EMAC | New Jersey | 34 | Middlesex | 23 | 59844 | PZ2 | Munich Re Plaza | 0 | 2012 | 9999 | Solar PV | [5 empty] | Non-Fossil | G | 2025 | Solar |  | 0 | 0 | 0 | 0 | 0 | 0 | 0 | 0 | 0 | 0 | 0 | 0 | 0 | 0 | 0 | 0 | 0.16929 | 0.36545 | 0.58069 | 1.1154 | 0 | 0 | 0 | 0 | 0 | 0 | 0 | 0 | 0 | 0 | 0 | 0 | 0 | 0 | 0 | 0 | 0 | 0 | 0 | 0 | 0.028109 | 0 | 0 | 0 | 0 | 0 | 0 | 0 | 0 | 0 | 0.77928
59844_G_PZ1 | PJM_EMAC | New Jersey | 34 | Middlesex | 23 | 59844 | PZ1 | Munich Re Plaza | 0 | 2012 | 9999 | Solar PV | [5 empty] | Non-Fossil | G | 2025 | Solar |  | 0 | 0 | 0 | 0 | 0 | 0 | 0 | 0 | 0 | 0 | 0 | 0 | 0 | 0 | 0 | 0 | 0.33857 | 0.73091 | 1.1614 | 2.2308 | 0 | 0 | 0 | 0 | 0 | 0 | 0 | 0 | 0 | 0 | 0 | 0 | 0 | 0 | 0 | 0 | 0 | 0 | 0 | 0 | 0.056218 | 0 | 0 | 0 | 0 | 0 | 0 | 0 | 0 | 0 | 1.5586
59843_G_PV1 | S_SOU | Georgia | 13 | Jefferson | 163 | 59843 | PV1 | Georgia Power at Wadley GA | 0 | 2014 | 9999 | Solar PV | [5 empty] | Non-Fossil | G | 2025 | Solar |  | 0 | 0 | 0 | 0 | 0 | 0 | 0 | 0 | 0 | 0 | 0 | 0 | 0 | 0 | 0 | 0 | 0.38408 | 0.66089 | 0.99221 | 2.0372 | 0 | 0 | 0 | 0 | 0 | 0 | 0 | 0 | 0 | 0 | 0 | 0 | 0 | 0 | 0 | 0 | 0 | 0 | 0 | 0 | 0.027985 | 0 | 0 | 0 | 0 | 0 | 0 | 0 | 0 | 0 | 1
59842_G_PV1 | PJM_EMAC | Maryland | 24 | Dorchester | 19 | 59842 | PV1 | CNE at Cambridge MD | 0 | 2015 | 9999 | Solar PV | [5 empty] | Non-Fossil | G | 2025 | Solar |  | 0 | 0 | 0 | 0 | 0 | 0 | 0 | 0 | 0 | 0 | 0 | 0 | 0 | 0 | 0 | 0 | 0.76661 | 1.6286 | 2.8913 | 5.2865 | 0 | 0 | 0 | 0 | 0 | 0 | 0 | 0 | 0 | 0 | 0 | 0 | 0 | 0 | 0 | 0 | 0 | 0 | 0 | 0 | 0.089553 | 0 | 0 | 0 | 0 | 0 | 0 | 0 | 0 | 0 | 3.2
59841_G_PV1 | PJM_SMAC | Maryland | 24 | Baltimore | 5 | 59841 | PV1 | General Motors Corp at White Marsh MD | 0 | 2011 | 9999 | Solar PV | [5 empty] | Non-Fossil | G | 2025 | Solar |  | 0 | 0 | 0 | 0 | 0 | 0 | 0 | 0 | 0 | 0 | 0 | 0 | 0 | 0 | 0 | 0 | 0.22726 | 0.46894 | 0.78822 | 1.4844 | 0 | 0 | 0 | 0 | 0 | 0 | 0 | 0 | 0 | 0 | 0 | 0 | 0 | 0 | 0 | 0 | 0 | 0 | 0 | 0 | 0.027985 | 0 | 0 | 0 | 0 | 0 | 0 | 0 | 0 | 0 | 1
59840_G_SB2 | WECC_SCE | California | 6 | Kern | 29 | 59840 | SB2 | Springbok Solar Farm 2 | 0 | 2016 | 9999 | Solar PV | [5 empty] | Non-Fossil | G | 2025 | Solar |  | 0 | 0 | 0 | 0 | 0 | 0 | 0 | 0 | 0 | 0 | 0 | 0 | 0 | 0 | 0 | 0 | 65.2167 | 120.9953 | 187.5371 | 373.7491 | 0 | 0 | 0 | 0 | 0 | 0 | 0 | 0 | 0 | 0 | 0 | 0 | 0 | 0 | 0 | 0 | 0 | 0 | 0 | 0 | 5.5998 | 0 | 0 | 0 | 0 | 0 | 0 | 0 | 0 | 0 | 155
59839_G_SHRD1 | NENGREST | Massachusetts | 25 | Worcester | 27 | 59839 | SHRD1 | Spring Hill Road | 0 | 2015 | 9999 | Solar PV | [5 empty] | Non-Fossil | G | 2025 | Solar |  | 0 | 0 | 0 | 0 | 0 | 0 | 0 | 0 | 0 | 0 | 0 | 0 | 0 | 0 | 0 | 0 | 0.41663 | 0.86626 | 1.3234 | 2.6063 | 0 | 0 | 0 | 0 | 0 | 0 | 0 | 0 | 0 | 0 | 0 | 0 | 0 | 0 | 0 | 0 | 0 | 0 | 0 | 0 | 0.052012 | 0 | 0 | 0 | 0 | 0 | 0 | 0 | 0 | 0 | 1.8585
59838_G_GEN1 | SPP_SPS | New Mexico | 35 | Roosevelt | 41 | 59838 | GEN1 | Milo Wind Project LLC | 0 | 2016 | 9999 | Onshore Wind | [5 empty] | Non-Fossil | G | 2025 | Wind |  | 0 | 0 | 0 | 0 | 0 | 0 | 0 | 0 | 0 | 0 | 0 | 0 | 0 | 0 | 0 | 0 | 46.3701 | 65.0061 | 68.2649 | 179.6412 | 0 | 0 | 0 | 0 | 0 | 0 | 0 | 0 | 0 | 0 | 0 | 0 | 0 | 0 | 0 | 0 | 0 | 0 | 0 | 0 | 1.4088 | 0 | 0 | 0 | 0 | 0 | 0 | 0 | 0 | 0 | 50
59837_G_GEN1 | SPP_N | Kansas | 20 | Sumner | 191 | 59837 | GEN1 | Slate Creek Wind Project LLC | 0 | 2015 | 9999 | Onshore Wind | [5 empty] | Non-Fossil | G | 2025 | Wind |  | 0 | 0 | 0 | 0 | 0 | 0 | 0 | 0 | 0 | 0 | 0 | 0 | 0 | 0 | 0 | 0 | 128.4874 | 194.202 | 197.507 | 520.1964 | 0 | 0 | 0 | 0 | 0 | 0 | 0 | 0 | 0 | 0 | 0 | 0 | 0 | 0 | 0 | 0 | 0 | 0 | 0 | 0 | 5.9189 | 0 | 0 | 0 | 0 | 0 | 0 | 0 | 0 | 0 | 150
59836_G_12 | MIS_WUMS | Wisconsin | 55 | Florence | 37 | 59836 | 12 | Twin Falls (WI) | 0 | 2016 | 9999 | Hydro | [5 empty] | Non-Fossil | G | 2025 | Hydro |  | 0 | 0 | 0 | 0 | 0 | 0 | 0 | 0 | 0 | 0 | 0 | 0 | 0 | 0 | 0 | 0 | 4.9907 | 7.6294 | 10.7875 | 23.4075 | 0 | 0 | 0 | 0 | 0 | 0 | 0 | 0 | 0 | 0 | 0 | 0 | 0 | 0 | 0 | 0 | 0 | 0 | 0 | 0 | 0.068492 | 0.013275 | 0.020294 | 0.028695 | 0.062264 | 0 | 0 | 0 | 0 | 0 | 4.6
59836_G_11 | MIS_WUMS | Wisconsin | 55 | Florence | 37 | 59836 | 11 | Twin Falls (WI) | 0 | 2016 | 9999 | Hydro | [5 empty] | Non-Fossil | G | 2025 | Hydro |  | 0 | 0 | 0 | 0 | 0 | 0 | 0 | 0 | 0 | 0 | 0 | 0 | 0 | 0 | 0 | 0 | 4.9907 | 7.6294 | 10.7875 | 23.4075 | 0 | 0 | 0 | 0 | 0 | 0 | 0 | 0 | 0 | 0 | 0 | 0 | 0 | 0 | 0 | 0 | 0 | 0 | 0 | 0 | 0.068492 | 0.013275 | 0.020294 | 0.028695 | 0.062264 | 0 | 0 | 0 | 0 | 0 | 4.6
59835_G_GEN1 | S_VACA | North Carolina | 37 | Sampson | 163 | 59835 | GEN1 | Newton Grove | 0 | 2015 | 9999 | Solar PV | [5 empty] | Non-Fossil | G | 2025 | Solar |  | 0 | 0 | 0 | 0 | 0 | 0 | 0 | 0 | 0 | 0 | 0 | 0 | 0 | 0 | 0 | 0 | 0.57603 | 1.0218 | 1.704 | 3.3018 | 0 | 0 | 0 | 0 | 0 | 0 | 0 | 0 | 0 | 0 | 0 | 0 | 0 | 0 | 0 | 0 | 0 | 0 | 0 | 0 | 0.05314 | 0 | 0 | 0 | 0 | 0 | 0 | 0 | 0 | 0 | 1.8989
59834_G_INGRO | MIS_INKY | Indiana | 18 | Marion | 97 | 59834 | INGRO | Indy Grocers | 0 | 2015 | 9999 | Solar PV | [5 empty] | Non-Fossil | G | 2025 | Solar |  | 0 | 0 | 0 | 0 | 0 | 0 | 0 | 0 | 0 | 0 | 0 | 0 | 0 | 0 | 0 | 0 | 0.25287 | 0.52635 | 0.80246 | 1.5817 | 0 | 0 | 0 | 0 | 0 | 0 | 0 | 0 | 0 | 0 | 0 | 0 | 0 | 0 | 0 | 0 | 0 | 0 | 0 | 0 | 0.027985 | 0 | 0 | 0 | 0 | 0 | 0 | 0 | 0 | 0 | 1
59833_G_FLS1 | S_VACA | North Carolina | 37 | Scotland | 165 | 59833 | FLS1 | Laurinburg Solar | 0 | 2015 | 9999 | Solar PV | [5 empty] | Non-Fossil | G | 2025 | Solar |  | 0 | 0 | 0 | 0 | 0 | 0 | 0 | 0 | 0 | 0 | 0 | 0 | 0 | 0 | 0 | 0 | 1.5159 | 2.6889 | 4.4842 | 8.689 | 0 | 0 | 0 | 0 | 0 | 0 | 0 | 0 | 0 | 0 | 0 | 0 | 0 | 0 | 0 | 0 | 0 | 0 | 0 | 0 | 0.13984 | 0 | 0 | 0 | 0 | 0 | 0 | 0 | 0 | 0 | 4.997
59832_G_FLS1 | S_VACA | North Carolina | 37 | Lenoir | 107 | 59832 | FLS1 | Kinston Solar | 0 | 2015 | 9999 | Solar PV | [5 empty] | Non-Fossil | G | 2025 | Solar |  | 0 | 0 | 0 | 0 | 0 | 0 | 0 | 0 | 0 | 0 | 0 | 0 | 0 | 0 | 0 | 0 | 1.5159 | 2.6889 | 4.4842 | 8.689 | 0 | 0 | 0 | 0 | 0 | 0 | 0 | 0 | 0 | 0 | 0 | 0 | 0 | 0 | 0 | 0 | 0 | 0 | 0 | 0 | 0.13984 | 0 | 0 | 0 | 0 | 0 | 0 | 0 | 0 | 0 | 4.997
59831_G_FLS1 | S_VACA | North Carolina | 37 | Cumberland | 51 | 59831 | FLS1 | Royal Solar | 0 | 2015 | 9999 | Solar PV | [5 empty] | Non-Fossil | G | 2025 | Solar |  | 0 | 0 | 0 | 0 | 0 | 0 | 0 | 0 | 0 | 0 | 0 | 0 | 0 | 0 | 0 | 0 | 1.4856 | 2.6351 | 4.3945 | 8.5152 | 0 | 0 | 0 | 0 | 0 | 0 | 0 | 0 | 0 | 0 | 0 | 0 | 0 | 0 | 0 | 0 | 0 | 0 | 0 | 0 | 0.13705 | 0 | 0 | 0 | 0 | 0 | 0 | 0 | 0 | 0 | 4.897
59828_G_5375 | S_VACA | North Carolina | 37 | Lee | 105 | 59828 | 5375 | Balsam | 0 | 2015 | 9999 | Solar PV | [5 empty] | Non-Fossil | G | 2025 | Solar |  | 0 | 0 | 0 | 0 | 0 | 0 | 0 | 0 | 0 | 0 | 0 | 0 | 0 | 0 | 0 | 0 | 1.5159 | 2.6889 | 4.4842 | 8.689 | 0 | 0 | 0 | 0 | 0 | 0 | 0 | 0 | 0 | 0 | 0 | 0 | 0 | 0 | 0 | 0 | 0 | 0 | 0 | 0 | 0.13984 | 0 | 0 | 0 | 0 | 0 | 0 | 0 | 0 | 0 | 4.997
59827_G_GEN01 | WECC_SNV | Nevada | 32 | Clark | 3 | 59827 | GEN01 | Playa Solar | 0 | 2017 | 9999 | Solar PV | [5 empty] | Non-Fossil | G | 2025 | Solar |  | 0 | 0 | 0 | 0 | 0 | 0 | 0 | 0 | 0 | 0 | 0 | 0 | 0 | 0 | 0 | 0 | 34.0349 | 61.4657 | 90.1204 | 185.621 | 0 | 0 | 0 | 0 | 0 | 0 | 0 | 0 | 0 | 0 | 0 | 0 | 0 | 0 | 0 | 0 | 0 | 0 | 0 | 0 | 2.5145 | 0 | 0 | 0 | 0 | 0 | 0 | 0 | 0 | 0 | 79
59825_G_5MWPV | S_VACA | North Carolina | 37 | Franklin | 69 | 59825 | 5MWPV | South Louisburg Solar | 0 | 2016 | 9999 | Solar PV | [5 empty] | Non-Fossil | G | 2025 | Solar |  | 0 | 0 | 0 | 0 | 0 | 0 | 0 | 0 | 0 | 0 | 0 | 0 | 0 | 0 | 0 | 0 | 1.5159 | 2.6889 | 4.4842 | 8.689 | 0 | 0 | 0 | 0 | 0 | 0 | 0 | 0 | 0 | 0 | 0 | 0 | 0 | 0 | 0 | 0 | 0 | 0 | 0 | 0 | 0.13984 | 0 | 0 | 0 | 0 | 0 | 0 | 0 | 0 | 0 | 4.997
59824_G_5732 | S_VACA | North Carolina | 37 | Lee | 105 | 59824 | 5732 | Sweetgum Solar | 0 | 2015 | 9999 | Solar PV | [5 empty] | Non-Fossil | G | 2025 | Solar |  | 0 | 0 | 0 | 0 | 0 | 0 | 0 | 0 | 0 | 0 | 0 | 0 | 0 | 0 | 0 | 0 | 1.4856 | 2.6351 | 4.3945 | 8.5152 | 0 | 0 | 0 | 0 | 0 | 0 | 0 | 0 | 0 | 0 | 0 | 0 | 0 | 0 | 0 | 0 | 0 | 0 | 0 | 0 | 0.13705 | 0 | 0 | 0 | 0 | 0 | 0 | 0 | 0 | 0 | 4.897
59823_G_INDY3 | MIS_INKY | Indiana | 18 | Marion | 97 | 59823 | INDY3 | INDY III | 0 | 2015 | 9999 | Solar PV | [5 empty] | Non-Fossil | G | 2025 | Solar |  | 0 | 0 | 0 | 0 | 0 | 0 | 0 | 0 | 0 | 0 | 0 | 0 | 0 | 0 | 0 | 0 | 0.63217 | 1.3159 | 2.0062 | 3.9542 | 0 | 0 | 0 | 0 | 0 | 0 | 0 | 0 | 0 | 0 | 0 | 0 | 0 | 0 | 0 | 0 | 0 | 0 | 0 | 0 | 0.069964 | 0 | 0 | 0 | 0 | 0 | 0 | 0 | 0 | 0 | 2.5
59822_G_STURB | NENGREST | Massachusetts | 25 | Hampden | 13 | 59822 | STURB | 201 Sturbridge B | 0 | 2014 | 9999 | Solar PV | [5 empty] | Non-Fossil | G | 2025 | Solar |  | 0 | 0 | 0 | 0 | 0 | 0 | 0 | 0 | 0 | 0 | 0 | 0 | 0 | 0 | 0 | 0 | 0.43856 | 0.91185 | 1.3931 | 2.7435 | 0 | 0 | 0 | 0 | 0 | 0 | 0 | 0 | 0 | 0 | 0 | 0 | 0 | 0 | 0 | 0 | 0 | 0 | 0 | 0 | 0.05475 | 0 | 0 | 0 | 0 | 0 | 0 | 0 | 0 | 0 | 1.9564
59821_G_STURA | NENGREST | Massachusetts | 25 | Hampden | 13 | 59821 | STURA | 205 Sturbridge A | 0 | 2014 | 9999 | Solar PV | [5 empty] | Non-Fossil | G | 2025 | Solar |  | 0 | 0 | 0 | 0 | 0 | 0 | 0 | 0 | 0 | 0 | 0 | 0 | 0 | 0 | 0 | 0 | 0.65784 | 1.3678 | 2.0896 | 4.1152 | 0 | 0 | 0 | 0 | 0 | 0 | 0 | 0 | 0 | 0 | 0 | 0 | 0 | 0 | 0 | 0 | 0 | 0 | 0 | 0 | 0.082124 | 0 | 0 | 0 | 0 | 0 | 0 | 0 | 0 | 0 | 2.9345
59820_G_HUNTF | NENGREST | Massachusetts | 25 | Franklin | 11 | 59820 | HUNTF | Hunt Farm Solar | 0 | 2013 | 9999 | Solar PV | [5 empty] | Non-Fossil | G | 2025 | Solar |  | 0 | 0 | 0 | 0 | 0 | 0 | 0 | 0 | 0 | 0 | 0 | 0 | 0 | 0 | 0 | 0 | 0.65784 | 1.3678 | 2.0896 | 4.1152 | 0 | 0 | 0 | 0 | 0 | 0 | 0 | 0 | 0 | 0 | 0 | 0 | 0 | 0 | 0 | 0 | 0 | 0 | 0 | 0 | 0.082124 | 0 | 0 | 0 | 0 | 0 | 0 | 0 | 0 | 0 | 2.9345
59819_G_PV2 | WECC_AZ | Arizona | 4 | Mohave | 15 | 59819 | PV2 | Mohave Electric at Fort Mohave | 0 | 2016 | 9999 | Solar PV | [5 empty] | Non-Fossil | G | 2025 | Solar |  | 0 | 0 | 0 | 0 | 0 | 0 | 0 | 0 | 0 | 0 | 0 | 0 | 0 | 0 | 0 | 0 | 4.5011 | 8.1211 | 11.7617 | 24.384 | 0 | 0 | 0 | 0 | 0 | 0 | 0 | 0 | 0 | 0 | 0 | 0 | 0 | 0 | 0 | 0 | 0 | 0 | 0 | 0 | 0.45034 | 0 | 0 | 0 | 0 | 0 | 0 | 0 | 0 | 0 | 9.9764
59819_G_PV1 | WECC_AZ | Arizona | 4 | Mohave | 15 | 59819 | PV1 | Mohave Electric at Fort Mohave | 0 | 2015 | 9999 | Solar PV | [5 empty] | Non-Fossil | G | 2025 | Solar |  | 0 | 0 | 0 | 0 | 0 | 0 | 0 | 0 | 0 | 0 | 0 | 0 | 0 | 0 | 0 | 0 | 1.9805 | 3.5733 | 5.1752 | 10.729 | 0 | 0 | 0 | 0 | 0 | 0 | 0 | 0 | 0 | 0 | 0 | 0 | 0 | 0 | 0 | 0 | 0 | 0 | 0 | 0 | 0.19815 | 0 | 0 | 0 | 0 | 0 | 0 | 0 | 0 | 0 | 4.3896
59818_G_1 | S_VACA | North Carolina | 37 | Cabarrus | 25 | 59818 | 1 | Concord Farm | 0 | 2011 | 9999 | Solar PV | [5 empty] | Non-Fossil | G | 2025 | Solar |  | 0 | 0 | 0 | 0 | 0 | 0 | 0 | 0 | 0 | 0 | 0 | 0 | 0 | 0 | 0 | 0 | 1.4856 | 2.6351 | 4.3945 | 8.5152 | 0 | 0 | 0 | 0 | 0 | 0 | 0 | 0 | 0 | 0 | 0 | 0 | 0 | 0 | 0 | 0 | 0 | 0 | 0 | 0 | 0.13705 | 0 | 0 | 0 | 0 | 0 | 0 | 0 | 0 | 0 | 4.897
59817_G_PV1 | WECC_UT | Utah | 49 | Tooele | 45 | 59817 | PV1 | Tooele Army Depot | 0 | 2017 | 9999 | Solar PV | [5 empty] | Non-Fossil | G | 2025 | Solar |  | 0 | 0 | 0 | 0 | 0 | 0 | 0 | 0 | 0 | 0 | 0 | 0 | 0 | 0 | 0 | 0 | 0.52546 | 1.1037 | 1.987 | 3.6162 | 0 | 0 | 0 | 0 | 0 | 0 | 0 | 0 | 0 | 0 | 0 | 0 | 0 | 0 | 0 | 0 | 0 | 0 | 0 | 0 | 0.041023 | 0 | 0 | 0 | 0 | 0 | 0 | 0 | 0 | 0 | 1.4659
59817_G_GEN03 | WECC_UT | Utah | 49 | Tooele | 45 | 59817 | GEN03 | Tooele Army Depot | 0 | 2016 | 9999 | Onshore Wind | [5 empty] | Non-Fossil | G | 2025 | Wind |  | 0 | 0 | 0 | 0 | 0 | 0 | 0 | 0 | 0 | 0 | 0 | 0 | 0 | 0 | 0 | 0 | 0.70063 | 1.1395 | 1.5775 | 3.4176 | 0 | 0 | 0 | 0 | 0 | 0 | 0 | 0 | 0 | 0 | 0 | 0 | 0 | 0 | 0 | 0 | 0 | 0 | 0 | 0 | 0.047901 | 0 | 0 | 0 | 0 | 0 | 0 | 0 | 0 | 0 | 1.7
59816_G_BR12 | NY_Z_C&E | New York | 36 | Broome | 7 | 59816 | BR12 | Nanticoke LFG | 13500 | 2006 | 9999 | Landfill Gas | [5 empty] | Non-Fossil | G | 2025 | LF Gas |  | 0.09162 | 0.13273 | 0.17698 | 0.40133 | 0 | 0 | 0 | 0 | 0 | 0 | 0 | 0 | 0 | 0 | 0 | 0 | 6.7867 | 9.8319 | 13.1093 | 29.7278 | 5.28 | 7.6491 | 10.1989 | 23.128 | 0 | 0 | 0 | 0 | 0.011032 | 0.015982 | 0.02131 | 0.048324 | 0 | 0 | 0 | 0 | 0 | 0 | 0 | 0 | 1.0818 | 0.044379 | 0.064292 | 0.085723 | 0.19439 | 0 | 0 | 0 | 0 | 0 | 4
59815_G_GLFG1 | NENGREST | Massachusetts | 25 | Hampshire | 15 | 59815 | GLFG1 | Granby LFG | 13500 | 2001 | 9999 | Landfill Gas | [5 empty] | Non-Fossil | G | 2025 | LF Gas |  | 0.062636 | 0.091448 | 0.11345 | 0.26754 | 0 | 0 | 0 | 0 | 0 | 0 | 0 | 0 | 0 | 0 | 0 | 0 | 4.6397 | 6.7739 | 8.4038 | 19.8175 | 3.6097 | 5.2701 | 6.5381 | 15.4178 | 0 | 0 | 0 | 0 | 0.0043315 | 0.0063239 | 0.0078455 | 0.018501 | 0 | 0 | 0 | 0 | 0 | 0 | 0 | 0 | 0.71323 | 0.03034 | 0.044295 | 0.054954 | 0.12959 | 0 | 0 | 0 | 0 | 0 | 3.039
59814_G_PV02 | WECC_SNV | Nevada | 32 | Clark | 3 | 59814 | PV02 | Copper Mountain Solar 4, LLC | 0 | 2016 | 9999 | Solar PV | [5 empty] | Non-Fossil | G | 2025 | Solar |  | 0 | 0 | 0 | 0 | 0 | 0 | 0 | 0 | 0 | 0 | 0 | 0 | 0 | 0 | 0 | 0 | 18.0083 | 32.5224 | 47.684 | 98.2146 | 0 | 0 | 0 | 0 | 0 | 0 | 0 | 0 | 0 | 0 | 0 | 0 | 0 | 0 | 0 | 0 | 0 | 0 | 0 | 0 | 1.3305 | 0 | 0 | 0 | 0 | 0 | 0 | 0 | 0 | 0 | 41.8
59814_G_PV01 | WECC_SNV | Nevada | 32 | Clark | 3 | 59814 | PV01 | Copper Mountain Solar 4, LLC | 0 | 2016 | 9999 | Solar PV | [5 empty] | Non-Fossil | G | 2025 | Solar |  | 0 | 0 | 0 | 0 | 0 | 0 | 0 | 0 | 0 | 0 | 0 | 0 | 0 | 0 | 0 | 0 | 22.3165 | 40.3028 | 59.0916 | 121.711 | 0 | 0 | 0 | 0 | 0 | 0 | 0 | 0 | 0 | 0 | 0 | 0 | 0 | 0 | 0 | 0 | 0 | 0 | 0 | 0 | 1.6488 | 0 | 0 | 0 | 0 | 0 | 0 | 0 | 0 | 0 | 51.8
59812_G_STG6 | ERC_REST | Texas | 48 | Hood | 221 | 59812 | STG6 | Wolf Hollow II | 6250 | 2017 | 9999 | Combined Cycle |  |  | SCR |  |  | Fossil | G | 2025 | NaturalGas |  | 4.9868 | 6.7599 | 9.3311 | 21.0778 | 0 | 0 | 0 | 0 | 0 | 0 | 0 | 0 | 0 | 0 | 0 | 0 | 797.8852 | 1081.5777 | 1492.9783 | 3372.4412 | 291.9262 | 395.7222 | 546.2434 | 1233.8919 | 3.4907e-07 | 4.7319e-07 | 6.5317e-07 | 1.4754e-06 | 0.019274 | 0.026127 | 0.036065 | 0.081465 | 0 | 0 | 0 | 0 | 0 | 0 | 0 | 0 | 13.8947 | 1.6937 | 2.296 | 3.1693 | 7.159 | 18.7345 | 23.7733 | 34.309 | 76.8168 | 0 | 454.9 | SCR
59812_G_CGT5 | ERC_REST | Texas | 48 | Hood | 221 | 59812 | CGT5 | Wolf Hollow II | 6250 | 2017 | 9999 | Combined Cycle |  |  | SCR |  |  | Fossil | G | 2025 | NaturalGas |  | 3.3676 | 4.565 | 6.3014 | 14.2341 | 0 | 0 | 0 | 0 | 0 | 0 | 0 | 0 | 0 | 0 | 0 | 0 | 538.8225 | 730.4038 | 1008.228 | 2277.4542 | 197.1417 | 267.2365 | 368.8854 | 833.2636 | 2.3573e-07 | 3.1955e-07 | 4.4109e-07 | 9.9638e-07 | 0.013016 | 0.017644 | 0.024355 | 0.055015 | 0 | 0 | 0 | 0 | 0 | 0 | 0 | 0 | 9.3833 | 1.1438 | 1.5505 | 2.1403 | 4.8346 | 12.6517 | 16.0544 | 23.1693 | 51.8754 | 0 | 307.2 | SCR
59812_G_CGT4 | ERC_REST | Texas | 48 | Hood | 221 | 59812 | CGT4 | Wolf Hollow II | 6250 | 2017 | 9999 | Combined Cycle |  |  | SCR |  |  | Fossil | G | 2025 | NaturalGas |  | 3.3676 | 4.565 | 6.3014 | 14.2341 | 0 | 0 | 0 | 0 | 0 | 0 | 0 | 0 | 0 | 0 | 0 | 0 | 538.8225 | 730.4038 | 1008.228 | 2277.4542 | 197.1417 | 267.2365 | 368.8854 | 833.2636 | 2.3573e-07 | 3.1955e-07 | 4.4109e-07 | 9.9638e-07 | 0.013016 | 0.017644 | 0.024355 | 0.055015 | 0 | 0 | 0 | 0 | 0 | 0 | 0 | 0 | 9.3833 | 1.1438 | 1.5505 | 2.1403 | 4.8346 | 12.6517 | 16.0544 | 23.1693 | 51.8754 | 0 | 307.2 | SCR
59811_G_GEN1 | PJM_SMAC | Maryland | 24 | Charles | 17 | 59811 | GEN1 | Rockfish Solar LLC | 0 | 2015 | 9999 | Solar PV | [5 empty] | Non-Fossil | G | 2025 | Solar |  | 0 | 0 | 0 | 0 | 0 | 0 | 0 | 0 | 0 | 0 | 0 | 0 | 0 | 0 | 0 | 0 | 2.3407 | 4.8301 | 8.1187 | 15.2896 | 0 | 0 | 0 | 0 | 0 | 0 | 0 | 0 | 0 | 0 | 0 | 0 | 0 | 0 | 0 | 0 | 0 | 0 | 0 | 0 | 0.28825 | 0 | 0 | 0 | 0 | 0 | 0 | 0 | 0 | 0 | 10.3
59810_G_GEN2 | MIS_WUMS | Wisconsin | 55 | Brown | 9 | 59810 | GEN2 | Dairyland WTE Plant | 18535 | 2012 | 9999 | Non-Fossil Waste | [5 empty] | Non-Fossil | G | 2025 | Non-Fossil |  | 0.0087699 | 0.012897 | 0.01521 | 0.036877 | 0 | 0 | 0 | 0 | 0 | 0 | 0 | 0 | 0 | 0 | 0 | 0 | 0.47315 | 0.69582 | 0.82062 | 1.9896 | 0 | 0 | 0 | 0 | 0 | 0 | 0 | 0 | 0 | 0 | 0 | 0 | 0 | 0 | 0 | 0 | 0 | 0 | 0 | 0 | 0.16429 | 0.003094 | 0.00455 | 0.0053661 | 0.01301 | 0 | 0 | 0 | 0 | 0 | 0.7
59810_G_GEN1 | MIS_WUMS | Wisconsin | 55 | Brown | 9 | 59810 | GEN1 | Dairyland WTE Plant | 18533 | 2012 | 9999 | Non-Fossil Waste | [5 empty] | Non-Fossil | G | 2025 | Non-Fossil |  | 0.008769 | 0.012896 | 0.015209 | 0.036873 | 0 | 0 | 0 | 0 | 0 | 0 | 0 | 0 | 0 | 0 | 0 | 0 | 0.47315 | 0.69582 | 0.82062 | 1.9896 | 0 | 0 | 0 | 0 | 0 | 0 | 0 | 0 | 0 | 0 | 0 | 0 | 0 | 0 | 0 | 0 | 0 | 0 | 0 | 0 | 0.16429 | 0.003094 | 0.00455 | 0.0053661 | 0.01301 | 0 | 0 | 0 | 0 | 0 | 0.7
59809_G_GEN3 | S_C_TVA | Tennessee | 47 | Washington | 179 | 59809 | GEN3 | Mountain Home Energy Center | 25000 | 2002 | 9999 | Combustion Turbine | [5 empty] | Fossil | G | 2025 | Oil |  | 0 | 0 | 0 | 0 | 0 | 0 | 0 | 0 | 0 | 0 | 0 | 0 | 0 | 0 | 0 | 0 | 0 | 0 | 0 | 0 | 0 | 0 | 0 | 0 | 0 | 0 | 0 | 0 | 0 | 0 | 0 | 0 | 0 | 0 | 0 | 0 | 0 | 0 | 0 | 0 | 0.03366 | 0 | 0 | 0 | 0 | 0 | 0 | 0 | 0 | 0 | 1.8
59809_G_GEN2 | S_C_TVA | Tennessee | 47 | Washington | 179 | 59809 | GEN2 | Mountain Home Energy Center | 25000 | 2002 | 9999 | Combustion Turbine | [5 empty] | Fossil | G | 2025 | Oil |  | 0 | 0 | 0 | 0 | 0 | 0 | 0 | 0 | 0 | 0 | 0 | 0 | 0 | 0 | 0 | 0 | 0 | 0 | 0 | 0 | 0 | 0 | 0 | 0 | 0 | 0 | 0 | 0 | 0 | 0 | 0 | 0 | 0 | 0 | 0 | 0 | 0 | 0 | 0 | 0 | 0.03366 | 0 | 0 | 0 | 0 | 0 | 0 | 0 | 0 | 0 | 1.8
59809_G_GEN1 | S_C_TVA | Tennessee | 47 | Washington | 179 | 59809 | GEN1 | Mountain Home Energy Center | 10745 | 2002 | 9999 | Combustion Turbine | [5 empty] | Fossil | G | 2025 | NaturalGas |  | 0.010075 | 0.00077738 | 0.017447 | 0.0283 | 0 | 0 | 0 | 0 | 0 | 0 | 0 | 0 | 0 | 0 | 0 | 0 | 0.93763 | 0.072348 | 1.6238 | 2.6338 | 0.58978 | 0.045508 | 1.0214 | 1.6567 | 7.0563e-10 | 5.4447e-11 | 1.2214e-09 | 1.9815e-09 | 0.0039929 | 0.0003081 | 0.0069149 | 0.011216 | 0 | 0 | 0 | 0 | 0 | 0 | 0 | 0 | 0.05984 | 0.0088301 | 0.0011358 | 0.016768 | 0.026734 | 0.037648 | 0.0026795 | 0.063279 | 0.10361 | 0 | 3.2
59808_G_GEN1 | MIS_INKY | Indiana | 18 | Lake | 89 | 59808 | GEN1 | Munster Landfill Gas-to-Energy | 29640 | 2012 | 9999 | Landfill Gas | [5 empty] | Non-Fossil | G | 2025 | LF Gas |  | 0.045386 | 0.068135 | 0.091705 | 0.20523 | 0 | 0 | 0 | 0 | 0 | 0 | 0 | 0 | 0 | 0 | 0 | 0 | 1.5312 | 2.2987 | 3.094 | 6.924 | 2.6155 | 3.9265 | 5.2849 | 11.827 | 0 | 0 | 0 | 0 | 0.0054649 | 0.0082041 | 0.011042 | 0.024711 | 0 | 0 | 0 | 0 | 0 | 0 | 0 | 0 | 0.25816 | 0.010013 | 0.015032 | 0.020232 | 0.045276 | 0 | 0 | 0 | 0 | 0 | 1.1
59807_G_GBDIA | WECC_CO | Colorado | 8 | Denver | 31 | 59807 | GBDIA | Airport 1 Solar (DIA) | 0 | 2009 | 9999 | Solar PV | [5 empty] | Non-Fossil | G | 2025 | Solar |  | 0 | 0 | 0 | 0 | 0 | 0 | 0 | 0 | 0 | 0 | 0 | 0 | 0 | 0 | 0 | 0 | 0.51898 | 0.9729 | 1.5045 | 2.9963 | 0 | 0 | 0 | 0 | 0 | 0 | 0 | 0 | 0 | 0 | 0 | 0 | 0 | 0 | 0 | 0 | 0 | 0 | 0 | 0 | 0.04737 | 0 | 0 | 0 | 0 | 0 | 0 | 0 | 0 | 0 | 1.5
59805_G_YAH00 | WEC_CALN | California | 6 | Santa Clara | 85 | 59805 | YAH00 | Yahoo! - HQ | 6912 | 2014 | 9999 | Fuel Cell | [5 empty] | Non-Fossil | G | 2025 | NaturalGas |  | 0 | 0 | 0 | 0 | 0 | 0 | 0 | 0 | 0 | 0 | 0 | 0 | 0 | 0 | 0 | 0 | 0 | 0 | 0 | 0 | 0 | 0 | 0 | 0 | 0 | 0 | 0 | 0 | 0 | 0 | 0 | 0 | 0 | 0 | 0 | 0 | 0 | 0 | 0 | 0 | 0 | 0 | 0 | 0 | 0 | 0 | 0 | 0 | 0 | 0 | 1
59804_G_SBK00 | WECC_SCE | California | 6 | San Bernardino | 71 | 59804 | SBK00 | Starbucks - Evolution Fresh | 7033 | 2014 | 9999 | Fuel Cell | [5 empty] | Non-Fossil | G | 2025 | NaturalGas |  | 0 | 0 | 0 | 0 | 0 | 0 | 0 | 0 | 0 | 0 | 0 | 0 | 0 | 0 | 0 | 0 | 0 | 0 | 0 | 0 | 0 | 0 | 0 | 0 | 0 | 0 | 0 | 0 | 0 | 0 | 0 | 0 | 0 | 0 | 0 | 0 | 0 | 0 | 0 | 0 | 0 | 0 | 0 | 0 | 0 | 0 | 0 | 0 | 0 | 0 | 1
59803_G_PXR00 | WEC_CALN | California | 6 | Alameda | 1 | 59803 | PXR00 | Pixar - Emeryville | 7151 | 2014 | 9999 | Fuel Cell | [5 empty] | Non-Fossil | G | 2025 | NaturalGas |  | 0 | 0 | 0 | 0 | 0 | 0 | 0 | 0 | 0 | 0 | 0 | 0 | 0 | 0 | 0 | 0 | 0 | 0 | 0 | 0 | 0 | 0 | 0 | 0 | 0 | 0 | 0 | 0 | 0 | 0 | 0 | 0 | 0 | 0 | 0 | 0 | 0 | 0 | 0 | 0 | 0 | 0 | 0 | 0 | 0 | 0 | 0 | 0 | 0 | 0 | 1
59802_G_MXM00 | WEC_CALN | California | 6 | Santa Clara | 85 | 59802 | MXM00 | Maxim | 6949 | 2014 | 9999 | Fuel Cell | [5 empty] | Non-Fossil | G | 2025 | NaturalGas |  | 0 | 0 | 0 | 0 | 0 | 0 | 0 | 0 | 0 | 0 | 0 | 0 | 0 | 0 | 0 | 0 | 0 | 0 | 0 | 0 | 0 | 0 | 0 | 0 | 0 | 0 | 0 | 0 | 0 | 0 | 0 | 0 | 0 | 0 | 0 | 0 | 0 | 0 | 0 | 0 | 0 | 0 | 0 | 0 | 0 | 0 | 0 | 0 | 0 | 0 | 1
59801_G_IBM00 | NENG_CT | Connecticut | 9 | New Haven | 9 | 59801 | IBM00 | IBM Southbury | 6485 | 2014 | 9999 | Fuel Cell | [5 empty] | Non-Fossil | G | 2025 | NaturalGas |  | 0 | 0 | 0 | 0 | 0 | 0 | 0 | 0 | 0 | 0 | 0 | 0 | 0 | 0 | 0 | 0 | 0 | 0 | 0 | 0 | 0 | 0 | 0 | 0 | 0 | 0 | 0 | 0 | 0 | 0 | 0 | 0 | 0 | 0 | 0 | 0 | 0 | 0 | 0 | 0 | 0 | 0 | 0 | 0 | 0 | 0 | 0 | 0 | 0 | 0 | 1
59800_G_AMZ00 | WECC_SCE | California | 6 | San Bernardino | 71 | 59800 | AMZ00 | Amazon San Bernardino | 6636 | 2014 | 9999 | Fuel Cell | [5 empty] | Non-Fossil | G | 2025 | NaturalGas |  | 0 | 0 | 0 | 0 | 0 | 0 | 0 | 0 | 0 | 0 | 0 | 0 | 0 | 0 | 0 | 0 | 0 | 0 | 0 | 0 | 0 | 0 | 0 | 0 | 0 | 0 | 0 | 0 | 0 | 0 | 0 | 0 | 0 | 0 | 0 | 0 | 0 | 0 | 0 | 0 | 0 | 0 | 0 | 0 | 0 | 0 | 0 | 0 | 0 | 0 | 1
59798_G_W4172 | WEC_LADW | California | 6 | Los Angeles | 37 | 59798 | W4172 | Colon PV | 0 | 2015 | 9999 | Solar PV | [5 empty] | Non-Fossil | G | 2025 | Solar |  | 0 | 0 | 0 | 0 | 0 | 0 | 0 | 0 | 0 | 0 | 0 | 0 | 0 | 0 | 0 | 0 | 0.3631 | 0.70628 | 1.0562 | 2.1255 | 0 | 0 | 0 | 0 | 0 | 0 | 0 | 0 | 0 | 0 | 0 | 0 | 0 | 0 | 0 | 0 | 0 | 0 | 0 | 0 | 0.036015 | 0 | 0 | 0 | 0 | 0 | 0 | 0 | 0 | 0 | 0.88598
59797_G_WT1 | PJM_EMAC | New Jersey | 34 | Hudson | 17 | 59797 | WT1 | Bayonne MUA- Leitner-Poma Wind Turbine | 0 | 2012 | 9999 | Onshore Wind | [5 empty] | Non-Fossil | G | 2025 | Wind |  | 0 | 0 | 0 | 0 | 0 | 0 | 0 | 0 | 0 | 0 | 0 | 0 | 0 | 0 | 0 | 0 | 0.069946 | 0.087914 | 0.067 | 0.22486 | 0 | 0 | 0 | 0 | 0 | 0 | 0 | 0 | 0 | 0 | 0 | 0 | 0 | 0 | 0 | 0 | 0 | 0 | 0 | 0 | 0.0033592 | 0 | 0 | 0 | 0 | 0 | 0 | 0 | 0 | 0 | 0.1
59796_G_FLS1 | PJM_Dom | North Carolina | 37 | Bertie | 15 | 59796 | FLS1 | Kelford | 0 | 2016 | 9999 | Solar PV | [5 empty] | Non-Fossil | G | 2025 | Solar |  | 0 | 0 | 0 | 0 | 0 | 0 | 0 | 0 | 0 | 0 | 0 | 0 | 0 | 0 | 0 | 0 | 1.4586 | 2.5306 | 4.551 | 8.5402 | 0 | 0 | 0 | 0 | 0 | 0 | 0 | 0 | 0 | 0 | 0 | 0 | 0 | 0 | 0 | 0 | 0 | 0 | 0 | 0 | 0.13153 | 0 | 0 | 0 | 0 | 0 | 0 | 0 | 0 | 0 | 4.7
59794_G_GEN1 | PJM_COMD | Illinois | 17 | Cook | 31 | 59794 | GEN1 | Chicago West Side Energy Center | 12905 | 2003 | 9999 | Combustion Turbine | [5 empty] | Fossil | G | 2025 | Oil |  | 0 | 0 | 0 | 0 | 0 | 0 | 0 | 0 | 0 | 0 | 0 | 0 | 0 | 0 | 0 | 0 | 0 | 0 | 0 | 0 | 0 | 0 | 0 | 0 | 0 | 0 | 0 | 0 | 0 | 0 | 0 | 0 | 0 | 0 | 0 | 0 | 0 | 0 | 0 | 0 | 0.06545 | 0 | 0 | 0 | 0 | 0 | 0 | 0 | 0 | 0 | 3.5
59792_G_6 | PJM_COMD | Illinois | 17 | Ogle | 141 | 59792 | 6 | Orchard Hills Renewable Energy Station | 13648 | 2016 | 9999 | Landfill Gas | [5 empty] | Non-Fossil | G | 2025 | LF Gas |  | 0.045413 | 0.062535 | 0.082827 | 0.19077 | 0 | 0 | 0 | 0 | 0 | 0 | 0 | 0 | 0 | 0 | 0 | 0 | 3.3274 | 4.582 | 6.0688 | 13.9782 | 2.6171 | 3.6038 | 4.7732 | 10.9942 | 0 | 0 | 0 | 0 | 0.0054682 | 0.0075298 | 0.0099732 | 0.022971 | 0 | 0 | 0 | 0 | 0 | 0 | 0 | 0 | 0.53979 | 0.021758 | 0.029962 | 0.039685 | 0.091405 | 0 | 0 | 0 | 0 | 0 | 2.3
59792_G_5 | PJM_COMD | Illinois | 17 | Ogle | 141 | 59792 | 5 | Orchard Hills Renewable Energy Station | 13648 | 2016 | 9999 | Landfill Gas | [5 empty] | Non-Fossil | G | 2025 | LF Gas |  | 0.045413 | 0.062535 | 0.082827 | 0.19077 | 0 | 0 | 0 | 0 | 0 | 0 | 0 | 0 | 0 | 0 | 0 | 0 | 3.3274 | 4.582 | 6.0688 | 13.9782 | 2.6171 | 3.6038 | 4.7732 | 10.9942 | 0 | 0 | 0 | 0 | 0.0054682 | 0.0075298 | 0.0099732 | 0.022971 | 0 | 0 | 0 | 0 | 0 | 0 | 0 | 0 | 0.53979 | 0.021758 | 0.029962 | 0.039685 | 0.091405 | 0 | 0 | 0 | 0 | 0 | 2.3
59792_G_4 | PJM_COMD | Illinois | 17 | Ogle | 141 | 59792 | 4 | Orchard Hills Renewable Energy Station | 13648 | 2016 | 9999 | Landfill Gas | [5 empty] | Non-Fossil | G | 2025 | LF Gas |  | 0.045413 | 0.062535 | 0.082827 | 0.19077 | 0 | 0 | 0 | 0 | 0 | 0 | 0 | 0 | 0 | 0 | 0 | 0 | 3.3274 | 4.582 | 6.0688 | 13.9782 | 2.6171 | 3.6038 | 4.7732 | 10.9942 | 0 | 0 | 0 | 0 | 0.0054682 | 0.0075298 | 0.0099732 | 0.022971 | 0 | 0 | 0 | 0 | 0 | 0 | 0 | 0 | 0.53979 | 0.021758 | 0.029962 | 0.039685 | 0.091405 | 0 | 0 | 0 | 0 | 0 | 2.3
59792_G_3 | PJM_COMD | Illinois | 17 | Ogle | 141 | 59792 | 3 | Orchard Hills Renewable Energy Station | 13648 | 2016 | 9999 | Landfill Gas | [5 empty] | Non-Fossil | G | 2025 | LF Gas |  | 0.045413 | 0.062535 | 0.082827 | 0.19077 | 0 | 0 | 0 | 0 | 0 | 0 | 0 | 0 | 0 | 0 | 0 | 0 | 3.3274 | 4.582 | 6.0688 | 13.9782 | 2.6171 | 3.6038 | 4.7732 | 10.9942 | 0 | 0 | 0 | 0 | 0.0054682 | 0.0075298 | 0.0099732 | 0.022971 | 0 | 0 | 0 | 0 | 0 | 0 | 0 | 0 | 0.53979 | 0.021758 | 0.029962 | 0.039685 | 0.091405 | 0 | 0 | 0 | 0 | 0 | 2.3
59792_G_2 | PJM_COMD | Illinois | 17 | Ogle | 141 | 59792 | 2 | Orchard Hills Renewable Energy Station | 13648 | 2016 | 9999 | Landfill Gas | [5 empty] | Non-Fossil | G | 2025 | LF Gas |  | 0.045413 | 0.062535 | 0.082827 | 0.19077 | 0 | 0 | 0 | 0 | 0 | 0 | 0 | 0 | 0 | 0 | 0 | 0 | 3.3274 | 4.582 | 6.0688 | 13.9782 | 2.6171 | 3.6038 | 4.7732 | 10.9942 | 0 | 0 | 0 | 0 | 0.0054682 | 0.0075298 | 0.0099732 | 0.022971 | 0 | 0 | 0 | 0 | 0 | 0 | 0 | 0 | 0.53979 | 0.021758 | 0.029962 | 0.039685 | 0.091405 | 0 | 0 | 0 | 0 | 0 | 2.3
59792_G_1 | PJM_COMD | Illinois | 17 | Ogle | 141 | 59792 | 1 | Orchard Hills Renewable Energy Station | 13648 | 2016 | 9999 | Landfill Gas | [5 empty] | Non-Fossil | G | 2025 | LF Gas |  | 0.045413 | 0.062535 | 0.082827 | 0.19077 | 0 | 0 | 0 | 0 | 0 | 0 | 0 | 0 | 0 | 0 | 0 | 0 | 3.3274 | 4.582 | 6.0688 | 13.9782 | 2.6171 | 3.6038 | 4.7732 | 10.9942 | 0 | 0 | 0 | 0 | 0.0054682 | 0.0075298 | 0.0099732 | 0.022971 | 0 | 0 | 0 | 0 | 0 | 0 | 0 | 0 | 0.53979 | 0.021758 | 0.029962 | 0.039685 | 0.091405 | 0 | 0 | 0 | 0 | 0 | 2.3
59790_G_PV1 | WECC_PNW | Oregon | 41 | Benton | 3 | 59790 | PV1 | Oregon University System Rabbit Field | 0 | 2014 | 9999 | Solar PV | [5 empty] | Non-Fossil | G | 2025 | Solar |  | 0 | 0 | 0 | 0 | 0 | 0 | 0 | 0 | 0 | 0 | 0 | 0 | 0 | 0 | 0 | 0 | 0.28865 | 0.64025 | 0.99227 | 1.9212 | 0 | 0 | 0 | 0 | 0 | 0 | 0 | 0 | 0 | 0 | 0 | 0 | 0 | 0 | 0 | 0 | 0 | 0 | 0 | 0 | 0.030106 | 0 | 0 | 0 | 0 | 0 | 0 | 0 | 0 | 0 | 1.0758
59789_G_PV1 | NY_Z_G-I | New York | 36 | Dutchess | 27 | 59789 | PV1 | Millbrook School | 0 | 2015 | 9999 | Solar PV | [5 empty] | Non-Fossil | G | 2025 | Solar |  | 0 | 0 | 0 | 0 | 0 | 0 | 0 | 0 | 0 | 0 | 0 | 0 | 0 | 0 | 0 | 0 | 0.2081 | 0.4501 | 0.73603 | 1.3942 | 0 | 0 | 0 | 0 | 0 | 0 | 0 | 0 | 0 | 0 | 0 | 0 | 0 | 0 | 0 | 0 | 0 | 0 | 0 | 0 | 0.02787 | 0 | 0 | 0 | 0 | 0 | 0 | 0 | 0 | 0 | 0.99588
59788_G_PV1 | NENG_CT | Connecticut | 9 | Hartford | 3 | 59788 | PV1 | Advance Stores Company, Inc | 0 | 2014 | 9999 | Solar PV | [5 empty] | Non-Fossil | G | 2025 | Solar |  | 0 | 0 | 0 | 0 | 0 | 0 | 0 | 0 | 0 | 0 | 0 | 0 | 0 | 0 | 0 | 0 | 0.26885 | 0.55807 | 0.85325 | 1.6802 | 0 | 0 | 0 | 0 | 0 | 0 | 0 | 0 | 0 | 0 | 0 | 0 | 0 | 0 | 0 | 0 | 0 | 0 | 0 | 0 | 0.027255 | 0 | 0 | 0 | 0 | 0 | 0 | 0 | 0 | 0 | 0.9739
59787_G_FID1 | WECC_UT | Utah | 49 | Iron | 21 | 59787 | FID1 | Fiddler's Canyon #1 | 0 | 2015 | 9999 | Solar PV | [5 empty] | Non-Fossil | G | 2025 | Solar |  | 0 | 0 | 0 | 0 | 0 | 0 | 0 | 0 | 0 | 0 | 0 | 0 | 0 | 0 | 0 | 0 | 1.0509 | 2.2074 | 3.974 | 7.2323 | 0 | 0 | 0 | 0 | 0 | 0 | 0 | 0 | 0 | 0 | 0 | 0 | 0 | 0 | 0 | 0 | 0 | 0 | 0 | 0 | 0.082045 | 0 | 0 | 0 | 0 | 0 | 0 | 0 | 0 | 0 | 2.9317
59786_G_FID2 | WECC_UT | Utah | 49 | Iron | 21 | 59786 | FID2 | Fiddler's Canyon #2 | 0 | 2015 | 9999 | Solar PV | [5 empty] | Non-Fossil | G | 2025 | Solar |  | 0 | 0 | 0 | 0 | 0 | 0 | 0 | 0 | 0 | 0 | 0 | 0 | 0 | 0 | 0 | 0 | 1.0509 | 2.2074 | 3.974 | 7.2323 | 0 | 0 | 0 | 0 | 0 | 0 | 0 | 0 | 0 | 0 | 0 | 0 | 0 | 0 | 0 | 0 | 0 | 0 | 0 | 0 | 0.082045 | 0 | 0 | 0 | 0 | 0 | 0 | 0 | 0 | 0 | 2.9317
59785_G_19001 | MIS_LMI | Michigan | 26 | Newaygo | 123 | 59785 | 19001 | Fremont Community Digester, LLC | 7414 | 2012 | 9999 | Non-Fossil Waste | [5 empty] | Non-Fossil | G | 2025 | Non-Fossil |  | 0.014866 | 0.022816 | 0.031356 | 0.069038 | 0 | 0 | 0 | 0 | 0 | 0 | 0 | 0 | 0 | 0 | 0 | 0 | 2.0051 | 3.0775 | 4.2293 | 9.3119 | 0 | 0 | 0 | 0 | 0 | 0 | 0 | 0 | 0 | 0 | 0 | 0 | 0 | 0 | 0 | 0 | 0 | 0 | 0 | 0 | 0.68061 | 0.013111 | 0.020124 | 0.027656 | 0.060891 | 0 | 0 | 0 | 0 | 0 | 2.9
59784_G_ST11 | WECC_AZ | Arizona | 4 | Maricopa | 13 | 59784 | ST11 | Gila River Power Block 3 | 7535 | 2003 | 9999 | Combined Cycle |  |  | SCR | DLNB |  | Fossil | G | 2025 | NaturalGas |  | 0 | 0.0081867 | 2.481 | 2.4892 | 0 | 0 | 0 | 0 | 0 | 0 | 0 | 0 | 0 | 0 | 0 | 0 | 0 | 1.0865 | 329.2682 | 330.3547 | 0 | 0.47925 | 145.2398 | 145.7191 | 0 | 5.7374e-10 | 1.7368e-07 | 1.7426e-07 | 0 | 3.3428e-05 | 0.010135 | 0.010168 | 0 | 0 | 0 | 0 | 0 | 0 | 0 | 0 | 6.8114 | 0 | 0.0042586 | 1.0122 | 1.0164 | 0 | 0.027973 | 8.9735 | 9.0015 | 0 | 223 | SCR
59784_G_CTG6 | WECC_AZ | Arizona | 4 | Maricopa | 13 | 59784 | CTG6 | Gila River Power Block 3 | 7535 | 2003 | 9999 | Combined Cycle |  |  | SCR | DLNB |  | Fossil | G | 2025 | NaturalGas |  | 0 | 0.0053599 | 1.6244 | 1.6297 | 0 | 0 | 0 | 0 | 0 | 0 | 0 | 0 | 0 | 0 | 0 | 0 | 0 | 0.71134 | 215.5747 | 216.286 | 0 | 0.31377 | 95.0898 | 95.4035 | 0 | 3.7563e-10 | 1.1371e-07 | 1.1409e-07 | 0 | 2.1886e-05 | 0.0066355 | 0.0066574 | 0 | 0 | 0 | 0 | 0 | 0 | 0 | 0 | 4.4595 | 0 | 0.0027882 | 0.66269 | 0.66548 | 0 | 0.018314 | 5.875 | 5.8933 | 0 | 146 | SCR
59784_G_CTG5 | WECC_AZ | Arizona | 4 | Maricopa | 13 | 59784 | CTG5 | Gila River Power Block 3 | 7535 | 2003 | 9999 | Combined Cycle |  |  | SCR | DLNB |  | Fossil | G | 2025 | NaturalGas |  | 0 | 0.0053599 | 1.6244 | 1.6297 | 0 | 0 | 0 | 0 | 0 | 0 | 0 | 0 | 0 | 0 | 0 | 0 | 0 | 0.71134 | 215.5747 | 216.286 | 0 | 0.31377 | 95.0898 | 95.4035 | 0 | 3.7563e-10 | 1.1371e-07 | 1.1409e-07 | 0 | 2.1886e-05 | 0.0066355 | 0.0066574 | 0 | 0 | 0 | 0 | 0 | 0 | 0 | 0 | 4.4595 | 0 | 0.0027882 | 0.66269 | 0.66548 | 0 | 0.018314 | 5.875 | 5.8933 | 0 | 146 | SCR
59783_G_91198 | PJM_EMAC | Delaware | 10 | New Castle | 3 | 59783 | 91198 | Croda Atlas Point CHP | 5091 | 2013 | 9999 | Landfill Gas | [5 empty] | Non-Fossil | G | 2025 | LF Gas |  | 0.0097284 | 0.012779 | 0.0158 | 0.038308 | 0 | 0 | 0 | 0 | 0 | 0 | 0 | 0 | 0 | 0 | 0 | 0 | 1.9109 | 2.5102 | 3.1036 | 7.5247 | 0.56064 | 0.73646 | 0.91055 | 2.2077 | 0 | 0 | 0 | 0 | 0.00083447 | 0.0010962 | 0.0013552 | 0.0032859 | 0 | 0 | 0 | 0 | 0 | 0 | 0 | 0 | 0.25816 | 0.012496 | 0.016414 | 0.020294 | 0.049204 | 0 | 0 | 0 | 0 | 0 | 1.1
59783_G_91197 | PJM_EMAC | Delaware | 10 | New Castle | 3 | 59783 | 91197 | Croda Atlas Point CHP | 5091 | 2013 | 9999 | Landfill Gas | [5 empty] | Non-Fossil | G | 2025 | LF Gas |  | 0.0097284 | 0.012779 | 0.0158 | 0.038308 | 0 | 0 | 0 | 0 | 0 | 0 | 0 | 0 | 0 | 0 | 0 | 0 | 1.9109 | 2.5102 | 3.1036 | 7.5247 | 0.56064 | 0.73646 | 0.91055 | 2.2077 | 0 | 0 | 0 | 0 | 0.00083447 | 0.0010962 | 0.0013552 | 0.0032859 | 0 | 0 | 0 | 0 | 0 | 0 | 0 | 0 | 0.25816 | 0.012496 | 0.016414 | 0.020294 | 0.049204 | 0 | 0 | 0 | 0 | 0 | 1.1
59781_G_1 | NENGREST | Massachusetts | 25 | Worcester | 27 | 59781 | 1 | Upper Blackstone (MA) Treasure Valley | 0 | 2014 | 9999 | Solar PV | [5 empty] | Non-Fossil | G | 2025 | Solar |  | 0 | 0 | 0 | 0 | 0 | 0 | 0 | 0 | 0 | 0 | 0 | 0 | 0 | 0 | 0 | 0 | 1.0964 | 2.2796 | 3.4827 | 6.8587 | 0 | 0 | 0 | 0 | 0 | 0 | 0 | 0 | 0 | 0 | 0 | 0 | 0 | 0 | 0 | 0 | 0 | 0 | 0 | 0 | 0.13687 | 0 | 0 | 0 | 0 | 0 | 0 | 0 | 0 | 0 | 4.8909
59780_G_1 | NENGREST | Massachusetts | 25 | Plymouth | 23 | 59780 | 1 | New Bedford (MA) Plymouth | 0 | 2014 | 9999 | Solar PV | [5 empty] | Non-Fossil | G | 2025 | Solar |  | 0 | 0 | 0 | 0 | 0 | 0 | 0 | 0 | 0 | 0 | 0 | 0 | 0 | 0 | 0 | 0 | 0.9429 | 1.9605 | 2.9951 | 5.8985 | 0 | 0 | 0 | 0 | 0 | 0 | 0 | 0 | 0 | 0 | 0 | 0 | 0 | 0 | 0 | 0 | 0 | 0 | 0 | 0 | 0.11771 | 0 | 0 | 0 | 0 | 0 | 0 | 0 | 0 | 0 | 4.2062
59779_G_1 | WECC_AZ | Arizona | 4 | Pima | 19 | 59779 | 1 | Davis Monthan AFB (AZ) West Airfield | 0 | 2014 | 9999 | Solar PV | [5 empty] | Non-Fossil | G | 2025 | Solar |  | 0 | 0 | 0 | 0 | 0 | 0 | 0 | 0 | 0 | 0 | 0 | 0 | 0 | 0 | 0 | 0 | 5.6714 | 10.2326 | 14.8198 | 30.7238 | 0 | 0 | 0 | 0 | 0 | 0 | 0 | 0 | 0 | 0 | 0 | 0 | 0 | 0 | 0 | 0 | 0 | 0 | 0 | 0 | 0.56743 | 0 | 0 | 0 | 0 | 0 | 0 | 0 | 0 | 0 | 12.5703
59778_G_EDENS | S_VACA | North Carolina | 37 | Richmond | 153 | 59778 | EDENS | Eden Solar LLC | 0 | 2015 | 9999 | Solar PV | [5 empty] | Non-Fossil | G | 2025 | Solar |  | 0 | 0 | 0 | 0 | 0 | 0 | 0 | 0 | 0 | 0 | 0 | 0 | 0 | 0 | 0 | 0 | 14.4615 | 25.652 | 42.7795 | 82.8929 | 0 | 0 | 0 | 0 | 0 | 0 | 0 | 0 | 0 | 0 | 0 | 0 | 0 | 0 | 0 | 0 | 0 | 0 | 0 | 0 | 1.3341 | 0 | 0 | 0 | 0 | 0 | 0 | 0 | 0 | 0 | 47.6712
59777_G_1 | NENGREST | Massachusetts | 25 | Worcester | 27 | 59777 | 1 | RGS-Rutland VNM SREC II Project (MA) | 0 | 2015 | 9999 | Solar PV | [5 empty] | Non-Fossil | G | 2025 | Solar |  | 0 | 0 | 0 | 0 | 0 | 0 | 0 | 0 | 0 | 0 | 0 | 0 | 0 | 0 | 0 | 0 | 0.57012 | 1.1854 | 1.811 | 3.5665 | 0 | 0 | 0 | 0 | 0 | 0 | 0 | 0 | 0 | 0 | 0 | 0 | 0 | 0 | 0 | 0 | 0 | 0 | 0 | 0 | 0.071175 | 0 | 0 | 0 | 0 | 0 | 0 | 0 | 0 | 0 | 2.5433
59775_G_ADAMS | NENGREST | Massachusetts | 25 | Worcester | 27 | 59775 | ADAMS | Adams Farm Solar | 0 | 2013 | 9999 | Solar PV | [5 empty] | Non-Fossil | G | 2025 | Solar |  | 0 | 0 | 0 | 0 | 0 | 0 | 0 | 0 | 0 | 0 | 0 | 0 | 0 | 0 | 0 | 0 | 0.65784 | 1.3678 | 2.0896 | 4.1152 | 0 | 0 | 0 | 0 | 0 | 0 | 0 | 0 | 0 | 0 | 0 | 0 | 0 | 0 | 0 | 0 | 0 | 0 | 0 | 0 | 0.082124 | 0 | 0 | 0 | 0 | 0 | 0 | 0 | 0 | 0 | 2.9345
59774_G_ENG6 | MIS_INKY | Indiana | 18 | White | 181 | 59774 | ENG6 | BioTown Ag | 11414 | 2014 | 9999 | Non-Fossil Waste | [5 empty] | Non-Fossil | G | 2025 | Non-Fossil |  | 0.016247 | 0.024636 | 0.033428 | 0.074311 | 0 | 0 | 0 | 0 | 0 | 0 | 0 | 0 | 0 | 0 | 0 | 0 | 1.4234 | 2.1584 | 2.9287 | 6.5105 | 0 | 0 | 0 | 0 | 0 | 0 | 0 | 0 | 0 | 0 | 0 | 0 | 0 | 0 | 0 | 0 | 0 | 0 | 0 | 0 | 0.23469 | 0.0093079 | 0.014114 | 0.019151 | 0.042573 | 0 | 0 | 0 | 0 | 0 | 1
59774_G_ENG5 | MIS_INKY | Indiana | 18 | White | 181 | 59774 | ENG5 | BioTown Ag | 11414 | 2014 | 9999 | Non-Fossil Waste | [5 empty] | Non-Fossil | G | 2025 | Non-Fossil |  | 0.016247 | 0.024636 | 0.033428 | 0.074311 | 0 | 0 | 0 | 0 | 0 | 0 | 0 | 0 | 0 | 0 | 0 | 0 | 1.4234 | 2.1584 | 2.9287 | 6.5105 | 0 | 0 | 0 | 0 | 0 | 0 | 0 | 0 | 0 | 0 | 0 | 0 | 0 | 0 | 0 | 0 | 0 | 0 | 0 | 0 | 0.23469 | 0.0093079 | 0.014114 | 0.019151 | 0.042573 | 0 | 0 | 0 | 0 | 0 | 1
59774_G_ENG4 | MIS_INKY | Indiana | 18 | White | 181 | 59774 | ENG4 | BioTown Ag | 11414 | 2014 | 9999 | Non-Fossil Waste | [5 empty] | Non-Fossil | G | 2025 | Non-Fossil |  | 0.016247 | 0.024636 | 0.033428 | 0.074311 | 0 | 0 | 0 | 0 | 0 | 0 | 0 | 0 | 0 | 0 | 0 | 0 | 1.4234 | 2.1584 | 2.9287 | 6.5105 | 0 | 0 | 0 | 0 | 0 | 0 | 0 | 0 | 0 | 0 | 0 | 0 | 0 | 0 | 0 | 0 | 0 | 0 | 0 | 0 | 0.23469 | 0.0093079 | 0.014114 | 0.019151 | 0.042573 | 0 | 0 | 0 | 0 | 0 | 1
59774_G_ENG3 | MIS_INKY | Indiana | 18 | White | 181 | 59774 | ENG3 | BioTown Ag | 11414 | 2011 | 9999 | Non-Fossil Waste | [5 empty] | Non-Fossil | G | 2025 | Non-Fossil |  | 0.016247 | 0.024636 | 0.033428 | 0.074311 | 0 | 0 | 0 | 0 | 0 | 0 | 0 | 0 | 0 | 0 | 0 | 0 | 1.4234 | 2.1584 | 2.9287 | 6.5105 | 0 | 0 | 0 | 0 | 0 | 0 | 0 | 0 | 0 | 0 | 0 | 0 | 0 | 0 | 0 | 0 | 0 | 0 | 0 | 0 | 0.23469 | 0.0093079 | 0.014114 | 0.019151 | 0.042573 | 0 | 0 | 0 | 0 | 0 | 1
59774_G_ENG2 | MIS_INKY | Indiana | 18 | White | 181 | 59774 | ENG2 | BioTown Ag | 11414 | 2011 | 9999 | Non-Fossil Waste | [5 empty] | Non-Fossil | G | 2025 | Non-Fossil |  | 0.016247 | 0.024636 | 0.033428 | 0.074311 | 0 | 0 | 0 | 0 | 0 | 0 | 0 | 0 | 0 | 0 | 0 | 0 | 1.4234 | 2.1584 | 2.9287 | 6.5105 | 0 | 0 | 0 | 0 | 0 | 0 | 0 | 0 | 0 | 0 | 0 | 0 | 0 | 0 | 0 | 0 | 0 | 0 | 0 | 0 | 0.23469 | 0.0093079 | 0.014114 | 0.019151 | 0.042573 | 0 | 0 | 0 | 0 | 0 | 1
59774_G_ENG1 | MIS_INKY | Indiana | 18 | White | 181 | 59774 | ENG1 | BioTown Ag | 11414 | 2011 | 9999 | Non-Fossil Waste | [5 empty] | Non-Fossil | G | 2025 | Non-Fossil |  | 0.016247 | 0.024636 | 0.033428 | 0.074311 | 0 | 0 | 0 | 0 | 0 | 0 | 0 | 0 | 0 | 0 | 0 | 0 | 1.4234 | 2.1584 | 2.9287 | 6.5105 | 0 | 0 | 0 | 0 | 0 | 0 | 0 | 0 | 0 | 0 | 0 | 0 | 0 | 0 | 0 | 0 | 0 | 0 | 0 | 0 | 0.23469 | 0.0093079 | 0.014114 | 0.019151 | 0.042573 | 0 | 0 | 0 | 0 | 0 | 1
59773_G_SGT1 | PJM_ATSI | Ohio | 39 | Carroll | 19 | 59773 | SGT1 | Carroll County Energy | 6250 | 2017 | 9999 | Combined Cycle |  |  | SCR |  |  | Fossil | G | 2025 | NaturalGas |  | 3.1572 | 4.2797 | 5.9076 | 13.3445 | 0 | 0 | 0 | 0 | 0 | 0 | 0 | 0 | 0 | 0 | 0 | 0 | 505.1461 | 684.7535 | 945.2138 | 2135.1133 | 184.8203 | 250.5342 | 345.8301 | 781.1846 | 2.2102e-07 | 2.9961e-07 | 4.135e-07 | 9.3413e-07 | 0.019527 | 0.02647 | 0.036538 | 0.082536 | 0 | 0 | 0 | 0 | 0 | 0 | 0 | 0 | 8.7968 | 1.0723 | 1.4536 | 2.0065 | 4.5324 | 10.0614 | 12.6116 | 18.5311 | 41.2041 | 0 | 288 | SCR
59773_G_CGT2 | PJM_ATSI | Ohio | 39 | Carroll | 19 | 59773 | CGT2 | Carroll County Energy | 6250 | 2017 | 9999 | Combined Cycle |  |  | SCR |  |  | Fossil | G | 2025 | NaturalGas |  | 2.1629 | 2.9319 | 4.0471 | 9.1419 | 0 | 0 | 0 | 0 | 0 | 0 | 0 | 0 | 0 | 0 | 0 | 0 | 346.0601 | 469.1037 | 647.5371 | 1462.7009 | 126.6147 | 171.6333 | 236.9176 | 535.1657 | 1.5141e-07 | 2.0525e-07 | 2.8328e-07 | 6.3994e-07 | 0.013377 | 0.018134 | 0.025031 | 0.056543 | 0 | 0 | 0 | 0 | 0 | 0 | 0 | 0 | 6.0264 | 0.73462 | 0.99581 | 1.3746 | 3.105 | 6.8927 | 8.6398 | 12.6951 | 28.2277 | 0 | 197.3 | SCR
59773_G_CGT1 | PJM_ATSI | Ohio | 39 | Carroll | 19 | 59773 | CGT1 | Carroll County Energy | 6250 | 2017 | 9999 | Combined Cycle |  |  | SCR |  |  | Fossil | G | 2025 | NaturalGas |  | 2.1629 | 2.9319 | 4.0471 | 9.1419 | 0 | 0 | 0 | 0 | 0 | 0 | 0 | 0 | 0 | 0 | 0 | 0 | 346.0601 | 469.1037 | 647.5371 | 1462.7009 | 126.6147 | 171.6333 | 236.9176 | 535.1657 | 1.5141e-07 | 2.0525e-07 | 2.8328e-07 | 6.3994e-07 | 0.013377 | 0.018134 | 0.025031 | 0.056543 | 0 | 0 | 0 | 0 | 0 | 0 | 0 | 0 | 6.0264 | 0.73462 | 0.99581 | 1.3746 | 3.105 | 6.8927 | 8.6398 | 12.6951 | 28.2277 | 0 | 197.3 | SCR
59772_G_1 | SPP_N | Missouri | 29 | Jackson | 95 | 59772 | 1 | KCP&L SmartGrid Innovation Park | 0 | 2012 | 9999 | Energy Storage | [5 empty] | Non-Fossil | G | 2025 | EnerStor |  | 0 | 0 | 0 | 0 | 0 | 0 | 0 | 0 | 0 | 0 | 0 | 0 | 0 | 0 | 0 | 0 | 0.1611 | 0.083749 | 0.63 | 0.87485 | 0 | 0 | 0 | 0 | 0 | 0 | 0 | 0 | 0 | 0 | 0 | 0 | 0 | 0 | 0 | 0 | 0 | 0 | 0 | 0 | 0 | 0 | 0 | 0 | 0 | 0 | 0 | 0 | 0 | 0 | 1
59771_G_JSP01 | MIS_WUMS | Wisconsin | 55 | Jefferson | 55 | 59771 | JSP01 | Jefferson Solar Park | 0 | 2013 | 9999 | Solar PV | [5 empty] | Non-Fossil | G | 2025 | Solar |  | 0 | 0 | 0 | 0 | 0 | 0 | 0 | 0 | 0 | 0 | 0 | 0 | 0 | 0 | 0 | 0 | 0.20467 | 0.43457 | 0.66626 | 1.3055 | 0 | 0 | 0 | 0 | 0 | 0 | 0 | 0 | 0 | 0 | 0 | 0 | 0 | 0 | 0 | 0 | 0 | 0 | 0 | 0 | 0.027985 | 0 | 0 | 0 | 0 | 0 | 0 | 0 | 0 | 0 | 1
59770_G_SPEND | PJM_West | Indiana | 18 | Madison | 95 | 59770 | SPEND | IMPA Pendleton Solar Park | 0 | 2015 | 9999 | Solar PV | [5 empty] | Non-Fossil | G | 2025 | Solar |  | 0 | 0 | 0 | 0 | 0 | 0 | 0 | 0 | 0 | 0 | 0 | 0 | 0 | 0 | 0 | 0 | 0.49616 | 0.97519 | 1.4807 | 2.952 | 0 | 0 | 0 | 0 | 0 | 0 | 0 | 0 | 0 | 0 | 0 | 0 | 0 | 0 | 0 | 0 | 0 | 0 | 0 | 0 | 0.055971 | 0 | 0 | 0 | 0 | 0 | 0 | 0 | 0 | 0 | 2
59769_G_1 | FRCC | Florida | 12 | Hillsborough | 57 | 59769 | 1 | TIA Solar | 0 | 2015 | 9999 | Solar PV | [5 empty] | Non-Fossil | G | 2025 | Solar |  | 0 | 0 | 0 | 0 | 0 | 0 | 0 | 0 | 0 | 0 | 0 | 0 | 0 | 0 | 0 | 0 | 0.50833 | 0.91657 | 1.3052 | 2.7301 | 0 | 0 | 0 | 0 | 0 | 0 | 0 | 0 | 0 | 0 | 0 | 0 | 0 | 0 | 0 | 0 | 0 | 0 | 0 | 0 | 0.044777 | 0 | 0 | 0 | 0 | 0 | 0 | 0 | 0 | 0 | 1.6
59768_G_CMLP | NENGREST | Massachusetts | 25 | Middlesex | 17 | 59768 | CMLP | Concord Solar Farm | 0 | 2014 | 9999 | Solar PV | [5 empty] | Non-Fossil | G | 2025 | Solar |  | 0 | 0 | 0 | 0 | 0 | 0 | 0 | 0 | 0 | 0 | 0 | 0 | 0 | 0 | 0 | 0 | 0.32892 | 0.68389 | 1.0448 | 2.0576 | 0 | 0 | 0 | 0 | 0 | 0 | 0 | 0 | 0 | 0 | 0 | 0 | 0 | 0 | 0 | 0 | 0 | 0 | 0 | 0 | 0.041062 | 0 | 0 | 0 | 0 | 0 | 0 | 0 | 0 | 0 | 1.4673
59767_G_CHSTR | NENGREST | Massachusetts | 25 | Hampden | 13 | 59767 | CHSTR | Chester Solar Farm | 0 | 2014 | 9999 | Solar PV | [5 empty] | Non-Fossil | G | 2025 | Solar |  | 0 | 0 | 0 | 0 | 0 | 0 | 0 | 0 | 0 | 0 | 0 | 0 | 0 | 0 | 0 | 0 | 1.0525 | 2.1884 | 3.3434 | 6.5844 | 0 | 0 | 0 | 0 | 0 | 0 | 0 | 0 | 0 | 0 | 0 | 0 | 0 | 0 | 0 | 0 | 0 | 0 | 0 | 0 | 0.1314 | 0 | 0 | 0 | 0 | 0 | 0 | 0 | 0 | 0 | 4.6953
59766_G_BII | NENGREST | Massachusetts | 25 | Worcester | 27 | 59766 | BII | Barre II Solar Project | 0 | 2014 | 9999 | Solar PV | [5 empty] | Non-Fossil | G | 2025 | Solar |  | 0 | 0 | 0 | 0 | 0 | 0 | 0 | 0 | 0 | 0 | 0 | 0 | 0 | 0 | 0 | 0 | 0.32892 | 0.68389 | 1.0448 | 2.0576 | 0 | 0 | 0 | 0 | 0 | 0 | 0 | 0 | 0 | 0 | 0 | 0 | 0 | 0 | 0 | 0 | 0 | 0 | 0 | 0 | 0.041062 | 0 | 0 | 0 | 0 | 0 | 0 | 0 | 0 | 0 | 1.4673
59765_G_BI | NENGREST | Massachusetts | 25 | Worcester | 27 | 59765 | BI | Stetson Road Solar - Barre I | 0 | 2014 | 9999 | Solar PV | [5 empty] | Non-Fossil | G | 2025 | Solar |  | 0 | 0 | 0 | 0 | 0 | 0 | 0 | 0 | 0 | 0 | 0 | 0 | 0 | 0 | 0 | 0 | 0.43856 | 0.91185 | 1.3931 | 2.7435 | 0 | 0 | 0 | 0 | 0 | 0 | 0 | 0 | 0 | 0 | 0 | 0 | 0 | 0 | 0 | 0 | 0 | 0 | 0 | 0 | 0.05475 | 0 | 0 | 0 | 0 | 0 | 0 | 0 | 0 | 0 | 1.9564
59764_G_STG10 | PJM_ATSI | Ohio | 39 | Lucas | 95 | 59764 | STG10 | Oregon Clean Energy Center | 6250 | 2017 | 9999 | Combined Cycle |  |  | SCR |  |  | Fossil | G | 2025 | NaturalGas |  | 3.668 | 4.9722 | 6.8635 | 15.5037 | 0 | 0 | 0 | 0 | 0 | 0 | 0 | 0 | 0 | 0 | 0 | 0 | 586.8815 | 795.5505 | 1098.1546 | 2480.5865 | 214.7253 | 291.072 | 401.7873 | 907.5846 | 2.5678e-07 | 3.4808e-07 | 4.8045e-07 | 1.0853e-06 | 0.014324 | 0.019416 | 0.026802 | 0.060542 | 0 | 0 | 0 | 0 | 0 | 0 | 0 | 0 | 10.2202 | 1.2458 | 1.6888 | 2.3312 | 5.2658 | 11.6893 | 14.6522 | 21.5296 | 47.8711 | 0 | 334.6 | SCR
59764_G_EDG13 | PJM_ATSI | Ohio | 39 | Lucas | 95 | 59764 | EDG13 | Oregon Clean Energy Center | 12194 | 2017 | 9999 | Combustion Turbine | [5 empty] | Fossil | G | 2025 | NaturalGas |  | 0.0011248 | 0 | 0.0030882 | 0.0042131 | 0 | 0 | 0 | 0 | 0 | 0 | 0 | 0 | 0 | 0 | 0 | 0 | 0.092244 | 0 | 0.25325 | 0.3455 | 0.065847 | 0 | 0.18078 | 0.24663 | 7.878e-11 | 0 | 2.1637e-10 | 2.9515e-10 | 0.00044587 | 0 | 0.001224 | 0.0016698 | 0 | 0 | 0 | 0 | 0 | 0 | 0 | 0 | 0.02805 | 0.0013261 | 0 | 0.0034733 | 0.0047994 | 0.0035846 | 0 | 0.0096871 | 0.013272 | 0 | 1.5
59764_G_CTG12 | PJM_ATSI | Ohio | 39 | Lucas | 95 | 59764 | CTG12 | Oregon Clean Energy Center | 6250 | 2017 | 9999 | Combined Cycle |  |  | SCR |  |  | Fossil | G | 2025 | NaturalGas |  | 2.8118 | 3.8116 | 5.2614 | 11.8849 | 0 | 0 | 0 | 0 | 0 | 0 | 0 | 0 | 0 | 0 | 0 | 0 | 449.8957 | 609.8586 | 841.831 | 1901.5853 | 164.6056 | 223.132 | 308.0049 | 695.7425 | 1.9685e-07 | 2.6683e-07 | 3.683e-07 | 8.3198e-07 | 0.01098 | 0.014884 | 0.020546 | 0.046411 | 0 | 0 | 0 | 0 | 0 | 0 | 0 | 0 | 7.8347 | 0.95504 | 1.2946 | 1.787 | 4.0367 | 8.9609 | 11.2322 | 16.5043 | 36.6974 | 0 | 256.5 | SCR
59764_G_CTG11 | PJM_ATSI | Ohio | 39 | Lucas | 95 | 59764 | CTG11 | Oregon Clean Energy Center | 6250 | 2017 | 9999 | Combined Cycle |  |  | SCR |  |  | Fossil | G | 2025 | NaturalGas |  | 2.8118 | 3.8116 | 5.2614 | 11.8849 | 0 | 0 | 0 | 0 | 0 | 0 | 0 | 0 | 0 | 0 | 0 | 0 | 449.8957 | 609.8586 | 841.831 | 1901.5853 | 164.6056 | 223.132 | 308.0049 | 695.7425 | 1.9685e-07 | 2.6683e-07 | 3.683e-07 | 8.3198e-07 | 0.01098 | 0.014884 | 0.020546 | 0.046411 | 0 | 0 | 0 | 0 | 0 | 0 | 0 | 0 | 7.8347 | 0.95504 | 1.2946 | 1.787 | 4.0367 | 8.9609 | 11.2322 | 16.5043 | 36.6974 | 0 | 256.5 | SCR
59763_G_GEN02 | S_VACA | North Carolina | 37 | Robeson | 155 | 59763 | GEN02 | Robeson County LFG to Energy | 18000 | 2015 | 9999 | Landfill Gas | [5 empty] | Non-Fossil | G | 2025 | LF Gas |  | 0.03027 | 0.034009 | 0.053415 | 0.11769 | 0 | 0 | 0 | 0 | 0 | 0 | 0 | 0 | 0 | 0 | 0 | 0 | 1.6817 | 1.8894 | 2.9675 | 6.5385 | 1.7444 | 1.9599 | 3.0783 | 6.7826 | 0 | 0 | 0 | 0 | 0.0036448 | 0.0040949 | 0.0064317 | 0.014171 | 0 | 0 | 0 | 0 | 0 | 0 | 0 | 0 | 0.23469 | 0.010997 | 0.012355 | 0.019405 | 0.042756 | 0 | 0 | 0 | 0 | 0 | 1
59763_G_GEN01 | S_VACA | North Carolina | 37 | Robeson | 155 | 59763 | GEN01 | Robeson County LFG to Energy | 14242 | 2012 | 9999 | Landfill Gas | [5 empty] | Non-Fossil | G | 2025 | LF Gas |  | 0.02395 | 0.026908 | 0.042263 | 0.093122 | 0 | 0 | 0 | 0 | 0 | 0 | 0 | 0 | 0 | 0 | 0 | 0 | 1.6817 | 1.8894 | 2.9675 | 6.5385 | 1.3802 | 1.5507 | 2.4356 | 5.3665 | 0 | 0 | 0 | 0 | 0.0028838 | 0.00324 | 0.0050889 | 0.011213 | 0 | 0 | 0 | 0 | 0 | 0 | 0 | 0 | 0.23469 | 0.010997 | 0.012355 | 0.019405 | 0.042756 | 0 | 0 | 0 | 0 | 0 | 1
59762_G_BRDWY | S_VACA | North Carolina | 37 | Columbus | 47 | 59762 | BRDWY | Broadway Solar Center, LLC | 0 | 2014 | 9999 | Solar PV | [5 empty] | Non-Fossil | G | 2025 | Solar |  | 0 | 0 | 0 | 0 | 0 | 0 | 0 | 0 | 0 | 0 | 0 | 0 | 0 | 0 | 0 | 0 | 1.4856 | 2.6351 | 4.3945 | 8.5152 | 0 | 0 | 0 | 0 | 0 | 0 | 0 | 0 | 0 | 0 | 0 | 0 | 0 | 0 | 0 | 0 | 0 | 0 | 0 | 0 | 0.13705 | 0 | 0 | 0 | 0 | 0 | 0 | 0 | 0 | 0 | 4.897
59761_G_VSLYK | S_VACA | North Carolina | 37 | Wilson | 195 | 59761 | VSLYK | Van Slyke Solar Center, LLC | 0 | 2014 | 9999 | Solar PV | [5 empty] | Non-Fossil | G | 2025 | Solar |  | 0 | 0 | 0 | 0 | 0 | 0 | 0 | 0 | 0 | 0 | 0 | 0 | 0 | 0 | 0 | 0 | 1.4856 | 2.6351 | 4.3945 | 8.5152 | 0 | 0 | 0 | 0 | 0 | 0 | 0 | 0 | 0 | 0 | 0 | 0 | 0 | 0 | 0 | 0 | 0 | 0 | 0 | 0 | 0.13705 | 0 | 0 | 0 | 0 | 0 | 0 | 0 | 0 | 0 | 4.897
59760_G_RHILL | S_VACA | North Carolina | 37 | Warren | 185 | 59760 | RHILL | Red Hill Solar Center, LLC | 0 | 2014 | 9999 | Solar PV | [5 empty] | Non-Fossil | G | 2025 | Solar |  | 0 | 0 | 0 | 0 | 0 | 0 | 0 | 0 | 0 | 0 | 0 | 0 | 0 | 0 | 0 | 0 | 1.4856 | 2.6351 | 4.3945 | 8.5152 | 0 | 0 | 0 | 0 | 0 | 0 | 0 | 0 | 0 | 0 | 0 | 0 | 0 | 0 | 0 | 0 | 0 | 0 | 0 | 0 | 0.13705 | 0 | 0 | 0 | 0 | 0 | 0 | 0 | 0 | 0 | 4.897
59759_G_SOLAR | PJM_PENE | Pennsylvania | 42 | Somerset | 111 | 59759 | SOLAR | Glades Pike Generation Plant | 14242 | 2011 | 9999 | Landfill Gas | [5 empty] | Non-Fossil | G | 2025 | LF Gas |  | 0.035923 | 0.048879 | 0.062373 | 0.14717 | 0 | 0 | 0 | 0 | 0 | 0 | 0 | 0 | 0 | 0 | 0 | 0 | 2.5223 | 3.432 | 4.3795 | 10.3338 | 2.0702 | 2.8169 | 3.5945 | 8.4815 | 0 | 0 | 0 | 0 | 0.0011253 | 0.0015311 | 0.0019538 | 0.0046102 | 0 | 0 | 0 | 0 | 0 | 0 | 0 | 0 | 0.35204 | 0.016494 | 0.022442 | 0.028638 | 0.067574 | 0 | 0 | 0 | 0 | 0 | 1.5
59759_G_CAT2 | PJM_PENE | Pennsylvania | 42 | Somerset | 111 | 59759 | CAT2 | Glades Pike Generation Plant | 14242 | 2011 | 9999 | Landfill Gas | [5 empty] | Non-Fossil | G | 2025 | LF Gas |  | 0.033528 | 0.04562 | 0.058214 | 0.13736 | 0 | 0 | 0 | 0 | 0 | 0 | 0 | 0 | 0 | 0 | 0 | 0 | 2.3541 | 3.2032 | 4.0875 | 9.6449 | 1.9322 | 2.6291 | 3.3548 | 7.9161 | 0 | 0 | 0 | 0 | 0.0010503 | 0.0014291 | 0.0018236 | 0.0043029 | 0 | 0 | 0 | 0 | 0 | 0 | 0 | 0 | 0.32857 | 0.015394 | 0.020946 | 0.026729 | 0.063069 | 0 | 0 | 0 | 0 | 0 | 1.4
59759_G_CAT1 | PJM_PENE | Pennsylvania | 42 | Somerset | 111 | 59759 | CAT1 | Glades Pike Generation Plant | 14242 | 2011 | 9999 | Landfill Gas | [5 empty] | Non-Fossil | G | 2025 | LF Gas |  | 0.033528 | 0.04562 | 0.058214 | 0.13736 | 0 | 0 | 0 | 0 | 0 | 0 | 0 | 0 | 0 | 0 | 0 | 0 | 2.3541 | 3.2032 | 4.0875 | 9.6449 | 1.9322 | 2.6291 | 3.3548 | 7.9161 | 0 | 0 | 0 | 0 | 0.0010503 | 0.0014291 | 0.0018236 | 0.0043029 | 0 | 0 | 0 | 0 | 0 | 0 | 0 | 0 | 0.32857 | 0.015394 | 0.020946 | 0.026729 | 0.063069 | 0 | 0 | 0 | 0 | 0 | 1.4
59755_G_PVS1 | NENGREST | Vermont | 50 | Windsor | 27 | 59755 | PVS1 | Chester Power Partners | 0 | 2014 | 9999 | Solar PV | [5 empty] | Non-Fossil | G | 2025 | Solar |  | 0 | 0 | 0 | 0 | 0 | 0 | 0 | 0 | 0 | 0 | 0 | 0 | 0 | 0 | 0 | 0 | 0.52316 | 1.0674 | 1.6189 | 3.2095 | 0 | 0 | 0 | 0 | 0 | 0 | 0 | 0 | 0 | 0 | 0 | 0 | 0 | 0 | 0 | 0 | 0 | 0 | 0 | 0 | 0.061568 | 0 | 0 | 0 | 0 | 0 | 0 | 0 | 0 | 0 | 2.2
59754_G_1 | FRCC | Florida | 12 | Polk | 105 | 59754 | 1 | Lakeland Electric Co. (FL) - Aiport II | 0 | 2012 | 9999 | Solar PV | [5 empty] | Non-Fossil | G | 2025 | Solar |  | 0 | 0 | 0 | 0 | 0 | 0 | 0 | 0 | 0 | 0 | 0 | 0 | 0 | 0 | 0 | 0 | 1.112 | 2.005 | 2.855 | 5.972 | 0 | 0 | 0 | 0 | 0 | 0 | 0 | 0 | 0 | 0 | 0 | 0 | 0 | 0 | 0 | 0 | 0 | 0 | 0 | 0 | 0.097949 | 0 | 0 | 0 | 0 | 0 | 0 | 0 | 0 | 0 | 3.5
59752_G_1 | NENGREST | Massachusetts | 25 | Worcester | 27 | 59752 | 1 | BlueWave Capital - Grafton (SREC II) | 0 | 2015 | 9999 | Solar PV | [5 empty] | Non-Fossil | G | 2025 | Solar |  | 0 | 0 | 0 | 0 | 0 | 0 | 0 | 0 | 0 | 0 | 0 | 0 | 0 | 0 | 0 | 0 | 0.28506 | 0.5927 | 0.90551 | 1.7833 | 0 | 0 | 0 | 0 | 0 | 0 | 0 | 0 | 0 | 0 | 0 | 0 | 0 | 0 | 0 | 0 | 0 | 0 | 0 | 0 | 0.035587 | 0 | 0 | 0 | 0 | 0 | 0 | 0 | 0 | 0 | 1.2716
59751_G_WILZG | PJM_EMAC | New Jersey | 34 | Bergen | 3 | 59751 | WILZG | Wilzig Associates, LLC | 0 | 2013 | 9999 | Solar PV | [5 empty] | Non-Fossil | G | 2025 | Solar |  | 0 | 0 | 0 | 0 | 0 | 0 | 0 | 0 | 0 | 0 | 0 | 0 | 0 | 0 | 0 | 0 | 0.25393 | 0.54818 | 0.87103 | 1.6731 | 0 | 0 | 0 | 0 | 0 | 0 | 0 | 0 | 0 | 0 | 0 | 0 | 0 | 0 | 0 | 0 | 0 | 0 | 0 | 0 | 0.042163 | 0 | 0 | 0 | 0 | 0 | 0 | 0 | 0 | 0 | 1.1689
59750_G_1 | NENGREST | Massachusetts | 25 | Middlesex | 17 | 59750 | 1 | Bourne (MA) - Holliston I | 0 | 2014 | 9999 | Solar PV | [5 empty] | Non-Fossil | G | 2025 | Solar |  | 0 | 0 | 0 | 0 | 0 | 0 | 0 | 0 | 0 | 0 | 0 | 0 | 0 | 0 | 0 | 0 | 0.52627 | 1.0942 | 1.6717 | 3.2922 | 0 | 0 | 0 | 0 | 0 | 0 | 0 | 0 | 0 | 0 | 0 | 0 | 0 | 0 | 0 | 0 | 0 | 0 | 0 | 0 | 0.0657 | 0 | 0 | 0 | 0 | 0 | 0 | 0 | 0 | 0 | 2.3476
59749_G_1 | PJM_EMAC | Maryland | 24 | Somerset | 39 | 59749 | 1 | UMES (MD) - Princess Anne | 0 | 2011 | 9999 | Solar PV | [5 empty] | Non-Fossil | G | 2025 | Solar |  | 0 | 0 | 0 | 0 | 0 | 0 | 0 | 0 | 0 | 0 | 0 | 0 | 0 | 0 | 0 | 0 | 0.50309 | 1.0688 | 1.8974 | 3.4693 | 0 | 0 | 0 | 0 | 0 | 0 | 0 | 0 | 0 | 0 | 0 | 0 | 0 | 0 | 0 | 0 | 0 | 0 | 0 | 0 | 0.058769 | 0 | 0 | 0 | 0 | 0 | 0 | 0 | 0 | 0 | 2.1
59748_G_1 | WEC_CALN | California | 6 | Fresno | 19 | 59748 | 1 | CDCR (CA) - Pleasant Valley State Prison | 0 | 2014 | 9999 | Solar PV | [5 empty] | Non-Fossil | G | 2025 | Solar |  | 0 | 0 | 0 | 0 | 0 | 0 | 0 | 0 | 0 | 0 | 0 | 0 | 0 | 0 | 0 | 0 | 0.82541 | 1.6431 | 2.6939 | 5.1625 | 0 | 0 | 0 | 0 | 0 | 0 | 0 | 0 | 0 | 0 | 0 | 0 | 0 | 0 | 0 | 0 | 0 | 0 | 0 | 0 | 0.070381 | 0 | 0 | 0 | 0 | 0 | 0 | 0 | 0 | 0 | 2.1979
59747_G_1 | WECC_SNV | Nevada | 32 | Clark | 3 | 59747 | 1 | River Mountains Solar | 0 | 2016 | 9999 | Solar PV | [5 empty] | Non-Fossil | G | 2025 | Solar |  | 0 | 0 | 0 | 0 | 0 | 0 | 0 | 0 | 0 | 0 | 0 | 0 | 0 | 0 | 0 | 0 | 6.2038 | 11.2039 | 16.427 | 33.8347 | 0 | 0 | 0 | 0 | 0 | 0 | 0 | 0 | 0 | 0 | 0 | 0 | 0 | 0 | 0 | 0 | 0 | 0 | 0 | 0 | 0.45834 | 0 | 0 | 0 | 0 | 0 | 0 | 0 | 0 | 0 | 14.4
59746_G_1 | WEC_CALN | California | 6 | Fresno | 19 | 59746 | 1 | DSH (CA) - Coalinga State Hospital | 0 | 2014 | 9999 | Solar PV | [5 empty] | Non-Fossil | G | 2025 | Solar |  | 0 | 0 | 0 | 0 | 0 | 0 | 0 | 0 | 0 | 0 | 0 | 0 | 0 | 0 | 0 | 0 | 1.3132 | 2.614 | 4.2858 | 8.213 | 0 | 0 | 0 | 0 | 0 | 0 | 0 | 0 | 0 | 0 | 0 | 0 | 0 | 0 | 0 | 0 | 0 | 0 | 0 | 0 | 0.11197 | 0 | 0 | 0 | 0 | 0 | 0 | 0 | 0 | 0 | 3.4967
59745_G_1 | NENGREST | Massachusetts | 25 | Middlesex | 17 | 59745 | 1 | Leominster (MA)-South Street-R&D | 0 | 2013 | 9999 | Solar PV | [5 empty] | Non-Fossil | G | 2025 | Solar |  | 0 | 0 | 0 | 0 | 0 | 0 | 0 | 0 | 0 | 0 | 0 | 0 | 0 | 0 | 0 | 0 | 0.57012 | 1.1854 | 1.811 | 3.5665 | 0 | 0 | 0 | 0 | 0 | 0 | 0 | 0 | 0 | 0 | 0 | 0 | 0 | 0 | 0 | 0 | 0 | 0 | 0 | 0 | 0.071175 | 0 | 0 | 0 | 0 | 0 | 0 | 0 | 0 | 0 | 2.5433
59744_G_1 | FRCC | Florida | 12 | Polk | 105 | 59744 | 1 | Lakeland Electric Co. (FL)-Airport 1 | 0 | 2011 | 9999 | Solar PV | [5 empty] | Non-Fossil | G | 2025 | Solar |  | 0 | 0 | 0 | 0 | 0 | 0 | 0 | 0 | 0 | 0 | 0 | 0 | 0 | 0 | 0 | 0 | 0.85781 | 1.5467 | 2.2025 | 4.607 | 0 | 0 | 0 | 0 | 0 | 0 | 0 | 0 | 0 | 0 | 0 | 0 | 0 | 0 | 0 | 0 | 0 | 0 | 0 | 0 | 0.075561 | 0 | 0 | 0 | 0 | 0 | 0 | 0 | 0 | 0 | 2.7
59743_G_1 | PJM_SMAC | Maryland | 24 | Howard | 27 | 59743 | 1 | Chimes West Friendship (Nixon Farms) | 0 | 2014 | 9999 | Solar PV | [5 empty] | Non-Fossil | G | 2025 | Solar |  | 0 | 0 | 0 | 0 | 0 | 0 | 0 | 0 | 0 | 0 | 0 | 0 | 0 | 0 | 0 | 0 | 0.27271 | 0.56273 | 0.94587 | 1.7813 | 0 | 0 | 0 | 0 | 0 | 0 | 0 | 0 | 0 | 0 | 0 | 0 | 0 | 0 | 0 | 0 | 0 | 0 | 0 | 0 | 0.033583 | 0 | 0 | 0 | 0 | 0 | 0 | 0 | 0 | 0 | 1.2
59742_G_HCE | WECC_CO | Colorado | 8 | Garfield | 45 | 59742 | HCE | Sunnyside Ranch Community Solar Array | 0 | 2015 | 9999 | Solar PV | [5 empty] | Non-Fossil | G | 2025 | Solar |  | 0 | 0 | 0 | 0 | 0 | 0 | 0 | 0 | 0 | 0 | 0 | 0 | 0 | 0 | 0 | 0 | 0.51898 | 0.9729 | 1.5045 | 2.9963 | 0 | 0 | 0 | 0 | 0 | 0 | 0 | 0 | 0 | 0 | 0 | 0 | 0 | 0 | 0 | 0 | 0 | 0 | 0 | 0 | 0.04737 | 0 | 0 | 0 | 0 | 0 | 0 | 0 | 0 | 0 | 1.5
59741_G_BARTN | NENGREST | Vermont | 50 | Orleans | 19 | 59741 | BARTN | Barton Solar Farm | 0 | 2014 | 9999 | Solar PV | [5 empty] | Non-Fossil | G | 2025 | Solar |  | 0 | 0 | 0 | 0 | 0 | 0 | 0 | 0 | 0 | 0 | 0 | 0 | 0 | 0 | 0 | 0 | 0.45182 | 0.92187 | 1.3981 | 2.7718 | 0 | 0 | 0 | 0 | 0 | 0 | 0 | 0 | 0 | 0 | 0 | 0 | 0 | 0 | 0 | 0 | 0 | 0 | 0 | 0 | 0.053172 | 0 | 0 | 0 | 0 | 0 | 0 | 0 | 0 | 0 | 1.9
59740_G_SPVMW | WECC_SCE | California | 6 | Kern | 29 | 59740 | SPVMW | SEPV Mojave West | 0 | 2016 | 9999 | Solar PV | [5 empty] | Non-Fossil | G | 2025 | Solar |  | 0 | 0 | 0 | 0 | 0 | 0 | 0 | 0 | 0 | 0 | 0 | 0 | 0 | 0 | 0 | 0 | 8.4151 | 15.6123 | 24.1983 | 48.2257 | 0 | 0 | 0 | 0 | 0 | 0 | 0 | 0 | 0 | 0 | 0 | 0 | 0 | 0 | 0 | 0 | 0 | 0 | 0 | 0 | 0.72255 | 0 | 0 | 0 | 0 | 0 | 0 | 0 | 0 | 0 | 20
59739_G_LWADB | WEC_LADW | California | 6 | Los Angeles | 37 | 59739 | LWADB | Lancaster WAD B | 0 | 2017 | 9999 | Solar PV | [5 empty] | Non-Fossil | G | 2025 | Solar |  | 0 | 0 | 0 | 0 | 0 | 0 | 0 | 0 | 0 | 0 | 0 | 0 | 0 | 0 | 0 | 0 | 2.0172 | 3.9238 | 5.8676 | 11.8086 | 0 | 0 | 0 | 0 | 0 | 0 | 0 | 0 | 0 | 0 | 0 | 0 | 0 | 0 | 0 | 0 | 0 | 0 | 0 | 0 | 0.20009 | 0 | 0 | 0 | 0 | 0 | 0 | 0 | 0 | 0 | 4.9221
59738_G_CSB | WEC_CALN | California | 6 | Fresno | 19 | 59738 | CSB | Citizen B | 0 | 2015 | 9999 | Solar PV | [5 empty] | Non-Fossil | G | 2025 | Solar |  | 0 | 0 | 0 | 0 | 0 | 0 | 0 | 0 | 0 | 0 | 0 | 0 | 0 | 0 | 0 | 0 | 1.8759 | 3.7343 | 6.1226 | 11.7329 | 0 | 0 | 0 | 0 | 0 | 0 | 0 | 0 | 0 | 0 | 0 | 0 | 0 | 0 | 0 | 0 | 0 | 0 | 0 | 0 | 0.15996 | 0 | 0 | 0 | 0 | 0 | 0 | 0 | 0 | 0 | 4.9952
59737_G_ASPRG | WEC_CALN | California | 6 | Fresno | 19 | 59737 | ASPRG | Aspiration G | 0 | 2017 | 9999 | Solar PV | [5 empty] | Non-Fossil | G | 2025 | Solar |  | 0 | 0 | 0 | 0 | 0 | 0 | 0 | 0 | 0 | 0 | 0 | 0 | 0 | 0 | 0 | 0 | 3.3767 | 6.7218 | 11.0207 | 21.1191 | 0 | 0 | 0 | 0 | 0 | 0 | 0 | 0 | 0 | 0 | 0 | 0 | 0 | 0 | 0 | 0 | 0 | 0 | 0 | 0 | 0.28792 | 0 | 0 | 0 | 0 | 0 | 0 | 0 | 0 | 0 | 8.9914
59736_G_7772 | SPP_NEBR | Nebraska | 31 | Cherry | 31 | 59736 | 7772 | Valentine Wind, LLC | 0 | 2014 | 9999 | Onshore Wind | [5 empty] | Non-Fossil | G | 2025 | Wind |  | 0 | 0 | 0 | 0 | 0 | 0 | 0 | 0 | 0 | 0 | 0 | 0 | 0 | 0 | 0 | 0 | 1.8666 | 2.568 | 2.345 | 6.7795 | 0 | 0 | 0 | 0 | 0 | 0 | 0 | 0 | 0 | 0 | 0 | 0 | 0 | 0 | 0 | 0 | 0 | 0 | 0 | 0 | 0.050421 | 0 | 0 | 0 | 0 | 0 | 0 | 0 | 0 | 0 | 1.7894
59735_G_KCC01 | MIS_IA | Iowa | 19 | Linn | 113 | 59735 | KCC01 | Kirkwood Wind Turbine | 0 | 2012 | 9999 | Onshore Wind | [5 empty] | Non-Fossil | G | 2025 | Wind |  | 0 | 0 | 0 | 0 | 0 | 0 | 0 | 0 | 0 | 0 | 0 | 0 | 0 | 0 | 0 | 0 | 0.60454 | 0.84731 | 0.67621 | 2.1281 | 0 | 0 | 0 | 0 | 0 | 0 | 0 | 0 | 0 | 0 | 0 | 0 | 0 | 0 | 0 | 0 | 0 | 0 | 0 | 0 | 0.019691 | 0 | 0 | 0 | 0 | 0 | 0 | 0 | 0 | 0 | 0.69882
59734_G_BFW | ERC_PHDL | Texas | 48 | Briscoe | 45 | 59734 | BFW | Briscoe Wind Farm | 0 | 2015 | 9999 | Onshore Wind | [5 empty] | Non-Fossil | G | 2025 | Wind |  | 0 | 0 | 0 | 0 | 0 | 0 | 0 | 0 | 0 | 0 | 0 | 0 | 0 | 0 | 0 | 0 | 146.3943 | 202.5567 | 220.1179 | 569.069 | 0 | 0 | 0 | 0 | 0 | 0 | 0 | 0 | 0 | 0 | 0 | 0 | 0 | 0 | 0 | 0 | 0 | 0 | 0 | 0 | 4.5983 | 0 | 0 | 0 | 0 | 0 | 0 | 0 | 0 | 0 | 150
59733_G_GPII | ERC_WEST | Texas | 48 | Knox | 275 | 59733 | GPII | Green Pastures Wind II | 0 | 2015 | 9999 | Onshore Wind | [5 empty] | Non-Fossil | G | 2025 | Wind |  | 0 | 0 | 0 | 0 | 0 | 0 | 0 | 0 | 0 | 0 | 0 | 0 | 0 | 0 | 0 | 0 | 105.2352 | 154.7517 | 157.0894 | 417.0763 | 0 | 0 | 0 | 0 | 0 | 0 | 0 | 0 | 0 | 0 | 0 | 0 | 0 | 0 | 0 | 0 | 0 | 0 | 0 | 0 | 4.2265 | 0 | 0 | 0 | 0 | 0 | 0 | 0 | 0 | 0 | 150
59732_G_GPI | ERC_WEST | Texas | 48 | Baylor | 23 | 59732 | GPI | Green Pastures Wind I | 0 | 2015 | 9999 | Onshore Wind | [5 empty] | Non-Fossil | G | 2025 | Wind |  | 0 | 0 | 0 | 0 | 0 | 0 | 0 | 0 | 0 | 0 | 0 | 0 | 0 | 0 | 0 | 0 | 105.2352 | 154.7517 | 157.0894 | 417.0763 | 0 | 0 | 0 | 0 | 0 | 0 | 0 | 0 | 0 | 0 | 0 | 0 | 0 | 0 | 0 | 0 | 0 | 0 | 0 | 0 | 4.2265 | 0 | 0 | 0 | 0 | 0 | 0 | 0 | 0 | 0 | 150
59731_G_TEMPL | NENGREST | Massachusetts | 25 | Worcester | 27 | 59731 | TEMPL | Templeton | 0 | 2014 | 9999 | Solar PV | [5 empty] | Non-Fossil | G | 2025 | Solar |  | 0 | 0 | 0 | 0 | 0 | 0 | 0 | 0 | 0 | 0 | 0 | 0 | 0 | 0 | 0 | 0 | 0.65784 | 1.3678 | 2.0896 | 4.1152 | 0 | 0 | 0 | 0 | 0 | 0 | 0 | 0 | 0 | 0 | 0 | 0 | 0 | 0 | 0 | 0 | 0 | 0 | 0 | 0 | 0.082124 | 0 | 0 | 0 | 0 | 0 | 0 | 0 | 0 | 0 | 2.9345
59730_G_SPV18 | WEC_LADW | California | 6 | Los Angeles | 37 | 59730 | SPV18 | SEPV 18 | 0 | 2016 | 9999 | Solar PV | [5 empty] | Non-Fossil | G | 2025 | Solar |  | 0 | 0 | 0 | 0 | 0 | 0 | 0 | 0 | 0 | 0 | 0 | 0 | 0 | 0 | 0 | 0 | 0.8069 | 1.5695 | 2.347 | 4.7234 | 0 | 0 | 0 | 0 | 0 | 0 | 0 | 0 | 0 | 0 | 0 | 0 | 0 | 0 | 0 | 0 | 0 | 0 | 0 | 0 | 0.080034 | 0 | 0 | 0 | 0 | 0 | 0 | 0 | 0 | 0 | 1.9688
59729_G_MSF1 | SPP_N | Missouri | 29 | Macon | 121 | 59729 | MSF1 | Macon Solar Power Project | 0 | 2015 | 9999 | Solar PV | [5 empty] | Non-Fossil | G | 2025 | Solar |  | 0 | 0 | 0 | 0 | 0 | 0 | 0 | 0 | 0 | 0 | 0 | 0 | 0 | 0 | 0 | 0 | 0.83139 | 1.6341 | 2.4811 | 4.9465 | 0 | 0 | 0 | 0 | 0 | 0 | 0 | 0 | 0 | 0 | 0 | 0 | 0 | 0 | 0 | 0 | 0 | 0 | 0 | 0 | 0.078359 | 0 | 0 | 0 | 0 | 0 | 0 | 0 | 0 | 0 | 2.8
59728_G_GEN1 | S_VACA | South Carolina | 45 | Orangeburg | 75 | 59728 | GEN1 | Substation 20 Plant | 25000 | 2014 | 9999 | Combustion Turbine | [5 empty] | Fossil | G | 2025 | Oil |  | 0 | 0 | 0 | 0 | 0 | 0 | 0 | 0 | 0 | 0 | 0 | 0 | 0 | 0 | 0 | 0 | 0 | 0 | 0 | 0 | 0 | 0 | 0 | 0 | 0 | 0 | 0 | 0 | 0 | 0 | 0 | 0 | 0 | 0 | 0 | 0 | 0 | 0 | 0 | 0 | 0.0374 | 0 | 0 | 0 | 0 | 0 | 0 | 0 | 0 | 0 | 2
59727_G_GEN1 | S_VACA | South Carolina | 45 | Orangeburg | 75 | 59727 | GEN1 | Bull Street Plant | 19307 | 2005 | 9999 | Combustion Turbine | [5 empty] | Fossil | G | 2025 | Oil |  | 0 | 0 | 0 | 0 | 0 | 0 | 0 | 0 | 0 | 0 | 0 | 0 | 0 | 0 | 0 | 0 | 0 | 0 | 0 | 0 | 0 | 0 | 0 | 0 | 0 | 0 | 0 | 0 | 0 | 0 | 0 | 0 | 0 | 0 | 0 | 0 | 0 | 0 | 0 | 0 | 0.0374 | 0 | 0 | 0 | 0 | 0 | 0 | 0 | 0 | 0 | 2
59726_G_9 | SPP_N | Kansas | 20 | Montgomery | 125 | 59726 | 9 | CML&P Generating Facility No. 2 | 11118 | 2017 | 9999 | Combustion Turbine | [5 empty] | Fossil | G | 2025 | NaturalGas |  | 0.0009401 | 0.00056406 | 0.1055 | 0.107 | 0 | 0 | 0 | 0 | 0 | 0 | 0 | 0 | 0 | 0 | 0 | 0 | 0.084557 | 0.050734 | 9.4889 | 9.6242 | 0.055034 | 0.03302 | 6.1759 | 6.2639 | 6.5833e-11 | 3.95e-11 | 7.3882e-09 | 7.4935e-09 | 0.00058069 | 0.00034841 | 0.065165 | 0.066094 | 0 | 0 | 0 | 0 | 0 | 0 | 0 | 0 | 0.34969 | 0.0013274 | 0.00079645 | 0.097988 | 0.10011 | 0.0034754 | 0.0019611 | 0.37313 | 0.37857 | 0 | 18.7
59726_G_8 | SPP_N | Kansas | 20 | Montgomery | 125 | 59726 | 8 | CML&P Generating Facility No. 2 | 11118 | 2017 | 9999 | Combustion Turbine | [5 empty] | Fossil | G | 2025 | NaturalGas |  | 0.0009401 | 0.00056406 | 0.1055 | 0.107 | 0 | 0 | 0 | 0 | 0 | 0 | 0 | 0 | 0 | 0 | 0 | 0 | 0.084557 | 0.050734 | 9.4889 | 9.6242 | 0.055034 | 0.03302 | 6.1759 | 6.2639 | 6.5833e-11 | 3.95e-11 | 7.3882e-09 | 7.4935e-09 | 0.00058069 | 0.00034841 | 0.065165 | 0.066094 | 0 | 0 | 0 | 0 | 0 | 0 | 0 | 0 | 0.34969 | 0.0013274 | 0.00079645 | 0.097988 | 0.10011 | 0.0034754 | 0.0019611 | 0.37313 | 0.37857 | 0 | 18.7
59726_G_10 | SPP_N | Kansas | 20 | Montgomery | 125 | 59726 | 10 | CML&P Generating Facility No. 2 | 11118 | 2017 | 9999 | Combustion Turbine | [5 empty] | Fossil | G | 2025 | NaturalGas |  | 0.0009401 | 0.00056406 | 0.1055 | 0.107 | 0 | 0 | 0 | 0 | 0 | 0 | 0 | 0 | 0 | 0 | 0 | 0 | 0.084557 | 0.050734 | 9.4889 | 9.6242 | 0.055034 | 0.03302 | 6.1759 | 6.2639 | 6.5833e-11 | 3.95e-11 | 7.3882e-09 | 7.4935e-09 | 0.00058069 | 0.00034841 | 0.065165 | 0.066094 | 0 | 0 | 0 | 0 | 0 | 0 | 0 | 0 | 0.34969 | 0.0013274 | 0.00079645 | 0.097988 | 0.10011 | 0.0034754 | 0.0019611 | 0.37313 | 0.37857 | 0 | 18.7
59725_G_FHWTG | NENGREST | Massachusetts | 25 | Bristol | 5 | 59725 | FHWTG | Fairhaven Wind | 0 | 2012 | 9999 | Onshore Wind | [5 empty] | Non-Fossil | G | 2025 | Wind |  | 0 | 0 | 0 | 0 | 0 | 0 | 0 | 0 | 0 | 0 | 0 | 0 | 0 | 0 | 0 | 0 | 2.4789 | 3.2222 | 2.496 | 8.1971 | 0 | 0 | 0 | 0 | 0 | 0 | 0 | 0 | 0 | 0 | 0 | 0 | 0 | 0 | 0 | 0 | 0 | 0 | 0 | 0 | 0.1008 | 0 | 0 | 0 | 0 | 0 | 0 | 0 | 0 | 0 | 3
59724_G_SCIWT | NENGREST | Massachusetts | 25 | Plymouth | 23 | 59724 | SCIWT | Scituate Wind | 0 | 2012 | 9999 | Onshore Wind | [5 empty] | Non-Fossil | G | 2025 | Wind |  | 0 | 0 | 0 | 0 | 0 | 0 | 0 | 0 | 0 | 0 | 0 | 0 | 0 | 0 | 0 | 0 | 1.2394 | 1.6111 | 1.248 | 4.0986 | 0 | 0 | 0 | 0 | 0 | 0 | 0 | 0 | 0 | 0 | 0 | 0 | 0 | 0 | 0 | 0 | 0 | 0 | 0 | 0 | 0.050402 | 0 | 0 | 0 | 0 | 0 | 0 | 0 | 0 | 0 | 1.5
59723_G_SEV2 | WECC_IID | California | 6 | Imperial | 25 | 59723 | SEV2 | Seville 2 | 0 | 2015 | 9999 | Solar PV | [5 empty] | Non-Fossil | G | 2025 | Solar |  | 0 | 0 | 0 | 0 | 0 | 0 | 0 | 0 | 0 | 0 | 0 | 0 | 0 | 0 | 0 | 0 | 14.601 | 26.1638 | 39.5265 | 80.2913 | 0 | 0 | 0 | 0 | 0 | 0 | 0 | 0 | 0 | 0 | 0 | 0 | 0 | 0 | 0 | 0 | 0 | 0 | 0 | 0 | 0.83956 | 0 | 0 | 0 | 0 | 0 | 0 | 0 | 0 | 0 | 30
59722_G_SEV1 | WECC_IID | California | 6 | Imperial | 25 | 59722 | SEV1 | Seville 1 | 0 | 2015 | 9999 | Solar PV | [5 empty] | Non-Fossil | G | 2025 | Solar |  | 0 | 0 | 0 | 0 | 0 | 0 | 0 | 0 | 0 | 0 | 0 | 0 | 0 | 0 | 0 | 0 | 9.734 | 17.4425 | 26.351 | 53.5275 | 0 | 0 | 0 | 0 | 0 | 0 | 0 | 0 | 0 | 0 | 0 | 0 | 0 | 0 | 0 | 0 | 0 | 0 | 0 | 0 | 0.55971 | 0 | 0 | 0 | 0 | 0 | 0 | 0 | 0 | 0 | 20
59719_G_CS001 | NENGREST | Vermont | 50 | Chittenden | 7 | 59719 | CS001 | Charlotte Solar LLC VT | 0 | 2014 | 9999 | Solar PV | [5 empty] | Non-Fossil | G | 2025 | Solar |  | 0 | 0 | 0 | 0 | 0 | 0 | 0 | 0 | 0 | 0 | 0 | 0 | 0 | 0 | 0 | 0 | 0.4756 | 0.97039 | 1.4717 | 2.9177 | 0 | 0 | 0 | 0 | 0 | 0 | 0 | 0 | 0 | 0 | 0 | 0 | 0 | 0 | 0 | 0 | 0 | 0 | 0 | 0 | 0.055971 | 0 | 0 | 0 | 0 | 0 | 0 | 0 | 0 | 0 | 2
59717_G_WEST | NENGREST | Massachusetts | 25 | Middlesex | 17 | 59717 | WEST | Framingham State University Plant | 14397 | 2016 | 9999 | Combustion Turbine | [5 empty] | Fossil | G | 2025 | Oil |  | 0 | 0 | 0 | 0 | 0 | 0 | 0 | 0 | 0 | 0 | 0 | 0 | 0 | 0 | 0 | 0 | 0 | 0 | 0 | 0 | 0 | 0 | 0 | 0 | 0 | 0 | 0 | 0 | 0 | 0 | 0 | 0 | 0 | 0 | 0 | 0 | 0 | 0 | 0 | 0 | 0.00374 | 0 | 0 | 0 | 0 | 0 | 0 | 0 | 0 | 0 | 0.2
59717_G_TOW2 | NENGREST | Massachusetts | 25 | Middlesex | 17 | 59717 | TOW2 | Framingham State University Plant | 14397 | 2013 | 9999 | Combustion Turbine | [5 empty] | Fossil | G | 2025 | Oil |  | 0 | 0 | 0 | 0 | 0 | 0 | 0 | 0 | 0 | 0 | 0 | 0 | 0 | 0 | 0 | 0 | 0 | 0 | 0 | 0 | 0 | 0 | 0 | 0 | 0 | 0 | 0 | 0 | 0 | 0 | 0 | 0 | 0 | 0 | 0 | 0 | 0 | 0 | 0 | 0 | 0.00748 | 0 | 0 | 0 | 0 | 0 | 0 | 0 | 0 | 0 | 0.4
59717_G_TOW1 | NENGREST | Massachusetts | 25 | Middlesex | 17 | 59717 | TOW1 | Framingham State University Plant | 14397 | 2004 | 9999 | Combustion Turbine | [5 empty] | Fossil | G | 2025 | Oil |  | 0 | 0 | 0 | 0 | 0 | 0 | 0 | 0 | 0 | 0 | 0 | 0 | 0 | 0 | 0 | 0 | 0 | 0 | 0 | 0 | 0 | 0 | 0 | 0 | 0 | 0 | 0 | 0 | 0 | 0 | 0 | 0 | 0 | 0 | 0 | 0 | 0 | 0 | 0 | 0 | 0.00374 | 0 | 0 | 0 | 0 | 0 | 0 | 0 | 0 | 0 | 0.2
59717_G_PP | NENGREST | Massachusetts | 25 | Middlesex | 17 | 59717 | PP | Framingham State University Plant | 14397 | 2009 | 9999 | Combustion Turbine | [5 empty] | Fossil | G | 2025 | Oil |  | 0 | 0 | 0 | 0 | 0 | 0 | 0 | 0 | 0 | 0 | 0 | 0 | 0 | 0 | 0 | 0 | 0 | 0 | 0 | 0 | 0 | 0 | 0 | 0 | 0 | 0 | 0 | 0 | 0 | 0 | 0 | 0 | 0 | 0 | 0 | 0 | 0 | 0 | 0 | 0 | 0.00748 | 0 | 0 | 0 | 0 | 0 | 0 | 0 | 0 | 0 | 0.4
59717_G_OC | NENGREST | Massachusetts | 25 | Middlesex | 17 | 59717 | OC | Framingham State University Plant | 14397 | 2003 | 9999 | Combustion Turbine | [5 empty] | Fossil | G | 2025 | Oil |  | 0 | 0 | 0 | 0 | 0 | 0 | 0 | 0 | 0 | 0 | 0 | 0 | 0 | 0 | 0 | 0 | 0 | 0 | 0 | 0 | 0 | 0 | 0 | 0 | 0 | 0 | 0 | 0 | 0 | 0 | 0 | 0 | 0 | 0 | 0 | 0 | 0 | 0 | 0 | 0 | 0.00187 | 0 | 0 | 0 | 0 | 0 | 0 | 0 | 0 | 0 | 0.1
59717_G_NORTH | NENGREST | Massachusetts | 25 | Middlesex | 17 | 59717 | NORTH | Framingham State University Plant | 14397 | 2011 | 9999 | Combustion Turbine | [5 empty] | Fossil | G | 2025 | Oil |  | 0 | 0 | 0 | 0 | 0 | 0 | 0 | 0 | 0 | 0 | 0 | 0 | 0 | 0 | 0 | 0 | 0 | 0 | 0 | 0 | 0 | 0 | 0 | 0 | 0 | 0 | 0 | 0 | 0 | 0 | 0 | 0 | 0 | 0 | 0 | 0 | 0 | 0 | 0 | 0 | 0.00374 | 0 | 0 | 0 | 0 | 0 | 0 | 0 | 0 | 0 | 0.2
59717_G_MSC2 | NENGREST | Massachusetts | 25 | Middlesex | 17 | 59717 | MSC2 | Framingham State University Plant | 14397 | 2015 | 9999 | Combustion Turbine | [5 empty] | Fossil | G | 2025 | Oil |  | 0 | 0 | 0 | 0 | 0 | 0 | 0 | 0 | 0 | 0 | 0 | 0 | 0 | 0 | 0 | 0 | 0 | 0 | 0 | 0 | 0 | 0 | 0 | 0 | 0 | 0 | 0 | 0 | 0 | 0 | 0 | 0 | 0 | 0 | 0 | 0 | 0 | 0 | 0 | 0 | 0.00374 | 0 | 0 | 0 | 0 | 0 | 0 | 0 | 0 | 0 | 0.2
59717_G_LIB | NENGREST | Massachusetts | 25 | Middlesex | 17 | 59717 | LIB | Framingham State University Plant | 14397 | 2005 | 9999 | Combustion Turbine | [5 empty] | Fossil | G | 2025 | Oil |  | 0 | 0 | 0 | 0 | 0 | 0 | 0 | 0 | 0 | 0 | 0 | 0 | 0 | 0 | 0 | 0 | 0 | 0 | 0 | 0 | 0 | 0 | 0 | 0 | 0 | 0 | 0 | 0 | 0 | 0 | 0 | 0 | 0 | 0 | 0 | 0 | 0 | 0 | 0 | 0 | 0.00561 | 0 | 0 | 0 | 0 | 0 | 0 | 0 | 0 | 0 | 0.3
59717_G_HA | NENGREST | Massachusetts | 25 | Middlesex | 17 | 59717 | HA | Framingham State University Plant | 14397 | 2007 | 9999 | Combustion Turbine | [5 empty] | Fossil | G | 2025 | Oil |  | 0 | 0 | 0 | 0 | 0 | 0 | 0 | 0 | 0 | 0 | 0 | 0 | 0 | 0 | 0 | 0 | 0 | 0 | 0 | 0 | 0 | 0 | 0 | 0 | 0 | 0 | 0 | 0 | 0 | 0 | 0 | 0 | 0 | 0 | 0 | 0 | 0 | 0 | 0 | 0 | 0.00748 | 0 | 0 | 0 | 0 | 0 | 0 | 0 | 0 | 0 | 0.4
59717_G_CCPV | NENGREST | Massachusetts | 25 | Middlesex | 17 | 59717 | CCPV | Framingham State University Plant | 0 | 2011 | 9999 | Solar PV | [5 empty] | Non-Fossil | G | 2025 | Solar |  | 0 | 0 | 0 | 0 | 0 | 0 | 0 | 0 | 0 | 0 | 0 | 0 | 0 | 0 | 0 | 0 | 0.067251 | 0.13983 | 0.21362 | 0.4207 | 0 | 0 | 0 | 0 | 0 | 0 | 0 | 0 | 0 | 0 | 0 | 0 | 0 | 0 | 0 | 0 | 0 | 0 | 0 | 0 | 0.0083956 | 0 | 0 | 0 | 0 | 0 | 0 | 0 | 0 | 0 | 0.3
59717_G_ACPV | NENGREST | Massachusetts | 25 | Middlesex | 17 | 59717 | ACPV | Framingham State University Plant | 0 | 2011 | 9999 | Solar PV | [5 empty] | Non-Fossil | G | 2025 | Solar |  | 0 | 0 | 0 | 0 | 0 | 0 | 0 | 0 | 0 | 0 | 0 | 0 | 0 | 0 | 0 | 0 | 0.15692 | 0.32627 | 0.49846 | 0.98164 | 0 | 0 | 0 | 0 | 0 | 0 | 0 | 0 | 0 | 0 | 0 | 0 | 0 | 0 | 0 | 0 | 0 | 0 | 0 | 0 | 0.01959 | 0 | 0 | 0 | 0 | 0 | 0 | 0 | 0 | 0 | 0.7
59715_G_PV1 | PJM_EMAC | Delaware | 10 | New Castle | 3 | 59715 | PV1 | DD Hay Road Solar 23 LLC | 0 | 2015 | 9999 | Solar PV | [5 empty] | Non-Fossil | G | 2025 | Solar |  | 0 | 0 | 0 | 0 | 0 | 0 | 0 | 0 | 0 | 0 | 0 | 0 | 0 | 0 | 0 | 0 | 0.35455 | 0.65775 | 1.0383 | 2.0506 | 0 | 0 | 0 | 0 | 0 | 0 | 0 | 0 | 0 | 0 | 0 | 0 | 0 | 0 | 0 | 0 | 0 | 0 | 0 | 0 | 0.033583 | 0 | 0 | 0 | 0 | 0 | 0 | 0 | 0 | 0 | 1.2
59714_G_IK410 | MIS_MO | Missouri | 29 | St Louis City | 510 | 59714 | IK410 | IKEA St. Louis 410 | 0 | 2015 | 9999 | Solar PV | [5 empty] | Non-Fossil | G | 2025 | Solar |  | 0 | 0 | 0 | 0 | 0 | 0 | 0 | 0 | 0 | 0 | 0 | 0 | 0 | 0 | 0 | 0 | 0.25209 | 0.52515 | 0.80079 | 1.578 | 0 | 0 | 0 | 0 | 0 | 0 | 0 | 0 | 0 | 0 | 0 | 0 | 0 | 0 | 0 | 0 | 0 | 0 | 0 | 0 | 0.027985 | 0 | 0 | 0 | 0 | 0 | 0 | 0 | 0 | 0 | 1
59713_G_HDSC | SPP_NEBR | Nebraska | 31 | Lancaster | 109 | 59713 | HDSC | Holdrege Solar Center | 0 | 2016 | 9999 | Solar PV | [5 empty] | Non-Fossil | G | 2025 | Solar |  | 0 | 0 | 0 | 0 | 0 | 0 | 0 | 0 | 0 | 0 | 0 | 0 | 0 | 0 | 0 | 0 | 1.726 | 2.8861 | 4.4314 | 9.0435 | 0 | 0 | 0 | 0 | 0 | 0 | 0 | 0 | 0 | 0 | 0 | 0 | 0 | 0 | 0 | 0 | 0 | 0 | 0 | 0 | 0.11194 | 0 | 0 | 0 | 0 | 0 | 0 | 0 | 0 | 0 | 4
59712_G_SRWI | ERC_REST | Texas | 48 | Cameron | 61 | 59712 | SRWI | San Roman Wind I, LLC | 0 | 2017 | 9999 | Onshore Wind | [5 empty] | Non-Fossil | G | 2025 | Wind |  | 0 | 0 | 0 | 0 | 0 | 0 | 0 | 0 | 0 | 0 | 0 | 0 | 0 | 0 | 0 | 0 | 68.4392 | 98.5736 | 117.6123 | 284.6251 | 0 | 0 | 0 | 0 | 0 | 0 | 0 | 0 | 0 | 0 | 0 | 0 | 0 | 0 | 0 | 0 | 0 | 0 | 0 | 0 | 2.6853 | 0 | 0 | 0 | 0 | 0 | 0 | 0 | 0 | 0 | 95.3
59711_G_GEN1 | S_VACA | North Carolina | 37 | Johnston | 101 | 59711 | GEN1 | CII Methane Management IV, LLC | 13500 | 2014 | 9999 | Landfill Gas | [5 empty] | Non-Fossil | G | 2025 | LF Gas |  | 0.034054 | 0.03826 | 0.060092 | 0.13241 | 0 | 0 | 0 | 0 | 0 | 0 | 0 | 0 | 0 | 0 | 0 | 0 | 2.5225 | 2.834 | 4.4513 | 9.8078 | 1.9625 | 2.2049 | 3.463 | 7.6304 | 0 | 0 | 0 | 0 | 0.0041004 | 0.0046068 | 0.0072357 | 0.015943 | 0 | 0 | 0 | 0 | 0 | 0 | 0 | 0 | 0.35204 | 0.016495 | 0.018532 | 0.029107 | 0.064134 | 0 | 0 | 0 | 0 | 0 | 1.5
59710_G_GMC | S_C_TVA | Alabama | 1 | Dekalb | 49 | 59710 | GMC | Sand Valley Power Station | 13500 | 2013 | 9999 | Landfill Gas | [5 empty] | Non-Fossil | G | 2025 | LF Gas |  | 0.027846 | 0.040735 | 0.066482 | 0.13506 | 0 | 0 | 0 | 0 | 0 | 0 | 0 | 0 | 0 | 0 | 0 | 0 | 2.0627 | 3.0174 | 4.9246 | 10.0046 | 1.6047 | 2.3475 | 3.8313 | 7.7835 | 0 | 0 | 0 | 0 | 0.0033529 | 0.0049049 | 0.008005 | 0.016263 | 0 | 0 | 0 | 0 | 0 | 0 | 0 | 0 | 0.37551 | 0.013488 | 0.019731 | 0.032202 | 0.065421 | 0 | 0 | 0 | 0 | 0 | 1.6
59710_G_GMB | S_C_TVA | Alabama | 1 | Dekalb | 49 | 59710 | GMB | Sand Valley Power Station | 13500 | 2013 | 9999 | Landfill Gas | [5 empty] | Non-Fossil | G | 2025 | LF Gas |  | 0.027846 | 0.040735 | 0.066482 | 0.13506 | 0 | 0 | 0 | 0 | 0 | 0 | 0 | 0 | 0 | 0 | 0 | 0 | 2.0627 | 3.0174 | 4.9246 | 10.0046 | 1.6047 | 2.3475 | 3.8313 | 7.7835 | 0 | 0 | 0 | 0 | 0.0033529 | 0.0049049 | 0.008005 | 0.016263 | 0 | 0 | 0 | 0 | 0 | 0 | 0 | 0 | 0.37551 | 0.013488 | 0.019731 | 0.032202 | 0.065421 | 0 | 0 | 0 | 0 | 0 | 1.6
59710_G_GMA | S_C_TVA | Alabama | 1 | Dekalb | 49 | 59710 | GMA | Sand Valley Power Station | 13500 | 2013 | 9999 | Landfill Gas | [5 empty] | Non-Fossil | G | 2025 | LF Gas |  | 0.027846 | 0.040735 | 0.066482 | 0.13506 | 0 | 0 | 0 | 0 | 0 | 0 | 0 | 0 | 0 | 0 | 0 | 0 | 2.0627 | 3.0174 | 4.9246 | 10.0046 | 1.6047 | 2.3475 | 3.8313 | 7.7835 | 0 | 0 | 0 | 0 | 0.0033529 | 0.0049049 | 0.008005 | 0.016263 | 0 | 0 | 0 | 0 | 0 | 0 | 0 | 0 | 0.37551 | 0.013488 | 0.019731 | 0.032202 | 0.065421 | 0 | 0 | 0 | 0 | 0 | 1.6
59709_G_PV2 | MIS_MNWI | Minnesota | 27 | Hennepin | 53 | 59709 | PV2 | St. Paul Intl Airport Red & Blue Parking | 0 | 2017 | 9999 | Solar PV | [5 empty] | Non-Fossil | G | 2025 | Solar |  | 0 | 0 | 0 | 0 | 0 | 0 | 0 | 0 | 0 | 0 | 0 | 0 | 0 | 0 | 0 | 0 | 0.20846 | 0.44552 | 0.68359 | 1.3376 | 0 | 0 | 0 | 0 | 0 | 0 | 0 | 0 | 0 | 0 | 0 | 0 | 0 | 0 | 0 | 0 | 0 | 0 | 0 | 0 | 0.023723 | 0 | 0 | 0 | 0 | 0 | 0 | 0 | 0 | 0 | 0.84767
59709_G_PV1 | MIS_MNWI | Minnesota | 27 | Hennepin | 53 | 59709 | PV1 | St. Paul Intl Airport Red & Blue Parking | 0 | 2015 | 9999 | Solar PV | [5 empty] | Non-Fossil | G | 2025 | Solar |  | 0 | 0 | 0 | 0 | 0 | 0 | 0 | 0 | 0 | 0 | 0 | 0 | 0 | 0 | 0 | 0 | 0.53274 | 1.1386 | 1.747 | 3.4183 | 0 | 0 | 0 | 0 | 0 | 0 | 0 | 0 | 0 | 0 | 0 | 0 | 0 | 0 | 0 | 0 | 0 | 0 | 0 | 0 | 0.060624 | 0 | 0 | 0 | 0 | 0 | 0 | 0 | 0 | 0 | 2.1663
59708_G_5MWPV | S_VACA | North Carolina | 37 | Franklin | 69 | 59708 | 5MWPV | Franklinton Solar | 0 | 2017 | 9999 | Solar PV | [5 empty] | Non-Fossil | G | 2025 | Solar |  | 0 | 0 | 0 | 0 | 0 | 0 | 0 | 0 | 0 | 0 | 0 | 0 | 0 | 0 | 0 | 0 | 1.5159 | 2.6889 | 4.4842 | 8.689 | 0 | 0 | 0 | 0 | 0 | 0 | 0 | 0 | 0 | 0 | 0 | 0 | 0 | 0 | 0 | 0 | 0 | 0 | 0 | 0 | 0.13984 | 0 | 0 | 0 | 0 | 0 | 0 | 0 | 0 | 0 | 4.997
59706_G_NB005 | S_VACA | North Carolina | 37 | Granville | 77 | 59706 | NB005 | BRE | 0 | 2015 | 9999 | Solar PV | [5 empty] | Non-Fossil | G | 2025 | Solar |  | 0 | 0 | 0 | 0 | 0 | 0 | 0 | 0 | 0 | 0 | 0 | 0 | 0 | 0 | 0 | 0 | 1.4856 | 2.6351 | 4.3945 | 8.5152 | 0 | 0 | 0 | 0 | 0 | 0 | 0 | 0 | 0 | 0 | 0 | 0 | 0 | 0 | 0 | 0 | 0 | 0 | 0 | 0 | 0.13705 | 0 | 0 | 0 | 0 | 0 | 0 | 0 | 0 | 0 | 4.897
59705_G_SSUN2 | NY_Z_A | New York | 36 | Erie | 29 | 59705 | SSUN2 | Steel Sun | 0 | 2016 | 9999 | Solar PV | [5 empty] | Non-Fossil | G | 2025 | Solar |  | 0 | 0 | 0 | 0 | 0 | 0 | 0 | 0 | 0 | 0 | 0 | 0 | 0 | 0 | 0 | 0 | 0.25105 | 0.52258 | 0.8037 | 1.5773 | 0 | 0 | 0 | 0 | 0 | 0 | 0 | 0 | 0 | 0 | 0 | 0 | 0 | 0 | 0 | 0 | 0 | 0 | 0 | 0 | 0.027985 | 0 | 0 | 0 | 0 | 0 | 0 | 0 | 0 | 0 | 1
59704_G_JCBIO | WECC_PNW | Oregon | 41 | Lane | 39 | 59704 | JCBIO | JC-Biomethane, LLC | 11032 | 2011 | 9999 | Non-Fossil Waste | [5 empty] | Non-Fossil | G | 2025 | Non-Fossil |  | 0.024615 | 0.035504 | 0.044108 | 0.10423 | 0 | 0 | 0 | 0 | 0 | 0 | 0 | 0 | 0 | 0 | 0 | 0 | 2.2313 | 3.2183 | 3.9982 | 9.4477 | 0 | 0 | 0 | 0 | 0 | 0 | 0 | 0 | 0 | 0 | 0 | 0 | 0 | 0 | 0 | 0 | 0 | 0 | 0 | 0 | 0.37551 | 0.01459 | 0.021045 | 0.026144 | 0.06178 | 0 | 0 | 0 | 0 | 0 | 1.6
59703_G_1 | WEC_CALN | California | 6 | Marin | 41 | 59703 | 1 | Cottonwood Solar, LLC Cottonwood Carport | 0 | 2016 | 9999 | Solar PV | [5 empty] | Non-Fossil | G | 2025 | Solar |  | 0 | 0 | 0 | 0 | 0 | 0 | 0 | 0 | 0 | 0 | 0 | 0 | 0 | 0 | 0 | 0 | 0.37519 | 0.74686 | 1.2245 | 2.3466 | 0 | 0 | 0 | 0 | 0 | 0 | 0 | 0 | 0 | 0 | 0 | 0 | 0 | 0 | 0 | 0 | 0 | 0 | 0 | 0 | 0.031991 | 0 | 0 | 0 | 0 | 0 | 0 | 0 | 0 | 0 | 0.99904
59702_G_1 | WECC_UT | Utah | 49 | Millard | 27 | 59702 | 1 | Pavant Solar, LLC | 0 | 2015 | 9999 | Solar PV | [5 empty] | Non-Fossil | G | 2025 | Solar |  | 0 | 0 | 0 | 0 | 0 | 0 | 0 | 0 | 0 | 0 | 0 | 0 | 0 | 0 | 0 | 0 | 17.5152 | 36.7898 | 66.234 | 120.5391 | 0 | 0 | 0 | 0 | 0 | 0 | 0 | 0 | 0 | 0 | 0 | 0 | 0 | 0 | 0 | 0 | 0 | 0 | 0 | 0 | 1.3674 | 0 | 0 | 0 | 0 | 0 | 0 | 0 | 0 | 0 | 48.8618
597_G_WEST | PJM_EMAC | Delaware | 10 | New Castle | 3 | 597 | WEST | West Station (DE) | 25000 | 1964 | 9999 | Combustion Turbine |  |  |  | H2O |  | Fossil | G | 2025 | Oil |  | 0 | 0 | 0 | 0 | 0 | 0 | 0 | 0 | 0 | 0 | 0 | 0 | 0 | 0 | 0 | 0 | 0 | 0 | 0 | 0 | 0 | 0 | 0 | 0 | 0 | 0 | 0 | 0 | 0 | 0 | 0 | 0 | 0 | 0 | 0 | 0 | 0 | 0 | 0 | 0 | 0.2805 | 0 | 0 | 0 | 0 | 0 | 0 | 0 | 0 | 0 | 15
59695_G_MHPV1 | WECC_ID | Idaho | 16 | Elmore | 39 | 59695 | MHPV1 | Mt. Home Solar 1, LLC | 0 | 2017 | 9999 | Solar PV | [5 empty] | Non-Fossil | G | 2025 | Solar |  | 0 | 0 | 0 | 0 | 0 | 0 | 0 | 0 | 0 | 0 | 0 | 0 | 0 | 0 | 0 | 0 | 8.0412 | 15.2432 | 22.9902 | 46.2747 | 0 | 0 | 0 | 0 | 0 | 0 | 0 | 0 | 0 | 0 | 0 | 0 | 0 | 0 | 0 | 0 | 0 | 0 | 0 | 0 | 0.55971 | 0 | 0 | 0 | 0 | 0 | 0 | 0 | 0 | 0 | 20
59694_G_GEN1 | S_VACA | North Carolina | 37 | Duplin | 61 | 59694 | GEN1 | Aspen Solar, LLC | 0 | 2015 | 9999 | Solar PV | [5 empty] | Non-Fossil | G | 2025 | Solar |  | 0 | 0 | 0 | 0 | 0 | 0 | 0 | 0 | 0 | 0 | 0 | 0 | 0 | 0 | 0 | 0 | 1.4856 | 2.6351 | 4.3945 | 8.5152 | 0 | 0 | 0 | 0 | 0 | 0 | 0 | 0 | 0 | 0 | 0 | 0 | 0 | 0 | 0 | 0 | 0 | 0 | 0 | 0 | 0.13705 | 0 | 0 | 0 | 0 | 0 | 0 | 0 | 0 | 0 | 4.897
59691_G_GCSC3 | S_SOU | Florida | 12 | Escambia | 33 | 59691 | GCSC3 | Gulf Coast Solar Center III | 0 | 2017 | 9999 | Solar PV | [5 empty] | Non-Fossil | G | 2025 | Solar |  | 0 | 0 | 0 | 0 | 0 | 0 | 0 | 0 | 0 | 0 | 0 | 0 | 0 | 0 | 0 | 0 | 19.204 | 33.0445 | 49.6104 | 101.8589 | 0 | 0 | 0 | 0 | 0 | 0 | 0 | 0 | 0 | 0 | 0 | 0 | 0 | 0 | 0 | 0 | 0 | 0 | 0 | 0 | 1.3993 | 0 | 0 | 0 | 0 | 0 | 0 | 0 | 0 | 0 | 50
59690_G_GCSC2 | S_SOU | Florida | 12 | Santa Rosa | 113 | 59690 | GCSC2 | Gulf Coast Solar Center II | 0 | 2017 | 9999 | Solar PV | [5 empty] | Non-Fossil | G | 2025 | Solar |  | 0 | 0 | 0 | 0 | 0 | 0 | 0 | 0 | 0 | 0 | 0 | 0 | 0 | 0 | 0 | 0 | 15.3632 | 26.4356 | 39.6883 | 81.4871 | 0 | 0 | 0 | 0 | 0 | 0 | 0 | 0 | 0 | 0 | 0 | 0 | 0 | 0 | 0 | 0 | 0 | 0 | 0 | 0 | 1.1194 | 0 | 0 | 0 | 0 | 0 | 0 | 0 | 0 | 0 | 40
59689_G_GCSC1 | S_SOU | Florida | 12 | Okaloosa | 91 | 59689 | GCSC1 | Gulf Coast Solar Center I | 0 | 2017 | 9999 | Solar PV | [5 empty] | Non-Fossil | G | 2025 | Solar |  | 0 | 0 | 0 | 0 | 0 | 0 | 0 | 0 | 0 | 0 | 0 | 0 | 0 | 0 | 0 | 0 | 11.5224 | 19.8267 | 29.7663 | 61.1154 | 0 | 0 | 0 | 0 | 0 | 0 | 0 | 0 | 0 | 0 | 0 | 0 | 0 | 0 | 0 | 0 | 0 | 0 | 0 | 0 | 0.83956 | 0 | 0 | 0 | 0 | 0 | 0 | 0 | 0 | 0 | 30
59688_G_E9 | S_VACA | North Carolina | 37 | Wake | 183 | 59688 | E9 | Wake County LFG Facility | 13500 | 2013 | 9999 | Landfill Gas | [5 empty] | Non-Fossil | G | 2025 | LF Gas |  | 0.0068107 | 0.0076519 | 0.012018 | 0.026481 | 0 | 0 | 0 | 0 | 0 | 0 | 0 | 0 | 0 | 0 | 0 | 0 | 0.5045 | 0.56681 | 0.89025 | 1.9616 | 0.3925 | 0.44097 | 0.69261 | 1.5261 | 0 | 0 | 0 | 0 | 0.00082008 | 0.00092137 | 0.0014471 | 0.0031886 | 0 | 0 | 0 | 0 | 0 | 0 | 0 | 0 | 0.070408 | 0.003299 | 0.0037064 | 0.0058214 | 0.012827 | 0 | 0 | 0 | 0 | 0 | 0.3
59688_G_E8 | S_VACA | North Carolina | 37 | Wake | 183 | 59688 | E8 | Wake County LFG Facility | 13500 | 2013 | 9999 | Landfill Gas | [5 empty] | Non-Fossil | G | 2025 | LF Gas |  | 0.0068107 | 0.0076519 | 0.012018 | 0.026481 | 0 | 0 | 0 | 0 | 0 | 0 | 0 | 0 | 0 | 0 | 0 | 0 | 0.5045 | 0.56681 | 0.89025 | 1.9616 | 0.3925 | 0.44097 | 0.69261 | 1.5261 | 0 | 0 | 0 | 0 | 0.00082008 | 0.00092137 | 0.0014471 | 0.0031886 | 0 | 0 | 0 | 0 | 0 | 0 | 0 | 0 | 0.070408 | 0.003299 | 0.0037064 | 0.0058214 | 0.012827 | 0 | 0 | 0 | 0 | 0 | 0.3
59688_G_E7 | S_VACA | North Carolina | 37 | Wake | 183 | 59688 | E7 | Wake County LFG Facility | 13500 | 2013 | 9999 | Landfill Gas | [5 empty] | Non-Fossil | G | 2025 | LF Gas |  | 0.0068107 | 0.0076519 | 0.012018 | 0.026481 | 0 | 0 | 0 | 0 | 0 | 0 | 0 | 0 | 0 | 0 | 0 | 0 | 0.5045 | 0.56681 | 0.89025 | 1.9616 | 0.3925 | 0.44097 | 0.69261 | 1.5261 | 0 | 0 | 0 | 0 | 0.00082008 | 0.00092137 | 0.0014471 | 0.0031886 | 0 | 0 | 0 | 0 | 0 | 0 | 0 | 0 | 0.070408 | 0.003299 | 0.0037064 | 0.0058214 | 0.012827 | 0 | 0 | 0 | 0 | 0 | 0.3
59688_G_E6 | S_VACA | North Carolina | 37 | Wake | 183 | 59688 | E6 | Wake County LFG Facility | 13500 | 2013 | 9999 | Landfill Gas | [5 empty] | Non-Fossil | G | 2025 | LF Gas |  | 0.0068107 | 0.0076519 | 0.012018 | 0.026481 | 0 | 0 | 0 | 0 | 0 | 0 | 0 | 0 | 0 | 0 | 0 | 0 | 0.5045 | 0.56681 | 0.89025 | 1.9616 | 0.3925 | 0.44097 | 0.69261 | 1.5261 | 0 | 0 | 0 | 0 | 0.00082008 | 0.00092137 | 0.0014471 | 0.0031886 | 0 | 0 | 0 | 0 | 0 | 0 | 0 | 0 | 0.070408 | 0.003299 | 0.0037064 | 0.0058214 | 0.012827 | 0 | 0 | 0 | 0 | 0 | 0.3
59688_G_E5 | S_VACA | North Carolina | 37 | Wake | 183 | 59688 | E5 | Wake County LFG Facility | 13500 | 2013 | 9999 | Landfill Gas | [5 empty] | Non-Fossil | G | 2025 | LF Gas |  | 0.0068107 | 0.0076519 | 0.012018 | 0.026481 | 0 | 0 | 0 | 0 | 0 | 0 | 0 | 0 | 0 | 0 | 0 | 0 | 0.5045 | 0.56681 | 0.89025 | 1.9616 | 0.3925 | 0.44097 | 0.69261 | 1.5261 | 0 | 0 | 0 | 0 | 0.00082008 | 0.00092137 | 0.0014471 | 0.0031886 | 0 | 0 | 0 | 0 | 0 | 0 | 0 | 0 | 0.070408 | 0.003299 | 0.0037064 | 0.0058214 | 0.012827 | 0 | 0 | 0 | 0 | 0 | 0.3
59688_G_E4 | S_VACA | North Carolina | 37 | Wake | 183 | 59688 | E4 | Wake County LFG Facility | 13500 | 2013 | 9999 | Landfill Gas | [5 empty] | Non-Fossil | G | 2025 | LF Gas |  | 0.0068107 | 0.0076519 | 0.012018 | 0.026481 | 0 | 0 | 0 | 0 | 0 | 0 | 0 | 0 | 0 | 0 | 0 | 0 | 0.5045 | 0.56681 | 0.89025 | 1.9616 | 0.3925 | 0.44097 | 0.69261 | 1.5261 | 0 | 0 | 0 | 0 | 0.00082008 | 0.00092137 | 0.0014471 | 0.0031886 | 0 | 0 | 0 | 0 | 0 | 0 | 0 | 0 | 0.070408 | 0.003299 | 0.0037064 | 0.0058214 | 0.012827 | 0 | 0 | 0 | 0 | 0 | 0.3
59688_G_E3 | S_VACA | North Carolina | 37 | Wake | 183 | 59688 | E3 | Wake County LFG Facility | 13500 | 2013 | 9999 | Landfill Gas | [5 empty] | Non-Fossil | G | 2025 | LF Gas |  | 0.0068107 | 0.0076519 | 0.012018 | 0.026481 | 0 | 0 | 0 | 0 | 0 | 0 | 0 | 0 | 0 | 0 | 0 | 0 | 0.5045 | 0.56681 | 0.89025 | 1.9616 | 0.3925 | 0.44097 | 0.69261 | 1.5261 | 0 | 0 | 0 | 0 | 0.00082008 | 0.00092137 | 0.0014471 | 0.0031886 | 0 | 0 | 0 | 0 | 0 | 0 | 0 | 0 | 0.070408 | 0.003299 | 0.0037064 | 0.0058214 | 0.012827 | 0 | 0 | 0 | 0 | 0 | 0.3
59688_G_E24 | S_VACA | North Carolina | 37 | Wake | 183 | 59688 | E24 | Wake County LFG Facility | 13648 | 2015 | 9999 | Landfill Gas | [5 empty] | Non-Fossil | G | 2025 | LF Gas |  | 0.0068854 | 0.0077358 | 0.01215 | 0.026771 | 0 | 0 | 0 | 0 | 0 | 0 | 0 | 0 | 0 | 0 | 0 | 0 | 0.5045 | 0.56681 | 0.89025 | 1.9616 | 0.3968 | 0.44581 | 0.7002 | 1.5428 | 0 | 0 | 0 | 0 | 0.00082906 | 0.00093146 | 0.001463 | 0.0032235 | 0 | 0 | 0 | 0 | 0 | 0 | 0 | 0 | 0.070408 | 0.003299 | 0.0037064 | 0.0058214 | 0.012827 | 0 | 0 | 0 | 0 | 0 | 0.3
59688_G_E23 | S_VACA | North Carolina | 37 | Wake | 183 | 59688 | E23 | Wake County LFG Facility | 13648 | 2015 | 9999 | Landfill Gas | [5 empty] | Non-Fossil | G | 2025 | LF Gas |  | 0.0068854 | 0.0077358 | 0.01215 | 0.026771 | 0 | 0 | 0 | 0 | 0 | 0 | 0 | 0 | 0 | 0 | 0 | 0 | 0.5045 | 0.56681 | 0.89025 | 1.9616 | 0.3968 | 0.44581 | 0.7002 | 1.5428 | 0 | 0 | 0 | 0 | 0.00082906 | 0.00093146 | 0.001463 | 0.0032235 | 0 | 0 | 0 | 0 | 0 | 0 | 0 | 0 | 0.070408 | 0.003299 | 0.0037064 | 0.0058214 | 0.012827 | 0 | 0 | 0 | 0 | 0 | 0.3
59688_G_E22 | S_VACA | North Carolina | 37 | Wake | 183 | 59688 | E22 | Wake County LFG Facility | 13648 | 2015 | 9999 | Landfill Gas | [5 empty] | Non-Fossil | G | 2025 | LF Gas |  | 0.0068854 | 0.0077358 | 0.01215 | 0.026771 | 0 | 0 | 0 | 0 | 0 | 0 | 0 | 0 | 0 | 0 | 0 | 0 | 0.5045 | 0.56681 | 0.89025 | 1.9616 | 0.3968 | 0.44581 | 0.7002 | 1.5428 | 0 | 0 | 0 | 0 | 0.00082906 | 0.00093146 | 0.001463 | 0.0032235 | 0 | 0 | 0 | 0 | 0 | 0 | 0 | 0 | 0.070408 | 0.003299 | 0.0037064 | 0.0058214 | 0.012827 | 0 | 0 | 0 | 0 | 0 | 0.3
59688_G_E21 | S_VACA | North Carolina | 37 | Wake | 183 | 59688 | E21 | Wake County LFG Facility | 13648 | 2015 | 9999 | Landfill Gas | [5 empty] | Non-Fossil | G | 2025 | LF Gas |  | 0.0068854 | 0.0077358 | 0.01215 | 0.026771 | 0 | 0 | 0 | 0 | 0 | 0 | 0 | 0 | 0 | 0 | 0 | 0 | 0.5045 | 0.56681 | 0.89025 | 1.9616 | 0.3968 | 0.44581 | 0.7002 | 1.5428 | 0 | 0 | 0 | 0 | 0.00082906 | 0.00093146 | 0.001463 | 0.0032235 | 0 | 0 | 0 | 0 | 0 | 0 | 0 | 0 | 0.070408 | 0.003299 | 0.0037064 | 0.0058214 | 0.012827 | 0 | 0 | 0 | 0 | 0 | 0.3
59688_G_E20 | S_VACA | North Carolina | 37 | Wake | 183 | 59688 | E20 | Wake County LFG Facility | 13648 | 2015 | 9999 | Landfill Gas | [5 empty] | Non-Fossil | G | 2025 | LF Gas |  | 0.0068854 | 0.0077358 | 0.01215 | 0.026771 | 0 | 0 | 0 | 0 | 0 | 0 | 0 | 0 | 0 | 0 | 0 | 0 | 0.5045 | 0.56681 | 0.89025 | 1.9616 | 0.3968 | 0.44581 | 0.7002 | 1.5428 | 0 | 0 | 0 | 0 | 0.00082906 | 0.00093146 | 0.001463 | 0.0032235 | 0 | 0 | 0 | 0 | 0 | 0 | 0 | 0 | 0.070408 | 0.003299 | 0.0037064 | 0.0058214 | 0.012827 | 0 | 0 | 0 | 0 | 0 | 0.3
59688_G_E2 | S_VACA | North Carolina | 37 | Wake | 183 | 59688 | E2 | Wake County LFG Facility | 13500 | 2013 | 9999 | Landfill Gas | [5 empty] | Non-Fossil | G | 2025 | LF Gas |  | 0.0068107 | 0.0076519 | 0.012018 | 0.026481 | 0 | 0 | 0 | 0 | 0 | 0 | 0 | 0 | 0 | 0 | 0 | 0 | 0.5045 | 0.56681 | 0.89025 | 1.9616 | 0.3925 | 0.44097 | 0.69261 | 1.5261 | 0 | 0 | 0 | 0 | 0.00082008 | 0.00092137 | 0.0014471 | 0.0031886 | 0 | 0 | 0 | 0 | 0 | 0 | 0 | 0 | 0.070408 | 0.003299 | 0.0037064 | 0.0058214 | 0.012827 | 0 | 0 | 0 | 0 | 0 | 0.3
59688_G_E19 | S_VACA | North Carolina | 37 | Wake | 183 | 59688 | E19 | Wake County LFG Facility | 13648 | 2015 | 9999 | Landfill Gas | [5 empty] | Non-Fossil | G | 2025 | LF Gas |  | 0.0068854 | 0.0077358 | 0.01215 | 0.026771 | 0 | 0 | 0 | 0 | 0 | 0 | 0 | 0 | 0 | 0 | 0 | 0 | 0.5045 | 0.56681 | 0.89025 | 1.9616 | 0.3968 | 0.44581 | 0.7002 | 1.5428 | 0 | 0 | 0 | 0 | 0.00082906 | 0.00093146 | 0.001463 | 0.0032235 | 0 | 0 | 0 | 0 | 0 | 0 | 0 | 0 | 0.070408 | 0.003299 | 0.0037064 | 0.0058214 | 0.012827 | 0 | 0 | 0 | 0 | 0 | 0.3
59688_G_E18 | S_VACA | North Carolina | 37 | Wake | 183 | 59688 | E18 | Wake County LFG Facility | 13500 | 2013 | 9999 | Landfill Gas | [5 empty] | Non-Fossil | G | 2025 | LF Gas |  | 0.0068107 | 0.0076519 | 0.012018 | 0.026481 | 0 | 0 | 0 | 0 | 0 | 0 | 0 | 0 | 0 | 0 | 0 | 0 | 0.5045 | 0.56681 | 0.89025 | 1.9616 | 0.3925 | 0.44097 | 0.69261 | 1.5261 | 0 | 0 | 0 | 0 | 0.00082008 | 0.00092137 | 0.0014471 | 0.0031886 | 0 | 0 | 0 | 0 | 0 | 0 | 0 | 0 | 0.070408 | 0.003299 | 0.0037064 | 0.0058214 | 0.012827 | 0 | 0 | 0 | 0 | 0 | 0.3
59688_G_E17 | S_VACA | North Carolina | 37 | Wake | 183 | 59688 | E17 | Wake County LFG Facility | 13500 | 2013 | 9999 | Landfill Gas | [5 empty] | Non-Fossil | G | 2025 | LF Gas |  | 0.0068107 | 0.0076519 | 0.012018 | 0.026481 | 0 | 0 | 0 | 0 | 0 | 0 | 0 | 0 | 0 | 0 | 0 | 0 | 0.5045 | 0.56681 | 0.89025 | 1.9616 | 0.3925 | 0.44097 | 0.69261 | 1.5261 | 0 | 0 | 0 | 0 | 0.00082008 | 0.00092137 | 0.0014471 | 0.0031886 | 0 | 0 | 0 | 0 | 0 | 0 | 0 | 0 | 0.070408 | 0.003299 | 0.0037064 | 0.0058214 | 0.012827 | 0 | 0 | 0 | 0 | 0 | 0.3
59688_G_E16 | S_VACA | North Carolina | 37 | Wake | 183 | 59688 | E16 | Wake County LFG Facility | 13500 | 2013 | 9999 | Landfill Gas | [5 empty] | Non-Fossil | G | 2025 | LF Gas |  | 0.0068107 | 0.0076519 | 0.012018 | 0.026481 | 0 | 0 | 0 | 0 | 0 | 0 | 0 | 0 | 0 | 0 | 0 | 0 | 0.5045 | 0.56681 | 0.89025 | 1.9616 | 0.3925 | 0.44097 | 0.69261 | 1.5261 | 0 | 0 | 0 | 0 | 0.00082008 | 0.00092137 | 0.0014471 | 0.0031886 | 0 | 0 | 0 | 0 | 0 | 0 | 0 | 0 | 0.070408 | 0.003299 | 0.0037064 | 0.0058214 | 0.012827 | 0 | 0 | 0 | 0 | 0 | 0.3
59688_G_E15 | S_VACA | North Carolina | 37 | Wake | 183 | 59688 | E15 | Wake County LFG Facility | 13500 | 2013 | 9999 | Landfill Gas | [5 empty] | Non-Fossil | G | 2025 | LF Gas |  | 0.0068107 | 0.0076519 | 0.012018 | 0.026481 | 0 | 0 | 0 | 0 | 0 | 0 | 0 | 0 | 0 | 0 | 0 | 0 | 0.5045 | 0.56681 | 0.89025 | 1.9616 | 0.3925 | 0.44097 | 0.69261 | 1.5261 | 0 | 0 | 0 | 0 | 0.00082008 | 0.00092137 | 0.0014471 | 0.0031886 | 0 | 0 | 0 | 0 | 0 | 0 | 0 | 0 | 0.070408 | 0.003299 | 0.0037064 | 0.0058214 | 0.012827 | 0 | 0 | 0 | 0 | 0 | 0.3
59688_G_E14 | S_VACA | North Carolina | 37 | Wake | 183 | 59688 | E14 | Wake County LFG Facility | 13500 | 2013 | 9999 | Landfill Gas | [5 empty] | Non-Fossil | G | 2025 | LF Gas |  | 0.0068107 | 0.0076519 | 0.012018 | 0.026481 | 0 | 0 | 0 | 0 | 0 | 0 | 0 | 0 | 0 | 0 | 0 | 0 | 0.5045 | 0.56681 | 0.89025 | 1.9616 | 0.3925 | 0.44097 | 0.69261 | 1.5261 | 0 | 0 | 0 | 0 | 0.00082008 | 0.00092137 | 0.0014471 | 0.0031886 | 0 | 0 | 0 | 0 | 0 | 0 | 0 | 0 | 0.070408 | 0.003299 | 0.0037064 | 0.0058214 | 0.012827 | 0 | 0 | 0 | 0 | 0 | 0.3
59688_G_E13 | S_VACA | North Carolina | 37 | Wake | 183 | 59688 | E13 | Wake County LFG Facility | 13500 | 2013 | 9999 | Landfill Gas | [5 empty] | Non-Fossil | G | 2025 | LF Gas |  | 0.0068107 | 0.0076519 | 0.012018 | 0.026481 | 0 | 0 | 0 | 0 | 0 | 0 | 0 | 0 | 0 | 0 | 0 | 0 | 0.5045 | 0.56681 | 0.89025 | 1.9616 | 0.3925 | 0.44097 | 0.69261 | 1.5261 | 0 | 0 | 0 | 0 | 0.00082008 | 0.00092137 | 0.0014471 | 0.0031886 | 0 | 0 | 0 | 0 | 0 | 0 | 0 | 0 | 0.070408 | 0.003299 | 0.0037064 | 0.0058214 | 0.012827 | 0 | 0 | 0 | 0 | 0 | 0.3
59688_G_E12 | S_VACA | North Carolina | 37 | Wake | 183 | 59688 | E12 | Wake County LFG Facility | 13500 | 2013 | 9999 | Landfill Gas | [5 empty] | Non-Fossil | G | 2025 | LF Gas |  | 0.0068107 | 0.0076519 | 0.012018 | 0.026481 | 0 | 0 | 0 | 0 | 0 | 0 | 0 | 0 | 0 | 0 | 0 | 0 | 0.5045 | 0.56681 | 0.89025 | 1.9616 | 0.3925 | 0.44097 | 0.69261 | 1.5261 | 0 | 0 | 0 | 0 | 0.00082008 | 0.00092137 | 0.0014471 | 0.0031886 | 0 | 0 | 0 | 0 | 0 | 0 | 0 | 0 | 0.070408 | 0.003299 | 0.0037064 | 0.0058214 | 0.012827 | 0 | 0 | 0 | 0 | 0 | 0.3
59688_G_E11 | S_VACA | North Carolina | 37 | Wake | 183 | 59688 | E11 | Wake County LFG Facility | 13500 | 2013 | 9999 | Landfill Gas | [5 empty] | Non-Fossil | G | 2025 | LF Gas |  | 0.0068107 | 0.0076519 | 0.012018 | 0.026481 | 0 | 0 | 0 | 0 | 0 | 0 | 0 | 0 | 0 | 0 | 0 | 0 | 0.5045 | 0.56681 | 0.89025 | 1.9616 | 0.3925 | 0.44097 | 0.69261 | 1.5261 | 0 | 0 | 0 | 0 | 0.00082008 | 0.00092137 | 0.0014471 | 0.0031886 | 0 | 0 | 0 | 0 | 0 | 0 | 0 | 0 | 0.070408 | 0.003299 | 0.0037064 | 0.0058214 | 0.012827 | 0 | 0 | 0 | 0 | 0 | 0.3
59688_G_E10 | S_VACA | North Carolina | 37 | Wake | 183 | 59688 | E10 | Wake County LFG Facility | 13500 | 2013 | 9999 | Landfill Gas | [5 empty] | Non-Fossil | G | 2025 | LF Gas |  | 0.0068107 | 0.0076519 | 0.012018 | 0.026481 | 0 | 0 | 0 | 0 | 0 | 0 | 0 | 0 | 0 | 0 | 0 | 0 | 0.5045 | 0.56681 | 0.89025 | 1.9616 | 0.3925 | 0.44097 | 0.69261 | 1.5261 | 0 | 0 | 0 | 0 | 0.00082008 | 0.00092137 | 0.0014471 | 0.0031886 | 0 | 0 | 0 | 0 | 0 | 0 | 0 | 0 | 0.070408 | 0.003299 | 0.0037064 | 0.0058214 | 0.012827 | 0 | 0 | 0 | 0 | 0 | 0.3
59688_G_E1 | S_VACA | North Carolina | 37 | Wake | 183 | 59688 | E1 | Wake County LFG Facility | 13500 | 2013 | 9999 | Landfill Gas | [5 empty] | Non-Fossil | G | 2025 | LF Gas |  | 0.0068107 | 0.0076519 | 0.012018 | 0.026481 | 0 | 0 | 0 | 0 | 0 | 0 | 0 | 0 | 0 | 0 | 0 | 0 | 0.5045 | 0.56681 | 0.89025 | 1.9616 | 0.3925 | 0.44097 | 0.69261 | 1.5261 | 0 | 0 | 0 | 0 | 0.00082008 | 0.00092137 | 0.0014471 | 0.0031886 | 0 | 0 | 0 | 0 | 0 | 0 | 0 | 0 | 0.070408 | 0.003299 | 0.0037064 | 0.0058214 | 0.012827 | 0 | 0 | 0 | 0 | 0 | 0.3
59687_G_NDP1 | WEC_CALN | California | 6 | Merced | 47 | 59687 | NDP1 | Sun Harvest Solar NDP1 | 0 | 2015 | 9999 | Solar PV | [5 empty] | Non-Fossil | G | 2025 | Solar |  | 0 | 0 | 0 | 0 | 0 | 0 | 0 | 0 | 0 | 0 | 0 | 0 | 0 | 0 | 0 | 0 | 0.56278 | 1.1203 | 1.8368 | 3.5199 | 0 | 0 | 0 | 0 | 0 | 0 | 0 | 0 | 0 | 0 | 0 | 0 | 0 | 0 | 0 | 0 | 0 | 0 | 0 | 0 | 0.047987 | 0 | 0 | 0 | 0 | 0 | 0 | 0 | 0 | 0 | 1.4986
59686_G_LESF3 | FRCC | Florida | 12 | Sarasota | 115 | 59686 | LESF3 | Sarasota County LFGTE Facility | 13648 | 2015 | 9999 | Landfill Gas | [5 empty] | Non-Fossil | G | 2025 | LF Gas |  | 0.035512 | 0.046027 | 0.052699 | 0.13424 | 0 | 0 | 0 | 0 | 0 | 0 | 0 | 0 | 0 | 0 | 0 | 0 | 2.602 | 3.3724 | 3.8613 | 9.8357 | 2.0465 | 2.6525 | 3.037 | 7.736 | 0 | 0 | 0 | 0 | 0.0017756 | 0.0023014 | 0.002635 | 0.0067119 | 0 | 0 | 0 | 0 | 0 | 0 | 0 | 0 | 0.37551 | 0.017015 | 0.022053 | 0.025249 | 0.064317 | 0 | 0 | 0 | 0 | 0 | 1.6
59686_G_LESF2 | FRCC | Florida | 12 | Sarasota | 115 | 59686 | LESF2 | Sarasota County LFGTE Facility | 13648 | 2015 | 9999 | Landfill Gas | [5 empty] | Non-Fossil | G | 2025 | LF Gas |  | 0.035512 | 0.046027 | 0.052699 | 0.13424 | 0 | 0 | 0 | 0 | 0 | 0 | 0 | 0 | 0 | 0 | 0 | 0 | 2.602 | 3.3724 | 3.8613 | 9.8357 | 2.0465 | 2.6525 | 3.037 | 7.736 | 0 | 0 | 0 | 0 | 0.0017756 | 0.0023014 | 0.002635 | 0.0067119 | 0 | 0 | 0 | 0 | 0 | 0 | 0 | 0 | 0.37551 | 0.017015 | 0.022053 | 0.025249 | 0.064317 | 0 | 0 | 0 | 0 | 0 | 1.6
59686_G_LESF1 | FRCC | Florida | 12 | Sarasota | 115 | 59686 | LESF1 | Sarasota County LFGTE Facility | 13648 | 2015 | 9999 | Landfill Gas | [5 empty] | Non-Fossil | G | 2025 | LF Gas |  | 0.035512 | 0.046027 | 0.052699 | 0.13424 | 0 | 0 | 0 | 0 | 0 | 0 | 0 | 0 | 0 | 0 | 0 | 0 | 2.602 | 3.3724 | 3.8613 | 9.8357 | 2.0465 | 2.6525 | 3.037 | 7.736 | 0 | 0 | 0 | 0 | 0.0017756 | 0.0023014 | 0.002635 | 0.0067119 | 0 | 0 | 0 | 0 | 0 | 0 | 0 | 0 | 0.37551 | 0.017015 | 0.022053 | 0.025249 | 0.064317 | 0 | 0 | 0 | 0 | 0 | 1.6
59685_G_01 | PJM_Dom | Virginia | 51 | Fauquier | 61 | 59685 | 01 | Remington Solar Facility | 0 | 2017 | 9999 | Solar PV | [5 empty] | Non-Fossil | G | 2025 | Solar |  | 0 | 0 | 0 | 0 | 0 | 0 | 0 | 0 | 0 | 0 | 0 | 0 | 0 | 0 | 0 | 0 | 6.2069 | 10.7684 | 19.3658 | 36.3411 | 0 | 0 | 0 | 0 | 0 | 0 | 0 | 0 | 0 | 0 | 0 | 0 | 0 | 0 | 0 | 0 | 0 | 0 | 0 | 0 | 0.55971 | 0 | 0 | 0 | 0 | 0 | 0 | 0 | 0 | 0 | 20
59684_G_LWP01 | SPP_WAUE | North Dakota | 38 | Williams | 105 | 59684 | LWP01 | Lindahl Wind Project, LLC | 0 | 2017 | 9999 | Onshore Wind | [5 empty] | Non-Fossil | G | 2025 | Wind |  | 0 | 0 | 0 | 0 | 0 | 0 | 0 | 0 | 0 | 0 | 0 | 0 | 0 | 0 | 0 | 0 | 147.1988 | 214.7688 | 206.0144 | 567.982 | 0 | 0 | 0 | 0 | 0 | 0 | 0 | 0 | 0 | 0 | 0 | 0 | 0 | 0 | 0 | 0 | 0 | 0 | 0 | 0 | 5.9141 | 0 | 0 | 0 | 0 | 0 | 0 | 0 | 0 | 0 | 150
59683_G_12345 | PJM_ATSI | Ohio | 39 | Trumbull | 155 | 59683 | 12345 | GM Lordstown Assembly Solar Array | 0 | 2015 | 9999 | Solar PV | [5 empty] | Non-Fossil | G | 2025 | Solar |  | 0 | 0 | 0 | 0 | 0 | 0 | 0 | 0 | 0 | 0 | 0 | 0 | 0 | 0 | 0 | 0 | 0.41201 | 0.88658 | 1.3744 | 2.673 | 0 | 0 | 0 | 0 | 0 | 0 | 0 | 0 | 0 | 0 | 0 | 0 | 0 | 0 | 0 | 0 | 0 | 0 | 0 | 0 | 0.047575 | 0 | 0 | 0 | 0 | 0 | 0 | 0 | 0 | 0 | 1.7
59682_G_MS258 | NENGREST | Vermont | 50 | Rutland | 21 | 59682 | MS258 | Main Street Solar Project | 0 | 2014 | 9999 | Solar PV | [5 empty] | Non-Fossil | G | 2025 | Solar |  | 0 | 0 | 0 | 0 | 0 | 0 | 0 | 0 | 0 | 0 | 0 | 0 | 0 | 0 | 0 | 0 | 0.3567 | 0.72779 | 1.1038 | 2.1883 | 0 | 0 | 0 | 0 | 0 | 0 | 0 | 0 | 0 | 0 | 0 | 0 | 0 | 0 | 0 | 0 | 0 | 0 | 0 | 0 | 0.041978 | 0 | 0 | 0 | 0 | 0 | 0 | 0 | 0 | 0 | 1.5
59677_G_IS064 | S_VACA | North Carolina | 37 | Sampson | 163 | 59677 | IS064 | Innovative Solar 64 | 0 | 2016 | 9999 | Solar PV | [5 empty] | Non-Fossil | G | 2025 | Solar |  | 0 | 0 | 0 | 0 | 0 | 0 | 0 | 0 | 0 | 0 | 0 | 0 | 0 | 0 | 0 | 0 | 1.4856 | 2.6351 | 4.3945 | 8.5152 | 0 | 0 | 0 | 0 | 0 | 0 | 0 | 0 | 0 | 0 | 0 | 0 | 0 | 0 | 0 | 0 | 0 | 0 | 0 | 0 | 0.13705 | 0 | 0 | 0 | 0 | 0 | 0 | 0 | 0 | 0 | 4.897
59675_G_IS044 | S_VACA | North Carolina | 37 | Robeson | 155 | 59675 | IS044 | Innovative Solar 44 | 0 | 2015 | 9999 | Solar PV | [5 empty] | Non-Fossil | G | 2025 | Solar |  | 0 | 0 | 0 | 0 | 0 | 0 | 0 | 0 | 0 | 0 | 0 | 0 | 0 | 0 | 0 | 0 | 1.4856 | 2.6351 | 4.3945 | 8.5152 | 0 | 0 | 0 | 0 | 0 | 0 | 0 | 0 | 0 | 0 | 0 | 0 | 0 | 0 | 0 | 0 | 0 | 0 | 0 | 0 | 0.13705 | 0 | 0 | 0 | 0 | 0 | 0 | 0 | 0 | 0 | 4.897
59671_G_IS046 | S_VACA | North Carolina | 37 | Cumberland | 51 | 59671 | IS046 | Innovative Solar 46 | 0 | 2016 | 9999 | Solar PV | [5 empty] | Non-Fossil | G | 2025 | Solar |  | 0 | 0 | 0 | 0 | 0 | 0 | 0 | 0 | 0 | 0 | 0 | 0 | 0 | 0 | 0 | 0 | 23.7993 | 42.2155 | 70.4023 | 136.4171 | 0 | 0 | 0 | 0 | 0 | 0 | 0 | 0 | 0 | 0 | 0 | 0 | 0 | 0 | 0 | 0 | 0 | 0 | 0 | 0 | 2.1955 | 0 | 0 | 0 | 0 | 0 | 0 | 0 | 0 | 0 | 78.4526
59670_G_IS023 | S_VACA | North Carolina | 37 | Cleveland | 45 | 59670 | IS023 | Innovative Solar 23 | 0 | 2015 | 9999 | Solar PV | [5 empty] | Non-Fossil | G | 2025 | Solar |  | 0 | 0 | 0 | 0 | 0 | 0 | 0 | 0 | 0 | 0 | 0 | 0 | 0 | 0 | 0 | 0 | 0.57603 | 1.0218 | 1.704 | 3.3018 | 0 | 0 | 0 | 0 | 0 | 0 | 0 | 0 | 0 | 0 | 0 | 0 | 0 | 0 | 0 | 0 | 0 | 0 | 0 | 0 | 0.05314 | 0 | 0 | 0 | 0 | 0 | 0 | 0 | 0 | 0 | 1.8989
59667_G_IS048 | S_VACA | North Carolina | 37 | Robeson | 155 | 59667 | IS048 | Innovative Solar 48 | 0 | 2015 | 9999 | Solar PV | [5 empty] | Non-Fossil | G | 2025 | Solar |  | 0 | 0 | 0 | 0 | 0 | 0 | 0 | 0 | 0 | 0 | 0 | 0 | 0 | 0 | 0 | 0 | 1.4856 | 2.6351 | 4.3945 | 8.5152 | 0 | 0 | 0 | 0 | 0 | 0 | 0 | 0 | 0 | 0 | 0 | 0 | 0 | 0 | 0 | 0 | 0 | 0 | 0 | 0 | 0.13705 | 0 | 0 | 0 | 0 | 0 | 0 | 0 | 0 | 0 | 4.897
59666_G_IS047 | S_VACA | North Carolina | 37 | Robeson | 155 | 59666 | IS047 | Innovative Solar 47 | 0 | 2017 | 9999 | Solar PV | [5 empty] | Non-Fossil | G | 2025 | Solar |  | 0 | 0 | 0 | 0 | 0 | 0 | 0 | 0 | 0 | 0 | 0 | 0 | 0 | 0 | 0 | 0 | 10.2473 | 18.1769 | 30.3133 | 58.7375 | 0 | 0 | 0 | 0 | 0 | 0 | 0 | 0 | 0 | 0 | 0 | 0 | 0 | 0 | 0 | 0 | 0 | 0 | 0 | 0 | 0.94534 | 0 | 0 | 0 | 0 | 0 | 0 | 0 | 0 | 0 | 33.7796
59665_G_IS037 | S_VACA | North Carolina | 37 | Anson | 7 | 59665 | IS037 | Innovative Solar 37 | 0 | 2017 | 9999 | Solar PV | [5 empty] | Non-Fossil | G | 2025 | Solar |  | 0 | 0 | 0 | 0 | 0 | 0 | 0 | 0 | 0 | 0 | 0 | 0 | 0 | 0 | 0 | 0 | 30.3175 | 53.7778 | 89.6844 | 173.7797 | 0 | 0 | 0 | 0 | 0 | 0 | 0 | 0 | 0 | 0 | 0 | 0 | 0 | 0 | 0 | 0 | 0 | 0 | 0 | 0 | 2.7969 | 0 | 0 | 0 | 0 | 0 | 0 | 0 | 0 | 0 | 99.9396
59664_G_UNIT2 | SPP_N | Missouri | 29 | Howell | 91 | 59664 | UNIT2 | City of West Plains Power Station | 16202 | 2000 | 9999 | Combustion Turbine | [5 empty] | Fossil | G | 2025 | Oil |  | 0 | 0 | 0 | 0 | 0 | 0 | 0 | 0 | 0 | 0 | 0 | 0 | 0 | 0 | 0 | 0 | 0 | 0 | 0 | 0 | 0 | 0 | 0 | 0 | 0 | 0 | 0 | 0 | 0 | 0 | 0 | 0 | 0 | 0 | 0 | 0 | 0 | 0 | 0 | 0 | 0.3927 | 0 | 0 | 0 | 0 | 0 | 0 | 0 | 0 | 0 | 21
59664_G_UNIT1 | SPP_N | Missouri | 29 | Howell | 91 | 59664 | UNIT1 | City of West Plains Power Station | 16127 | 2000 | 9999 | Combustion Turbine | [5 empty] | Fossil | G | 2025 | Oil |  | 0 | 0 | 0 | 0 | 0 | 0 | 0 | 0 | 0 | 0 | 0 | 0 | 0 | 0 | 0 | 0 | 0 | 0 | 0 | 0 | 0 | 0 | 0 | 0 | 0 | 0 | 0 | 0 | 0 | 0 | 0 | 0 | 0 | 0 | 0 | 0 | 0 | 0 | 0 | 0 | 0.3927 | 0 | 0 | 0 | 0 | 0 | 0 | 0 | 0 | 0 | 21
59663_G_CSC1 | S_VACA | North Carolina | 37 | Granville | 77 | 59663 | CSC1 | Cornwall Solar Center, LLC | 0 | 2016 | 9999 | Solar PV | [5 empty] | Non-Fossil | G | 2025 | Solar |  | 0 | 0 | 0 | 0 | 0 | 0 | 0 | 0 | 0 | 0 | 0 | 0 | 0 | 0 | 0 | 0 | 1.5159 | 2.6889 | 4.4842 | 8.689 | 0 | 0 | 0 | 0 | 0 | 0 | 0 | 0 | 0 | 0 | 0 | 0 | 0 | 0 | 0 | 0 | 0 | 0 | 0 | 0 | 0.13984 | 0 | 0 | 0 | 0 | 0 | 0 | 0 | 0 | 0 | 4.997
59661_G_TSP1 | WECC_SCE | California | 6 | Kern | 29 | 59661 | TSP1 | Tehachapi Energy Storage Project | 0 | 2016 | 9999 | Energy Storage | [5 empty] | Non-Fossil | G | 2025 | EnerStor |  | 0 | 0 | 0 | 0 | 0 | 0 | 0 | 0 | 0 | 0 | 0 | 0 | 0 | 0 | 0 | 0 | 1.0947 | 2.007 | 3.0403 | 6.142 | 0 | 0 | 0 | 0 | 0 | 0 | 0 | 0 | 0 | 0 | 0 | 0 | 0 | 0 | 0 | 0 | 0 | 0 | 0 | 0 | 0 | 0 | 0 | 0 | 0 | 0 | 0 | 0 | 0 | 0 | 8
59660_G_9 | WECC_UT | Utah | 49 | Washington | 53 | 59660 | 9 | Washington City Electric Generation | 12438 | 2007 | 9999 | Combustion Turbine | [5 empty] | Fossil | G | 2025 | Oil |  | 0 | 0 | 0 | 0 | 0 | 0 | 0 | 0 | 0 | 0 | 0 | 0 | 0 | 0 | 0 | 0 | 0 | 0 | 0 | 0 | 0 | 0 | 0 | 0 | 0 | 0 | 0 | 0 | 0 | 0 | 0 | 0 | 0 | 0 | 0 | 0 | 0 | 0 | 0 | 0 | 0.0374 | 0 | 0 | 0 | 0 | 0 | 0 | 0 | 0 | 0 | 2
59660_G_4 | WECC_UT | Utah | 49 | Washington | 53 | 59660 | 4 | Washington City Electric Generation | 12438 | 2008 | 9999 | Combustion Turbine | [5 empty] | Fossil | G | 2025 | Oil |  | 0 | 0 | 0 | 0 | 0 | 0 | 0 | 0 | 0 | 0 | 0 | 0 | 0 | 0 | 0 | 0 | 0 | 0 | 0 | 0 | 0 | 0 | 0 | 0 | 0 | 0 | 0 | 0 | 0 | 0 | 0 | 0 | 0 | 0 | 0 | 0 | 0 | 0 | 0 | 0 | 0.0374 | 0 | 0 | 0 | 0 | 0 | 0 | 0 | 0 | 0 | 2
59660_G_3 | WECC_UT | Utah | 49 | Washington | 53 | 59660 | 3 | Washington City Electric Generation | 12451 | 2008 | 9999 | Combustion Turbine | [5 empty] | Fossil | G | 2025 | Oil |  | 0 | 0 | 0 | 0 | 0 | 0 | 0 | 0 | 0 | 0 | 0 | 0 | 0 | 0 | 0 | 0 | 0 | 0 | 0 | 0 | 0 | 0 | 0 | 0 | 0 | 0 | 0 | 0 | 0 | 0 | 0 | 0 | 0 | 0 | 0 | 0 | 0 | 0 | 0 | 0 | 0.0374 | 0 | 0 | 0 | 0 | 0 | 0 | 0 | 0 | 0 | 2
59658_B_BLR1 | WEC_CALN | California | 6 | Shasta | 89 | 59658 | BLR1 | SPI Anderson 2 | 13357 | 2015 | 9999 | Biomass |  |  | ESPC + Cyclone + SNCR |  |  | Non-Fossil | B | 2025 |  | Biomass Retirement | 0 | 0 | 0 | 0 | 0 | 0 | 0 | 0 | 0 | 0 | 0 | 0 | 0 | 0 | 0 | 0 | 0 | 0 | 0 | 0 | 0 | 0 | 0 | 0 | 0 | 0 | 0 | 0 | 0 | 0 | 0 | 0 | 0 | 0 | 0 | 0 | 0 | 0 | 0 | 0 | 0 | 0 | 0 | 0 | 0 | 0 | 0 | 0 | 0 | 0 | 27 | SNCR
59657_G_IVSC2 | WECC_IID | California | 6 | Imperial | 25 | 59657 | IVSC2 | Imperial Valley Solar Co (IVSC) 2, LLC | 0 | 2015 | 9999 | Solar PV | [5 empty] | Non-Fossil | G | 2025 | Solar |  | 0 | 0 | 0 | 0 | 0 | 0 | 0 | 0 | 0 | 0 | 0 | 0 | 0 | 0 | 0 | 0 | 9.734 | 17.4425 | 26.351 | 53.5275 | 0 | 0 | 0 | 0 | 0 | 0 | 0 | 0 | 0 | 0 | 0 | 0 | 0 | 0 | 0 | 0 | 0 | 0 | 0 | 0 | 0.55971 | 0 | 0 | 0 | 0 | 0 | 0 | 0 | 0 | 0 | 20
59656_G_COMCH | WECC_CO | Colorado | 8 | Pueblo | 101 | 59656 | COMCH | Comanche Solar | 0 | 2016 | 9999 | Solar PV | [5 empty] | Non-Fossil | G | 2025 | Solar |  | 0 | 0 | 0 | 0 | 0 | 0 | 0 | 0 | 0 | 0 | 0 | 0 | 0 | 0 | 0 | 0 | 41.5187 | 77.8321 | 120.3566 | 239.7074 | 0 | 0 | 0 | 0 | 0 | 0 | 0 | 0 | 0 | 0 | 0 | 0 | 0 | 0 | 0 | 0 | 0 | 0 | 0 | 0 | 3.7896 | 0 | 0 | 0 | 0 | 0 | 0 | 0 | 0 | 0 | 120
59655_G_CCWF1 | SPP_WAUE | South Dakota | 46 | Campbell | 21 | 59655 | CCWF1 | Campbell County Wind Farm | 0 | 2015 | 9999 | Onshore Wind | [5 empty] | Non-Fossil | G | 2025 | Wind |  | 0 | 0 | 0 | 0 | 0 | 0 | 0 | 0 | 0 | 0 | 0 | 0 | 0 | 0 | 0 | 0 | 91.892 | 134.0739 | 128.6088 | 354.5747 | 0 | 0 | 0 | 0 | 0 | 0 | 0 | 0 | 0 | 0 | 0 | 0 | 0 | 0 | 0 | 0 | 0 | 0 | 0 | 0 | 3.7145 | 0 | 0 | 0 | 0 | 0 | 0 | 0 | 0 | 0 | 93.6407
59654_G_1 | ERC_REST | Texas | 48 | Jim Hogg | 247 | 59654 | 1 | Sendero Wind Energy | 0 | 2015 | 9999 | Onshore Wind | [5 empty] | Non-Fossil | G | 2025 | Wind |  | 0 | 0 | 0 | 0 | 0 | 0 | 0 | 0 | 0 | 0 | 0 | 0 | 0 | 0 | 0 | 0 | 56.0153 | 80.6794 | 96.2619 | 232.9566 | 0 | 0 | 0 | 0 | 0 | 0 | 0 | 0 | 0 | 0 | 0 | 0 | 0 | 0 | 0 | 0 | 0 | 0 | 0 | 0 | 2.1978 | 0 | 0 | 0 | 0 | 0 | 0 | 0 | 0 | 0 | 78
59653_G_COTC | WECC_NM | New Mexico | 35 | Sierra | 51 | 59653 | COTC | City of Truth or Consequences PV | 0 | 2015 | 9999 | Solar PV | [5 empty] | Non-Fossil | G | 2025 | Solar |  | 0 | 0 | 0 | 0 | 0 | 0 | 0 | 0 | 0 | 0 | 0 | 0 | 0 | 0 | 0 | 0 | 0.82692 | 1.4135 | 2.1245 | 4.365 | 0 | 0 | 0 | 0 | 0 | 0 | 0 | 0 | 0 | 0 | 0 | 0 | 0 | 0 | 0 | 0 | 0 | 0 | 0 | 0 | 0.053172 | 0 | 0 | 0 | 0 | 0 | 0 | 0 | 0 | 0 | 1.9
59652_G_W4162 | WEC_LADW | California | 6 | Los Angeles | 37 | 59652 | W4162 | Nordhoff Place | 0 | 2014 | 9999 | Solar PV | [5 empty] | Non-Fossil | G | 2025 | Solar |  | 0 | 0 | 0 | 0 | 0 | 0 | 0 | 0 | 0 | 0 | 0 | 0 | 0 | 0 | 0 | 0 | 0.40345 | 0.78475 | 1.1735 | 2.3617 | 0 | 0 | 0 | 0 | 0 | 0 | 0 | 0 | 0 | 0 | 0 | 0 | 0 | 0 | 0 | 0 | 0 | 0 | 0 | 0 | 0.040017 | 0 | 0 | 0 | 0 | 0 | 0 | 0 | 0 | 0 | 0.98442
59651_G_W4161 | WEC_LADW | California | 6 | Los Angeles | 37 | 59651 | W4161 | Forever 21 Retail, Inc. | 0 | 2015 | 9999 | Solar PV | [5 empty] | Non-Fossil | G | 2025 | Solar |  | 0 | 0 | 0 | 0 | 0 | 0 | 0 | 0 | 0 | 0 | 0 | 0 | 0 | 0 | 0 | 0 | 0.52448 | 1.0202 | 1.5256 | 3.0702 | 0 | 0 | 0 | 0 | 0 | 0 | 0 | 0 | 0 | 0 | 0 | 0 | 0 | 0 | 0 | 0 | 0 | 0 | 0 | 0 | 0.052022 | 0 | 0 | 0 | 0 | 0 | 0 | 0 | 0 | 0 | 1.2797
59650_G_GEN1 | S_SOU | Georgia | 13 | Clarke | 59 | 59650 | GEN1 | CII Methane Management III LFG Plant | 13500 | 2014 | 9999 | Landfill Gas | [5 empty] | Non-Fossil | G | 2025 | LF Gas |  | 0.028859 | 0.039343 | 0.057661 | 0.12586 | 0 | 0 | 0 | 0 | 0 | 0 | 0 | 0 | 0 | 0 | 0 | 0 | 2.1377 | 2.9143 | 4.2712 | 9.3232 | 1.6631 | 2.2673 | 3.3229 | 7.2534 | 0 | 0 | 0 | 0 | 0.003475 | 0.0047375 | 0.0069429 | 0.015155 | 0 | 0 | 0 | 0 | 0 | 0 | 0 | 0 | 0.37551 | 0.013979 | 0.019057 | 0.02793 | 0.060965 | 0 | 0 | 0 | 0 | 0 | 1.6
59649_G_UNIT4 | ERC_REST | Texas | 48 | Bexar | 29 | 59649 | UNIT4 | Nelson Gardens Landfill Gas to Energy | 13500 | 2014 | 9999 | Landfill Gas | [5 empty] | Non-Fossil | G | 2025 | LF Gas |  | 0.026118 | 0.03252 | 0.032656 | 0.091295 | 0 | 0 | 0 | 0 | 0 | 0 | 0 | 0 | 0 | 0 | 0 | 0 | 1.9347 | 2.4089 | 2.419 | 6.7626 | 1.5052 | 1.8741 | 1.8819 | 5.2612 | 0 | 0 | 0 | 0 | 0.0031449 | 0.0039158 | 0.0039321 | 0.010993 | 0 | 0 | 0 | 0 | 0 | 0 | 0 | 0 | 0.25816 | 0.012651 | 0.015752 | 0.015818 | 0.044221 | 0 | 0 | 0 | 0 | 0 | 1.1
59649_G_UNIT3 | ERC_REST | Texas | 48 | Bexar | 29 | 59649 | UNIT3 | Nelson Gardens Landfill Gas to Energy | 13500 | 2014 | 9999 | Landfill Gas | [5 empty] | Non-Fossil | G | 2025 | LF Gas |  | 0.026118 | 0.03252 | 0.032656 | 0.091295 | 0 | 0 | 0 | 0 | 0 | 0 | 0 | 0 | 0 | 0 | 0 | 0 | 1.9347 | 2.4089 | 2.419 | 6.7626 | 1.5052 | 1.8741 | 1.8819 | 5.2612 | 0 | 0 | 0 | 0 | 0.0031449 | 0.0039158 | 0.0039321 | 0.010993 | 0 | 0 | 0 | 0 | 0 | 0 | 0 | 0 | 0.25816 | 0.012651 | 0.015752 | 0.015818 | 0.044221 | 0 | 0 | 0 | 0 | 0 | 1.1
59649_G_UNIT2 | ERC_REST | Texas | 48 | Bexar | 29 | 59649 | UNIT2 | Nelson Gardens Landfill Gas to Energy | 13500 | 2014 | 9999 | Landfill Gas | [5 empty] | Non-Fossil | G | 2025 | LF Gas |  | 0.026118 | 0.03252 | 0.032656 | 0.091295 | 0 | 0 | 0 | 0 | 0 | 0 | 0 | 0 | 0 | 0 | 0 | 0 | 1.9347 | 2.4089 | 2.419 | 6.7626 | 1.5052 | 1.8741 | 1.8819 | 5.2612 | 0 | 0 | 0 | 0 | 0.0031449 | 0.0039158 | 0.0039321 | 0.010993 | 0 | 0 | 0 | 0 | 0 | 0 | 0 | 0 | 0.25816 | 0.012651 | 0.015752 | 0.015818 | 0.044221 | 0 | 0 | 0 | 0 | 0 | 1.1
59649_G_UNIT1 | ERC_REST | Texas | 48 | Bexar | 29 | 59649 | UNIT1 | Nelson Gardens Landfill Gas to Energy | 13500 | 2014 | 9999 | Landfill Gas | [5 empty] | Non-Fossil | G | 2025 | LF Gas |  | 0.026118 | 0.03252 | 0.032656 | 0.091295 | 0 | 0 | 0 | 0 | 0 | 0 | 0 | 0 | 0 | 0 | 0 | 0 | 1.9347 | 2.4089 | 2.419 | 6.7626 | 1.5052 | 1.8741 | 1.8819 | 5.2612 | 0 | 0 | 0 | 0 | 0.0031449 | 0.0039158 | 0.0039321 | 0.010993 | 0 | 0 | 0 | 0 | 0 | 0 | 0 | 0 | 0.25816 | 0.012651 | 0.015752 | 0.015818 | 0.044221 | 0 | 0 | 0 | 0 | 0 | 1.1
59648_G_5MWPV | S_VACA | North Carolina | 37 | Edgecombe | 65 | 59648 | 5MWPV | Tarboro Solar | 0 | 2016 | 9999 | Solar PV | [5 empty] | Non-Fossil | G | 2025 | Solar |  | 0 | 0 | 0 | 0 | 0 | 0 | 0 | 0 | 0 | 0 | 0 | 0 | 0 | 0 | 0 | 0 | 1.5159 | 2.6889 | 4.4842 | 8.689 | 0 | 0 | 0 | 0 | 0 | 0 | 0 | 0 | 0 | 0 | 0 | 0 | 0 | 0 | 0 | 0 | 0 | 0 | 0 | 0 | 0.13984 | 0 | 0 | 0 | 0 | 0 | 0 | 0 | 0 | 0 | 4.997
59647_G_3 | SPP_WEST | Oklahoma | 40 | Payne | 119 | 59647 | 3 | Stillwater Energy Center | 10745 | 2016 | 9999 | Combustion Turbine | [5 empty] | Fossil | G | 2025 | NaturalGas |  | 0 | 0 | 0.10141 | 0.10141 | 0 | 0 | 0 | 0 | 0 | 0 | 0 | 0 | 0 | 0 | 0 | 0 | 0 | 0 | 9.4382 | 9.4382 | 0 | 0 | 5.9367 | 5.9367 | 0 | 0 | 7.1057e-09 | 7.1057e-09 | 0 | 0 | 0.040193 | 0.040193 | 0 | 0 | 0 | 0 | 0 | 0 | 0 | 0 | 0.34782 | 0 | 0 | 0.097464 | 0.097464 | 0 | 0 | 0.35057 | 0.35057 | 0 | 18.6
59647_G_2 | SPP_WEST | Oklahoma | 40 | Payne | 119 | 59647 | 2 | Stillwater Energy Center | 10745 | 2016 | 9999 | Combustion Turbine | [5 empty] | Fossil | G | 2025 | NaturalGas |  | 0 | 0 | 0.10141 | 0.10141 | 0 | 0 | 0 | 0 | 0 | 0 | 0 | 0 | 0 | 0 | 0 | 0 | 0 | 0 | 9.4382 | 9.4382 | 0 | 0 | 5.9367 | 5.9367 | 0 | 0 | 7.1057e-09 | 7.1057e-09 | 0 | 0 | 0.040193 | 0.040193 | 0 | 0 | 0 | 0 | 0 | 0 | 0 | 0 | 0.34782 | 0 | 0 | 0.097464 | 0.097464 | 0 | 0 | 0.35057 | 0.35057 | 0 | 18.6
59647_G_1 | SPP_WEST | Oklahoma | 40 | Payne | 119 | 59647 | 1 | Stillwater Energy Center | 10745 | 2016 | 9999 | Combustion Turbine | [5 empty] | Fossil | G | 2025 | NaturalGas |  | 0 | 0 | 0.10141 | 0.10141 | 0 | 0 | 0 | 0 | 0 | 0 | 0 | 0 | 0 | 0 | 0 | 0 | 0 | 0 | 9.4382 | 9.4382 | 0 | 0 | 5.9367 | 5.9367 | 0 | 0 | 7.1057e-09 | 7.1057e-09 | 0 | 0 | 0.040193 | 0.040193 | 0 | 0 | 0 | 0 | 0 | 0 | 0 | 0 | 0.34782 | 0 | 0 | 0.097464 | 0.097464 | 0 | 0 | 0.35057 | 0.35057 | 0 | 18.6
59646_G_FLS1 | S_VACA | North Carolina | 37 | Duplin | 61 | 59646 | FLS1 | FLS Solar 230 (Warren) | 0 | 2015 | 9999 | Solar PV | [5 empty] | Non-Fossil | G | 2025 | Solar |  | 0 | 0 | 0 | 0 | 0 | 0 | 0 | 0 | 0 | 0 | 0 | 0 | 0 | 0 | 0 | 0 | 1.4552 | 2.5813 | 4.3049 | 8.3414 | 0 | 0 | 0 | 0 | 0 | 0 | 0 | 0 | 0 | 0 | 0 | 0 | 0 | 0 | 0 | 0 | 0 | 0 | 0 | 0 | 0.13425 | 0 | 0 | 0 | 0 | 0 | 0 | 0 | 0 | 0 | 4.7971
59645_G_FLS1 | S_VACA | North Carolina | 37 | Wayne | 191 | 59645 | FLS1 | Mt Olive Solar 1 | 0 | 2015 | 9999 | Solar PV | [5 empty] | Non-Fossil | G | 2025 | Solar |  | 0 | 0 | 0 | 0 | 0 | 0 | 0 | 0 | 0 | 0 | 0 | 0 | 0 | 0 | 0 | 0 | 1.5159 | 2.6889 | 4.4842 | 8.689 | 0 | 0 | 0 | 0 | 0 | 0 | 0 | 0 | 0 | 0 | 0 | 0 | 0 | 0 | 0 | 0 | 0 | 0 | 0 | 0 | 0.13984 | 0 | 0 | 0 | 0 | 0 | 0 | 0 | 0 | 0 | 4.997
59643_G_5MWPV | PJM_Dom | North Carolina | 37 | Northampton | 131 | 59643 | 5MWPV | Seaboard Solar LLC | 0 | 2016 | 9999 | Solar PV | [5 empty] | Non-Fossil | G | 2025 | Solar |  | 0 | 0 | 0 | 0 | 0 | 0 | 0 | 0 | 0 | 0 | 0 | 0 | 0 | 0 | 0 | 0 | 1.5517 | 2.6921 | 4.8414 | 9.0853 | 0 | 0 | 0 | 0 | 0 | 0 | 0 | 0 | 0 | 0 | 0 | 0 | 0 | 0 | 0 | 0 | 0 | 0 | 0 | 0 | 0.13993 | 0 | 0 | 0 | 0 | 0 | 0 | 0 | 0 | 0 | 5
59642_G_5MWPV | PJM_Dom | North Carolina | 37 | Northampton | 131 | 59642 | 5MWPV | Gaston Solar | 0 | 2016 | 9999 | Solar PV | [5 empty] | Non-Fossil | G | 2025 | Solar |  | 0 | 0 | 0 | 0 | 0 | 0 | 0 | 0 | 0 | 0 | 0 | 0 | 0 | 0 | 0 | 0 | 1.5517 | 2.6921 | 4.8414 | 9.0853 | 0 | 0 | 0 | 0 | 0 | 0 | 0 | 0 | 0 | 0 | 0 | 0 | 0 | 0 | 0 | 0 | 0 | 0 | 0 | 0 | 0.13993 | 0 | 0 | 0 | 0 | 0 | 0 | 0 | 0 | 0 | 5
59641_G_5MWPV | PJM_Dom | North Carolina | 37 | Northampton | 131 | 59641 | 5MWPV | Garysburg Solar | 0 | 2016 | 9999 | Solar PV | [5 empty] | Non-Fossil | G | 2025 | Solar |  | 0 | 0 | 0 | 0 | 0 | 0 | 0 | 0 | 0 | 0 | 0 | 0 | 0 | 0 | 0 | 0 | 1.5517 | 2.6921 | 4.8414 | 9.0853 | 0 | 0 | 0 | 0 | 0 | 0 | 0 | 0 | 0 | 0 | 0 | 0 | 0 | 0 | 0 | 0 | 0 | 0 | 0 | 0 | 0.13993 | 0 | 0 | 0 | 0 | 0 | 0 | 0 | 0 | 0 | 5
59638_G_CLH | WECC_SCE | California | 6 | Kern | 29 | 59638 | CLH | Coronal Lost Hills | 0 | 2015 | 9999 | Solar PV | [5 empty] | Non-Fossil | G | 2025 | Solar |  | 0 | 0 | 0 | 0 | 0 | 0 | 0 | 0 | 0 | 0 | 0 | 0 | 0 | 0 | 0 | 0 | 8.4151 | 15.6123 | 24.1983 | 48.2257 | 0 | 0 | 0 | 0 | 0 | 0 | 0 | 0 | 0 | 0 | 0 | 0 | 0 | 0 | 0 | 0 | 0 | 0 | 0 | 0 | 0.72255 | 0 | 0 | 0 | 0 | 0 | 0 | 0 | 0 | 0 | 20
59637_G_ADWF4 | MIS_IA | Iowa | 19 | Adams | 3 | 59637 | ADWF4 | Adams Wind | 0 | 2016 | 9999 | Onshore Wind | [5 empty] | Non-Fossil | G | 2025 | Wind |  | 0 | 0 | 0 | 0 | 0 | 0 | 0 | 0 | 0 | 0 | 0 | 0 | 0 | 0 | 0 | 0 | 40.5039 | 56.7701 | 45.3059 | 142.5798 | 0 | 0 | 0 | 0 | 0 | 0 | 0 | 0 | 0 | 0 | 0 | 0 | 0 | 0 | 0 | 0 | 0 | 0 | 0 | 0 | 1.3193 | 0 | 0 | 0 | 0 | 0 | 0 | 0 | 0 | 0 | 46.8209
59637_G_ADWF3 | MIS_IA | Iowa | 19 | Adams | 3 | 59637 | ADWF3 | Adams Wind | 0 | 2015 | 9999 | Onshore Wind | [5 empty] | Non-Fossil | G | 2025 | Wind |  | 0 | 0 | 0 | 0 | 0 | 0 | 0 | 0 | 0 | 0 | 0 | 0 | 0 | 0 | 0 | 0 | 48.622 | 68.1483 | 54.3864 | 171.1566 | 0 | 0 | 0 | 0 | 0 | 0 | 0 | 0 | 0 | 0 | 0 | 0 | 0 | 0 | 0 | 0 | 0 | 0 | 0 | 0 | 1.5837 | 0 | 0 | 0 | 0 | 0 | 0 | 0 | 0 | 0 | 56.205
59637_G_ADWF2 | MIS_IA | Iowa | 19 | Adams | 3 | 59637 | ADWF2 | Adams Wind | 0 | 2015 | 9999 | Onshore Wind | [5 empty] | Non-Fossil | G | 2025 | Wind |  | 0 | 0 | 0 | 0 | 0 | 0 | 0 | 0 | 0 | 0 | 0 | 0 | 0 | 0 | 0 | 0 | 36.4449 | 51.081 | 40.7656 | 128.2915 | 0 | 0 | 0 | 0 | 0 | 0 | 0 | 0 | 0 | 0 | 0 | 0 | 0 | 0 | 0 | 0 | 0 | 0 | 0 | 0 | 1.1871 | 0 | 0 | 0 | 0 | 0 | 0 | 0 | 0 | 0 | 42.1288
59637_G_ADWF | MIS_IA | Iowa | 19 | Adams | 3 | 59637 | ADWF | Adams Wind | 0 | 2015 | 9999 | Onshore Wind | [5 empty] | Non-Fossil | G | 2025 | Wind |  | 0 | 0 | 0 | 0 | 0 | 0 | 0 | 0 | 0 | 0 | 0 | 0 | 0 | 0 | 0 | 0 | 4.059 | 5.6891 | 4.5402 | 14.2884 | 0 | 0 | 0 | 0 | 0 | 0 | 0 | 0 | 0 | 0 | 0 | 0 | 0 | 0 | 0 | 0 | 0 | 0 | 0 | 0 | 0.13221 | 0 | 0 | 0 | 0 | 0 | 0 | 0 | 0 | 0 | 4.6921
59636_G_37021 | NENGREST | Massachusetts | 25 | Worcester | 27 | 59636 | 37021 | Charlton Solar I | 0 | 2014 | 9999 | Solar PV | [5 empty] | Non-Fossil | G | 2025 | Solar |  | 0 | 0 | 0 | 0 | 0 | 0 | 0 | 0 | 0 | 0 | 0 | 0 | 0 | 0 | 0 | 0 | 0.85519 | 1.7781 | 2.7165 | 5.3498 | 0 | 0 | 0 | 0 | 0 | 0 | 0 | 0 | 0 | 0 | 0 | 0 | 0 | 0 | 0 | 0 | 0 | 0 | 0 | 0 | 0.10676 | 0 | 0 | 0 | 0 | 0 | 0 | 0 | 0 | 0 | 3.8149
59635_G_2 | MIS_IL | Illinois | 17 | Dewitt | 39 | 59635 | 2 | Clinton LFGTE | 13500 | 2006 | 9999 | Landfill Gas | [5 empty] | Non-Fossil | G | 2025 | LF Gas |  | 0.036834 | 0.051078 | 0.067579 | 0.15549 | 0 | 0 | 0 | 0 | 0 | 0 | 0 | 0 | 0 | 0 | 0 | 0 | 2.7285 | 3.7836 | 5.0059 | 11.5179 | 2.1227 | 2.9436 | 3.8945 | 8.9608 | 0 | 0 | 0 | 0 | 0.0044352 | 0.0061503 | 0.0081372 | 0.018723 | 0 | 0 | 0 | 0 | 0 | 0 | 0 | 0 | 0.43387 | 0.017842 | 0.024741 | 0.032734 | 0.075317 | 0 | 0 | 0 | 0 | 0 | 1.6
59635_G_1 | MIS_IL | Illinois | 17 | Dewitt | 39 | 59635 | 1 | Clinton LFGTE | 13500 | 2006 | 9999 | Landfill Gas | [5 empty] | Non-Fossil | G | 2025 | LF Gas |  | 0.036834 | 0.051078 | 0.067579 | 0.15549 | 0 | 0 | 0 | 0 | 0 | 0 | 0 | 0 | 0 | 0 | 0 | 0 | 2.7285 | 3.7836 | 5.0059 | 11.5179 | 2.1227 | 2.9436 | 3.8945 | 8.9608 | 0 | 0 | 0 | 0 | 0.0044352 | 0.0061503 | 0.0081372 | 0.018723 | 0 | 0 | 0 | 0 | 0 | 0 | 0 | 0 | 0.43387 | 0.017842 | 0.024741 | 0.032734 | 0.075317 | 0 | 0 | 0 | 0 | 0 | 1.6
59634_G_SNDST | WECC_AZ | Arizona | 4 | Pinal | 21 | 59634 | SNDST | Sandstone Solar | 0 | 2015 | 9999 | Solar PV | [5 empty] | Non-Fossil | G | 2025 | Solar |  | 0 | 0 | 0 | 0 | 0 | 0 | 0 | 0 | 0 | 0 | 0 | 0 | 0 | 0 | 0 | 0 | 20.2551 | 36.5451 | 52.9277 | 109.7279 | 0 | 0 | 0 | 0 | 0 | 0 | 0 | 0 | 0 | 0 | 0 | 0 | 0 | 0 | 0 | 0 | 0 | 0 | 0 | 0 | 2.0265 | 0 | 0 | 0 | 0 | 0 | 0 | 0 | 0 | 0 | 44.894
59633_G_KS | WEC_CALN | California | 6 | Kings | 31 | 59633 | KS | Kettleman Solar -Centaurus | 0 | 2015 | 9999 | Solar PV | [5 empty] | Non-Fossil | G | 2025 | Solar |  | 0 | 0 | 0 | 0 | 0 | 0 | 0 | 0 | 0 | 0 | 0 | 0 | 0 | 0 | 0 | 0 | 7.5037 | 14.9373 | 24.4904 | 46.9314 | 0 | 0 | 0 | 0 | 0 | 0 | 0 | 0 | 0 | 0 | 0 | 0 | 0 | 0 | 0 | 0 | 0 | 0 | 0 | 0 | 0.63983 | 0 | 0 | 0 | 0 | 0 | 0 | 0 | 0 | 0 | 19.9809
59632_G_1036 | SPP_N | Kansas | 20 | Thomas | 193 | 59632 | 1036 | Midwest Energy Community Solar Array | 0 | 2015 | 9999 | Solar PV | [5 empty] | Non-Fossil | G | 2025 | Solar |  | 0 | 0 | 0 | 0 | 0 | 0 | 0 | 0 | 0 | 0 | 0 | 0 | 0 | 0 | 0 | 0 | 0.29692 | 0.5836 | 0.8861 | 1.7666 | 0 | 0 | 0 | 0 | 0 | 0 | 0 | 0 | 0 | 0 | 0 | 0 | 0 | 0 | 0 | 0 | 0 | 0 | 0 | 0 | 0.027985 | 0 | 0 | 0 | 0 | 0 | 0 | 0 | 0 | 0 | 1
59631_G_IM | PJM_EMAC | New Jersey | 34 | Somerset | 35 | 59631 | IM | Imclone Solar Electric Facility | 0 | 2014 | 9999 | Solar PV | [5 empty] | Non-Fossil | G | 2025 | Solar |  | 0 | 0 | 0 | 0 | 0 | 0 | 0 | 0 | 0 | 0 | 0 | 0 | 0 | 0 | 0 | 0 | 1.6929 | 3.6545 | 5.8069 | 11.1542 | 0 | 0 | 0 | 0 | 0 | 0 | 0 | 0 | 0 | 0 | 0 | 0 | 0 | 0 | 0 | 0 | 0 | 0 | 0 | 0 | 0.28109 | 0 | 0 | 0 | 0 | 0 | 0 | 0 | 0 | 0 | 7.7928
59630_G_CS | PJM_EMAC | New Jersey | 34 | Monmouth | 25 | 59630 | CS | CentraState Medical Center PV Facility | 0 | 2014 | 9999 | Solar PV | [5 empty] | Non-Fossil | G | 2025 | Solar |  | 0 | 0 | 0 | 0 | 0 | 0 | 0 | 0 | 0 | 0 | 0 | 0 | 0 | 0 | 0 | 0 | 1.1004 | 2.3754 | 3.7745 | 7.2503 | 0 | 0 | 0 | 0 | 0 | 0 | 0 | 0 | 0 | 0 | 0 | 0 | 0 | 0 | 0 | 0 | 0 | 0 | 0 | 0 | 0.18271 | 0 | 0 | 0 | 0 | 0 | 0 | 0 | 0 | 0 | 5.0653
59629_G_GEN1 | NY_Z_D | New York | 36 | Franklin | 33 | 59629 | GEN1 | Jericho Rise Wind Farm LLC | 0 | 2016 | 9999 | Onshore Wind | [5 empty] | Non-Fossil | G | 2025 | Wind |  | 0 | 0 | 0 | 0 | 0 | 0 | 0 | 0 | 0 | 0 | 0 | 0 | 0 | 0 | 0 | 0 | 47.453 | 59.8729 | 47.6677 | 154.9936 | 0 | 0 | 0 | 0 | 0 | 0 | 0 | 0 | 0 | 0 | 0 | 0 | 0 | 0 | 0 | 0 | 0 | 0 | 0 | 0 | 2.1893 | 0 | 0 | 0 | 0 | 0 | 0 | 0 | 0 | 0 | 77.7
59628_G_HNOVR | PJM_EMAC | New Jersey | 34 | Burlington | 5 | 59628 | HNOVR | Hanover | 0 | 2015 | 9999 | Solar PV | [5 empty] | Non-Fossil | G | 2025 | Solar |  | 0 | 0 | 0 | 0 | 0 | 0 | 0 | 0 | 0 | 0 | 0 | 0 | 0 | 0 | 0 | 0 | 1.058 | 2.2841 | 3.6293 | 6.9714 | 0 | 0 | 0 | 0 | 0 | 0 | 0 | 0 | 0 | 0 | 0 | 0 | 0 | 0 | 0 | 0 | 0 | 0 | 0 | 0 | 0.17568 | 0 | 0 | 0 | 0 | 0 | 0 | 0 | 0 | 0 | 4.8705
59627_G_HRMNY | PJM_EMAC | New Jersey | 34 | Warren | 41 | 59627 | HRMNY | Harmony | 0 | 2015 | 9999 | Solar PV | [5 empty] | Non-Fossil | G | 2025 | Solar |  | 0 | 0 | 0 | 0 | 0 | 0 | 0 | 0 | 0 | 0 | 0 | 0 | 0 | 0 | 0 | 0 | 0.63482 | 1.3705 | 2.1776 | 4.1828 | 0 | 0 | 0 | 0 | 0 | 0 | 0 | 0 | 0 | 0 | 0 | 0 | 0 | 0 | 0 | 0 | 0 | 0 | 0 | 0 | 0.10541 | 0 | 0 | 0 | 0 | 0 | 0 | 0 | 0 | 0 | 2.9223
59626_G_PV1 | NENGREST | Massachusetts | 25 | Hampden | 13 | 59626 | PV1 | Chicopee Granby Road Solar | 0 | 2015 | 9999 | Solar PV | [5 empty] | Non-Fossil | G | 2025 | Solar |  | 0 | 0 | 0 | 0 | 0 | 0 | 0 | 0 | 0 | 0 | 0 | 0 | 0 | 0 | 0 | 0 | 0.35085 | 0.72948 | 1.1145 | 2.1948 | 0 | 0 | 0 | 0 | 0 | 0 | 0 | 0 | 0 | 0 | 0 | 0 | 0 | 0 | 0 | 0 | 0 | 0 | 0 | 0 | 0.0438 | 0 | 0 | 0 | 0 | 0 | 0 | 0 | 0 | 0 | 1.5651
59625_G_PV1 | NENGREST | Massachusetts | 25 | Hampden | 13 | 59625 | PV1 | Chicopee River Solar | 0 | 2015 | 9999 | Solar PV | [5 empty] | Non-Fossil | G | 2025 | Solar |  | 0 | 0 | 0 | 0 | 0 | 0 | 0 | 0 | 0 | 0 | 0 | 0 | 0 | 0 | 0 | 0 | 0.43856 | 0.91185 | 1.3931 | 2.7435 | 0 | 0 | 0 | 0 | 0 | 0 | 0 | 0 | 0 | 0 | 0 | 0 | 0 | 0 | 0 | 0 | 0 | 0 | 0 | 0 | 0.05475 | 0 | 0 | 0 | 0 | 0 | 0 | 0 | 0 | 0 | 1.9564
59624_G_PV1 | NENGREST | Massachusetts | 25 | Hampden | 13 | 59624 | PV1 | Twiss Street Solar | 0 | 2015 | 9999 | Solar PV | [5 empty] | Non-Fossil | G | 2025 | Solar |  | 0 | 0 | 0 | 0 | 0 | 0 | 0 | 0 | 0 | 0 | 0 | 0 | 0 | 0 | 0 | 0 | 0.32892 | 0.68389 | 1.0448 | 2.0576 | 0 | 0 | 0 | 0 | 0 | 0 | 0 | 0 | 0 | 0 | 0 | 0 | 0 | 0 | 0 | 0 | 0 | 0 | 0 | 0 | 0.041062 | 0 | 0 | 0 | 0 | 0 | 0 | 0 | 0 | 0 | 1.4673
59623_G_CSPV | NY_Z_D | New York | 36 | St Lawrence | 89 | 59623 | CSPV | Clarkson Solar | 0 | 2014 | 9999 | Solar PV | [5 empty] | Non-Fossil | G | 2025 | Solar |  | 0 | 0 | 0 | 0 | 0 | 0 | 0 | 0 | 0 | 0 | 0 | 0 | 0 | 0 | 0 | 0 | 0.26155 | 0.56568 | 0.92503 | 1.7523 | 0 | 0 | 0 | 0 | 0 | 0 | 0 | 0 | 0 | 0 | 0 | 0 | 0 | 0 | 0 | 0 | 0 | 0 | 0 | 0 | 0.03611 | 0 | 0 | 0 | 0 | 0 | 0 | 0 | 0 | 0 | 1.2903
59622_G_FGMA | NENGREST | Massachusetts | 25 | Plymouth | 23 | 59622 | FGMA | Future Generation Wind | 0 | 2016 | 9999 | Onshore Wind | [5 empty] | Non-Fossil | G | 2025 | Wind |  | 0 | 0 | 0 | 0 | 0 | 0 | 0 | 0 | 0 | 0 | 0 | 0 | 0 | 0 | 0 | 0 | 6.5277 | 8.4851 | 6.5729 | 21.5857 | 0 | 0 | 0 | 0 | 0 | 0 | 0 | 0 | 0 | 0 | 0 | 0 | 0 | 0 | 0 | 0 | 0 | 0 | 0 | 0 | 0.26545 | 0 | 0 | 0 | 0 | 0 | 0 | 0 | 0 | 0 | 7.9
59621_G_JRWND | ERC_PHDL | Texas | 48 | Deaf Smith | 117 | 59621 | JRWND | TX Jumbo Road Wind | 0 | 2015 | 9999 | Onshore Wind | [5 empty] | Non-Fossil | G | 2025 | Wind |  | 0 | 0 | 0 | 0 | 0 | 0 | 0 | 0 | 0 | 0 | 0 | 0 | 0 | 0 | 0 | 0 | 292.4958 | 404.7083 | 439.7956 | 1136.9998 | 0 | 0 | 0 | 0 | 0 | 0 | 0 | 0 | 0 | 0 | 0 | 0 | 0 | 0 | 0 | 0 | 0 | 0 | 0 | 0 | 9.1875 | 0 | 0 | 0 | 0 | 0 | 0 | 0 | 0 | 0 | 299.7
59620_G_SMS1 | WECC_UT | Utah | 49 | Beaver | 1 | 59620 | SMS1 | South Milford Solar Plant | 0 | 2015 | 9999 | Solar PV | [5 empty] | Non-Fossil | G | 2025 | Solar |  | 0 | 0 | 0 | 0 | 0 | 0 | 0 | 0 | 0 | 0 | 0 | 0 | 0 | 0 | 0 | 0 | 1.0159 | 2.1338 | 3.8416 | 6.9913 | 0 | 0 | 0 | 0 | 0 | 0 | 0 | 0 | 0 | 0 | 0 | 0 | 0 | 0 | 0 | 0 | 0 | 0 | 0 | 0 | 0.07931 | 0 | 0 | 0 | 0 | 0 | 0 | 0 | 0 | 0 | 2.834
59619_G_CBLA | WECC_NM | New Mexico | 35 | Cibola | 6 | 59619 | CBLA | Cibola | 0 | 2015 | 9999 | Solar PV | [5 empty] | Non-Fossil | G | 2025 | Solar |  | 0 | 0 | 0 | 0 | 0 | 0 | 0 | 0 | 0 | 0 | 0 | 0 | 0 | 0 | 0 | 0 | 3.3077 | 5.6542 | 8.4982 | 17.46 | 0 | 0 | 0 | 0 | 0 | 0 | 0 | 0 | 0 | 0 | 0 | 0 | 0 | 0 | 0 | 0 | 0 | 0 | 0 | 0 | 0.21269 | 0 | 0 | 0 | 0 | 0 | 0 | 0 | 0 | 0 | 7.6
59618_G_MLK | WECC_NM | New Mexico | 35 | Valencia | 61 | 59618 | MLK | Meadow Lake Solar Energy Center | 0 | 2015 | 9999 | Solar PV | [5 empty] | Non-Fossil | G | 2025 | Solar |  | 0 | 0 | 0 | 0 | 0 | 0 | 0 | 0 | 0 | 0 | 0 | 0 | 0 | 0 | 0 | 0 | 3.917 | 6.6957 | 10.0636 | 20.6764 | 0 | 0 | 0 | 0 | 0 | 0 | 0 | 0 | 0 | 0 | 0 | 0 | 0 | 0 | 0 | 0 | 0 | 0 | 0 | 0 | 0.25187 | 0 | 0 | 0 | 0 | 0 | 0 | 0 | 0 | 0 | 9
59614_G_MDG9 | PJM_AP | Virginia | 51 | Highland | 91 | 59614 | MDG9 | Monterey Diesel Generation Facility | 10745 | 2016 | 9999 | Combustion Turbine | [5 empty] | Fossil | G | 2025 | NaturalGas |  | 0.0098405 | 0 | 0.0096341 | 0.019475 | 0 | 0 | 0 | 0 | 0 | 0 | 0 | 0 | 0 | 0 | 0 | 0 | 0.91582 | 0 | 0.89661 | 1.8124 | 0.57606 | 0 | 0.56398 | 1.14 | 6.8865e-10 | 0 | 6.7436e-10 | 1.363e-09 | 0.0087389 | 0 | 0.0085556 | 0.017295 | 0 | 0 | 0 | 0 | 0 | 0 | 0 | 0 | 0.01122 | 0.0031031 | 0 | 0.0044249 | 0.007528 | 0.027719 | 0 | 0.02733 | 0.055049 | 0 | 0.6
59614_G_MDG8 | PJM_AP | Virginia | 51 | Highland | 91 | 59614 | MDG8 | Monterey Diesel Generation Facility | 10745 | 2016 | 9999 | Combustion Turbine | [5 empty] | Fossil | G | 2025 | NaturalGas |  | 0.0098405 | 0 | 0.0096341 | 0.019475 | 0 | 0 | 0 | 0 | 0 | 0 | 0 | 0 | 0 | 0 | 0 | 0 | 0.91582 | 0 | 0.89661 | 1.8124 | 0.57606 | 0 | 0.56398 | 1.14 | 6.8865e-10 | 0 | 6.7436e-10 | 1.363e-09 | 0.0087389 | 0 | 0.0085556 | 0.017295 | 0 | 0 | 0 | 0 | 0 | 0 | 0 | 0 | 0.01122 | 0.0031031 | 0 | 0.0044249 | 0.007528 | 0.027719 | 0 | 0.02733 | 0.055049 | 0 | 0.6
59614_G_MDG7 | PJM_AP | Virginia | 51 | Highland | 91 | 59614 | MDG7 | Monterey Diesel Generation Facility | 10745 | 2016 | 9999 | Combustion Turbine | [5 empty] | Fossil | G | 2025 | NaturalGas |  | 0.0098405 | 0 | 0.0096341 | 0.019475 | 0 | 0 | 0 | 0 | 0 | 0 | 0 | 0 | 0 | 0 | 0 | 0 | 0.91582 | 0 | 0.89661 | 1.8124 | 0.57606 | 0 | 0.56398 | 1.14 | 6.8865e-10 | 0 | 6.7436e-10 | 1.363e-09 | 0.0087389 | 0 | 0.0085556 | 0.017295 | 0 | 0 | 0 | 0 | 0 | 0 | 0 | 0 | 0.01122 | 0.0031031 | 0 | 0.0044249 | 0.007528 | 0.027719 | 0 | 0.02733 | 0.055049 | 0 | 0.6
59614_G_MDG6 | PJM_AP | Virginia | 51 | Highland | 91 | 59614 | MDG6 | Monterey Diesel Generation Facility | 10745 | 2016 | 9999 | Combustion Turbine | [5 empty] | Fossil | G | 2025 | NaturalGas |  | 0.0098405 | 0 | 0.0096341 | 0.019475 | 0 | 0 | 0 | 0 | 0 | 0 | 0 | 0 | 0 | 0 | 0 | 0 | 0.91582 | 0 | 0.89661 | 1.8124 | 0.57606 | 0 | 0.56398 | 1.14 | 6.8865e-10 | 0 | 6.7436e-10 | 1.363e-09 | 0.0087389 | 0 | 0.0085556 | 0.017295 | 0 | 0 | 0 | 0 | 0 | 0 | 0 | 0 | 0.01122 | 0.0031031 | 0 | 0.0044249 | 0.007528 | 0.027719 | 0 | 0.02733 | 0.055049 | 0 | 0.6
59614_G_MDG5 | PJM_AP | Virginia | 51 | Highland | 91 | 59614 | MDG5 | Monterey Diesel Generation Facility | 10745 | 2016 | 9999 | Combustion Turbine | [5 empty] | Fossil | G | 2025 | NaturalGas |  | 0.0098405 | 0 | 0.0096341 | 0.019475 | 0 | 0 | 0 | 0 | 0 | 0 | 0 | 0 | 0 | 0 | 0 | 0 | 0.91582 | 0 | 0.89661 | 1.8124 | 0.57606 | 0 | 0.56398 | 1.14 | 6.8865e-10 | 0 | 6.7436e-10 | 1.363e-09 | 0.0087389 | 0 | 0.0085556 | 0.017295 | 0 | 0 | 0 | 0 | 0 | 0 | 0 | 0 | 0.01122 | 0.0031031 | 0 | 0.0044249 | 0.007528 | 0.027719 | 0 | 0.02733 | 0.055049 | 0 | 0.6
59614_G_MDG4 | PJM_AP | Virginia | 51 | Highland | 91 | 59614 | MDG4 | Monterey Diesel Generation Facility | 10745 | 2016 | 9999 | Combustion Turbine | [5 empty] | Fossil | G | 2025 | NaturalGas |  | 0.0098405 | 0 | 0.0096341 | 0.019475 | 0 | 0 | 0 | 0 | 0 | 0 | 0 | 0 | 0 | 0 | 0 | 0 | 0.91582 | 0 | 0.89661 | 1.8124 | 0.57606 | 0 | 0.56398 | 1.14 | 6.8865e-10 | 0 | 6.7436e-10 | 1.363e-09 | 0.0087389 | 0 | 0.0085556 | 0.017295 | 0 | 0 | 0 | 0 | 0 | 0 | 0 | 0 | 0.01122 | 0.0031031 | 0 | 0.0044249 | 0.007528 | 0.027719 | 0 | 0.02733 | 0.055049 | 0 | 0.6
59614_G_MDG3 | PJM_AP | Virginia | 51 | Highland | 91 | 59614 | MDG3 | Monterey Diesel Generation Facility | 10745 | 2016 | 9999 | Combustion Turbine | [5 empty] | Fossil | G | 2025 | NaturalGas |  | 0.0098405 | 0 | 0.0096341 | 0.019475 | 0 | 0 | 0 | 0 | 0 | 0 | 0 | 0 | 0 | 0 | 0 | 0 | 0.91582 | 0 | 0.89661 | 1.8124 | 0.57606 | 0 | 0.56398 | 1.14 | 6.8865e-10 | 0 | 6.7436e-10 | 1.363e-09 | 0.0087389 | 0 | 0.0085556 | 0.017295 | 0 | 0 | 0 | 0 | 0 | 0 | 0 | 0 | 0.01122 | 0.0031031 | 0 | 0.0044249 | 0.007528 | 0.027719 | 0 | 0.02733 | 0.055049 | 0 | 0.6
59614_G_MDG2 | PJM_AP | Virginia | 51 | Highland | 91 | 59614 | MDG2 | Monterey Diesel Generation Facility | 10745 | 2016 | 9999 | Combustion Turbine | [5 empty] | Fossil | G | 2025 | NaturalGas |  | 0.0098405 | 0 | 0.0096341 | 0.019475 | 0 | 0 | 0 | 0 | 0 | 0 | 0 | 0 | 0 | 0 | 0 | 0 | 0.91582 | 0 | 0.89661 | 1.8124 | 0.57606 | 0 | 0.56398 | 1.14 | 6.8865e-10 | 0 | 6.7436e-10 | 1.363e-09 | 0.0087389 | 0 | 0.0085556 | 0.017295 | 0 | 0 | 0 | 0 | 0 | 0 | 0 | 0 | 0.01122 | 0.0031031 | 0 | 0.0044249 | 0.007528 | 0.027719 | 0 | 0.02733 | 0.055049 | 0 | 0.6
59614_G_MDG10 | PJM_AP | Virginia | 51 | Highland | 91 | 59614 | MDG10 | Monterey Diesel Generation Facility | 10745 | 2016 | 9999 | Combustion Turbine | [5 empty] | Fossil | G | 2025 | NaturalGas |  | 0.0098405 | 0 | 0.0096341 | 0.019475 | 0 | 0 | 0 | 0 | 0 | 0 | 0 | 0 | 0 | 0 | 0 | 0 | 0.91582 | 0 | 0.89661 | 1.8124 | 0.57606 | 0 | 0.56398 | 1.14 | 6.8865e-10 | 0 | 6.7436e-10 | 1.363e-09 | 0.0087389 | 0 | 0.0085556 | 0.017295 | 0 | 0 | 0 | 0 | 0 | 0 | 0 | 0 | 0.01122 | 0.0031031 | 0 | 0.0044249 | 0.007528 | 0.027719 | 0 | 0.02733 | 0.055049 | 0 | 0.6
59614_G_MDG1 | PJM_AP | Virginia | 51 | Highland | 91 | 59614 | MDG1 | Monterey Diesel Generation Facility | 10745 | 2016 | 9999 | Combustion Turbine | [5 empty] | Fossil | G | 2025 | NaturalGas |  | 0.0098405 | 0 | 0.0096341 | 0.019475 | 0 | 0 | 0 | 0 | 0 | 0 | 0 | 0 | 0 | 0 | 0 | 0 | 0.91582 | 0 | 0.89661 | 1.8124 | 0.57606 | 0 | 0.56398 | 1.14 | 6.8865e-10 | 0 | 6.7436e-10 | 1.363e-09 | 0.0087389 | 0 | 0.0085556 | 0.017295 | 0 | 0 | 0 | 0 | 0 | 0 | 0 | 0 | 0.01122 | 0.0031031 | 0 | 0.0044249 | 0.007528 | 0.027719 | 0 | 0.02733 | 0.055049 | 0 | 0.6
59611_G_LKLBB | FRCC | Florida | 12 | Polk | 105 | 59611 | LKLBB | LKL BLBD, LLC | 0 | 2015 | 9999 | Solar PV | [5 empty] | Non-Fossil | G | 2025 | Solar |  | 0 | 0 | 0 | 0 | 0 | 0 | 0 | 0 | 0 | 0 | 0 | 0 | 0 | 0 | 0 | 0 | 1.9062 | 3.4371 | 4.8943 | 10.2377 | 0 | 0 | 0 | 0 | 0 | 0 | 0 | 0 | 0 | 0 | 0 | 0 | 0 | 0 | 0 | 0 | 0 | 0 | 0 | 0 | 0.16791 | 0 | 0 | 0 | 0 | 0 | 0 | 0 | 0 | 0 | 6
59610_G_APNLI | WECC_SCE | California | 6 | Riverside | 65 | 59610 | APNLI | AP North Lake I, LP | 0 | 2015 | 9999 | Solar PV | [5 empty] | Non-Fossil | G | 2025 | Solar |  | 0 | 0 | 0 | 0 | 0 | 0 | 0 | 0 | 0 | 0 | 0 | 0 | 0 | 0 | 0 | 0 | 8.4151 | 15.6123 | 24.1983 | 48.2257 | 0 | 0 | 0 | 0 | 0 | 0 | 0 | 0 | 0 | 0 | 0 | 0 | 0 | 0 | 0 | 0 | 0 | 0 | 0 | 0 | 0.72255 | 0 | 0 | 0 | 0 | 0 | 0 | 0 | 0 | 0 | 20
59607_G_MWS | WECC_SCE | California | 6 | Kern | 29 | 59607 | MWS | Maricopa West Solar PV, LLC | 0 | 2015 | 9999 | Solar PV | [5 empty] | Non-Fossil | G | 2025 | Solar |  | 0 | 0 | 0 | 0 | 0 | 0 | 0 | 0 | 0 | 0 | 0 | 0 | 0 | 0 | 0 | 0 | 8.4151 | 15.6123 | 24.1983 | 48.2257 | 0 | 0 | 0 | 0 | 0 | 0 | 0 | 0 | 0 | 0 | 0 | 0 | 0 | 0 | 0 | 0 | 0 | 0 | 0 | 0 | 0.72255 | 0 | 0 | 0 | 0 | 0 | 0 | 0 | 0 | 0 | 20
59606_G_FLS1 | S_VACA | North Carolina | 37 | Warren | 185 | 59606 | FLS1 | Soul City Solar | 0 | 2015 | 9999 | Solar PV | [5 empty] | Non-Fossil | G | 2025 | Solar |  | 0 | 0 | 0 | 0 | 0 | 0 | 0 | 0 | 0 | 0 | 0 | 0 | 0 | 0 | 0 | 0 | 1.0611 | 1.8822 | 3.139 | 6.0823 | 0 | 0 | 0 | 0 | 0 | 0 | 0 | 0 | 0 | 0 | 0 | 0 | 0 | 0 | 0 | 0 | 0 | 0 | 0 | 0 | 0.09789 | 0 | 0 | 0 | 0 | 0 | 0 | 0 | 0 | 0 | 3.4979
59605_G_FLS1 | S_VACA | North Carolina | 37 | Vance | 181 | 59605 | FLS1 | Vicksburg Solar | 0 | 2015 | 9999 | Solar PV | [5 empty] | Non-Fossil | G | 2025 | Solar |  | 0 | 0 | 0 | 0 | 0 | 0 | 0 | 0 | 0 | 0 | 0 | 0 | 0 | 0 | 0 | 0 | 1.5159 | 2.6889 | 4.4842 | 8.689 | 0 | 0 | 0 | 0 | 0 | 0 | 0 | 0 | 0 | 0 | 0 | 0 | 0 | 0 | 0 | 0 | 0 | 0 | 0 | 0 | 0.13984 | 0 | 0 | 0 | 0 | 0 | 0 | 0 | 0 | 0 | 4.997
59604_G_FLS1 | S_VACA | North Carolina | 37 | Vance | 181 | 59604 | FLS1 | Stagecoach Solar | 0 | 2015 | 9999 | Solar PV | [5 empty] | Non-Fossil | G | 2025 | Solar |  | 0 | 0 | 0 | 0 | 0 | 0 | 0 | 0 | 0 | 0 | 0 | 0 | 0 | 0 | 0 | 0 | 1.5159 | 2.6889 | 4.4842 | 8.689 | 0 | 0 | 0 | 0 | 0 | 0 | 0 | 0 | 0 | 0 | 0 | 0 | 0 | 0 | 0 | 0 | 0 | 0 | 0 | 0 | 0.13984 | 0 | 0 | 0 | 0 | 0 | 0 | 0 | 0 | 0 | 4.997
59603_G_FLS1 | S_VACA | North Carolina | 37 | Robeson | 155 | 59603 | FLS1 | Walters Solar (FLS 260) | 0 | 2015 | 9999 | Solar PV | [5 empty] | Non-Fossil | G | 2025 | Solar |  | 0 | 0 | 0 | 0 | 0 | 0 | 0 | 0 | 0 | 0 | 0 | 0 | 0 | 0 | 0 | 0 | 1.5159 | 2.6889 | 4.4842 | 8.689 | 0 | 0 | 0 | 0 | 0 | 0 | 0 | 0 | 0 | 0 | 0 | 0 | 0 | 0 | 0 | 0 | 0 | 0 | 0 | 0 | 0.13984 | 0 | 0 | 0 | 0 | 0 | 0 | 0 | 0 | 0 | 4.997
59601_G_L&D | PJM_EMAC | New Jersey | 34 | Burlington | 5 | 59601 | L&D | L&D Landfill Solar | 0 | 2015 | 9999 | Solar PV | [5 empty] | Non-Fossil | G | 2025 | Solar |  | 0 | 0 | 0 | 0 | 0 | 0 | 0 | 0 | 0 | 0 | 0 | 0 | 0 | 0 | 0 | 0 | 2.1161 | 4.5682 | 7.2586 | 13.9428 | 0 | 0 | 0 | 0 | 0 | 0 | 0 | 0 | 0 | 0 | 0 | 0 | 0 | 0 | 0 | 0 | 0 | 0 | 0 | 0 | 0.35136 | 0 | 0 | 0 | 0 | 0 | 0 | 0 | 0 | 0 | 9.741
59600_G_GEN1 | WECC_SCE | California | 6 | Tulare | 107 | 59600 | GEN1 | Nicolis Solar PV Plant | 0 | 2016 | 9999 | Solar PV | [5 empty] | Non-Fossil | G | 2025 | Solar |  | 0 | 0 | 0 | 0 | 0 | 0 | 0 | 0 | 0 | 0 | 0 | 0 | 0 | 0 | 0 | 0 | 7.9943 | 14.8317 | 22.9884 | 45.8144 | 0 | 0 | 0 | 0 | 0 | 0 | 0 | 0 | 0 | 0 | 0 | 0 | 0 | 0 | 0 | 0 | 0 | 0 | 0 | 0 | 0.68643 | 0 | 0 | 0 | 0 | 0 | 0 | 0 | 0 | 0 | 19
59599_G_GEN1 | WECC_SCE | California | 6 | Tulare | 107 | 59599 | GEN1 | Tropico Solar PV Plant | 0 | 2016 | 9999 | Solar PV | [5 empty] | Non-Fossil | G | 2025 | Solar |  | 0 | 0 | 0 | 0 | 0 | 0 | 0 | 0 | 0 | 0 | 0 | 0 | 0 | 0 | 0 | 0 | 5.4698 | 10.148 | 15.7289 | 31.3467 | 0 | 0 | 0 | 0 | 0 | 0 | 0 | 0 | 0 | 0 | 0 | 0 | 0 | 0 | 0 | 0 | 0 | 0 | 0 | 0 | 0.46966 | 0 | 0 | 0 | 0 | 0 | 0 | 0 | 0 | 0 | 13
59598_G_CS002 | WECC_SCE | California | 6 | San Bernardino | 71 | 59598 | CS002 | Colton Solar Two, LLC | 0 | 2015 | 9999 | Solar PV | [5 empty] | Non-Fossil | G | 2025 | Solar |  | 0 | 0 | 0 | 0 | 0 | 0 | 0 | 0 | 0 | 0 | 0 | 0 | 0 | 0 | 0 | 0 | 0.42075 | 0.78061 | 1.2099 | 2.4113 | 0 | 0 | 0 | 0 | 0 | 0 | 0 | 0 | 0 | 0 | 0 | 0 | 0 | 0 | 0 | 0 | 0 | 0 | 0 | 0 | 0.036128 | 0 | 0 | 0 | 0 | 0 | 0 | 0 | 0 | 0 | 1
59597_G_CS001 | WECC_SCE | California | 6 | San Bernardino | 71 | 59597 | CS001 | Colton Solar One, LLC | 0 | 2015 | 9999 | Solar PV | [5 empty] | Non-Fossil | G | 2025 | Solar |  | 0 | 0 | 0 | 0 | 0 | 0 | 0 | 0 | 0 | 0 | 0 | 0 | 0 | 0 | 0 | 0 | 1.0519 | 1.9515 | 3.0248 | 6.0282 | 0 | 0 | 0 | 0 | 0 | 0 | 0 | 0 | 0 | 0 | 0 | 0 | 0 | 0 | 0 | 0 | 0 | 0 | 0 | 0 | 0.090319 | 0 | 0 | 0 | 0 | 0 | 0 | 0 | 0 | 0 | 2.5
59595_G_PV1 | S_VACA | North Carolina | 37 | Alexander | 3 | 59595 | PV1 | Stikeleather Farm | 0 | 2015 | 9999 | Solar PV | [5 empty] | Non-Fossil | G | 2025 | Solar |  | 0 | 0 | 0 | 0 | 0 | 0 | 0 | 0 | 0 | 0 | 0 | 0 | 0 | 0 | 0 | 0 | 1.5159 | 2.6889 | 4.4842 | 8.689 | 0 | 0 | 0 | 0 | 0 | 0 | 0 | 0 | 0 | 0 | 0 | 0 | 0 | 0 | 0 | 0 | 0 | 0 | 0 | 0 | 0.13984 | 0 | 0 | 0 | 0 | 0 | 0 | 0 | 0 | 0 | 4.997
59593_G_PV1 | S_VACA | North Carolina | 37 | Vance | 181 | 59593 | PV1 | Spring Valley Farm 2, LLC | 0 | 2017 | 9999 | Solar PV | [5 empty] | Non-Fossil | G | 2025 | Solar |  | 0 | 0 | 0 | 0 | 0 | 0 | 0 | 0 | 0 | 0 | 0 | 0 | 0 | 0 | 0 | 0 | 1.5159 | 2.6889 | 4.4842 | 8.689 | 0 | 0 | 0 | 0 | 0 | 0 | 0 | 0 | 0 | 0 | 0 | 0 | 0 | 0 | 0 | 0 | 0 | 0 | 0 | 0 | 0.13984 | 0 | 0 | 0 | 0 | 0 | 0 | 0 | 0 | 0 | 4.997
59592_G_PV1 | S_VACA | North Carolina | 37 | Moore | 125 | 59592 | PV1 | Sedberry Farm | 0 | 2016 | 9999 | Solar PV | [5 empty] | Non-Fossil | G | 2025 | Solar |  | 0 | 0 | 0 | 0 | 0 | 0 | 0 | 0 | 0 | 0 | 0 | 0 | 0 | 0 | 0 | 0 | 1.5159 | 2.6889 | 4.4842 | 8.689 | 0 | 0 | 0 | 0 | 0 | 0 | 0 | 0 | 0 | 0 | 0 | 0 | 0 | 0 | 0 | 0 | 0 | 0 | 0 | 0 | 0.13984 | 0 | 0 | 0 | 0 | 0 | 0 | 0 | 0 | 0 | 4.997
59591_G_PV1 | PJM_Dom | North Carolina | 37 | Northampton | 131 | 59591 | PV1 | Schell Solar Farm | 0 | 2016 | 9999 | Solar PV | [5 empty] | Non-Fossil | G | 2025 | Solar |  | 0 | 0 | 0 | 0 | 0 | 0 | 0 | 0 | 0 | 0 | 0 | 0 | 0 | 0 | 0 | 0 | 1.5517 | 2.6921 | 4.8414 | 9.0853 | 0 | 0 | 0 | 0 | 0 | 0 | 0 | 0 | 0 | 0 | 0 | 0 | 0 | 0 | 0 | 0 | 0 | 0 | 0 | 0 | 0.13993 | 0 | 0 | 0 | 0 | 0 | 0 | 0 | 0 | 0 | 5
59589_G_PV1 | S_VACA | North Carolina | 37 | Rutherford | 161 | 59589 | PV1 | Rutherford Farm | 0 | 2016 | 9999 | Solar PV | [5 empty] | Non-Fossil | G | 2025 | Solar |  | 0 | 0 | 0 | 0 | 0 | 0 | 0 | 0 | 0 | 0 | 0 | 0 | 0 | 0 | 0 | 0 | 22.6775 | 40.2258 | 67.0839 | 129.9872 | 0 | 0 | 0 | 0 | 0 | 0 | 0 | 0 | 0 | 0 | 0 | 0 | 0 | 0 | 0 | 0 | 0 | 0 | 0 | 0 | 2.092 | 0 | 0 | 0 | 0 | 0 | 0 | 0 | 0 | 0 | 74.7548
59587_G_PV1 | S_VACA | North Carolina | 37 | Yadkin | 197 | 59587 | PV1 | Yadkin 601 Farm | 0 | 2015 | 9999 | Solar PV | [5 empty] | Non-Fossil | G | 2025 | Solar |  | 0 | 0 | 0 | 0 | 0 | 0 | 0 | 0 | 0 | 0 | 0 | 0 | 0 | 0 | 0 | 0 | 0.90953 | 1.6133 | 2.6905 | 5.2134 | 0 | 0 | 0 | 0 | 0 | 0 | 0 | 0 | 0 | 0 | 0 | 0 | 0 | 0 | 0 | 0 | 0 | 0 | 0 | 0 | 0.083906 | 0 | 0 | 0 | 0 | 0 | 0 | 0 | 0 | 0 | 2.9982
59586_G_PV1 | S_VACA | North Carolina | 37 | Duplin | 61 | 59586 | PV1 | Woodland Church Farm | 0 | 2015 | 9999 | Solar PV | [5 empty] | Non-Fossil | G | 2025 | Solar |  | 0 | 0 | 0 | 0 | 0 | 0 | 0 | 0 | 0 | 0 | 0 | 0 | 0 | 0 | 0 | 0 | 1.5159 | 2.6889 | 4.4842 | 8.689 | 0 | 0 | 0 | 0 | 0 | 0 | 0 | 0 | 0 | 0 | 0 | 0 | 0 | 0 | 0 | 0 | 0 | 0 | 0 | 0 | 0.13984 | 0 | 0 | 0 | 0 | 0 | 0 | 0 | 0 | 0 | 4.997
59584_G_PV1 | S_VACA | North Carolina | 37 | Johnston | 101 | 59584 | PV1 | Wellons Farm | 0 | 2015 | 9999 | Solar PV | [5 empty] | Non-Fossil | G | 2025 | Solar |  | 0 | 0 | 0 | 0 | 0 | 0 | 0 | 0 | 0 | 0 | 0 | 0 | 0 | 0 | 0 | 0 | 1.5159 | 2.6889 | 4.4842 | 8.689 | 0 | 0 | 0 | 0 | 0 | 0 | 0 | 0 | 0 | 0 | 0 | 0 | 0 | 0 | 0 | 0 | 0 | 0 | 0 | 0 | 0.13984 | 0 | 0 | 0 | 0 | 0 | 0 | 0 | 0 | 0 | 4.997
59583_G_PV1 | S_VACA | North Carolina | 37 | Cumberland | 51 | 59583 | PV1 | Tart Farm | 0 | 2016 | 9999 | Solar PV | [5 empty] | Non-Fossil | G | 2025 | Solar |  | 0 | 0 | 0 | 0 | 0 | 0 | 0 | 0 | 0 | 0 | 0 | 0 | 0 | 0 | 0 | 0 | 1.5159 | 2.6889 | 4.4842 | 8.689 | 0 | 0 | 0 | 0 | 0 | 0 | 0 | 0 | 0 | 0 | 0 | 0 | 0 | 0 | 0 | 0 | 0 | 0 | 0 | 0 | 0.13984 | 0 | 0 | 0 | 0 | 0 | 0 | 0 | 0 | 0 | 4.997
59581_G_PV1 | S_VACA | North Carolina | 37 | Orange | 135 | 59581 | PV1 | Stout Farm | 0 | 2014 | 9999 | Solar PV | [5 empty] | Non-Fossil | G | 2025 | Solar |  | 0 | 0 | 0 | 0 | 0 | 0 | 0 | 0 | 0 | 0 | 0 | 0 | 0 | 0 | 0 | 0 | 1.5159 | 2.6889 | 4.4842 | 8.689 | 0 | 0 | 0 | 0 | 0 | 0 | 0 | 0 | 0 | 0 | 0 | 0 | 0 | 0 | 0 | 0 | 0 | 0 | 0 | 0 | 0.13984 | 0 | 0 | 0 | 0 | 0 | 0 | 0 | 0 | 0 | 4.997
59579_G_PV1 | S_VACA | North Carolina | 37 | Franklin | 69 | 59579 | PV1 | Franklin Solar 2 | 0 | 2014 | 9999 | Solar PV | [5 empty] | Non-Fossil | G | 2025 | Solar |  | 0 | 0 | 0 | 0 | 0 | 0 | 0 | 0 | 0 | 0 | 0 | 0 | 0 | 0 | 0 | 0 | 0.60635 | 1.0756 | 1.7937 | 3.4756 | 0 | 0 | 0 | 0 | 0 | 0 | 0 | 0 | 0 | 0 | 0 | 0 | 0 | 0 | 0 | 0 | 0 | 0 | 0 | 0 | 0.055937 | 0 | 0 | 0 | 0 | 0 | 0 | 0 | 0 | 0 | 1.9988
59578_G_PV1 | S_VACA | North Carolina | 37 | Union | 179 | 59578 | PV1 | Monroe Moore Farm | 0 | 2016 | 9999 | Solar PV | [5 empty] | Non-Fossil | G | 2025 | Solar |  | 0 | 0 | 0 | 0 | 0 | 0 | 0 | 0 | 0 | 0 | 0 | 0 | 0 | 0 | 0 | 0 | 1.5159 | 2.6889 | 4.4842 | 8.689 | 0 | 0 | 0 | 0 | 0 | 0 | 0 | 0 | 0 | 0 | 0 | 0 | 0 | 0 | 0 | 0 | 0 | 0 | 0 | 0 | 0.13984 | 0 | 0 | 0 | 0 | 0 | 0 | 0 | 0 | 0 | 4.997
59577_G_PV1 | S_VACA | North Carolina | 37 | Stanly | 167 | 59577 | PV1 | Misenheimer Farm | 0 | 2015 | 9999 | Solar PV | [5 empty] | Non-Fossil | G | 2025 | Solar |  | 0 | 0 | 0 | 0 | 0 | 0 | 0 | 0 | 0 | 0 | 0 | 0 | 0 | 0 | 0 | 0 | 1.5159 | 2.6889 | 4.4842 | 8.689 | 0 | 0 | 0 | 0 | 0 | 0 | 0 | 0 | 0 | 0 | 0 | 0 | 0 | 0 | 0 | 0 | 0 | 0 | 0 | 0 | 0.13984 | 0 | 0 | 0 | 0 | 0 | 0 | 0 | 0 | 0 | 4.997
59575_G_PV1 | S_VACA | North Carolina | 37 | Bladen | 17 | 59575 | PV1 | Manway Solar Farm | 0 | 2015 | 9999 | Solar PV | [5 empty] | Non-Fossil | G | 2025 | Solar |  | 0 | 0 | 0 | 0 | 0 | 0 | 0 | 0 | 0 | 0 | 0 | 0 | 0 | 0 | 0 | 0 | 1.5159 | 2.6889 | 4.4842 | 8.689 | 0 | 0 | 0 | 0 | 0 | 0 | 0 | 0 | 0 | 0 | 0 | 0 | 0 | 0 | 0 | 0 | 0 | 0 | 0 | 0 | 0.13984 | 0 | 0 | 0 | 0 | 0 | 0 | 0 | 0 | 0 | 4.997
59574_G_SBL | PJM_West | Michigan | 26 | Berrien | 21 | 59574 | SBL | Southeast Berrien Generating Facility | 13500 | 2009 | 9999 | Landfill Gas | [5 empty] | Non-Fossil | G | 2025 | LF Gas |  | 0.087315 | 0.12768 | 0.17897 | 0.39396 | 0 | 0 | 0 | 0 | 0 | 0 | 0 | 0 | 0 | 0 | 0 | 0 | 6.4678 | 9.4578 | 13.257 | 29.1826 | 5.0319 | 7.3581 | 10.3138 | 22.7038 | 0 | 0 | 0 | 0 | 0.010514 | 0.015374 | 0.02155 | 0.047437 | 0 | 0 | 0 | 0 | 0 | 0 | 0 | 0 | 1.0796 | 0.042294 | 0.061846 | 0.086689 | 0.19083 | 0 | 0 | 0 | 0 | 0 | 4.6
59573_G_TIS1 | NENGREST | Massachusetts | 25 | Dukes | 7 | 59573 | TIS1 | Tisbury Landfill Solar | 0 | 2014 | 9999 | Solar PV | [5 empty] | Non-Fossil | G | 2025 | Solar |  | 0 | 0 | 0 | 0 | 0 | 0 | 0 | 0 | 0 | 0 | 0 | 0 | 0 | 0 | 0 | 0 | 0.24121 | 0.50152 | 0.7662 | 1.5089 | 0 | 0 | 0 | 0 | 0 | 0 | 0 | 0 | 0 | 0 | 0 | 0 | 0 | 0 | 0 | 0 | 0 | 0 | 0 | 0 | 0.030112 | 0 | 0 | 0 | 0 | 0 | 0 | 0 | 0 | 0 | 1.076
59570_G_PV1 | S_VACA | North Carolina | 37 | Davie | 59 | 59570 | PV1 | Mocksville Solar | 0 | 2016 | 9999 | Solar PV | [5 empty] | Non-Fossil | G | 2025 | Solar |  | 0 | 0 | 0 | 0 | 0 | 0 | 0 | 0 | 0 | 0 | 0 | 0 | 0 | 0 | 0 | 0 | 4.6689 | 8.2818 | 13.8114 | 26.7621 | 0 | 0 | 0 | 0 | 0 | 0 | 0 | 0 | 0 | 0 | 0 | 0 | 0 | 0 | 0 | 0 | 0 | 0 | 0 | 0 | 0.43072 | 0 | 0 | 0 | 0 | 0 | 0 | 0 | 0 | 0 | 15.3907
59567_G_PV1 | S_VACA | North Carolina | 37 | Pender | 141 | 59567 | PV1 | Bearford Farm Solar Project | 0 | 2017 | 9999 | Solar PV | [5 empty] | Non-Fossil | G | 2025 | Solar |  | 0 | 0 | 0 | 0 | 0 | 0 | 0 | 0 | 0 | 0 | 0 | 0 | 0 | 0 | 0 | 0 | 1.5159 | 2.6889 | 4.4842 | 8.689 | 0 | 0 | 0 | 0 | 0 | 0 | 0 | 0 | 0 | 0 | 0 | 0 | 0 | 0 | 0 | 0 | 0 | 0 | 0 | 0 | 0.13984 | 0 | 0 | 0 | 0 | 0 | 0 | 0 | 0 | 0 | 4.997
59566_G_PV1 | S_VACA | North Carolina | 37 | Yadkin | 197 | 59566 | PV1 | Ashley Solar Farm | 0 | 2015 | 9999 | Solar PV | [5 empty] | Non-Fossil | G | 2025 | Solar |  | 0 | 0 | 0 | 0 | 0 | 0 | 0 | 0 | 0 | 0 | 0 | 0 | 0 | 0 | 0 | 0 | 1.2127 | 2.1511 | 3.5874 | 6.9512 | 0 | 0 | 0 | 0 | 0 | 0 | 0 | 0 | 0 | 0 | 0 | 0 | 0 | 0 | 0 | 0 | 0 | 0 | 0 | 0 | 0.11187 | 0 | 0 | 0 | 0 | 0 | 0 | 0 | 0 | 0 | 3.9976
59565_G_PV1 | S_VACA | North Carolina | 37 | Johnston | 101 | 59565 | PV1 | Keen Farm | 0 | 2015 | 9999 | Solar PV | [5 empty] | Non-Fossil | G | 2025 | Solar |  | 0 | 0 | 0 | 0 | 0 | 0 | 0 | 0 | 0 | 0 | 0 | 0 | 0 | 0 | 0 | 0 | 1.5159 | 2.6889 | 4.4842 | 8.689 | 0 | 0 | 0 | 0 | 0 | 0 | 0 | 0 | 0 | 0 | 0 | 0 | 0 | 0 | 0 | 0 | 0 | 0 | 0 | 0 | 0.13984 | 0 | 0 | 0 | 0 | 0 | 0 | 0 | 0 | 0 | 4.997
59564_G_PV1 | S_VACA | North Carolina | 37 | Cleveland | 45 | 59564 | PV1 | Hutchinson Farm | 0 | 2014 | 9999 | Solar PV | [5 empty] | Non-Fossil | G | 2025 | Solar |  | 0 | 0 | 0 | 0 | 0 | 0 | 0 | 0 | 0 | 0 | 0 | 0 | 0 | 0 | 0 | 0 | 1.5159 | 2.6889 | 4.4842 | 8.689 | 0 | 0 | 0 | 0 | 0 | 0 | 0 | 0 | 0 | 0 | 0 | 0 | 0 | 0 | 0 | 0 | 0 | 0 | 0 | 0 | 0.13984 | 0 | 0 | 0 | 0 | 0 | 0 | 0 | 0 | 0 | 4.997
59563_G_PV1 | S_VACA | North Carolina | 37 | Moore | 125 | 59563 | PV1 | Foxfire Solar Farm | 0 | 2015 | 9999 | Solar PV | [5 empty] | Non-Fossil | G | 2025 | Solar |  | 0 | 0 | 0 | 0 | 0 | 0 | 0 | 0 | 0 | 0 | 0 | 0 | 0 | 0 | 0 | 0 | 1.5159 | 2.6889 | 4.4842 | 8.689 | 0 | 0 | 0 | 0 | 0 | 0 | 0 | 0 | 0 | 0 | 0 | 0 | 0 | 0 | 0 | 0 | 0 | 0 | 0 | 0 | 0.13984 | 0 | 0 | 0 | 0 | 0 | 0 | 0 | 0 | 0 | 4.997
59562_G_PV1 | S_VACA | North Carolina | 37 | Scotland | 165 | 59562 | PV1 | Eastover Farm | 0 | 2014 | 9999 | Solar PV | [5 empty] | Non-Fossil | G | 2025 | Solar |  | 0 | 0 | 0 | 0 | 0 | 0 | 0 | 0 | 0 | 0 | 0 | 0 | 0 | 0 | 0 | 0 | 1.5159 | 2.6889 | 4.4842 | 8.689 | 0 | 0 | 0 | 0 | 0 | 0 | 0 | 0 | 0 | 0 | 0 | 0 | 0 | 0 | 0 | 0 | 0 | 0 | 0 | 0 | 0.13984 | 0 | 0 | 0 | 0 | 0 | 0 | 0 | 0 | 0 | 4.997
59561_G_PV1 | S_VACA | North Carolina | 37 | Lenoir | 107 | 59561 | PV1 | Crockett Farm | 0 | 2014 | 9999 | Solar PV | [5 empty] | Non-Fossil | G | 2025 | Solar |  | 0 | 0 | 0 | 0 | 0 | 0 | 0 | 0 | 0 | 0 | 0 | 0 | 0 | 0 | 0 | 0 | 1.5159 | 2.6889 | 4.4842 | 8.689 | 0 | 0 | 0 | 0 | 0 | 0 | 0 | 0 | 0 | 0 | 0 | 0 | 0 | 0 | 0 | 0 | 0 | 0 | 0 | 0 | 0.13984 | 0 | 0 | 0 | 0 | 0 | 0 | 0 | 0 | 0 | 4.997
59560_G_SPRG1 | WECC_NM | New Mexico | 35 | Colfax | 7 | 59560 | SPRG1 | Springer Solar 1 | 0 | 2015 | 9999 | Solar PV | [5 empty] | Non-Fossil | G | 2025 | Solar |  | 0 | 0 | 0 | 0 | 0 | 0 | 0 | 0 | 0 | 0 | 0 | 0 | 0 | 0 | 0 | 0 | 0.34818 | 0.59518 | 0.89454 | 1.8379 | 0 | 0 | 0 | 0 | 0 | 0 | 0 | 0 | 0 | 0 | 0 | 0 | 0 | 0 | 0 | 0 | 0 | 0 | 0 | 0 | 0.022388 | 0 | 0 | 0 | 0 | 0 | 0 | 0 | 0 | 0 | 0.8
59559_G_GEN#2 | MIS_WUMS | Wisconsin | 55 | Dane | 25 | 59559 | GEN#2 | Clean Fuel Dane Community Digester | 9159 | 2011 | 9999 | Non-Fossil Waste | [5 empty] | Non-Fossil | G | 2025 | Non-Fossil |  | 0.0061909 | 0.0091043 | 0.010737 | 0.026032 | 0 | 0 | 0 | 0 | 0 | 0 | 0 | 0 | 0 | 0 | 0 | 0 | 0.67593 | 0.99403 | 1.1723 | 2.8423 | 0 | 0 | 0 | 0 | 0 | 0 | 0 | 0 | 0 | 0 | 0 | 0 | 0 | 0 | 0 | 0 | 0 | 0 | 0 | 0 | 0.23469 | 0.00442 | 0.0065 | 0.0076659 | 0.018586 | 0 | 0 | 0 | 0 | 0 | 1
59559_G_GEN#1 | MIS_WUMS | Wisconsin | 55 | Dane | 25 | 59559 | GEN#1 | Clean Fuel Dane Community Digester | 9159 | 2011 | 9999 | Non-Fossil Waste | [5 empty] | Non-Fossil | G | 2025 | Non-Fossil |  | 0.0061909 | 0.0091043 | 0.010737 | 0.026032 | 0 | 0 | 0 | 0 | 0 | 0 | 0 | 0 | 0 | 0 | 0 | 0 | 0.67593 | 0.99403 | 1.1723 | 2.8423 | 0 | 0 | 0 | 0 | 0 | 0 | 0 | 0 | 0 | 0 | 0 | 0 | 0 | 0 | 0 | 0 | 0 | 0 | 0 | 0 | 0.23469 | 0.00442 | 0.0065 | 0.0076659 | 0.018586 | 0 | 0 | 0 | 0 | 0 | 1
59558_G_SSEC1 | WECC_NM | New Mexico | 35 | Sandoval | 43 | 59558 | SSEC1 | Sandoval Solar Energy Center | 0 | 2014 | 9999 | Solar PV | [5 empty] | Non-Fossil | G | 2025 | Solar |  | 0 | 0 | 0 | 0 | 0 | 0 | 0 | 0 | 0 | 0 | 0 | 0 | 0 | 0 | 0 | 0 | 2.6549 | 4.5382 | 6.8209 | 14.014 | 0 | 0 | 0 | 0 | 0 | 0 | 0 | 0 | 0 | 0 | 0 | 0 | 0 | 0 | 0 | 0 | 0 | 0 | 0 | 0 | 0.17071 | 0 | 0 | 0 | 0 | 0 | 0 | 0 | 0 | 0 | 6.1
59557_G_AC2FC | WEC_CALN | California | 6 | Santa Clara | 85 | 59557 | AC2FC | Apple Campus 2 Fuel Cell | 8653 | 2017 | 9999 | Fuel Cell | [5 empty] | Non-Fossil | G | 2025 | NaturalGas |  | 0 | 0 | 0 | 0 | 0 | 0 | 0 | 0 | 0 | 0 | 0 | 0 | 0 | 0 | 0 | 0 | 0 | 0 | 0 | 0 | 0 | 0 | 0 | 0 | 0 | 0 | 0 | 0 | 0 | 0 | 0 | 0 | 0 | 0 | 0 | 0 | 0 | 0 | 0 | 0 | 0 | 0 | 0 | 0 | 0 | 0 | 0 | 0 | 0 | 0 | 4
59556_G_1 | S_SOU | Georgia | 13 | Murray | 213 | 59556 | 1 | Dalton 2 | 0 | 2014 | 9999 | Solar PV | [5 empty] | Non-Fossil | G | 2025 | Solar |  | 0 | 0 | 0 | 0 | 0 | 0 | 0 | 0 | 0 | 0 | 0 | 0 | 0 | 0 | 0 | 0 | 2.1124 | 3.6349 | 5.4571 | 11.2045 | 0 | 0 | 0 | 0 | 0 | 0 | 0 | 0 | 0 | 0 | 0 | 0 | 0 | 0 | 0 | 0 | 0 | 0 | 0 | 0 | 0.15392 | 0 | 0 | 0 | 0 | 0 | 0 | 0 | 0 | 0 | 5.5
59555_G_VEGA1 | WEC_CALN | California | 6 | Merced | 47 | 59555 | VEGA1 | Vega Solar | 0 | 2015 | 9999 | Solar PV | [5 empty] | Non-Fossil | G | 2025 | Solar |  | 0 | 0 | 0 | 0 | 0 | 0 | 0 | 0 | 0 | 0 | 0 | 0 | 0 | 0 | 0 | 0 | 7.5037 | 14.9373 | 24.4904 | 46.9314 | 0 | 0 | 0 | 0 | 0 | 0 | 0 | 0 | 0 | 0 | 0 | 0 | 0 | 0 | 0 | 0 | 0 | 0 | 0 | 0 | 0.63983 | 0 | 0 | 0 | 0 | 0 | 0 | 0 | 0 | 0 | 19.9809
59554_G_FLS1 | S_VACA | North Carolina | 37 | Rutherford | 161 | 59554 | FLS1 | Innovative Solar 15, LLC | 0 | 2014 | 9999 | Solar PV | [5 empty] | Non-Fossil | G | 2025 | Solar |  | 0 | 0 | 0 | 0 | 0 | 0 | 0 | 0 | 0 | 0 | 0 | 0 | 0 | 0 | 0 | 0 | 0.60635 | 1.0756 | 1.7937 | 3.4756 | 0 | 0 | 0 | 0 | 0 | 0 | 0 | 0 | 0 | 0 | 0 | 0 | 0 | 0 | 0 | 0 | 0 | 0 | 0 | 0 | 0.055937 | 0 | 0 | 0 | 0 | 0 | 0 | 0 | 0 | 0 | 1.9988
59553_G_FLS1 | S_VACA | North Carolina | 37 | Henderson | 89 | 59553 | FLS1 | Innovative Solar 14, LLC | 0 | 2014 | 9999 | Solar PV | [5 empty] | Non-Fossil | G | 2025 | Solar |  | 0 | 0 | 0 | 0 | 0 | 0 | 0 | 0 | 0 | 0 | 0 | 0 | 0 | 0 | 0 | 0 | 0.60635 | 1.0756 | 1.7937 | 3.4756 | 0 | 0 | 0 | 0 | 0 | 0 | 0 | 0 | 0 | 0 | 0 | 0 | 0 | 0 | 0 | 0 | 0 | 0 | 0 | 0 | 0.055937 | 0 | 0 | 0 | 0 | 0 | 0 | 0 | 0 | 0 | 1.9988
59552_G_FLS1 | S_VACA | North Carolina | 37 | Robeson | 155 | 59552 | FLS1 | FLS Solar 170, LLC | 0 | 2014 | 9999 | Solar PV | [5 empty] | Non-Fossil | G | 2025 | Solar |  | 0 | 0 | 0 | 0 | 0 | 0 | 0 | 0 | 0 | 0 | 0 | 0 | 0 | 0 | 0 | 0 | 0.60635 | 1.0756 | 1.7937 | 3.4756 | 0 | 0 | 0 | 0 | 0 | 0 | 0 | 0 | 0 | 0 | 0 | 0 | 0 | 0 | 0 | 0 | 0 | 0 | 0 | 0 | 0.055937 | 0 | 0 | 0 | 0 | 0 | 0 | 0 | 0 | 0 | 1.9988
59551_G_FLS1 | S_VACA | North Carolina | 37 | Robeson | 155 | 59551 | FLS1 | FLS Solar 200, LLC | 0 | 2014 | 9999 | Solar PV | [5 empty] | Non-Fossil | G | 2025 | Solar |  | 0 | 0 | 0 | 0 | 0 | 0 | 0 | 0 | 0 | 0 | 0 | 0 | 0 | 0 | 0 | 0 | 1.3037 | 2.3124 | 3.8564 | 7.4725 | 0 | 0 | 0 | 0 | 0 | 0 | 0 | 0 | 0 | 0 | 0 | 0 | 0 | 0 | 0 | 0 | 0 | 0 | 0 | 0 | 0.12026 | 0 | 0 | 0 | 0 | 0 | 0 | 0 | 0 | 0 | 4.2974
59550_G_PCSF | WEC_CALN | California | 6 | Yolo | 113 | 59550 | PCSF | Putah Creek Solar Farm | 0 | 2014 | 9999 | Solar PV | [5 empty] | Non-Fossil | G | 2025 | Solar |  | 0 | 0 | 0 | 0 | 0 | 0 | 0 | 0 | 0 | 0 | 0 | 0 | 0 | 0 | 0 | 0 | 0.75037 | 1.4937 | 2.449 | 4.6931 | 0 | 0 | 0 | 0 | 0 | 0 | 0 | 0 | 0 | 0 | 0 | 0 | 0 | 0 | 0 | 0 | 0 | 0 | 0 | 0 | 0.063983 | 0 | 0 | 0 | 0 | 0 | 0 | 0 | 0 | 0 | 1.9981
59549_G_EVER1 | PJM_Dom | North Carolina | 37 | Martin | 117 | 59549 | EVER1 | Everetts Wildcat Solar, LLC | 0 | 2015 | 9999 | Solar PV | [5 empty] | Non-Fossil | G | 2025 | Solar |  | 0 | 0 | 0 | 0 | 0 | 0 | 0 | 0 | 0 | 0 | 0 | 0 | 0 | 0 | 0 | 0 | 1.5517 | 2.6921 | 4.8414 | 9.0853 | 0 | 0 | 0 | 0 | 0 | 0 | 0 | 0 | 0 | 0 | 0 | 0 | 0 | 0 | 0 | 0 | 0 | 0 | 0 | 0 | 0.13993 | 0 | 0 | 0 | 0 | 0 | 0 | 0 | 0 | 0 | 5
59548_G_CRES1 | PJM_Dom | North Carolina | 37 | Washington | 187 | 59548 | CRES1 | Creswell Alligood Solar, LLC | 0 | 2015 | 9999 | Solar PV | [5 empty] | Non-Fossil | G | 2025 | Solar |  | 0 | 0 | 0 | 0 | 0 | 0 | 0 | 0 | 0 | 0 | 0 | 0 | 0 | 0 | 0 | 0 | 4.3448 | 7.5379 | 13.556 | 25.4388 | 0 | 0 | 0 | 0 | 0 | 0 | 0 | 0 | 0 | 0 | 0 | 0 | 0 | 0 | 0 | 0 | 0 | 0 | 0 | 0 | 0.3918 | 0 | 0 | 0 | 0 | 0 | 0 | 0 | 0 | 0 | 14
59547_G_1 | PJM_West | Indiana | 18 | Benton | 7 | 59547 | 1 | Fowler Ridge IV Wind Farm LLC | 0 | 2016 | 9999 | Onshore Wind | [5 empty] | Non-Fossil | G | 2025 | Wind |  | 0 | 0 | 0 | 0 | 0 | 0 | 0 | 0 | 0 | 0 | 0 | 0 | 0 | 0 | 0 | 0 | 115.7033 | 156.2489 | 92.801 | 364.7533 | 0 | 0 | 0 | 0 | 0 | 0 | 0 | 0 | 0 | 0 | 0 | 0 | 0 | 0 | 0 | 0 | 0 | 0 | 0 | 0 | 4.2265 | 0 | 0 | 0 | 0 | 0 | 0 | 0 | 0 | 0 | 150
59546_G_PV1 | PJM_ATSI | Pennsylvania | 42 | Beaver | 7 | 59546 | PV1 | Beaver Solar LLC | 0 | 2012 | 9999 | Solar PV | [5 empty] | Non-Fossil | G | 2025 | Solar |  | 0 | 0 | 0 | 0 | 0 | 0 | 0 | 0 | 0 | 0 | 0 | 0 | 0 | 0 | 0 | 0 | 0.22342 | 0.48738 | 0.7922 | 1.503 | 0 | 0 | 0 | 0 | 0 | 0 | 0 | 0 | 0 | 0 | 0 | 0 | 0 | 0 | 0 | 0 | 0 | 0 | 0 | 0 | 0.036381 | 0 | 0 | 0 | 0 | 0 | 0 | 0 | 0 | 0 | 1.3
59545_G_PV1 | PJM_ATSI | Ohio | 39 | Clark | 23 | 59545 | PV1 | Springfield Solar LLC | 0 | 2012 | 9999 | Solar PV | [5 empty] | Non-Fossil | G | 2025 | Solar |  | 0 | 0 | 0 | 0 | 0 | 0 | 0 | 0 | 0 | 0 | 0 | 0 | 0 | 0 | 0 | 0 | 0.36354 | 0.78228 | 1.2127 | 2.3585 | 0 | 0 | 0 | 0 | 0 | 0 | 0 | 0 | 0 | 0 | 0 | 0 | 0 | 0 | 0 | 0 | 0 | 0 | 0 | 0 | 0.041978 | 0 | 0 | 0 | 0 | 0 | 0 | 0 | 0 | 0 | 1.5
59544_G_PV1 | PJM_EMAC | New Jersey | 34 | Middlesex | 23 | 59544 | PV1 | Parlin Solar LLC | 0 | 2012 | 9999 | Solar PV | [5 empty] | Non-Fossil | G | 2025 | Solar |  | 0 | 0 | 0 | 0 | 0 | 0 | 0 | 0 | 0 | 0 | 0 | 0 | 0 | 0 | 0 | 0 | 0.27509 | 0.59386 | 0.94361 | 1.8126 | 0 | 0 | 0 | 0 | 0 | 0 | 0 | 0 | 0 | 0 | 0 | 0 | 0 | 0 | 0 | 0 | 0 | 0 | 0 | 0 | 0.045677 | 0 | 0 | 0 | 0 | 0 | 0 | 0 | 0 | 0 | 1.2663
59543_G_ACTON | NENGREST | Massachusetts | 25 | Middlesex | 17 | 59543 | ACTON | Acton Solar Landfill | 0 | 2013 | 9999 | Solar PV | [5 empty] | Non-Fossil | G | 2025 | Solar |  | 0 | 0 | 0 | 0 | 0 | 0 | 0 | 0 | 0 | 0 | 0 | 0 | 0 | 0 | 0 | 0 | 0.35085 | 0.72948 | 1.1145 | 2.1948 | 0 | 0 | 0 | 0 | 0 | 0 | 0 | 0 | 0 | 0 | 0 | 0 | 0 | 0 | 0 | 0 | 0 | 0 | 0 | 0 | 0.0438 | 0 | 0 | 0 | 0 | 0 | 0 | 0 | 0 | 0 | 1.5651
59542_G_IS6 | S_VACA | North Carolina | 37 | Buncombe | 21 | 59542 | IS6 | Innovative Solar 6 | 0 | 2016 | 9999 | Solar PV | [5 empty] | Non-Fossil | G | 2025 | Solar |  | 0 | 0 | 0 | 0 | 0 | 0 | 0 | 0 | 0 | 0 | 0 | 0 | 0 | 0 | 0 | 0 | 1.0914 | 1.936 | 3.2286 | 6.2561 | 0 | 0 | 0 | 0 | 0 | 0 | 0 | 0 | 0 | 0 | 0 | 0 | 0 | 0 | 0 | 0 | 0 | 0 | 0 | 0 | 0.10069 | 0 | 0 | 0 | 0 | 0 | 0 | 0 | 0 | 0 | 3.5978
59541_G_3 | WECC_SCE | California | 6 | San Bernardino | 71 | 59541 | 3 | Terra Francesco | 0 | 2015 | 9999 | Solar PV | [5 empty] | Non-Fossil | G | 2025 | Solar |  | 0 | 0 | 0 | 0 | 0 | 0 | 0 | 0 | 0 | 0 | 0 | 0 | 0 | 0 | 0 | 0 | 0.63113 | 1.1709 | 1.8149 | 3.6169 | 0 | 0 | 0 | 0 | 0 | 0 | 0 | 0 | 0 | 0 | 0 | 0 | 0 | 0 | 0 | 0 | 0 | 0 | 0 | 0 | 0.054192 | 0 | 0 | 0 | 0 | 0 | 0 | 0 | 0 | 0 | 1.5
59540_G_2 | WECC_SCE | California | 6 | San Bernardino | 71 | 59540 | 2 | Rancho Cucamonga Dist #1 | 0 | 2015 | 9999 | Solar PV | [5 empty] | Non-Fossil | G | 2025 | Solar |  | 0 | 0 | 0 | 0 | 0 | 0 | 0 | 0 | 0 | 0 | 0 | 0 | 0 | 0 | 0 | 0 | 0.75736 | 1.4051 | 2.1779 | 4.3403 | 0 | 0 | 0 | 0 | 0 | 0 | 0 | 0 | 0 | 0 | 0 | 0 | 0 | 0 | 0 | 0 | 0 | 0 | 0 | 0 | 0.06503 | 0 | 0 | 0 | 0 | 0 | 0 | 0 | 0 | 0 | 1.8
59539_G_1 | WECC_SCE | California | 6 | Riverside | 65 | 59539 | 1 | Park Meridian #1 | 0 | 2015 | 9999 | Solar PV | [5 empty] | Non-Fossil | G | 2025 | Solar |  | 0 | 0 | 0 | 0 | 0 | 0 | 0 | 0 | 0 | 0 | 0 | 0 | 0 | 0 | 0 | 0 | 0.63113 | 1.1709 | 1.8149 | 3.6169 | 0 | 0 | 0 | 0 | 0 | 0 | 0 | 0 | 0 | 0 | 0 | 0 | 0 | 0 | 0 | 0 | 0 | 0 | 0 | 0 | 0.054192 | 0 | 0 | 0 | 0 | 0 | 0 | 0 | 0 | 0 | 1.5
59537_G_AW2 | WECC_SCE | California | 6 | San Bernardino | 71 | 59537 | AW2 | Coronus Adelanto West 2 | 0 | 2015 | 9999 | Solar PV | [5 empty] | Non-Fossil | G | 2025 | Solar |  | 0 | 0 | 0 | 0 | 0 | 0 | 0 | 0 | 0 | 0 | 0 | 0 | 0 | 0 | 0 | 0 | 0.63113 | 1.1709 | 1.8149 | 3.6169 | 0 | 0 | 0 | 0 | 0 | 0 | 0 | 0 | 0 | 0 | 0 | 0 | 0 | 0 | 0 | 0 | 0 | 0 | 0 | 0 | 0.054192 | 0 | 0 | 0 | 0 | 0 | 0 | 0 | 0 | 0 | 1.5
59536_G_AWI | WECC_SCE | California | 6 | San Bernardino | 71 | 59536 | AWI | Coronus Adelanto West 1 | 0 | 2015 | 9999 | Solar PV | [5 empty] | Non-Fossil | G | 2025 | Solar |  | 0 | 0 | 0 | 0 | 0 | 0 | 0 | 0 | 0 | 0 | 0 | 0 | 0 | 0 | 0 | 0 | 0.63113 | 1.1709 | 1.8149 | 3.6169 | 0 | 0 | 0 | 0 | 0 | 0 | 0 | 0 | 0 | 0 | 0 | 0 | 0 | 0 | 0 | 0 | 0 | 0 | 0 | 0 | 0.054192 | 0 | 0 | 0 | 0 | 0 | 0 | 0 | 0 | 0 | 1.5
59535_G_HAZLE | S_SOU | Georgia | 13 | Jeff Davis | 161 | 59535 | HAZLE | SR Hazlehurst | 0 | 2015 | 9999 | Solar PV | [5 empty] | Non-Fossil | G | 2025 | Solar |  | 0 | 0 | 0 | 0 | 0 | 0 | 0 | 0 | 0 | 0 | 0 | 0 | 0 | 0 | 0 | 0 | 7.6816 | 13.2178 | 19.8442 | 40.7436 | 0 | 0 | 0 | 0 | 0 | 0 | 0 | 0 | 0 | 0 | 0 | 0 | 0 | 0 | 0 | 0 | 0 | 0 | 0 | 0 | 0.55971 | 0 | 0 | 0 | 0 | 0 | 0 | 0 | 0 | 0 | 20
59534_G_4OAKS | S_VACA | North Carolina | 37 | Johnston | 101 | 59534 | 4OAKS | 4Oaks | 0 | 2015 | 9999 | Solar PV | [5 empty] | Non-Fossil | G | 2025 | Solar |  | 0 | 0 | 0 | 0 | 0 | 0 | 0 | 0 | 0 | 0 | 0 | 0 | 0 | 0 | 0 | 0 | 1.5159 | 2.6889 | 4.4842 | 8.689 | 0 | 0 | 0 | 0 | 0 | 0 | 0 | 0 | 0 | 0 | 0 | 0 | 0 | 0 | 0 | 0 | 0 | 0 | 0 | 0 | 0.13984 | 0 | 0 | 0 | 0 | 0 | 0 | 0 | 0 | 0 | 4.997
59533_G_PRCTN | S_VACA | North Carolina | 37 | Johnston | 101 | 59533 | PRCTN | Princeton | 0 | 2015 | 9999 | Solar PV | [5 empty] | Non-Fossil | G | 2025 | Solar |  | 0 | 0 | 0 | 0 | 0 | 0 | 0 | 0 | 0 | 0 | 0 | 0 | 0 | 0 | 0 | 0 | 1.5159 | 2.6889 | 4.4842 | 8.689 | 0 | 0 | 0 | 0 | 0 | 0 | 0 | 0 | 0 | 0 | 0 | 0 | 0 | 0 | 0 | 0 | 0 | 0 | 0 | 0 | 0.13984 | 0 | 0 | 0 | 0 | 0 | 0 | 0 | 0 | 0 | 4.997
59532_G_SB1 | WECC_SCE | California | 6 | Kern | 29 | 59532 | SB1 | Springbok Solar Farm 1 | 0 | 2016 | 9999 | Solar PV | [5 empty] | Non-Fossil | G | 2025 | Solar |  | 0 | 0 | 0 | 0 | 0 | 0 | 0 | 0 | 0 | 0 | 0 | 0 | 0 | 0 | 0 | 0 | 42.0753 | 78.0615 | 120.9917 | 241.1285 | 0 | 0 | 0 | 0 | 0 | 0 | 0 | 0 | 0 | 0 | 0 | 0 | 0 | 0 | 0 | 0 | 0 | 0 | 0 | 0 | 3.6128 | 0 | 0 | 0 | 0 | 0 | 0 | 0 | 0 | 0 | 100
59530_G_PASQ1 | PJM_Dom | North Carolina | 37 | Pasquotank | 139 | 59530 | PASQ1 | Pasquotank | 0 | 2014 | 9999 | Solar PV | [5 empty] | Non-Fossil | G | 2025 | Solar |  | 0 | 0 | 0 | 0 | 0 | 0 | 0 | 0 | 0 | 0 | 0 | 0 | 0 | 0 | 0 | 0 | 6.2069 | 10.7684 | 19.3658 | 36.3411 | 0 | 0 | 0 | 0 | 0 | 0 | 0 | 0 | 0 | 0 | 0 | 0 | 0 | 0 | 0 | 0 | 0 | 0 | 0 | 0 | 0.55971 | 0 | 0 | 0 | 0 | 0 | 0 | 0 | 0 | 0 | 20
59529_G_GEN1 | WECC_ID | Idaho | 16 | Bannock | 5 | 59529 | GEN1 | Bannock County LFG to Energy | 14242 | 2014 | 9999 | Landfill Gas | [5 empty] | Non-Fossil | G | 2025 | LF Gas |  | 0.0338 | 0.046043 | 0.058408 | 0.13825 | 0 | 0 | 0 | 0 | 0 | 0 | 0 | 0 | 0 | 0 | 0 | 0 | 2.3732 | 3.2329 | 4.1011 | 9.7073 | 1.9478 | 2.6534 | 3.366 | 7.9673 | 0 | 0 | 0 | 0 | 0.0040699 | 0.0055441 | 0.0070329 | 0.016647 | 0 | 0 | 0 | 0 | 0 | 0 | 0 | 0 | 0.32857 | 0.015519 | 0.02114 | 0.026818 | 0.063477 | 0 | 0 | 0 | 0 | 0 | 1.4
59528_G_OASIS | WEC_LADW | California | 6 | Los Angeles | 37 | 59528 | OASIS | NRG Solar Oasis LLC | 0 | 2016 | 9999 | Solar PV | [5 empty] | Non-Fossil | G | 2025 | Solar |  | 0 | 0 | 0 | 0 | 0 | 0 | 0 | 0 | 0 | 0 | 0 | 0 | 0 | 0 | 0 | 0 | 8.069 | 15.6951 | 23.4703 | 47.2343 | 0 | 0 | 0 | 0 | 0 | 0 | 0 | 0 | 0 | 0 | 0 | 0 | 0 | 0 | 0 | 0 | 0 | 0 | 0 | 0 | 0.80034 | 0 | 0 | 0 | 0 | 0 | 0 | 0 | 0 | 0 | 19.6884
59527_G_KELF1 | PJM_Dom | North Carolina | 37 | Bertie | 15 | 59527 | KELF1 | Kelford | 0 | 2015 | 9999 | Solar PV | [5 empty] | Non-Fossil | G | 2025 | Solar |  | 0 | 0 | 0 | 0 | 0 | 0 | 0 | 0 | 0 | 0 | 0 | 0 | 0 | 0 | 0 | 0 | 6.2069 | 10.7684 | 19.3658 | 36.3411 | 0 | 0 | 0 | 0 | 0 | 0 | 0 | 0 | 0 | 0 | 0 | 0 | 0 | 0 | 0 | 0 | 0 | 0 | 0 | 0 | 0.55971 | 0 | 0 | 0 | 0 | 0 | 0 | 0 | 0 | 0 | 20
59526_G_WHIT1 | S_VACA | North Carolina | 37 | Nash | 127 | 59526 | WHIT1 | Whitakers | 0 | 2015 | 9999 | Solar PV | [5 empty] | Non-Fossil | G | 2025 | Solar |  | 0 | 0 | 0 | 0 | 0 | 0 | 0 | 0 | 0 | 0 | 0 | 0 | 0 | 0 | 0 | 0 | 3.6381 | 6.4533 | 10.7621 | 20.8536 | 0 | 0 | 0 | 0 | 0 | 0 | 0 | 0 | 0 | 0 | 0 | 0 | 0 | 0 | 0 | 0 | 0 | 0 | 0 | 0 | 0.33562 | 0 | 0 | 0 | 0 | 0 | 0 | 0 | 0 | 0 | 11.9928
59524_G_FRBSP | WECC_SCE | California | 6 | Kern | 29 | 59524 | FRBSP | Blackwell Solar Park | 0 | 2018 | 9999 | Solar PV | [5 empty] | Non-Fossil | G | 2025 | Solar |  | 0 | 0 | 0 | 0 | 0 | 0 | 0 | 0 | 0 | 0 | 0 | 0 | 0 | 0 | 0 | 0 | 8.4151 | 15.6123 | 24.1983 | 48.2257 | 0 | 0 | 0 | 0 | 0 | 0 | 0 | 0 | 0 | 0 | 0 | 0 | 0 | 0 | 0 | 0 | 0 | 0 | 0 | 0 | 0.72255 | 0 | 0 | 0 | 0 | 0 | 0 | 0 | 0 | 0 | 20
59523_G_FRFSP | WEC_CALN | California | 6 | Fresno | 19 | 59523 | FRFSP | Five Points Solar Park | 0 | 2016 | 9999 | Solar PV | [5 empty] | Non-Fossil | G | 2025 | Solar |  | 0 | 0 | 0 | 0 | 0 | 0 | 0 | 0 | 0 | 0 | 0 | 0 | 0 | 0 | 0 | 0 | 22.5112 | 44.8118 | 73.4712 | 140.7942 | 0 | 0 | 0 | 0 | 0 | 0 | 0 | 0 | 0 | 0 | 0 | 0 | 0 | 0 | 0 | 0 | 0 | 0 | 0 | 0 | 1.9195 | 0 | 0 | 0 | 0 | 0 | 0 | 0 | 0 | 0 | 59.9427
59522_G_FRGSP | WEC_CALN | California | 6 | Fresno | 19 | 59522 | FRGSP | Giffen Solar Park | 0 | 2017 | 9999 | Solar PV | [5 empty] | Non-Fossil | G | 2025 | Solar |  | 0 | 0 | 0 | 0 | 0 | 0 | 0 | 0 | 0 | 0 | 0 | 0 | 0 | 0 | 0 | 0 | 7.5037 | 14.9373 | 24.4904 | 46.9314 | 0 | 0 | 0 | 0 | 0 | 0 | 0 | 0 | 0 | 0 | 0 | 0 | 0 | 0 | 0 | 0 | 0 | 0 | 0 | 0 | 0.63983 | 0 | 0 | 0 | 0 | 0 | 0 | 0 | 0 | 0 | 19.9809
59521_G_LTLRV | S_VACA | North Carolina | 37 | Randolph | 151 | 59521 | LTLRV | Little River PV 1 | 0 | 2015 | 9999 | Solar PV | [5 empty] | Non-Fossil | G | 2025 | Solar |  | 0 | 0 | 0 | 0 | 0 | 0 | 0 | 0 | 0 | 0 | 0 | 0 | 0 | 0 | 0 | 0 | 1.5159 | 2.6889 | 4.4842 | 8.689 | 0 | 0 | 0 | 0 | 0 | 0 | 0 | 0 | 0 | 0 | 0 | 0 | 0 | 0 | 0 | 0 | 0 | 0 | 0 | 0 | 0.13984 | 0 | 0 | 0 | 0 | 0 | 0 | 0 | 0 | 0 | 4.997
59519_G_OLDC | S_VACA | North Carolina | 37 | Catawba | 35 | 59519 | OLDC | Old Catawba PV 1 | 0 | 2015 | 9999 | Solar PV | [5 empty] | Non-Fossil | G | 2025 | Solar |  | 0 | 0 | 0 | 0 | 0 | 0 | 0 | 0 | 0 | 0 | 0 | 0 | 0 | 0 | 0 | 0 | 1.0611 | 1.8822 | 3.139 | 6.0823 | 0 | 0 | 0 | 0 | 0 | 0 | 0 | 0 | 0 | 0 | 0 | 0 | 0 | 0 | 0 | 0 | 0 | 0 | 0 | 0 | 0.09789 | 0 | 0 | 0 | 0 | 0 | 0 | 0 | 0 | 0 | 3.4979
59517_G_BAKE1 | PJM_Dom | North Carolina | 37 | Hertford | 91 | 59517 | BAKE1 | Baker PV 1 | 0 | 2016 | 9999 | Solar PV | [5 empty] | Non-Fossil | G | 2025 | Solar |  | 0 | 0 | 0 | 0 | 0 | 0 | 0 | 0 | 0 | 0 | 0 | 0 | 0 | 0 | 0 | 0 | 1.5517 | 2.6921 | 4.8414 | 9.0853 | 0 | 0 | 0 | 0 | 0 | 0 | 0 | 0 | 0 | 0 | 0 | 0 | 0 | 0 | 0 | 0 | 0 | 0 | 0 | 0 | 0.13993 | 0 | 0 | 0 | 0 | 0 | 0 | 0 | 0 | 0 | 5
59516_G_AMLEG | PJM_Dom | North Carolina | 37 | Halifax | 83 | 59516 | AMLEG | American Legion PV 1 | 0 | 2017 | 9999 | Solar PV | [5 empty] | Non-Fossil | G | 2025 | Solar |  | 0 | 0 | 0 | 0 | 0 | 0 | 0 | 0 | 0 | 0 | 0 | 0 | 0 | 0 | 0 | 0 | 4.9655 | 8.6147 | 15.4926 | 29.0729 | 0 | 0 | 0 | 0 | 0 | 0 | 0 | 0 | 0 | 0 | 0 | 0 | 0 | 0 | 0 | 0 | 0 | 0 | 0 | 0 | 0.44777 | 0 | 0 | 0 | 0 | 0 | 0 | 0 | 0 | 0 | 16
59515_G_BENT1 | PJM_Dom | North Carolina | 37 | Hertford | 91 | 59515 | BENT1 | Benthall Bridge PV 1 | 0 | 2016 | 9999 | Solar PV | [5 empty] | Non-Fossil | G | 2025 | Solar |  | 0 | 0 | 0 | 0 | 0 | 0 | 0 | 0 | 0 | 0 | 0 | 0 | 0 | 0 | 0 | 0 | 1.5517 | 2.6921 | 4.8414 | 9.0853 | 0 | 0 | 0 | 0 | 0 | 0 | 0 | 0 | 0 | 0 | 0 | 0 | 0 | 0 | 0 | 0 | 0 | 0 | 0 | 0 | 0.13993 | 0 | 0 | 0 | 0 | 0 | 0 | 0 | 0 | 0 | 5
59513_G_MEAD1 | PJM_Dom | North Carolina | 37 | Martin | 117 | 59513 | MEAD1 | Meadows PV 1 | 0 | 2016 | 9999 | Solar PV | [5 empty] | Non-Fossil | G | 2025 | Solar |  | 0 | 0 | 0 | 0 | 0 | 0 | 0 | 0 | 0 | 0 | 0 | 0 | 0 | 0 | 0 | 0 | 6.2069 | 10.7684 | 19.3658 | 36.3411 | 0 | 0 | 0 | 0 | 0 | 0 | 0 | 0 | 0 | 0 | 0 | 0 | 0 | 0 | 0 | 0 | 0 | 0 | 0 | 0 | 0.55971 | 0 | 0 | 0 | 0 | 0 | 0 | 0 | 0 | 0 | 20
59512_G_PV1 | S_VACA | North Carolina | 37 | Johnston | 101 | 59512 | PV1 | Happy Solar | 0 | 2016 | 9999 | Solar PV | [5 empty] | Non-Fossil | G | 2025 | Solar |  | 0 | 0 | 0 | 0 | 0 | 0 | 0 | 0 | 0 | 0 | 0 | 0 | 0 | 0 | 0 | 0 | 1.2127 | 2.1511 | 3.5874 | 6.9512 | 0 | 0 | 0 | 0 | 0 | 0 | 0 | 0 | 0 | 0 | 0 | 0 | 0 | 0 | 0 | 0 | 0 | 0 | 0 | 0 | 0.11187 | 0 | 0 | 0 | 0 | 0 | 0 | 0 | 0 | 0 | 3.9976
59511_G_PV1 | S_VACA | North Carolina | 37 | Cleveland | 45 | 59511 | PV1 | Beetle Solar | 0 | 2016 | 9999 | Solar PV | [5 empty] | Non-Fossil | G | 2025 | Solar |  | 0 | 0 | 0 | 0 | 0 | 0 | 0 | 0 | 0 | 0 | 0 | 0 | 0 | 0 | 0 | 0 | 1.2127 | 2.1511 | 3.5874 | 6.9512 | 0 | 0 | 0 | 0 | 0 | 0 | 0 | 0 | 0 | 0 | 0 | 0 | 0 | 0 | 0 | 0 | 0 | 0 | 0 | 0 | 0.11187 | 0 | 0 | 0 | 0 | 0 | 0 | 0 | 0 | 0 | 3.9976
59510_G_PV1 | S_VACA | North Carolina | 37 | Rockingham | 157 | 59510 | PV1 | Husky Solar | 0 | 2016 | 9999 | Solar PV | [5 empty] | Non-Fossil | G | 2025 | Solar |  | 0 | 0 | 0 | 0 | 0 | 0 | 0 | 0 | 0 | 0 | 0 | 0 | 0 | 0 | 0 | 0 | 1.5159 | 2.6889 | 4.4842 | 8.689 | 0 | 0 | 0 | 0 | 0 | 0 | 0 | 0 | 0 | 0 | 0 | 0 | 0 | 0 | 0 | 0 | 0 | 0 | 0 | 0 | 0.13984 | 0 | 0 | 0 | 0 | 0 | 0 | 0 | 0 | 0 | 4.997
59509_G_PV1 | S_VACA | North Carolina | 37 | Johnston | 101 | 59509 | PV1 | Murdock Solar | 0 | 2016 | 9999 | Solar PV | [5 empty] | Non-Fossil | G | 2025 | Solar |  | 0 | 0 | 0 | 0 | 0 | 0 | 0 | 0 | 0 | 0 | 0 | 0 | 0 | 0 | 0 | 0 | 1.2127 | 2.1511 | 3.5874 | 6.9512 | 0 | 0 | 0 | 0 | 0 | 0 | 0 | 0 | 0 | 0 | 0 | 0 | 0 | 0 | 0 | 0 | 0 | 0 | 0 | 0 | 0.11187 | 0 | 0 | 0 | 0 | 0 | 0 | 0 | 0 | 0 | 3.9976
59508_G_PV1 | S_VACA | North Carolina | 37 | Nash | 127 | 59508 | PV1 | Chei Solar | 0 | 2016 | 9999 | Solar PV | [5 empty] | Non-Fossil | G | 2025 | Solar |  | 0 | 0 | 0 | 0 | 0 | 0 | 0 | 0 | 0 | 0 | 0 | 0 | 0 | 0 | 0 | 0 | 1.5159 | 2.6889 | 4.4842 | 8.689 | 0 | 0 | 0 | 0 | 0 | 0 | 0 | 0 | 0 | 0 | 0 | 0 | 0 | 0 | 0 | 0 | 0 | 0 | 0 | 0 | 0.13984 | 0 | 0 | 0 | 0 | 0 | 0 | 0 | 0 | 0 | 4.997
59507_G_PV1 | S_VACA | North Carolina | 37 | Warren | 185 | 59507 | PV1 | Kenneth Solar | 0 | 2016 | 9999 | Solar PV | [5 empty] | Non-Fossil | G | 2025 | Solar |  | 0 | 0 | 0 | 0 | 0 | 0 | 0 | 0 | 0 | 0 | 0 | 0 | 0 | 0 | 0 | 0 | 0.90953 | 1.6133 | 2.6905 | 5.2134 | 0 | 0 | 0 | 0 | 0 | 0 | 0 | 0 | 0 | 0 | 0 | 0 | 0 | 0 | 0 | 0 | 0 | 0 | 0 | 0 | 0.083906 | 0 | 0 | 0 | 0 | 0 | 0 | 0 | 0 | 0 | 2.9982
59506_G_PV1 | S_VACA | North Carolina | 37 | Cumberland | 51 | 59506 | PV1 | Quincy Solar | 0 | 2015 | 9999 | Solar PV | [5 empty] | Non-Fossil | G | 2025 | Solar |  | 0 | 0 | 0 | 0 | 0 | 0 | 0 | 0 | 0 | 0 | 0 | 0 | 0 | 0 | 0 | 0 | 1.2127 | 2.1511 | 3.5874 | 6.9512 | 0 | 0 | 0 | 0 | 0 | 0 | 0 | 0 | 0 | 0 | 0 | 0 | 0 | 0 | 0 | 0 | 0 | 0 | 0 | 0 | 0.11187 | 0 | 0 | 0 | 0 | 0 | 0 | 0 | 0 | 0 | 3.9976
59505_G_PV1 | S_VACA | North Carolina | 37 | Warren | 185 | 59505 | PV1 | Sun Devil Solar | 0 | 2015 | 9999 | Solar PV | [5 empty] | Non-Fossil | G | 2025 | Solar |  | 0 | 0 | 0 | 0 | 0 | 0 | 0 | 0 | 0 | 0 | 0 | 0 | 0 | 0 | 0 | 0 | 1.5159 | 2.6889 | 4.4842 | 8.689 | 0 | 0 | 0 | 0 | 0 | 0 | 0 | 0 | 0 | 0 | 0 | 0 | 0 | 0 | 0 | 0 | 0 | 0 | 0 | 0 | 0.13984 | 0 | 0 | 0 | 0 | 0 | 0 | 0 | 0 | 0 | 4.997
59504_G_PV1 | S_VACA | North Carolina | 37 | Craven | 49 | 59504 | PV1 | Porter Solar | 0 | 2015 | 9999 | Solar PV | [5 empty] | Non-Fossil | G | 2025 | Solar |  | 0 | 0 | 0 | 0 | 0 | 0 | 0 | 0 | 0 | 0 | 0 | 0 | 0 | 0 | 0 | 0 | 1.5159 | 2.6889 | 4.4842 | 8.689 | 0 | 0 | 0 | 0 | 0 | 0 | 0 | 0 | 0 | 0 | 0 | 0 | 0 | 0 | 0 | 0 | 0 | 0 | 0 | 0 | 0.13984 | 0 | 0 | 0 | 0 | 0 | 0 | 0 | 0 | 0 | 4.997
59503_G_PV1 | S_VACA | North Carolina | 37 | Rockingham | 157 | 59503 | PV1 | Jacob Solar | 0 | 2016 | 9999 | Solar PV | [5 empty] | Non-Fossil | G | 2025 | Solar |  | 0 | 0 | 0 | 0 | 0 | 0 | 0 | 0 | 0 | 0 | 0 | 0 | 0 | 0 | 0 | 0 | 1.5159 | 2.6889 | 4.4842 | 8.689 | 0 | 0 | 0 | 0 | 0 | 0 | 0 | 0 | 0 | 0 | 0 | 0 | 0 | 0 | 0 | 0 | 0 | 0 | 0 | 0 | 0.13984 | 0 | 0 | 0 | 0 | 0 | 0 | 0 | 0 | 0 | 4.997
59502_G_PV1 | S_VACA | North Carolina | 37 | Vance | 181 | 59502 | PV1 | Melinda Solar | 0 | 2015 | 9999 | Solar PV | [5 empty] | Non-Fossil | G | 2025 | Solar |  | 0 | 0 | 0 | 0 | 0 | 0 | 0 | 0 | 0 | 0 | 0 | 0 | 0 | 0 | 0 | 0 | 1.5159 | 2.6889 | 4.4842 | 8.689 | 0 | 0 | 0 | 0 | 0 | 0 | 0 | 0 | 0 | 0 | 0 | 0 | 0 | 0 | 0 | 0 | 0 | 0 | 0 | 0 | 0.13984 | 0 | 0 | 0 | 0 | 0 | 0 | 0 | 0 | 0 | 4.997
59501_G_NITRO | S_VACA | North Carolina | 37 | Johnston | 101 | 59501 | NITRO | Nitro Solar | 0 | 2015 | 9999 | Solar PV | [5 empty] | Non-Fossil | G | 2025 | Solar |  | 0 | 0 | 0 | 0 | 0 | 0 | 0 | 0 | 0 | 0 | 0 | 0 | 0 | 0 | 0 | 0 | 1.5159 | 2.6889 | 4.4842 | 8.689 | 0 | 0 | 0 | 0 | 0 | 0 | 0 | 0 | 0 | 0 | 0 | 0 | 0 | 0 | 0 | 0 | 0 | 0 | 0 | 0 | 0.13984 | 0 | 0 | 0 | 0 | 0 | 0 | 0 | 0 | 0 | 4.997
59500_G_SARAH | S_VACA | North Carolina | 37 | Franklin | 69 | 59500 | SARAH | Sarah Solar | 0 | 2015 | 9999 | Solar PV | [5 empty] | Non-Fossil | G | 2025 | Solar |  | 0 | 0 | 0 | 0 | 0 | 0 | 0 | 0 | 0 | 0 | 0 | 0 | 0 | 0 | 0 | 0 | 1.5159 | 2.6889 | 4.4842 | 8.689 | 0 | 0 | 0 | 0 | 0 | 0 | 0 | 0 | 0 | 0 | 0 | 0 | 0 | 0 | 0 | 0 | 0 | 0 | 0 | 0 | 0.13984 | 0 | 0 | 0 | 0 | 0 | 0 | 0 | 0 | 0 | 4.997
59499_G_PV1 | S_VACA | North Carolina | 37 | Johnston | 101 | 59499 | PV1 | Candace Solar | 0 | 2016 | 9999 | Solar PV | [5 empty] | Non-Fossil | G | 2025 | Solar |  | 0 | 0 | 0 | 0 | 0 | 0 | 0 | 0 | 0 | 0 | 0 | 0 | 0 | 0 | 0 | 0 | 1.5159 | 2.6889 | 4.4842 | 8.689 | 0 | 0 | 0 | 0 | 0 | 0 | 0 | 0 | 0 | 0 | 0 | 0 | 0 | 0 | 0 | 0 | 0 | 0 | 0 | 0 | 0.13984 | 0 | 0 | 0 | 0 | 0 | 0 | 0 | 0 | 0 | 4.997
59498_G_PV1 | S_VACA | North Carolina | 37 | Nash | 127 | 59498 | PV1 | Tracy Solar | 0 | 2015 | 9999 | Solar PV | [5 empty] | Non-Fossil | G | 2025 | Solar |  | 0 | 0 | 0 | 0 | 0 | 0 | 0 | 0 | 0 | 0 | 0 | 0 | 0 | 0 | 0 | 0 | 3.0318 | 5.3778 | 8.9684 | 17.378 | 0 | 0 | 0 | 0 | 0 | 0 | 0 | 0 | 0 | 0 | 0 | 0 | 0 | 0 | 0 | 0 | 0 | 0 | 0 | 0 | 0.27969 | 0 | 0 | 0 | 0 | 0 | 0 | 0 | 0 | 0 | 9.994
59497_G_PV1 | S_VACA | North Carolina | 37 | Craven | 49 | 59497 | PV1 | Andrew Solar | 0 | 2015 | 9999 | Solar PV | [5 empty] | Non-Fossil | G | 2025 | Solar |  | 0 | 0 | 0 | 0 | 0 | 0 | 0 | 0 | 0 | 0 | 0 | 0 | 0 | 0 | 0 | 0 | 1.5159 | 2.6889 | 4.4842 | 8.689 | 0 | 0 | 0 | 0 | 0 | 0 | 0 | 0 | 0 | 0 | 0 | 0 | 0 | 0 | 0 | 0 | 0 | 0 | 0 | 0 | 0.13984 | 0 | 0 | 0 | 0 | 0 | 0 | 0 | 0 | 0 | 4.997
59496_G_ST601 | WECC_ID | Idaho | 16 | Madison | 65 | 59496 | ST601 | BYUI Central Energy Facility | 11373 | 2015 | 9999 | Combustion Turbine | [5 empty] | Fossil | G | 2025 | Oil |  | 0 | 0 | 0 | 0 | 0 | 0 | 0 | 0 | 0 | 0 | 0 | 0 | 0 | 0 | 0 | 0 | 0 | 0 | 0 | 0 | 0 | 0 | 0 | 0 | 0 | 0 | 0 | 0 | 0 | 0 | 0 | 0 | 0 | 0 | 0 | 0 | 0 | 0 | 0 | 0 | 0.08602 | 0 | 0 | 0 | 0 | 0 | 0 | 0 | 0 | 0 | 4.6
59495_G_GRE01 | NENG_CT | Connecticut | 9 | New London | 11 | 59495 | GRE01 | Antares-GRE 314 East Lyme LLC | 0 | 2014 | 9999 | Solar PV | [5 empty] | Non-Fossil | G | 2025 | Solar |  | 0 | 0 | 0 | 0 | 0 | 0 | 0 | 0 | 0 | 0 | 0 | 0 | 0 | 0 | 0 | 0 | 1.0754 | 2.2323 | 3.413 | 6.7207 | 0 | 0 | 0 | 0 | 0 | 0 | 0 | 0 | 0 | 0 | 0 | 0 | 0 | 0 | 0 | 0 | 0 | 0 | 0 | 0 | 0.10902 | 0 | 0 | 0 | 0 | 0 | 0 | 0 | 0 | 0 | 3.8956
59494_G_WSW | WECC_PNW | Oregon | 41 | Baker | 1 | 59494 | WSW | Willow Spring Windfarm | 0 | 2017 | 9999 | Onshore Wind | [5 empty] | Non-Fossil | G | 2025 | Wind |  | 0 | 0 | 0 | 0 | 0 | 0 | 0 | 0 | 0 | 0 | 0 | 0 | 0 | 0 | 0 | 0 | 4.3038 | 7.229 | 11.6386 | 23.1714 | 0 | 0 | 0 | 0 | 0 | 0 | 0 | 0 | 0 | 0 | 0 | 0 | 0 | 0 | 0 | 0 | 0 | 0 | 0 | 0 | 0.28177 | 0 | 0 | 0 | 0 | 0 | 0 | 0 | 0 | 0 | 10
59493_G_PW | WECC_PNW | Oregon | 41 | Baker | 1 | 59493 | PW | Prospector Windfarm | 0 | 2017 | 9999 | Onshore Wind | [5 empty] | Non-Fossil | G | 2025 | Wind |  | 0 | 0 | 0 | 0 | 0 | 0 | 0 | 0 | 0 | 0 | 0 | 0 | 0 | 0 | 0 | 0 | 4.3038 | 7.229 | 11.6386 | 23.1714 | 0 | 0 | 0 | 0 | 0 | 0 | 0 | 0 | 0 | 0 | 0 | 0 | 0 | 0 | 0 | 0 | 0 | 0 | 0 | 0 | 0.28177 | 0 | 0 | 0 | 0 | 0 | 0 | 0 | 0 | 0 | 10
59492_G_DCW | WECC_PNW | Oregon | 41 | Baker | 1 | 59492 | DCW | Durbin Creek Windfarm | 0 | 2017 | 9999 | Onshore Wind | [5 empty] | Non-Fossil | G | 2025 | Wind |  | 0 | 0 | 0 | 0 | 0 | 0 | 0 | 0 | 0 | 0 | 0 | 0 | 0 | 0 | 0 | 0 | 4.3038 | 7.229 | 11.6386 | 23.1714 | 0 | 0 | 0 | 0 | 0 | 0 | 0 | 0 | 0 | 0 | 0 | 0 | 0 | 0 | 0 | 0 | 0 | 0 | 0 | 0 | 0.28177 | 0 | 0 | 0 | 0 | 0 | 0 | 0 | 0 | 0 | 10
59491_G_BCW | WECC_PNW | Oregon | 41 | Baker | 1 | 59491 | BCW | Benson Creek Windfarm | 0 | 2017 | 9999 | Onshore Wind | [5 empty] | Non-Fossil | G | 2025 | Wind |  | 0 | 0 | 0 | 0 | 0 | 0 | 0 | 0 | 0 | 0 | 0 | 0 | 0 | 0 | 0 | 0 | 4.3038 | 7.229 | 11.6386 | 23.1714 | 0 | 0 | 0 | 0 | 0 | 0 | 0 | 0 | 0 | 0 | 0 | 0 | 0 | 0 | 0 | 0 | 0 | 0 | 0 | 0 | 0.28177 | 0 | 0 | 0 | 0 | 0 | 0 | 0 | 0 | 0 | 10
59490_G_JCW | WECC_PNW | Oregon | 41 | Baker | 1 | 59490 | JCW | Jett Creek Windfarm | 0 | 2017 | 9999 | Onshore Wind | [5 empty] | Non-Fossil | G | 2025 | Wind |  | 0 | 0 | 0 | 0 | 0 | 0 | 0 | 0 | 0 | 0 | 0 | 0 | 0 | 0 | 0 | 0 | 4.3038 | 7.229 | 11.6386 | 23.1714 | 0 | 0 | 0 | 0 | 0 | 0 | 0 | 0 | 0 | 0 | 0 | 0 | 0 | 0 | 0 | 0 | 0 | 0 | 0 | 0 | 0.28177 | 0 | 0 | 0 | 0 | 0 | 0 | 0 | 0 | 0 | 10
59489_G_AWS1 | PJM_ATSI | Ohio | 39 | Lucas | 95 | 59489 | AWS1 | Anthony Wayne Solar #1 | 0 | 2014 | 9999 | Solar PV | [5 empty] | Non-Fossil | G | 2025 | Solar |  | 0 | 0 | 0 | 0 | 0 | 0 | 0 | 0 | 0 | 0 | 0 | 0 | 0 | 0 | 0 | 0 | 0.41201 | 0.88658 | 1.3744 | 2.673 | 0 | 0 | 0 | 0 | 0 | 0 | 0 | 0 | 0 | 0 | 0 | 0 | 0 | 0 | 0 | 0 | 0 | 0 | 0 | 0 | 0.047575 | 0 | 0 | 0 | 0 | 0 | 0 | 0 | 0 | 0 | 1.7
59488_G_BEARF | S_VACA | North Carolina | 37 | Pender | 141 | 59488 | BEARF | Bearford Solar II | 0 | 2016 | 9999 | Solar PV | [5 empty] | Non-Fossil | G | 2025 | Solar |  | 0 | 0 | 0 | 0 | 0 | 0 | 0 | 0 | 0 | 0 | 0 | 0 | 0 | 0 | 0 | 0 | 1.4856 | 2.6351 | 4.3945 | 8.5152 | 0 | 0 | 0 | 0 | 0 | 0 | 0 | 0 | 0 | 0 | 0 | 0 | 0 | 0 | 0 | 0 | 0 | 0 | 0 | 0 | 0.13705 | 0 | 0 | 0 | 0 | 0 | 0 | 0 | 0 | 0 | 4.897
59487_G_HIGHW | S_VACA | North Carolina | 37 | Wayne | 191 | 59487 | HIGHW | Highwater Solar I | 0 | 2015 | 9999 | Solar PV | [5 empty] | Non-Fossil | G | 2025 | Solar |  | 0 | 0 | 0 | 0 | 0 | 0 | 0 | 0 | 0 | 0 | 0 | 0 | 0 | 0 | 0 | 0 | 1.4856 | 2.6351 | 4.3945 | 8.5152 | 0 | 0 | 0 | 0 | 0 | 0 | 0 | 0 | 0 | 0 | 0 | 0 | 0 | 0 | 0 | 0 | 0 | 0 | 0 | 0 | 0.13705 | 0 | 0 | 0 | 0 | 0 | 0 | 0 | 0 | 0 | 4.897
59486_G_LANIE | S_VACA | North Carolina | 37 | Duplin | 61 | 59486 | LANIE | Lanier Solar | 0 | 2016 | 9999 | Solar PV | [5 empty] | Non-Fossil | G | 2025 | Solar |  | 0 | 0 | 0 | 0 | 0 | 0 | 0 | 0 | 0 | 0 | 0 | 0 | 0 | 0 | 0 | 0 | 1.4856 | 2.6351 | 4.3945 | 8.5152 | 0 | 0 | 0 | 0 | 0 | 0 | 0 | 0 | 0 | 0 | 0 | 0 | 0 | 0 | 0 | 0 | 0 | 0 | 0 | 0 | 0.13705 | 0 | 0 | 0 | 0 | 0 | 0 | 0 | 0 | 0 | 4.897
59485_G_PV2 | NENGREST | Massachusetts | 25 | Worcester | 27 | 59485 | PV2 | 265 Pleasant Solar NG, LLC | 0 | 2014 | 9999 | Solar PV | [5 empty] | Non-Fossil | G | 2025 | Solar |  | 0 | 0 | 0 | 0 | 0 | 0 | 0 | 0 | 0 | 0 | 0 | 0 | 0 | 0 | 0 | 0 | 0.17542 | 0.36474 | 0.55724 | 1.0974 | 0 | 0 | 0 | 0 | 0 | 0 | 0 | 0 | 0 | 0 | 0 | 0 | 0 | 0 | 0 | 0 | 0 | 0 | 0 | 0 | 0.0219 | 0 | 0 | 0 | 0 | 0 | 0 | 0 | 0 | 0 | 0.78254
59484_G_PV1 | NENGREST | Massachusetts | 25 | Hampshire | 15 | 59484 | PV1 | Hadley Solar, LLC | 0 | 2014 | 9999 | Solar PV | [5 empty] | Non-Fossil | G | 2025 | Solar |  | 0 | 0 | 0 | 0 | 0 | 0 | 0 | 0 | 0 | 0 | 0 | 0 | 0 | 0 | 0 | 0 | 0.43856 | 0.91185 | 1.3931 | 2.7435 | 0 | 0 | 0 | 0 | 0 | 0 | 0 | 0 | 0 | 0 | 0 | 0 | 0 | 0 | 0 | 0 | 0 | 0 | 0 | 0 | 0.05475 | 0 | 0 | 0 | 0 | 0 | 0 | 0 | 0 | 0 | 1.9564
59483_G_SCRAW | MIS_INKY | Indiana | 18 | Montgomery | 107 | 59483 | SCRAW | IMPA Crawfordsville Solar Park | 0 | 2015 | 9999 | Solar PV | [5 empty] | Non-Fossil | G | 2025 | Solar |  | 0 | 0 | 0 | 0 | 0 | 0 | 0 | 0 | 0 | 0 | 0 | 0 | 0 | 0 | 0 | 0 | 0.7586 | 1.579 | 2.4074 | 4.745 | 0 | 0 | 0 | 0 | 0 | 0 | 0 | 0 | 0 | 0 | 0 | 0 | 0 | 0 | 0 | 0 | 0 | 0 | 0 | 0 | 0.083956 | 0 | 0 | 0 | 0 | 0 | 0 | 0 | 0 | 0 | 3
59482_G_STELL | MIS_INKY | Indiana | 18 | Perry | 123 | 59482 | STELL | IMPA Tell City Solar Park | 0 | 2015 | 9999 | Solar PV | [5 empty] | Non-Fossil | G | 2025 | Solar |  | 0 | 0 | 0 | 0 | 0 | 0 | 0 | 0 | 0 | 0 | 0 | 0 | 0 | 0 | 0 | 0 | 0.25287 | 0.52635 | 0.80246 | 1.5817 | 0 | 0 | 0 | 0 | 0 | 0 | 0 | 0 | 0 | 0 | 0 | 0 | 0 | 0 | 0 | 0 | 0 | 0 | 0 | 0 | 0.027985 | 0 | 0 | 0 | 0 | 0 | 0 | 0 | 0 | 0 | 1
59481_G_SPERU | MIS_INKY | Indiana | 18 | Miami | 103 | 59481 | SPERU | IMPA Peru Solar Park | 0 | 2015 | 9999 | Solar PV | [5 empty] | Non-Fossil | G | 2025 | Solar |  | 0 | 0 | 0 | 0 | 0 | 0 | 0 | 0 | 0 | 0 | 0 | 0 | 0 | 0 | 0 | 0 | 0.7586 | 1.579 | 2.4074 | 4.745 | 0 | 0 | 0 | 0 | 0 | 0 | 0 | 0 | 0 | 0 | 0 | 0 | 0 | 0 | 0 | 0 | 0 | 0 | 0 | 0 | 0.083956 | 0 | 0 | 0 | 0 | 0 | 0 | 0 | 0 | 0 | 3
59480_G_SRENS | MIS_INKY | Indiana | 18 | Jasper | 73 | 59480 | SRENS | IMPA Rensselaer Solar Park | 0 | 2014 | 9999 | Solar PV | [5 empty] | Non-Fossil | G | 2025 | Solar |  | 0 | 0 | 0 | 0 | 0 | 0 | 0 | 0 | 0 | 0 | 0 | 0 | 0 | 0 | 0 | 0 | 0.25287 | 0.52635 | 0.80246 | 1.5817 | 0 | 0 | 0 | 0 | 0 | 0 | 0 | 0 | 0 | 0 | 0 | 0 | 0 | 0 | 0 | 0 | 0 | 0 | 0 | 0 | 0.027985 | 0 | 0 | 0 | 0 | 0 | 0 | 0 | 0 | 0 | 1
59479_G_SFRAN | PJM_West | Indiana | 18 | Madison | 95 | 59479 | SFRAN | IMPA Frankton Solar Park | 0 | 2014 | 9999 | Solar PV | [5 empty] | Non-Fossil | G | 2025 | Solar |  | 0 | 0 | 0 | 0 | 0 | 0 | 0 | 0 | 0 | 0 | 0 | 0 | 0 | 0 | 0 | 0 | 0.24808 | 0.48759 | 0.74033 | 1.476 | 0 | 0 | 0 | 0 | 0 | 0 | 0 | 0 | 0 | 0 | 0 | 0 | 0 | 0 | 0 | 0 | 0 | 0 | 0 | 0 | 0.027985 | 0 | 0 | 0 | 0 | 0 | 0 | 0 | 0 | 0 | 1
59478_G_SRICH | PJM_West | Indiana | 18 | Wayne | 177 | 59478 | SRICH | IMPA Richmond Solar Park | 0 | 2014 | 9999 | Solar PV | [5 empty] | Non-Fossil | G | 2025 | Solar |  | 0 | 0 | 0 | 0 | 0 | 0 | 0 | 0 | 0 | 0 | 0 | 0 | 0 | 0 | 0 | 0 | 0.24808 | 0.48759 | 0.74033 | 1.476 | 0 | 0 | 0 | 0 | 0 | 0 | 0 | 0 | 0 | 0 | 0 | 0 | 0 | 0 | 0 | 0 | 0 | 0 | 0 | 0 | 0.027985 | 0 | 0 | 0 | 0 | 0 | 0 | 0 | 0 | 0 | 1
59477_G_CSF1 | NENGREST | Vermont | 50 | Chittenden | 7 | 59477 | CSF1 | Claire Solar Farm | 0 | 2014 | 9999 | Solar PV | [5 empty] | Non-Fossil | G | 2025 | Solar |  | 0 | 0 | 0 | 0 | 0 | 0 | 0 | 0 | 0 | 0 | 0 | 0 | 0 | 0 | 0 | 0 | 0.52316 | 1.0674 | 1.6189 | 3.2095 | 0 | 0 | 0 | 0 | 0 | 0 | 0 | 0 | 0 | 0 | 0 | 0 | 0 | 0 | 0 | 0 | 0 | 0 | 0 | 0 | 0.061568 | 0 | 0 | 0 | 0 | 0 | 0 | 0 | 0 | 0 | 2.2
59476_G_VT001 | NENGREST | Vermont | 50 | Rutland | 21 | 59476 | VT001 | Clarendon Solar Farm | 0 | 2014 | 9999 | Solar PV | [5 empty] | Non-Fossil | G | 2025 | Solar |  | 0 | 0 | 0 | 0 | 0 | 0 | 0 | 0 | 0 | 0 | 0 | 0 | 0 | 0 | 0 | 0 | 0.4756 | 0.97039 | 1.4717 | 2.9177 | 0 | 0 | 0 | 0 | 0 | 0 | 0 | 0 | 0 | 0 | 0 | 0 | 0 | 0 | 0 | 0 | 0 | 0 | 0 | 0 | 0.055971 | 0 | 0 | 0 | 0 | 0 | 0 | 0 | 0 | 0 | 2
59475_G_GE1.7 | SPP_SPS | Texas | 48 | Ochiltree | 357 | 59475 | GE1.7 | Palo Duro Wind | 0 | 2014 | 9999 | Onshore Wind | [5 empty] | Non-Fossil | G | 2025 | Wind |  | 0 | 0 | 0 | 0 | 0 | 0 | 0 | 0 | 0 | 0 | 0 | 0 | 0 | 0 | 0 | 0 | 203.2967 | 303.5094 | 339.8747 | 846.6808 | 0 | 0 | 0 | 0 | 0 | 0 | 0 | 0 | 0 | 0 | 0 | 0 | 0 | 0 | 0 | 0 | 0 | 0 | 0 | 0 | 9.5036 | 0 | 0 | 0 | 0 | 0 | 0 | 0 | 0 | 0 | 241.5488
59474_G_DCPV3 | S_VACA | North Carolina | 37 | Catawba | 35 | 59474 | DCPV3 | Apple Data Center PV3 | 0 | 2015 | 9999 | Solar PV | [5 empty] | Non-Fossil | G | 2025 | Solar |  | 0 | 0 | 0 | 0 | 0 | 0 | 0 | 0 | 0 | 0 | 0 | 0 | 0 | 0 | 0 | 0 | 5.3056 | 9.4111 | 15.6948 | 30.4114 | 0 | 0 | 0 | 0 | 0 | 0 | 0 | 0 | 0 | 0 | 0 | 0 | 0 | 0 | 0 | 0 | 0 | 0 | 0 | 0 | 0.48945 | 0 | 0 | 0 | 0 | 0 | 0 | 0 | 0 | 0 | 17.4894
59473_G_AC2PV | WEC_CALN | California | 6 | Santa Clara | 85 | 59473 | AC2PV | Apple Campus 2 PV | 0 | 2017 | 9999 | Solar PV | [5 empty] | Non-Fossil | G | 2025 | Solar |  | 0 | 0 | 0 | 0 | 0 | 0 | 0 | 0 | 0 | 0 | 0 | 0 | 0 | 0 | 0 | 0 | 5.4027 | 10.7548 | 17.6331 | 33.7906 | 0 | 0 | 0 | 0 | 0 | 0 | 0 | 0 | 0 | 0 | 0 | 0 | 0 | 0 | 0 | 0 | 0 | 0 | 0 | 0 | 0.46067 | 0 | 0 | 0 | 0 | 0 | 0 | 0 | 0 | 0 | 14.3862
59472_G_NVC7 | WECC_NNV | Nevada | 32 | Lyon | 19 | 59472 | NVC7 | Ft. Churchill PV | 0 | 2015 | 9999 | Solar PV | [5 empty] | Non-Fossil | G | 2025 | Solar |  | 0 | 0 | 0 | 0 | 0 | 0 | 0 | 0 | 0 | 0 | 0 | 0 | 0 | 0 | 0 | 0 | 6.7543 | 13.3121 | 18.65 | 38.7163 | 0 | 0 | 0 | 0 | 0 | 0 | 0 | 0 | 0 | 0 | 0 | 0 | 0 | 0 | 0 | 0 | 0 | 0 | 0 | 0 | 0.55691 | 0 | 0 | 0 | 0 | 0 | 0 | 0 | 0 | 0 | 19.9
59470_G_CSR1 | NY_Z_C&E | New York | 36 | Tompkins | 109 | 59470 | CSR1 | Cornell Snyder Road Solar Array | 0 | 2014 | 9999 | Solar PV | [5 empty] | Non-Fossil | G | 2025 | Solar |  | 0 | 0 | 0 | 0 | 0 | 0 | 0 | 0 | 0 | 0 | 0 | 0 | 0 | 0 | 0 | 0 | 0.33403 | 0.72245 | 1.1814 | 2.2379 | 0 | 0 | 0 | 0 | 0 | 0 | 0 | 0 | 0 | 0 | 0 | 0 | 0 | 0 | 0 | 0 | 0 | 0 | 0 | 0 | 0.048164 | 0 | 0 | 0 | 0 | 0 | 0 | 0 | 0 | 0 | 1.7211
59469_G_ALAMO | WECC_SCE | California | 6 | San Bernardino | 71 | 59469 | ALAMO | Alamo Solar | 0 | 2015 | 9999 | Solar PV | [5 empty] | Non-Fossil | G | 2025 | Solar |  | 0 | 0 | 0 | 0 | 0 | 0 | 0 | 0 | 0 | 0 | 0 | 0 | 0 | 0 | 0 | 0 | 8.4151 | 15.6123 | 24.1983 | 48.2257 | 0 | 0 | 0 | 0 | 0 | 0 | 0 | 0 | 0 | 0 | 0 | 0 | 0 | 0 | 0 | 0 | 0 | 0 | 0 | 0 | 0.72255 | 0 | 0 | 0 | 0 | 0 | 0 | 0 | 0 | 0 | 20
59468_G_HUBB | NENGREST | Massachusetts | 25 | Worcester | 27 | 59468 | HUBB | KS Solar Six LLC | 0 | 2013 | 9999 | Solar PV | [5 empty] | Non-Fossil | G | 2025 | Solar |  | 0 | 0 | 0 | 0 | 0 | 0 | 0 | 0 | 0 | 0 | 0 | 0 | 0 | 0 | 0 | 0 | 0.43856 | 0.91185 | 1.3931 | 2.7435 | 0 | 0 | 0 | 0 | 0 | 0 | 0 | 0 | 0 | 0 | 0 | 0 | 0 | 0 | 0 | 0 | 0 | 0 | 0 | 0 | 0.05475 | 0 | 0 | 0 | 0 | 0 | 0 | 0 | 0 | 0 | 1.9564
59467_G_GEN3 | MIS_LMI | Michigan | 26 | Branch | 23 | 59467 | GEN3 | Coldwater Peaking Plant | 10745 | 2015 | 9999 | Combustion Turbine | [5 empty] | Fossil | G | 2025 | NaturalGas |  | 0 | 0 | 0.023445 | 0.023445 | 0 | 0 | 0 | 0 | 0 | 0 | 0 | 0 | 0 | 0 | 0 | 0 | 0 | 0 | 2.1819 | 2.1819 | 0 | 0 | 1.3725 | 1.3725 | 0 | 0 | 1.6421e-09 | 1.6421e-09 | 0 | 0 | 0.03125 | 0.03125 | 0 | 0 | 0 | 0 | 0 | 0 | 0 | 0 | 0.08041 | 0 | 0 | 0.020549 | 0.020549 | 0 | 0 | 0.084094 | 0.084094 | 0 | 4.3
59467_G_GEN2 | MIS_LMI | Michigan | 26 | Branch | 23 | 59467 | GEN2 | Coldwater Peaking Plant | 10745 | 2015 | 9999 | Combustion Turbine | [5 empty] | Fossil | G | 2025 | NaturalGas |  | 0 | 0 | 0.023445 | 0.023445 | 0 | 0 | 0 | 0 | 0 | 0 | 0 | 0 | 0 | 0 | 0 | 0 | 0 | 0 | 2.1819 | 2.1819 | 0 | 0 | 1.3725 | 1.3725 | 0 | 0 | 1.6421e-09 | 1.6421e-09 | 0 | 0 | 0.03125 | 0.03125 | 0 | 0 | 0 | 0 | 0 | 0 | 0 | 0 | 0.08041 | 0 | 0 | 0.020549 | 0.020549 | 0 | 0 | 0.084094 | 0.084094 | 0 | 4.3
59467_G_GEN1 | MIS_LMI | Michigan | 26 | Branch | 23 | 59467 | GEN1 | Coldwater Peaking Plant | 10745 | 2015 | 9999 | Combustion Turbine | [5 empty] | Fossil | G | 2025 | NaturalGas |  | 0 | 0 | 0.023445 | 0.023445 | 0 | 0 | 0 | 0 | 0 | 0 | 0 | 0 | 0 | 0 | 0 | 0 | 0 | 0 | 2.1819 | 2.1819 | 0 | 0 | 1.3725 | 1.3725 | 0 | 0 | 1.6421e-09 | 1.6421e-09 | 0 | 0 | 0.03125 | 0.03125 | 0 | 0 | 0 | 0 | 0 | 0 | 0 | 0 | 0.08041 | 0 | 0 | 0.020549 | 0.020549 | 0 | 0 | 0.084094 | 0.084094 | 0 | 4.3
59466_G_3 | NENGREST | Massachusetts | 25 | Worcester | 27 | 59466 | 3 | Winchendon Solar | 0 | 2014 | 9999 | Solar PV | [5 empty] | Non-Fossil | G | 2025 | Solar |  | 0 | 0 | 0 | 0 | 0 | 0 | 0 | 0 | 0 | 0 | 0 | 0 | 0 | 0 | 0 | 0 | 0.41663 | 0.86626 | 1.3234 | 2.6063 | 0 | 0 | 0 | 0 | 0 | 0 | 0 | 0 | 0 | 0 | 0 | 0 | 0 | 0 | 0 | 0 | 0 | 0 | 0 | 0 | 0.052012 | 0 | 0 | 0 | 0 | 0 | 0 | 0 | 0 | 0 | 1.8585
59465_G_1 | NENGREST | Massachusetts | 25 | Bristol | 5 | 59465 | 1 | Sullivan Solar | 0 | 2014 | 9999 | Solar PV | [5 empty] | Non-Fossil | G | 2025 | Solar |  | 0 | 0 | 0 | 0 | 0 | 0 | 0 | 0 | 0 | 0 | 0 | 0 | 0 | 0 | 0 | 0 | 0.32892 | 0.68389 | 1.0448 | 2.0576 | 0 | 0 | 0 | 0 | 0 | 0 | 0 | 0 | 0 | 0 | 0 | 0 | 0 | 0 | 0 | 0 | 0 | 0 | 0 | 0 | 0.041062 | 0 | 0 | 0 | 0 | 0 | 0 | 0 | 0 | 0 | 1.4673
59464_G_2 | NENGREST | Massachusetts | 25 | Hampden | 13 | 59464 | 2 | Monson Solar | 0 | 2014 | 9999 | Solar PV | [5 empty] | Non-Fossil | G | 2025 | Solar |  | 0 | 0 | 0 | 0 | 0 | 0 | 0 | 0 | 0 | 0 | 0 | 0 | 0 | 0 | 0 | 0 | 0.65784 | 1.3678 | 2.0896 | 4.1152 | 0 | 0 | 0 | 0 | 0 | 0 | 0 | 0 | 0 | 0 | 0 | 0 | 0 | 0 | 0 | 0 | 0 | 0 | 0 | 0 | 0.082124 | 0 | 0 | 0 | 0 | 0 | 0 | 0 | 0 | 0 | 2.9345
59463_G_1 | NENGREST | Massachusetts | 25 | Essex | 9 | 59463 | 1 | Ayers Village Solar | 0 | 2014 | 9999 | Solar PV | [5 empty] | Non-Fossil | G | 2025 | Solar |  | 0 | 0 | 0 | 0 | 0 | 0 | 0 | 0 | 0 | 0 | 0 | 0 | 0 | 0 | 0 | 0 | 0.43856 | 0.91185 | 1.3931 | 2.7435 | 0 | 0 | 0 | 0 | 0 | 0 | 0 | 0 | 0 | 0 | 0 | 0 | 0 | 0 | 0 | 0 | 0 | 0 | 0 | 0 | 0.05475 | 0 | 0 | 0 | 0 | 0 | 0 | 0 | 0 | 0 | 1.9564
59462_G_DIA4 | WECC_CO | Colorado | 8 | Denver | 31 | 59462 | DIA4 | Denver Intl Airport IV Solar | 0 | 2014 | 9999 | Solar PV | [5 empty] | Non-Fossil | G | 2025 | Solar |  | 0 | 0 | 0 | 0 | 0 | 0 | 0 | 0 | 0 | 0 | 0 | 0 | 0 | 0 | 0 | 0 | 0.34599 | 0.6486 | 1.003 | 1.9976 | 0 | 0 | 0 | 0 | 0 | 0 | 0 | 0 | 0 | 0 | 0 | 0 | 0 | 0 | 0 | 0 | 0 | 0 | 0 | 0 | 0.03158 | 0 | 0 | 0 | 0 | 0 | 0 | 0 | 0 | 0 | 1
59461_G_GEN07 | WECC_SCE | California | 6 | Orange | 59 | 59461 | GEN07 | Bowerman Power LFG, LLC | 13648 | 2016 | 9999 | Landfill Gas | [5 empty] | Non-Fossil | G | 2025 | LF Gas |  | 0.073028 | 0.098088 | 0.1243 | 0.29541 | 0 | 0 | 0 | 0 | 0 | 0 | 0 | 0 | 0 | 0 | 0 | 0 | 5.3508 | 7.187 | 9.1072 | 21.645 | 4.2085 | 5.6527 | 7.163 | 17.0243 | 0 | 0 | 0 | 0 | 0.00096105 | 0.0012908 | 0.0016357 | 0.0038876 | 0 | 0 | 0 | 0 | 0 | 0 | 0 | 0 | 0.79796 | 0.03499 | 0.046996 | 0.059553 | 0.14154 | 0 | 0 | 0 | 0 | 0 | 3.4
59461_G_GEN06 | WECC_SCE | California | 6 | Orange | 59 | 59461 | GEN06 | Bowerman Power LFG, LLC | 13648 | 2016 | 9999 | Landfill Gas | [5 empty] | Non-Fossil | G | 2025 | LF Gas |  | 0.073028 | 0.098088 | 0.1243 | 0.29541 | 0 | 0 | 0 | 0 | 0 | 0 | 0 | 0 | 0 | 0 | 0 | 0 | 5.3508 | 7.187 | 9.1072 | 21.645 | 4.2085 | 5.6527 | 7.163 | 17.0243 | 0 | 0 | 0 | 0 | 0.00096105 | 0.0012908 | 0.0016357 | 0.0038876 | 0 | 0 | 0 | 0 | 0 | 0 | 0 | 0 | 0.79796 | 0.03499 | 0.046996 | 0.059553 | 0.14154 | 0 | 0 | 0 | 0 | 0 | 3.4
59461_G_GEN05 | WECC_SCE | California | 6 | Orange | 59 | 59461 | GEN05 | Bowerman Power LFG, LLC | 13648 | 2016 | 9999 | Landfill Gas | [5 empty] | Non-Fossil | G | 2025 | LF Gas |  | 0.073028 | 0.098088 | 0.1243 | 0.29541 | 0 | 0 | 0 | 0 | 0 | 0 | 0 | 0 | 0 | 0 | 0 | 0 | 5.3508 | 7.187 | 9.1072 | 21.645 | 4.2085 | 5.6527 | 7.163 | 17.0243 | 0 | 0 | 0 | 0 | 0.00096105 | 0.0012908 | 0.0016357 | 0.0038876 | 0 | 0 | 0 | 0 | 0 | 0 | 0 | 0 | 0.79796 | 0.03499 | 0.046996 | 0.059553 | 0.14154 | 0 | 0 | 0 | 0 | 0 | 3.4
59461_G_GEN04 | WECC_SCE | California | 6 | Orange | 59 | 59461 | GEN04 | Bowerman Power LFG, LLC | 13648 | 2016 | 9999 | Landfill Gas | [5 empty] | Non-Fossil | G | 2025 | LF Gas |  | 0.073028 | 0.098088 | 0.1243 | 0.29541 | 0 | 0 | 0 | 0 | 0 | 0 | 0 | 0 | 0 | 0 | 0 | 0 | 5.3508 | 7.187 | 9.1072 | 21.645 | 4.2085 | 5.6527 | 7.163 | 17.0243 | 0 | 0 | 0 | 0 | 0.00096105 | 0.0012908 | 0.0016357 | 0.0038876 | 0 | 0 | 0 | 0 | 0 | 0 | 0 | 0 | 0.79796 | 0.03499 | 0.046996 | 0.059553 | 0.14154 | 0 | 0 | 0 | 0 | 0 | 3.4
59461_G_GEN03 | WECC_SCE | California | 6 | Orange | 59 | 59461 | GEN03 | Bowerman Power LFG, LLC | 13648 | 2016 | 9999 | Landfill Gas | [5 empty] | Non-Fossil | G | 2025 | LF Gas |  | 0.073028 | 0.098088 | 0.1243 | 0.29541 | 0 | 0 | 0 | 0 | 0 | 0 | 0 | 0 | 0 | 0 | 0 | 0 | 5.3508 | 7.187 | 9.1072 | 21.645 | 4.2085 | 5.6527 | 7.163 | 17.0243 | 0 | 0 | 0 | 0 | 0.00096105 | 0.0012908 | 0.0016357 | 0.0038876 | 0 | 0 | 0 | 0 | 0 | 0 | 0 | 0 | 0.79796 | 0.03499 | 0.046996 | 0.059553 | 0.14154 | 0 | 0 | 0 | 0 | 0 | 3.4
59461_G_GEN02 | WECC_SCE | California | 6 | Orange | 59 | 59461 | GEN02 | Bowerman Power LFG, LLC | 13648 | 2016 | 9999 | Landfill Gas | [5 empty] | Non-Fossil | G | 2025 | LF Gas |  | 0.073028 | 0.098088 | 0.1243 | 0.29541 | 0 | 0 | 0 | 0 | 0 | 0 | 0 | 0 | 0 | 0 | 0 | 0 | 5.3508 | 7.187 | 9.1072 | 21.645 | 4.2085 | 5.6527 | 7.163 | 17.0243 | 0 | 0 | 0 | 0 | 0.00096105 | 0.0012908 | 0.0016357 | 0.0038876 | 0 | 0 | 0 | 0 | 0 | 0 | 0 | 0 | 0.79796 | 0.03499 | 0.046996 | 0.059553 | 0.14154 | 0 | 0 | 0 | 0 | 0 | 3.4
59461_G_GEN01 | WECC_SCE | California | 6 | Orange | 59 | 59461 | GEN01 | Bowerman Power LFG, LLC | 13648 | 2016 | 9999 | Landfill Gas | [5 empty] | Non-Fossil | G | 2025 | LF Gas |  | 0.073028 | 0.098088 | 0.1243 | 0.29541 | 0 | 0 | 0 | 0 | 0 | 0 | 0 | 0 | 0 | 0 | 0 | 0 | 5.3508 | 7.187 | 9.1072 | 21.645 | 4.2085 | 5.6527 | 7.163 | 17.0243 | 0 | 0 | 0 | 0 | 0.00096105 | 0.0012908 | 0.0016357 | 0.0038876 | 0 | 0 | 0 | 0 | 0 | 0 | 0 | 0 | 0.79796 | 0.03499 | 0.046996 | 0.059553 | 0.14154 | 0 | 0 | 0 | 0 | 0 | 3.4
59460_G_KNG1 | SPP_WEST | Oklahoma | 40 | Kay | 71 | 59460 | KNG1 | Kay Wind, LLC | 0 | 2015 | 9999 | Onshore Wind | [5 empty] | Non-Fossil | G | 2025 | Wind |  | 0 | 0 | 0 | 0 | 0 | 0 | 0 | 0 | 0 | 0 | 0 | 0 | 0 | 0 | 0 | 0 | 256.9456 | 395.2828 | 399.7404 | 1051.9687 | 0 | 0 | 0 | 0 | 0 | 0 | 0 | 0 | 0 | 0 | 0 | 0 | 0 | 0 | 0 | 0 | 0 | 0 | 0 | 0 | 11.5134 | 0 | 0 | 0 | 0 | 0 | 0 | 0 | 0 | 0 | 295.586
59459_G_5088 | S_SOU | Georgia | 13 | Dekalb | 89 | 59459 | 5088 | Hickory Ridge Landfill Solar Project | 0 | 2011 | 9999 | Solar PV | [5 empty] | Non-Fossil | G | 2025 | Solar |  | 0 | 0 | 0 | 0 | 0 | 0 | 0 | 0 | 0 | 0 | 0 | 0 | 0 | 0 | 0 | 0 | 0.38408 | 0.66089 | 0.99221 | 2.0372 | 0 | 0 | 0 | 0 | 0 | 0 | 0 | 0 | 0 | 0 | 0 | 0 | 0 | 0 | 0 | 0 | 0 | 0 | 0 | 0 | 0.027985 | 0 | 0 | 0 | 0 | 0 | 0 | 0 | 0 | 0 | 1
59455_G_TECHP | WECC_AZ | Arizona | 4 | Pima | 19 | 59455 | TECHP | Tech Park Solar | 0 | 2012 | 9999 | Solar PV | [5 empty] | Non-Fossil | G | 2025 | Solar |  | 0 | 0 | 0 | 0 | 0 | 0 | 0 | 0 | 0 | 0 | 0 | 0 | 0 | 0 | 0 | 0 | 2.2506 | 4.0606 | 5.8809 | 12.192 | 0 | 0 | 0 | 0 | 0 | 0 | 0 | 0 | 0 | 0 | 0 | 0 | 0 | 0 | 0 | 0 | 0 | 0 | 0 | 0 | 0.22517 | 0 | 0 | 0 | 0 | 0 | 0 | 0 | 0 | 0 | 4.9882
59454_G_VALEN | WECC_AZ | Arizona | 4 | Pima | 19 | 59454 | VALEN | Valencia Solar | 0 | 2013 | 9999 | Solar PV | [5 empty] | Non-Fossil | G | 2025 | Solar |  | 0 | 0 | 0 | 0 | 0 | 0 | 0 | 0 | 0 | 0 | 0 | 0 | 0 | 0 | 0 | 0 | 4.5011 | 8.1211 | 11.7617 | 24.384 | 0 | 0 | 0 | 0 | 0 | 0 | 0 | 0 | 0 | 0 | 0 | 0 | 0 | 0 | 0 | 0 | 0 | 0 | 0 | 0 | 0.45034 | 0 | 0 | 0 | 0 | 0 | 0 | 0 | 0 | 0 | 9.9764
59451_G_PV2 | S_VACA | North Carolina | 37 | Wake | 183 | 59451 | PV2 | CBC Solar Energy Gen Fac Phase 2 | 0 | 2013 | 9999 | Solar PV | [5 empty] | Non-Fossil | G | 2025 | Solar |  | 0 | 0 | 0 | 0 | 0 | 0 | 0 | 0 | 0 | 0 | 0 | 0 | 0 | 0 | 0 | 0 | 0.75794 | 1.3444 | 2.2421 | 4.3445 | 0 | 0 | 0 | 0 | 0 | 0 | 0 | 0 | 0 | 0 | 0 | 0 | 0 | 0 | 0 | 0 | 0 | 0 | 0 | 0 | 0.069921 | 0 | 0 | 0 | 0 | 0 | 0 | 0 | 0 | 0 | 2.4985
59450_G_DPSP1 | S_SOU | Georgia | 13 | Decatur | 87 | 59450 | DPSP1 | Decatur Parkway Solar Project, LLC | 0 | 2015 | 9999 | Solar PV | [5 empty] | Non-Fossil | G | 2025 | Solar |  | 0 | 0 | 0 | 0 | 0 | 0 | 0 | 0 | 0 | 0 | 0 | 0 | 0 | 0 | 0 | 0 | 30.7264 | 52.8712 | 79.3767 | 162.9743 | 0 | 0 | 0 | 0 | 0 | 0 | 0 | 0 | 0 | 0 | 0 | 0 | 0 | 0 | 0 | 0 | 0 | 0 | 0 | 0 | 2.2388 | 0 | 0 | 0 | 0 | 0 | 0 | 0 | 0 | 0 | 80
59449_G_DCSP1 | S_SOU | Georgia | 13 | Decatur | 87 | 59449 | DCSP1 | Decatur County Solar Project | 0 | 2015 | 9999 | Solar PV | [5 empty] | Non-Fossil | G | 2025 | Solar |  | 0 | 0 | 0 | 0 | 0 | 0 | 0 | 0 | 0 | 0 | 0 | 0 | 0 | 0 | 0 | 0 | 7.2975 | 12.5569 | 18.852 | 38.7064 | 0 | 0 | 0 | 0 | 0 | 0 | 0 | 0 | 0 | 0 | 0 | 0 | 0 | 0 | 0 | 0 | 0 | 0 | 0 | 0 | 0.53172 | 0 | 0 | 0 | 0 | 0 | 0 | 0 | 0 | 0 | 19
59447_G_00001 | WECC_SCE | California | 6 | Tulare | 107 | 59447 | 00001 | Pacific Rim Dairy Digester | 13790 | 2014 | 9999 | Non-Fossil Waste | [5 empty] | Non-Fossil | G | 2025 | Non-Fossil |  | 0.020977 | 0.025714 | 0.03291 | 0.079601 | 0 | 0 | 0 | 0 | 0 | 0 | 0 | 0 | 0 | 0 | 0 | 0 | 1.5212 | 1.8647 | 2.3865 | 5.7724 | 0 | 0 | 0 | 0 | 0 | 0 | 0 | 0 | 0 | 0 | 0 | 0 | 0 | 0 | 0 | 0 | 0 | 0 | 0 | 0 | 0.23469 | 0.0099471 | 0.012193 | 0.015606 | 0.037746 | 0 | 0 | 0 | 0 | 0 | 1
59446_G_CRANB | PJM_EMAC | New Jersey | 34 | Middlesex | 23 | 59446 | CRANB | Cranbury | 0 | 2011 | 9999 | Solar PV | [5 empty] | Non-Fossil | G | 2025 | Solar |  | 0 | 0 | 0 | 0 | 0 | 0 | 0 | 0 | 0 | 0 | 0 | 0 | 0 | 0 | 0 | 0 | 1.058 | 2.2841 | 3.6293 | 6.9714 | 0 | 0 | 0 | 0 | 0 | 0 | 0 | 0 | 0 | 0 | 0 | 0 | 0 | 0 | 0 | 0 | 0 | 0 | 0 | 0 | 0.17568 | 0 | 0 | 0 | 0 | 0 | 0 | 0 | 0 | 0 | 4.8705
59445_G_PV1 | NENGREST | Vermont | 50 | Franklin | 11 | 59445 | PV1 | St. Albans SPEED Project | 0 | 2013 | 9999 | Solar PV | [5 empty] | Non-Fossil | G | 2025 | Solar |  | 0 | 0 | 0 | 0 | 0 | 0 | 0 | 0 | 0 | 0 | 0 | 0 | 0 | 0 | 0 | 0 | 0.4756 | 0.97039 | 1.4717 | 2.9177 | 0 | 0 | 0 | 0 | 0 | 0 | 0 | 0 | 0 | 0 | 0 | 0 | 0 | 0 | 0 | 0 | 0 | 0 | 0 | 0 | 0.055971 | 0 | 0 | 0 | 0 | 0 | 0 | 0 | 0 | 0 | 2
59444_G_PV1 | WECC_AZ | Arizona | 4 | Maricopa | 13 | 59444 | PV1 | SR85 | 0 | 2015 | 9999 | Solar PV | [5 empty] | Non-Fossil | G | 2025 | Solar |  | 0 | 0 | 0 | 0 | 0 | 0 | 0 | 0 | 0 | 0 | 0 | 0 | 0 | 0 | 0 | 0 | 4.5011 | 8.1211 | 11.7617 | 24.384 | 0 | 0 | 0 | 0 | 0 | 0 | 0 | 0 | 0 | 0 | 0 | 0 | 0 | 0 | 0 | 0 | 0 | 0 | 0 | 0 | 0.45034 | 0 | 0 | 0 | 0 | 0 | 0 | 0 | 0 | 0 | 9.9764
59443_G_WAS1 | WEC_LADW | California | 6 | Los Angeles | 37 | 59443 | WAS1 | TA-Acacia, LLC | 0 | 2014 | 9999 | Solar PV | [5 empty] | Non-Fossil | G | 2025 | Solar |  | 0 | 0 | 0 | 0 | 0 | 0 | 0 | 0 | 0 | 0 | 0 | 0 | 0 | 0 | 0 | 0 | 8.069 | 15.6951 | 23.4703 | 47.2343 | 0 | 0 | 0 | 0 | 0 | 0 | 0 | 0 | 0 | 0 | 0 | 0 | 0 | 0 | 0 | 0 | 0 | 0 | 0 | 0 | 0.80034 | 0 | 0 | 0 | 0 | 0 | 0 | 0 | 0 | 0 | 19.6884
59442_G_1 | ERC_REST | Texas | 48 | Comanche | 93 | 59442 | 1 | Logans Gap Wind LLC | 0 | 2015 | 9999 | Onshore Wind | [5 empty] | Non-Fossil | G | 2025 | Wind |  | 0 | 0 | 0 | 0 | 0 | 0 | 0 | 0 | 0 | 0 | 0 | 0 | 0 | 0 | 0 | 0 | 143.7008 | 206.9736 | 246.9488 | 597.6232 | 0 | 0 | 0 | 0 | 0 | 0 | 0 | 0 | 0 | 0 | 0 | 0 | 0 | 0 | 0 | 0 | 0 | 0 | 0 | 0 | 5.6382 | 0 | 0 | 0 | 0 | 0 | 0 | 0 | 0 | 0 | 200.1
59441_G_SAS | WECC_SCE | California | 6 | San Bernardino | 71 | 59441 | SAS | Adelanto Solar, LLC | 0 | 2015 | 9999 | Solar PV | [5 empty] | Non-Fossil | G | 2025 | Solar |  | 0 | 0 | 0 | 0 | 0 | 0 | 0 | 0 | 0 | 0 | 0 | 0 | 0 | 0 | 0 | 0 | 8.4151 | 15.6123 | 24.1983 | 48.2257 | 0 | 0 | 0 | 0 | 0 | 0 | 0 | 0 | 0 | 0 | 0 | 0 | 0 | 0 | 0 | 0 | 0 | 0 | 0 | 0 | 0.72255 | 0 | 0 | 0 | 0 | 0 | 0 | 0 | 0 | 0 | 20
59440_G_SAS | WECC_SCE | California | 6 | San Bernardino | 71 | 59440 | SAS | Adelanto Solar II, LLC | 0 | 2015 | 9999 | Solar PV | [5 empty] | Non-Fossil | G | 2025 | Solar |  | 0 | 0 | 0 | 0 | 0 | 0 | 0 | 0 | 0 | 0 | 0 | 0 | 0 | 0 | 0 | 0 | 2.9453 | 5.4643 | 8.4694 | 16.879 | 0 | 0 | 0 | 0 | 0 | 0 | 0 | 0 | 0 | 0 | 0 | 0 | 0 | 0 | 0 | 0 | 0 | 0 | 0 | 0 | 0.25289 | 0 | 0 | 0 | 0 | 0 | 0 | 0 | 0 | 0 | 7
59439_G_UNIT1 | S_VACA | North Carolina | 37 | Surry | 171 | 59439 | UNIT1 | COC Surry LFG, LLC | 13500 | 2013 | 9999 | Landfill Gas | [5 empty] | Non-Fossil | G | 2025 | LF Gas |  | 0.034054 | 0.03826 | 0.060092 | 0.13241 | 0 | 0 | 0 | 0 | 0 | 0 | 0 | 0 | 0 | 0 | 0 | 0 | 2.5225 | 2.834 | 4.4513 | 9.8078 | 1.9625 | 2.2049 | 3.463 | 7.6304 | 0 | 0 | 0 | 0 | 0.0041004 | 0.0046068 | 0.0072357 | 0.015943 | 0 | 0 | 0 | 0 | 0 | 0 | 0 | 0 | 0.35204 | 0.016495 | 0.018532 | 0.029107 | 0.064134 | 0 | 0 | 0 | 0 | 0 | 1.5
59438_G_ORB-3 | NENG_ME | Maine | 23 | Penobscot | 19 | 59438 | ORB-3 | Orono B | 0 | 2013 | 9999 | Hydro | [5 empty] | Non-Fossil | G | 2025 | Hydro |  | 0 | 0 | 0 | 0 | 0 | 0 | 0 | 0 | 0 | 0 | 0 | 0 | 0 | 0 | 0 | 0 | 1.8198 | 2.2243 | 2.7022 | 6.7463 | 0 | 0 | 0 | 0 | 0 | 0 | 0 | 0 | 0 | 0 | 0 | 0 | 0 | 0 | 0 | 0 | 0 | 0 | 0 | 0 | 0.019356 | 0.0048407 | 0.0059166 | 0.0071879 | 0.017945 | 0 | 0 | 0 | 0 | 0 | 1.3
59438_G_ORB-2 | NENG_ME | Maine | 23 | Penobscot | 19 | 59438 | ORB-2 | Orono B | 0 | 2013 | 9999 | Hydro | [5 empty] | Non-Fossil | G | 2025 | Hydro |  | 0 | 0 | 0 | 0 | 0 | 0 | 0 | 0 | 0 | 0 | 0 | 0 | 0 | 0 | 0 | 0 | 1.8198 | 2.2243 | 2.7022 | 6.7463 | 0 | 0 | 0 | 0 | 0 | 0 | 0 | 0 | 0 | 0 | 0 | 0 | 0 | 0 | 0 | 0 | 0 | 0 | 0 | 0 | 0.019356 | 0.0048407 | 0.0059166 | 0.0071879 | 0.017945 | 0 | 0 | 0 | 0 | 0 | 1.3
59438_G_ORB-1 | NENG_ME | Maine | 23 | Penobscot | 19 | 59438 | ORB-1 | Orono B | 0 | 2013 | 9999 | Hydro | [5 empty] | Non-Fossil | G | 2025 | Hydro |  | 0 | 0 | 0 | 0 | 0 | 0 | 0 | 0 | 0 | 0 | 0 | 0 | 0 | 0 | 0 | 0 | 1.8198 | 2.2243 | 2.7022 | 6.7463 | 0 | 0 | 0 | 0 | 0 | 0 | 0 | 0 | 0 | 0 | 0 | 0 | 0 | 0 | 0 | 0 | 0 | 0 | 0 | 0 | 0.019356 | 0.0048407 | 0.0059166 | 0.0071879 | 0.017945 | 0 | 0 | 0 | 0 | 0 | 1.3
59437_G_SWB-3 | NENG_ME | Maine | 23 | Penobscot | 19 | 59437 | SWB-3 | Stillwater B | 0 | 2013 | 9999 | Hydro | [5 empty] | Non-Fossil | G | 2025 | Hydro |  | 0 | 0 | 0 | 0 | 0 | 0 | 0 | 0 | 0 | 0 | 0 | 0 | 0 | 0 | 0 | 0 | 1.1199 | 1.3688 | 1.6629 | 4.1516 | 0 | 0 | 0 | 0 | 0 | 0 | 0 | 0 | 0 | 0 | 0 | 0 | 0 | 0 | 0 | 0 | 0 | 0 | 0 | 0 | 0.011912 | 0.0029789 | 0.003641 | 0.0044233 | 0.011043 | 0 | 0 | 0 | 0 | 0 | 0.8
59437_G_SWB-2 | NENG_ME | Maine | 23 | Penobscot | 19 | 59437 | SWB-2 | Stillwater B | 0 | 2013 | 9999 | Hydro | [5 empty] | Non-Fossil | G | 2025 | Hydro |  | 0 | 0 | 0 | 0 | 0 | 0 | 0 | 0 | 0 | 0 | 0 | 0 | 0 | 0 | 0 | 0 | 1.1199 | 1.3688 | 1.6629 | 4.1516 | 0 | 0 | 0 | 0 | 0 | 0 | 0 | 0 | 0 | 0 | 0 | 0 | 0 | 0 | 0 | 0 | 0 | 0 | 0 | 0 | 0.011912 | 0.0029789 | 0.003641 | 0.0044233 | 0.011043 | 0 | 0 | 0 | 0 | 0 | 0.8
59437_G_SWB-1 | NENG_ME | Maine | 23 | Penobscot | 19 | 59437 | SWB-1 | Stillwater B | 0 | 2013 | 9999 | Hydro | [5 empty] | Non-Fossil | G | 2025 | Hydro |  | 0 | 0 | 0 | 0 | 0 | 0 | 0 | 0 | 0 | 0 | 0 | 0 | 0 | 0 | 0 | 0 | 1.1199 | 1.3688 | 1.6629 | 4.1516 | 0 | 0 | 0 | 0 | 0 | 0 | 0 | 0 | 0 | 0 | 0 | 0 | 0 | 0 | 0 | 0 | 0 | 0 | 0 | 0 | 0.011912 | 0.0029789 | 0.003641 | 0.0044233 | 0.011043 | 0 | 0 | 0 | 0 | 0 | 0.8
59436_G_9 | MIS_LMI | Michigan | 26 | Shiawassee | 155 | 59436 | 9 | Lennon Generating | 13500 | 2012 | 9999 | Landfill Gas | [5 empty] | Non-Fossil | G | 2025 | LF Gas |  | 0.029532 | 0.04455 | 0.059435 | 0.13352 | 0 | 0 | 0 | 0 | 0 | 0 | 0 | 0 | 0 | 0 | 0 | 0 | 2.1875 | 3.3 | 4.4026 | 9.8901 | 1.7019 | 2.5674 | 3.4252 | 7.6944 | 0 | 0 | 0 | 0 | 0.0035559 | 0.0053643 | 0.0071565 | 0.016077 | 0 | 0 | 0 | 0 | 0 | 0 | 0 | 0 | 0.35204 | 0.014305 | 0.021579 | 0.028789 | 0.064673 | 0 | 0 | 0 | 0 | 0 | 1.5
59436_G_8 | MIS_LMI | Michigan | 26 | Shiawassee | 155 | 59436 | 8 | Lennon Generating | 13500 | 2014 | 9999 | Landfill Gas | [5 empty] | Non-Fossil | G | 2025 | LF Gas |  | 0.029532 | 0.04455 | 0.059435 | 0.13352 | 0 | 0 | 0 | 0 | 0 | 0 | 0 | 0 | 0 | 0 | 0 | 0 | 2.1875 | 3.3 | 4.4026 | 9.8901 | 1.7019 | 2.5674 | 3.4252 | 7.6944 | 0 | 0 | 0 | 0 | 0.0035559 | 0.0053643 | 0.0071565 | 0.016077 | 0 | 0 | 0 | 0 | 0 | 0 | 0 | 0 | 0.35204 | 0.014305 | 0.021579 | 0.028789 | 0.064673 | 0 | 0 | 0 | 0 | 0 | 1.5
59436_G_7 | MIS_LMI | Michigan | 26 | Shiawassee | 155 | 59436 | 7 | Lennon Generating | 13500 | 2014 | 9999 | Landfill Gas | [5 empty] | Non-Fossil | G | 2025 | LF Gas |  | 0.029532 | 0.04455 | 0.059435 | 0.13352 | 0 | 0 | 0 | 0 | 0 | 0 | 0 | 0 | 0 | 0 | 0 | 0 | 2.1875 | 3.3 | 4.4026 | 9.8901 | 1.7019 | 2.5674 | 3.4252 | 7.6944 | 0 | 0 | 0 | 0 | 0.0035559 | 0.0053643 | 0.0071565 | 0.016077 | 0 | 0 | 0 | 0 | 0 | 0 | 0 | 0 | 0.35204 | 0.014305 | 0.021579 | 0.028789 | 0.064673 | 0 | 0 | 0 | 0 | 0 | 1.5
59436_G_6 | MIS_LMI | Michigan | 26 | Shiawassee | 155 | 59436 | 6 | Lennon Generating | 13500 | 2007 | 9999 | Landfill Gas | [5 empty] | Non-Fossil | G | 2025 | LF Gas |  | 0.01575 | 0.02376 | 0.031699 | 0.071209 | 0 | 0 | 0 | 0 | 0 | 0 | 0 | 0 | 0 | 0 | 0 | 0 | 1.1667 | 1.76 | 2.348 | 5.2747 | 0.90767 | 1.3693 | 1.8268 | 4.1037 | 0 | 0 | 0 | 0 | 0.0018965 | 0.002861 | 0.0038168 | 0.0085743 | 0 | 0 | 0 | 0 | 0 | 0 | 0 | 0 | 0.20155 | 0.0076291 | 0.011509 | 0.015354 | 0.034492 | 0 | 0 | 0 | 0 | 0 | 0.8
59436_G_5 | MIS_LMI | Michigan | 26 | Shiawassee | 155 | 59436 | 5 | Lennon Generating | 13500 | 2007 | 9999 | Landfill Gas | [5 empty] | Non-Fossil | G | 2025 | LF Gas |  | 0.01575 | 0.02376 | 0.031699 | 0.071209 | 0 | 0 | 0 | 0 | 0 | 0 | 0 | 0 | 0 | 0 | 0 | 0 | 1.1667 | 1.76 | 2.348 | 5.2747 | 0.90767 | 1.3693 | 1.8268 | 4.1037 | 0 | 0 | 0 | 0 | 0.0018965 | 0.002861 | 0.0038168 | 0.0085743 | 0 | 0 | 0 | 0 | 0 | 0 | 0 | 0 | 0.20155 | 0.0076291 | 0.011509 | 0.015354 | 0.034492 | 0 | 0 | 0 | 0 | 0 | 0.8
59436_G_4 | MIS_LMI | Michigan | 26 | Shiawassee | 155 | 59436 | 4 | Lennon Generating | 13500 | 2006 | 9999 | Landfill Gas | [5 empty] | Non-Fossil | G | 2025 | LF Gas |  | 0.01575 | 0.02376 | 0.031699 | 0.071209 | 0 | 0 | 0 | 0 | 0 | 0 | 0 | 0 | 0 | 0 | 0 | 0 | 1.1667 | 1.76 | 2.348 | 5.2747 | 0.90767 | 1.3693 | 1.8268 | 4.1037 | 0 | 0 | 0 | 0 | 0.0018965 | 0.002861 | 0.0038168 | 0.0085743 | 0 | 0 | 0 | 0 | 0 | 0 | 0 | 0 | 0.21629 | 0.0076291 | 0.011509 | 0.015354 | 0.034492 | 0 | 0 | 0 | 0 | 0 | 0.8
59436_G_3 | MIS_LMI | Michigan | 26 | Shiawassee | 155 | 59436 | 3 | Lennon Generating | 13500 | 2001 | 9999 | Landfill Gas | [5 empty] | Non-Fossil | G | 2025 | LF Gas |  | 0.014449 | 0.021798 | 0.02908 | 0.065327 | 0 | 0 | 0 | 0 | 0 | 0 | 0 | 0 | 0 | 0 | 0 | 0 | 1.0703 | 1.6146 | 2.1541 | 4.8391 | 0.8327 | 1.2562 | 1.6759 | 3.7648 | 0 | 0 | 0 | 0 | 0.0017398 | 0.0026247 | 0.0035016 | 0.0078661 | 0 | 0 | 0 | 0 | 0 | 0 | 0 | 0 | 0.17225 | 0.0069989 | 0.010558 | 0.014086 | 0.031643 | 0 | 0 | 0 | 0 | 0 | 0.73392
59436_G_10 | MIS_LMI | Michigan | 26 | Shiawassee | 155 | 59436 | 10 | Lennon Generating | 13500 | 2012 | 9999 | Landfill Gas | [5 empty] | Non-Fossil | G | 2025 | LF Gas |  | 0.029532 | 0.04455 | 0.059435 | 0.13352 | 0 | 0 | 0 | 0 | 0 | 0 | 0 | 0 | 0 | 0 | 0 | 0 | 2.1875 | 3.3 | 4.4026 | 9.8901 | 1.7019 | 2.5674 | 3.4252 | 7.6944 | 0 | 0 | 0 | 0 | 0.0035559 | 0.0053643 | 0.0071565 | 0.016077 | 0 | 0 | 0 | 0 | 0 | 0 | 0 | 0 | 0.35204 | 0.014305 | 0.021579 | 0.028789 | 0.064673 | 0 | 0 | 0 | 0 | 0 | 1.5
59435_G_OTE14 | SPP_WAUE | South Dakota | 46 | Clark | 25 | 59435 | OTE14 | Oak Tree Energy | 0 | 2014 | 9999 | Onshore Wind | [5 empty] | Non-Fossil | G | 2025 | Wind |  | 0 | 0 | 0 | 0 | 0 | 0 | 0 | 0 | 0 | 0 | 0 | 0 | 0 | 0 | 0 | 0 | 18.322 | 26.7325 | 25.6429 | 70.6974 | 0 | 0 | 0 | 0 | 0 | 0 | 0 | 0 | 0 | 0 | 0 | 0 | 0 | 0 | 0 | 0 | 0 | 0 | 0 | 0 | 0.74063 | 0 | 0 | 0 | 0 | 0 | 0 | 0 | 0 | 0 | 18.6707
59434_G_DU129 | MIS_INKY | Indiana | 18 | Marion | 97 | 59434 | DU129 | Duke Building 129 | 0 | 2014 | 9999 | Solar PV | [5 empty] | Non-Fossil | G | 2025 | Solar |  | 0 | 0 | 0 | 0 | 0 | 0 | 0 | 0 | 0 | 0 | 0 | 0 | 0 | 0 | 0 | 0 | 0.85975 | 1.7896 | 2.7284 | 5.3777 | 0 | 0 | 0 | 0 | 0 | 0 | 0 | 0 | 0 | 0 | 0 | 0 | 0 | 0 | 0 | 0 | 0 | 0 | 0 | 0 | 0.095151 | 0 | 0 | 0 | 0 | 0 | 0 | 0 | 0 | 0 | 3.4
59433_G_DUK98 | MIS_INKY | Indiana | 18 | Marion | 97 | 59433 | DUK98 | Duke Building 98 | 0 | 2014 | 9999 | Solar PV | [5 empty] | Non-Fossil | G | 2025 | Solar |  | 0 | 0 | 0 | 0 | 0 | 0 | 0 | 0 | 0 | 0 | 0 | 0 | 0 | 0 | 0 | 0 | 0.68274 | 1.4211 | 2.1667 | 4.2705 | 0 | 0 | 0 | 0 | 0 | 0 | 0 | 0 | 0 | 0 | 0 | 0 | 0 | 0 | 0 | 0 | 0 | 0 | 0 | 0 | 0.075561 | 0 | 0 | 0 | 0 | 0 | 0 | 0 | 0 | 0 | 2.7
59432_G_DUK87 | MIS_INKY | Indiana | 18 | Marion | 97 | 59432 | DUK87 | Duke Building 87 | 0 | 2014 | 9999 | Solar PV | [5 empty] | Non-Fossil | G | 2025 | Solar |  | 0 | 0 | 0 | 0 | 0 | 0 | 0 | 0 | 0 | 0 | 0 | 0 | 0 | 0 | 0 | 0 | 0.68274 | 1.4211 | 2.1667 | 4.2705 | 0 | 0 | 0 | 0 | 0 | 0 | 0 | 0 | 0 | 0 | 0 | 0 | 0 | 0 | 0 | 0 | 0 | 0 | 0 | 0 | 0.075561 | 0 | 0 | 0 | 0 | 0 | 0 | 0 | 0 | 0 | 2.7
59431_G_SSG1 | WEC_LADW | California | 6 | Los Angeles | 37 | 59431 | SSG1 | Sierra Solar Greenworks | 0 | 2015 | 9999 | Solar PV | [5 empty] | Non-Fossil | G | 2025 | Solar |  | 0 | 0 | 0 | 0 | 0 | 0 | 0 | 0 | 0 | 0 | 0 | 0 | 0 | 0 | 0 | 0 | 8.069 | 15.6951 | 23.4703 | 47.2343 | 0 | 0 | 0 | 0 | 0 | 0 | 0 | 0 | 0 | 0 | 0 | 0 | 0 | 0 | 0 | 0 | 0 | 0 | 0 | 0 | 0.80034 | 0 | 0 | 0 | 0 | 0 | 0 | 0 | 0 | 0 | 19.6884
59430_G_MB-1 | WECC_SNV | Nevada | 32 | Clark | 3 | 59430 | MB-1 | NRG Solar Las Vegas MB-1 | 0 | 2015 | 9999 | Solar PV | [5 empty] | Non-Fossil | G | 2025 | Solar |  | 0 | 0 | 0 | 0 | 0 | 0 | 0 | 0 | 0 | 0 | 0 | 0 | 0 | 0 | 0 | 0 | 2.1541 | 3.8902 | 5.7038 | 11.7482 | 0 | 0 | 0 | 0 | 0 | 0 | 0 | 0 | 0 | 0 | 0 | 0 | 0 | 0 | 0 | 0 | 0 | 0 | 0 | 0 | 0.15915 | 0 | 0 | 0 | 0 | 0 | 0 | 0 | 0 | 0 | 5
59429_G_DOWN1 | PJM_Dom | North Carolina | 37 | Hertford | 91 | 59429 | DOWN1 | Downs Farm Solar | 0 | 2015 | 9999 | Solar PV | [5 empty] | Non-Fossil | G | 2025 | Solar |  | 0 | 0 | 0 | 0 | 0 | 0 | 0 | 0 | 0 | 0 | 0 | 0 | 0 | 0 | 0 | 0 | 1.5517 | 2.6921 | 4.8414 | 9.0853 | 0 | 0 | 0 | 0 | 0 | 0 | 0 | 0 | 0 | 0 | 0 | 0 | 0 | 0 | 0 | 0 | 0 | 0 | 0 | 0 | 0.13993 | 0 | 0 | 0 | 0 | 0 | 0 | 0 | 0 | 0 | 5
59428_G_GENE2 | WEC_CALN | California | 6 | Humboldt | 23 | 59428 | GENE2 | Baker Creek Hydroelectric | 0 | 2014 | 9999 | Hydro | [5 empty] | Non-Fossil | G | 2025 | Hydro |  | 0 | 0 | 0 | 0 | 0 | 0 | 0 | 0 | 0 | 0 | 0 | 0 | 0 | 0 | 0 | 0 | 0.04622 | 0.074877 | 0.14631 | 0.26741 | 0 | 0 | 0 | 0 | 0 | 0 | 0 | 0 | 0 | 0 | 0 | 0 | 0 | 0 | 0 | 0 | 0 | 0 | 0 | 0 | 0.0014889 | 0.00012294 | 0.00019917 | 0.00038919 | 0.00071131 | 0 | 0 | 0 | 0 | 0 | 0.1
59428_G_GENE1 | WEC_CALN | California | 6 | Humboldt | 23 | 59428 | GENE1 | Baker Creek Hydroelectric | 0 | 2014 | 9999 | Hydro | [5 empty] | Non-Fossil | G | 2025 | Hydro |  | 0 | 0 | 0 | 0 | 0 | 0 | 0 | 0 | 0 | 0 | 0 | 0 | 0 | 0 | 0 | 0 | 0.64708 | 1.0483 | 2.0484 | 3.7437 | 0 | 0 | 0 | 0 | 0 | 0 | 0 | 0 | 0 | 0 | 0 | 0 | 0 | 0 | 0 | 0 | 0 | 0 | 0 | 0 | 0.020845 | 0.0017212 | 0.0027884 | 0.0054486 | 0.0099583 | 0 | 0 | 0 | 0 | 0 | 1.4
59427_G_TMS1 | PJM_Dom | North Carolina | 37 | Perquimans | 143 | 59427 | TMS1 | Two Mile Solar | 0 | 2015 | 9999 | Solar PV | [5 empty] | Non-Fossil | G | 2025 | Solar |  | 0 | 0 | 0 | 0 | 0 | 0 | 0 | 0 | 0 | 0 | 0 | 0 | 0 | 0 | 0 | 0 | 1.5517 | 2.6921 | 4.8414 | 9.0853 | 0 | 0 | 0 | 0 | 0 | 0 | 0 | 0 | 0 | 0 | 0 | 0 | 0 | 0 | 0 | 0 | 0 | 0 | 0 | 0 | 0.13993 | 0 | 0 | 0 | 0 | 0 | 0 | 0 | 0 | 0 | 5
59426_G_GKS1 | PJM_Dom | North Carolina | 37 | Perquimans | 143 | 59426 | GKS1 | GKS Solar | 0 | 2015 | 9999 | Solar PV | [5 empty] | Non-Fossil | G | 2025 | Solar |  | 0 | 0 | 0 | 0 | 0 | 0 | 0 | 0 | 0 | 0 | 0 | 0 | 0 | 0 | 0 | 0 | 1.5517 | 2.6921 | 4.8414 | 9.0853 | 0 | 0 | 0 | 0 | 0 | 0 | 0 | 0 | 0 | 0 | 0 | 0 | 0 | 0 | 0 | 0 | 0 | 0 | 0 | 0 | 0.13993 | 0 | 0 | 0 | 0 | 0 | 0 | 0 | 0 | 0 | 5
59425_G_ZE-#3 | MIS_INKY | Indiana | 18 | Marshall | 99 | 59425 | ZE-#3 | Zimmerman Energy | 13500 | 2014 | 9999 | Landfill Gas | [5 empty] | Non-Fossil | G | 2025 | LF Gas |  | 0.035706 | 0.053603 | 0.072146 | 0.16145 | 0 | 0 | 0 | 0 | 0 | 0 | 0 | 0 | 0 | 0 | 0 | 0 | 2.6449 | 3.9706 | 5.3441 | 11.9596 | 2.0577 | 3.0891 | 4.1577 | 9.3044 | 0 | 0 | 0 | 0 | 0.0042993 | 0.0064543 | 0.0086871 | 0.019441 | 0 | 0 | 0 | 0 | 0 | 0 | 0 | 0 | 0.44592 | 0.017295 | 0.025964 | 0.034946 | 0.078205 | 0 | 0 | 0 | 0 | 0 | 1.9
59425_G_ZE-#2 | MIS_INKY | Indiana | 18 | Marshall | 99 | 59425 | ZE-#2 | Zimmerman Energy | 13500 | 2014 | 9999 | Landfill Gas | [5 empty] | Non-Fossil | G | 2025 | LF Gas |  | 0.035706 | 0.053603 | 0.072146 | 0.16145 | 0 | 0 | 0 | 0 | 0 | 0 | 0 | 0 | 0 | 0 | 0 | 0 | 2.6449 | 3.9706 | 5.3441 | 11.9596 | 2.0577 | 3.0891 | 4.1577 | 9.3044 | 0 | 0 | 0 | 0 | 0.0042993 | 0.0064543 | 0.0086871 | 0.019441 | 0 | 0 | 0 | 0 | 0 | 0 | 0 | 0 | 0.44592 | 0.017295 | 0.025964 | 0.034946 | 0.078205 | 0 | 0 | 0 | 0 | 0 | 1.9
59425_G_ZE-#1 | MIS_INKY | Indiana | 18 | Marshall | 99 | 59425 | ZE-#1 | Zimmerman Energy | 13500 | 2014 | 9999 | Landfill Gas | [5 empty] | Non-Fossil | G | 2025 | LF Gas |  | 0.035706 | 0.053603 | 0.072146 | 0.16145 | 0 | 0 | 0 | 0 | 0 | 0 | 0 | 0 | 0 | 0 | 0 | 0 | 2.6449 | 3.9706 | 5.3441 | 11.9596 | 2.0577 | 3.0891 | 4.1577 | 9.3044 | 0 | 0 | 0 | 0 | 0.0042993 | 0.0064543 | 0.0086871 | 0.019441 | 0 | 0 | 0 | 0 | 0 | 0 | 0 | 0 | 0.44592 | 0.017295 | 0.025964 | 0.034946 | 0.078205 | 0 | 0 | 0 | 0 | 0 | 1.9
59424_G_IND2A | MIS_INKY | Indiana | 18 | Marion | 97 | 59424 | IND2A | IND Solar Farm (Phase IIA) | 0 | 2014 | 9999 | Solar PV | [5 empty] | Non-Fossil | G | 2025 | Solar |  | 0 | 0 | 0 | 0 | 0 | 0 | 0 | 0 | 0 | 0 | 0 | 0 | 0 | 0 | 0 | 0 | 1.8965 | 3.9476 | 6.0185 | 11.8626 | 0 | 0 | 0 | 0 | 0 | 0 | 0 | 0 | 0 | 0 | 0 | 0 | 0 | 0 | 0 | 0 | 0 | 0 | 0 | 0 | 0.20989 | 0 | 0 | 0 | 0 | 0 | 0 | 0 | 0 | 0 | 7.5
59423_G_10402 | WECC_SCE | California | 6 | San Bernardino | 71 | 59423 | 10402 | SCE-Snowline-White Rd (Central) | 0 | 2014 | 9999 | Solar PV | [5 empty] | Non-Fossil | G | 2025 | Solar |  | 0 | 0 | 0 | 0 | 0 | 0 | 0 | 0 | 0 | 0 | 0 | 0 | 0 | 0 | 0 | 0 | 0.63113 | 1.1709 | 1.8149 | 3.6169 | 0 | 0 | 0 | 0 | 0 | 0 | 0 | 0 | 0 | 0 | 0 | 0 | 0 | 0 | 0 | 0 | 0 | 0 | 0 | 0 | 0.054192 | 0 | 0 | 0 | 0 | 0 | 0 | 0 | 0 | 0 | 1.5
59422_G_10401 | WECC_SCE | California | 6 | San Bernardino | 71 | 59422 | 10401 | SCE-Snowline-White Road (North) | 0 | 2014 | 9999 | Solar PV | [5 empty] | Non-Fossil | G | 2025 | Solar |  | 0 | 0 | 0 | 0 | 0 | 0 | 0 | 0 | 0 | 0 | 0 | 0 | 0 | 0 | 0 | 0 | 0.63113 | 1.1709 | 1.8149 | 3.6169 | 0 | 0 | 0 | 0 | 0 | 0 | 0 | 0 | 0 | 0 | 0 | 0 | 0 | 0 | 0 | 0 | 0 | 0 | 0 | 0 | 0.054192 | 0 | 0 | 0 | 0 | 0 | 0 | 0 | 0 | 0 | 1.5
59421_G_11111 | WECC_SCE | California | 6 | San Bernardino | 71 | 59421 | 11111 | SCE-Snowline-White Road (South) | 0 | 2014 | 9999 | Solar PV | [5 empty] | Non-Fossil | G | 2025 | Solar |  | 0 | 0 | 0 | 0 | 0 | 0 | 0 | 0 | 0 | 0 | 0 | 0 | 0 | 0 | 0 | 0 | 0.63113 | 1.1709 | 1.8149 | 3.6169 | 0 | 0 | 0 | 0 | 0 | 0 | 0 | 0 | 0 | 0 | 0 | 0 | 0 | 0 | 0 | 0 | 0 | 0 | 0 | 0 | 0.054192 | 0 | 0 | 0 | 0 | 0 | 0 | 0 | 0 | 0 | 1.5
59417_G_WT1 | ERC_WEST | Texas | 48 | Crosby | 107 | 59417 | WT1 | Pleasant Hill Wind Energy Project | 0 | 2015 | 9999 | Onshore Wind | [5 empty] | Non-Fossil | G | 2025 | Wind |  | 0 | 0 | 0 | 0 | 0 | 0 | 0 | 0 | 0 | 0 | 0 | 0 | 0 | 0 | 0 | 0 | 14.0314 | 20.6336 | 20.9453 | 55.6102 | 0 | 0 | 0 | 0 | 0 | 0 | 0 | 0 | 0 | 0 | 0 | 0 | 0 | 0 | 0 | 0 | 0 | 0 | 0 | 0 | 0.56354 | 0 | 0 | 0 | 0 | 0 | 0 | 0 | 0 | 0 | 20
59416_G_PV1 | WECC_SCE | California | 6 | Orange | 59 | 59416 | PV1 | Anaheim Solar Energy Plant | 0 | 2014 | 9999 | Solar PV | [5 empty] | Non-Fossil | G | 2025 | Solar |  | 0 | 0 | 0 | 0 | 0 | 0 | 0 | 0 | 0 | 0 | 0 | 0 | 0 | 0 | 0 | 0 | 0.84151 | 1.5612 | 2.4198 | 4.8226 | 0 | 0 | 0 | 0 | 0 | 0 | 0 | 0 | 0 | 0 | 0 | 0 | 0 | 0 | 0 | 0 | 0 | 0 | 0 | 0 | 0.072255 | 0 | 0 | 0 | 0 | 0 | 0 | 0 | 0 | 0 | 2
59415_G_BMP4 | NENG_CT | Connecticut | 9 | New London | 11 | 59415 | BMP4 | Backus Microgrid Project | 10745 | 2014 | 9999 | Combustion Turbine | [5 empty] | Fossil | G | 2025 | NaturalGas |  | 0 | 0 | 0.0008922 | 0.0008922 | 0 | 0 | 0 | 0 | 0 | 0 | 0 | 0 | 0 | 0 | 0 | 0 | 0 | 0 | 0.083034 | 0.083034 | 0 | 0 | 0.052229 | 0.052229 | 0 | 0 | 6.2475e-11 | 6.2475e-11 | 0 | 0 | 0.0011263 | 0.0011263 | 0 | 0 | 0 | 0 | 0 | 0 | 0 | 0 | 0.04675 | 0 | 0 | 0.0013035 | 0.0013035 | 0 | 0 | 0.0030128 | 0.0030128 | 0 | 2.5
59415_G_BMP3 | NENG_CT | Connecticut | 9 | New London | 11 | 59415 | BMP3 | Backus Microgrid Project | 10745 | 2014 | 9999 | Combustion Turbine | [5 empty] | Fossil | G | 2025 | NaturalGas |  | 0 | 0 | 0.0008922 | 0.0008922 | 0 | 0 | 0 | 0 | 0 | 0 | 0 | 0 | 0 | 0 | 0 | 0 | 0 | 0 | 0.083034 | 0.083034 | 0 | 0 | 0.052229 | 0.052229 | 0 | 0 | 6.2475e-11 | 6.2475e-11 | 0 | 0 | 0.0011263 | 0.0011263 | 0 | 0 | 0 | 0 | 0 | 0 | 0 | 0 | 0.04675 | 0 | 0 | 0.0013035 | 0.0013035 | 0 | 0 | 0.0030128 | 0.0030128 | 0 | 2.5
59415_G_BMP2 | NENG_CT | Connecticut | 9 | New London | 11 | 59415 | BMP2 | Backus Microgrid Project | 10745 | 2014 | 9999 | Combustion Turbine | [5 empty] | Fossil | G | 2025 | NaturalGas |  | 0 | 0 | 0.0008922 | 0.0008922 | 0 | 0 | 0 | 0 | 0 | 0 | 0 | 0 | 0 | 0 | 0 | 0 | 0 | 0 | 0.083034 | 0.083034 | 0 | 0 | 0.052229 | 0.052229 | 0 | 0 | 6.2475e-11 | 6.2475e-11 | 0 | 0 | 0.0011263 | 0.0011263 | 0 | 0 | 0 | 0 | 0 | 0 | 0 | 0 | 0.04675 | 0 | 0 | 0.0013035 | 0.0013035 | 0 | 0 | 0.0030128 | 0.0030128 | 0 | 2.5
59415_G_BMP1 | NENG_CT | Connecticut | 9 | New London | 11 | 59415 | BMP1 | Backus Microgrid Project | 10745 | 2014 | 9999 | Combustion Turbine | [5 empty] | Fossil | G | 2025 | NaturalGas |  | 0 | 0 | 0.0008922 | 0.0008922 | 0 | 0 | 0 | 0 | 0 | 0 | 0 | 0 | 0 | 0 | 0 | 0 | 0 | 0 | 0.083034 | 0.083034 | 0 | 0 | 0.052229 | 0.052229 | 0 | 0 | 6.2475e-11 | 6.2475e-11 | 0 | 0 | 0.0011263 | 0.0011263 | 0 | 0 | 0 | 0 | 0 | 0 | 0 | 0 | 0.04675 | 0 | 0 | 0.0013035 | 0.0013035 | 0 | 0 | 0.0030128 | 0.0030128 | 0 | 2.5
59414_G_AWCA | WECC_SCE | California | 6 | Tulare | 107 | 59414 | AWCA | Atwell Island West Solar | 0 | 2015 | 9999 | Solar PV | [5 empty] | Non-Fossil | G | 2025 | Solar |  | 0 | 0 | 0 | 0 | 0 | 0 | 0 | 0 | 0 | 0 | 0 | 0 | 0 | 0 | 0 | 0 | 8.4151 | 15.6123 | 24.1983 | 48.2257 | 0 | 0 | 0 | 0 | 0 | 0 | 0 | 0 | 0 | 0 | 0 | 0 | 0 | 0 | 0 | 0 | 0 | 0 | 0 | 0 | 0.72255 | 0 | 0 | 0 | 0 | 0 | 0 | 0 | 0 | 0 | 20
59413_G_C2CA | WEC_CALN | California | 6 | Kings | 31 | 59413 | C2CA | Corcoran Solar 2 | 0 | 2015 | 9999 | Solar PV | [5 empty] | Non-Fossil | G | 2025 | Solar |  | 0 | 0 | 0 | 0 | 0 | 0 | 0 | 0 | 0 | 0 | 0 | 0 | 0 | 0 | 0 | 0 | 7.4287 | 14.7879 | 24.2455 | 46.4621 | 0 | 0 | 0 | 0 | 0 | 0 | 0 | 0 | 0 | 0 | 0 | 0 | 0 | 0 | 0 | 0 | 0 | 0 | 0 | 0 | 0.63343 | 0 | 0 | 0 | 0 | 0 | 0 | 0 | 0 | 0 | 19.7811
59412_G_SKI20 | WECC_SCE | California | 6 | Kern | 29 | 59412 | SKI20 | Algonquin SKIC20 Solar LLC | 0 | 2015 | 9999 | Solar PV | [5 empty] | Non-Fossil | G | 2025 | Solar |  | 0 | 0 | 0 | 0 | 0 | 0 | 0 | 0 | 0 | 0 | 0 | 0 | 0 | 0 | 0 | 0 | 8.4151 | 15.6123 | 24.1983 | 48.2257 | 0 | 0 | 0 | 0 | 0 | 0 | 0 | 0 | 0 | 0 | 0 | 0 | 0 | 0 | 0 | 0 | 0 | 0 | 0 | 0 | 0.72255 | 0 | 0 | 0 | 0 | 0 | 0 | 0 | 0 | 0 | 20
59411_G_SNL18 | WECC_SCE | California | 6 | San Bernardino | 71 | 59411 | SNL18 | Mitchell Solar, LLC | 0 | 2014 | 9999 | Solar PV | [5 empty] | Non-Fossil | G | 2025 | Solar |  | 0 | 0 | 0 | 0 | 0 | 0 | 0 | 0 | 0 | 0 | 0 | 0 | 0 | 0 | 0 | 0 | 0.63113 | 1.1709 | 1.8149 | 3.6169 | 0 | 0 | 0 | 0 | 0 | 0 | 0 | 0 | 0 | 0 | 0 | 0 | 0 | 0 | 0 | 0 | 0 | 0 | 0 | 0 | 0.054192 | 0 | 0 | 0 | 0 | 0 | 0 | 0 | 0 | 0 | 1.5
59410_G_SNL19 | WECC_SCE | California | 6 | San Bernardino | 71 | 59410 | SNL19 | Rudy Solar, LLC | 0 | 2014 | 9999 | Solar PV | [5 empty] | Non-Fossil | G | 2025 | Solar |  | 0 | 0 | 0 | 0 | 0 | 0 | 0 | 0 | 0 | 0 | 0 | 0 | 0 | 0 | 0 | 0 | 0.63113 | 1.1709 | 1.8149 | 3.6169 | 0 | 0 | 0 | 0 | 0 | 0 | 0 | 0 | 0 | 0 | 0 | 0 | 0 | 0 | 0 | 0 | 0 | 0 | 0 | 0 | 0.054192 | 0 | 0 | 0 | 0 | 0 | 0 | 0 | 0 | 0 | 1.5
59409_G_SNL17 | WECC_SCE | California | 6 | San Bernardino | 71 | 59409 | SNL17 | Madelyn Solar, LLC | 0 | 2014 | 9999 | Solar PV | [5 empty] | Non-Fossil | G | 2025 | Solar |  | 0 | 0 | 0 | 0 | 0 | 0 | 0 | 0 | 0 | 0 | 0 | 0 | 0 | 0 | 0 | 0 | 0.42075 | 0.78061 | 1.2099 | 2.4113 | 0 | 0 | 0 | 0 | 0 | 0 | 0 | 0 | 0 | 0 | 0 | 0 | 0 | 0 | 0 | 0 | 0 | 0 | 0 | 0 | 0.036128 | 0 | 0 | 0 | 0 | 0 | 0 | 0 | 0 | 0 | 1
59408_G_1 | WECC_SCE | California | 6 | Kern | 29 | 59408 | 1 | Shafter Solar LLC | 0 | 2015 | 9999 | Solar PV | [5 empty] | Non-Fossil | G | 2025 | Solar |  | 0 | 0 | 0 | 0 | 0 | 0 | 0 | 0 | 0 | 0 | 0 | 0 | 0 | 0 | 0 | 0 | 8.4151 | 15.6123 | 24.1983 | 48.2257 | 0 | 0 | 0 | 0 | 0 | 0 | 0 | 0 | 0 | 0 | 0 | 0 | 0 | 0 | 0 | 0 | 0 | 0 | 0 | 0 | 0.72255 | 0 | 0 | 0 | 0 | 0 | 0 | 0 | 0 | 0 | 20
59407_G_NEW1 | WECC_NM | Texas | 48 | El Paso | 141 | 59407 | NEW1 | Newman Solar | 0 | 2014 | 9999 | Solar PV | [5 empty] | Non-Fossil | G | 2025 | Solar |  | 0 | 0 | 0 | 0 | 0 | 0 | 0 | 0 | 0 | 0 | 0 | 0 | 0 | 0 | 0 | 0 | 5.7396 | 7.5099 | 13.9665 | 27.216 | 0 | 0 | 0 | 0 | 0 | 0 | 0 | 0 | 0 | 0 | 0 | 0 | 0 | 0 | 0 | 0 | 0 | 0 | 0 | 0 | 0.28825 | 0 | 0 | 0 | 0 | 0 | 0 | 0 | 0 | 0 | 10.3
59406_G_SYS1 | S_VACA | North Carolina | 37 | Alamance | 1 | 59406 | SYS1 | Facile Solar | 0 | 2015 | 9999 | Solar PV | [5 empty] | Non-Fossil | G | 2025 | Solar |  | 0 | 0 | 0 | 0 | 0 | 0 | 0 | 0 | 0 | 0 | 0 | 0 | 0 | 0 | 0 | 0 | 0.60635 | 1.0756 | 1.7937 | 3.4756 | 0 | 0 | 0 | 0 | 0 | 0 | 0 | 0 | 0 | 0 | 0 | 0 | 0 | 0 | 0 | 0 | 0 | 0 | 0 | 0 | 0.055937 | 0 | 0 | 0 | 0 | 0 | 0 | 0 | 0 | 0 | 1.9988
59405_G_PV11 | WECC_SCE | California | 6 | Riverside | 65 | 59405 | PV11 | Diamond Valley Solar Project | 0 | 2015 | 9999 | Solar PV | [5 empty] | Non-Fossil | G | 2025 | Solar |  | 0 | 0 | 0 | 0 | 0 | 0 | 0 | 0 | 0 | 0 | 0 | 0 | 0 | 0 | 0 | 0 | 0.54698 | 1.0148 | 1.5729 | 3.1347 | 0 | 0 | 0 | 0 | 0 | 0 | 0 | 0 | 0 | 0 | 0 | 0 | 0 | 0 | 0 | 0 | 0 | 0 | 0 | 0 | 0.046966 | 0 | 0 | 0 | 0 | 0 | 0 | 0 | 0 | 0 | 1.3
59404_G_1 | WECC_SNV | Nevada | 32 | Clark | 3 | 59404 | 1 | Searchlight Solar | 0 | 2014 | 9999 | Solar PV | [5 empty] | Non-Fossil | G | 2025 | Solar |  | 0 | 0 | 0 | 0 | 0 | 0 | 0 | 0 | 0 | 0 | 0 | 0 | 0 | 0 | 0 | 0 | 7.5394 | 13.6158 | 19.9634 | 41.1186 | 0 | 0 | 0 | 0 | 0 | 0 | 0 | 0 | 0 | 0 | 0 | 0 | 0 | 0 | 0 | 0 | 0 | 0 | 0 | 0 | 0.55701 | 0 | 0 | 0 | 0 | 0 | 0 | 0 | 0 | 0 | 17.5
594_G_10 | PJM_EMAC | Delaware | 10 | Sussex | 5 | 594 | 10 | Indian River Generating Station | 15403 | 1967 | 9999 | Combustion Turbine |  |  |  | H2O |  | Fossil | G | 2025 | Oil |  | 0 | 0 | 0 | 0 | 0 | 0 | 0 | 0 | 0 | 0 | 0 | 0 | 0 | 0 | 0 | 0 | 0 | 0 | 0 | 0 | 0 | 0 | 0 | 0 | 0 | 0 | 0 | 0 | 0 | 0 | 0 | 0 | 0 | 0 | 0 | 0 | 0 | 0 | 0 | 0 | 0.30959 | 0 | 0 | 0 | 0 | 0 | 0 | 0 | 0 | 0 | 16.1
594_B_4 | PJM_EMAC | Delaware | 10 | Sussex | 5 | 594 | 4 | Indian River Generating Station | 11833 | 1980 | 9999 | Coal Steam | wall | dry | ESPC + Bag House + Dry Scrubber + SCR + ACI | LNBO | Dry Scrubber | Fossil | B | 2025 |  | Coal Retirement | 0 | 0 | 0 | 0 | 0 | 0 | 0 | 0 | 0 | 0 | 0 | 0 | 0 | 0 | 0 | 0 | 0 | 0 | 0 | 0 | 0 | 0 | 0 | 0 | 0 | 0 | 0 | 0 | 0 | 0 | 0 | 0 | 0 | 0 | 0 | 0 | 0 | 0 | 0 | 0 | 0 | 0 | 0 | 0 | 0 | 0 | 0 | 0 | 0 | 0 | 410 | Scrubber / SCR / Mercury Control | Dry Scrubber
59399_G_SNL19 | WECC_SCE | California | 6 | San Bernardino | 71 | 59399 | SNL19 | LandPro-3 | 0 | 2014 | 9999 | Solar PV | [5 empty] | Non-Fossil | G | 2025 | Solar |  | 0 | 0 | 0 | 0 | 0 | 0 | 0 | 0 | 0 | 0 | 0 | 0 | 0 | 0 | 0 | 0 | 0.63113 | 1.1709 | 1.8149 | 3.6169 | 0 | 0 | 0 | 0 | 0 | 0 | 0 | 0 | 0 | 0 | 0 | 0 | 0 | 0 | 0 | 0 | 0 | 0 | 0 | 0 | 0.054192 | 0 | 0 | 0 | 0 | 0 | 0 | 0 | 0 | 0 | 1.5
59398_G_SNL18 | WECC_SCE | California | 6 | San Bernardino | 71 | 59398 | SNL18 | LandPro-2 | 0 | 2014 | 9999 | Solar PV | [5 empty] | Non-Fossil | G | 2025 | Solar |  | 0 | 0 | 0 | 0 | 0 | 0 | 0 | 0 | 0 | 0 | 0 | 0 | 0 | 0 | 0 | 0 | 0.63113 | 1.1709 | 1.8149 | 3.6169 | 0 | 0 | 0 | 0 | 0 | 0 | 0 | 0 | 0 | 0 | 0 | 0 | 0 | 0 | 0 | 0 | 0 | 0 | 0 | 0 | 0.054192 | 0 | 0 | 0 | 0 | 0 | 0 | 0 | 0 | 0 | 1.5
59397_G_SNL17 | WECC_SCE | California | 6 | San Bernardino | 71 | 59397 | SNL17 | LandPro-1 | 0 | 2014 | 9999 | Solar PV | [5 empty] | Non-Fossil | G | 2025 | Solar |  | 0 | 0 | 0 | 0 | 0 | 0 | 0 | 0 | 0 | 0 | 0 | 0 | 0 | 0 | 0 | 0 | 0.63113 | 1.1709 | 1.8149 | 3.6169 | 0 | 0 | 0 | 0 | 0 | 0 | 0 | 0 | 0 | 0 | 0 | 0 | 0 | 0 | 0 | 0 | 0 | 0 | 0 | 0 | 0.054192 | 0 | 0 | 0 | 0 | 0 | 0 | 0 | 0 | 0 | 1.5
59396_G_SHF01 | NENGREST | Massachusetts | 25 | Middlesex | 17 | 59396 | SHF01 | Shaffer | 0 | 2014 | 9999 | Solar PV | [5 empty] | Non-Fossil | G | 2025 | Solar |  | 0 | 0 | 0 | 0 | 0 | 0 | 0 | 0 | 0 | 0 | 0 | 0 | 0 | 0 | 0 | 0 | 1.0964 | 2.2796 | 3.4827 | 6.8587 | 0 | 0 | 0 | 0 | 0 | 0 | 0 | 0 | 0 | 0 | 0 | 0 | 0 | 0 | 0 | 0 | 0 | 0 | 0 | 0 | 0.13687 | 0 | 0 | 0 | 0 | 0 | 0 | 0 | 0 | 0 | 4.8909
59394_G_KRS03 | NENGREST | Massachusetts | 25 | Worcester | 27 | 59394 | KRS03 | Grafton Solar | 0 | 2013 | 9999 | Solar PV | [5 empty] | Non-Fossil | G | 2025 | Solar |  | 0 | 0 | 0 | 0 | 0 | 0 | 0 | 0 | 0 | 0 | 0 | 0 | 0 | 0 | 0 | 0 | 0.32892 | 0.68389 | 1.0448 | 2.0576 | 0 | 0 | 0 | 0 | 0 | 0 | 0 | 0 | 0 | 0 | 0 | 0 | 0 | 0 | 0 | 0 | 0 | 0 | 0 | 0 | 0.041062 | 0 | 0 | 0 | 0 | 0 | 0 | 0 | 0 | 0 | 1.4673
59393_G_ESNM1 | WECC_NM | New Mexico | 35 | Bernalillo | 1 | 59393 | ESNM1 | Eubank Landfill Solar Array | 0 | 2013 | 9999 | Solar PV | [5 empty] | Non-Fossil | G | 2025 | Solar |  | 0 | 0 | 0 | 0 | 0 | 0 | 0 | 0 | 0 | 0 | 0 | 0 | 0 | 0 | 0 | 0 | 0.87045 | 1.4879 | 2.2364 | 4.5947 | 0 | 0 | 0 | 0 | 0 | 0 | 0 | 0 | 0 | 0 | 0 | 0 | 0 | 0 | 0 | 0 | 0 | 0 | 0 | 0 | 0.055971 | 0 | 0 | 0 | 0 | 0 | 0 | 0 | 0 | 0 | 2
59392_G_GEN1 | S_C_KY | Kentucky | 21 | Estill | 65 | 59392 | GEN1 | Blue Ridge Generating | 13500 | 2013 | 9999 | Landfill Gas | [5 empty] | Non-Fossil | G | 2025 | LF Gas |  | 0.019016 | 0.028308 | 0.037868 | 0.085192 | 0 | 0 | 0 | 0 | 0 | 0 | 0 | 0 | 0 | 0 | 0 | 0 | 1.4086 | 2.0969 | 2.805 | 6.3105 | 1.0959 | 1.6314 | 2.1823 | 4.9095 | 0 | 0 | 0 | 0 | 0.0022897 | 0.0034086 | 0.0045596 | 0.010258 | 0 | 0 | 0 | 0 | 0 | 0 | 0 | 0 | 0.28163 | 0.0092109 | 0.013712 | 0.018342 | 0.041265 | 0 | 0 | 0 | 0 | 0 | 1.2
59391_G_ENG12 | ERC_REST | Texas | 48 | Hidalgo | 215 | 59391 | ENG12 | Red Gate Power Plant | 10745 | 2016 | 9999 | Combustion Turbine | [5 empty] | Fossil | G | 2025 | NaturalGas |  | 0 | 0 | 0.0065309 | 0.0065309 | 0 | 0 | 0 | 0 | 0 | 0 | 0 | 0 | 0 | 0 | 0 | 0 | 0 | 0 | 0.60781 | 0.60781 | 0 | 0 | 0.38232 | 0.38232 | 0 | 0 | 4.5708e-10 | 4.5708e-10 | 0 | 0 | 7.8436e-05 | 7.8436e-05 | 0 | 0 | 0 | 0 | 0 | 0 | 0 | 0 | 0.34221 | 0 | 0 | 0.0095417 | 0.0095417 | 0 | 0 | 0.024013 | 0.024013 | 0 | 18.3
59391_G_ENG11 | ERC_REST | Texas | 48 | Hidalgo | 215 | 59391 | ENG11 | Red Gate Power Plant | 10745 | 2016 | 9999 | Combustion Turbine | [5 empty] | Fossil | G | 2025 | NaturalGas |  | 0 | 0 | 0.0065309 | 0.0065309 | 0 | 0 | 0 | 0 | 0 | 0 | 0 | 0 | 0 | 0 | 0 | 0 | 0 | 0 | 0.60781 | 0.60781 | 0 | 0 | 0.38232 | 0.38232 | 0 | 0 | 4.5708e-10 | 4.5708e-10 | 0 | 0 | 7.8436e-05 | 7.8436e-05 | 0 | 0 | 0 | 0 | 0 | 0 | 0 | 0 | 0.34221 | 0 | 0 | 0.0095417 | 0.0095417 | 0 | 0 | 0.024013 | 0.024013 | 0 | 18.3
59391_G_ENG10 | ERC_REST | Texas | 48 | Hidalgo | 215 | 59391 | ENG10 | Red Gate Power Plant | 10745 | 2016 | 9999 | Combustion Turbine | [5 empty] | Fossil | G | 2025 | NaturalGas |  | 0 | 0 | 0.0065309 | 0.0065309 | 0 | 0 | 0 | 0 | 0 | 0 | 0 | 0 | 0 | 0 | 0 | 0 | 0 | 0 | 0.60781 | 0.60781 | 0 | 0 | 0.38232 | 0.38232 | 0 | 0 | 4.5708e-10 | 4.5708e-10 | 0 | 0 | 7.8436e-05 | 7.8436e-05 | 0 | 0 | 0 | 0 | 0 | 0 | 0 | 0 | 0.34221 | 0 | 0 | 0.0095417 | 0.0095417 | 0 | 0 | 0.024013 | 0.024013 | 0 | 18.3
59391_G_ENG09 | ERC_REST | Texas | 48 | Hidalgo | 215 | 59391 | ENG09 | Red Gate Power Plant | 10745 | 2016 | 9999 | Combustion Turbine | [5 empty] | Fossil | G | 2025 | NaturalGas |  | 0 | 0 | 0.0065309 | 0.0065309 | 0 | 0 | 0 | 0 | 0 | 0 | 0 | 0 | 0 | 0 | 0 | 0 | 0 | 0 | 0.60781 | 0.60781 | 0 | 0 | 0.38232 | 0.38232 | 0 | 0 | 4.5708e-10 | 4.5708e-10 | 0 | 0 | 7.8436e-05 | 7.8436e-05 | 0 | 0 | 0 | 0 | 0 | 0 | 0 | 0 | 0.34221 | 0 | 0 | 0.0095417 | 0.0095417 | 0 | 0 | 0.024013 | 0.024013 | 0 | 18.3
59391_G_ENG08 | ERC_REST | Texas | 48 | Hidalgo | 215 | 59391 | ENG08 | Red Gate Power Plant | 10745 | 2016 | 9999 | Combustion Turbine | [5 empty] | Fossil | G | 2025 | NaturalGas |  | 0 | 0 | 0.0065309 | 0.0065309 | 0 | 0 | 0 | 0 | 0 | 0 | 0 | 0 | 0 | 0 | 0 | 0 | 0 | 0 | 0.60781 | 0.60781 | 0 | 0 | 0.38232 | 0.38232 | 0 | 0 | 4.5708e-10 | 4.5708e-10 | 0 | 0 | 7.8436e-05 | 7.8436e-05 | 0 | 0 | 0 | 0 | 0 | 0 | 0 | 0 | 0.34221 | 0 | 0 | 0.0095417 | 0.0095417 | 0 | 0 | 0.024013 | 0.024013 | 0 | 18.3
59391_G_ENG07 | ERC_REST | Texas | 48 | Hidalgo | 215 | 59391 | ENG07 | Red Gate Power Plant | 10745 | 2016 | 9999 | Combustion Turbine | [5 empty] | Fossil | G | 2025 | NaturalGas |  | 0 | 0 | 0.0065309 | 0.0065309 | 0 | 0 | 0 | 0 | 0 | 0 | 0 | 0 | 0 | 0 | 0 | 0 | 0 | 0 | 0.60781 | 0.60781 | 0 | 0 | 0.38232 | 0.38232 | 0 | 0 | 4.5708e-10 | 4.5708e-10 | 0 | 0 | 7.8436e-05 | 7.8436e-05 | 0 | 0 | 0 | 0 | 0 | 0 | 0 | 0 | 0.34221 | 0 | 0 | 0.0095417 | 0.0095417 | 0 | 0 | 0.024013 | 0.024013 | 0 | 18.3
59391_G_ENG06 | ERC_REST | Texas | 48 | Hidalgo | 215 | 59391 | ENG06 | Red Gate Power Plant | 10745 | 2016 | 9999 | Combustion Turbine | [5 empty] | Fossil | G | 2025 | NaturalGas |  | 0 | 0 | 0.0065309 | 0.0065309 | 0 | 0 | 0 | 0 | 0 | 0 | 0 | 0 | 0 | 0 | 0 | 0 | 0 | 0 | 0.60781 | 0.60781 | 0 | 0 | 0.38232 | 0.38232 | 0 | 0 | 4.5708e-10 | 4.5708e-10 | 0 | 0 | 7.8436e-05 | 7.8436e-05 | 0 | 0 | 0 | 0 | 0 | 0 | 0 | 0 | 0.34221 | 0 | 0 | 0.0095417 | 0.0095417 | 0 | 0 | 0.024013 | 0.024013 | 0 | 18.3
59391_G_ENG05 | ERC_REST | Texas | 48 | Hidalgo | 215 | 59391 | ENG05 | Red Gate Power Plant | 10745 | 2016 | 9999 | Combustion Turbine | [5 empty] | Fossil | G | 2025 | NaturalGas |  | 0 | 0 | 0.0065309 | 0.0065309 | 0 | 0 | 0 | 0 | 0 | 0 | 0 | 0 | 0 | 0 | 0 | 0 | 0 | 0 | 0.60781 | 0.60781 | 0 | 0 | 0.38232 | 0.38232 | 0 | 0 | 4.5708e-10 | 4.5708e-10 | 0 | 0 | 7.8436e-05 | 7.8436e-05 | 0 | 0 | 0 | 0 | 0 | 0 | 0 | 0 | 0.34221 | 0 | 0 | 0.0095417 | 0.0095417 | 0 | 0 | 0.024013 | 0.024013 | 0 | 18.3
59391_G_ENG04 | ERC_REST | Texas | 48 | Hidalgo | 215 | 59391 | ENG04 | Red Gate Power Plant | 10745 | 2016 | 9999 | Combustion Turbine | [5 empty] | Fossil | G | 2025 | NaturalGas |  | 0 | 0 | 0.0065309 | 0.0065309 | 0 | 0 | 0 | 0 | 0 | 0 | 0 | 0 | 0 | 0 | 0 | 0 | 0 | 0 | 0.60781 | 0.60781 | 0 | 0 | 0.38232 | 0.38232 | 0 | 0 | 4.5708e-10 | 4.5708e-10 | 0 | 0 | 7.8436e-05 | 7.8436e-05 | 0 | 0 | 0 | 0 | 0 | 0 | 0 | 0 | 0.34221 | 0 | 0 | 0.0095417 | 0.0095417 | 0 | 0 | 0.024013 | 0.024013 | 0 | 18.3
59391_G_ENG03 | ERC_REST | Texas | 48 | Hidalgo | 215 | 59391 | ENG03 | Red Gate Power Plant | 10745 | 2016 | 9999 | Combustion Turbine | [5 empty] | Fossil | G | 2025 | NaturalGas |  | 0 | 0 | 0.0065309 | 0.0065309 | 0 | 0 | 0 | 0 | 0 | 0 | 0 | 0 | 0 | 0 | 0 | 0 | 0 | 0 | 0.60781 | 0.60781 | 0 | 0 | 0.38232 | 0.38232 | 0 | 0 | 4.5708e-10 | 4.5708e-10 | 0 | 0 | 7.8436e-05 | 7.8436e-05 | 0 | 0 | 0 | 0 | 0 | 0 | 0 | 0 | 0.34221 | 0 | 0 | 0.0095417 | 0.0095417 | 0 | 0 | 0.024013 | 0.024013 | 0 | 18.3
59391_G_ENG02 | ERC_REST | Texas | 48 | Hidalgo | 215 | 59391 | ENG02 | Red Gate Power Plant | 10745 | 2016 | 9999 | Combustion Turbine | [5 empty] | Fossil | G | 2025 | NaturalGas |  | 0 | 0 | 0.0065309 | 0.0065309 | 0 | 0 | 0 | 0 | 0 | 0 | 0 | 0 | 0 | 0 | 0 | 0 | 0 | 0 | 0.60781 | 0.60781 | 0 | 0 | 0.38232 | 0.38232 | 0 | 0 | 4.5708e-10 | 4.5708e-10 | 0 | 0 | 7.8436e-05 | 7.8436e-05 | 0 | 0 | 0 | 0 | 0 | 0 | 0 | 0 | 0.34221 | 0 | 0 | 0.0095417 | 0.0095417 | 0 | 0 | 0.024013 | 0.024013 | 0 | 18.3
59391_G_ENG01 | ERC_REST | Texas | 48 | Hidalgo | 215 | 59391 | ENG01 | Red Gate Power Plant | 10745 | 2016 | 9999 | Combustion Turbine | [5 empty] | Fossil | G | 2025 | NaturalGas |  | 0 | 0 | 0.0065309 | 0.0065309 | 0 | 0 | 0 | 0 | 0 | 0 | 0 | 0 | 0 | 0 | 0 | 0 | 0 | 0 | 0.60781 | 0.60781 | 0 | 0 | 0.38232 | 0.38232 | 0 | 0 | 4.5708e-10 | 4.5708e-10 | 0 | 0 | 7.8436e-05 | 7.8436e-05 | 0 | 0 | 0 | 0 | 0 | 0 | 0 | 0 | 0.34221 | 0 | 0 | 0.0095417 | 0.0095417 | 0 | 0 | 0.024013 | 0.024013 | 0 | 18.3
59390_G_TNE1 | NENGREST | Massachusetts | 25 | Essex | 9 | 59390 | TNE1 | True North | 0 | 2012 | 9999 | Solar PV | [5 empty] | Non-Fossil | G | 2025 | Solar |  | 0 | 0 | 0 | 0 | 0 | 0 | 0 | 0 | 0 | 0 | 0 | 0 | 0 | 0 | 0 | 0 | 1.0525 | 2.1884 | 3.3434 | 6.5844 | 0 | 0 | 0 | 0 | 0 | 0 | 0 | 0 | 0 | 0 | 0 | 0 | 0 | 0 | 0 | 0 | 0 | 0 | 0 | 0 | 0.1314 | 0 | 0 | 0 | 0 | 0 | 0 | 0 | 0 | 0 | 4.6953
59389_G_ESCS3 | WECC_UT | Utah | 49 | Beaver | 1 | 59389 | ESCS3 | Escalante Solar III, LLC | 0 | 2016 | 9999 | Solar PV | [5 empty] | Non-Fossil | G | 2025 | Solar |  | 0 | 0 | 0 | 0 | 0 | 0 | 0 | 0 | 0 | 0 | 0 | 0 | 0 | 0 | 0 | 0 | 28.0243 | 58.8637 | 105.9745 | 192.8626 | 0 | 0 | 0 | 0 | 0 | 0 | 0 | 0 | 0 | 0 | 0 | 0 | 0 | 0 | 0 | 0 | 0 | 0 | 0 | 0 | 2.1879 | 0 | 0 | 0 | 0 | 0 | 0 | 0 | 0 | 0 | 78.1789
59388_G_ESCS2 | WECC_UT | Utah | 49 | Beaver | 1 | 59388 | ESCS2 | Escalante Solar II, LLC | 0 | 2016 | 9999 | Solar PV | [5 empty] | Non-Fossil | G | 2025 | Solar |  | 0 | 0 | 0 | 0 | 0 | 0 | 0 | 0 | 0 | 0 | 0 | 0 | 0 | 0 | 0 | 0 | 28.0243 | 58.8637 | 105.9745 | 192.8626 | 0 | 0 | 0 | 0 | 0 | 0 | 0 | 0 | 0 | 0 | 0 | 0 | 0 | 0 | 0 | 0 | 0 | 0 | 0 | 0 | 2.1879 | 0 | 0 | 0 | 0 | 0 | 0 | 0 | 0 | 0 | 78.1789
59387_G_ESCS1 | WECC_UT | Utah | 49 | Beaver | 1 | 59387 | ESCS1 | Escalante Solar I, LLC | 0 | 2016 | 9999 | Solar PV | [5 empty] | Non-Fossil | G | 2025 | Solar |  | 0 | 0 | 0 | 0 | 0 | 0 | 0 | 0 | 0 | 0 | 0 | 0 | 0 | 0 | 0 | 0 | 28.0243 | 58.8637 | 105.9745 | 192.8626 | 0 | 0 | 0 | 0 | 0 | 0 | 0 | 0 | 0 | 0 | 0 | 0 | 0 | 0 | 0 | 0 | 0 | 0 | 0 | 0 | 2.1879 | 0 | 0 | 0 | 0 | 0 | 0 | 0 | 0 | 0 | 78.1789
59386_G_ENTS1 | WECC_UT | Utah | 49 | Iron | 21 | 59386 | ENTS1 | Enterprise Solar, LLC | 0 | 2016 | 9999 | Solar PV | [5 empty] | Non-Fossil | G | 2025 | Solar |  | 0 | 0 | 0 | 0 | 0 | 0 | 0 | 0 | 0 | 0 | 0 | 0 | 0 | 0 | 0 | 0 | 28.0243 | 58.8637 | 105.9745 | 192.8626 | 0 | 0 | 0 | 0 | 0 | 0 | 0 | 0 | 0 | 0 | 0 | 0 | 0 | 0 | 0 | 0 | 0 | 0 | 0 | 0 | 2.1879 | 0 | 0 | 0 | 0 | 0 | 0 | 0 | 0 | 0 | 78.1789
59384_G_1 | ERC_PHDL | Texas | 48 | Floyd | 153 | 59384 | 1 | South Plains Wind Phase I | 0 | 2015 | 9999 | Onshore Wind | [5 empty] | Non-Fossil | G | 2025 | Wind |  | 0 | 0 | 0 | 0 | 0 | 0 | 0 | 0 | 0 | 0 | 0 | 0 | 0 | 0 | 0 | 0 | 195.1924 | 270.0756 | 293.4906 | 758.7586 | 0 | 0 | 0 | 0 | 0 | 0 | 0 | 0 | 0 | 0 | 0 | 0 | 0 | 0 | 0 | 0 | 0 | 0 | 0 | 0 | 6.1311 | 0 | 0 | 0 | 0 | 0 | 0 | 0 | 0 | 0 | 200
59382_G_SVEP1 | WECC_PNW | Oregon | 41 | Lake | 37 | 59382 | SVEP1 | Paisley Geothermal Generating Plant | 9760 | 2015 | 9999 | Geothermal | [5 empty] | Non-Fossil | G | 2025 | Geothermal |  | 0.033014 | 0.044752 | 0.053475 | 0.13124 | 0 | 0 | 0 | 0 | 0 | 0 | 0 | 0 | 0 | 0 | 0 | 0 | 3.3826 | 4.5852 | 5.479 | 13.4468 | 0 | 0 | 0 | 0 | 6.0257e-05 | 8.1681e-05 | 9.7603e-05 | 0.00023954 | 0 | 0 | 0 | 0 | 0 | 0 | 0 | 0 | 0 | 0 | 0 | 0 | 0.16831 | 0.01857 | 0.025173 | 0.03008 | 0.073823 | 0 | 0 | 0 | 0 | 0 | 1.8
59380_G_WLD1 | WECC_SCE | California | 6 | Kern | 29 | 59380 | WLD1 | Wildwood Solar I, LLC | 0 | 2015 | 9999 | Solar PV | [5 empty] | Non-Fossil | G | 2025 | Solar |  | 0 | 0 | 0 | 0 | 0 | 0 | 0 | 0 | 0 | 0 | 0 | 0 | 0 | 0 | 0 | 0 | 8.2047 | 15.222 | 23.5934 | 47.02 | 0 | 0 | 0 | 0 | 0 | 0 | 0 | 0 | 0 | 0 | 0 | 0 | 0 | 0 | 0 | 0 | 0 | 0 | 0 | 0 | 0.70449 | 0 | 0 | 0 | 0 | 0 | 0 | 0 | 0 | 0 | 19.5
59379_G_1 | MIS_IA | Iowa | 19 | Buchanan | 19 | 59379 | 1 | Wapsie Valley Creamery Back Up Generator | 14397 | 2015 | 9999 | Combustion Turbine | [5 empty] | Fossil | G | 2025 | Oil |  | 0 | 0 | 0 | 0 | 0 | 0 | 0 | 0 | 0 | 0 | 0 | 0 | 0 | 0 | 0 | 0 | 0 | 0 | 0 | 0 | 0 | 0 | 0 | 0 | 0 | 0 | 0 | 0 | 0 | 0 | 0 | 0 | 0 | 0 | 0 | 0 | 0 | 0 | 0 | 0 | 0.02057 | 0 | 0 | 0 | 0 | 0 | 0 | 0 | 0 | 0 | 1.1
59377_G_CARY1 | S_VACA | North Carolina | 37 | Duplin | 61 | 59377 | CARY1 | Town of Cary | 0 | 2012 | 9999 | Solar PV | [5 empty] | Non-Fossil | G | 2025 | Solar |  | 0 | 0 | 0 | 0 | 0 | 0 | 0 | 0 | 0 | 0 | 0 | 0 | 0 | 0 | 0 | 0 | 0.45476 | 0.80667 | 1.3453 | 2.6067 | 0 | 0 | 0 | 0 | 0 | 0 | 0 | 0 | 0 | 0 | 0 | 0 | 0 | 0 | 0 | 0 | 0 | 0 | 0 | 0 | 0.041953 | 0 | 0 | 0 | 0 | 0 | 0 | 0 | 0 | 0 | 1.4991
59376_G_DUNN1 | S_VACA | North Carolina | 37 | Harnett | 85 | 59376 | DUNN1 | Dunn | 0 | 2012 | 9999 | Solar PV | [5 empty] | Non-Fossil | G | 2025 | Solar |  | 0 | 0 | 0 | 0 | 0 | 0 | 0 | 0 | 0 | 0 | 0 | 0 | 0 | 0 | 0 | 0 | 0.60635 | 1.0756 | 1.7937 | 3.4756 | 0 | 0 | 0 | 0 | 0 | 0 | 0 | 0 | 0 | 0 | 0 | 0 | 0 | 0 | 0 | 0 | 0 | 0 | 0 | 0 | 0.055937 | 0 | 0 | 0 | 0 | 0 | 0 | 0 | 0 | 0 | 1.9988
59375_G_ROSE1 | S_VACA | North Carolina | 37 | Duplin | 61 | 59375 | ROSE1 | Rose Hill | 0 | 2012 | 9999 | Solar PV | [5 empty] | Non-Fossil | G | 2025 | Solar |  | 0 | 0 | 0 | 0 | 0 | 0 | 0 | 0 | 0 | 0 | 0 | 0 | 0 | 0 | 0 | 0 | 0.60635 | 1.0756 | 1.7937 | 3.4756 | 0 | 0 | 0 | 0 | 0 | 0 | 0 | 0 | 0 | 0 | 0 | 0 | 0 | 0 | 0 | 0 | 0 | 0 | 0 | 0 | 0.055937 | 0 | 0 | 0 | 0 | 0 | 0 | 0 | 0 | 0 | 1.9988
59374_G_OMSLR | WECC_PNW | Oregon | 41 | Klamath | 35 | 59374 | OMSLR | Old Mill Solar | 0 | 2015 | 9999 | Solar PV | [5 empty] | Non-Fossil | G | 2025 | Solar |  | 0 | 0 | 0 | 0 | 0 | 0 | 0 | 0 | 0 | 0 | 0 | 0 | 0 | 0 | 0 | 0 | 1.2027 | 2.6677 | 4.1345 | 8.0048 | 0 | 0 | 0 | 0 | 0 | 0 | 0 | 0 | 0 | 0 | 0 | 0 | 0 | 0 | 0 | 0 | 0 | 0 | 0 | 0 | 0.12544 | 0 | 0 | 0 | 0 | 0 | 0 | 0 | 0 | 0 | 4.4825
59371_G_PV1 | PJM_EMAC | New Jersey | 34 | Mercer | 21 | 59371 | PV1 | 12 Applegate Solar LLC | 0 | 2012 | 9999 | Solar PV | [5 empty] | Non-Fossil | G | 2025 | Solar |  | 0 | 0 | 0 | 0 | 0 | 0 | 0 | 0 | 0 | 0 | 0 | 0 | 0 | 0 | 0 | 0 | 0.40205 | 0.86795 | 1.3791 | 2.6491 | 0 | 0 | 0 | 0 | 0 | 0 | 0 | 0 | 0 | 0 | 0 | 0 | 0 | 0 | 0 | 0 | 0 | 0 | 0 | 0 | 0.066759 | 0 | 0 | 0 | 0 | 0 | 0 | 0 | 0 | 0 | 1.8508
59370_G_PV1 | PJM_EMAC | New Jersey | 34 | Mercer | 21 | 59370 | PV1 | 4 Applegate Solar LLC | 0 | 2012 | 9999 | Solar PV | [5 empty] | Non-Fossil | G | 2025 | Solar |  | 0 | 0 | 0 | 0 | 0 | 0 | 0 | 0 | 0 | 0 | 0 | 0 | 0 | 0 | 0 | 0 | 0.38089 | 0.82227 | 1.3065 | 2.5097 | 0 | 0 | 0 | 0 | 0 | 0 | 0 | 0 | 0 | 0 | 0 | 0 | 0 | 0 | 0 | 0 | 0 | 0 | 0 | 0 | 0.063245 | 0 | 0 | 0 | 0 | 0 | 0 | 0 | 0 | 0 | 1.7534
59369_G_PV1 | PJM_EMAC | New Jersey | 34 | Ocean | 29 | 59369 | PV1 | Lakewood Seven Solar LLC | 0 | 2012 | 9999 | Solar PV | [5 empty] | Non-Fossil | G | 2025 | Solar |  | 0 | 0 | 0 | 0 | 0 | 0 | 0 | 0 | 0 | 0 | 0 | 0 | 0 | 0 | 0 | 0 | 0.21161 | 0.45682 | 0.72586 | 1.3943 | 0 | 0 | 0 | 0 | 0 | 0 | 0 | 0 | 0 | 0 | 0 | 0 | 0 | 0 | 0 | 0 | 0 | 0 | 0 | 0 | 0.035136 | 0 | 0 | 0 | 0 | 0 | 0 | 0 | 0 | 0 | 0.9741
59368_G_PV1 | NENGREST | Massachusetts | 25 | Worcester | 27 | 59368 | PV1 | Westborough Solar LLC | 0 | 2014 | 9999 | Solar PV | [5 empty] | Non-Fossil | G | 2025 | Solar |  | 0 | 0 | 0 | 0 | 0 | 0 | 0 | 0 | 0 | 0 | 0 | 0 | 0 | 0 | 0 | 0 | 0.48241 | 1.003 | 1.5324 | 3.0178 | 0 | 0 | 0 | 0 | 0 | 0 | 0 | 0 | 0 | 0 | 0 | 0 | 0 | 0 | 0 | 0 | 0 | 0 | 0 | 0 | 0.060225 | 0 | 0 | 0 | 0 | 0 | 0 | 0 | 0 | 0 | 2.152
59367_G_PV1 | PJM_EMAC | New Jersey | 34 | Middlesex | 23 | 59367 | PV1 | Engelhard Solar LLC | 0 | 2012 | 9999 | Solar PV | [5 empty] | Non-Fossil | G | 2025 | Solar |  | 0 | 0 | 0 | 0 | 0 | 0 | 0 | 0 | 0 | 0 | 0 | 0 | 0 | 0 | 0 | 0 | 0.23277 | 0.5025 | 0.79844 | 1.5337 | 0 | 0 | 0 | 0 | 0 | 0 | 0 | 0 | 0 | 0 | 0 | 0 | 0 | 0 | 0 | 0 | 0 | 0 | 0 | 0 | 0.03865 | 0 | 0 | 0 | 0 | 0 | 0 | 0 | 0 | 0 | 1.0715
59366_G_PV1 | PJM_EMAC | New Jersey | 34 | Sussex | 37 | 59366 | PV1 | G&S Wantage Solar LLC | 0 | 2014 | 9999 | Solar PV | [5 empty] | Non-Fossil | G | 2025 | Solar |  | 0 | 0 | 0 | 0 | 0 | 0 | 0 | 0 | 0 | 0 | 0 | 0 | 0 | 0 | 0 | 0 | 1.7987 | 3.8829 | 6.1698 | 11.8514 | 0 | 0 | 0 | 0 | 0 | 0 | 0 | 0 | 0 | 0 | 0 | 0 | 0 | 0 | 0 | 0 | 0 | 0 | 0 | 0 | 0.29866 | 0 | 0 | 0 | 0 | 0 | 0 | 0 | 0 | 0 | 8.2799
59365_G_PV1 | PJM_EMAC | New Jersey | 34 | Mercer | 21 | 59365 | PV1 | 24 Applegate Solar LLC | 0 | 2014 | 9999 | Solar PV | [5 empty] | Non-Fossil | G | 2025 | Solar |  | 0 | 0 | 0 | 0 | 0 | 0 | 0 | 0 | 0 | 0 | 0 | 0 | 0 | 0 | 0 | 0 | 1.0369 | 2.2384 | 3.5567 | 6.832 | 0 | 0 | 0 | 0 | 0 | 0 | 0 | 0 | 0 | 0 | 0 | 0 | 0 | 0 | 0 | 0 | 0 | 0 | 0 | 0 | 0.17217 | 0 | 0 | 0 | 0 | 0 | 0 | 0 | 0 | 0 | 4.7731
59364_G_PV1 | PJM_EMAC | New Jersey | 34 | Somerset | 35 | 59364 | PV1 | Plainfield One Solar LLC | 0 | 2011 | 9999 | Solar PV | [5 empty] | Non-Fossil | G | 2025 | Solar |  | 0 | 0 | 0 | 0 | 0 | 0 | 0 | 0 | 0 | 0 | 0 | 0 | 0 | 0 | 0 | 0 | 0.27509 | 0.59386 | 0.94361 | 1.8126 | 0 | 0 | 0 | 0 | 0 | 0 | 0 | 0 | 0 | 0 | 0 | 0 | 0 | 0 | 0 | 0 | 0 | 0 | 0 | 0 | 0.045677 | 0 | 0 | 0 | 0 | 0 | 0 | 0 | 0 | 0 | 1.2663
59363_G_PV1 | NENGREST | Massachusetts | 25 | Hampden | 13 | 59363 | PV1 | State Street Solar LLC | 0 | 2014 | 9999 | Solar PV | [5 empty] | Non-Fossil | G | 2025 | Solar |  | 0 | 0 | 0 | 0 | 0 | 0 | 0 | 0 | 0 | 0 | 0 | 0 | 0 | 0 | 0 | 0 | 0.30699 | 0.6383 | 0.97516 | 1.9204 | 0 | 0 | 0 | 0 | 0 | 0 | 0 | 0 | 0 | 0 | 0 | 0 | 0 | 0 | 0 | 0 | 0 | 0 | 0 | 0 | 0.038325 | 0 | 0 | 0 | 0 | 0 | 0 | 0 | 0 | 0 | 1.3695
59362_G_PV1 | NENGREST | Massachusetts | 25 | Hampden | 13 | 59362 | PV1 | Indian Hill Solar LLC | 0 | 2014 | 9999 | Solar PV | [5 empty] | Non-Fossil | G | 2025 | Solar |  | 0 | 0 | 0 | 0 | 0 | 0 | 0 | 0 | 0 | 0 | 0 | 0 | 0 | 0 | 0 | 0 | 0.30699 | 0.6383 | 0.97516 | 1.9204 | 0 | 0 | 0 | 0 | 0 | 0 | 0 | 0 | 0 | 0 | 0 | 0 | 0 | 0 | 0 | 0 | 0 | 0 | 0 | 0 | 0.038325 | 0 | 0 | 0 | 0 | 0 | 0 | 0 | 0 | 0 | 1.3695
59361_G_PV1 | NENGREST | Massachusetts | 25 | Hampden | 13 | 59361 | PV1 | Browne Solar LLC | 0 | 2014 | 9999 | Solar PV | [5 empty] | Non-Fossil | G | 2025 | Solar |  | 0 | 0 | 0 | 0 | 0 | 0 | 0 | 0 | 0 | 0 | 0 | 0 | 0 | 0 | 0 | 0 | 0.30699 | 0.6383 | 0.97516 | 1.9204 | 0 | 0 | 0 | 0 | 0 | 0 | 0 | 0 | 0 | 0 | 0 | 0 | 0 | 0 | 0 | 0 | 0 | 0 | 0 | 0 | 0.038325 | 0 | 0 | 0 | 0 | 0 | 0 | 0 | 0 | 0 | 1.3695
59360_G_11113 | WECC_SCE | California | 6 | San Bernardino | 71 | 59360 | 11113 | SCE-Snowline-Duncan Road (South) | 0 | 2014 | 9999 | Solar PV | [5 empty] | Non-Fossil | G | 2025 | Solar |  | 0 | 0 | 0 | 0 | 0 | 0 | 0 | 0 | 0 | 0 | 0 | 0 | 0 | 0 | 0 | 0 | 0.42075 | 0.78061 | 1.2099 | 2.4113 | 0 | 0 | 0 | 0 | 0 | 0 | 0 | 0 | 0 | 0 | 0 | 0 | 0 | 0 | 0 | 0 | 0 | 0 | 0 | 0 | 0.036128 | 0 | 0 | 0 | 0 | 0 | 0 | 0 | 0 | 0 | 1
59359_G_10400 | WECC_SCE | California | 6 | San Bernardino | 71 | 59359 | 10400 | SCE-Snowline-Duncan Road (North) | 0 | 2014 | 9999 | Solar PV | [5 empty] | Non-Fossil | G | 2025 | Solar |  | 0 | 0 | 0 | 0 | 0 | 0 | 0 | 0 | 0 | 0 | 0 | 0 | 0 | 0 | 0 | 0 | 0.63113 | 1.1709 | 1.8149 | 3.6169 | 0 | 0 | 0 | 0 | 0 | 0 | 0 | 0 | 0 | 0 | 0 | 0 | 0 | 0 | 0 | 0 | 0 | 0 | 0 | 0 | 0.054192 | 0 | 0 | 0 | 0 | 0 | 0 | 0 | 0 | 0 | 1.5
59358_G_MA2 | NENGREST | Massachusetts | 25 | Middlesex | 17 | 59358 | MA2 | Devens | 0 | 2014 | 9999 | Solar PV | [5 empty] | Non-Fossil | G | 2025 | Solar |  | 0 | 0 | 0 | 0 | 0 | 0 | 0 | 0 | 0 | 0 | 0 | 0 | 0 | 0 | 0 | 0 | 0.43856 | 0.91185 | 1.3931 | 2.7435 | 0 | 0 | 0 | 0 | 0 | 0 | 0 | 0 | 0 | 0 | 0 | 0 | 0 | 0 | 0 | 0 | 0 | 0 | 0 | 0 | 0.05475 | 0 | 0 | 0 | 0 | 0 | 0 | 0 | 0 | 0 | 1.9564
59357_G_KAPLN | WECC_PNW | Oregon | 41 | Lane | 39 | 59357 | KAPLN | Dorena Hydro-Electric Facility | 0 | 2014 | 9999 | Hydro | [5 empty] | Non-Fossil | G | 2025 | Hydro |  | 0 | 0 | 0 | 0 | 0 | 0 | 0 | 0 | 0 | 0 | 0 | 0 | 0 | 0 | 0 | 0 | 6.891 | 8.3848 | 9.6361 | 24.912 | 0 | 0 | 0 | 0 | 0 | 0 | 0 | 0 | 0 | 0 | 0 | 0 | 0 | 0 | 0 | 0 | 0 | 0 | 0 | 0 | 0.090826 | 0.01833 | 0.022304 | 0.025632 | 0.066266 | 0 | 0 | 0 | 0 | 0 | 6.1
59357_G_FRNCS | WECC_PNW | Oregon | 41 | Lane | 39 | 59357 | FRNCS | Dorena Hydro-Electric Facility | 0 | 2014 | 9999 | Hydro | [5 empty] | Non-Fossil | G | 2025 | Hydro |  | 0 | 0 | 0 | 0 | 0 | 0 | 0 | 0 | 0 | 0 | 0 | 0 | 0 | 0 | 0 | 0 | 1.5816 | 1.9244 | 2.2116 | 5.7175 | 0 | 0 | 0 | 0 | 0 | 0 | 0 | 0 | 0 | 0 | 0 | 0 | 0 | 0 | 0 | 0 | 0 | 0 | 0 | 0 | 0.020845 | 0.0042069 | 0.0051189 | 0.0058828 | 0.015209 | 0 | 0 | 0 | 0 | 0 | 1.4
59339_G_SSC13 | WEC_CALN | California | 6 | Merced | 47 | 59339 | SSC13 | Quinto Solar PV Project | 0 | 2015 | 9999 | Solar PV | [5 empty] | Non-Fossil | G | 2025 | Solar |  | 0 | 0 | 0 | 0 | 0 | 0 | 0 | 0 | 0 | 0 | 0 | 0 | 0 | 0 | 0 | 0 | 39.4321 | 78.4954 | 128.697 | 246.6245 | 0 | 0 | 0 | 0 | 0 | 0 | 0 | 0 | 0 | 0 | 0 | 0 | 0 | 0 | 0 | 0 | 0 | 0 | 0 | 0 | 3.3623 | 0 | 0 | 0 | 0 | 0 | 0 | 0 | 0 | 0 | 104.9996
59338_G_ST9 | WECC_AZ | Arizona | 4 | Maricopa | 13 | 59338 | ST9 | PB1 - Gila River | 7463 | 2003 | 9999 | Combined Cycle |  |  | SCR | DLNB |  | Fossil | G | 2025 | NaturalGas |  | 2.6007 | 3.9569 | 4.1218 | 10.6795 | 0 | 0 | 0 | 0 | 0 | 0 | 0 | 0 | 0 | 0 | 0 | 0 | 348.4801 | 530.2085 | 552.3016 | 1430.9901 | 152.2454 | 231.6396 | 241.2917 | 625.1767 | 1.8204e-07 | 2.7697e-07 | 2.8851e-07 | 7.4752e-07 | 0.16903 | 0.25718 | 0.2679 | 0.69411 | 0 | 0 | 0 | 0 | 0 | 0 | 0 | 0 | 6.8114 | 0.75738 | 1.1349 | 1.2154 | 3.1077 | 9.8745 | 13.5202 | 14.908 | 38.3027 | 0 | 223 | SCR
59338_G_CTG2 | WECC_AZ | Arizona | 4 | Maricopa | 13 | 59338 | CTG2 | PB1 - Gila River | 7463 | 2003 | 9999 | Combined Cycle |  |  | SCR | DLNB |  | Fossil | G | 2025 | NaturalGas |  | 1.7027 | 2.5906 | 2.6986 | 6.9919 | 0 | 0 | 0 | 0 | 0 | 0 | 0 | 0 | 0 | 0 | 0 | 0 | 228.1529 | 347.132 | 361.5965 | 936.8814 | 99.6763 | 151.6564 | 157.9757 | 409.3085 | 1.1918e-07 | 1.8133e-07 | 1.8889e-07 | 4.8941e-07 | 0.11067 | 0.16838 | 0.1754 | 0.45444 | 0 | 0 | 0 | 0 | 0 | 0 | 0 | 0 | 4.4595 | 0.49587 | 0.74303 | 0.79572 | 2.0346 | 6.4649 | 8.8518 | 9.7604 | 25.0771 | 0 | 146 | SCR
59338_G_CTG1 | WECC_AZ | Arizona | 4 | Maricopa | 13 | 59338 | CTG1 | PB1 - Gila River | 7463 | 2003 | 9999 | Combined Cycle |  |  | SCR | DLNB |  | Fossil | G | 2025 | NaturalGas |  | 1.7027 | 2.5906 | 2.6986 | 6.9919 | 0 | 0 | 0 | 0 | 0 | 0 | 0 | 0 | 0 | 0 | 0 | 0 | 228.1529 | 347.132 | 361.5965 | 936.8814 | 99.6763 | 151.6564 | 157.9757 | 409.3085 | 1.1918e-07 | 1.8133e-07 | 1.8889e-07 | 4.8941e-07 | 0.11067 | 0.16838 | 0.1754 | 0.45444 | 0 | 0 | 0 | 0 | 0 | 0 | 0 | 0 | 4.4595 | 0.49587 | 0.74303 | 0.79572 | 2.0346 | 6.4649 | 8.8518 | 9.7604 | 25.0771 | 0 | 146 | SCR
59337_G_HHS1 | S_VACA | North Carolina | 37 | Wayne | 191 | 59337 | HHS1 | Harrell's Hill Solar Center LLC | 0 | 2015 | 9999 | Solar PV | [5 empty] | Non-Fossil | G | 2025 | Solar |  | 0 | 0 | 0 | 0 | 0 | 0 | 0 | 0 | 0 | 0 | 0 | 0 | 0 | 0 | 0 | 0 | 1.5159 | 2.6889 | 4.4842 | 8.689 | 0 | 0 | 0 | 0 | 0 | 0 | 0 | 0 | 0 | 0 | 0 | 0 | 0 | 0 | 0 | 0 | 0 | 0 | 0 | 0 | 0.13984 | 0 | 0 | 0 | 0 | 0 | 0 | 0 | 0 | 0 | 4.997
59335_G_GEN1 | S_SOU | Georgia | 13 | Dougherty | 95 | 59335 | GEN1 | MCLB Landfill Gas to Energy | 10656 | 2011 | 9999 | Non-Fossil Waste | [5 empty] | Non-Fossil | G | 2025 | Non-Fossil |  | 0.020643 | 0.027679 | 0.03559 | 0.083912 | 0 | 0 | 0 | 0 | 0 | 0 | 0 | 0 | 0 | 0 | 0 | 0 | 1.9372 | 2.5975 | 3.3399 | 7.8747 | 0 | 0 | 0 | 0 | 0 | 0 | 0 | 0 | 0 | 0 | 0 | 0 | 0 | 0 | 0 | 0 | 0 | 0 | 0 | 0 | 0.44592 | 0.012668 | 0.016986 | 0.02184 | 0.051493 | 0 | 0 | 0 | 0 | 0 | 1.9
59334_G_INV-1 | WECC_SCE | California | 6 | Kern | 29 | 59334 | INV-1 | Catalina Solar 2, LLC | 0 | 2015 | 9999 | Solar PV | [5 empty] | Non-Fossil | G | 2025 | Solar |  | 0 | 0 | 0 | 0 | 0 | 0 | 0 | 0 | 0 | 0 | 0 | 0 | 0 | 0 | 0 | 0 | 7.5736 | 14.0511 | 21.7785 | 43.4031 | 0 | 0 | 0 | 0 | 0 | 0 | 0 | 0 | 0 | 0 | 0 | 0 | 0 | 0 | 0 | 0 | 0 | 0 | 0 | 0 | 0.6503 | 0 | 0 | 0 | 0 | 0 | 0 | 0 | 0 | 0 | 18
59333_G_FAIS1 | S_VACA | North Carolina | 37 | Duplin | 61 | 59333 | FAIS1 | Faison Solar | 0 | 2015 | 9999 | Solar PV | [5 empty] | Non-Fossil | G | 2025 | Solar |  | 0 | 0 | 0 | 0 | 0 | 0 | 0 | 0 | 0 | 0 | 0 | 0 | 0 | 0 | 0 | 0 | 0.60635 | 1.0756 | 1.7937 | 3.4756 | 0 | 0 | 0 | 0 | 0 | 0 | 0 | 0 | 0 | 0 | 0 | 0 | 0 | 0 | 0 | 0 | 0 | 0 | 0 | 0 | 0.055937 | 0 | 0 | 0 | 0 | 0 | 0 | 0 | 0 | 0 | 1.9988
59332_G_MSCRK | ERC_WEST | Texas | 48 | Dawson | 115 | 59332 | MSCRK | Mesquite Creek Wind | 0 | 2015 | 9999 | Onshore Wind | [5 empty] | Non-Fossil | G | 2025 | Wind |  | 0 | 0 | 0 | 0 | 0 | 0 | 0 | 0 | 0 | 0 | 0 | 0 | 0 | 0 | 0 | 0 | 148.1711 | 217.8903 | 221.1819 | 587.2434 | 0 | 0 | 0 | 0 | 0 | 0 | 0 | 0 | 0 | 0 | 0 | 0 | 0 | 0 | 0 | 0 | 0 | 0 | 0 | 0 | 5.9509 | 0 | 0 | 0 | 0 | 0 | 0 | 0 | 0 | 0 | 211.2
59331_G_ANB2 | WEC_CALN | California | 6 | Solano | 95 | 59331 | ANB2 | Anheuser-Busch #2 | 0 | 2014 | 9999 | Onshore Wind | [5 empty] | Non-Fossil | G | 2025 | Wind |  | 0 | 0 | 0 | 0 | 0 | 0 | 0 | 0 | 0 | 0 | 0 | 0 | 0 | 0 | 0 | 0 | 0.51845 | 1.0269 | 2.8017 | 4.347 | 0 | 0 | 0 | 0 | 0 | 0 | 0 | 0 | 0 | 0 | 0 | 0 | 0 | 0 | 0 | 0 | 0 | 0 | 0 | 0 | 0.045083 | 0 | 0 | 0 | 0 | 0 | 0 | 0 | 0 | 0 | 1.6
59330_G_TAY1 | WEC_CALN | California | 6 | Monterey | 53 | 59330 | TAY1 | Taylor Farms | 0 | 2014 | 9999 | Onshore Wind | [5 empty] | Non-Fossil | G | 2025 | Wind |  | 0 | 0 | 0 | 0 | 0 | 0 | 0 | 0 | 0 | 0 | 0 | 0 | 0 | 0 | 0 | 0 | 0.32403 | 0.6418 | 1.7511 | 2.7169 | 0 | 0 | 0 | 0 | 0 | 0 | 0 | 0 | 0 | 0 | 0 | 0 | 0 | 0 | 0 | 0 | 0 | 0 | 0 | 0 | 0.028177 | 0 | 0 | 0 | 0 | 0 | 0 | 0 | 0 | 0 | 1
59329_G_SOL1 | WEC_CALN | California | 6 | Monterey | 53 | 59329 | SOL1 | City of Soledad Water Reclamation | 0 | 2014 | 9999 | Onshore Wind | [5 empty] | Non-Fossil | G | 2025 | Wind |  | 0 | 0 | 0 | 0 | 0 | 0 | 0 | 0 | 0 | 0 | 0 | 0 | 0 | 0 | 0 | 0 | 0.32403 | 0.6418 | 1.7511 | 2.7169 | 0 | 0 | 0 | 0 | 0 | 0 | 0 | 0 | 0 | 0 | 0 | 0 | 0 | 0 | 0 | 0 | 0 | 0 | 0 | 0 | 0.028177 | 0 | 0 | 0 | 0 | 0 | 0 | 0 | 0 | 0 | 1
59328_G_GAC1 | WEC_SDGE | California | 6 | San Diego | 73 | 59328 | GAC1 | Golden Acorn Casino | 0 | 2014 | 9999 | Onshore Wind | [5 empty] | Non-Fossil | G | 2025 | Wind |  | 0 | 0 | 0 | 0 | 0 | 0 | 0 | 0 | 0 | 0 | 0 | 0 | 0 | 0 | 0 | 0 | 0.79878 | 1.0987 | 0.97153 | 2.869 | 0 | 0 | 0 | 0 | 0 | 0 | 0 | 0 | 0 | 0 | 0 | 0 | 0 | 0 | 0 | 0 | 0 | 0 | 0 | 0 | 0.036674 | 0 | 0 | 0 | 0 | 0 | 0 | 0 | 0 | 0 | 1
59327_G_GEN1 | PJM_EMAC | Pennsylvania | 42 | Chester | 29 | 59327 | GEN1 | Marlboro Mushrooms Solar Field | 0 | 2011 | 9999 | Solar PV | [5 empty] | Non-Fossil | G | 2025 | Solar |  | 0 | 0 | 0 | 0 | 0 | 0 | 0 | 0 | 0 | 0 | 0 | 0 | 0 | 0 | 0 | 0 | 0.24858 | 0.5689 | 0.93978 | 1.7573 | 0 | 0 | 0 | 0 | 0 | 0 | 0 | 0 | 0 | 0 | 0 | 0 | 0 | 0 | 0 | 0 | 0 | 0 | 0 | 0 | 0.027985 | 0 | 0 | 0 | 0 | 0 | 0 | 0 | 0 | 0 | 1
59326_G_MEC2 | PJM_West | Ohio | 39 | Butler | 17 | 59326 | MEC2 | Middletown Energy Center | 6250 | 2018 | 9999 | Combined Cycle |  |  | SCR | LNB |  | Fossil | G | 2025 | NaturalGas |  | 2.4885 | 3.3732 | 4.6563 | 10.518 | 0 | 0 | 0 | 0 | 0 | 0 | 0 | 0 | 0 | 0 | 0 | 0 | 398.1533 | 539.7189 | 745.0122 | 1682.8845 | 145.6743 | 197.4697 | 272.5814 | 615.7254 | 1.742e-07 | 2.3614e-07 | 3.2595e-07 | 7.3629e-07 | 0.013687 | 0.018553 | 0.02561 | 0.057849 | 0 | 0 | 0 | 0 | 0 | 0 | 0 | 0 | 6.9336 | 0.8452 | 1.1457 | 1.5815 | 3.5724 | 8.652 | 10.7162 | 15.584 | 34.9522 | 0 | 227 | SCR
59326_G_MEC1 | PJM_West | Ohio | 39 | Butler | 17 | 59326 | MEC1 | Middletown Energy Center | 6250 | 2018 | 9999 | Combined Cycle |  |  | SCR |  |  | Fossil | G | 2025 | NaturalGas |  | 2.8173 | 3.819 | 5.2717 | 11.9081 | 0 | 0 | 0 | 0 | 0 | 0 | 0 | 0 | 0 | 0 | 0 | 0 | 450.7727 | 611.0474 | 843.472 | 1905.2921 | 164.9265 | 223.567 | 308.6053 | 697.0988 | 1.9722e-07 | 2.6735e-07 | 3.6903e-07 | 8.336e-07 | 0.015495 | 0.021005 | 0.028994 | 0.065494 | 0 | 0 | 0 | 0 | 0 | 0 | 0 | 0 | 7.8499 | 0.9569 | 1.2971 | 1.7905 | 4.0445 | 9.7954 | 12.1325 | 17.6435 | 39.5714 | 0 | 257 | SCR
59325_G_KMEC2 | S_VACA | North Carolina | 37 | Cleveland | 45 | 59325 | KMEC2 | Kings Mountain Energy Center | 6250 | 2018 | 9999 | Combined Cycle | [5 empty] | Fossil | G | 2025 | NaturalGas |  | 2.4885 | 3.3732 | 4.6563 | 10.518 | 0 | 0 | 0 | 0 | 0 | 0 | 0 | 0 | 0 | 0 | 0 | 0 | 398.1533 | 539.7189 | 745.0122 | 1682.8845 | 145.6743 | 197.4697 | 272.5814 | 615.7254 | 1.742e-07 | 2.3613e-07 | 3.2594e-07 | 7.3627e-07 | 0.013687 | 0.018553 | 0.02561 | 0.057849 | 0 | 0 | 0 | 0 | 0 | 0 | 0 | 0 | 6.6269 | 0.78928 | 1.0699 | 1.4769 | 3.3361 | 9.9957 | 12.2005 | 18.0984 | 40.2946 | 0 | 227
59325_G_KMEC1 | S_VACA | North Carolina | 37 | Cleveland | 45 | 59325 | KMEC1 | Kings Mountain Energy Center | 6250 | 2018 | 9999 | Combined Cycle | [5 empty] | Fossil | G | 2025 | NaturalGas |  | 2.8393 | 3.8488 | 5.3127 | 12.0007 | 0 | 0 | 0 | 0 | 0 | 0 | 0 | 0 | 0 | 0 | 0 | 0 | 454.2806 | 615.8027 | 850.036 | 1920.1193 | 166.2099 | 225.3068 | 311.0069 | 702.5236 | 1.9875e-07 | 2.6942e-07 | 3.7189e-07 | 8.4006e-07 | 0.015616 | 0.021168 | 0.02922 | 0.066004 | 0 | 0 | 0 | 0 | 0 | 0 | 0 | 0 | 7.5611 | 0.90055 | 1.2207 | 1.6851 | 3.8064 | 11.4048 | 13.9204 | 20.6497 | 45.9749 | 0 | 259
59324_G_MCCO1 | PJM_ATSI | Ohio | 39 | Cuyahoga | 35 | 59324 | MCCO1 | MCCo Solar Generating Facility | 0 | 2014 | 9999 | Solar PV | [5 empty] | Non-Fossil | G | 2025 | Solar |  | 0 | 0 | 0 | 0 | 0 | 0 | 0 | 0 | 0 | 0 | 0 | 0 | 0 | 0 | 0 | 0 | 0.21812 | 0.46937 | 0.72761 | 1.4151 | 0 | 0 | 0 | 0 | 0 | 0 | 0 | 0 | 0 | 0 | 0 | 0 | 0 | 0 | 0 | 0 | 0 | 0 | 0 | 0 | 0.025187 | 0 | 0 | 0 | 0 | 0 | 0 | 0 | 0 | 0 | 0.9
59323_G_SMUPV | WEC_BANC | California | 6 | Sacramento | 67 | 59323 | SMUPV | Sacramento (SMUD) | 0 | 2014 | 9999 | Solar PV | [5 empty] | Non-Fossil | G | 2025 | Solar |  | 0 | 0 | 0 | 0 | 0 | 0 | 0 | 0 | 0 | 0 | 0 | 0 | 0 | 0 | 0 | 0 | 0.51845 | 1.1269 | 1.7683 | 3.4137 | 0 | 0 | 0 | 0 | 0 | 0 | 0 | 0 | 0 | 0 | 0 | 0 | 0 | 0 | 0 | 0 | 0 | 0 | 0 | 0 | 0.041978 | 0 | 0 | 0 | 0 | 0 | 0 | 0 | 0 | 0 | 1.5
59322_G_GEN1 | WECC_SCE | California | 6 | Kern | 29 | 59322 | GEN1 | Pumpjack Solar I | 0 | 2015 | 9999 | Solar PV | [5 empty] | Non-Fossil | G | 2025 | Solar |  | 0 | 0 | 0 | 0 | 0 | 0 | 0 | 0 | 0 | 0 | 0 | 0 | 0 | 0 | 0 | 0 | 8.4151 | 15.6123 | 24.1983 | 48.2257 | 0 | 0 | 0 | 0 | 0 | 0 | 0 | 0 | 0 | 0 | 0 | 0 | 0 | 0 | 0 | 0 | 0 | 0 | 0 | 0 | 0.72255 | 0 | 0 | 0 | 0 | 0 | 0 | 0 | 0 | 0 | 20
59321_G_GEN1 | ERC_REST | Texas | 48 | Starr | 427 | 59321 | GEN1 | Los Vientos Windpower IV | 0 | 2016 | 9999 | Onshore Wind | [5 empty] | Non-Fossil | G | 2025 | Wind |  | 0 | 0 | 0 | 0 | 0 | 0 | 0 | 0 | 0 | 0 | 0 | 0 | 0 | 0 | 0 | 0 | 143.629 | 206.8702 | 246.8254 | 597.3245 | 0 | 0 | 0 | 0 | 0 | 0 | 0 | 0 | 0 | 0 | 0 | 0 | 0 | 0 | 0 | 0 | 0 | 0 | 0 | 0 | 5.6354 | 0 | 0 | 0 | 0 | 0 | 0 | 0 | 0 | 0 | 200
59320_G_GEN1 | ERC_REST | Texas | 48 | Starr | 427 | 59320 | GEN1 | Los Vientos Windpower III | 0 | 2015 | 9999 | Onshore Wind | [5 empty] | Non-Fossil | G | 2025 | Wind |  | 0 | 0 | 0 | 0 | 0 | 0 | 0 | 0 | 0 | 0 | 0 | 0 | 0 | 0 | 0 | 0 | 143.629 | 206.8702 | 246.8254 | 597.3245 | 0 | 0 | 0 | 0 | 0 | 0 | 0 | 0 | 0 | 0 | 0 | 0 | 0 | 0 | 0 | 0 | 0 | 0 | 0 | 0 | 5.6354 | 0 | 0 | 0 | 0 | 0 | 0 | 0 | 0 | 0 | 200
59319_G_ROCK1 | PJM_EMAC | New Jersey | 34 | Monmouth | 25 | 59319 | ROCK1 | Rock Solid | 0 | 2014 | 9999 | Solar PV | [5 empty] | Non-Fossil | G | 2025 | Solar |  | 0 | 0 | 0 | 0 | 0 | 0 | 0 | 0 | 0 | 0 | 0 | 0 | 0 | 0 | 0 | 0 | 1.6929 | 3.6545 | 5.8069 | 11.1542 | 0 | 0 | 0 | 0 | 0 | 0 | 0 | 0 | 0 | 0 | 0 | 0 | 0 | 0 | 0 | 0 | 0 | 0 | 0 | 0 | 0.28109 | 0 | 0 | 0 | 0 | 0 | 0 | 0 | 0 | 0 | 7.7928
59318_G_NRUN1 | PJM_EMAC | New Jersey | 34 | Burlington | 5 | 59318 | NRUN1 | North Run | 0 | 2015 | 9999 | Solar PV | [5 empty] | Non-Fossil | G | 2025 | Solar |  | 0 | 0 | 0 | 0 | 0 | 0 | 0 | 0 | 0 | 0 | 0 | 0 | 0 | 0 | 0 | 0 | 1.058 | 2.2841 | 3.6293 | 6.9714 | 0 | 0 | 0 | 0 | 0 | 0 | 0 | 0 | 0 | 0 | 0 | 0 | 0 | 0 | 0 | 0 | 0 | 0 | 0 | 0 | 0.17568 | 0 | 0 | 0 | 0 | 0 | 0 | 0 | 0 | 0 | 4.8705
59317_G_BEAC4 | WECC_SCE | California | 6 | Kern | 29 | 59317 | BEAC4 | Hecate Energy Beacon Solar 4 | 0 | 2016 | 9999 | Solar PV | [5 empty] | Non-Fossil | G | 2025 | Solar |  | 0 | 0 | 0 | 0 | 0 | 0 | 0 | 0 | 0 | 0 | 0 | 0 | 0 | 0 | 0 | 0 | 21.0376 | 39.0307 | 60.4959 | 120.5642 | 0 | 0 | 0 | 0 | 0 | 0 | 0 | 0 | 0 | 0 | 0 | 0 | 0 | 0 | 0 | 0 | 0 | 0 | 0 | 0 | 1.8064 | 0 | 0 | 0 | 0 | 0 | 0 | 0 | 0 | 0 | 50
59316_G_BEAC3 | WECC_SCE | California | 6 | Kern | 29 | 59316 | BEAC3 | Hecate Energy Beacon Solar 3 | 0 | 2016 | 9999 | Solar PV | [5 empty] | Non-Fossil | G | 2025 | Solar |  | 0 | 0 | 0 | 0 | 0 | 0 | 0 | 0 | 0 | 0 | 0 | 0 | 0 | 0 | 0 | 0 | 23.5622 | 43.7144 | 67.7554 | 135.0319 | 0 | 0 | 0 | 0 | 0 | 0 | 0 | 0 | 0 | 0 | 0 | 0 | 0 | 0 | 0 | 0 | 0 | 0 | 0 | 0 | 2.0232 | 0 | 0 | 0 | 0 | 0 | 0 | 0 | 0 | 0 | 56
59315_G_BEAC1 | WECC_SCE | California | 6 | Kern | 29 | 59315 | BEAC1 | Hecate Energy Beacon Solar 1 | 0 | 2017 | 9999 | Solar PV | [5 empty] | Non-Fossil | G | 2025 | Solar |  | 0 | 0 | 0 | 0 | 0 | 0 | 0 | 0 | 0 | 0 | 0 | 0 | 0 | 0 | 0 | 0 | 23.5622 | 43.7144 | 67.7554 | 135.0319 | 0 | 0 | 0 | 0 | 0 | 0 | 0 | 0 | 0 | 0 | 0 | 0 | 0 | 0 | 0 | 0 | 0 | 0 | 0 | 0 | 2.0232 | 0 | 0 | 0 | 0 | 0 | 0 | 0 | 0 | 0 | 56
59314_G_COV6B | NENGREST | Rhode Island | 44 | Kent | 3 | 59314 | COV6B | WED Coventry 6 | 0 | 2016 | 9999 | Onshore Wind | [5 empty] | Non-Fossil | G | 2025 | Wind |  | 0 | 0 | 0 | 0 | 0 | 0 | 0 | 0 | 0 | 0 | 0 | 0 | 0 | 0 | 0 | 0 | 0.76809 | 1.0826 | 0.83033 | 2.681 | 0 | 0 | 0 | 0 | 0 | 0 | 0 | 0 | 0 | 0 | 0 | 0 | 0 | 0 | 0 | 0 | 0 | 0 | 0 | 0 | 0.042265 | 0 | 0 | 0 | 0 | 0 | 0 | 0 | 0 | 0 | 1.5
59314_G_COV6A | NENGREST | Rhode Island | 44 | Kent | 3 | 59314 | COV6A | WED Coventry 6 | 0 | 2016 | 9999 | Onshore Wind | [5 empty] | Non-Fossil | G | 2025 | Wind |  | 0 | 0 | 0 | 0 | 0 | 0 | 0 | 0 | 0 | 0 | 0 | 0 | 0 | 0 | 0 | 0 | 0.76809 | 1.0826 | 0.83033 | 2.681 | 0 | 0 | 0 | 0 | 0 | 0 | 0 | 0 | 0 | 0 | 0 | 0 | 0 | 0 | 0 | 0 | 0 | 0 | 0 | 0 | 0.042265 | 0 | 0 | 0 | 0 | 0 | 0 | 0 | 0 | 0 | 1.5
59314_G_COV6 | NENGREST | Rhode Island | 44 | Kent | 3 | 59314 | COV6 | WED Coventry 6 | 0 | 2016 | 9999 | Onshore Wind | [5 empty] | Non-Fossil | G | 2025 | Wind |  | 0 | 0 | 0 | 0 | 0 | 0 | 0 | 0 | 0 | 0 | 0 | 0 | 0 | 0 | 0 | 0 | 0.76809 | 1.0826 | 0.83033 | 2.681 | 0 | 0 | 0 | 0 | 0 | 0 | 0 | 0 | 0 | 0 | 0 | 0 | 0 | 0 | 0 | 0 | 0 | 0 | 0 | 0 | 0.042265 | 0 | 0 | 0 | 0 | 0 | 0 | 0 | 0 | 0 | 1.5
59313_G_COV5 | NENGREST | Rhode Island | 44 | Kent | 3 | 59313 | COV5 | WED Coventry 5 | 0 | 2017 | 9999 | Onshore Wind | [5 empty] | Non-Fossil | G | 2025 | Wind |  | 0 | 0 | 0 | 0 | 0 | 0 | 0 | 0 | 0 | 0 | 0 | 0 | 0 | 0 | 0 | 0 | 0.76809 | 1.0826 | 0.83033 | 2.681 | 0 | 0 | 0 | 0 | 0 | 0 | 0 | 0 | 0 | 0 | 0 | 0 | 0 | 0 | 0 | 0 | 0 | 0 | 0 | 0 | 0.042265 | 0 | 0 | 0 | 0 | 0 | 0 | 0 | 0 | 0 | 1.5
59312_G_SEIL2 | SPP_WEST | Oklahoma | 40 | Dewey | 43 | 59312 | SEIL2 | Seiling Wind II | 0 | 2014 | 9999 | Onshore Wind | [5 empty] | Non-Fossil | G | 2025 | Wind |  | 0 | 0 | 0 | 0 | 0 | 0 | 0 | 0 | 0 | 0 | 0 | 0 | 0 | 0 | 0 | 0 | 84.7319 | 130.3508 | 131.8207 | 346.9034 | 0 | 0 | 0 | 0 | 0 | 0 | 0 | 0 | 0 | 0 | 0 | 0 | 0 | 0 | 0 | 0 | 0 | 0 | 0 | 0 | 3.7967 | 0 | 0 | 0 | 0 | 0 | 0 | 0 | 0 | 0 | 97.4742
59311_G_SEIL1 | SPP_WEST | Oklahoma | 40 | Dewey | 43 | 59311 | SEIL1 | Seiling Wind I | 0 | 2014 | 9999 | Onshore Wind | [5 empty] | Non-Fossil | G | 2025 | Wind |  | 0 | 0 | 0 | 0 | 0 | 0 | 0 | 0 | 0 | 0 | 0 | 0 | 0 | 0 | 0 | 0 | 171.0106 | 263.0812 | 266.048 | 700.1397 | 0 | 0 | 0 | 0 | 0 | 0 | 0 | 0 | 0 | 0 | 0 | 0 | 0 | 0 | 0 | 0 | 0 | 0 | 0 | 0 | 7.6628 | 0 | 0 | 0 | 0 | 0 | 0 | 0 | 0 | 0 | 196.7278
59310_G_GEN2 | S_D_AECI | Missouri | 29 | Wright | 229 | 59310 | GEN2 | Black Oak Power Producers, LLC | 14242 | 2014 | 9999 | Landfill Gas | [5 empty] | Non-Fossil | G | 2025 | LF Gas |  | 0.032862 | 0.041692 | 0.050455 | 0.12501 | 0 | 0 | 0 | 0 | 0 | 0 | 0 | 0 | 0 | 0 | 0 | 0 | 2.3074 | 2.9274 | 3.5427 | 8.7775 | 1.8938 | 2.4027 | 2.9077 | 7.2042 | 0 | 0 | 0 | 0 | 0.003957 | 0.0050202 | 0.0060753 | 0.015052 | 0 | 0 | 0 | 0 | 0 | 0 | 0 | 0 | 0.44592 | 0.015088 | 0.019143 | 0.023166 | 0.057397 | 0 | 0 | 0 | 0 | 0 | 1.9
59310_G_GEN1 | S_D_AECI | Missouri | 29 | Wright | 229 | 59310 | GEN1 | Black Oak Power Producers, LLC | 14242 | 2014 | 9999 | Landfill Gas | [5 empty] | Non-Fossil | G | 2025 | LF Gas |  | 0.032862 | 0.041692 | 0.050455 | 0.12501 | 0 | 0 | 0 | 0 | 0 | 0 | 0 | 0 | 0 | 0 | 0 | 0 | 2.3074 | 2.9274 | 3.5427 | 8.7775 | 1.8938 | 2.4027 | 2.9077 | 7.2042 | 0 | 0 | 0 | 0 | 0.003957 | 0.0050202 | 0.0060753 | 0.015052 | 0 | 0 | 0 | 0 | 0 | 0 | 0 | 0 | 0.44592 | 0.015088 | 0.019143 | 0.023166 | 0.057397 | 0 | 0 | 0 | 0 | 0 | 1.9
59309_G_BEAC2 | WECC_SCE | California | 6 | Kern | 29 | 59309 | BEAC2 | Beacon Solar Plant Site 2 | 0 | 2017 | 9999 | Solar PV | [5 empty] | Non-Fossil | G | 2025 | Solar |  | 0 | 0 | 0 | 0 | 0 | 0 | 0 | 0 | 0 | 0 | 0 | 0 | 0 | 0 | 0 | 0 | 18.9339 | 35.1277 | 54.4463 | 108.5078 | 0 | 0 | 0 | 0 | 0 | 0 | 0 | 0 | 0 | 0 | 0 | 0 | 0 | 0 | 0 | 0 | 0 | 0 | 0 | 0 | 1.6257 | 0 | 0 | 0 | 0 | 0 | 0 | 0 | 0 | 0 | 45
59308_G_BEAC5 | WECC_SCE | California | 6 | Kern | 29 | 59308 | BEAC5 | Beacon Solar Plant Site 5 | 0 | 2017 | 9999 | Solar PV | [5 empty] | Non-Fossil | G | 2025 | Solar |  | 0 | 0 | 0 | 0 | 0 | 0 | 0 | 0 | 0 | 0 | 0 | 0 | 0 | 0 | 0 | 0 | 15.1471 | 28.1021 | 43.557 | 86.8062 | 0 | 0 | 0 | 0 | 0 | 0 | 0 | 0 | 0 | 0 | 0 | 0 | 0 | 0 | 0 | 0 | 0 | 0 | 0 | 0 | 1.3006 | 0 | 0 | 0 | 0 | 0 | 0 | 0 | 0 | 0 | 36
59306_G_WEDC4 | NENGREST | Rhode Island | 44 | Kent | 3 | 59306 | WEDC4 | WED Coventry 4 | 0 | 2016 | 9999 | Onshore Wind | [5 empty] | Non-Fossil | G | 2025 | Wind |  | 0 | 0 | 0 | 0 | 0 | 0 | 0 | 0 | 0 | 0 | 0 | 0 | 0 | 0 | 0 | 0 | 0.76809 | 1.0826 | 0.83033 | 2.681 | 0 | 0 | 0 | 0 | 0 | 0 | 0 | 0 | 0 | 0 | 0 | 0 | 0 | 0 | 0 | 0 | 0 | 0 | 0 | 0 | 0.042265 | 0 | 0 | 0 | 0 | 0 | 0 | 0 | 0 | 0 | 1.5
59305_G_WEDC3 | NENGREST | Rhode Island | 44 | Kent | 3 | 59305 | WEDC3 | WED Coventry 3 | 0 | 2016 | 9999 | Onshore Wind | [5 empty] | Non-Fossil | G | 2025 | Wind |  | 0 | 0 | 0 | 0 | 0 | 0 | 0 | 0 | 0 | 0 | 0 | 0 | 0 | 0 | 0 | 0 | 0.76809 | 1.0826 | 0.83033 | 2.681 | 0 | 0 | 0 | 0 | 0 | 0 | 0 | 0 | 0 | 0 | 0 | 0 | 0 | 0 | 0 | 0 | 0 | 0 | 0 | 0 | 0.042265 | 0 | 0 | 0 | 0 | 0 | 0 | 0 | 0 | 0 | 1.5
59302_G_COV2B | NENGREST | Rhode Island | 44 | Kent | 3 | 59302 | COV2B | WED Coventry 2 | 0 | 2016 | 9999 | Onshore Wind | [5 empty] | Non-Fossil | G | 2025 | Wind |  | 0 | 0 | 0 | 0 | 0 | 0 | 0 | 0 | 0 | 0 | 0 | 0 | 0 | 0 | 0 | 0 | 0.76809 | 1.0826 | 0.83033 | 2.681 | 0 | 0 | 0 | 0 | 0 | 0 | 0 | 0 | 0 | 0 | 0 | 0 | 0 | 0 | 0 | 0 | 0 | 0 | 0 | 0 | 0.042265 | 0 | 0 | 0 | 0 | 0 | 0 | 0 | 0 | 0 | 1.5
59302_G_COV2A | NENGREST | Rhode Island | 44 | Kent | 3 | 59302 | COV2A | WED Coventry 2 | 0 | 2016 | 9999 | Onshore Wind | [5 empty] | Non-Fossil | G | 2025 | Wind |  | 0 | 0 | 0 | 0 | 0 | 0 | 0 | 0 | 0 | 0 | 0 | 0 | 0 | 0 | 0 | 0 | 0.76809 | 1.0826 | 0.83033 | 2.681 | 0 | 0 | 0 | 0 | 0 | 0 | 0 | 0 | 0 | 0 | 0 | 0 | 0 | 0 | 0 | 0 | 0 | 0 | 0 | 0 | 0.042265 | 0 | 0 | 0 | 0 | 0 | 0 | 0 | 0 | 0 | 1.5
59302_G_COV2 | NENGREST | Rhode Island | 44 | Kent | 3 | 59302 | COV2 | WED Coventry 2 | 0 | 2016 | 9999 | Onshore Wind | [5 empty] | Non-Fossil | G | 2025 | Wind |  | 0 | 0 | 0 | 0 | 0 | 0 | 0 | 0 | 0 | 0 | 0 | 0 | 0 | 0 | 0 | 0 | 0.76809 | 1.0826 | 0.83033 | 2.681 | 0 | 0 | 0 | 0 | 0 | 0 | 0 | 0 | 0 | 0 | 0 | 0 | 0 | 0 | 0 | 0 | 0 | 0 | 0 | 0 | 0.042265 | 0 | 0 | 0 | 0 | 0 | 0 | 0 | 0 | 0 | 1.5
59301_G_WEDC1 | NENGREST | Rhode Island | 44 | Kent | 3 | 59301 | WEDC1 | WED Coventry 1 | 0 | 2016 | 9999 | Onshore Wind | [5 empty] | Non-Fossil | G | 2025 | Wind |  | 0 | 0 | 0 | 0 | 0 | 0 | 0 | 0 | 0 | 0 | 0 | 0 | 0 | 0 | 0 | 0 | 0.76809 | 1.0826 | 0.83033 | 2.681 | 0 | 0 | 0 | 0 | 0 | 0 | 0 | 0 | 0 | 0 | 0 | 0 | 0 | 0 | 0 | 0 | 0 | 0 | 0 | 0 | 0.042265 | 0 | 0 | 0 | 0 | 0 | 0 | 0 | 0 | 0 | 1.5
59300_G_HAN2 | WEC_CALN | California | 6 | Kings | 31 | 59300 | HAN2 | Hanford 1 and 2 | 0 | 2014 | 9999 | Solar PV | [5 empty] | Non-Fossil | G | 2025 | Solar |  | 0 | 0 | 0 | 0 | 0 | 0 | 0 | 0 | 0 | 0 | 0 | 0 | 0 | 0 | 0 | 0 | 0.56278 | 1.1203 | 1.8368 | 3.5199 | 0 | 0 | 0 | 0 | 0 | 0 | 0 | 0 | 0 | 0 | 0 | 0 | 0 | 0 | 0 | 0 | 0 | 0 | 0 | 0 | 0.047987 | 0 | 0 | 0 | 0 | 0 | 0 | 0 | 0 | 0 | 1.4986
59300_G_HAN1 | WEC_CALN | California | 6 | Kings | 31 | 59300 | HAN1 | Hanford 1 and 2 | 0 | 2014 | 9999 | Solar PV | [5 empty] | Non-Fossil | G | 2025 | Solar |  | 0 | 0 | 0 | 0 | 0 | 0 | 0 | 0 | 0 | 0 | 0 | 0 | 0 | 0 | 0 | 0 | 0.56278 | 1.1203 | 1.8368 | 3.5199 | 0 | 0 | 0 | 0 | 0 | 0 | 0 | 0 | 0 | 0 | 0 | 0 | 0 | 0 | 0 | 0 | 0 | 0 | 0 | 0 | 0.047987 | 0 | 0 | 0 | 0 | 0 | 0 | 0 | 0 | 0 | 1.4986
593_G_10 | PJM_EMAC | Delaware | 10 | New Castle | 3 | 593 | 10 | Edge Moor | 11368 | 1963 | 9999 | Combustion Turbine |  |  |  | H2O |  | Fossil | G | 2025 | Oil |  | 0 | 0 | 0 | 0 | 0 | 0 | 0 | 0 | 0 | 0 | 0 | 0 | 0 | 0 | 0 | 0 | 0 | 0 | 0 | 0 | 0 | 0 | 0 | 0 | 0 | 0 | 0 | 0 | 0 | 0 | 0 | 0 | 0 | 0 | 0 | 0 | 0 | 0 | 0 | 0 | 0.2805 | 0 | 0 | 0 | 0 | 0 | 0 | 0 | 0 | 0 | 15
593_B_5 | PJM_EMAC | Delaware | 10 | New Castle | 3 | 593 | 5 | Edge Moor | 11569 | 1973 | 9999 | O/G Steam | wall | dry | SNCR | LNBO |  | Fossil | B | 2025 | NaturalGas |  | 0.00034058 | 0 | 0.78656 | 0.7869 | 0 | 0 | 0 | 0 | 0 | 0 | 0 | 0 | 0 | 0 | 0 | 0 | 0.029439 | 0 | 67.9882 | 68.0176 | 0.019938 | 0 | 46.0449 | 46.0649 | 2.385e-11 | 0 | 5.503e-08 | 5.5054e-08 | 1.62e-05 | 0 | 0.026487 | 0.026503 | 0 | 0 | 0 | 0 | 0 | 0 | 0 | 0 | 14.4813 | 4.5398e-05 | 0 | 0.10484 | 0.10489 | 0.0013851 | 0 | 2.6875 | 2.6889 | 0 | 450 | SNCR
593_B_4 | PJM_EMAC | Delaware | 10 | New Castle | 3 | 593 | 4 | Edge Moor | 11626 | 1966 | 9999 | O/G Steam | tangential | dry | SNCR | LNC2 |  | Fossil | B | 2025 | NaturalGas |  | 0 | 0 | 0.32283 | 0.32283 | 0 | 0 | 0 | 0 | 0 | 0 | 0 | 0 | 0 | 0 | 0 | 0 | 0 | 0 | 27.768 | 27.768 | 0 | 0 | 18.8985 | 18.8985 | 0 | 0 | 2.2571e-08 | 2.2571e-08 | 0 | 0 | 0.0093266 | 0.0093266 | 0 | 0 | 0 | 0 | 0 | 0 | 0 | 0 | 6.5958 | 0 | 0 | 0.042069 | 0.042069 | 0 | 0 | 1.1031 | 1.1031 | 0 | 174 | SNCR
593_B_3 | PJM_EMAC | Delaware | 10 | New Castle | 3 | 593 | 3 | Edge Moor | 11965 | 1957 | 9999 | O/G Steam | tangential | dry | SNCR | LNB |  | Fossil | B | 2025 |  | O/G Retirement | 0 | 0 | 0 | 0 | 0 | 0 | 0 | 0 | 0 | 0 | 0 | 0 | 0 | 0 | 0 | 0 | 0 | 0 | 0 | 0 | 0 | 0 | 0 | 0 | 0 | 0 | 0 | 0 | 0 | 0 | 0 | 0 | 0 | 0 | 0 | 0 | 0 | 0 | 0 | 0 | 0 | 0 | 0 | 0 | 0 | 0 | 0 | 0 | 0 | 0 | 86 | SNCR
59299_G_RED2 | WEC_CALN | California | 6 | Marin | 41 | 59299 | RED2 | Waste Mangement Redwood LFGTE | 13648 | 2017 | 9999 | Landfill Gas | [5 empty] | Non-Fossil | G | 2025 | LF Gas |  | 0.045831 | 0.059852 | 0.07704 | 0.18272 | 0 | 0 | 0 | 0 | 0 | 0 | 0 | 0 | 0 | 0 | 0 | 0 | 3.3581 | 4.3854 | 5.6448 | 13.3883 | 2.6412 | 3.4492 | 4.4398 | 10.5302 | 0 | 0 | 0 | 0 | 0.0020624 | 0.0026933 | 0.0034668 | 0.0082225 | 0 | 0 | 0 | 0 | 0 | 0 | 0 | 0 | 0.46939 | 0.021959 | 0.028677 | 0.036912 | 0.087548 | 0 | 0 | 0 | 0 | 0 | 2
59299_G_RED1 | WEC_CALN | California | 6 | Marin | 41 | 59299 | RED1 | Waste Mangement Redwood LFGTE | 13648 | 2017 | 9999 | Landfill Gas | [5 empty] | Non-Fossil | G | 2025 | LF Gas |  | 0.045831 | 0.059852 | 0.07704 | 0.18272 | 0 | 0 | 0 | 0 | 0 | 0 | 0 | 0 | 0 | 0 | 0 | 0 | 3.3581 | 4.3854 | 5.6448 | 13.3883 | 2.6412 | 3.4492 | 4.4398 | 10.5302 | 0 | 0 | 0 | 0 | 0.0020624 | 0.0026933 | 0.0034668 | 0.0082225 | 0 | 0 | 0 | 0 | 0 | 0 | 0 | 0 | 0.46939 | 0.021959 | 0.028677 | 0.036912 | 0.087548 | 0 | 0 | 0 | 0 | 0 | 2
59297_G_CARRI | PJM_EMAC | New Jersey | 34 | Somerset | 35 | 59297 | CARRI | Carrier Clinic | 0 | 2009 | 9999 | Solar PV | [5 empty] | Non-Fossil | G | 2025 | Solar |  | 0 | 0 | 0 | 0 | 0 | 0 | 0 | 0 | 0 | 0 | 0 | 0 | 0 | 0 | 0 | 0 | 0.31741 | 0.68523 | 1.0888 | 2.0914 | 0 | 0 | 0 | 0 | 0 | 0 | 0 | 0 | 0 | 0 | 0 | 0 | 0 | 0 | 0 | 0 | 0 | 0 | 0 | 0 | 0.052704 | 0 | 0 | 0 | 0 | 0 | 0 | 0 | 0 | 0 | 1.4612
59296_G_NWOH1 | PJM_West | Ohio | 39 | Paulding | 125 | 59296 | NWOH1 | Trishe Wind Ohio LLC | 0 | 2017 | 9999 | Onshore Wind | [5 empty] | Non-Fossil | G | 2025 | Wind |  | 0 | 0 | 0 | 0 | 0 | 0 | 0 | 0 | 0 | 0 | 0 | 0 | 0 | 0 | 0 | 0 | 78.2829 | 95.9342 | 60.1835 | 234.4006 | 0 | 0 | 0 | 0 | 0 | 0 | 0 | 0 | 0 | 0 | 0 | 0 | 0 | 0 | 0 | 0 | 0 | 0 | 0 | 0 | 2.4289 | 0 | 0 | 0 | 0 | 0 | 0 | 0 | 0 | 0 | 86.2012
59295_G_NKG1 | NENGREST | Rhode Island | 44 | Washington | 9 | 59295 | NKG1 | WED NK Green | 0 | 2012 | 9999 | Onshore Wind | [5 empty] | Non-Fossil | G | 2025 | Wind |  | 0 | 0 | 0 | 0 | 0 | 0 | 0 | 0 | 0 | 0 | 0 | 0 | 0 | 0 | 0 | 0 | 0.76809 | 1.0826 | 0.83033 | 2.681 | 0 | 0 | 0 | 0 | 0 | 0 | 0 | 0 | 0 | 0 | 0 | 0 | 0 | 0 | 0 | 0 | 0 | 0 | 0 | 0 | 0.042265 | 0 | 0 | 0 | 0 | 0 | 0 | 0 | 0 | 0 | 1.5
59284_G_GE1.7 | SPP_WEST | Oklahoma | 40 | Dewey | 43 | 59284 | GE1.7 | Mammoth Plains | 0 | 2014 | 9999 | Onshore Wind | [5 empty] | Non-Fossil | G | 2025 | Wind |  | 0 | 0 | 0 | 0 | 0 | 0 | 0 | 0 | 0 | 0 | 0 | 0 | 0 | 0 | 0 | 0 | 171.0106 | 263.0812 | 266.048 | 700.1397 | 0 | 0 | 0 | 0 | 0 | 0 | 0 | 0 | 0 | 0 | 0 | 0 | 0 | 0 | 0 | 0 | 0 | 0 | 0 | 0 | 7.6628 | 0 | 0 | 0 | 0 | 0 | 0 | 0 | 0 | 0 | 196.7278
59283_G_W4236 | WEC_CALN | California | 6 | Contra Costa | 13 | 59283 | W4236 | California PV Energy at ISD WWTP | 0 | 2014 | 9999 | Solar PV | [5 empty] | Non-Fossil | G | 2025 | Solar |  | 0 | 0 | 0 | 0 | 0 | 0 | 0 | 0 | 0 | 0 | 0 | 0 | 0 | 0 | 0 | 0 | 0.37519 | 0.74686 | 1.2245 | 2.3466 | 0 | 0 | 0 | 0 | 0 | 0 | 0 | 0 | 0 | 0 | 0 | 0 | 0 | 0 | 0 | 0 | 0 | 0 | 0 | 0 | 0.031991 | 0 | 0 | 0 | 0 | 0 | 0 | 0 | 0 | 0 | 0.99904
59281_G_EBY03 | WECC_UT | Utah | 49 | Salt Lake | 35 | 59281 | EBY03 | eBay - South Jordan | 8653 | 2015 | 9999 | Fuel Cell | [5 empty] | Non-Fossil | G | 2025 | NaturalGas |  | 0 | 0 | 0 | 0 | 0 | 0 | 0 | 0 | 0 | 0 | 0 | 0 | 0 | 0 | 0 | 0 | 0 | 0 | 0 | 0 | 0 | 0 | 0 | 0 | 0 | 0 | 0 | 0 | 0 | 0 | 0 | 0 | 0 | 0 | 0 | 0 | 0 | 0 | 0 | 0 | 0 | 0 | 0 | 0 | 0 | 0 | 0 | 0 | 0 | 0 | 3.8
59281_G_EBY00 | WECC_UT | Utah | 49 | Salt Lake | 35 | 59281 | EBY00 | eBay - South Jordan | 7377 | 2013 | 9999 | Fuel Cell | [5 empty] | Non-Fossil | G | 2025 | NaturalGas |  | 0 | 0 | 0 | 0 | 0 | 0 | 0 | 0 | 0 | 0 | 0 | 0 | 0 | 0 | 0 | 0 | 0 | 0 | 0 | 0 | 0 | 0 | 0 | 0 | 0 | 0 | 0 | 0 | 0 | 0 | 0 | 0 | 0 | 0 | 0 | 0 | 0 | 0 | 0 | 0 | 0 | 0 | 0 | 0 | 0 | 0 | 0 | 0 | 0 | 0 | 6
59280_G_KLG00 | WEC_CALN | California | 6 | Santa Clara | 85 | 59280 | KLG00 | Kellogg's - San Jose | 7226 | 2013 | 9999 | Fuel Cell | [5 empty] | Non-Fossil | G | 2025 | NaturalGas |  | 0 | 0 | 0 | 0 | 0 | 0 | 0 | 0 | 0 | 0 | 0 | 0 | 0 | 0 | 0 | 0 | 0 | 0 | 0 | 0 | 0 | 0 | 0 | 0 | 0 | 0 | 0 | 0 | 0 | 0 | 0 | 0 | 0 | 0 | 0 | 0 | 0 | 0 | 0 | 0 | 0 | 0 | 0 | 0 | 0 | 0 | 0 | 0 | 0 | 0 | 1
59279_G_LFT01 | WEC_CALN | California | 6 | Alameda | 1 | 59279 | LFT01 | Life Technologies - Pleasanton | 7335 | 2013 | 9999 | Fuel Cell | [5 empty] | Non-Fossil | G | 2025 | NaturalGas |  | 0 | 0 | 0 | 0 | 0 | 0 | 0 | 0 | 0 | 0 | 0 | 0 | 0 | 0 | 0 | 0 | 0 | 0 | 0 | 0 | 0 | 0 | 0 | 0 | 0 | 0 | 0 | 0 | 0 | 0 | 0 | 0 | 0 | 0 | 0 | 0 | 0 | 0 | 0 | 0 | 0 | 0 | 0 | 0 | 0 | 0 | 0 | 0 | 0 | 0 | 1
59278_G_REEV1 | PJM_EMAC | New Jersey | 34 | Burlington | 5 | 59278 | REEV1 | Reeves South | 0 | 2013 | 9999 | Solar PV | [5 empty] | Non-Fossil | G | 2025 | Solar |  | 0 | 0 | 0 | 0 | 0 | 0 | 0 | 0 | 0 | 0 | 0 | 0 | 0 | 0 | 0 | 0 | 0.21161 | 0.45682 | 0.72586 | 1.3943 | 0 | 0 | 0 | 0 | 0 | 0 | 0 | 0 | 0 | 0 | 0 | 0 | 0 | 0 | 0 | 0 | 0 | 0 | 0 | 0 | 0.035136 | 0 | 0 | 0 | 0 | 0 | 0 | 0 | 0 | 0 | 0.9741
59277_G_MED1 | PJM_EMAC | New Jersey | 34 | Burlington | 5 | 59277 | MED1 | Medford WWTP | 0 | 2013 | 9999 | Solar PV | [5 empty] | Non-Fossil | G | 2025 | Solar |  | 0 | 0 | 0 | 0 | 0 | 0 | 0 | 0 | 0 | 0 | 0 | 0 | 0 | 0 | 0 | 0 | 0.27509 | 0.59386 | 0.94361 | 1.8126 | 0 | 0 | 0 | 0 | 0 | 0 | 0 | 0 | 0 | 0 | 0 | 0 | 0 | 0 | 0 | 0 | 0 | 0 | 0 | 0 | 0.045677 | 0 | 0 | 0 | 0 | 0 | 0 | 0 | 0 | 0 | 1.2663
59276_G_LEAVG | NY_Z_K | New York | 36 | Suffolk | 103 | 59276 | LEAVG | Leavenworth Greenworks LLC | 0 | 2016 | 9999 | Solar PV | [5 empty] | Non-Fossil | G | 2025 | Solar |  | 0 | 0 | 0 | 0 | 0 | 0 | 0 | 0 | 0 | 0 | 0 | 0 | 0 | 0 | 0 | 0 | 2.2537 | 4.68 | 7.1715 | 14.1052 | 0 | 0 | 0 | 0 | 0 | 0 | 0 | 0 | 0 | 0 | 0 | 0 | 0 | 0 | 0 | 0 | 0 | 0 | 0 | 0 | 0.24831 | 0 | 0 | 0 | 0 | 0 | 0 | 0 | 0 | 0 | 8.8729
59275_G_STERG | NY_Z_K | New York | 36 | Suffolk | 103 | 59275 | STERG | Sterlington Greenworks LLC | 0 | 2015 | 9999 | Solar PV | [5 empty] | Non-Fossil | G | 2025 | Solar |  | 0 | 0 | 0 | 0 | 0 | 0 | 0 | 0 | 0 | 0 | 0 | 0 | 0 | 0 | 0 | 0 | 0.3084 | 0.64042 | 0.98137 | 1.9302 | 0 | 0 | 0 | 0 | 0 | 0 | 0 | 0 | 0 | 0 | 0 | 0 | 0 | 0 | 0 | 0 | 0 | 0 | 0 | 0 | 0.03398 | 0 | 0 | 0 | 0 | 0 | 0 | 0 | 0 | 0 | 1.2142
59274_G_SUTTG | NY_Z_K | New York | 36 | Suffolk | 103 | 59274 | SUTTG | Sutter Greeworks LLC | 0 | 2015 | 9999 | Solar PV | [5 empty] | Non-Fossil | G | 2025 | Solar |  | 0 | 0 | 0 | 0 | 0 | 0 | 0 | 0 | 0 | 0 | 0 | 0 | 0 | 0 | 0 | 0 | 1.1862 | 2.4631 | 3.7745 | 7.4238 | 0 | 0 | 0 | 0 | 0 | 0 | 0 | 0 | 0 | 0 | 0 | 0 | 0 | 0 | 0 | 0 | 0 | 0 | 0 | 0 | 0.13069 | 0 | 0 | 0 | 0 | 0 | 0 | 0 | 0 | 0 | 4.67
59273_G_PALME | WEC_LADW | California | 6 | Los Angeles | 37 | 59273 | PALME | SEPV Palmdale East | 0 | 2015 | 9999 | Solar PV | [5 empty] | Non-Fossil | G | 2025 | Solar |  | 0 | 0 | 0 | 0 | 0 | 0 | 0 | 0 | 0 | 0 | 0 | 0 | 0 | 0 | 0 | 0 | 4.0345 | 7.8475 | 11.7351 | 23.6171 | 0 | 0 | 0 | 0 | 0 | 0 | 0 | 0 | 0 | 0 | 0 | 0 | 0 | 0 | 0 | 0 | 0 | 0 | 0 | 0 | 0.40017 | 0 | 0 | 0 | 0 | 0 | 0 | 0 | 0 | 0 | 9.8442
59272_G_VMLE2 | WECC_SCE | California | 6 | San Bernardino | 71 | 59272 | VMLE2 | Victor Mesa Linda E2 | 0 | 2014 | 9999 | Solar PV | [5 empty] | Non-Fossil | G | 2025 | Solar |  | 0 | 0 | 0 | 0 | 0 | 0 | 0 | 0 | 0 | 0 | 0 | 0 | 0 | 0 | 0 | 0 | 0.63113 | 1.1709 | 1.8149 | 3.6169 | 0 | 0 | 0 | 0 | 0 | 0 | 0 | 0 | 0 | 0 | 0 | 0 | 0 | 0 | 0 | 0 | 0 | 0 | 0 | 0 | 0.054192 | 0 | 0 | 0 | 0 | 0 | 0 | 0 | 0 | 0 | 1.5
59271_G_VMLD2 | WECC_SCE | California | 6 | San Bernardino | 71 | 59271 | VMLD2 | Victor Mesa Linda D2 | 0 | 2014 | 9999 | Solar PV | [5 empty] | Non-Fossil | G | 2025 | Solar |  | 0 | 0 | 0 | 0 | 0 | 0 | 0 | 0 | 0 | 0 | 0 | 0 | 0 | 0 | 0 | 0 | 0.63113 | 1.1709 | 1.8149 | 3.6169 | 0 | 0 | 0 | 0 | 0 | 0 | 0 | 0 | 0 | 0 | 0 | 0 | 0 | 0 | 0 | 0 | 0 | 0 | 0 | 0 | 0.054192 | 0 | 0 | 0 | 0 | 0 | 0 | 0 | 0 | 0 | 1.5
59270_G_VMLC2 | WECC_SCE | California | 6 | San Bernardino | 71 | 59270 | VMLC2 | Victor Mesa Linda C2 | 0 | 2014 | 9999 | Solar PV | [5 empty] | Non-Fossil | G | 2025 | Solar |  | 0 | 0 | 0 | 0 | 0 | 0 | 0 | 0 | 0 | 0 | 0 | 0 | 0 | 0 | 0 | 0 | 0.63113 | 1.1709 | 1.8149 | 3.6169 | 0 | 0 | 0 | 0 | 0 | 0 | 0 | 0 | 0 | 0 | 0 | 0 | 0 | 0 | 0 | 0 | 0 | 0 | 0 | 0 | 0.054192 | 0 | 0 | 0 | 0 | 0 | 0 | 0 | 0 | 0 | 1.5
59269_G_VMLB2 | WECC_SCE | California | 6 | San Bernardino | 71 | 59269 | VMLB2 | Victor Mesa Linda B2 | 0 | 2014 | 9999 | Solar PV | [5 empty] | Non-Fossil | G | 2025 | Solar |  | 0 | 0 | 0 | 0 | 0 | 0 | 0 | 0 | 0 | 0 | 0 | 0 | 0 | 0 | 0 | 0 | 0.63113 | 1.1709 | 1.8149 | 3.6169 | 0 | 0 | 0 | 0 | 0 | 0 | 0 | 0 | 0 | 0 | 0 | 0 | 0 | 0 | 0 | 0 | 0 | 0 | 0 | 0 | 0.054192 | 0 | 0 | 0 | 0 | 0 | 0 | 0 | 0 | 0 | 1.5
59268_G_PV10 | WEC_CALN | California | 6 | San Benito | 69 | 59268 | PV10 | Hollister Solar LLC | 0 | 2014 | 9999 | Solar PV | [5 empty] | Non-Fossil | G | 2025 | Solar |  | 0 | 0 | 0 | 0 | 0 | 0 | 0 | 0 | 0 | 0 | 0 | 0 | 0 | 0 | 0 | 0 | 0.56278 | 1.1203 | 1.8368 | 3.5199 | 0 | 0 | 0 | 0 | 0 | 0 | 0 | 0 | 0 | 0 | 0 | 0 | 0 | 0 | 0 | 0 | 0 | 0 | 0 | 0 | 0.047987 | 0 | 0 | 0 | 0 | 0 | 0 | 0 | 0 | 0 | 1.4986
59267_G_PV9 | WEC_CALN | California | 6 | Merced | 47 | 59267 | PV9 | Mission Solar LLC | 0 | 2014 | 9999 | Solar PV | [5 empty] | Non-Fossil | G | 2025 | Solar |  | 0 | 0 | 0 | 0 | 0 | 0 | 0 | 0 | 0 | 0 | 0 | 0 | 0 | 0 | 0 | 0 | 0.56278 | 1.1203 | 1.8368 | 3.5199 | 0 | 0 | 0 | 0 | 0 | 0 | 0 | 0 | 0 | 0 | 0 | 0 | 0 | 0 | 0 | 0 | 0 | 0 | 0 | 0 | 0.047987 | 0 | 0 | 0 | 0 | 0 | 0 | 0 | 0 | 0 | 1.4986
59265_G_PV8 | WEC_CALN | California | 6 | Merced | 47 | 59265 | PV8 | Merced Solar LLC | 0 | 2014 | 9999 | Solar PV | [5 empty] | Non-Fossil | G | 2025 | Solar |  | 0 | 0 | 0 | 0 | 0 | 0 | 0 | 0 | 0 | 0 | 0 | 0 | 0 | 0 | 0 | 0 | 0.56278 | 1.1203 | 1.8368 | 3.5199 | 0 | 0 | 0 | 0 | 0 | 0 | 0 | 0 | 0 | 0 | 0 | 0 | 0 | 0 | 0 | 0 | 0 | 0 | 0 | 0 | 0.047987 | 0 | 0 | 0 | 0 | 0 | 0 | 0 | 0 | 0 | 1.4986
59262_G_LLRC | WEC_LADW | California | 6 | Los Angeles | 37 | 59262 | LLRC | Lancaster Little Rock | 0 | 2014 | 9999 | Solar PV | [5 empty] | Non-Fossil | G | 2025 | Solar |  | 0 | 0 | 0 | 0 | 0 | 0 | 0 | 0 | 0 | 0 | 0 | 0 | 0 | 0 | 0 | 0 | 2.0172 | 3.9238 | 5.8676 | 11.8086 | 0 | 0 | 0 | 0 | 0 | 0 | 0 | 0 | 0 | 0 | 0 | 0 | 0 | 0 | 0 | 0 | 0 | 0 | 0 | 0 | 0.20009 | 0 | 0 | 0 | 0 | 0 | 0 | 0 | 0 | 0 | 4.9221
59261_G_VZ300 | WEC_LADW | California | 6 | Los Angeles | 37 | 59261 | VZ300 | Verizon-Torrance | 7303 | 2013 | 9999 | Fuel Cell | [5 empty] | Non-Fossil | G | 2025 | NaturalGas |  | 0 | 0 | 0 | 0 | 0 | 0 | 0 | 0 | 0 | 0 | 0 | 0 | 0 | 0 | 0 | 0 | 0 | 0 | 0 | 0 | 0 | 0 | 0 | 0 | 0 | 0 | 0 | 0 | 0 | 0 | 0 | 0 | 0 | 0 | 0 | 0 | 0 | 0 | 0 | 0 | 0 | 0 | 0 | 0 | 0 | 0 | 0 | 0 | 0 | 0 | 1
59260_G_HV1 | MIS_INKY | Indiana | 18 | Jasper | 73 | 59260 | HV1 | Hidden View Dairy, LLC | 11414 | 2013 | 9999 | Non-Fossil Waste | [5 empty] | Non-Fossil | G | 2025 | Non-Fossil |  | 0.011373 | 0.017245 | 0.0234 | 0.052018 | 0 | 0 | 0 | 0 | 0 | 0 | 0 | 0 | 0 | 0 | 0 | 0 | 0.9964 | 1.5109 | 2.0501 | 4.5573 | 0 | 0 | 0 | 0 | 0 | 0 | 0 | 0 | 0 | 0 | 0 | 0 | 0 | 0 | 0 | 0 | 0 | 0 | 0 | 0 | 0.16429 | 0.0065156 | 0.0098797 | 0.013406 | 0.029801 | 0 | 0 | 0 | 0 | 0 | 0.7
59257_G_YB1 | WEC_CALN | California | 6 | Santa Clara | 85 | 59257 | YB1 | Yerba Buena | 0 | 2013 | 9999 | Energy Storage | [5 empty] | Non-Fossil | G | 2025 | EnerStor |  | 0 | 0 | 0 | 0 | 0 | 0 | 0 | 0 | 0 | 0 | 0 | 0 | 0 | 0 | 0 | 0 | 0.82726 | 3.0584 | 3.8355 | 7.7211 | 0 | 0 | 0 | 0 | 0 | 0 | 0 | 0 | 0 | 0 | 0 | 0 | 0 | 0 | 0 | 0 | 0 | 0 | 0 | 0 | 0 | 0 | 0 | 0 | 0 | 0 | 0 | 0 | 0 | 0 | 4
59256_G_BAT1 | WEC_CALN | California | 6 | Solano | 95 | 59256 | BAT1 | Vaca Dixon Battery Storage System | 0 | 2013 | 9999 | Energy Storage | [5 empty] | Non-Fossil | G | 2025 | EnerStor |  | 0 | 0 | 0 | 0 | 0 | 0 | 0 | 0 | 0 | 0 | 0 | 0 | 0 | 0 | 0 | 0 | 0.41363 | 1.5292 | 1.9177 | 3.8605 | 0 | 0 | 0 | 0 | 0 | 0 | 0 | 0 | 0 | 0 | 0 | 0 | 0 | 0 | 0 | 0 | 0 | 0 | 0 | 0 | 0 | 0 | 0 | 0 | 0 | 0 | 0 | 0 | 0 | 0 | 2
59255_G_4 | MIS_INKY | Indiana | 18 | Sullivan | 153 | 59255 | 4 | Osprey Point RES | 10745 | 2013 | 9999 | Fossil Waste | [5 empty] | Fossil | G | 2025 | Fwaste |  | 0.017321 | 0.023861 | 0.037648 | 0.078829 | 0 | 0 | 0 | 0 | 0 | 0 | 0 | 0 | 0 | 0 | 0 | 0 | 1.612 | 2.2206 | 3.5038 | 7.3364 | 2.7809 | 3.8308 | 6.0444 | 12.6561 | 0 | 0 | 0 | 0 | 0.00041529 | 0.00057208 | 0.00090261 | 0.00189 | 0.00069283 | 0.00095441 | 0.0015059 | 0.0031531 | 0 | 0 | 0 | 0 | 0.70408 | 0.010541 | 0.014521 | 0.022912 | 0.047973 | 0 | 0 | 0 | 0 | 0 | 3
59255_G_3 | MIS_INKY | Indiana | 18 | Sullivan | 153 | 59255 | 3 | Osprey Point RES | 10745 | 2013 | 9999 | Fossil Waste | [5 empty] | Fossil | G | 2025 | Fwaste |  | 0.017321 | 0.023861 | 0.037648 | 0.078829 | 0 | 0 | 0 | 0 | 0 | 0 | 0 | 0 | 0 | 0 | 0 | 0 | 1.612 | 2.2206 | 3.5038 | 7.3364 | 2.7809 | 3.8308 | 6.0444 | 12.6561 | 0 | 0 | 0 | 0 | 0.00041529 | 0.00057208 | 0.00090261 | 0.00189 | 0.00069283 | 0.00095441 | 0.0015059 | 0.0031531 | 0 | 0 | 0 | 0 | 0.70408 | 0.010541 | 0.014521 | 0.022912 | 0.047973 | 0 | 0 | 0 | 0 | 0 | 3
59255_G_2 | MIS_INKY | Indiana | 18 | Sullivan | 153 | 59255 | 2 | Osprey Point RES | 10745 | 2013 | 9999 | Fossil Waste | [5 empty] | Fossil | G | 2025 | Fwaste |  | 0.017321 | 0.023861 | 0.037648 | 0.078829 | 0 | 0 | 0 | 0 | 0 | 0 | 0 | 0 | 0 | 0 | 0 | 0 | 1.612 | 2.2206 | 3.5038 | 7.3364 | 2.7809 | 3.8308 | 6.0444 | 12.6561 | 0 | 0 | 0 | 0 | 0.00041529 | 0.00057208 | 0.00090261 | 0.00189 | 0.00069283 | 0.00095441 | 0.0015059 | 0.0031531 | 0 | 0 | 0 | 0 | 0.70408 | 0.010541 | 0.014521 | 0.022912 | 0.047973 | 0 | 0 | 0 | 0 | 0 | 3
59255_G_1 | MIS_INKY | Indiana | 18 | Sullivan | 153 | 59255 | 1 | Osprey Point RES | 10745 | 2013 | 9999 | Fossil Waste | [5 empty] | Fossil | G | 2025 | Fwaste |  | 0.017321 | 0.023861 | 0.037648 | 0.078829 | 0 | 0 | 0 | 0 | 0 | 0 | 0 | 0 | 0 | 0 | 0 | 0 | 1.612 | 2.2206 | 3.5038 | 7.3364 | 2.7809 | 3.8308 | 6.0444 | 12.6561 | 0 | 0 | 0 | 0 | 0.00041529 | 0.00057208 | 0.00090261 | 0.00189 | 0.00069283 | 0.00095441 | 0.0015059 | 0.0031531 | 0 | 0 | 0 | 0 | 0.70408 | 0.010541 | 0.014521 | 0.022912 | 0.047973 | 0 | 0 | 0 | 0 | 0 | 3
59254_G_GENT4 | NENGREST | Rhode Island | 44 | Providence | 7 | 59254 | GENT4 | Johnston LFG Turbine Plant | 13500 | 2013 | 9999 | Landfill Gas | [5 empty] | Non-Fossil | G | 2025 | LF Gas |  | 0.14434 | 0.19566 | 0.24538 | 0.58539 | 0 | 0 | 0 | 0 | 0 | 0 | 0 | 0 | 0 | 0 | 0 | 0 | 10.692 | 14.4936 | 18.1764 | 43.362 | 8.3183 | 11.2759 | 14.1411 | 33.7353 | 0 | 0 | 0 | 0 | 0.01738 | 0.02356 | 0.029546 | 0.070486 | 0 | 0 | 0 | 0 | 0 | 0 | 0 | 0 | 1.2908 | 0.069916 | 0.094775 | 0.11886 | 0.28355 | 0 | 0 | 0 | 0 | 0 | 5.5
59254_G_GENT3 | NENGREST | Rhode Island | 44 | Providence | 7 | 59254 | GENT3 | Johnston LFG Turbine Plant | 13500 | 2013 | 9999 | Landfill Gas | [5 empty] | Non-Fossil | G | 2025 | LF Gas |  | 0.14434 | 0.19566 | 0.24538 | 0.58539 | 0 | 0 | 0 | 0 | 0 | 0 | 0 | 0 | 0 | 0 | 0 | 0 | 10.692 | 14.4936 | 18.1764 | 43.362 | 8.3183 | 11.2759 | 14.1411 | 33.7353 | 0 | 0 | 0 | 0 | 0.01738 | 0.02356 | 0.029546 | 0.070486 | 0 | 0 | 0 | 0 | 0 | 0 | 0 | 0 | 1.2908 | 0.069916 | 0.094775 | 0.11886 | 0.28355 | 0 | 0 | 0 | 0 | 0 | 5.5
59254_G_GENT2 | NENGREST | Rhode Island | 44 | Providence | 7 | 59254 | GENT2 | Johnston LFG Turbine Plant | 13500 | 2013 | 9999 | Landfill Gas | [5 empty] | Non-Fossil | G | 2025 | LF Gas |  | 0.14434 | 0.19566 | 0.24538 | 0.58539 | 0 | 0 | 0 | 0 | 0 | 0 | 0 | 0 | 0 | 0 | 0 | 0 | 10.692 | 14.4936 | 18.1764 | 43.362 | 8.3183 | 11.2759 | 14.1411 | 33.7353 | 0 | 0 | 0 | 0 | 0.01738 | 0.02356 | 0.029546 | 0.070486 | 0 | 0 | 0 | 0 | 0 | 0 | 0 | 0 | 1.2908 | 0.069916 | 0.094775 | 0.11886 | 0.28355 | 0 | 0 | 0 | 0 | 0 | 5.5
59254_G_GENT1 | NENGREST | Rhode Island | 44 | Providence | 7 | 59254 | GENT1 | Johnston LFG Turbine Plant | 13500 | 2013 | 9999 | Landfill Gas | [5 empty] | Non-Fossil | G | 2025 | LF Gas |  | 0.14434 | 0.19566 | 0.24538 | 0.58539 | 0 | 0 | 0 | 0 | 0 | 0 | 0 | 0 | 0 | 0 | 0 | 0 | 10.692 | 14.4936 | 18.1764 | 43.362 | 8.3183 | 11.2759 | 14.1411 | 33.7353 | 0 | 0 | 0 | 0 | 0.01738 | 0.02356 | 0.029546 | 0.070486 | 0 | 0 | 0 | 0 | 0 | 0 | 0 | 0 | 1.2908 | 0.069916 | 0.094775 | 0.11886 | 0.28355 | 0 | 0 | 0 | 0 | 0 | 5.5
59254_G_GENS1 | NENGREST | Rhode Island | 44 | Providence | 7 | 59254 | GENS1 | Johnston LFG Turbine Plant | 13500 | 2013 | 9999 | Landfill Gas | [5 empty] | Non-Fossil | G | 2025 | LF Gas |  | 0.23357 | 0.31662 | 0.39707 | 0.94726 | 0 | 0 | 0 | 0 | 0 | 0 | 0 | 0 | 0 | 0 | 0 | 0 | 17.3016 | 23.4533 | 29.4127 | 70.1676 | 13.4605 | 18.2465 | 22.8828 | 54.5898 | 0 | 0 | 0 | 0 | 0.028124 | 0.038124 | 0.047811 | 0.11406 | 0 | 0 | 0 | 0 | 0 | 0 | 0 | 0 | 2.0888 | 0.11314 | 0.15336 | 0.19233 | 0.45883 | 0 | 0 | 0 | 0 | 0 | 8.9
59253_G_PV1 | WECC_SCE | California | 6 | Kern | 29 | 59253 | PV1 | Wildwood Solar II | 0 | 2017 | 9999 | Solar PV | [5 empty] | Non-Fossil | G | 2025 | Solar |  | 0 | 0 | 0 | 0 | 0 | 0 | 0 | 0 | 0 | 0 | 0 | 0 | 0 | 0 | 0 | 0 | 6.1851 | 11.475 | 17.7858 | 35.4459 | 0 | 0 | 0 | 0 | 0 | 0 | 0 | 0 | 0 | 0 | 0 | 0 | 0 | 0 | 0 | 0 | 0 | 0 | 0 | 0 | 0.53108 | 0 | 0 | 0 | 0 | 0 | 0 | 0 | 0 | 0 | 14.7
59251_G_PV1 | WECC_NM | New Mexico | 35 | Quay | 37 | 59251 | PV1 | Caprock Solar 1 LLC | 0 | 2016 | 9999 | Solar PV | [5 empty] | Non-Fossil | G | 2025 | Solar |  | 0 | 0 | 0 | 0 | 0 | 0 | 0 | 0 | 0 | 0 | 0 | 0 | 0 | 0 | 0 | 0 | 10.6194 | 18.1529 | 27.2836 | 56.0559 | 0 | 0 | 0 | 0 | 0 | 0 | 0 | 0 | 0 | 0 | 0 | 0 | 0 | 0 | 0 | 0 | 0 | 0 | 0 | 0 | 0.68285 | 0 | 0 | 0 | 0 | 0 | 0 | 0 | 0 | 0 | 24.4
59250_G_PV1 | WECC_SCE | California | 6 | Kern | 29 | 59250 | PV1 | Rio Bravo Solar II LLC | 0 | 2016 | 9999 | Solar PV | [5 empty] | Non-Fossil | G | 2025 | Solar |  | 0 | 0 | 0 | 0 | 0 | 0 | 0 | 0 | 0 | 0 | 0 | 0 | 0 | 0 | 0 | 0 | 8.2047 | 15.222 | 23.5934 | 47.02 | 0 | 0 | 0 | 0 | 0 | 0 | 0 | 0 | 0 | 0 | 0 | 0 | 0 | 0 | 0 | 0 | 0 | 0 | 0 | 0 | 0.70449 | 0 | 0 | 0 | 0 | 0 | 0 | 0 | 0 | 0 | 19.5
59249_G_PV1 | WECC_SCE | California | 6 | Kern | 29 | 59249 | PV1 | Rio Bravo Solar 1 LLC | 0 | 2016 | 9999 | Solar PV | [5 empty] | Non-Fossil | G | 2025 | Solar |  | 0 | 0 | 0 | 0 | 0 | 0 | 0 | 0 | 0 | 0 | 0 | 0 | 0 | 0 | 0 | 0 | 8.2047 | 15.222 | 23.5934 | 47.02 | 0 | 0 | 0 | 0 | 0 | 0 | 0 | 0 | 0 | 0 | 0 | 0 | 0 | 0 | 0 | 0 | 0 | 0 | 0 | 0 | 0.70449 | 0 | 0 | 0 | 0 | 0 | 0 | 0 | 0 | 0 | 19.5
59248_G_CCMUA | PJM_EMAC | New Jersey | 34 | Camden | 7 | 59248 | CCMUA | CCMUA | 0 | 2012 | 9999 | Solar PV | [5 empty] | Non-Fossil | G | 2025 | Solar |  | 0 | 0 | 0 | 0 | 0 | 0 | 0 | 0 | 0 | 0 | 0 | 0 | 0 | 0 | 0 | 0 | 0.31741 | 0.68523 | 1.0888 | 2.0914 | 0 | 0 | 0 | 0 | 0 | 0 | 0 | 0 | 0 | 0 | 0 | 0 | 0 | 0 | 0 | 0 | 0 | 0 | 0 | 0 | 0.052704 | 0 | 0 | 0 | 0 | 0 | 0 | 0 | 0 | 0 | 1.4612
59246_G_GOOD1 | SPP_SPS | Texas | 48 | Armstrong | 11 | 59246 | GOOD1 | Goodnight | 0 | 2018 | 9999 | Onshore Wind | [5 empty] | Non-Fossil | G | 2025 | Wind |  | 0 | 0 | 0 | 0 | 0 | 0 | 0 | 0 | 0 | 0 | 0 | 0 | 0 | 0 | 0 | 0 | 406.756 | 607.2617 | 680.0214 | 1694.0391 | 0 | 0 | 0 | 0 | 0 | 0 | 0 | 0 | 0 | 0 | 0 | 0 | 0 | 0 | 0 | 0 | 0 | 0 | 0 | 0 | 19.0149 | 0 | 0 | 0 | 0 | 0 | 0 | 0 | 0 | 0 | 483.2909
59245_G_FLUV1 | ERC_WEST | Texas | 48 | Scurry | 415 | 59245 | FLUV1 | Fluvanna | 0 | 2017 | 9999 | Onshore Wind | [5 empty] | Non-Fossil | G | 2025 | Wind |  | 0 | 0 | 0 | 0 | 0 | 0 | 0 | 0 | 0 | 0 | 0 | 0 | 0 | 0 | 0 | 0 | 109.0236 | 160.3227 | 162.7447 | 432.091 | 0 | 0 | 0 | 0 | 0 | 0 | 0 | 0 | 0 | 0 | 0 | 0 | 0 | 0 | 0 | 0 | 0 | 0 | 0 | 0 | 4.3787 | 0 | 0 | 0 | 0 | 0 | 0 | 0 | 0 | 0 | 155.4
59243_G_CHAN1 | ERC_PHDL | Texas | 48 | Castro | 69 | 59243 | CHAN1 | Changing Winds | 0 | 2018 | 9999 | Onshore Wind | [5 empty] | Non-Fossil | G | 2025 | Wind |  | 0 | 0 | 0 | 0 | 0 | 0 | 0 | 0 | 0 | 0 | 0 | 0 | 0 | 0 | 0 | 0 | 281.0771 | 388.9089 | 422.6264 | 1092.6124 | 0 | 0 | 0 | 0 | 0 | 0 | 0 | 0 | 0 | 0 | 0 | 0 | 0 | 0 | 0 | 0 | 0 | 0 | 0 | 0 | 8.8288 | 0 | 0 | 0 | 0 | 0 | 0 | 0 | 0 | 0 | 288
59242_G_BVRLY | NENGREST | Massachusetts | 25 | Essex | 9 | 59242 | BVRLY | Beverly | 0 | 2014 | 9999 | Solar PV | [5 empty] | Non-Fossil | G | 2025 | Solar |  | 0 | 0 | 0 | 0 | 0 | 0 | 0 | 0 | 0 | 0 | 0 | 0 | 0 | 0 | 0 | 0 | 0.43856 | 0.91185 | 1.3931 | 2.7435 | 0 | 0 | 0 | 0 | 0 | 0 | 0 | 0 | 0 | 0 | 0 | 0 | 0 | 0 | 0 | 0 | 0 | 0 | 0 | 0 | 0.05475 | 0 | 0 | 0 | 0 | 0 | 0 | 0 | 0 | 0 | 1.9564
59241_G_BROCK | NENGREST | Massachusetts | 25 | Worcester | 27 | 59241 | BROCK | Brockelman | 0 | 2013 | 9999 | Solar PV | [5 empty] | Non-Fossil | G | 2025 | Solar |  | 0 | 0 | 0 | 0 | 0 | 0 | 0 | 0 | 0 | 0 | 0 | 0 | 0 | 0 | 0 | 0 | 0.65784 | 1.3678 | 2.0896 | 4.1152 | 0 | 0 | 0 | 0 | 0 | 0 | 0 | 0 | 0 | 0 | 0 | 0 | 0 | 0 | 0 | 0 | 0 | 0 | 0 | 0 | 0.082124 | 0 | 0 | 0 | 0 | 0 | 0 | 0 | 0 | 0 | 2.9345
59240_G_G2 | FRCC | Florida | 12 | Charlotte | 15 | 59240 | G2 | Green Gas-Port Charlotte LLC | 13500 | 2011 | 9999 | Landfill Gas | [5 empty] | Non-Fossil | G | 2025 | LF Gas |  | 0.030736 | 0.039837 | 0.045612 | 0.11618 | 0 | 0 | 0 | 0 | 0 | 0 | 0 | 0 | 0 | 0 | 0 | 0 | 2.2767 | 2.9509 | 3.3786 | 8.6063 | 1.7713 | 2.2958 | 2.6286 | 6.6956 | 0 | 0 | 0 | 0 | 0.0015368 | 0.0019919 | 0.0022806 | 0.0058092 | 0 | 0 | 0 | 0 | 0 | 0 | 0 | 0 | 0.32857 | 0.014888 | 0.019296 | 0.022093 | 0.056277 | 0 | 0 | 0 | 0 | 0 | 1.4
59240_G_G1 | FRCC | Florida | 12 | Charlotte | 15 | 59240 | G1 | Green Gas-Port Charlotte LLC | 13500 | 2011 | 9999 | Landfill Gas | [5 empty] | Non-Fossil | G | 2025 | LF Gas |  | 0.030736 | 0.039837 | 0.045612 | 0.11618 | 0 | 0 | 0 | 0 | 0 | 0 | 0 | 0 | 0 | 0 | 0 | 0 | 2.2767 | 2.9509 | 3.3786 | 8.6063 | 1.7713 | 2.2958 | 2.6286 | 6.6956 | 0 | 0 | 0 | 0 | 0.0015368 | 0.0019919 | 0.0022806 | 0.0058092 | 0 | 0 | 0 | 0 | 0 | 0 | 0 | 0 | 0.32857 | 0.014888 | 0.019296 | 0.022093 | 0.056277 | 0 | 0 | 0 | 0 | 0 | 1.4
59239_G_ESS01 | WECC_CO | Colorado | 8 | Garfield | 45 | 59239 | ESS01 | Eagle Springs Solar LLC | 0 | 2013 | 9999 | Solar PV | [5 empty] | Non-Fossil | G | 2025 | Solar |  | 0 | 0 | 0 | 0 | 0 | 0 | 0 | 0 | 0 | 0 | 0 | 0 | 0 | 0 | 0 | 0 | 0.34599 | 0.6486 | 1.003 | 1.9976 | 0 | 0 | 0 | 0 | 0 | 0 | 0 | 0 | 0 | 0 | 0 | 0 | 0 | 0 | 0 | 0 | 0 | 0 | 0 | 0 | 0.03158 | 0 | 0 | 0 | 0 | 0 | 0 | 0 | 0 | 0 | 1
59238_G_WND2 | ERC_WEST | Texas | 48 | Archer | 9 | 59238 | WND2 | Windthorst-2 | 0 | 2014 | 9999 | Onshore Wind | [5 empty] | Non-Fossil | G | 2025 | Wind |  | 0 | 0 | 0 | 0 | 0 | 0 | 0 | 0 | 0 | 0 | 0 | 0 | 0 | 0 | 0 | 0 | 47.426 | 69.7414 | 70.795 | 187.9624 | 0 | 0 | 0 | 0 | 0 | 0 | 0 | 0 | 0 | 0 | 0 | 0 | 0 | 0 | 0 | 0 | 0 | 0 | 0 | 0 | 1.9048 | 0 | 0 | 0 | 0 | 0 | 0 | 0 | 0 | 0 | 67.6
59237_G_CPII | WECC_SCE | California | 6 | San Bernardino | 71 | 59237 | CPII | Lone Valley Solar Park II LLC | 0 | 2014 | 9999 | Solar PV | [5 empty] | Non-Fossil | G | 2025 | Solar |  | 0 | 0 | 0 | 0 | 0 | 0 | 0 | 0 | 0 | 0 | 0 | 0 | 0 | 0 | 0 | 0 | 8.4151 | 15.6123 | 24.1983 | 48.2257 | 0 | 0 | 0 | 0 | 0 | 0 | 0 | 0 | 0 | 0 | 0 | 0 | 0 | 0 | 0 | 0 | 0 | 0 | 0 | 0 | 0.72255 | 0 | 0 | 0 | 0 | 0 | 0 | 0 | 0 | 0 | 20
59236_G_GEN1 | WECC_SCE | California | 6 | Kern | 29 | 59236 | GEN1 | Rising Tree Wind Farm III | 0 | 2015 | 9999 | Onshore Wind | [5 empty] | Non-Fossil | G | 2025 | Wind |  | 0 | 0 | 0 | 0 | 0 | 0 | 0 | 0 | 0 | 0 | 0 | 0 | 0 | 0 | 0 | 0 | 34.1528 | 70.7514 | 119.5411 | 224.4454 | 0 | 0 | 0 | 0 | 0 | 0 | 0 | 0 | 0 | 0 | 0 | 0 | 0 | 0 | 0 | 0 | 0 | 0 | 0 | 0 | 2.7784 | 0 | 0 | 0 | 0 | 0 | 0 | 0 | 0 | 0 | 98.6062
59235_G_GEN1 | WECC_SCE | California | 6 | Kern | 29 | 59235 | GEN1 | Rising Tree Wind Farm II | 0 | 2015 | 9999 | Onshore Wind | [5 empty] | Non-Fossil | G | 2025 | Wind |  | 0 | 0 | 0 | 0 | 0 | 0 | 0 | 0 | 0 | 0 | 0 | 0 | 0 | 0 | 0 | 0 | 6.8306 | 14.1503 | 23.9082 | 44.8891 | 0 | 0 | 0 | 0 | 0 | 0 | 0 | 0 | 0 | 0 | 0 | 0 | 0 | 0 | 0 | 0 | 0 | 0 | 0 | 0 | 0.55568 | 0 | 0 | 0 | 0 | 0 | 0 | 0 | 0 | 0 | 19.7212
59234_G_GEN1 | SPP_WEST | Oklahoma | 40 | Murray | 99 | 59234 | GEN1 | Arbuckle Mountain Wind Farm LLC | 0 | 2015 | 9999 | Onshore Wind | [5 empty] | Non-Fossil | G | 2025 | Wind |  | 0 | 0 | 0 | 0 | 0 | 0 | 0 | 0 | 0 | 0 | 0 | 0 | 0 | 0 | 0 | 0 | 85.935 | 132.2016 | 133.6924 | 351.829 | 0 | 0 | 0 | 0 | 0 | 0 | 0 | 0 | 0 | 0 | 0 | 0 | 0 | 0 | 0 | 0 | 0 | 0 | 0 | 0 | 3.8506 | 0 | 0 | 0 | 0 | 0 | 0 | 0 | 0 | 0 | 98.8582
59232_G_WT1 | MIS_MIDA | Iowa | 19 | Boone | 15 | 59232 | WT1 | Michelangelo Wind 4 LLC | 0 | 2016 | 9999 | Onshore Wind | [5 empty] | Non-Fossil | G | 2025 | Wind |  | 0 | 0 | 0 | 0 | 0 | 0 | 0 | 0 | 0 | 0 | 0 | 0 | 0 | 0 | 0 | 0 | 2.4962 | 3.5632 | 2.8602 | 8.9196 | 0 | 0 | 0 | 0 | 0 | 0 | 0 | 0 | 0 | 0 | 0 | 0 | 0 | 0 | 0 | 0 | 0 | 0 | 0 | 0 | 0.08453 | 0 | 0 | 0 | 0 | 0 | 0 | 0 | 0 | 0 | 3
59231_G_WT1 | MIS_MIDA | Iowa | 19 | Story | 169 | 59231 | WT1 | Michelangelo Wind 1 LLC | 0 | 2017 | 9999 | Onshore Wind | [5 empty] | Non-Fossil | G | 2025 | Wind |  | 0 | 0 | 0 | 0 | 0 | 0 | 0 | 0 | 0 | 0 | 0 | 0 | 0 | 0 | 0 | 0 | 2.4962 | 3.5632 | 2.8602 | 8.9196 | 0 | 0 | 0 | 0 | 0 | 0 | 0 | 0 | 0 | 0 | 0 | 0 | 0 | 0 | 0 | 0 | 0 | 0 | 0 | 0 | 0.08453 | 0 | 0 | 0 | 0 | 0 | 0 | 0 | 0 | 0 | 3
59230_G_WT1 | MIS_IA | Iowa | 19 | Poweshiek | 157 | 59230 | WT1 | Venus Wind 3 LLC | 0 | 2017 | 9999 | Onshore Wind | [5 empty] | Non-Fossil | G | 2025 | Wind |  | 0 | 0 | 0 | 0 | 0 | 0 | 0 | 0 | 0 | 0 | 0 | 0 | 0 | 0 | 0 | 0 | 2.5909 | 3.6313 | 2.898 | 9.1202 | 0 | 0 | 0 | 0 | 0 | 0 | 0 | 0 | 0 | 0 | 0 | 0 | 0 | 0 | 0 | 0 | 0 | 0 | 0 | 0 | 0.084388 | 0 | 0 | 0 | 0 | 0 | 0 | 0 | 0 | 0 | 2.9949
59228_G_WT1 | MIS_IA | Iowa | 19 | Hardin | 83 | 59228 | WT1 | Leonardo Wind 1 LLC | 0 | 2016 | 9999 | Onshore Wind | [5 empty] | Non-Fossil | G | 2025 | Wind |  | 0 | 0 | 0 | 0 | 0 | 0 | 0 | 0 | 0 | 0 | 0 | 0 | 0 | 0 | 0 | 0 | 2.5909 | 3.6313 | 2.898 | 9.1202 | 0 | 0 | 0 | 0 | 0 | 0 | 0 | 0 | 0 | 0 | 0 | 0 | 0 | 0 | 0 | 0 | 0 | 0 | 0 | 0 | 0.084388 | 0 | 0 | 0 | 0 | 0 | 0 | 0 | 0 | 0 | 2.9949
59227_G_WT1 | MIS_MIDA | Iowa | 19 | Story | 169 | 59227 | WT1 | Optimum Wind 3 LLC | 0 | 2017 | 9999 | Onshore Wind | [5 empty] | Non-Fossil | G | 2025 | Wind |  | 0 | 0 | 0 | 0 | 0 | 0 | 0 | 0 | 0 | 0 | 0 | 0 | 0 | 0 | 0 | 0 | 2.4962 | 3.5632 | 2.8602 | 8.9196 | 0 | 0 | 0 | 0 | 0 | 0 | 0 | 0 | 0 | 0 | 0 | 0 | 0 | 0 | 0 | 0 | 0 | 0 | 0 | 0 | 0.08453 | 0 | 0 | 0 | 0 | 0 | 0 | 0 | 0 | 0 | 3
59226_G_WT1 | MIS_MIDA | Iowa | 19 | Story | 169 | 59226 | WT1 | Optimum Wind 4 LLC | 0 | 2017 | 9999 | Onshore Wind | [5 empty] | Non-Fossil | G | 2025 | Wind |  | 0 | 0 | 0 | 0 | 0 | 0 | 0 | 0 | 0 | 0 | 0 | 0 | 0 | 0 | 0 | 0 | 2.4962 | 3.5632 | 2.8602 | 8.9196 | 0 | 0 | 0 | 0 | 0 | 0 | 0 | 0 | 0 | 0 | 0 | 0 | 0 | 0 | 0 | 0 | 0 | 0 | 0 | 0 | 0.08453 | 0 | 0 | 0 | 0 | 0 | 0 | 0 | 0 | 0 | 3
59225_G_WT1 | MIS_MIDA | Iowa | 19 | Story | 169 | 59225 | WT1 | Optimum Wind 7 LLC | 0 | 2017 | 9999 | Onshore Wind | [5 empty] | Non-Fossil | G | 2025 | Wind |  | 0 | 0 | 0 | 0 | 0 | 0 | 0 | 0 | 0 | 0 | 0 | 0 | 0 | 0 | 0 | 0 | 2.4962 | 3.5632 | 2.8602 | 8.9196 | 0 | 0 | 0 | 0 | 0 | 0 | 0 | 0 | 0 | 0 | 0 | 0 | 0 | 0 | 0 | 0 | 0 | 0 | 0 | 0 | 0.08453 | 0 | 0 | 0 | 0 | 0 | 0 | 0 | 0 | 0 | 3
59224_G_WT1 | MIS_MIDA | Iowa | 19 | Story | 169 | 59224 | WT1 | Optimum Wind 6 LLC | 0 | 2017 | 9999 | Onshore Wind | [5 empty] | Non-Fossil | G | 2025 | Wind |  | 0 | 0 | 0 | 0 | 0 | 0 | 0 | 0 | 0 | 0 | 0 | 0 | 0 | 0 | 0 | 0 | 2.4962 | 3.5632 | 2.8602 | 8.9196 | 0 | 0 | 0 | 0 | 0 | 0 | 0 | 0 | 0 | 0 | 0 | 0 | 0 | 0 | 0 | 0 | 0 | 0 | 0 | 0 | 0.08453 | 0 | 0 | 0 | 0 | 0 | 0 | 0 | 0 | 0 | 3
59223_G_WT1 | MIS_MIDA | Iowa | 19 | Story | 169 | 59223 | WT1 | Optimum Wind 5 LLC | 0 | 2017 | 9999 | Onshore Wind | [5 empty] | Non-Fossil | G | 2025 | Wind |  | 0 | 0 | 0 | 0 | 0 | 0 | 0 | 0 | 0 | 0 | 0 | 0 | 0 | 0 | 0 | 0 | 2.4962 | 3.5632 | 2.8602 | 8.9196 | 0 | 0 | 0 | 0 | 0 | 0 | 0 | 0 | 0 | 0 | 0 | 0 | 0 | 0 | 0 | 0 | 0 | 0 | 0 | 0 | 0.08453 | 0 | 0 | 0 | 0 | 0 | 0 | 0 | 0 | 0 | 3
59222_G_Q357 | NENG_ME | Maine | 23 | Penobscot | 19 | 59222 | Q357 | Passadumkeag Windpark LLC | 0 | 2016 | 9999 | Onshore Wind | [5 empty] | Non-Fossil | G | 2025 | Wind |  | 0 | 0 | 0 | 0 | 0 | 0 | 0 | 0 | 0 | 0 | 0 | 0 | 0 | 0 | 0 | 0 | 29.8194 | 38.033 | 30.8972 | 98.7496 | 0 | 0 | 0 | 0 | 0 | 0 | 0 | 0 | 0 | 0 | 0 | 0 | 0 | 0 | 0 | 0 | 0 | 0 | 0 | 0 | 1.2162 | 0 | 0 | 0 | 0 | 0 | 0 | 0 | 0 | 0 | 39.4717
59221_G_GEN3 | S_SOU | Georgia | 13 | Lowndes | 185 | 59221 | GEN3 | Pecan Row Landfill To Electric Facility | 13500 | 2013 | 9999 | Landfill Gas | [5 empty] | Non-Fossil | G | 2025 | LF Gas |  | 0.028859 | 0.039343 | 0.057661 | 0.12586 | 0 | 0 | 0 | 0 | 0 | 0 | 0 | 0 | 0 | 0 | 0 | 0 | 2.1377 | 2.9143 | 4.2712 | 9.3232 | 1.6631 | 2.2673 | 3.3229 | 7.2534 | 0 | 0 | 0 | 0 | 0.0034749 | 0.0047373 | 0.0069429 | 0.015155 | 0 | 0 | 0 | 0 | 0 | 0 | 0 | 0 | 0.37551 | 0.013979 | 0.019057 | 0.02793 | 0.060965 | 0 | 0 | 0 | 0 | 0 | 1.6
59221_G_GEN2 | S_SOU | Georgia | 13 | Lowndes | 185 | 59221 | GEN2 | Pecan Row Landfill To Electric Facility | 13500 | 2013 | 9999 | Landfill Gas | [5 empty] | Non-Fossil | G | 2025 | LF Gas |  | 0.028859 | 0.039343 | 0.057661 | 0.12586 | 0 | 0 | 0 | 0 | 0 | 0 | 0 | 0 | 0 | 0 | 0 | 0 | 2.1377 | 2.9143 | 4.2712 | 9.3232 | 1.6631 | 2.2673 | 3.3229 | 7.2534 | 0 | 0 | 0 | 0 | 0.0034749 | 0.0047373 | 0.0069429 | 0.015155 | 0 | 0 | 0 | 0 | 0 | 0 | 0 | 0 | 0.37551 | 0.013979 | 0.019057 | 0.02793 | 0.060965 | 0 | 0 | 0 | 0 | 0 | 1.6
59221_G_GEN1 | S_SOU | Georgia | 13 | Lowndes | 185 | 59221 | GEN1 | Pecan Row Landfill To Electric Facility | 13500 | 2013 | 9999 | Landfill Gas | [5 empty] | Non-Fossil | G | 2025 | LF Gas |  | 0.028859 | 0.039343 | 0.057661 | 0.12586 | 0 | 0 | 0 | 0 | 0 | 0 | 0 | 0 | 0 | 0 | 0 | 0 | 2.1377 | 2.9143 | 4.2712 | 9.3232 | 1.6631 | 2.2673 | 3.3229 | 7.2534 | 0 | 0 | 0 | 0 | 0.0034749 | 0.0047373 | 0.0069429 | 0.015155 | 0 | 0 | 0 | 0 | 0 | 0 | 0 | 0 | 0.37551 | 0.013979 | 0.019057 | 0.02793 | 0.060965 | 0 | 0 | 0 | 0 | 0 | 1.6
59220_G_ST1 | PJM_EMAC | Maryland | 24 | Cecil | 15 | 59220 | ST1 | Wildcat Point Generation Facility | 6250 | 2017 | 9999 | Combined Cycle |  |  | SCR |  |  | Fossil | G | 2025 | NaturalGas |  | 5.4044 | 7.326 | 10.1126 | 22.8431 | 0 | 0 | 0 | 0 | 0 | 0 | 0 | 0 | 0 | 0 | 0 | 0 | 864.7118 | 1172.1649 | 1618.0222 | 3654.8989 | 316.3764 | 428.8658 | 591.9939 | 1337.2361 | 3.7834e-07 | 5.1286e-07 | 7.0786e-07 | 1.5991e-06 | 0.029724 | 0.040293 | 0.05562 | 0.12564 | 0 | 0 | 0 | 0 | 0 | 0 | 0 | 0 | 15.0585 | 1.8356 | 2.509 | 3.4347 | 7.7793 | 21.979 | 22.3945 | 34.5532 | 78.9267 | 0 | 493 | SCR
59220_G_CT2 | PJM_EMAC | Maryland | 24 | Cecil | 15 | 59220 | CT2 | Wildcat Point Generation Facility | 6250 | 2017 | 9999 | Combined Cycle |  |  | SCR |  |  | Fossil | G | 2025 | NaturalGas |  | 3.4016 | 4.6111 | 6.365 | 14.3777 | 0 | 0 | 0 | 0 | 0 | 0 | 0 | 0 | 0 | 0 | 0 | 0 | 544.2598 | 737.7744 | 1018.4022 | 2300.4364 | 199.1311 | 269.9332 | 372.6079 | 841.6722 | 2.3813e-07 | 3.228e-07 | 4.4554e-07 | 1.0065e-06 | 0.018709 | 0.025361 | 0.035008 | 0.079078 | 0 | 0 | 0 | 0 | 0 | 0 | 0 | 0 | 9.478 | 1.1554 | 1.5792 | 2.1619 | 4.8964 | 13.8338 | 14.0953 | 21.7482 | 49.6774 | 0 | 310.3 | SCR
59220_G_CT1 | PJM_EMAC | Maryland | 24 | Cecil | 15 | 59220 | CT1 | Wildcat Point Generation Facility | 6250 | 2017 | 9999 | Combined Cycle |  |  | SCR |  |  | Fossil | G | 2025 | NaturalGas |  | 3.4016 | 4.6111 | 6.365 | 14.3777 | 0 | 0 | 0 | 0 | 0 | 0 | 0 | 0 | 0 | 0 | 0 | 0 | 544.2598 | 737.7744 | 1018.4022 | 2300.4364 | 199.1311 | 269.9332 | 372.6079 | 841.6722 | 2.3813e-07 | 3.228e-07 | 4.4554e-07 | 1.0065e-06 | 0.018709 | 0.025361 | 0.035008 | 0.079078 | 0 | 0 | 0 | 0 | 0 | 0 | 0 | 0 | 9.478 | 1.1554 | 1.5792 | 2.1619 | 4.8964 | 13.8338 | 14.0953 | 21.7482 | 49.6774 | 0 | 310.3 | SCR
59219_G_PV2 | WECC_SCE | California | 6 | Tulare | 107 | 59219 | PV2 | Porterville 6 and 7 | 0 | 2014 | 9999 | Solar PV | [5 empty] | Non-Fossil | G | 2025 | Solar |  | 0 | 0 | 0 | 0 | 0 | 0 | 0 | 0 | 0 | 0 | 0 | 0 | 0 | 0 | 0 | 0 | 0.63113 | 1.1709 | 1.8149 | 3.6169 | 0 | 0 | 0 | 0 | 0 | 0 | 0 | 0 | 0 | 0 | 0 | 0 | 0 | 0 | 0 | 0 | 0 | 0 | 0 | 0 | 0.054192 | 0 | 0 | 0 | 0 | 0 | 0 | 0 | 0 | 0 | 1.5
59219_G_PV1 | WECC_SCE | California | 6 | Tulare | 107 | 59219 | PV1 | Porterville 6 and 7 | 0 | 2014 | 9999 | Solar PV | [5 empty] | Non-Fossil | G | 2025 | Solar |  | 0 | 0 | 0 | 0 | 0 | 0 | 0 | 0 | 0 | 0 | 0 | 0 | 0 | 0 | 0 | 0 | 0.63113 | 1.1709 | 1.8149 | 3.6169 | 0 | 0 | 0 | 0 | 0 | 0 | 0 | 0 | 0 | 0 | 0 | 0 | 0 | 0 | 0 | 0 | 0 | 0 | 0 | 0 | 0.054192 | 0 | 0 | 0 | 0 | 0 | 0 | 0 | 0 | 0 | 1.5
59217_G_PV1 | S_VACA | North Carolina | 37 | Davie | 59 | 59217 | PV1 | Tiburon Holdings | 0 | 2016 | 9999 | Solar PV | [5 empty] | Non-Fossil | G | 2025 | Solar |  | 0 | 0 | 0 | 0 | 0 | 0 | 0 | 0 | 0 | 0 | 0 | 0 | 0 | 0 | 0 | 0 | 1.5159 | 2.6889 | 4.4842 | 8.689 | 0 | 0 | 0 | 0 | 0 | 0 | 0 | 0 | 0 | 0 | 0 | 0 | 0 | 0 | 0 | 0 | 0 | 0 | 0 | 0 | 0.13984 | 0 | 0 | 0 | 0 | 0 | 0 | 0 | 0 | 0 | 4.997
59213_G_PV1 | S_VACA | North Carolina | 37 | Sampson | 163 | 59213 | PV1 | Clipperton Holdings | 0 | 2017 | 9999 | Solar PV | [5 empty] | Non-Fossil | G | 2025 | Solar |  | 0 | 0 | 0 | 0 | 0 | 0 | 0 | 0 | 0 | 0 | 0 | 0 | 0 | 0 | 0 | 0 | 1.5159 | 2.6889 | 4.4842 | 8.689 | 0 | 0 | 0 | 0 | 0 | 0 | 0 | 0 | 0 | 0 | 0 | 0 | 0 | 0 | 0 | 0 | 0 | 0 | 0 | 0 | 0.13984 | 0 | 0 | 0 | 0 | 0 | 0 | 0 | 0 | 0 | 4.997
59207_G_OCIA7 | ERC_WEST | Texas | 48 | Haskell | 207 | 59207 | OCIA7 | OCI Alamo 7 LLC | 0 | 2016 | 9999 | Solar PV | [5 empty] | Non-Fossil | G | 2025 | Solar |  | 0 | 0 | 0 | 0 | 0 | 0 | 0 | 0 | 0 | 0 | 0 | 0 | 0 | 0 | 0 | 0 | 45.0249 | 64.9444 | 112.9431 | 222.9124 | 0 | 0 | 0 | 0 | 0 | 0 | 0 | 0 | 0 | 0 | 0 | 0 | 0 | 0 | 0 | 0 | 0 | 0 | 0 | 0 | 2.7985 | 0 | 0 | 0 | 0 | 0 | 0 | 0 | 0 | 0 | 100
59206_G_OCIA6 | ERC_WEST | Texas | 48 | Pecos | 371 | 59206 | OCIA6 | OCI Alamo 6 LLC | 0 | 2017 | 9999 | Solar PV | [5 empty] | Non-Fossil | G | 2025 | Solar |  | 0 | 0 | 0 | 0 | 0 | 0 | 0 | 0 | 0 | 0 | 0 | 0 | 0 | 0 | 0 | 0 | 47.2761 | 68.1916 | 118.5902 | 234.058 | 0 | 0 | 0 | 0 | 0 | 0 | 0 | 0 | 0 | 0 | 0 | 0 | 0 | 0 | 0 | 0 | 0 | 0 | 0 | 0 | 2.9385 | 0 | 0 | 0 | 0 | 0 | 0 | 0 | 0 | 0 | 105
59205_G_OCIA5 | ERC_REST | Texas | 48 | Uvalde | 463 | 59205 | OCIA5 | OCI Alamo 5 LLC | 0 | 2015 | 9999 | Solar PV | [5 empty] | Non-Fossil | G | 2025 | Solar |  | 0 | 0 | 0 | 0 | 0 | 0 | 0 | 0 | 0 | 0 | 0 | 0 | 0 | 0 | 0 | 0 | 29.224 | 51.5774 | 88.7472 | 169.5486 | 0 | 0 | 0 | 0 | 0 | 0 | 0 | 0 | 0 | 0 | 0 | 0 | 0 | 0 | 0 | 0 | 0 | 0 | 0 | 0 | 2.5227 | 0 | 0 | 0 | 0 | 0 | 0 | 0 | 0 | 0 | 90.1422
59204_G_OCIA3 | ERC_REST | Texas | 48 | Bexar | 29 | 59204 | OCIA3 | OCI Alamo 3 LLC | 0 | 2015 | 9999 | Solar PV | [5 empty] | Non-Fossil | G | 2025 | Solar |  | 0 | 0 | 0 | 0 | 0 | 0 | 0 | 0 | 0 | 0 | 0 | 0 | 0 | 0 | 0 | 0 | 1.6073 | 2.8368 | 4.8811 | 9.3252 | 0 | 0 | 0 | 0 | 0 | 0 | 0 | 0 | 0 | 0 | 0 | 0 | 0 | 0 | 0 | 0 | 0 | 0 | 0 | 0 | 0.13875 | 0 | 0 | 0 | 0 | 0 | 0 | 0 | 0 | 0 | 4.9578
59203_G_PV3 | WECC_SCE | California | 6 | Tulare | 107 | 59203 | PV3 | Farmersville | 0 | 2014 | 9999 | Solar PV | [5 empty] | Non-Fossil | G | 2025 | Solar |  | 0 | 0 | 0 | 0 | 0 | 0 | 0 | 0 | 0 | 0 | 0 | 0 | 0 | 0 | 0 | 0 | 0.63113 | 1.1709 | 1.8149 | 3.6169 | 0 | 0 | 0 | 0 | 0 | 0 | 0 | 0 | 0 | 0 | 0 | 0 | 0 | 0 | 0 | 0 | 0 | 0 | 0 | 0 | 0.054192 | 0 | 0 | 0 | 0 | 0 | 0 | 0 | 0 | 0 | 1.5
59203_G_PV2 | WECC_SCE | California | 6 | Tulare | 107 | 59203 | PV2 | Farmersville | 0 | 2014 | 9999 | Solar PV | [5 empty] | Non-Fossil | G | 2025 | Solar |  | 0 | 0 | 0 | 0 | 0 | 0 | 0 | 0 | 0 | 0 | 0 | 0 | 0 | 0 | 0 | 0 | 0.63113 | 1.1709 | 1.8149 | 3.6169 | 0 | 0 | 0 | 0 | 0 | 0 | 0 | 0 | 0 | 0 | 0 | 0 | 0 | 0 | 0 | 0 | 0 | 0 | 0 | 0 | 0.054192 | 0 | 0 | 0 | 0 | 0 | 0 | 0 | 0 | 0 | 1.5
59203_G_PV1 | WECC_SCE | California | 6 | Tulare | 107 | 59203 | PV1 | Farmersville | 0 | 2014 | 9999 | Solar PV | [5 empty] | Non-Fossil | G | 2025 | Solar |  | 0 | 0 | 0 | 0 | 0 | 0 | 0 | 0 | 0 | 0 | 0 | 0 | 0 | 0 | 0 | 0 | 0.63113 | 1.1709 | 1.8149 | 3.6169 | 0 | 0 | 0 | 0 | 0 | 0 | 0 | 0 | 0 | 0 | 0 | 0 | 0 | 0 | 0 | 0 | 0 | 0 | 0 | 0 | 0.054192 | 0 | 0 | 0 | 0 | 0 | 0 | 0 | 0 | 0 | 1.5
59201_G_1 | MIS_MNWI | Minnesota | 27 | Mower | 99 | 59201 | 1 | Pleasant Valley Wind Farm | 0 | 2015 | 9999 | Onshore Wind | [5 empty] | Non-Fossil | G | 2025 | Wind |  | 0 | 0 | 0 | 0 | 0 | 0 | 0 | 0 | 0 | 0 | 0 | 0 | 0 | 0 | 0 | 0 | 171.0215 | 235.3039 | 196.5565 | 602.8819 | 0 | 0 | 0 | 0 | 0 | 0 | 0 | 0 | 0 | 0 | 0 | 0 | 0 | 0 | 0 | 0 | 0 | 0 | 0 | 0 | 5.6354 | 0 | 0 | 0 | 0 | 0 | 0 | 0 | 0 | 0 | 200
59200_G_1 | MIS_MAPP | North Dakota | 38 | Rolette | 79 | 59200 | 1 | Border Winds Wind Farm | 0 | 2015 | 9999 | Onshore Wind | [5 empty] | Non-Fossil | G | 2025 | Wind |  | 0 | 0 | 0 | 0 | 0 | 0 | 0 | 0 | 0 | 0 | 0 | 0 | 0 | 0 | 0 | 0 | 127.3218 | 186.5509 | 176.7397 | 490.6124 | 0 | 0 | 0 | 0 | 0 | 0 | 0 | 0 | 0 | 0 | 0 | 0 | 0 | 0 | 0 | 0 | 0 | 0 | 0 | 0 | 5.8367 | 0 | 0 | 0 | 0 | 0 | 0 | 0 | 0 | 0 | 148
592_G_DC10 | PJM_EMAC | Delaware | 10 | New Castle | 3 | 592 | DC10 | Delaware City 10 | 17510 | 1968 | 9999 | Combustion Turbine |  |  |  | H2O |  | Fossil | G | 2025 | Oil |  | 0 | 0 | 0 | 0 | 0 | 0 | 0 | 0 | 0 | 0 | 0 | 0 | 0 | 0 | 0 | 0 | 0 | 0 | 0 | 0 | 0 | 0 | 0 | 0 | 0 | 0 | 0 | 0 | 0 | 0 | 0 | 0 | 0 | 0 | 0 | 0 | 0 | 0 | 0 | 0 | 0.3366 | 0 | 0 | 0 | 0 | 0 | 0 | 0 | 0 | 0 | 18
59199_G_MESA1 | WECC_CO | Colorado | 8 | Mesa | 77 | 59199 | MESA1 | Mesa PV1 | 0 | 2014 | 9999 | Solar PV | [5 empty] | Non-Fossil | G | 2025 | Solar |  | 0 | 0 | 0 | 0 | 0 | 0 | 0 | 0 | 0 | 0 | 0 | 0 | 0 | 0 | 0 | 0 | 0.55358 | 1.0378 | 1.6048 | 3.1961 | 0 | 0 | 0 | 0 | 0 | 0 | 0 | 0 | 0 | 0 | 0 | 0 | 0 | 0 | 0 | 0 | 0 | 0 | 0 | 0 | 0.050528 | 0 | 0 | 0 | 0 | 0 | 0 | 0 | 0 | 0 | 1.6
59198_G_STER3 | WECC_CO | Colorado | 8 | Logan | 75 | 59198 | STER3 | Sterling PV 3 | 0 | 2014 | 9999 | Solar PV | [5 empty] | Non-Fossil | G | 2025 | Solar |  | 0 | 0 | 0 | 0 | 0 | 0 | 0 | 0 | 0 | 0 | 0 | 0 | 0 | 0 | 0 | 0 | 0.55358 | 1.0378 | 1.6048 | 3.1961 | 0 | 0 | 0 | 0 | 0 | 0 | 0 | 0 | 0 | 0 | 0 | 0 | 0 | 0 | 0 | 0 | 0 | 0 | 0 | 0 | 0.050528 | 0 | 0 | 0 | 0 | 0 | 0 | 0 | 0 | 0 | 1.6
59197_G_CTG-1 | MIS_MNWI | Minnesota | 27 | Hennepin | 53 | 59197 | CTG-1 | Univ Minnesota CHP Plant | 10745 | 2017 | 9999 | Combustion Turbine | [5 empty] | Fossil | G | 2025 | NaturalGas |  | 0.0019396 | 0 | 0.028771 | 0.030711 | 0 | 0 | 0 | 0 | 0 | 0 | 0 | 0 | 0 | 0 | 0 | 0 | 0.18051 | 0 | 2.6776 | 2.8581 | 0.11354 | 0 | 1.6843 | 1.7978 | 1.358e-10 | 0 | 2.016e-09 | 2.1518e-09 | 1.067e-05 | 0 | 0.00015815 | 0.00016882 | 0 | 0 | 0 | 0 | 0 | 0 | 0 | 0 | 0.3179 | 0.0028338 | 0 | 0.036723 | 0.039557 | 0.0077717 | 0 | 0.10895 | 0.11672 | 0 | 17
59195_G_IC2 | MIS_MAPP | North Dakota | 38 | Williams | 105 | 59195 | IC2 | Portable Generator 3 | 10745 | 2012 | 9999 | Combustion Turbine | [5 empty] | Fossil | G | 2025 | NaturalGas |  | 0 | 0 | 0.00071376 | 0.00071376 | 0 | 0 | 0 | 0 | 0 | 0 | 0 | 0 | 0 | 0 | 0 | 0 | 0 | 0 | 0.066427 | 0.066427 | 0 | 0 | 0.041784 | 0.041784 | 0 | 0 | 5e-11 | 5e-11 | 0 | 0 | 0.00063386 | 0.00063386 | 0 | 0 | 0 | 0 | 0 | 0 | 0 | 0 | 0.0374 | 0 | 0 | 0.0010428 | 0.0010428 | 0 | 0 | 0.0025958 | 0.0025958 | 0 | 2
59194_G_IC1 | MIS_MAPP | North Dakota | 38 | Williams | 105 | 59194 | IC1 | Portable Generator 2 | 10745 | 2012 | 9999 | Combustion Turbine | [5 empty] | Fossil | G | 2025 | NaturalGas |  | 0 | 0 | 0.00071376 | 0.00071376 | 0 | 0 | 0 | 0 | 0 | 0 | 0 | 0 | 0 | 0 | 0 | 0 | 0 | 0 | 0.066427 | 0.066427 | 0 | 0 | 0.041784 | 0.041784 | 0 | 0 | 5e-11 | 5e-11 | 0 | 0 | 0.00063386 | 0.00063386 | 0 | 0 | 0 | 0 | 0 | 0 | 0 | 0 | 0.0374 | 0 | 0 | 0.0010428 | 0.0010428 | 0 | 0 | 0.0025958 | 0.0025958 | 0 | 2
59193_G_CHA1 | ERC_REST | Texas | 48 | Nueces | 355 | 59193 | CHA1 | Chapman Ranch Wind I | 0 | 2017 | 9999 | Onshore Wind | [5 empty] | Non-Fossil | G | 2025 | Wind |  | 0 | 0 | 0 | 0 | 0 | 0 | 0 | 0 | 0 | 0 | 0 | 0 | 0 | 0 | 0 | 0 | 169.4822 | 244.1068 | 291.2539 | 704.8429 | 0 | 0 | 0 | 0 | 0 | 0 | 0 | 0 | 0 | 0 | 0 | 0 | 0 | 0 | 0 | 0 | 0 | 0 | 0 | 0 | 6.6497 | 0 | 0 | 0 | 0 | 0 | 0 | 0 | 0 | 0 | 236
59192_G_1 | S_VACA | North Carolina | 37 | Bladen | 17 | 59192 | 1 | Soluga Farms 2 LLC | 0 | 2014 | 9999 | Solar PV | [5 empty] | Non-Fossil | G | 2025 | Solar |  | 0 | 0 | 0 | 0 | 0 | 0 | 0 | 0 | 0 | 0 | 0 | 0 | 0 | 0 | 0 | 0 | 1.5159 | 2.6889 | 4.4842 | 8.689 | 0 | 0 | 0 | 0 | 0 | 0 | 0 | 0 | 0 | 0 | 0 | 0 | 0 | 0 | 0 | 0 | 0 | 0 | 0 | 0 | 0.13984 | 0 | 0 | 0 | 0 | 0 | 0 | 0 | 0 | 0 | 4.997
59191_G_1 | S_VACA | North Carolina | 37 | Sampson | 163 | 59191 | 1 | Soluga Farms 1 | 0 | 2014 | 9999 | Solar PV | [5 empty] | Non-Fossil | G | 2025 | Solar |  | 0 | 0 | 0 | 0 | 0 | 0 | 0 | 0 | 0 | 0 | 0 | 0 | 0 | 0 | 0 | 0 | 1.5159 | 2.6889 | 4.4842 | 8.689 | 0 | 0 | 0 | 0 | 0 | 0 | 0 | 0 | 0 | 0 | 0 | 0 | 0 | 0 | 0 | 0 | 0 | 0 | 0 | 0 | 0.13984 | 0 | 0 | 0 | 0 | 0 | 0 | 0 | 0 | 0 | 4.997
59190_G_1 | S_VACA | North Carolina | 37 | Chatham | 37 | 59190 | 1 | Vickers | 0 | 2014 | 9999 | Solar PV | [5 empty] | Non-Fossil | G | 2025 | Solar |  | 0 | 0 | 0 | 0 | 0 | 0 | 0 | 0 | 0 | 0 | 0 | 0 | 0 | 0 | 0 | 0 | 0.60635 | 1.0756 | 1.7937 | 3.4756 | 0 | 0 | 0 | 0 | 0 | 0 | 0 | 0 | 0 | 0 | 0 | 0 | 0 | 0 | 0 | 0 | 0 | 0 | 0 | 0 | 0.055937 | 0 | 0 | 0 | 0 | 0 | 0 | 0 | 0 | 0 | 1.9988
59189_G_1 | S_VACA | North Carolina | 37 | Wayne | 191 | 59189 | 1 | East Wayne Solar LLC | 0 | 2014 | 9999 | Solar PV | [5 empty] | Non-Fossil | G | 2025 | Solar |  | 0 | 0 | 0 | 0 | 0 | 0 | 0 | 0 | 0 | 0 | 0 | 0 | 0 | 0 | 0 | 0 | 0.60635 | 1.0756 | 1.7937 | 3.4756 | 0 | 0 | 0 | 0 | 0 | 0 | 0 | 0 | 0 | 0 | 0 | 0 | 0 | 0 | 0 | 0 | 0 | 0 | 0 | 0 | 0.055937 | 0 | 0 | 0 | 0 | 0 | 0 | 0 | 0 | 0 | 1.9988
59188_G_PV1 | S_C_TVA | Tennessee | 47 | Mcnairy | 109 | 59188 | PV1 | Selmer Farm LLC | 0 | 2014 | 9999 | Solar PV | [5 empty] | Non-Fossil | G | 2025 | Solar |  | 0 | 0 | 0 | 0 | 0 | 0 | 0 | 0 | 0 | 0 | 0 | 0 | 0 | 0 | 0 | 0 | 4.2857 | 8.6985 | 13.0946 | 26.0787 | 0 | 0 | 0 | 0 | 0 | 0 | 0 | 0 | 0 | 0 | 0 | 0 | 0 | 0 | 0 | 0 | 0 | 0 | 0 | 0 | 0.44217 | 0 | 0 | 0 | 0 | 0 | 0 | 0 | 0 | 0 | 15.8
59187_G_B&H80 | SPP_WAUE | South Dakota | 46 | Bon Homme | 9 | 59187 | B&H80 | Beethoven Wind | 0 | 2015 | 9999 | Onshore Wind | [5 empty] | Non-Fossil | G | 2025 | Wind |  | 0 | 0 | 0 | 0 | 0 | 0 | 0 | 0 | 0 | 0 | 0 | 0 | 0 | 0 | 0 | 0 | 75.1673 | 109.6719 | 105.2015 | 290.0407 | 0 | 0 | 0 | 0 | 0 | 0 | 0 | 0 | 0 | 0 | 0 | 0 | 0 | 0 | 0 | 0 | 0 | 0 | 0 | 0 | 3.0385 | 0 | 0 | 0 | 0 | 0 | 0 | 0 | 0 | 0 | 76.5977
59186_G_PV1 | PJM_EMAC | New Jersey | 34 | Burlington | 5 | 59186 | PV1 | West Pemberton | 0 | 2014 | 9999 | Solar PV | [5 empty] | Non-Fossil | G | 2025 | Solar |  | 0 | 0 | 0 | 0 | 0 | 0 | 0 | 0 | 0 | 0 | 0 | 0 | 0 | 0 | 0 | 0 | 1.4812 | 3.1977 | 5.081 | 9.76 | 0 | 0 | 0 | 0 | 0 | 0 | 0 | 0 | 0 | 0 | 0 | 0 | 0 | 0 | 0 | 0 | 0 | 0 | 0 | 0 | 0.24595 | 0 | 0 | 0 | 0 | 0 | 0 | 0 | 0 | 0 | 6.8187
59185_G_PV1 | PJM_EMAC | New Jersey | 34 | Burlington | 5 | 59185 | PV1 | Jacobstown | 0 | 2014 | 9999 | Solar PV | [5 empty] | Non-Fossil | G | 2025 | Solar |  | 0 | 0 | 0 | 0 | 0 | 0 | 0 | 0 | 0 | 0 | 0 | 0 | 0 | 0 | 0 | 0 | 1.058 | 2.2841 | 3.6293 | 6.9714 | 0 | 0 | 0 | 0 | 0 | 0 | 0 | 0 | 0 | 0 | 0 | 0 | 0 | 0 | 0 | 0 | 0 | 0 | 0 | 0 | 0.17568 | 0 | 0 | 0 | 0 | 0 | 0 | 0 | 0 | 0 | 4.8705
59184_G_PV1 | S_C_TVA | Tennessee | 47 | Mcnairy | 109 | 59184 | PV1 | Mulberry Farm LLC | 0 | 2014 | 9999 | Solar PV | [5 empty] | Non-Fossil | G | 2025 | Solar |  | 0 | 0 | 0 | 0 | 0 | 0 | 0 | 0 | 0 | 0 | 0 | 0 | 0 | 0 | 0 | 0 | 4.2857 | 8.6985 | 13.0946 | 26.0787 | 0 | 0 | 0 | 0 | 0 | 0 | 0 | 0 | 0 | 0 | 0 | 0 | 0 | 0 | 0 | 0 | 0 | 0 | 0 | 0 | 0.44217 | 0 | 0 | 0 | 0 | 0 | 0 | 0 | 0 | 0 | 15.8
59183_G_PV1 | WEC_CALN | California | 6 | Kings | 31 | 59183 | PV1 | CID Solar, LLC | 0 | 2014 | 9999 | Solar PV | [5 empty] | Non-Fossil | G | 2025 | Solar |  | 0 | 0 | 0 | 0 | 0 | 0 | 0 | 0 | 0 | 0 | 0 | 0 | 0 | 0 | 0 | 0 | 7.4287 | 14.7879 | 24.2455 | 46.4621 | 0 | 0 | 0 | 0 | 0 | 0 | 0 | 0 | 0 | 0 | 0 | 0 | 0 | 0 | 0 | 0 | 0 | 0 | 0 | 0 | 0.63343 | 0 | 0 | 0 | 0 | 0 | 0 | 0 | 0 | 0 | 19.7811
59182_G_10-94 | WECC_SCE | California | 6 | San Bernardino | 71 | 59182 | 10-94 | Hesperia | 0 | 2014 | 9999 | Solar PV | [5 empty] | Non-Fossil | G | 2025 | Solar |  | 0 | 0 | 0 | 0 | 0 | 0 | 0 | 0 | 0 | 0 | 0 | 0 | 0 | 0 | 0 | 0 | 0.63113 | 1.1709 | 1.8149 | 3.6169 | 0 | 0 | 0 | 0 | 0 | 0 | 0 | 0 | 0 | 0 | 0 | 0 | 0 | 0 | 0 | 0 | 0 | 0 | 0 | 0 | 0.054192 | 0 | 0 | 0 | 0 | 0 | 0 | 0 | 0 | 0 | 1.5
59181_G_00001 | MIS_MIDA | Iowa | 19 | Scott | 163 | 59181 | 00001 | AgriReNew | 15819 | 2013 | 9999 | Non-Fossil Waste | [5 empty] | Non-Fossil | G | 2025 | Non-Fossil |  | 0.013201 | 0.020304 | 0.027318 | 0.060824 | 0 | 0 | 0 | 0 | 0 | 0 | 0 | 0 | 0 | 0 | 0 | 0 | 0.8345 | 1.2836 | 1.7269 | 3.845 | 0 | 0 | 0 | 0 | 0 | 0 | 0 | 0 | 0 | 0 | 0 | 0 | 0 | 0 | 0 | 0 | 0 | 0 | 0 | 0 | 0.23469 | 0.0054569 | 0.0083933 | 0.011293 | 0.025143 | 0 | 0 | 0 | 0 | 0 | 1
59180_G_PV1 | MIS_INKY | Indiana | 18 | Marion | 97 | 59180 | PV1 | Marion Solar LNG | 0 | 2015 | 9999 | Solar PV | [5 empty] | Non-Fossil | G | 2025 | Solar |  | 0 | 0 | 0 | 0 | 0 | 0 | 0 | 0 | 0 | 0 | 0 | 0 | 0 | 0 | 0 | 0 | 0.3793 | 0.78952 | 1.2037 | 2.3725 | 0 | 0 | 0 | 0 | 0 | 0 | 0 | 0 | 0 | 0 | 0 | 0 | 0 | 0 | 0 | 0 | 0 | 0 | 0 | 0 | 0.041978 | 0 | 0 | 0 | 0 | 0 | 0 | 0 | 0 | 0 | 1.5
59179_G_KRS05 | NENGREST | Massachusetts | 25 | Norfolk | 21 | 59179 | KRS05 | Franklin 2 | 0 | 2013 | 9999 | Solar PV | [5 empty] | Non-Fossil | G | 2025 | Solar |  | 0 | 0 | 0 | 0 | 0 | 0 | 0 | 0 | 0 | 0 | 0 | 0 | 0 | 0 | 0 | 0 | 0.87712 | 1.8237 | 2.7862 | 5.487 | 0 | 0 | 0 | 0 | 0 | 0 | 0 | 0 | 0 | 0 | 0 | 0 | 0 | 0 | 0 | 0 | 0 | 0 | 0 | 0 | 0.1095 | 0 | 0 | 0 | 0 | 0 | 0 | 0 | 0 | 0 | 3.9127
59178_G_KRS04 | NENGREST | Massachusetts | 25 | Norfolk | 21 | 59178 | KRS04 | Franklin 1 | 0 | 2013 | 9999 | Solar PV | [5 empty] | Non-Fossil | G | 2025 | Solar |  | 0 | 0 | 0 | 0 | 0 | 0 | 0 | 0 | 0 | 0 | 0 | 0 | 0 | 0 | 0 | 0 | 0.65784 | 1.3678 | 2.0896 | 4.1152 | 0 | 0 | 0 | 0 | 0 | 0 | 0 | 0 | 0 | 0 | 0 | 0 | 0 | 0 | 0 | 0 | 0 | 0 | 0 | 0 | 0.082124 | 0 | 0 | 0 | 0 | 0 | 0 | 0 | 0 | 0 | 2.9345
59177_G_5MWPV | PJM_Dom | North Carolina | 37 | Hertford | 91 | 59177 | 5MWPV | Winton Solar | 0 | 2016 | 9999 | Solar PV | [5 empty] | Non-Fossil | G | 2025 | Solar |  | 0 | 0 | 0 | 0 | 0 | 0 | 0 | 0 | 0 | 0 | 0 | 0 | 0 | 0 | 0 | 0 | 1.5517 | 2.6921 | 4.8414 | 9.0853 | 0 | 0 | 0 | 0 | 0 | 0 | 0 | 0 | 0 | 0 | 0 | 0 | 0 | 0 | 0 | 0 | 0 | 0 | 0 | 0 | 0.13993 | 0 | 0 | 0 | 0 | 0 | 0 | 0 | 0 | 0 | 5
59176_G_5MWPV | PJM_Dom | North Carolina | 37 | Martin | 117 | 59176 | 5MWPV | Williamston Solar | 0 | 2014 | 9999 | Solar PV | [5 empty] | Non-Fossil | G | 2025 | Solar |  | 0 | 0 | 0 | 0 | 0 | 0 | 0 | 0 | 0 | 0 | 0 | 0 | 0 | 0 | 0 | 0 | 1.5517 | 2.6921 | 4.8414 | 9.0853 | 0 | 0 | 0 | 0 | 0 | 0 | 0 | 0 | 0 | 0 | 0 | 0 | 0 | 0 | 0 | 0 | 0 | 0 | 0 | 0 | 0.13993 | 0 | 0 | 0 | 0 | 0 | 0 | 0 | 0 | 0 | 5
59175_G_5MWPV | PJM_Dom | North Carolina | 37 | Northampton | 131 | 59175 | 5MWPV | Woodland Solar | 0 | 2016 | 9999 | Solar PV | [5 empty] | Non-Fossil | G | 2025 | Solar |  | 0 | 0 | 0 | 0 | 0 | 0 | 0 | 0 | 0 | 0 | 0 | 0 | 0 | 0 | 0 | 0 | 1.5517 | 2.6921 | 4.8414 | 9.0853 | 0 | 0 | 0 | 0 | 0 | 0 | 0 | 0 | 0 | 0 | 0 | 0 | 0 | 0 | 0 | 0 | 0 | 0 | 0 | 0 | 0.13993 | 0 | 0 | 0 | 0 | 0 | 0 | 0 | 0 | 0 | 5
59174_G_5MWPV | PJM_Dom | North Carolina | 37 | Bertie | 15 | 59174 | 5MWPV | Lewiston Solar | 0 | 2014 | 9999 | Solar PV | [5 empty] | Non-Fossil | G | 2025 | Solar |  | 0 | 0 | 0 | 0 | 0 | 0 | 0 | 0 | 0 | 0 | 0 | 0 | 0 | 0 | 0 | 0 | 1.5517 | 2.6921 | 4.8414 | 9.0853 | 0 | 0 | 0 | 0 | 0 | 0 | 0 | 0 | 0 | 0 | 0 | 0 | 0 | 0 | 0 | 0 | 0 | 0 | 0 | 0 | 0.13993 | 0 | 0 | 0 | 0 | 0 | 0 | 0 | 0 | 0 | 5
59173_G_5MWPV | S_VACA | North Carolina | 37 | Pitt | 147 | 59173 | 5MWPV | Bethel Solar | 0 | 2015 | 9999 | Solar PV | [5 empty] | Non-Fossil | G | 2025 | Solar |  | 0 | 0 | 0 | 0 | 0 | 0 | 0 | 0 | 0 | 0 | 0 | 0 | 0 | 0 | 0 | 0 | 1.5159 | 2.6889 | 4.4842 | 8.689 | 0 | 0 | 0 | 0 | 0 | 0 | 0 | 0 | 0 | 0 | 0 | 0 | 0 | 0 | 0 | 0 | 0 | 0 | 0 | 0 | 0.13984 | 0 | 0 | 0 | 0 | 0 | 0 | 0 | 0 | 0 | 4.997
59172_G_PV1 | MIS_INKY | Indiana | 18 | Marion | 97 | 59172 | PV1 | Belmont | 0 | 2015 | 9999 | Solar PV | [5 empty] | Non-Fossil | G | 2025 | Solar |  | 0 | 0 | 0 | 0 | 0 | 0 | 0 | 0 | 0 | 0 | 0 | 0 | 0 | 0 | 0 | 0 | 0.9609 | 2.0001 | 3.0494 | 6.0104 | 0 | 0 | 0 | 0 | 0 | 0 | 0 | 0 | 0 | 0 | 0 | 0 | 0 | 0 | 0 | 0 | 0 | 0 | 0 | 0 | 0.10634 | 0 | 0 | 0 | 0 | 0 | 0 | 0 | 0 | 0 | 3.8
59171_G_5MWPV | PJM_Dom | North Carolina | 37 | Bertie | 15 | 59171 | 5MWPV | Windsor Solar | 0 | 2014 | 9999 | Solar PV | [5 empty] | Non-Fossil | G | 2025 | Solar |  | 0 | 0 | 0 | 0 | 0 | 0 | 0 | 0 | 0 | 0 | 0 | 0 | 0 | 0 | 0 | 0 | 1.5517 | 2.6921 | 4.8414 | 9.0853 | 0 | 0 | 0 | 0 | 0 | 0 | 0 | 0 | 0 | 0 | 0 | 0 | 0 | 0 | 0 | 0 | 0 | 0 | 0 | 0 | 0.13993 | 0 | 0 | 0 | 0 | 0 | 0 | 0 | 0 | 0 | 5
59170_G_5MWPV | PJM_Dom | North Carolina | 37 | Martin | 117 | 59170 | 5MWPV | Jakana Solar | 0 | 2014 | 9999 | Solar PV | [5 empty] | Non-Fossil | G | 2025 | Solar |  | 0 | 0 | 0 | 0 | 0 | 0 | 0 | 0 | 0 | 0 | 0 | 0 | 0 | 0 | 0 | 0 | 1.5517 | 2.6921 | 4.8414 | 9.0853 | 0 | 0 | 0 | 0 | 0 | 0 | 0 | 0 | 0 | 0 | 0 | 0 | 0 | 0 | 0 | 0 | 0 | 0 | 0 | 0 | 0.13993 | 0 | 0 | 0 | 0 | 0 | 0 | 0 | 0 | 0 | 5
59169_G_LS2 | WEC_LADW | California | 6 | Los Angeles | 37 | 59169 | LS2 | Lancaster Solar 2 | 0 | 2014 | 9999 | Solar PV | [5 empty] | Non-Fossil | G | 2025 | Solar |  | 0 | 0 | 0 | 0 | 0 | 0 | 0 | 0 | 0 | 0 | 0 | 0 | 0 | 0 | 0 | 0 | 0.60517 | 1.1771 | 1.7603 | 3.5426 | 0 | 0 | 0 | 0 | 0 | 0 | 0 | 0 | 0 | 0 | 0 | 0 | 0 | 0 | 0 | 0 | 0 | 0 | 0 | 0 | 0.060026 | 0 | 0 | 0 | 0 | 0 | 0 | 0 | 0 | 0 | 1.4766
59168_G_AS | WECC_AZ | Arizona | 4 | Pima | 19 | 59168 | AS | Avalon Solar | 0 | 2014 | 9999 | Solar PV | [5 empty] | Non-Fossil | G | 2025 | Solar |  | 0 | 0 | 0 | 0 | 0 | 0 | 0 | 0 | 0 | 0 | 0 | 0 | 0 | 0 | 0 | 0 | 13.0533 | 23.5513 | 34.109 | 70.7135 | 0 | 0 | 0 | 0 | 0 | 0 | 0 | 0 | 0 | 0 | 0 | 0 | 0 | 0 | 0 | 0 | 0 | 0 | 0 | 0 | 1.306 | 0 | 0 | 0 | 0 | 0 | 0 | 0 | 0 | 0 | 28.9317
59167_G_LS1 | WEC_LADW | California | 6 | Los Angeles | 37 | 59167 | LS1 | Lancaster Solar 1 | 0 | 2014 | 9999 | Solar PV | [5 empty] | Non-Fossil | G | 2025 | Solar |  | 0 | 0 | 0 | 0 | 0 | 0 | 0 | 0 | 0 | 0 | 0 | 0 | 0 | 0 | 0 | 0 | 0.60517 | 1.1771 | 1.7603 | 3.5426 | 0 | 0 | 0 | 0 | 0 | 0 | 0 | 0 | 0 | 0 | 0 | 0 | 0 | 0 | 0 | 0 | 0 | 0 | 0 | 0 | 0.060026 | 0 | 0 | 0 | 0 | 0 | 0 | 0 | 0 | 0 | 1.4766
59164_G_NSC 1 | S_VACA | North Carolina | 37 | Wilson | 195 | 59164 | NSC 1 | Elm City Solar Facility | 0 | 2016 | 9999 | Solar PV | [5 empty] | Non-Fossil | G | 2025 | Solar |  | 0 | 0 | 0 | 0 | 0 | 0 | 0 | 0 | 0 | 0 | 0 | 0 | 0 | 0 | 0 | 0 | 12.127 | 21.5111 | 35.8738 | 69.5119 | 0 | 0 | 0 | 0 | 0 | 0 | 0 | 0 | 0 | 0 | 0 | 0 | 0 | 0 | 0 | 0 | 0 | 0 | 0 | 0 | 1.1187 | 0 | 0 | 0 | 0 | 0 | 0 | 0 | 0 | 0 | 39.9758
59163_G_HSC 1 | S_VACA | North Carolina | 37 | Lenoir | 107 | 59163 | HSC 1 | Highland Solar Center LLC | 0 | 2015 | 9999 | Solar PV | [5 empty] | Non-Fossil | G | 2025 | Solar |  | 0 | 0 | 0 | 0 | 0 | 0 | 0 | 0 | 0 | 0 | 0 | 0 | 0 | 0 | 0 | 0 | 1.5159 | 2.6889 | 4.4842 | 8.689 | 0 | 0 | 0 | 0 | 0 | 0 | 0 | 0 | 0 | 0 | 0 | 0 | 0 | 0 | 0 | 0 | 0 | 0 | 0 | 0 | 0.13984 | 0 | 0 | 0 | 0 | 0 | 0 | 0 | 0 | 0 | 4.997
59162_G_MSC 1 | S_VACA | North Carolina | 37 | Gaston | 71 | 59162 | MSC 1 | Mariposa Solar Center LLC | 0 | 2016 | 9999 | Solar PV | [5 empty] | Non-Fossil | G | 2025 | Solar |  | 0 | 0 | 0 | 0 | 0 | 0 | 0 | 0 | 0 | 0 | 0 | 0 | 0 | 0 | 0 | 0 | 1.5159 | 2.6889 | 4.4842 | 8.689 | 0 | 0 | 0 | 0 | 0 | 0 | 0 | 0 | 0 | 0 | 0 | 0 | 0 | 0 | 0 | 0 | 0 | 0 | 0 | 0 | 0.13984 | 0 | 0 | 0 | 0 | 0 | 0 | 0 | 0 | 0 | 4.997
59158_G_LNG1 | S_VACA | North Carolina | 37 | Wilson | 195 | 59158 | LNG1 | Langley PV1 | 0 | 2014 | 9999 | Solar PV | [5 empty] | Non-Fossil | G | 2025 | Solar |  | 0 | 0 | 0 | 0 | 0 | 0 | 0 | 0 | 0 | 0 | 0 | 0 | 0 | 0 | 0 | 0 | 1.5159 | 2.6889 | 4.4842 | 8.689 | 0 | 0 | 0 | 0 | 0 | 0 | 0 | 0 | 0 | 0 | 0 | 0 | 0 | 0 | 0 | 0 | 0 | 0 | 0 | 0 | 0.13984 | 0 | 0 | 0 | 0 | 0 | 0 | 0 | 0 | 0 | 4.997
59157_G_PEC1 | S_VACA | North Carolina | 37 | Richmond | 153 | 59157 | PEC1 | Pecan PV1 | 0 | 2014 | 9999 | Solar PV | [5 empty] | Non-Fossil | G | 2025 | Solar |  | 0 | 0 | 0 | 0 | 0 | 0 | 0 | 0 | 0 | 0 | 0 | 0 | 0 | 0 | 0 | 0 | 1.5159 | 2.6889 | 4.4842 | 8.689 | 0 | 0 | 0 | 0 | 0 | 0 | 0 | 0 | 0 | 0 | 0 | 0 | 0 | 0 | 0 | 0 | 0 | 0 | 0 | 0 | 0.13984 | 0 | 0 | 0 | 0 | 0 | 0 | 0 | 0 | 0 | 4.997
59156_G_CTR1 | S_VACA | North Carolina | 37 | Cumberland | 51 | 59156 | CTR1 | Carter PV1 | 0 | 2014 | 9999 | Solar PV | [5 empty] | Non-Fossil | G | 2025 | Solar |  | 0 | 0 | 0 | 0 | 0 | 0 | 0 | 0 | 0 | 0 | 0 | 0 | 0 | 0 | 0 | 0 | 1.5159 | 2.6889 | 4.4842 | 8.689 | 0 | 0 | 0 | 0 | 0 | 0 | 0 | 0 | 0 | 0 | 0 | 0 | 0 | 0 | 0 | 0 | 0 | 0 | 0 | 0 | 0.13984 | 0 | 0 | 0 | 0 | 0 | 0 | 0 | 0 | 0 | 4.997
59155_G_SHAW1 | PJM_Dom | North Carolina | 37 | Currituck | 53 | 59155 | SHAW1 | Shawboro PV1 | 0 | 2015 | 9999 | Solar PV | [5 empty] | Non-Fossil | G | 2025 | Solar |  | 0 | 0 | 0 | 0 | 0 | 0 | 0 | 0 | 0 | 0 | 0 | 0 | 0 | 0 | 0 | 0 | 6.2069 | 10.7684 | 19.3658 | 36.3411 | 0 | 0 | 0 | 0 | 0 | 0 | 0 | 0 | 0 | 0 | 0 | 0 | 0 | 0 | 0 | 0 | 0 | 0 | 0 | 0 | 0.55971 | 0 | 0 | 0 | 0 | 0 | 0 | 0 | 0 | 0 | 20
59154_G_BRAD1 | PJM_Dom | North Carolina | 37 | Hertford | 91 | 59154 | BRAD1 | Bradley PV1 | 0 | 2015 | 9999 | Solar PV | [5 empty] | Non-Fossil | G | 2025 | Solar |  | 0 | 0 | 0 | 0 | 0 | 0 | 0 | 0 | 0 | 0 | 0 | 0 | 0 | 0 | 0 | 0 | 1.5517 | 2.6921 | 4.8414 | 9.0853 | 0 | 0 | 0 | 0 | 0 | 0 | 0 | 0 | 0 | 0 | 0 | 0 | 0 | 0 | 0 | 0 | 0 | 0 | 0 | 0 | 0.13993 | 0 | 0 | 0 | 0 | 0 | 0 | 0 | 0 | 0 | 5
59153_G_WAT1 | S_VACA | North Carolina | 37 | Nash | 127 | 59153 | WAT1 | Watson Seed Farm PV1 | 0 | 2015 | 9999 | Solar PV | [5 empty] | Non-Fossil | G | 2025 | Solar |  | 0 | 0 | 0 | 0 | 0 | 0 | 0 | 0 | 0 | 0 | 0 | 0 | 0 | 0 | 0 | 0 | 6.0635 | 10.7556 | 17.9369 | 34.7559 | 0 | 0 | 0 | 0 | 0 | 0 | 0 | 0 | 0 | 0 | 0 | 0 | 0 | 0 | 0 | 0 | 0 | 0 | 0 | 0 | 0.55937 | 0 | 0 | 0 | 0 | 0 | 0 | 0 | 0 | 0 | 19.9879
59152_G_THOR1 | S_VACA | North Carolina | 37 | Greene | 79 | 59152 | THOR1 | Thornton PV1 | 0 | 2015 | 9999 | Solar PV | [5 empty] | Non-Fossil | G | 2025 | Solar |  | 0 | 0 | 0 | 0 | 0 | 0 | 0 | 0 | 0 | 0 | 0 | 0 | 0 | 0 | 0 | 0 | 1.5159 | 2.6889 | 4.4842 | 8.689 | 0 | 0 | 0 | 0 | 0 | 0 | 0 | 0 | 0 | 0 | 0 | 0 | 0 | 0 | 0 | 0 | 0 | 0 | 0 | 0 | 0.13984 | 0 | 0 | 0 | 0 | 0 | 0 | 0 | 0 | 0 | 4.997
59151_G_CHP 2 | FRCC | Florida | 12 | Orange | 95 | 59151 | CHP 2 | Harvest Power Orlando | 11414 | 2013 | 9999 | Non-Fossil Waste | [5 empty] | Non-Fossil | G | 2025 | Non-Fossil |  | 0.019035 | 0.026703 | 0.035891 | 0.081629 | 0 | 0 | 0 | 0 | 0 | 0 | 0 | 0 | 0 | 0 | 0 | 0 | 1.6677 | 2.3395 | 3.1444 | 7.1516 | 0 | 0 | 0 | 0 | 0 | 0 | 0 | 0 | 0 | 0 | 0 | 0 | 0 | 0 | 0 | 0 | 0 | 0 | 0 | 0 | 0.37551 | 0.010905 | 0.015298 | 0.020562 | 0.046765 | 0 | 0 | 0 | 0 | 0 | 1.6
59151_G_CHP 1 | FRCC | Florida | 12 | Orange | 95 | 59151 | CHP 1 | Harvest Power Orlando | 11414 | 2013 | 9999 | Non-Fossil Waste | [5 empty] | Non-Fossil | G | 2025 | Non-Fossil |  | 0.019035 | 0.026703 | 0.035891 | 0.081629 | 0 | 0 | 0 | 0 | 0 | 0 | 0 | 0 | 0 | 0 | 0 | 0 | 1.6677 | 2.3395 | 3.1444 | 7.1516 | 0 | 0 | 0 | 0 | 0 | 0 | 0 | 0 | 0 | 0 | 0 | 0 | 0 | 0 | 0 | 0 | 0 | 0 | 0 | 0 | 0.37551 | 0.010905 | 0.015298 | 0.020562 | 0.046765 | 0 | 0 | 0 | 0 | 0 | 1.6
59150_G_PV1 | WEC_CALN | California | 6 | Kings | 31 | 59150 | PV1 | RE Mustang LLC | 0 | 2016 | 9999 | Solar PV | [5 empty] | Non-Fossil | G | 2025 | Solar |  | 0 | 0 | 0 | 0 | 0 | 0 | 0 | 0 | 0 | 0 | 0 | 0 | 0 | 0 | 0 | 0 | 37.5187 | 74.6864 | 122.4519 | 234.657 | 0 | 0 | 0 | 0 | 0 | 0 | 0 | 0 | 0 | 0 | 0 | 0 | 0 | 0 | 0 | 0 | 0 | 0 | 0 | 0 | 3.1991 | 0 | 0 | 0 | 0 | 0 | 0 | 0 | 0 | 0 | 99.9045
59149_G_SIMON | PJM_Dom | North Carolina | 37 | Hertford | 91 | 59149 | SIMON | Simons Farm | 0 | 2016 | 9999 | Solar PV | [5 empty] | Non-Fossil | G | 2025 | Solar |  | 0 | 0 | 0 | 0 | 0 | 0 | 0 | 0 | 0 | 0 | 0 | 0 | 0 | 0 | 0 | 0 | 1.5517 | 2.6921 | 4.8414 | 9.0853 | 0 | 0 | 0 | 0 | 0 | 0 | 0 | 0 | 0 | 0 | 0 | 0 | 0 | 0 | 0 | 0 | 0 | 0 | 0 | 0 | 0.13993 | 0 | 0 | 0 | 0 | 0 | 0 | 0 | 0 | 0 | 5
59148_G_GREEN | PJM_Dom | North Carolina | 37 | Martin | 117 | 59148 | GREEN | Green Farm | 0 | 2016 | 9999 | Solar PV | [5 empty] | Non-Fossil | G | 2025 | Solar |  | 0 | 0 | 0 | 0 | 0 | 0 | 0 | 0 | 0 | 0 | 0 | 0 | 0 | 0 | 0 | 0 | 1.5517 | 2.6921 | 4.8414 | 9.0853 | 0 | 0 | 0 | 0 | 0 | 0 | 0 | 0 | 0 | 0 | 0 | 0 | 0 | 0 | 0 | 0 | 0 | 0 | 0 | 0 | 0.13993 | 0 | 0 | 0 | 0 | 0 | 0 | 0 | 0 | 0 | 5
59147_G_1 | PJM_AP | Maryland | 24 | Garrett | 23 | 59147 | 1 | Fair Wind | 0 | 2015 | 9999 | Onshore Wind | [5 empty] | Non-Fossil | G | 2025 | Wind |  | 0 | 0 | 0 | 0 | 0 | 0 | 0 | 0 | 0 | 0 | 0 | 0 | 0 | 0 | 0 | 0 | 27.7589 | 32.8478 | 20.4478 | 81.0545 | 0 | 0 | 0 | 0 | 0 | 0 | 0 | 0 | 0 | 0 | 0 | 0 | 0 | 0 | 0 | 0 | 0 | 0 | 0 | 0 | 0.8453 | 0 | 0 | 0 | 0 | 0 | 0 | 0 | 0 | 0 | 30
59146_G_PV1 | S_VACA | North Carolina | 37 | Durham | 63 | 59146 | PV1 | XPF Solar Field | 0 | 2014 | 9999 | Solar PV | [5 empty] | Non-Fossil | G | 2025 | Solar |  | 0 | 0 | 0 | 0 | 0 | 0 | 0 | 0 | 0 | 0 | 0 | 0 | 0 | 0 | 0 | 0 | 0.90953 | 1.6133 | 2.6905 | 5.2134 | 0 | 0 | 0 | 0 | 0 | 0 | 0 | 0 | 0 | 0 | 0 | 0 | 0 | 0 | 0 | 0 | 0 | 0 | 0 | 0 | 0.083906 | 0 | 0 | 0 | 0 | 0 | 0 | 0 | 0 | 0 | 2.9982
59144_G_15755 | WECC_CO | Colorado | 8 | Adams | 1 | 59144 | 15755 | Brighton PV Solar Plant | 0 | 2012 | 9999 | Solar PV | [5 empty] | Non-Fossil | G | 2025 | Solar |  | 0 | 0 | 0 | 0 | 0 | 0 | 0 | 0 | 0 | 0 | 0 | 0 | 0 | 0 | 0 | 0 | 0.62278 | 1.1675 | 1.8053 | 3.5956 | 0 | 0 | 0 | 0 | 0 | 0 | 0 | 0 | 0 | 0 | 0 | 0 | 0 | 0 | 0 | 0 | 0 | 0 | 0 | 0 | 0.056844 | 0 | 0 | 0 | 0 | 0 | 0 | 0 | 0 | 0 | 1.8
59143_G_FR-1 | WECC_CO | Colorado | 8 | Weld | 123 | 59143 | FR-1 | Front Range Project | 13500 | 2011 | 9999 | Landfill Gas | [5 empty] | Non-Fossil | G | 2025 | LF Gas |  | 0.069036 | 0.094499 | 0.11978 | 0.28331 | 0 | 0 | 0 | 0 | 0 | 0 | 0 | 0 | 0 | 0 | 0 | 0 | 5.1138 | 6.9999 | 8.8723 | 20.9859 | 3.9785 | 5.4459 | 6.9025 | 16.3269 | 0 | 0 | 0 | 0 | 0.0083126 | 0.011379 | 0.014422 | 0.034113 | 0 | 0 | 0 | 0 | 0 | 0 | 0 | 0 | 0.72755 | 0.033439 | 0.045773 | 0.058017 | 0.13723 | 0 | 0 | 0 | 0 | 0 | 3.1
59142_G_IC1 | FRCC | Florida | 12 | Manatee | 81 | 59142 | IC1 | Manatee County LFGTE | 13500 | 2013 | 9999 | Landfill Gas | [5 empty] | Non-Fossil | G | 2025 | LF Gas |  | 0.035127 | 0.045528 | 0.052128 | 0.13278 | 0 | 0 | 0 | 0 | 0 | 0 | 0 | 0 | 0 | 0 | 0 | 0 | 2.602 | 3.3724 | 3.8613 | 9.8357 | 2.0243 | 2.6237 | 3.0041 | 7.6521 | 0 | 0 | 0 | 0 | 0.0017563 | 0.0022764 | 0.0026064 | 0.006639 | 0 | 0 | 0 | 0 | 0 | 0 | 0 | 0 | 0.37551 | 0.017015 | 0.022053 | 0.025249 | 0.064317 | 0 | 0 | 0 | 0 | 0 | 1.6
59140_G_INV-1 | NENGREST | Massachusetts | 25 | Worcester | 27 | 59140 | INV-1 | EDF Lancaster | 0 | 2014 | 9999 | Solar PV | [5 empty] | Non-Fossil | G | 2025 | Solar |  | 0 | 0 | 0 | 0 | 0 | 0 | 0 | 0 | 0 | 0 | 0 | 0 | 0 | 0 | 0 | 0 | 0.98675 | 2.0517 | 3.1345 | 6.1729 | 0 | 0 | 0 | 0 | 0 | 0 | 0 | 0 | 0 | 0 | 0 | 0 | 0 | 0 | 0 | 0 | 0 | 0 | 0 | 0 | 0.12319 | 0 | 0 | 0 | 0 | 0 | 0 | 0 | 0 | 0 | 4.4018
59139_G_57449 | WEC_SDGE | California | 6 | San Diego | 73 | 59139 | 57449 | SDCWA - Twin Oaks | 0 | 2011 | 9999 | Solar PV | [5 empty] | Non-Fossil | G | 2025 | Solar |  | 0 | 0 | 0 | 0 | 0 | 0 | 0 | 0 | 0 | 0 | 0 | 0 | 0 | 0 | 0 | 0 | 0.43034 | 0.91685 | 1.4418 | 2.789 | 0 | 0 | 0 | 0 | 0 | 0 | 0 | 0 | 0 | 0 | 0 | 0 | 0 | 0 | 0 | 0 | 0 | 0 | 0 | 0 | 0.030784 | 0 | 0 | 0 | 0 | 0 | 0 | 0 | 0 | 0 | 1.1
59138_G_57449 | WEC_SDGE | California | 6 | San Diego | 73 | 59138 | 57449 | SDCCD - Miramar | 0 | 2011 | 9999 | Solar PV | [5 empty] | Non-Fossil | G | 2025 | Solar |  | 0 | 0 | 0 | 0 | 0 | 0 | 0 | 0 | 0 | 0 | 0 | 0 | 0 | 0 | 0 | 0 | 0.43034 | 0.91685 | 1.4418 | 2.789 | 0 | 0 | 0 | 0 | 0 | 0 | 0 | 0 | 0 | 0 | 0 | 0 | 0 | 0 | 0 | 0 | 0 | 0 | 0 | 0 | 0.030784 | 0 | 0 | 0 | 0 | 0 | 0 | 0 | 0 | 0 | 1.1
59137_G_57449 | NENGREST | Massachusetts | 25 | Plymouth | 23 | 59137 | 57449 | Plymouth Site 1 | 0 | 2013 | 9999 | Solar PV | [5 empty] | Non-Fossil | G | 2025 | Solar |  | 0 | 0 | 0 | 0 | 0 | 0 | 0 | 0 | 0 | 0 | 0 | 0 | 0 | 0 | 0 | 0 | 1.228 | 2.5532 | 3.9007 | 7.6818 | 0 | 0 | 0 | 0 | 0 | 0 | 0 | 0 | 0 | 0 | 0 | 0 | 0 | 0 | 0 | 0 | 0 | 0 | 0 | 0 | 0.1533 | 0 | 0 | 0 | 0 | 0 | 0 | 0 | 0 | 0 | 5.4778
59136_G_57449 | NENGREST | Massachusetts | 25 | Essex | 9 | 59136 | 57449 | Methuen Landfill | 0 | 2013 | 9999 | Solar PV | [5 empty] | Non-Fossil | G | 2025 | Solar |  | 0 | 0 | 0 | 0 | 0 | 0 | 0 | 0 | 0 | 0 | 0 | 0 | 0 | 0 | 0 | 0 | 0.28506 | 0.5927 | 0.90551 | 1.7833 | 0 | 0 | 0 | 0 | 0 | 0 | 0 | 0 | 0 | 0 | 0 | 0 | 0 | 0 | 0 | 0 | 0 | 0 | 0 | 0 | 0.035587 | 0 | 0 | 0 | 0 | 0 | 0 | 0 | 0 | 0 | 1.2716
59135_G_57449 | NENGREST | Massachusetts | 25 | Hampden | 13 | 59135 | 57449 | Ludlow Landfill | 0 | 2013 | 9999 | Solar PV | [5 empty] | Non-Fossil | G | 2025 | Solar |  | 0 | 0 | 0 | 0 | 0 | 0 | 0 | 0 | 0 | 0 | 0 | 0 | 0 | 0 | 0 | 0 | 0.57012 | 1.1854 | 1.811 | 3.5665 | 0 | 0 | 0 | 0 | 0 | 0 | 0 | 0 | 0 | 0 | 0 | 0 | 0 | 0 | 0 | 0 | 0 | 0 | 0 | 0 | 0.071175 | 0 | 0 | 0 | 0 | 0 | 0 | 0 | 0 | 0 | 2.5433
59134_G_57449 | NENGREST | Massachusetts | 25 | Bristol | 5 | 59134 | 57449 | Easton Landfill | 0 | 2013 | 9999 | Solar PV | [5 empty] | Non-Fossil | G | 2025 | Solar |  | 0 | 0 | 0 | 0 | 0 | 0 | 0 | 0 | 0 | 0 | 0 | 0 | 0 | 0 | 0 | 0 | 0.41663 | 0.86626 | 1.3234 | 2.6063 | 0 | 0 | 0 | 0 | 0 | 0 | 0 | 0 | 0 | 0 | 0 | 0 | 0 | 0 | 0 | 0 | 0 | 0 | 0 | 0 | 0.052012 | 0 | 0 | 0 | 0 | 0 | 0 | 0 | 0 | 0 | 1.8585
59133_G_57449 | WECC_SCE | California | 6 | Kern | 29 | 59133 | 57449 | EAFB - South Base | 0 | 2012 | 9999 | Solar PV | [5 empty] | Non-Fossil | G | 2025 | Solar |  | 0 | 0 | 0 | 0 | 0 | 0 | 0 | 0 | 0 | 0 | 0 | 0 | 0 | 0 | 0 | 0 | 0.46283 | 0.85868 | 1.3309 | 2.6524 | 0 | 0 | 0 | 0 | 0 | 0 | 0 | 0 | 0 | 0 | 0 | 0 | 0 | 0 | 0 | 0 | 0 | 0 | 0 | 0 | 0.03974 | 0 | 0 | 0 | 0 | 0 | 0 | 0 | 0 | 0 | 1.1
59132_G_57449 | WECC_SCE | California | 6 | Kern | 29 | 59132 | 57449 | EAFB - North Base | 0 | 2012 | 9999 | Solar PV | [5 empty] | Non-Fossil | G | 2025 | Solar |  | 0 | 0 | 0 | 0 | 0 | 0 | 0 | 0 | 0 | 0 | 0 | 0 | 0 | 0 | 0 | 0 | 0.46283 | 0.85868 | 1.3309 | 2.6524 | 0 | 0 | 0 | 0 | 0 | 0 | 0 | 0 | 0 | 0 | 0 | 0 | 0 | 0 | 0 | 0 | 0 | 0 | 0 | 0 | 0.03974 | 0 | 0 | 0 | 0 | 0 | 0 | 0 | 0 | 0 | 1.1
59131_G_57449 | NENGREST | Massachusetts | 25 | Bristol | 5 | 59131 | 57449 | Dartmouth Landfill | 0 | 2013 | 9999 | Solar PV | [5 empty] | Non-Fossil | G | 2025 | Solar |  | 0 | 0 | 0 | 0 | 0 | 0 | 0 | 0 | 0 | 0 | 0 | 0 | 0 | 0 | 0 | 0 | 0.28506 | 0.5927 | 0.90551 | 1.7833 | 0 | 0 | 0 | 0 | 0 | 0 | 0 | 0 | 0 | 0 | 0 | 0 | 0 | 0 | 0 | 0 | 0 | 0 | 0 | 0 | 0.035587 | 0 | 0 | 0 | 0 | 0 | 0 | 0 | 0 | 0 | 1.2716
59130_G_57449 | WEC_CALN | California | 6 | Contra Costa | 13 | 59130 | 57449 | CSD 2 - Heritage High | 0 | 2013 | 9999 | Solar PV | [5 empty] | Non-Fossil | G | 2025 | Solar |  | 0 | 0 | 0 | 0 | 0 | 0 | 0 | 0 | 0 | 0 | 0 | 0 | 0 | 0 | 0 | 0 | 0.48774 | 0.97092 | 1.5919 | 3.0505 | 0 | 0 | 0 | 0 | 0 | 0 | 0 | 0 | 0 | 0 | 0 | 0 | 0 | 0 | 0 | 0 | 0 | 0 | 0 | 0 | 0.041589 | 0 | 0 | 0 | 0 | 0 | 0 | 0 | 0 | 0 | 1.2988
59129_G_57449 | WEC_CALN | California | 6 | Contra Costa | 13 | 59129 | 57449 | CSD 2- Freedom High | 0 | 2013 | 9999 | Solar PV | [5 empty] | Non-Fossil | G | 2025 | Solar |  | 0 | 0 | 0 | 0 | 0 | 0 | 0 | 0 | 0 | 0 | 0 | 0 | 0 | 0 | 0 | 0 | 0.41271 | 0.82155 | 1.347 | 2.5812 | 0 | 0 | 0 | 0 | 0 | 0 | 0 | 0 | 0 | 0 | 0 | 0 | 0 | 0 | 0 | 0 | 0 | 0 | 0 | 0 | 0.03519 | 0 | 0 | 0 | 0 | 0 | 0 | 0 | 0 | 0 | 1.0989
59128_G_57449 | NENGREST | Massachusetts | 25 | Bristol | 5 | 59128 | 57449 | Acushnet- High Hill | 0 | 2013 | 9999 | Solar PV | [5 empty] | Non-Fossil | G | 2025 | Solar |  | 0 | 0 | 0 | 0 | 0 | 0 | 0 | 0 | 0 | 0 | 0 | 0 | 0 | 0 | 0 | 0 | 0.70169 | 1.459 | 2.2289 | 4.3896 | 0 | 0 | 0 | 0 | 0 | 0 | 0 | 0 | 0 | 0 | 0 | 0 | 0 | 0 | 0 | 0 | 0 | 0 | 0 | 0 | 0.087599 | 0 | 0 | 0 | 0 | 0 | 0 | 0 | 0 | 0 | 3.1302
59127_G_1 | S_VACA | North Carolina | 37 | Nash | 127 | 59127 | 1 | Bailey Farm LLC | 0 | 2013 | 9999 | Solar PV | [5 empty] | Non-Fossil | G | 2025 | Solar |  | 0 | 0 | 0 | 0 | 0 | 0 | 0 | 0 | 0 | 0 | 0 | 0 | 0 | 0 | 0 | 0 | 1.5159 | 2.6889 | 4.4842 | 8.689 | 0 | 0 | 0 | 0 | 0 | 0 | 0 | 0 | 0 | 0 | 0 | 0 | 0 | 0 | 0 | 0 | 0 | 0 | 0 | 0 | 0.13984 | 0 | 0 | 0 | 0 | 0 | 0 | 0 | 0 | 0 | 4.997
59126_G_1 | S_VACA | North Carolina | 37 | Davie | 59 | 59126 | 1 | Daniel Farm LLC | 0 | 2014 | 9999 | Solar PV | [5 empty] | Non-Fossil | G | 2025 | Solar |  | 0 | 0 | 0 | 0 | 0 | 0 | 0 | 0 | 0 | 0 | 0 | 0 | 0 | 0 | 0 | 0 | 1.5159 | 2.6889 | 4.4842 | 8.689 | 0 | 0 | 0 | 0 | 0 | 0 | 0 | 0 | 0 | 0 | 0 | 0 | 0 | 0 | 0 | 0 | 0 | 0 | 0 | 0 | 0.13984 | 0 | 0 | 0 | 0 | 0 | 0 | 0 | 0 | 0 | 4.997
59125_G_1 | S_VACA | North Carolina | 37 | Lenoir | 107 | 59125 | 1 | Kinston | 0 | 2014 | 9999 | Solar PV | [5 empty] | Non-Fossil | G | 2025 | Solar |  | 0 | 0 | 0 | 0 | 0 | 0 | 0 | 0 | 0 | 0 | 0 | 0 | 0 | 0 | 0 | 0 | 0.60635 | 1.0756 | 1.7937 | 3.4756 | 0 | 0 | 0 | 0 | 0 | 0 | 0 | 0 | 0 | 0 | 0 | 0 | 0 | 0 | 0 | 0 | 0 | 0 | 0 | 0 | 0.055937 | 0 | 0 | 0 | 0 | 0 | 0 | 0 | 0 | 0 | 1.9988
59124_G_1 | S_C_TVA | North Carolina | 37 | Vance | 181 | 59124 | 1 | Martin Creek Farm LLC | 0 | 2014 | 9999 | Solar PV | [5 empty] | Non-Fossil | G | 2025 | Solar |  | 0 | 0 | 0 | 0 | 0 | 0 | 0 | 0 | 0 | 0 | 0 | 0 | 0 | 0 | 0 | 0 | 0.82382 | 1.5051 | 2.4891 | 4.8179 | 0 | 0 | 0 | 0 | 0 | 0 | 0 | 0 | 0 | 0 | 0 | 0 | 0 | 0 | 0 | 0 | 0 | 0 | 0 | 0 | 0.083956 | 0 | 0 | 0 | 0 | 0 | 0 | 0 | 0 | 0 | 3
59123_G_1 | S_VACA | North Carolina | 37 | Chatham | 37 | 59123 | 1 | Moncure Farm LLC | 0 | 2014 | 9999 | Solar PV | [5 empty] | Non-Fossil | G | 2025 | Solar |  | 0 | 0 | 0 | 0 | 0 | 0 | 0 | 0 | 0 | 0 | 0 | 0 | 0 | 0 | 0 | 0 | 1.5159 | 2.6889 | 4.4842 | 8.689 | 0 | 0 | 0 | 0 | 0 | 0 | 0 | 0 | 0 | 0 | 0 | 0 | 0 | 0 | 0 | 0 | 0 | 0 | 0 | 0 | 0.13984 | 0 | 0 | 0 | 0 | 0 | 0 | 0 | 0 | 0 | 4.997
59122_G_ECA11 | WEC_CALN | California | 6 | San Benito | 69 | 59122 | ECA11 | Enerparc CA1 LLC | 0 | 2014 | 9999 | Solar PV | [5 empty] | Non-Fossil | G | 2025 | Solar |  | 0 | 0 | 0 | 0 | 0 | 0 | 0 | 0 | 0 | 0 | 0 | 0 | 0 | 0 | 0 | 0 | 0.56278 | 1.1203 | 1.8368 | 3.5199 | 0 | 0 | 0 | 0 | 0 | 0 | 0 | 0 | 0 | 0 | 0 | 0 | 0 | 0 | 0 | 0 | 0 | 0 | 0 | 0 | 0.047987 | 0 | 0 | 0 | 0 | 0 | 0 | 0 | 0 | 0 | 1.4986
59121_G_57449 | NENGREST | Massachusetts | 25 | Bristol | 5 | 59121 | 57449 | Acushnet-Braley Road 1 | 0 | 2013 | 9999 | Solar PV | [5 empty] | Non-Fossil | G | 2025 | Solar |  | 0 | 0 | 0 | 0 | 0 | 0 | 0 | 0 | 0 | 0 | 0 | 0 | 0 | 0 | 0 | 0 | 0.41663 | 0.86626 | 1.3234 | 2.6063 | 0 | 0 | 0 | 0 | 0 | 0 | 0 | 0 | 0 | 0 | 0 | 0 | 0 | 0 | 0 | 0 | 0 | 0 | 0 | 0 | 0.052012 | 0 | 0 | 0 | 0 | 0 | 0 | 0 | 0 | 0 | 1.8585
59120_G_PV1 | S_VACA | North Carolina | 37 | Duplin | 61 | 59120 | PV1 | Warsaw II | 0 | 2013 | 9999 | Solar PV | [5 empty] | Non-Fossil | G | 2025 | Solar |  | 0 | 0 | 0 | 0 | 0 | 0 | 0 | 0 | 0 | 0 | 0 | 0 | 0 | 0 | 0 | 0 | 0.60635 | 1.0756 | 1.7937 | 3.4756 | 0 | 0 | 0 | 0 | 0 | 0 | 0 | 0 | 0 | 0 | 0 | 0 | 0 | 0 | 0 | 0 | 0 | 0 | 0 | 0 | 0.055937 | 0 | 0 | 0 | 0 | 0 | 0 | 0 | 0 | 0 | 1.9988
59119_G_PV1 | S_VACA | North Carolina | 37 | Duplin | 61 | 59119 | PV1 | Warsaw I | 0 | 2013 | 9999 | Solar PV | [5 empty] | Non-Fossil | G | 2025 | Solar |  | 0 | 0 | 0 | 0 | 0 | 0 | 0 | 0 | 0 | 0 | 0 | 0 | 0 | 0 | 0 | 0 | 0.60635 | 1.0756 | 1.7937 | 3.4756 | 0 | 0 | 0 | 0 | 0 | 0 | 0 | 0 | 0 | 0 | 0 | 0 | 0 | 0 | 0 | 0 | 0 | 0 | 0 | 0 | 0.055937 | 0 | 0 | 0 | 0 | 0 | 0 | 0 | 0 | 0 | 1.9988
59118_G_CAM1 | ERC_REST | Texas | 48 | Cameron | 61 | 59118 | CAM1 | Cameron Wind 1 LLC | 0 | 2015 | 9999 | Onshore Wind | [5 empty] | Non-Fossil | G | 2025 | Wind |  | 0 | 0 | 0 | 0 | 0 | 0 | 0 | 0 | 0 | 0 | 0 | 0 | 0 | 0 | 0 | 0 | 118.4939 | 170.6679 | 203.6309 | 492.7927 | 0 | 0 | 0 | 0 | 0 | 0 | 0 | 0 | 0 | 0 | 0 | 0 | 0 | 0 | 0 | 0 | 0 | 0 | 0 | 0 | 4.6492 | 0 | 0 | 0 | 0 | 0 | 0 | 0 | 0 | 0 | 165
59117_G_PV1 | S_VACA | North Carolina | 37 | Bladen | 17 | 59117 | PV1 | DD Fayetteville Solar NC LLC | 0 | 2015 | 9999 | Solar PV | [5 empty] | Non-Fossil | G | 2025 | Solar |  | 0 | 0 | 0 | 0 | 0 | 0 | 0 | 0 | 0 | 0 | 0 | 0 | 0 | 0 | 0 | 0 | 7.0034 | 12.4227 | 20.7171 | 40.1431 | 0 | 0 | 0 | 0 | 0 | 0 | 0 | 0 | 0 | 0 | 0 | 0 | 0 | 0 | 0 | 0 | 0 | 0 | 0 | 0 | 0.64607 | 0 | 0 | 0 | 0 | 0 | 0 | 0 | 0 | 0 | 23.086
59116_G_V1021 | PJM_EMAC | New Jersey | 34 | Cape May | 9 | 59116 | V1021 | Woodbine Landfill Plant | 14242 | 2013 | 9999 | Landfill Gas | [5 empty] | Non-Fossil | G | 2025 | LF Gas |  | 0.034947 | 0.046967 | 0.062324 | 0.14424 | 0 | 0 | 0 | 0 | 0 | 0 | 0 | 0 | 0 | 0 | 0 | 0 | 2.4538 | 3.2978 | 4.376 | 10.1277 | 2.014 | 2.7067 | 3.5917 | 8.3123 | 0 | 0 | 0 | 0 | 0.0042081 | 0.0056554 | 0.0075044 | 0.017368 | 0 | 0 | 0 | 0 | 0 | 0 | 0 | 0 | 0.49286 | 0.016046 | 0.021565 | 0.028615 | 0.066226 | 0 | 0 | 0 | 0 | 0 | 2.1
59115_G_1 | S_VACA | North Carolina | 37 | Sampson | 163 | 59115 | 1 | Anderson Farm LLC | 0 | 2014 | 9999 | Solar PV | [5 empty] | Non-Fossil | G | 2025 | Solar |  | 0 | 0 | 0 | 0 | 0 | 0 | 0 | 0 | 0 | 0 | 0 | 0 | 0 | 0 | 0 | 0 | 0.57603 | 1.0218 | 1.704 | 3.3018 | 0 | 0 | 0 | 0 | 0 | 0 | 0 | 0 | 0 | 0 | 0 | 0 | 0 | 0 | 0 | 0 | 0 | 0 | 0 | 0 | 0.05314 | 0 | 0 | 0 | 0 | 0 | 0 | 0 | 0 | 0 | 1.8989
59114_G_1 | S_VACA | North Carolina | 37 | Rowan | 159 | 59114 | 1 | Redmon Solar Farm LLC | 0 | 2015 | 9999 | Solar PV | [5 empty] | Non-Fossil | G | 2025 | Solar |  | 0 | 0 | 0 | 0 | 0 | 0 | 0 | 0 | 0 | 0 | 0 | 0 | 0 | 0 | 0 | 0 | 0.60635 | 1.0756 | 1.7937 | 3.4756 | 0 | 0 | 0 | 0 | 0 | 0 | 0 | 0 | 0 | 0 | 0 | 0 | 0 | 0 | 0 | 0 | 0 | 0 | 0 | 0 | 0.055937 | 0 | 0 | 0 | 0 | 0 | 0 | 0 | 0 | 0 | 1.9988
59113_G_1 | S_VACA | North Carolina | 37 | Caswell | 33 | 59113 | 1 | Yanceyville Farm 2 LLC | 0 | 2015 | 9999 | Solar PV | [5 empty] | Non-Fossil | G | 2025 | Solar |  | 0 | 0 | 0 | 0 | 0 | 0 | 0 | 0 | 0 | 0 | 0 | 0 | 0 | 0 | 0 | 0 | 1.5159 | 2.6889 | 4.4842 | 8.689 | 0 | 0 | 0 | 0 | 0 | 0 | 0 | 0 | 0 | 0 | 0 | 0 | 0 | 0 | 0 | 0 | 0 | 0 | 0 | 0 | 0.13984 | 0 | 0 | 0 | 0 | 0 | 0 | 0 | 0 | 0 | 4.997
59112_G_1 | S_VACA | North Carolina | 37 | Chatham | 37 | 59112 | 1 | West Siler Farm LLC | 0 | 2017 | 9999 | Solar PV | [5 empty] | Non-Fossil | G | 2025 | Solar |  | 0 | 0 | 0 | 0 | 0 | 0 | 0 | 0 | 0 | 0 | 0 | 0 | 0 | 0 | 0 | 0 | 1.5168 | 2.6905 | 4.4869 | 8.6942 | 0 | 0 | 0 | 0 | 0 | 0 | 0 | 0 | 0 | 0 | 0 | 0 | 0 | 0 | 0 | 0 | 0 | 0 | 0 | 0 | 0.13993 | 0 | 0 | 0 | 0 | 0 | 0 | 0 | 0 | 0 | 5
59111_G_1 | S_VACA | North Carolina | 37 | Rowan | 159 | 59111 | 1 | West Salisbury Farm LLC | 0 | 2015 | 9999 | Solar PV | [5 empty] | Non-Fossil | G | 2025 | Solar |  | 0 | 0 | 0 | 0 | 0 | 0 | 0 | 0 | 0 | 0 | 0 | 0 | 0 | 0 | 0 | 0 | 1.5159 | 2.6889 | 4.4842 | 8.689 | 0 | 0 | 0 | 0 | 0 | 0 | 0 | 0 | 0 | 0 | 0 | 0 | 0 | 0 | 0 | 0 | 0 | 0 | 0 | 0 | 0.13984 | 0 | 0 | 0 | 0 | 0 | 0 | 0 | 0 | 0 | 4.997
59110_G_1 | SPP_N | Missouri | 29 | Greene | 77 | 59110 | 1 | Springfield Solar 1 LLC | 0 | 2014 | 9999 | Solar PV | [5 empty] | Non-Fossil | G | 2025 | Solar |  | 0 | 0 | 0 | 0 | 0 | 0 | 0 | 0 | 0 | 0 | 0 | 0 | 0 | 0 | 0 | 0 | 1.4549 | 2.8596 | 4.3419 | 8.6565 | 0 | 0 | 0 | 0 | 0 | 0 | 0 | 0 | 0 | 0 | 0 | 0 | 0 | 0 | 0 | 0 | 0 | 0 | 0 | 0 | 0.13713 | 0 | 0 | 0 | 0 | 0 | 0 | 0 | 0 | 0 | 4.9
59109_G_1 | S_VACA | North Carolina | 37 | Moore | 125 | 59109 | 1 | Spicewood Solar Farm LLC | 0 | 2014 | 9999 | Solar PV | [5 empty] | Non-Fossil | G | 2025 | Solar |  | 0 | 0 | 0 | 0 | 0 | 0 | 0 | 0 | 0 | 0 | 0 | 0 | 0 | 0 | 0 | 0 | 1.5159 | 2.6889 | 4.4842 | 8.689 | 0 | 0 | 0 | 0 | 0 | 0 | 0 | 0 | 0 | 0 | 0 | 0 | 0 | 0 | 0 | 0 | 0 | 0 | 0 | 0 | 0.13984 | 0 | 0 | 0 | 0 | 0 | 0 | 0 | 0 | 0 | 4.997
59107_G_1 | S_VACA | North Carolina | 37 | Wayne | 191 | 59107 | 1 | Mount Olive Farm | 0 | 2014 | 9999 | Solar PV | [5 empty] | Non-Fossil | G | 2025 | Solar |  | 0 | 0 | 0 | 0 | 0 | 0 | 0 | 0 | 0 | 0 | 0 | 0 | 0 | 0 | 0 | 0 | 1.5159 | 2.6889 | 4.4842 | 8.689 | 0 | 0 | 0 | 0 | 0 | 0 | 0 | 0 | 0 | 0 | 0 | 0 | 0 | 0 | 0 | 0 | 0 | 0 | 0 | 0 | 0.13984 | 0 | 0 | 0 | 0 | 0 | 0 | 0 | 0 | 0 | 4.997
59106_G_1 | S_VACA | North Carolina | 37 | Greene | 79 | 59106 | 1 | Snow Hill Solar 2 LLC | 0 | 2014 | 9999 | Solar PV | [5 empty] | Non-Fossil | G | 2025 | Solar |  | 0 | 0 | 0 | 0 | 0 | 0 | 0 | 0 | 0 | 0 | 0 | 0 | 0 | 0 | 0 | 0 | 0.60635 | 1.0756 | 1.7937 | 3.4756 | 0 | 0 | 0 | 0 | 0 | 0 | 0 | 0 | 0 | 0 | 0 | 0 | 0 | 0 | 0 | 0 | 0 | 0 | 0 | 0 | 0.055937 | 0 | 0 | 0 | 0 | 0 | 0 | 0 | 0 | 0 | 1.9988
59105_G_1 | S_VACA | North Carolina | 37 | Rockingham | 157 | 59105 | 1 | Market Farm | 0 | 2014 | 9999 | Solar PV | [5 empty] | Non-Fossil | G | 2025 | Solar |  | 0 | 0 | 0 | 0 | 0 | 0 | 0 | 0 | 0 | 0 | 0 | 0 | 0 | 0 | 0 | 0 | 1.4856 | 2.6351 | 4.3945 | 8.5152 | 0 | 0 | 0 | 0 | 0 | 0 | 0 | 0 | 0 | 0 | 0 | 0 | 0 | 0 | 0 | 0 | 0 | 0 | 0 | 0 | 0.13705 | 0 | 0 | 0 | 0 | 0 | 0 | 0 | 0 | 0 | 4.897
59103_G_1 | S_VACA | North Carolina | 37 | Wayne | 191 | 59103 | 1 | Fremont Farm | 0 | 2017 | 9999 | Solar PV | [5 empty] | Non-Fossil | G | 2025 | Solar |  | 0 | 0 | 0 | 0 | 0 | 0 | 0 | 0 | 0 | 0 | 0 | 0 | 0 | 0 | 0 | 0 | 1.5159 | 2.6889 | 4.4842 | 8.689 | 0 | 0 | 0 | 0 | 0 | 0 | 0 | 0 | 0 | 0 | 0 | 0 | 0 | 0 | 0 | 0 | 0 | 0 | 0 | 0 | 0.13984 | 0 | 0 | 0 | 0 | 0 | 0 | 0 | 0 | 0 | 4.997
59102_G_1 | S_VACA | North Carolina | 37 | Burke | 23 | 59102 | 1 | Dragstrip Farm | 0 | 2014 | 9999 | Solar PV | [5 empty] | Non-Fossil | G | 2025 | Solar |  | 0 | 0 | 0 | 0 | 0 | 0 | 0 | 0 | 0 | 0 | 0 | 0 | 0 | 0 | 0 | 0 | 1.5159 | 2.6889 | 4.4842 | 8.689 | 0 | 0 | 0 | 0 | 0 | 0 | 0 | 0 | 0 | 0 | 0 | 0 | 0 | 0 | 0 | 0 | 0 | 0 | 0 | 0 | 0.13984 | 0 | 0 | 0 | 0 | 0 | 0 | 0 | 0 | 0 | 4.997
59100_G_1 | S_VACA | North Carolina | 37 | Columbus | 47 | 59100 | 1 | Chauncey Farm LLC | 0 | 2014 | 9999 | Solar PV | [5 empty] | Non-Fossil | G | 2025 | Solar |  | 0 | 0 | 0 | 0 | 0 | 0 | 0 | 0 | 0 | 0 | 0 | 0 | 0 | 0 | 0 | 0 | 1.4856 | 2.6351 | 4.3945 | 8.5152 | 0 | 0 | 0 | 0 | 0 | 0 | 0 | 0 | 0 | 0 | 0 | 0 | 0 | 0 | 0 | 0 | 0 | 0 | 0 | 0 | 0.13705 | 0 | 0 | 0 | 0 | 0 | 0 | 0 | 0 | 0 | 4.897
591_G_CH14 | PJM_EMAC | Delaware | 10 | New Castle | 3 | 591 | CH14 | Christiana | 25000 | 1973 | 9999 | Combustion Turbine |  |  |  | H2O |  | Fossil | G | 2025 | Oil |  | 0 | 0 | 0 | 0 | 0 | 0 | 0 | 0 | 0 | 0 | 0 | 0 | 0 | 0 | 0 | 0 | 0 | 0 | 0 | 0 | 0 | 0 | 0 | 0 | 0 | 0 | 0 | 0 | 0 | 0 | 0 | 0 | 0 | 0 | 0 | 0 | 0 | 0 | 0 | 0 | 0.4675 | 0 | 0 | 0 | 0 | 0 | 0 | 0 | 0 | 0 | 25
591_G_CH11 | PJM_EMAC | Delaware | 10 | New Castle | 3 | 591 | CH11 | Christiana | 25000 | 1973 | 9999 | Combustion Turbine |  |  |  | H2O |  | Fossil | G | 2025 | Oil |  | 0 | 0 | 0 | 0 | 0 | 0 | 0 | 0 | 0 | 0 | 0 | 0 | 0 | 0 | 0 | 0 | 0 | 0 | 0 | 0 | 0 | 0 | 0 | 0 | 0 | 0 | 0 | 0 | 0 | 0 | 0 | 0 | 0 | 0 | 0 | 0 | 0 | 0 | 0 | 0 | 0.4675 | 0 | 0 | 0 | 0 | 0 | 0 | 0 | 0 | 0 | 25
59099_G_PV1 | WEC_LADW | California | 6 | Los Angeles | 37 | 59099 | PV1 | Kettering Solar 2 | 0 | 2014 | 9999 | Solar PV | [5 empty] | Non-Fossil | G | 2025 | Solar |  | 0 | 0 | 0 | 0 | 0 | 0 | 0 | 0 | 0 | 0 | 0 | 0 | 0 | 0 | 0 | 0 | 0.40345 | 0.78475 | 1.1735 | 2.3617 | 0 | 0 | 0 | 0 | 0 | 0 | 0 | 0 | 0 | 0 | 0 | 0 | 0 | 0 | 0 | 0 | 0 | 0 | 0 | 0 | 0.040017 | 0 | 0 | 0 | 0 | 0 | 0 | 0 | 0 | 0 | 0.98442
59098_G_PV1 | WEC_LADW | California | 6 | Los Angeles | 37 | 59098 | PV1 | Kettering Solar 1 | 0 | 2014 | 9999 | Solar PV | [5 empty] | Non-Fossil | G | 2025 | Solar |  | 0 | 0 | 0 | 0 | 0 | 0 | 0 | 0 | 0 | 0 | 0 | 0 | 0 | 0 | 0 | 0 | 0.40345 | 0.78475 | 1.1735 | 2.3617 | 0 | 0 | 0 | 0 | 0 | 0 | 0 | 0 | 0 | 0 | 0 | 0 | 0 | 0 | 0 | 0 | 0 | 0 | 0 | 0 | 0.040017 | 0 | 0 | 0 | 0 | 0 | 0 | 0 | 0 | 0 | 0.98442
59097_G_PV1 | PJM_EMAC | New Jersey | 34 | Warren | 41 | 59097 | PV1 | Berry Plastics Solar | 0 | 2013 | 9999 | Solar PV | [5 empty] | Non-Fossil | G | 2025 | Solar |  | 0 | 0 | 0 | 0 | 0 | 0 | 0 | 0 | 0 | 0 | 0 | 0 | 0 | 0 | 0 | 0 | 2.0737 | 4.4768 | 7.1134 | 13.6639 | 0 | 0 | 0 | 0 | 0 | 0 | 0 | 0 | 0 | 0 | 0 | 0 | 0 | 0 | 0 | 0 | 0 | 0 | 0 | 0 | 0.34433 | 0 | 0 | 0 | 0 | 0 | 0 | 0 | 0 | 0 | 9.5462
59096_G_GEN1 | WEC_LADW | California | 6 | Los Angeles | 37 | 59096 | GEN1 | Division 3 | 0 | 2014 | 9999 | Solar PV | [5 empty] | Non-Fossil | G | 2025 | Solar |  | 0 | 0 | 0 | 0 | 0 | 0 | 0 | 0 | 0 | 0 | 0 | 0 | 0 | 0 | 0 | 0 | 0.40345 | 0.78475 | 1.1735 | 2.3617 | 0 | 0 | 0 | 0 | 0 | 0 | 0 | 0 | 0 | 0 | 0 | 0 | 0 | 0 | 0 | 0 | 0 | 0 | 0 | 0 | 0.040017 | 0 | 0 | 0 | 0 | 0 | 0 | 0 | 0 | 0 | 0.98442
59095_G_GEN 1 | WEC_LADW | California | 6 | Los Angeles | 37 | 59095 | GEN 1 | Division 2 | 0 | 2014 | 9999 | Solar PV | [5 empty] | Non-Fossil | G | 2025 | Solar |  | 0 | 0 | 0 | 0 | 0 | 0 | 0 | 0 | 0 | 0 | 0 | 0 | 0 | 0 | 0 | 0 | 0.40345 | 0.78475 | 1.1735 | 2.3617 | 0 | 0 | 0 | 0 | 0 | 0 | 0 | 0 | 0 | 0 | 0 | 0 | 0 | 0 | 0 | 0 | 0 | 0 | 0 | 0 | 0.040017 | 0 | 0 | 0 | 0 | 0 | 0 | 0 | 0 | 0 | 0.98442
59094_G_GEN 1 | WEC_LADW | California | 6 | Los Angeles | 37 | 59094 | GEN 1 | Division 1 | 0 | 2014 | 9999 | Solar PV | [5 empty] | Non-Fossil | G | 2025 | Solar |  | 0 | 0 | 0 | 0 | 0 | 0 | 0 | 0 | 0 | 0 | 0 | 0 | 0 | 0 | 0 | 0 | 0.60517 | 1.1771 | 1.7603 | 3.5426 | 0 | 0 | 0 | 0 | 0 | 0 | 0 | 0 | 0 | 0 | 0 | 0 | 0 | 0 | 0 | 0 | 0 | 0 | 0 | 0 | 0.060026 | 0 | 0 | 0 | 0 | 0 | 0 | 0 | 0 | 0 | 1.4766
59093_G_12 | MIS_LMI | Michigan | 26 | Ottawa | 139 | 59093 | 12 | Holland Energy Park | 7050 | 2017 | 9999 | Combined Cycle |  |  | SCR |  |  | Fossil | G | 2025 | NaturalGas |  | 0.50575 | 0.68557 | 0.94635 | 2.1377 | 0 | 0 | 0 | 0 | 0 | 0 | 0 | 0 | 0 | 0 | 0 | 0 | 71.7378 | 97.2445 | 134.2335 | 303.2157 | 29.6067 | 40.1335 | 55.3991 | 125.1393 | 3.5411e-08 | 4.8002e-08 | 6.6221e-08 | 1.4963e-07 | 0.0037122 | 0.0050321 | 0.0069462 | 0.015691 | 0 | 0 | 0 | 0 | 0 | 0 | 0 | 0 | 1.2493 | 0.15228 | 0.20643 | 0.28495 | 0.64367 | 1.9051 | 2.4728 | 3.3944 | 7.7722 | 0 | 40.9 | SCR
59093_G_11 | MIS_LMI | Michigan | 26 | Ottawa | 139 | 59093 | 11 | Holland Energy Park | 7050 | 2017 | 9999 | Combined Cycle |  |  | SCR |  |  | Fossil | G | 2025 | NaturalGas |  | 0.53296 | 0.72245 | 0.99725 | 2.2527 | 0 | 0 | 0 | 0 | 0 | 0 | 0 | 0 | 0 | 0 | 0 | 0 | 75.5965 | 102.4753 | 141.4539 | 319.5256 | 31.1992 | 42.2923 | 58.379 | 131.8705 | 3.7316e-08 | 5.0584e-08 | 6.9783e-08 | 1.5768e-07 | 0.0039119 | 0.0053028 | 0.0073198 | 0.016535 | 0 | 0 | 0 | 0 | 0 | 0 | 0 | 0 | 1.3165 | 0.16048 | 0.21753 | 0.30028 | 0.67829 | 2.0076 | 2.6058 | 3.577 | 8.1903 | 0 | 43.1 | SCR
59093_G_10 | MIS_LMI | Michigan | 26 | Ottawa | 139 | 59093 | 10 | Holland Energy Park | 7050 | 2017 | 9999 | Combined Cycle |  |  | SCR |  |  | Fossil | G | 2025 | NaturalGas |  | 0.53296 | 0.72245 | 0.99725 | 2.2527 | 0 | 0 | 0 | 0 | 0 | 0 | 0 | 0 | 0 | 0 | 0 | 0 | 75.5965 | 102.4753 | 141.4539 | 319.5256 | 31.1992 | 42.2923 | 58.379 | 131.8705 | 3.7316e-08 | 5.0584e-08 | 6.9783e-08 | 1.5768e-07 | 0.0039119 | 0.0053028 | 0.0073198 | 0.016535 | 0 | 0 | 0 | 0 | 0 | 0 | 0 | 0 | 1.3165 | 0.16048 | 0.21753 | 0.30028 | 0.67829 | 2.0076 | 2.6058 | 3.577 | 8.1903 | 0 | 43.1 | SCR
59090_G_GEN1 | NENGREST | Massachusetts | 25 | Plymouth | 23 | 59090 | GEN1 | Rockland Solar | 0 | 2013 | 9999 | Solar PV | [5 empty] | Non-Fossil | G | 2025 | Solar |  | 0 | 0 | 0 | 0 | 0 | 0 | 0 | 0 | 0 | 0 | 0 | 0 | 0 | 0 | 0 | 0 | 0.43856 | 0.91185 | 1.3931 | 2.7435 | 0 | 0 | 0 | 0 | 0 | 0 | 0 | 0 | 0 | 0 | 0 | 0 | 0 | 0 | 0 | 0 | 0 | 0 | 0 | 0 | 0.05475 | 0 | 0 | 0 | 0 | 0 | 0 | 0 | 0 | 0 | 1.9564
59089_G_GEN9 | NENGREST | Vermont | 50 | Windham | 25 | 59089 | GEN9 | Townshend Hydro | 0 | 2016 | 9999 | Hydro | [5 empty] | Non-Fossil | G | 2025 | Hydro |  | 0 | 0 | 0 | 0 | 0 | 0 | 0 | 0 | 0 | 0 | 0 | 0 | 0 | 0 | 0 | 0 | 0.10311 | 0.14702 | 0.14003 | 0.39016 | 0 | 0 | 0 | 0 | 0 | 0 | 0 | 0 | 0 | 0 | 0 | 0 | 0 | 0 | 0 | 0 | 0 | 0 | 0 | 0 | 0.0014889 | 0.00027427 | 0.00039106 | 0.00037248 | 0.0010378 | 0 | 0 | 0 | 0 | 0 | 0.1
59089_G_GEN8 | NENGREST | Vermont | 50 | Windham | 25 | 59089 | GEN8 | Townshend Hydro | 0 | 2016 | 9999 | Hydro | [5 empty] | Non-Fossil | G | 2025 | Hydro |  | 0 | 0 | 0 | 0 | 0 | 0 | 0 | 0 | 0 | 0 | 0 | 0 | 0 | 0 | 0 | 0 | 0.10311 | 0.14702 | 0.14003 | 0.39016 | 0 | 0 | 0 | 0 | 0 | 0 | 0 | 0 | 0 | 0 | 0 | 0 | 0 | 0 | 0 | 0 | 0 | 0 | 0 | 0 | 0.0014889 | 0.00027427 | 0.00039106 | 0.00037248 | 0.0010378 | 0 | 0 | 0 | 0 | 0 | 0.1
59089_G_GEN7 | NENGREST | Vermont | 50 | Windham | 25 | 59089 | GEN7 | Townshend Hydro | 0 | 2016 | 9999 | Hydro | [5 empty] | Non-Fossil | G | 2025 | Hydro |  | 0 | 0 | 0 | 0 | 0 | 0 | 0 | 0 | 0 | 0 | 0 | 0 | 0 | 0 | 0 | 0 | 0.10311 | 0.14702 | 0.14003 | 0.39016 | 0 | 0 | 0 | 0 | 0 | 0 | 0 | 0 | 0 | 0 | 0 | 0 | 0 | 0 | 0 | 0 | 0 | 0 | 0 | 0 | 0.0014889 | 0.00027427 | 0.00039106 | 0.00037248 | 0.0010378 | 0 | 0 | 0 | 0 | 0 | 0.1
59089_G_GEN6 | NENGREST | Vermont | 50 | Windham | 25 | 59089 | GEN6 | Townshend Hydro | 0 | 2016 | 9999 | Hydro | [5 empty] | Non-Fossil | G | 2025 | Hydro |  | 0 | 0 | 0 | 0 | 0 | 0 | 0 | 0 | 0 | 0 | 0 | 0 | 0 | 0 | 0 | 0 | 0.10311 | 0.14702 | 0.14003 | 0.39016 | 0 | 0 | 0 | 0 | 0 | 0 | 0 | 0 | 0 | 0 | 0 | 0 | 0 | 0 | 0 | 0 | 0 | 0 | 0 | 0 | 0.0014889 | 0.00027427 | 0.00039106 | 0.00037248 | 0.0010378 | 0 | 0 | 0 | 0 | 0 | 0.1
59089_G_GEN5 | NENGREST | Vermont | 50 | Windham | 25 | 59089 | GEN5 | Townshend Hydro | 0 | 2016 | 9999 | Hydro | [5 empty] | Non-Fossil | G | 2025 | Hydro |  | 0 | 0 | 0 | 0 | 0 | 0 | 0 | 0 | 0 | 0 | 0 | 0 | 0 | 0 | 0 | 0 | 0.10311 | 0.14702 | 0.14003 | 0.39016 | 0 | 0 | 0 | 0 | 0 | 0 | 0 | 0 | 0 | 0 | 0 | 0 | 0 | 0 | 0 | 0 | 0 | 0 | 0 | 0 | 0.0014889 | 0.00027427 | 0.00039106 | 0.00037248 | 0.0010378 | 0 | 0 | 0 | 0 | 0 | 0.1
59089_G_GEN4 | NENGREST | Vermont | 50 | Windham | 25 | 59089 | GEN4 | Townshend Hydro | 0 | 2016 | 9999 | Hydro | [5 empty] | Non-Fossil | G | 2025 | Hydro |  | 0 | 0 | 0 | 0 | 0 | 0 | 0 | 0 | 0 | 0 | 0 | 0 | 0 | 0 | 0 | 0 | 0.10311 | 0.14702 | 0.14003 | 0.39016 | 0 | 0 | 0 | 0 | 0 | 0 | 0 | 0 | 0 | 0 | 0 | 0 | 0 | 0 | 0 | 0 | 0 | 0 | 0 | 0 | 0.0014889 | 0.00027427 | 0.00039106 | 0.00037248 | 0.0010378 | 0 | 0 | 0 | 0 | 0 | 0.1
59089_G_GEN3 | NENGREST | Vermont | 50 | Windham | 25 | 59089 | GEN3 | Townshend Hydro | 0 | 2016 | 9999 | Hydro | [5 empty] | Non-Fossil | G | 2025 | Hydro |  | 0 | 0 | 0 | 0 | 0 | 0 | 0 | 0 | 0 | 0 | 0 | 0 | 0 | 0 | 0 | 0 | 0.10311 | 0.14702 | 0.14003 | 0.39016 | 0 | 0 | 0 | 0 | 0 | 0 | 0 | 0 | 0 | 0 | 0 | 0 | 0 | 0 | 0 | 0 | 0 | 0 | 0 | 0 | 0.0014889 | 0.00027427 | 0.00039106 | 0.00037248 | 0.0010378 | 0 | 0 | 0 | 0 | 0 | 0.1
59089_G_GEN2 | NENGREST | Vermont | 50 | Windham | 25 | 59089 | GEN2 | Townshend Hydro | 0 | 2016 | 9999 | Hydro | [5 empty] | Non-Fossil | G | 2025 | Hydro |  | 0 | 0 | 0 | 0 | 0 | 0 | 0 | 0 | 0 | 0 | 0 | 0 | 0 | 0 | 0 | 0 | 0.10311 | 0.14702 | 0.14003 | 0.39016 | 0 | 0 | 0 | 0 | 0 | 0 | 0 | 0 | 0 | 0 | 0 | 0 | 0 | 0 | 0 | 0 | 0 | 0 | 0 | 0 | 0.0014889 | 0.00027427 | 0.00039106 | 0.00037248 | 0.0010378 | 0 | 0 | 0 | 0 | 0 | 0.1
59089_G_GEN12 | NENGREST | Vermont | 50 | Windham | 25 | 59089 | GEN12 | Townshend Hydro | 0 | 2016 | 9999 | Hydro | [5 empty] | Non-Fossil | G | 2025 | Hydro |  | 0 | 0 | 0 | 0 | 0 | 0 | 0 | 0 | 0 | 0 | 0 | 0 | 0 | 0 | 0 | 0 | 0.10311 | 0.14702 | 0.14003 | 0.39016 | 0 | 0 | 0 | 0 | 0 | 0 | 0 | 0 | 0 | 0 | 0 | 0 | 0 | 0 | 0 | 0 | 0 | 0 | 0 | 0 | 0.0014889 | 0.00027427 | 0.00039106 | 0.00037248 | 0.0010378 | 0 | 0 | 0 | 0 | 0 | 0.1
59089_G_GEN11 | NENGREST | Vermont | 50 | Windham | 25 | 59089 | GEN11 | Townshend Hydro | 0 | 2016 | 9999 | Hydro | [5 empty] | Non-Fossil | G | 2025 | Hydro |  | 0 | 0 | 0 | 0 | 0 | 0 | 0 | 0 | 0 | 0 | 0 | 0 | 0 | 0 | 0 | 0 | 0.10311 | 0.14702 | 0.14003 | 0.39016 | 0 | 0 | 0 | 0 | 0 | 0 | 0 | 0 | 0 | 0 | 0 | 0 | 0 | 0 | 0 | 0 | 0 | 0 | 0 | 0 | 0.0014889 | 0.00027427 | 0.00039106 | 0.00037248 | 0.0010378 | 0 | 0 | 0 | 0 | 0 | 0.1
59089_G_GEN10 | NENGREST | Vermont | 50 | Windham | 25 | 59089 | GEN10 | Townshend Hydro | 0 | 2016 | 9999 | Hydro | [5 empty] | Non-Fossil | G | 2025 | Hydro |  | 0 | 0 | 0 | 0 | 0 | 0 | 0 | 0 | 0 | 0 | 0 | 0 | 0 | 0 | 0 | 0 | 0.10311 | 0.14702 | 0.14003 | 0.39016 | 0 | 0 | 0 | 0 | 0 | 0 | 0 | 0 | 0 | 0 | 0 | 0 | 0 | 0 | 0 | 0 | 0 | 0 | 0 | 0 | 0.0014889 | 0.00027427 | 0.00039106 | 0.00037248 | 0.0010378 | 0 | 0 | 0 | 0 | 0 | 0.1
59089_G_GEN1 | NENGREST | Vermont | 50 | Windham | 25 | 59089 | GEN1 | Townshend Hydro | 0 | 2016 | 9999 | Hydro | [5 empty] | Non-Fossil | G | 2025 | Hydro |  | 0 | 0 | 0 | 0 | 0 | 0 | 0 | 0 | 0 | 0 | 0 | 0 | 0 | 0 | 0 | 0 | 0.10311 | 0.14702 | 0.14003 | 0.39016 | 0 | 0 | 0 | 0 | 0 | 0 | 0 | 0 | 0 | 0 | 0 | 0 | 0 | 0 | 0 | 0 | 0 | 0 | 0 | 0 | 0.0014889 | 0.00027427 | 0.00039106 | 0.00037248 | 0.0010378 | 0 | 0 | 0 | 0 | 0 | 0.1
59088_G_GEN 1 | WECC_IID | California | 6 | Imperial | 25 | 59088 | GEN 1 | Calipatria Solar Farm | 0 | 2016 | 9999 | Solar PV | [5 empty] | Non-Fossil | G | 2025 | Solar |  | 0 | 0 | 0 | 0 | 0 | 0 | 0 | 0 | 0 | 0 | 0 | 0 | 0 | 0 | 0 | 0 | 9.734 | 17.4425 | 26.351 | 53.5275 | 0 | 0 | 0 | 0 | 0 | 0 | 0 | 0 | 0 | 0 | 0 | 0 | 0 | 0 | 0 | 0 | 0 | 0 | 0 | 0 | 0.55971 | 0 | 0 | 0 | 0 | 0 | 0 | 0 | 0 | 0 | 20
59087_G_GEN 1 | WEC_CALN | California | 6 | Kings | 31 | 59087 | GEN 1 | Cottonwood Solar, LLC (City of Corcoran) | 0 | 2015 | 9999 | Solar PV | [5 empty] | Non-Fossil | G | 2025 | Solar |  | 0 | 0 | 0 | 0 | 0 | 0 | 0 | 0 | 0 | 0 | 0 | 0 | 0 | 0 | 0 | 0 | 4.1271 | 8.2155 | 13.4697 | 25.8123 | 0 | 0 | 0 | 0 | 0 | 0 | 0 | 0 | 0 | 0 | 0 | 0 | 0 | 0 | 0 | 0 | 0 | 0 | 0 | 0 | 0.3519 | 0 | 0 | 0 | 0 | 0 | 0 | 0 | 0 | 0 | 10.9895
59086_G_GEN1 | WECC_SCE | California | 6 | Kern | 29 | 59086 | GEN1 | Cottonwood Solar, LLC (Goose Lake) | 0 | 2015 | 9999 | Solar PV | [5 empty] | Non-Fossil | G | 2025 | Solar |  | 0 | 0 | 0 | 0 | 0 | 0 | 0 | 0 | 0 | 0 | 0 | 0 | 0 | 0 | 0 | 0 | 5.049 | 9.3674 | 14.519 | 28.9354 | 0 | 0 | 0 | 0 | 0 | 0 | 0 | 0 | 0 | 0 | 0 | 0 | 0 | 0 | 0 | 0 | 0 | 0 | 0 | 0 | 0.43353 | 0 | 0 | 0 | 0 | 0 | 0 | 0 | 0 | 0 | 12
59085_G_INV-1 | NENGREST | Massachusetts | 25 | Plymouth | 23 | 59085 | INV-1 | Lepomis PV Energy LLC | 0 | 2014 | 9999 | Solar PV | [5 empty] | Non-Fossil | G | 2025 | Solar |  | 0 | 0 | 0 | 0 | 0 | 0 | 0 | 0 | 0 | 0 | 0 | 0 | 0 | 0 | 0 | 0 | 0.98675 | 2.0517 | 3.1345 | 6.1729 | 0 | 0 | 0 | 0 | 0 | 0 | 0 | 0 | 0 | 0 | 0 | 0 | 0 | 0 | 0 | 0 | 0 | 0 | 0 | 0 | 0.12319 | 0 | 0 | 0 | 0 | 0 | 0 | 0 | 0 | 0 | 4.4018
59084_G_RPMA | SPP_N | Kansas | 20 | Marshall | 117 | 59084 | RPMA | Marshall Wind Farm | 0 | 2016 | 9999 | Onshore Wind | [5 empty] | Non-Fossil | G | 2025 | Wind |  | 0 | 0 | 0 | 0 | 0 | 0 | 0 | 0 | 0 | 0 | 0 | 0 | 0 | 0 | 0 | 0 | 63.2158 | 95.5474 | 97.1734 | 255.9366 | 0 | 0 | 0 | 0 | 0 | 0 | 0 | 0 | 0 | 0 | 0 | 0 | 0 | 0 | 0 | 0 | 0 | 0 | 0 | 0 | 2.9121 | 0 | 0 | 0 | 0 | 0 | 0 | 0 | 0 | 0 | 73.8
59083_G_WT1 | WECC_CO | Colorado | 8 | Lincoln | 73 | 59083 | WT1 | Limon III Wind LLC | 0 | 2014 | 9999 | Onshore Wind | [5 empty] | Non-Fossil | G | 2025 | Wind |  | 0 | 0 | 0 | 0 | 0 | 0 | 0 | 0 | 0 | 0 | 0 | 0 | 0 | 0 | 0 | 0 | 173.6179 | 219.5503 | 209.2385 | 602.4067 | 0 | 0 | 0 | 0 | 0 | 0 | 0 | 0 | 0 | 0 | 0 | 0 | 0 | 0 | 0 | 0 | 0 | 0 | 0 | 0 | 5.6469 | 0 | 0 | 0 | 0 | 0 | 0 | 0 | 0 | 0 | 200.4078
59082_G_DEN1 | NENGREST | Massachusetts | 25 | Barnstable | 1 | 59082 | DEN1 | Dennis Landfill | 0 | 2014 | 9999 | Solar PV | [5 empty] | Non-Fossil | G | 2025 | Solar |  | 0 | 0 | 0 | 0 | 0 | 0 | 0 | 0 | 0 | 0 | 0 | 0 | 0 | 0 | 0 | 0 | 1.0964 | 2.2796 | 3.4827 | 6.8587 | 0 | 0 | 0 | 0 | 0 | 0 | 0 | 0 | 0 | 0 | 0 | 0 | 0 | 0 | 0 | 0 | 0 | 0 | 0 | 0 | 0.13687 | 0 | 0 | 0 | 0 | 0 | 0 | 0 | 0 | 0 | 4.8909
59081_G_HAR1 | NENGREST | Massachusetts | 25 | Barnstable | 1 | 59081 | HAR1 | Barnstable Landfill | 0 | 2014 | 9999 | Solar PV | [5 empty] | Non-Fossil | G | 2025 | Solar |  | 0 | 0 | 0 | 0 | 0 | 0 | 0 | 0 | 0 | 0 | 0 | 0 | 0 | 0 | 0 | 0 | 0.87712 | 1.8237 | 2.7862 | 5.487 | 0 | 0 | 0 | 0 | 0 | 0 | 0 | 0 | 0 | 0 | 0 | 0 | 0 | 0 | 0 | 0 | 0 | 0 | 0 | 0 | 0.1095 | 0 | 0 | 0 | 0 | 0 | 0 | 0 | 0 | 0 | 3.9127
59080_G_NUN1 | NENGREST | Massachusetts | 25 | Dukes | 7 | 59080 | NUN1 | Nunnepog | 0 | 2014 | 9999 | Solar PV | [5 empty] | Non-Fossil | G | 2025 | Solar |  | 0 | 0 | 0 | 0 | 0 | 0 | 0 | 0 | 0 | 0 | 0 | 0 | 0 | 0 | 0 | 0 | 0.21928 | 0.45593 | 0.69655 | 1.3717 | 0 | 0 | 0 | 0 | 0 | 0 | 0 | 0 | 0 | 0 | 0 | 0 | 0 | 0 | 0 | 0 | 0 | 0 | 0 | 0 | 0.027375 | 0 | 0 | 0 | 0 | 0 | 0 | 0 | 0 | 0 | 0.97818
59079_G_KAT1 | NENGREST | Massachusetts | 25 | Dukes | 7 | 59079 | KAT1 | Katama Farm | 0 | 2014 | 9999 | Solar PV | [5 empty] | Non-Fossil | G | 2025 | Solar |  | 0 | 0 | 0 | 0 | 0 | 0 | 0 | 0 | 0 | 0 | 0 | 0 | 0 | 0 | 0 | 0 | 0.21928 | 0.45593 | 0.69655 | 1.3717 | 0 | 0 | 0 | 0 | 0 | 0 | 0 | 0 | 0 | 0 | 0 | 0 | 0 | 0 | 0 | 0 | 0 | 0 | 0 | 0 | 0.027375 | 0 | 0 | 0 | 0 | 0 | 0 | 0 | 0 | 0 | 0.97818
59078_G_HAR1 | NENGREST | Massachusetts | 25 | Barnstable | 1 | 59078 | HAR1 | Harwich Landfill | 0 | 2014 | 9999 | Solar PV | [5 empty] | Non-Fossil | G | 2025 | Solar |  | 0 | 0 | 0 | 0 | 0 | 0 | 0 | 0 | 0 | 0 | 0 | 0 | 0 | 0 | 0 | 0 | 0.87712 | 1.8237 | 2.7862 | 5.487 | 0 | 0 | 0 | 0 | 0 | 0 | 0 | 0 | 0 | 0 | 0 | 0 | 0 | 0 | 0 | 0 | 0 | 0 | 0 | 0 | 0.1095 | 0 | 0 | 0 | 0 | 0 | 0 | 0 | 0 | 0 | 3.9127
59077_G_CHA | NENGREST | Massachusetts | 25 | Barnstable | 1 | 59077 | CHA | Chatham Landfill | 0 | 2014 | 9999 | Solar PV | [5 empty] | Non-Fossil | G | 2025 | Solar |  | 0 | 0 | 0 | 0 | 0 | 0 | 0 | 0 | 0 | 0 | 0 | 0 | 0 | 0 | 0 | 0 | 0.32892 | 0.68389 | 1.0448 | 2.0576 | 0 | 0 | 0 | 0 | 0 | 0 | 0 | 0 | 0 | 0 | 0 | 0 | 0 | 0 | 0 | 0 | 0 | 0 | 0 | 0 | 0.041062 | 0 | 0 | 0 | 0 | 0 | 0 | 0 | 0 | 0 | 1.4673
59076_G_WT1 | WECC_PNW | Oregon | 41 | Umatilla | 59 | 59076 | WT1 | Chopin Wind LLC | 0 | 2016 | 9999 | Onshore Wind | [5 empty] | Non-Fossil | G | 2025 | Wind |  | 0 | 0 | 0 | 0 | 0 | 0 | 0 | 0 | 0 | 0 | 0 | 0 | 0 | 0 | 0 | 0 | 4.3038 | 7.229 | 11.6386 | 23.1714 | 0 | 0 | 0 | 0 | 0 | 0 | 0 | 0 | 0 | 0 | 0 | 0 | 0 | 0 | 0 | 0 | 0 | 0 | 0 | 0 | 0.28177 | 0 | 0 | 0 | 0 | 0 | 0 | 0 | 0 | 0 | 10
59075_G_BRE1 | NENGREST | Massachusetts | 25 | Barnstable | 1 | 59075 | BRE1 | Brewster Landfill | 0 | 2014 | 9999 | Solar PV | [5 empty] | Non-Fossil | G | 2025 | Solar |  | 0 | 0 | 0 | 0 | 0 | 0 | 0 | 0 | 0 | 0 | 0 | 0 | 0 | 0 | 0 | 0 | 0.21928 | 0.45593 | 0.69655 | 1.3717 | 0 | 0 | 0 | 0 | 0 | 0 | 0 | 0 | 0 | 0 | 0 | 0 | 0 | 0 | 0 | 0 | 0 | 0 | 0 | 0 | 0.027375 | 0 | 0 | 0 | 0 | 0 | 0 | 0 | 0 | 0 | 0.97818
59074_G_EG9B | WEC_CALN | California | 6 | Santa Clara | 85 | 59074 | EG9B | SC 1 Data Center, Phase 2 | 10745 | 2014 | 9999 | Combustion Turbine | [5 empty] | Fossil | G | 2025 | Oil |  | 0 | 0 | 0 | 0 | 0 | 0 | 0 | 0 | 0 | 0 | 0 | 0 | 0 | 0 | 0 | 0 | 0 | 0 | 0 | 0 | 0 | 0 | 0 | 0 | 0 | 0 | 0 | 0 | 0 | 0 | 0 | 0 | 0 | 0 | 0 | 0 | 0 | 0 | 0 | 0 | 0.04301 | 0 | 0 | 0 | 0 | 0 | 0 | 0 | 0 | 0 | 2.3
59074_G_EG9A | WEC_CALN | California | 6 | Santa Clara | 85 | 59074 | EG9A | SC 1 Data Center, Phase 2 | 10745 | 2015 | 9999 | Combustion Turbine | [5 empty] | Fossil | G | 2025 | Oil |  | 0 | 0 | 0 | 0 | 0 | 0 | 0 | 0 | 0 | 0 | 0 | 0 | 0 | 0 | 0 | 0 | 0 | 0 | 0 | 0 | 0 | 0 | 0 | 0 | 0 | 0 | 0 | 0 | 0 | 0 | 0 | 0 | 0 | 0 | 0 | 0 | 0 | 0 | 0 | 0 | 0.04301 | 0 | 0 | 0 | 0 | 0 | 0 | 0 | 0 | 0 | 2.3
59074_G_EG8B | WEC_CALN | California | 6 | Santa Clara | 85 | 59074 | EG8B | SC 1 Data Center, Phase 2 | 19551 | 2011 | 9999 | Combustion Turbine | [5 empty] | Fossil | G | 2025 | Oil |  | 0 | 0 | 0 | 0 | 0 | 0 | 0 | 0 | 0 | 0 | 0 | 0 | 0 | 0 | 0 | 0 | 0 | 0 | 0 | 0 | 0 | 0 | 0 | 0 | 0 | 0 | 0 | 0 | 0 | 0 | 0 | 0 | 0 | 0 | 0 | 0 | 0 | 0 | 0 | 0 | 0.04114 | 0 | 0 | 0 | 0 | 0 | 0 | 0 | 0 | 0 | 2.2
59074_G_EG8A | WEC_CALN | California | 6 | Santa Clara | 85 | 59074 | EG8A | SC 1 Data Center, Phase 2 | 19551 | 2011 | 9999 | Combustion Turbine | [5 empty] | Fossil | G | 2025 | Oil |  | 0 | 0 | 0 | 0 | 0 | 0 | 0 | 0 | 0 | 0 | 0 | 0 | 0 | 0 | 0 | 0 | 0 | 0 | 0 | 0 | 0 | 0 | 0 | 0 | 0 | 0 | 0 | 0 | 0 | 0 | 0 | 0 | 0 | 0 | 0 | 0 | 0 | 0 | 0 | 0 | 0.04114 | 0 | 0 | 0 | 0 | 0 | 0 | 0 | 0 | 0 | 2.2
59074_G_EG7B | WEC_CALN | California | 6 | Santa Clara | 85 | 59074 | EG7B | SC 1 Data Center, Phase 2 | 19551 | 2011 | 9999 | Combustion Turbine | [5 empty] | Fossil | G | 2025 | Oil |  | 0 | 0 | 0 | 0 | 0 | 0 | 0 | 0 | 0 | 0 | 0 | 0 | 0 | 0 | 0 | 0 | 0 | 0 | 0 | 0 | 0 | 0 | 0 | 0 | 0 | 0 | 0 | 0 | 0 | 0 | 0 | 0 | 0 | 0 | 0 | 0 | 0 | 0 | 0 | 0 | 0.04114 | 0 | 0 | 0 | 0 | 0 | 0 | 0 | 0 | 0 | 2.2
59074_G_EG7A | WEC_CALN | California | 6 | Santa Clara | 85 | 59074 | EG7A | SC 1 Data Center, Phase 2 | 19551 | 2011 | 9999 | Combustion Turbine | [5 empty] | Fossil | G | 2025 | Oil |  | 0 | 0 | 0 | 0 | 0 | 0 | 0 | 0 | 0 | 0 | 0 | 0 | 0 | 0 | 0 | 0 | 0 | 0 | 0 | 0 | 0 | 0 | 0 | 0 | 0 | 0 | 0 | 0 | 0 | 0 | 0 | 0 | 0 | 0 | 0 | 0 | 0 | 0 | 0 | 0 | 0.04114 | 0 | 0 | 0 | 0 | 0 | 0 | 0 | 0 | 0 | 2.2
59074_G_EG6B | WEC_CALN | California | 6 | Santa Clara | 85 | 59074 | EG6B | SC 1 Data Center, Phase 2 | 19551 | 2011 | 9999 | Combustion Turbine | [5 empty] | Fossil | G | 2025 | Oil |  | 0 | 0 | 0 | 0 | 0 | 0 | 0 | 0 | 0 | 0 | 0 | 0 | 0 | 0 | 0 | 0 | 0 | 0 | 0 | 0 | 0 | 0 | 0 | 0 | 0 | 0 | 0 | 0 | 0 | 0 | 0 | 0 | 0 | 0 | 0 | 0 | 0 | 0 | 0 | 0 | 0.04114 | 0 | 0 | 0 | 0 | 0 | 0 | 0 | 0 | 0 | 2.2
59074_G_EG6A | WEC_CALN | California | 6 | Santa Clara | 85 | 59074 | EG6A | SC 1 Data Center, Phase 2 | 19551 | 2011 | 9999 | Combustion Turbine | [5 empty] | Fossil | G | 2025 | Oil |  | 0 | 0 | 0 | 0 | 0 | 0 | 0 | 0 | 0 | 0 | 0 | 0 | 0 | 0 | 0 | 0 | 0 | 0 | 0 | 0 | 0 | 0 | 0 | 0 | 0 | 0 | 0 | 0 | 0 | 0 | 0 | 0 | 0 | 0 | 0 | 0 | 0 | 0 | 0 | 0 | 0.04114 | 0 | 0 | 0 | 0 | 0 | 0 | 0 | 0 | 0 | 2.2
59074_G_EG5B | WEC_CALN | California | 6 | Santa Clara | 85 | 59074 | EG5B | SC 1 Data Center, Phase 2 | 19551 | 2011 | 9999 | Combustion Turbine | [5 empty] | Fossil | G | 2025 | Oil |  | 0 | 0 | 0 | 0 | 0 | 0 | 0 | 0 | 0 | 0 | 0 | 0 | 0 | 0 | 0 | 0 | 0 | 0 | 0 | 0 | 0 | 0 | 0 | 0 | 0 | 0 | 0 | 0 | 0 | 0 | 0 | 0 | 0 | 0 | 0 | 0 | 0 | 0 | 0 | 0 | 0.04114 | 0 | 0 | 0 | 0 | 0 | 0 | 0 | 0 | 0 | 2.2
59074_G_EG5A | WEC_CALN | California | 6 | Santa Clara | 85 | 59074 | EG5A | SC 1 Data Center, Phase 2 | 19551 | 2011 | 9999 | Combustion Turbine | [5 empty] | Fossil | G | 2025 | Oil |  | 0 | 0 | 0 | 0 | 0 | 0 | 0 | 0 | 0 | 0 | 0 | 0 | 0 | 0 | 0 | 0 | 0 | 0 | 0 | 0 | 0 | 0 | 0 | 0 | 0 | 0 | 0 | 0 | 0 | 0 | 0 | 0 | 0 | 0 | 0 | 0 | 0 | 0 | 0 | 0 | 0.04114 | 0 | 0 | 0 | 0 | 0 | 0 | 0 | 0 | 0 | 2.2
59074_G_EG4B | WEC_CALN | California | 6 | Santa Clara | 85 | 59074 | EG4B | SC 1 Data Center, Phase 2 | 19551 | 2011 | 9999 | Combustion Turbine | [5 empty] | Fossil | G | 2025 | Oil |  | 0 | 0 | 0 | 0 | 0 | 0 | 0 | 0 | 0 | 0 | 0 | 0 | 0 | 0 | 0 | 0 | 0 | 0 | 0 | 0 | 0 | 0 | 0 | 0 | 0 | 0 | 0 | 0 | 0 | 0 | 0 | 0 | 0 | 0 | 0 | 0 | 0 | 0 | 0 | 0 | 0.04114 | 0 | 0 | 0 | 0 | 0 | 0 | 0 | 0 | 0 | 2.2
59074_G_EG4A | WEC_CALN | California | 6 | Santa Clara | 85 | 59074 | EG4A | SC 1 Data Center, Phase 2 | 19551 | 2011 | 9999 | Combustion Turbine | [5 empty] | Fossil | G | 2025 | Oil |  | 0 | 0 | 0 | 0 | 0 | 0 | 0 | 0 | 0 | 0 | 0 | 0 | 0 | 0 | 0 | 0 | 0 | 0 | 0 | 0 | 0 | 0 | 0 | 0 | 0 | 0 | 0 | 0 | 0 | 0 | 0 | 0 | 0 | 0 | 0 | 0 | 0 | 0 | 0 | 0 | 0.04114 | 0 | 0 | 0 | 0 | 0 | 0 | 0 | 0 | 0 | 2.2
59074_G_EG3B | WEC_CALN | California | 6 | Santa Clara | 85 | 59074 | EG3B | SC 1 Data Center, Phase 2 | 19551 | 2011 | 9999 | Combustion Turbine | [5 empty] | Fossil | G | 2025 | Oil |  | 0 | 0 | 0 | 0 | 0 | 0 | 0 | 0 | 0 | 0 | 0 | 0 | 0 | 0 | 0 | 0 | 0 | 0 | 0 | 0 | 0 | 0 | 0 | 0 | 0 | 0 | 0 | 0 | 0 | 0 | 0 | 0 | 0 | 0 | 0 | 0 | 0 | 0 | 0 | 0 | 0.04114 | 0 | 0 | 0 | 0 | 0 | 0 | 0 | 0 | 0 | 2.2
59074_G_EG3A | WEC_CALN | California | 6 | Santa Clara | 85 | 59074 | EG3A | SC 1 Data Center, Phase 2 | 19551 | 2011 | 9999 | Combustion Turbine | [5 empty] | Fossil | G | 2025 | Oil |  | 0 | 0 | 0 | 0 | 0 | 0 | 0 | 0 | 0 | 0 | 0 | 0 | 0 | 0 | 0 | 0 | 0 | 0 | 0 | 0 | 0 | 0 | 0 | 0 | 0 | 0 | 0 | 0 | 0 | 0 | 0 | 0 | 0 | 0 | 0 | 0 | 0 | 0 | 0 | 0 | 0.04114 | 0 | 0 | 0 | 0 | 0 | 0 | 0 | 0 | 0 | 2.2
59074_G_EG2B | WEC_CALN | California | 6 | Santa Clara | 85 | 59074 | EG2B | SC 1 Data Center, Phase 2 | 19551 | 2011 | 9999 | Combustion Turbine | [5 empty] | Fossil | G | 2025 | Oil |  | 0 | 0 | 0 | 0 | 0 | 0 | 0 | 0 | 0 | 0 | 0 | 0 | 0 | 0 | 0 | 0 | 0 | 0 | 0 | 0 | 0 | 0 | 0 | 0 | 0 | 0 | 0 | 0 | 0 | 0 | 0 | 0 | 0 | 0 | 0 | 0 | 0 | 0 | 0 | 0 | 0.04114 | 0 | 0 | 0 | 0 | 0 | 0 | 0 | 0 | 0 | 2.2
59074_G_EG2A | WEC_CALN | California | 6 | Santa Clara | 85 | 59074 | EG2A | SC 1 Data Center, Phase 2 | 19551 | 2011 | 9999 | Combustion Turbine | [5 empty] | Fossil | G | 2025 | Oil |  | 0 | 0 | 0 | 0 | 0 | 0 | 0 | 0 | 0 | 0 | 0 | 0 | 0 | 0 | 0 | 0 | 0 | 0 | 0 | 0 | 0 | 0 | 0 | 0 | 0 | 0 | 0 | 0 | 0 | 0 | 0 | 0 | 0 | 0 | 0 | 0 | 0 | 0 | 0 | 0 | 0.04114 | 0 | 0 | 0 | 0 | 0 | 0 | 0 | 0 | 0 | 2.2
59074_G_EG1B | WEC_CALN | California | 6 | Santa Clara | 85 | 59074 | EG1B | SC 1 Data Center, Phase 2 | 19551 | 2011 | 9999 | Combustion Turbine | [5 empty] | Fossil | G | 2025 | Oil |  | 0 | 0 | 0 | 0 | 0 | 0 | 0 | 0 | 0 | 0 | 0 | 0 | 0 | 0 | 0 | 0 | 0 | 0 | 0 | 0 | 0 | 0 | 0 | 0 | 0 | 0 | 0 | 0 | 0 | 0 | 0 | 0 | 0 | 0 | 0 | 0 | 0 | 0 | 0 | 0 | 0.04114 | 0 | 0 | 0 | 0 | 0 | 0 | 0 | 0 | 0 | 2.2
59074_G_EG1A | WEC_CALN | California | 6 | Santa Clara | 85 | 59074 | EG1A | SC 1 Data Center, Phase 2 | 18199 | 2011 | 9999 | Combustion Turbine | [5 empty] | Fossil | G | 2025 | Oil |  | 0 | 0 | 0 | 0 | 0 | 0 | 0 | 0 | 0 | 0 | 0 | 0 | 0 | 0 | 0 | 0 | 0 | 0 | 0 | 0 | 0 | 0 | 0 | 0 | 0 | 0 | 0 | 0 | 0 | 0 | 0 | 0 | 0 | 0 | 0 | 0 | 0 | 0 | 0 | 0 | 0.04114 | 0 | 0 | 0 | 0 | 0 | 0 | 0 | 0 | 0 | 2.2
59074_G_EG16B | WEC_CALN | California | 6 | Santa Clara | 85 | 59074 | EG16B | SC 1 Data Center, Phase 2 | 10745 | 2015 | 9999 | Combustion Turbine | [5 empty] | Fossil | G | 2025 | Oil |  | 0 | 0 | 0 | 0 | 0 | 0 | 0 | 0 | 0 | 0 | 0 | 0 | 0 | 0 | 0 | 0 | 0 | 0 | 0 | 0 | 0 | 0 | 0 | 0 | 0 | 0 | 0 | 0 | 0 | 0 | 0 | 0 | 0 | 0 | 0 | 0 | 0 | 0 | 0 | 0 | 0.04301 | 0 | 0 | 0 | 0 | 0 | 0 | 0 | 0 | 0 | 2.3
59074_G_EG16A | WEC_CALN | California | 6 | Santa Clara | 85 | 59074 | EG16A | SC 1 Data Center, Phase 2 | 10745 | 2015 | 9999 | Combustion Turbine | [5 empty] | Fossil | G | 2025 | Oil |  | 0 | 0 | 0 | 0 | 0 | 0 | 0 | 0 | 0 | 0 | 0 | 0 | 0 | 0 | 0 | 0 | 0 | 0 | 0 | 0 | 0 | 0 | 0 | 0 | 0 | 0 | 0 | 0 | 0 | 0 | 0 | 0 | 0 | 0 | 0 | 0 | 0 | 0 | 0 | 0 | 0.04301 | 0 | 0 | 0 | 0 | 0 | 0 | 0 | 0 | 0 | 2.3
59074_G_EG15B | WEC_CALN | California | 6 | Santa Clara | 85 | 59074 | EG15B | SC 1 Data Center, Phase 2 | 10745 | 2015 | 9999 | Combustion Turbine | [5 empty] | Fossil | G | 2025 | Oil |  | 0 | 0 | 0 | 0 | 0 | 0 | 0 | 0 | 0 | 0 | 0 | 0 | 0 | 0 | 0 | 0 | 0 | 0 | 0 | 0 | 0 | 0 | 0 | 0 | 0 | 0 | 0 | 0 | 0 | 0 | 0 | 0 | 0 | 0 | 0 | 0 | 0 | 0 | 0 | 0 | 0.04301 | 0 | 0 | 0 | 0 | 0 | 0 | 0 | 0 | 0 | 2.3
59074_G_EG15A | WEC_CALN | California | 6 | Santa Clara | 85 | 59074 | EG15A | SC 1 Data Center, Phase 2 | 10745 | 2015 | 9999 | Combustion Turbine | [5 empty] | Fossil | G | 2025 | Oil |  | 0 | 0 | 0 | 0 | 0 | 0 | 0 | 0 | 0 | 0 | 0 | 0 | 0 | 0 | 0 | 0 | 0 | 0 | 0 | 0 | 0 | 0 | 0 | 0 | 0 | 0 | 0 | 0 | 0 | 0 | 0 | 0 | 0 | 0 | 0 | 0 | 0 | 0 | 0 | 0 | 0.04301 | 0 | 0 | 0 | 0 | 0 | 0 | 0 | 0 | 0 | 2.3
59074_G_EG14A | WEC_CALN | California | 6 | Santa Clara | 85 | 59074 | EG14A | SC 1 Data Center, Phase 2 | 10745 | 2014 | 9999 | Combustion Turbine | [5 empty] | Fossil | G | 2025 | Oil |  | 0 | 0 | 0 | 0 | 0 | 0 | 0 | 0 | 0 | 0 | 0 | 0 | 0 | 0 | 0 | 0 | 0 | 0 | 0 | 0 | 0 | 0 | 0 | 0 | 0 | 0 | 0 | 0 | 0 | 0 | 0 | 0 | 0 | 0 | 0 | 0 | 0 | 0 | 0 | 0 | 0.04301 | 0 | 0 | 0 | 0 | 0 | 0 | 0 | 0 | 0 | 2.3
59074_G_EG13A | WEC_CALN | California | 6 | Santa Clara | 85 | 59074 | EG13A | SC 1 Data Center, Phase 2 | 10745 | 2014 | 9999 | Combustion Turbine | [5 empty] | Fossil | G | 2025 | Oil |  | 0 | 0 | 0 | 0 | 0 | 0 | 0 | 0 | 0 | 0 | 0 | 0 | 0 | 0 | 0 | 0 | 0 | 0 | 0 | 0 | 0 | 0 | 0 | 0 | 0 | 0 | 0 | 0 | 0 | 0 | 0 | 0 | 0 | 0 | 0 | 0 | 0 | 0 | 0 | 0 | 0.04301 | 0 | 0 | 0 | 0 | 0 | 0 | 0 | 0 | 0 | 2.3
59074_G_EG12B | WEC_CALN | California | 6 | Santa Clara | 85 | 59074 | EG12B | SC 1 Data Center, Phase 2 | 10745 | 2014 | 9999 | Combustion Turbine | [5 empty] | Fossil | G | 2025 | Oil |  | 0 | 0 | 0 | 0 | 0 | 0 | 0 | 0 | 0 | 0 | 0 | 0 | 0 | 0 | 0 | 0 | 0 | 0 | 0 | 0 | 0 | 0 | 0 | 0 | 0 | 0 | 0 | 0 | 0 | 0 | 0 | 0 | 0 | 0 | 0 | 0 | 0 | 0 | 0 | 0 | 0.04301 | 0 | 0 | 0 | 0 | 0 | 0 | 0 | 0 | 0 | 2.3
59074_G_EG12A | WEC_CALN | California | 6 | Santa Clara | 85 | 59074 | EG12A | SC 1 Data Center, Phase 2 | 10745 | 2014 | 9999 | Combustion Turbine | [5 empty] | Fossil | G | 2025 | Oil |  | 0 | 0 | 0 | 0 | 0 | 0 | 0 | 0 | 0 | 0 | 0 | 0 | 0 | 0 | 0 | 0 | 0 | 0 | 0 | 0 | 0 | 0 | 0 | 0 | 0 | 0 | 0 | 0 | 0 | 0 | 0 | 0 | 0 | 0 | 0 | 0 | 0 | 0 | 0 | 0 | 0.04301 | 0 | 0 | 0 | 0 | 0 | 0 | 0 | 0 | 0 | 2.3
59074_G_EG11B | WEC_CALN | California | 6 | Santa Clara | 85 | 59074 | EG11B | SC 1 Data Center, Phase 2 | 10745 | 2014 | 9999 | Combustion Turbine | [5 empty] | Fossil | G | 2025 | Oil |  | 0 | 0 | 0 | 0 | 0 | 0 | 0 | 0 | 0 | 0 | 0 | 0 | 0 | 0 | 0 | 0 | 0 | 0 | 0 | 0 | 0 | 0 | 0 | 0 | 0 | 0 | 0 | 0 | 0 | 0 | 0 | 0 | 0 | 0 | 0 | 0 | 0 | 0 | 0 | 0 | 0.04301 | 0 | 0 | 0 | 0 | 0 | 0 | 0 | 0 | 0 | 2.3
59074_G_EG11A | WEC_CALN | California | 6 | Santa Clara | 85 | 59074 | EG11A | SC 1 Data Center, Phase 2 | 10745 | 2014 | 9999 | Combustion Turbine | [5 empty] | Fossil | G | 2025 | Oil |  | 0 | 0 | 0 | 0 | 0 | 0 | 0 | 0 | 0 | 0 | 0 | 0 | 0 | 0 | 0 | 0 | 0 | 0 | 0 | 0 | 0 | 0 | 0 | 0 | 0 | 0 | 0 | 0 | 0 | 0 | 0 | 0 | 0 | 0 | 0 | 0 | 0 | 0 | 0 | 0 | 0.04301 | 0 | 0 | 0 | 0 | 0 | 0 | 0 | 0 | 0 | 2.3
59074_G_EG10B | WEC_CALN | California | 6 | Santa Clara | 85 | 59074 | EG10B | SC 1 Data Center, Phase 2 | 10745 | 2014 | 9999 | Combustion Turbine | [5 empty] | Fossil | G | 2025 | Oil |  | 0 | 0 | 0 | 0 | 0 | 0 | 0 | 0 | 0 | 0 | 0 | 0 | 0 | 0 | 0 | 0 | 0 | 0 | 0 | 0 | 0 | 0 | 0 | 0 | 0 | 0 | 0 | 0 | 0 | 0 | 0 | 0 | 0 | 0 | 0 | 0 | 0 | 0 | 0 | 0 | 0.04301 | 0 | 0 | 0 | 0 | 0 | 0 | 0 | 0 | 0 | 2.3
59072_G_WRE 1 | PJM_ATSI | Ohio | 39 | Wayne | 169 | 59072 | WRE 1 | Wooster Renewable Energy | 11414 | 2013 | 9999 | Non-Fossil Waste | [5 empty] | Non-Fossil | G | 2025 | Non-Fossil |  | 0.0058431 | 0.00716 | 0.010762 | 0.023765 | 0 | 0 | 0 | 0 | 0 | 0 | 0 | 0 | 0 | 0 | 0 | 0 | 0.51192 | 0.6273 | 0.94289 | 2.0821 | 0 | 0 | 0 | 0 | 0 | 0 | 0 | 0 | 0 | 0 | 0 | 0 | 0 | 0 | 0 | 0 | 0 | 0 | 0 | 0 | 0.23469 | 0.0033475 | 0.004102 | 0.0061656 | 0.013615 | 0 | 0 | 0 | 0 | 0 | 1
59071_G_WT 1 | MIS_MIDA | Iowa | 19 | Carroll | 27 | 59071 | WT 1 | Carroll Area Wind Farm | 0 | 2015 | 9999 | Onshore Wind | [5 empty] | Non-Fossil | G | 2025 | Wind |  | 0 | 0 | 0 | 0 | 0 | 0 | 0 | 0 | 0 | 0 | 0 | 0 | 0 | 0 | 0 | 0 | 17.2241 | 24.5862 | 19.7352 | 61.5454 | 0 | 0 | 0 | 0 | 0 | 0 | 0 | 0 | 0 | 0 | 0 | 0 | 0 | 0 | 0 | 0 | 0 | 0 | 0 | 0 | 0.58326 | 0 | 0 | 0 | 0 | 0 | 0 | 0 | 0 | 0 | 20.7
59070_G_WT 1 | NENGREST | New Hampshire | 33 | Coos | 7 | 59070 | WT 1 | Jericho Power | 0 | 2016 | 9999 | Onshore Wind | [5 empty] | Non-Fossil | G | 2025 | Wind |  | 0 | 0 | 0 | 0 | 0 | 0 | 0 | 0 | 0 | 0 | 0 | 0 | 0 | 0 | 0 | 0 | 8.701 | 11.2772 | 9.2963 | 29.2745 | 0 | 0 | 0 | 0 | 0 | 0 | 0 | 0 | 0 | 0 | 0 | 0 | 0 | 0 | 0 | 0 | 0 | 0 | 0 | 0 | 0.34094 | 0 | 0 | 0 | 0 | 0 | 0 | 0 | 0 | 0 | 12.1
59068_G_GVII | ERC_PHDL | Texas | 48 | Carson | 65 | 59068 | GVII | Colbec's Corner, LLC | 0 | 2016 | 9999 | Onshore Wind | [5 empty] | Non-Fossil | G | 2025 | Wind |  | 0 | 0 | 0 | 0 | 0 | 0 | 0 | 0 | 0 | 0 | 0 | 0 | 0 | 0 | 0 | 0 | 195.1924 | 270.0756 | 293.4906 | 758.7586 | 0 | 0 | 0 | 0 | 0 | 0 | 0 | 0 | 0 | 0 | 0 | 0 | 0 | 0 | 0 | 0 | 0 | 0 | 0 | 0 | 6.1311 | 0 | 0 | 0 | 0 | 0 | 0 | 0 | 0 | 0 | 200
59066_G_MVII | ERC_REST | Texas | 48 | Willacy | 489 | 59066 | MVII | Bruennings Breeze Wind Farm | 0 | 2017 | 9999 | Onshore Wind | [5 empty] | Non-Fossil | G | 2025 | Wind |  | 0 | 0 | 0 | 0 | 0 | 0 | 0 | 0 | 0 | 0 | 0 | 0 | 0 | 0 | 0 | 0 | 163.737 | 235.832 | 281.3809 | 680.9499 | 0 | 0 | 0 | 0 | 0 | 0 | 0 | 0 | 0 | 0 | 0 | 0 | 0 | 0 | 0 | 0 | 0 | 0 | 0 | 0 | 6.4243 | 0 | 0 | 0 | 0 | 0 | 0 | 0 | 0 | 0 | 228
59065_G_WT1 | SPP_WEST | Oklahoma | 40 | Grady | 51 | 59065 | WT1 | Drift Sand Wind Project LLC | 0 | 2016 | 9999 | Onshore Wind | [5 empty] | Non-Fossil | G | 2025 | Wind |  | 0 | 0 | 0 | 0 | 0 | 0 | 0 | 0 | 0 | 0 | 0 | 0 | 0 | 0 | 0 | 0 | 92.8098 | 142.7777 | 144.3878 | 379.9753 | 0 | 0 | 0 | 0 | 0 | 0 | 0 | 0 | 0 | 0 | 0 | 0 | 0 | 0 | 0 | 0 | 0 | 0 | 0 | 0 | 4.1587 | 0 | 0 | 0 | 0 | 0 | 0 | 0 | 0 | 0 | 106.7669
59061_G_WT1 | MIS_IL | Illinois | 17 | Dewitt | 39 | 59061 | WT1 | Radfords Run Wind Farm | 0 | 2017 | 9999 | Onshore Wind | [5 empty] | Non-Fossil | G | 2025 | Wind |  | 0 | 0 | 0 | 0 | 0 | 0 | 0 | 0 | 0 | 0 | 0 | 0 | 0 | 0 | 0 | 0 | 256.9104 | 341.1443 | 230.9378 | 828.9926 | 0 | 0 | 0 | 0 | 0 | 0 | 0 | 0 | 0 | 0 | 0 | 0 | 0 | 0 | 0 | 0 | 0 | 0 | 0 | 0 | 10.0425 | 0 | 0 | 0 | 0 | 0 | 0 | 0 | 0 | 0 | 278
59060_G_WWPV | NENGREST | Massachusetts | 25 | Berkshire | 3 | 59060 | WWPV | Waste Water Treatment Plant | 0 | 2012 | 9999 | Solar PV | [5 empty] | Non-Fossil | G | 2025 | Solar |  | 0 | 0 | 0 | 0 | 0 | 0 | 0 | 0 | 0 | 0 | 0 | 0 | 0 | 0 | 0 | 0 | 0.065784 | 0.13678 | 0.20896 | 0.41152 | 0 | 0 | 0 | 0 | 0 | 0 | 0 | 0 | 0 | 0 | 0 | 0 | 0 | 0 | 0 | 0 | 0 | 0 | 0 | 0 | 0.0082124 | 0 | 0 | 0 | 0 | 0 | 0 | 0 | 0 | 0 | 0.29345
59059_G_GEN 1 | PJM_EMAC | New Jersey | 34 | Somerset | 35 | 59059 | GEN 1 | Raritan ITS | 0 | 2010 | 9999 | Solar PV | [5 empty] | Non-Fossil | G | 2025 | Solar |  | 0 | 0 | 0 | 0 | 0 | 0 | 0 | 0 | 0 | 0 | 0 | 0 | 0 | 0 | 0 | 0 | 0.42321 | 0.91363 | 1.4517 | 2.7886 | 0 | 0 | 0 | 0 | 0 | 0 | 0 | 0 | 0 | 0 | 0 | 0 | 0 | 0 | 0 | 0 | 0 | 0 | 0 | 0 | 0.070272 | 0 | 0 | 0 | 0 | 0 | 0 | 0 | 0 | 0 | 1.9482
59058_G_GEN 1 | WEC_CALN | California | 6 | Solano | 95 | 59058 | GEN 1 | Vacaville | 0 | 2007 | 9999 | Solar PV | [5 empty] | Non-Fossil | G | 2025 | Solar |  | 0 | 0 | 0 | 0 | 0 | 0 | 0 | 0 | 0 | 0 | 0 | 0 | 0 | 0 | 0 | 0 | 0.37519 | 0.74686 | 1.2245 | 2.3466 | 0 | 0 | 0 | 0 | 0 | 0 | 0 | 0 | 0 | 0 | 0 | 0 | 0 | 0 | 0 | 0 | 0 | 0 | 0 | 0 | 0.031991 | 0 | 0 | 0 | 0 | 0 | 0 | 0 | 0 | 0 | 0.99904
59057_G_GEN 1 | PJM_EMAC | New Jersey | 34 | Somerset | 35 | 59057 | GEN 1 | Skillman | 0 | 2011 | 9999 | Solar PV | [5 empty] | Non-Fossil | G | 2025 | Solar |  | 0 | 0 | 0 | 0 | 0 | 0 | 0 | 0 | 0 | 0 | 0 | 0 | 0 | 0 | 0 | 0 | 0.57134 | 1.2334 | 1.9598 | 3.7646 | 0 | 0 | 0 | 0 | 0 | 0 | 0 | 0 | 0 | 0 | 0 | 0 | 0 | 0 | 0 | 0 | 0 | 0 | 0 | 0 | 0.094868 | 0 | 0 | 0 | 0 | 0 | 0 | 0 | 0 | 0 | 2.6301
59056_G_GEN 1 | PJM_EMAC | Pennsylvania | 42 | Montgomery | 91 | 59056 | GEN 1 | Spring House | 10745 | 2013 | 9999 | Combustion Turbine | [5 empty] | Fossil | G | 2025 | NaturalGas |  | 0 | 0 | 0.0070067 | 0.0070067 | 0 | 0 | 0 | 0 | 0 | 0 | 0 | 0 | 0 | 0 | 0 | 0 | 0 | 0 | 0.65209 | 0.65209 | 0 | 0 | 0.41017 | 0.41017 | 0 | 0 | 4.9035e-10 | 4.9035e-10 | 0 | 0 | 0.0042808 | 0.0042808 | 0 | 0 | 0 | 0 | 0 | 0 | 0 | 0 | 0.07106 | 0 | 0 | 0.0079194 | 0.0079194 | 0 | 0 | 0.023941 | 0.023941 | 0 | 3.8
59055_G_PV1 | PJM_EMAC | New Jersey | 34 | Somerset | 35 | 59055 | PV1 | Rariton OMP | 0 | 2012 | 9999 | Solar PV | [5 empty] | Non-Fossil | G | 2025 | Solar |  | 0 | 0 | 0 | 0 | 0 | 0 | 0 | 0 | 0 | 0 | 0 | 0 | 0 | 0 | 0 | 0 | 0.52136 | 1.1255 | 1.7884 | 3.4352 | 0 | 0 | 0 | 0 | 0 | 0 | 0 | 0 | 0 | 0 | 0 | 0 | 0 | 0 | 0 | 0 | 0 | 0 | 0 | 0 | 0.067165 | 0 | 0 | 0 | 0 | 0 | 0 | 0 | 0 | 0 | 2.4
59055_G_CHP1 | PJM_EMAC | New Jersey | 34 | Somerset | 35 | 59055 | CHP1 | Rariton OMP | 10745 | 2009 | 9999 | Combustion Turbine | [5 empty] | Fossil | G | 2025 | NaturalGas |  | 0 | 0 | 0.0055316 | 0.0055316 | 0 | 0 | 0 | 0 | 0 | 0 | 0 | 0 | 0 | 0 | 0 | 0 | 0 | 0 | 0.51481 | 0.51481 | 0 | 0 | 0.32382 | 0.32382 | 0 | 0 | 3.87e-10 | 3.87e-10 | 0 | 0 | 0.00065747 | 0.00065747 | 0 | 0 | 0 | 0 | 0 | 0 | 0 | 0 | 0.0561 | 0 | 0 | 0.0062522 | 0.0062522 | 0 | 0 | 0.018901 | 0.018901 | 0 | 3
59053_G_WT1 | MIS_MIDA | Iowa | 19 | Story | 169 | 59053 | WT1 | Michelangelo Wind 3 LLC | 0 | 2017 | 9999 | Onshore Wind | [5 empty] | Non-Fossil | G | 2025 | Wind |  | 0 | 0 | 0 | 0 | 0 | 0 | 0 | 0 | 0 | 0 | 0 | 0 | 0 | 0 | 0 | 0 | 2.4962 | 3.5632 | 2.8602 | 8.9196 | 0 | 0 | 0 | 0 | 0 | 0 | 0 | 0 | 0 | 0 | 0 | 0 | 0 | 0 | 0 | 0 | 0 | 0 | 0 | 0 | 0.08453 | 0 | 0 | 0 | 0 | 0 | 0 | 0 | 0 | 0 | 3
59052_G_GEN 1 | S_VACA | North Carolina | 37 | Robeson | 155 | 59052 | GEN 1 | Fairmont-FLS 100 | 0 | 2013 | 9999 | Solar PV | [5 empty] | Non-Fossil | G | 2025 | Solar |  | 0 | 0 | 0 | 0 | 0 | 0 | 0 | 0 | 0 | 0 | 0 | 0 | 0 | 0 | 0 | 0 | 1.2127 | 2.1511 | 3.5874 | 6.9512 | 0 | 0 | 0 | 0 | 0 | 0 | 0 | 0 | 0 | 0 | 0 | 0 | 0 | 0 | 0 | 0 | 0 | 0 | 0 | 0 | 0.11187 | 0 | 0 | 0 | 0 | 0 | 0 | 0 | 0 | 0 | 3.9976
59051_G_GEN 1 | S_VACA | North Carolina | 37 | Duplin | 61 | 59051 | GEN 1 | Kenansville | 0 | 2013 | 9999 | Solar PV | [5 empty] | Non-Fossil | G | 2025 | Solar |  | 0 | 0 | 0 | 0 | 0 | 0 | 0 | 0 | 0 | 0 | 0 | 0 | 0 | 0 | 0 | 0 | 0.60635 | 1.0756 | 1.7937 | 3.4756 | 0 | 0 | 0 | 0 | 0 | 0 | 0 | 0 | 0 | 0 | 0 | 0 | 0 | 0 | 0 | 0 | 0 | 0 | 0 | 0 | 0.055937 | 0 | 0 | 0 | 0 | 0 | 0 | 0 | 0 | 0 | 1.9988
59050_G_GEN 1 | S_VACA | North Carolina | 37 | Lenoir | 107 | 59050 | GEN 1 | Wallace | 0 | 2013 | 9999 | Solar PV | [5 empty] | Non-Fossil | G | 2025 | Solar |  | 0 | 0 | 0 | 0 | 0 | 0 | 0 | 0 | 0 | 0 | 0 | 0 | 0 | 0 | 0 | 0 | 0.60635 | 1.0756 | 1.7937 | 3.4756 | 0 | 0 | 0 | 0 | 0 | 0 | 0 | 0 | 0 | 0 | 0 | 0 | 0 | 0 | 0 | 0 | 0 | 0 | 0 | 0 | 0.055937 | 0 | 0 | 0 | 0 | 0 | 0 | 0 | 0 | 0 | 1.9988
59049_G_PS01 | NENGREST | Vermont | 50 | Chittenden | 7 | 59049 | PS01 | Whitcomb Solar Farm | 0 | 2014 | 9999 | Solar PV | [5 empty] | Non-Fossil | G | 2025 | Solar |  | 0 | 0 | 0 | 0 | 0 | 0 | 0 | 0 | 0 | 0 | 0 | 0 | 0 | 0 | 0 | 0 | 0.52316 | 1.0674 | 1.6189 | 3.2095 | 0 | 0 | 0 | 0 | 0 | 0 | 0 | 0 | 0 | 0 | 0 | 0 | 0 | 0 | 0 | 0 | 0 | 0 | 0 | 0 | 0.061568 | 0 | 0 | 0 | 0 | 0 | 0 | 0 | 0 | 0 | 2.2
59047_G_GEN 1 | WECC_NM | New Mexico | 35 | Union | 59 | 59047 | GEN 1 | Gallegos Wind Farm, Phase 1 | 0 | 2018 | 9999 | Onshore Wind | [5 empty] | Non-Fossil | G | 2025 | Wind |  | 0 | 0 | 0 | 0 | 0 | 0 | 0 | 0 | 0 | 0 | 0 | 0 | 0 | 0 | 0 | 0 | 133.1752 | 177.3003 | 151.2281 | 461.7037 | 0 | 0 | 0 | 0 | 0 | 0 | 0 | 0 | 0 | 0 | 0 | 0 | 0 | 0 | 0 | 0 | 0 | 0 | 0 | 0 | 7.0648 | 0 | 0 | 0 | 0 | 0 | 0 | 0 | 0 | 0 | 180
59046_G_PV1 | NENGREST | Massachusetts | 25 | Worcester | 27 | 59046 | PV1 | 651 Chase Solar NG | 0 | 2014 | 9999 | Solar PV | [5 empty] | Non-Fossil | G | 2025 | Solar |  | 0 | 0 | 0 | 0 | 0 | 0 | 0 | 0 | 0 | 0 | 0 | 0 | 0 | 0 | 0 | 0 | 0.48241 | 1.003 | 1.5324 | 3.0178 | 0 | 0 | 0 | 0 | 0 | 0 | 0 | 0 | 0 | 0 | 0 | 0 | 0 | 0 | 0 | 0 | 0 | 0 | 0 | 0 | 0.060225 | 0 | 0 | 0 | 0 | 0 | 0 | 0 | 0 | 0 | 2.152
59045_G_JEC3 | SPP_N | Kansas | 20 | Finney | 55 | 59045 | JEC3 | Jameson Energy Center | 18000 | 2014 | 9999 | Combustion Turbine | [5 empty] | Fossil | G | 2025 | Oil |  | 0 | 0 | 0 | 0 | 0 | 0 | 0 | 0 | 0 | 0 | 0 | 0 | 0 | 0 | 0 | 0 | 0 | 0 | 0 | 0 | 0 | 0 | 0 | 0 | 0 | 0 | 0 | 0 | 0 | 0 | 0 | 0 | 0 | 0 | 0 | 0 | 0 | 0 | 0 | 0 | 0.1683 | 0 | 0 | 0 | 0 | 0 | 0 | 0 | 0 | 0 | 9
59045_G_JEC2 | SPP_N | Kansas | 20 | Finney | 55 | 59045 | JEC2 | Jameson Energy Center | 18000 | 2014 | 9999 | Combustion Turbine | [5 empty] | Fossil | G | 2025 | Oil |  | 0 | 0 | 0 | 0 | 0 | 0 | 0 | 0 | 0 | 0 | 0 | 0 | 0 | 0 | 0 | 0 | 0 | 0 | 0 | 0 | 0 | 0 | 0 | 0 | 0 | 0 | 0 | 0 | 0 | 0 | 0 | 0 | 0 | 0 | 0 | 0 | 0 | 0 | 0 | 0 | 0.1683 | 0 | 0 | 0 | 0 | 0 | 0 | 0 | 0 | 0 | 9
59045_G_JEC1 | SPP_N | Kansas | 20 | Finney | 55 | 59045 | JEC1 | Jameson Energy Center | 18000 | 2014 | 9999 | Combustion Turbine | [5 empty] | Fossil | G | 2025 | Oil |  | 0 | 0 | 0 | 0 | 0 | 0 | 0 | 0 | 0 | 0 | 0 | 0 | 0 | 0 | 0 | 0 | 0 | 0 | 0 | 0 | 0 | 0 | 0 | 0 | 0 | 0 | 0 | 0 | 0 | 0 | 0 | 0 | 0 | 0 | 0 | 0 | 0 | 0 | 0 | 0 | 0.1683 | 0 | 0 | 0 | 0 | 0 | 0 | 0 | 0 | 0 | 9
59044_G_RRSF | WECC_AZ | Arizona | 4 | Santa Cruz | 23 | 59044 | RRSF | Rio Rico Solar | 0 | 2014 | 9999 | Solar PV | [5 empty] | Non-Fossil | G | 2025 | Solar |  | 0 | 0 | 0 | 0 | 0 | 0 | 0 | 0 | 0 | 0 | 0 | 0 | 0 | 0 | 0 | 0 | 2.7007 | 4.8727 | 7.057 | 14.6304 | 0 | 0 | 0 | 0 | 0 | 0 | 0 | 0 | 0 | 0 | 0 | 0 | 0 | 0 | 0 | 0 | 0 | 0 | 0 | 0 | 0.2702 | 0 | 0 | 0 | 0 | 0 | 0 | 0 | 0 | 0 | 5.9859
59043_G_PV1 | NENGREST | Rhode Island | 44 | Washington | 9 | 59043 | PV1 | West Davisville Solar | 0 | 2013 | 9999 | Solar PV | [5 empty] | Non-Fossil | G | 2025 | Solar |  | 0 | 0 | 0 | 0 | 0 | 0 | 0 | 0 | 0 | 0 | 0 | 0 | 0 | 0 | 0 | 0 | 0.45907 | 0.97917 | 1.502 | 2.9403 | 0 | 0 | 0 | 0 | 0 | 0 | 0 | 0 | 0 | 0 | 0 | 0 | 0 | 0 | 0 | 0 | 0 | 0 | 0 | 0 | 0.055971 | 0 | 0 | 0 | 0 | 0 | 0 | 0 | 0 | 0 | 2
59042_G_GEN 1 | S_VACA | North Carolina | 37 | Richmond | 153 | 59042 | GEN 1 | Ellerbe | 0 | 2013 | 9999 | Solar PV | [5 empty] | Non-Fossil | G | 2025 | Solar |  | 0 | 0 | 0 | 0 | 0 | 0 | 0 | 0 | 0 | 0 | 0 | 0 | 0 | 0 | 0 | 0 | 0.60635 | 1.0756 | 1.7937 | 3.4756 | 0 | 0 | 0 | 0 | 0 | 0 | 0 | 0 | 0 | 0 | 0 | 0 | 0 | 0 | 0 | 0 | 0 | 0 | 0 | 0 | 0.055937 | 0 | 0 | 0 | 0 | 0 | 0 | 0 | 0 | 0 | 1.9988
59040_G_GEN4 | NENGREST | Vermont | 50 | Windham | 25 | 59040 | GEN4 | Ball Mountain Hydro | 0 | 2016 | 9999 | Hydro | [5 empty] | Non-Fossil | G | 2025 | Hydro |  | 0 | 0 | 0 | 0 | 0 | 0 | 0 | 0 | 0 | 0 | 0 | 0 | 0 | 0 | 0 | 0 | 0.20622 | 0.29403 | 0.28006 | 0.78031 | 0 | 0 | 0 | 0 | 0 | 0 | 0 | 0 | 0 | 0 | 0 | 0 | 0 | 0 | 0 | 0 | 0 | 0 | 0 | 0 | 0.0029779 | 0.00054855 | 0.00078213 | 0.00074495 | 0.0020756 | 0 | 0 | 0 | 0 | 0 | 0.2
59040_G_GEN12 | NENGREST | Vermont | 50 | Windham | 25 | 59040 | GEN12 | Ball Mountain Hydro | 0 | 2016 | 9999 | Hydro | [5 empty] | Non-Fossil | G | 2025 | Hydro |  | 0 | 0 | 0 | 0 | 0 | 0 | 0 | 0 | 0 | 0 | 0 | 0 | 0 | 0 | 0 | 0 | 0.20622 | 0.29403 | 0.28006 | 0.78031 | 0 | 0 | 0 | 0 | 0 | 0 | 0 | 0 | 0 | 0 | 0 | 0 | 0 | 0 | 0 | 0 | 0 | 0 | 0 | 0 | 0.0029779 | 0.00054855 | 0.00078213 | 0.00074495 | 0.0020756 | 0 | 0 | 0 | 0 | 0 | 0.2
59040_G_GEN11 | NENGREST | Vermont | 50 | Windham | 25 | 59040 | GEN11 | Ball Mountain Hydro | 0 | 2016 | 9999 | Hydro | [5 empty] | Non-Fossil | G | 2025 | Hydro |  | 0 | 0 | 0 | 0 | 0 | 0 | 0 | 0 | 0 | 0 | 0 | 0 | 0 | 0 | 0 | 0 | 0.20622 | 0.29403 | 0.28006 | 0.78031 | 0 | 0 | 0 | 0 | 0 | 0 | 0 | 0 | 0 | 0 | 0 | 0 | 0 | 0 | 0 | 0 | 0 | 0 | 0 | 0 | 0.0029779 | 0.00054855 | 0.00078213 | 0.00074495 | 0.0020756 | 0 | 0 | 0 | 0 | 0 | 0.2
59040_G_GEN10 | NENGREST | Vermont | 50 | Windham | 25 | 59040 | GEN10 | Ball Mountain Hydro | 0 | 2016 | 9999 | Hydro | [5 empty] | Non-Fossil | G | 2025 | Hydro |  | 0 | 0 | 0 | 0 | 0 | 0 | 0 | 0 | 0 | 0 | 0 | 0 | 0 | 0 | 0 | 0 | 0.20622 | 0.29403 | 0.28006 | 0.78031 | 0 | 0 | 0 | 0 | 0 | 0 | 0 | 0 | 0 | 0 | 0 | 0 | 0 | 0 | 0 | 0 | 0 | 0 | 0 | 0 | 0.0029779 | 0.00054855 | 0.00078213 | 0.00074495 | 0.0020756 | 0 | 0 | 0 | 0 | 0 | 0.2
59040_G_GEN 9 | NENGREST | Vermont | 50 | Windham | 25 | 59040 | GEN 9 | Ball Mountain Hydro | 0 | 2016 | 9999 | Hydro | [5 empty] | Non-Fossil | G | 2025 | Hydro |  | 0 | 0 | 0 | 0 | 0 | 0 | 0 | 0 | 0 | 0 | 0 | 0 | 0 | 0 | 0 | 0 | 0.20622 | 0.29403 | 0.28006 | 0.78031 | 0 | 0 | 0 | 0 | 0 | 0 | 0 | 0 | 0 | 0 | 0 | 0 | 0 | 0 | 0 | 0 | 0 | 0 | 0 | 0 | 0.0029779 | 0.00054855 | 0.00078213 | 0.00074495 | 0.0020756 | 0 | 0 | 0 | 0 | 0 | 0.2
59040_G_GEN 8 | NENGREST | Vermont | 50 | Windham | 25 | 59040 | GEN 8 | Ball Mountain Hydro | 0 | 2016 | 9999 | Hydro | [5 empty] | Non-Fossil | G | 2025 | Hydro |  | 0 | 0 | 0 | 0 | 0 | 0 | 0 | 0 | 0 | 0 | 0 | 0 | 0 | 0 | 0 | 0 | 0.20622 | 0.29403 | 0.28006 | 0.78031 | 0 | 0 | 0 | 0 | 0 | 0 | 0 | 0 | 0 | 0 | 0 | 0 | 0 | 0 | 0 | 0 | 0 | 0 | 0 | 0 | 0.0029779 | 0.00054855 | 0.00078213 | 0.00074495 | 0.0020756 | 0 | 0 | 0 | 0 | 0 | 0.2
59040_G_GEN 7 | NENGREST | Vermont | 50 | Windham | 25 | 59040 | GEN 7 | Ball Mountain Hydro | 0 | 2016 | 9999 | Hydro | [5 empty] | Non-Fossil | G | 2025 | Hydro |  | 0 | 0 | 0 | 0 | 0 | 0 | 0 | 0 | 0 | 0 | 0 | 0 | 0 | 0 | 0 | 0 | 0.20622 | 0.29403 | 0.28006 | 0.78031 | 0 | 0 | 0 | 0 | 0 | 0 | 0 | 0 | 0 | 0 | 0 | 0 | 0 | 0 | 0 | 0 | 0 | 0 | 0 | 0 | 0.0029779 | 0.00054855 | 0.00078213 | 0.00074495 | 0.0020756 | 0 | 0 | 0 | 0 | 0 | 0.2
59040_G_GEN 6 | NENGREST | Vermont | 50 | Windham | 25 | 59040 | GEN 6 | Ball Mountain Hydro | 0 | 2016 | 9999 | Hydro | [5 empty] | Non-Fossil | G | 2025 | Hydro |  | 0 | 0 | 0 | 0 | 0 | 0 | 0 | 0 | 0 | 0 | 0 | 0 | 0 | 0 | 0 | 0 | 0.20622 | 0.29403 | 0.28006 | 0.78031 | 0 | 0 | 0 | 0 | 0 | 0 | 0 | 0 | 0 | 0 | 0 | 0 | 0 | 0 | 0 | 0 | 0 | 0 | 0 | 0 | 0.0029779 | 0.00054855 | 0.00078213 | 0.00074495 | 0.0020756 | 0 | 0 | 0 | 0 | 0 | 0.2
59040_G_GEN 5 | NENGREST | Vermont | 50 | Windham | 25 | 59040 | GEN 5 | Ball Mountain Hydro | 0 | 2016 | 9999 | Hydro | [5 empty] | Non-Fossil | G | 2025 | Hydro |  | 0 | 0 | 0 | 0 | 0 | 0 | 0 | 0 | 0 | 0 | 0 | 0 | 0 | 0 | 0 | 0 | 0.20622 | 0.29403 | 0.28006 | 0.78031 | 0 | 0 | 0 | 0 | 0 | 0 | 0 | 0 | 0 | 0 | 0 | 0 | 0 | 0 | 0 | 0 | 0 | 0 | 0 | 0 | 0.0029779 | 0.00054855 | 0.00078213 | 0.00074495 | 0.0020756 | 0 | 0 | 0 | 0 | 0 | 0.2
59040_G_GEN 3 | NENGREST | Vermont | 50 | Windham | 25 | 59040 | GEN 3 | Ball Mountain Hydro | 0 | 2016 | 9999 | Hydro | [5 empty] | Non-Fossil | G | 2025 | Hydro |  | 0 | 0 | 0 | 0 | 0 | 0 | 0 | 0 | 0 | 0 | 0 | 0 | 0 | 0 | 0 | 0 | 0.20622 | 0.29403 | 0.28006 | 0.78031 | 0 | 0 | 0 | 0 | 0 | 0 | 0 | 0 | 0 | 0 | 0 | 0 | 0 | 0 | 0 | 0 | 0 | 0 | 0 | 0 | 0.0029779 | 0.00054855 | 0.00078213 | 0.00074495 | 0.0020756 | 0 | 0 | 0 | 0 | 0 | 0.2
59040_G_GEN 2 | NENGREST | Vermont | 50 | Windham | 25 | 59040 | GEN 2 | Ball Mountain Hydro | 0 | 2016 | 9999 | Hydro | [5 empty] | Non-Fossil | G | 2025 | Hydro |  | 0 | 0 | 0 | 0 | 0 | 0 | 0 | 0 | 0 | 0 | 0 | 0 | 0 | 0 | 0 | 0 | 0.20622 | 0.29403 | 0.28006 | 0.78031 | 0 | 0 | 0 | 0 | 0 | 0 | 0 | 0 | 0 | 0 | 0 | 0 | 0 | 0 | 0 | 0 | 0 | 0 | 0 | 0 | 0.0029779 | 0.00054855 | 0.00078213 | 0.00074495 | 0.0020756 | 0 | 0 | 0 | 0 | 0 | 0.2
59040_G_GEN 1 | NENGREST | Vermont | 50 | Windham | 25 | 59040 | GEN 1 | Ball Mountain Hydro | 0 | 2016 | 9999 | Hydro | [5 empty] | Non-Fossil | G | 2025 | Hydro |  | 0 | 0 | 0 | 0 | 0 | 0 | 0 | 0 | 0 | 0 | 0 | 0 | 0 | 0 | 0 | 0 | 0.20622 | 0.29403 | 0.28006 | 0.78031 | 0 | 0 | 0 | 0 | 0 | 0 | 0 | 0 | 0 | 0 | 0 | 0 | 0 | 0 | 0 | 0 | 0 | 0 | 0 | 0 | 0.0029779 | 0.00054855 | 0.00078213 | 0.00074495 | 0.0020756 | 0 | 0 | 0 | 0 | 0 | 0.2
59039_G_GEN 1 | S_VACA | North Carolina | 37 | Duplin | 61 | 59039 | GEN 1 | Beulaville | 0 | 2013 | 9999 | Solar PV | [5 empty] | Non-Fossil | G | 2025 | Solar |  | 0 | 0 | 0 | 0 | 0 | 0 | 0 | 0 | 0 | 0 | 0 | 0 | 0 | 0 | 0 | 0 | 0.60635 | 1.0756 | 1.7937 | 3.4756 | 0 | 0 | 0 | 0 | 0 | 0 | 0 | 0 | 0 | 0 | 0 | 0 | 0 | 0 | 0 | 0 | 0 | 0 | 0 | 0 | 0.055937 | 0 | 0 | 0 | 0 | 0 | 0 | 0 | 0 | 0 | 1.9988
59038_G_GEN1 | S_VACA | North Carolina | 37 | Cleveland | 45 | 59038 | GEN1 | Battleground | 0 | 2013 | 9999 | Solar PV | [5 empty] | Non-Fossil | G | 2025 | Solar |  | 0 | 0 | 0 | 0 | 0 | 0 | 0 | 0 | 0 | 0 | 0 | 0 | 0 | 0 | 0 | 0 | 1.0611 | 1.8822 | 3.139 | 6.0823 | 0 | 0 | 0 | 0 | 0 | 0 | 0 | 0 | 0 | 0 | 0 | 0 | 0 | 0 | 0 | 0 | 0 | 0 | 0 | 0 | 0.09789 | 0 | 0 | 0 | 0 | 0 | 0 | 0 | 0 | 0 | 3.4979
59034_G_SHAN1 | ERC_WEST | Texas | 48 | Clay | 77 | 59034 | SHAN1 | Shannon Wind | 0 | 2015 | 9999 | Onshore Wind | [5 empty] | Non-Fossil | G | 2025 | Wind |  | 0 | 0 | 0 | 0 | 0 | 0 | 0 | 0 | 0 | 0 | 0 | 0 | 0 | 0 | 0 | 0 | 143.1198 | 210.4622 | 213.6416 | 567.2237 | 0 | 0 | 0 | 0 | 0 | 0 | 0 | 0 | 0 | 0 | 0 | 0 | 0 | 0 | 0 | 0 | 0 | 0 | 0 | 0 | 5.7481 | 0 | 0 | 0 | 0 | 0 | 0 | 0 | 0 | 0 | 204
59033_G_0024 | NENGREST | Massachusetts | 25 | Franklin | 11 | 59033 | 0024 | Whately Solar | 0 | 2013 | 9999 | Solar PV | [5 empty] | Non-Fossil | G | 2025 | Solar |  | 0 | 0 | 0 | 0 | 0 | 0 | 0 | 0 | 0 | 0 | 0 | 0 | 0 | 0 | 0 | 0 | 0.32892 | 0.68389 | 1.0448 | 2.0576 | 0 | 0 | 0 | 0 | 0 | 0 | 0 | 0 | 0 | 0 | 0 | 0 | 0 | 0 | 0 | 0 | 0 | 0 | 0 | 0 | 0.041062 | 0 | 0 | 0 | 0 | 0 | 0 | 0 | 0 | 0 | 1.4673
59032_G_0031 | NENGREST | Massachusetts | 25 | Middlesex | 17 | 59032 | 0031 | EBZ Solar | 0 | 2013 | 9999 | Solar PV | [5 empty] | Non-Fossil | G | 2025 | Solar |  | 0 | 0 | 0 | 0 | 0 | 0 | 0 | 0 | 0 | 0 | 0 | 0 | 0 | 0 | 0 | 0 | 0.5482 | 1.1398 | 1.7414 | 3.4294 | 0 | 0 | 0 | 0 | 0 | 0 | 0 | 0 | 0 | 0 | 0 | 0 | 0 | 0 | 0 | 0 | 0 | 0 | 0 | 0 | 0.068437 | 0 | 0 | 0 | 0 | 0 | 0 | 0 | 0 | 0 | 2.4455
59031_G_0027 | NENGREST | Massachusetts | 25 | Hampden | 13 | 59031 | 0027 | Route 57 Solar | 0 | 2013 | 9999 | Solar PV | [5 empty] | Non-Fossil | G | 2025 | Solar |  | 0 | 0 | 0 | 0 | 0 | 0 | 0 | 0 | 0 | 0 | 0 | 0 | 0 | 0 | 0 | 0 | 0.32892 | 0.68389 | 1.0448 | 2.0576 | 0 | 0 | 0 | 0 | 0 | 0 | 0 | 0 | 0 | 0 | 0 | 0 | 0 | 0 | 0 | 0 | 0 | 0 | 0 | 0 | 0.041062 | 0 | 0 | 0 | 0 | 0 | 0 | 0 | 0 | 0 | 1.4673
59030_G_0036 | NENGREST | Massachusetts | 25 | Hampden | 13 | 59030 | 0036 | Chicopee Solar | 0 | 2013 | 9999 | Solar PV | [5 empty] | Non-Fossil | G | 2025 | Solar |  | 0 | 0 | 0 | 0 | 0 | 0 | 0 | 0 | 0 | 0 | 0 | 0 | 0 | 0 | 0 | 0 | 0.65784 | 1.3678 | 2.0896 | 4.1152 | 0 | 0 | 0 | 0 | 0 | 0 | 0 | 0 | 0 | 0 | 0 | 0 | 0 | 0 | 0 | 0 | 0 | 0 | 0 | 0 | 0.082124 | 0 | 0 | 0 | 0 | 0 | 0 | 0 | 0 | 0 | 2.9345
59029_G_0040 | NENGREST | Massachusetts | 25 | Bristol | 5 | 59029 | 0040 | Rehoboth Solar | 0 | 2013 | 9999 | Solar PV | [5 empty] | Non-Fossil | G | 2025 | Solar |  | 0 | 0 | 0 | 0 | 0 | 0 | 0 | 0 | 0 | 0 | 0 | 0 | 0 | 0 | 0 | 0 | 0.43856 | 0.91185 | 1.3931 | 2.7435 | 0 | 0 | 0 | 0 | 0 | 0 | 0 | 0 | 0 | 0 | 0 | 0 | 0 | 0 | 0 | 0 | 0 | 0 | 0 | 0 | 0.05475 | 0 | 0 | 0 | 0 | 0 | 0 | 0 | 0 | 0 | 1.9564
59028_G_0028 | NENGREST | Massachusetts | 25 | Hampden | 13 | 59028 | 0028 | Agawam Solar | 0 | 2012 | 9999 | Solar PV | [5 empty] | Non-Fossil | G | 2025 | Solar |  | 0 | 0 | 0 | 0 | 0 | 0 | 0 | 0 | 0 | 0 | 0 | 0 | 0 | 0 | 0 | 0 | 0.32892 | 0.68389 | 1.0448 | 2.0576 | 0 | 0 | 0 | 0 | 0 | 0 | 0 | 0 | 0 | 0 | 0 | 0 | 0 | 0 | 0 | 0 | 0 | 0 | 0 | 0 | 0.041062 | 0 | 0 | 0 | 0 | 0 | 0 | 0 | 0 | 0 | 1.4673
59026_G_SOLAR | PJM_SMAC | Maryland | 24 | Baltimore City | 510 | 59026 | SOLAR | Back River Waste Water Treatment | 0 | 2012 | 9999 | Solar PV | [5 empty] | Non-Fossil | G | 2025 | Solar |  | 0 | 0 | 0 | 0 | 0 | 0 | 0 | 0 | 0 | 0 | 0 | 0 | 0 | 0 | 0 | 0 | 0.18181 | 0.37516 | 0.63058 | 1.1875 | 0 | 0 | 0 | 0 | 0 | 0 | 0 | 0 | 0 | 0 | 0 | 0 | 0 | 0 | 0 | 0 | 0 | 0 | 0 | 0 | 0.022388 | 0 | 0 | 0 | 0 | 0 | 0 | 0 | 0 | 0 | 0.8
59026_G_CHP 2 | PJM_SMAC | Maryland | 24 | Baltimore City | 510 | 59026 | CHP 2 | Back River Waste Water Treatment | 16368 | 2009 | 9999 | Non-Fossil Waste | [5 empty] | Non-Fossil | G | 2025 | Non-Fossil |  | 0.010219 | 0.01445 | 0.020234 | 0.044903 | 0 | 0 | 0 | 0 | 0 | 0 | 0 | 0 | 0 | 0 | 0 | 0 | 0.62433 | 0.88284 | 1.2362 | 2.7433 | 0 | 0 | 0 | 0 | 0 | 0 | 0 | 0 | 0 | 0 | 0 | 0 | 0 | 0 | 0 | 0 | 0 | 0 | 0 | 0 | 0.21122 | 0.0040825 | 0.005773 | 0.0080834 | 0.017939 | 0 | 0 | 0 | 0 | 0 | 0.9
59026_G_CHP 1 | PJM_SMAC | Maryland | 24 | Baltimore City | 510 | 59026 | CHP 1 | Back River Waste Water Treatment | 16366 | 2009 | 9999 | Non-Fossil Waste | [5 empty] | Non-Fossil | G | 2025 | Non-Fossil |  | 0.010218 | 0.014449 | 0.020231 | 0.044897 | 0 | 0 | 0 | 0 | 0 | 0 | 0 | 0 | 0 | 0 | 0 | 0 | 0.62433 | 0.88284 | 1.2362 | 2.7433 | 0 | 0 | 0 | 0 | 0 | 0 | 0 | 0 | 0 | 0 | 0 | 0 | 0 | 0 | 0 | 0 | 0 | 0 | 0 | 0 | 0.21122 | 0.0040825 | 0.005773 | 0.0080834 | 0.017939 | 0 | 0 | 0 | 0 | 0 | 0.9
59024_G_N-54 | PJM_ATSI | Ohio | 39 | Cuyahoga | 35 | 59024 | N-54 | Euclid Farm, Stamco N-54 | 0 | 2012 | 9999 | Onshore Wind | [5 empty] | Non-Fossil | G | 2025 | Wind |  | 0 | 0 | 0 | 0 | 0 | 0 | 0 | 0 | 0 | 0 | 0 | 0 | 0 | 0 | 0 | 0 | 0.5907 | 0.82132 | 0.53821 | 1.9502 | 0 | 0 | 0 | 0 | 0 | 0 | 0 | 0 | 0 | 0 | 0 | 0 | 0 | 0 | 0 | 0 | 0 | 0 | 0 | 0 | 0.039124 | 0 | 0 | 0 | 0 | 0 | 0 | 0 | 0 | 0 | 1
59023_G_GEN 1 | NENGREST | Massachusetts | 25 | Essex | 9 | 59023 | GEN 1 | Ipswich Wind Independence | 0 | 2012 | 9999 | Onshore Wind | [5 empty] | Non-Fossil | G | 2025 | Wind |  | 0 | 0 | 0 | 0 | 0 | 0 | 0 | 0 | 0 | 0 | 0 | 0 | 0 | 0 | 0 | 0 | 1.6526 | 2.1481 | 1.664 | 5.4647 | 0 | 0 | 0 | 0 | 0 | 0 | 0 | 0 | 0 | 0 | 0 | 0 | 0 | 0 | 0 | 0 | 0 | 0 | 0 | 0 | 0.067203 | 0 | 0 | 0 | 0 | 0 | 0 | 0 | 0 | 0 | 2
59022_G_1 | NENGREST | Massachusetts | 25 | Plymouth | 23 | 59022 | 1 | Kingston Wind Independence | 0 | 2012 | 9999 | Onshore Wind | [5 empty] | Non-Fossil | G | 2025 | Wind |  | 0 | 0 | 0 | 0 | 0 | 0 | 0 | 0 | 0 | 0 | 0 | 0 | 0 | 0 | 0 | 0 | 1.6526 | 2.1481 | 1.664 | 5.4647 | 0 | 0 | 0 | 0 | 0 | 0 | 0 | 0 | 0 | 0 | 0 | 0 | 0 | 0 | 0 | 0 | 0 | 0 | 0 | 0 | 0.067203 | 0 | 0 | 0 | 0 | 0 | 0 | 0 | 0 | 0 | 2
59021_G_HOO1 | MIS_IL | Illinois | 17 | Vermilion | 183 | 59021 | HOO1 | Hoopeston Wind LLC | 0 | 2015 | 9999 | Onshore Wind | [5 empty] | Non-Fossil | G | 2025 | Wind |  | 0 | 0 | 0 | 0 | 0 | 0 | 0 | 0 | 0 | 0 | 0 | 0 | 0 | 0 | 0 | 0 | 90.5655 | 120.2595 | 81.4097 | 292.2348 | 0 | 0 | 0 | 0 | 0 | 0 | 0 | 0 | 0 | 0 | 0 | 0 | 0 | 0 | 0 | 0 | 0 | 0 | 0 | 0 | 3.5402 | 0 | 0 | 0 | 0 | 0 | 0 | 0 | 0 | 0 | 98
59020_G_PV1 | WECC_AZ | Arizona | 4 | Maricopa | 13 | 59020 | PV1 | Gila Bend | 0 | 2014 | 9999 | Solar PV | [5 empty] | Non-Fossil | G | 2025 | Solar |  | 0 | 0 | 0 | 0 | 0 | 0 | 0 | 0 | 0 | 0 | 0 | 0 | 0 | 0 | 0 | 0 | 14.4036 | 25.9876 | 37.6375 | 78.0287 | 0 | 0 | 0 | 0 | 0 | 0 | 0 | 0 | 0 | 0 | 0 | 0 | 0 | 0 | 0 | 0 | 0 | 0 | 0 | 0 | 1.4411 | 0 | 0 | 0 | 0 | 0 | 0 | 0 | 0 | 0 | 31.9246
59019_G_1 | MIS_INKY | Indiana | 18 | Lake | 89 | 59019 | 1 | Griffith | 0 | 2013 | 9999 | Solar PV | [5 empty] | Non-Fossil | G | 2025 | Solar |  | 0 | 0 | 0 | 0 | 0 | 0 | 0 | 0 | 0 | 0 | 0 | 0 | 0 | 0 | 0 | 0 | 0.50573 | 1.0527 | 1.6049 | 3.1634 | 0 | 0 | 0 | 0 | 0 | 0 | 0 | 0 | 0 | 0 | 0 | 0 | 0 | 0 | 0 | 0 | 0 | 0 | 0 | 0 | 0.055971 | 0 | 0 | 0 | 0 | 0 | 0 | 0 | 0 | 0 | 2
59018_G_1 | MIS_INKY | Indiana | 18 | Lake | 89 | 59018 | 1 | East Chicago | 0 | 2013 | 9999 | Solar PV | [5 empty] | Non-Fossil | G | 2025 | Solar |  | 0 | 0 | 0 | 0 | 0 | 0 | 0 | 0 | 0 | 0 | 0 | 0 | 0 | 0 | 0 | 0 | 0.50573 | 1.0527 | 1.6049 | 3.1634 | 0 | 0 | 0 | 0 | 0 | 0 | 0 | 0 | 0 | 0 | 0 | 0 | 0 | 0 | 0 | 0 | 0 | 0 | 0 | 0 | 0.055971 | 0 | 0 | 0 | 0 | 0 | 0 | 0 | 0 | 0 | 2
59017_G_GEN 1 | S_VACA | North Carolina | 37 | Stokes | 169 | 59017 | GEN 1 | Carol Jean Solar | 0 | 2016 | 9999 | Solar PV | [5 empty] | Non-Fossil | G | 2025 | Solar |  | 0 | 0 | 0 | 0 | 0 | 0 | 0 | 0 | 0 | 0 | 0 | 0 | 0 | 0 | 0 | 0 | 1.2127 | 2.1511 | 3.5874 | 6.9512 | 0 | 0 | 0 | 0 | 0 | 0 | 0 | 0 | 0 | 0 | 0 | 0 | 0 | 0 | 0 | 0 | 0 | 0 | 0 | 0 | 0.11187 | 0 | 0 | 0 | 0 | 0 | 0 | 0 | 0 | 0 | 3.9976
59015_G_STW | NENGREST | Massachusetts | 25 | Middlesex | 17 | 59015 | STW | Stow PV | 0 | 2013 | 9999 | Solar PV | [5 empty] | Non-Fossil | G | 2025 | Solar |  | 0 | 0 | 0 | 0 | 0 | 0 | 0 | 0 | 0 | 0 | 0 | 0 | 0 | 0 | 0 | 0 | 0.43856 | 0.91185 | 1.3931 | 2.7435 | 0 | 0 | 0 | 0 | 0 | 0 | 0 | 0 | 0 | 0 | 0 | 0 | 0 | 0 | 0 | 0 | 0 | 0 | 0 | 0 | 0.05475 | 0 | 0 | 0 | 0 | 0 | 0 | 0 | 0 | 0 | 1.9564
59014_G_BLT | NENGREST | Massachusetts | 25 | Worcester | 27 | 59014 | BLT | Bolton PV | 0 | 2013 | 9999 | Solar PV | [5 empty] | Non-Fossil | G | 2025 | Solar |  | 0 | 0 | 0 | 0 | 0 | 0 | 0 | 0 | 0 | 0 | 0 | 0 | 0 | 0 | 0 | 0 | 1.0745 | 2.234 | 3.4131 | 6.7216 | 0 | 0 | 0 | 0 | 0 | 0 | 0 | 0 | 0 | 0 | 0 | 0 | 0 | 0 | 0 | 0 | 0 | 0 | 0 | 0 | 0.13414 | 0 | 0 | 0 | 0 | 0 | 0 | 0 | 0 | 0 | 4.7931
59013_G_SCT | NENGREST | Massachusetts | 25 | Plymouth | 23 | 59013 | SCT | Scituate PV | 0 | 2013 | 9999 | Solar PV | [5 empty] | Non-Fossil | G | 2025 | Solar |  | 0 | 0 | 0 | 0 | 0 | 0 | 0 | 0 | 0 | 0 | 0 | 0 | 0 | 0 | 0 | 0 | 0.5482 | 1.1398 | 1.7414 | 3.4294 | 0 | 0 | 0 | 0 | 0 | 0 | 0 | 0 | 0 | 0 | 0 | 0 | 0 | 0 | 0 | 0 | 0 | 0 | 0 | 0 | 0.068437 | 0 | 0 | 0 | 0 | 0 | 0 | 0 | 0 | 0 | 2.4455
59012_G_TURB3 | PJM_SMAC | District Of Columbia | 11 | District Of Columbia | 1 | 59012 | TURB3 | DC Water CHP | 13280 | 2015 | 9999 | Non-Fossil Waste | [5 empty] | Non-Fossil | G | 2025 | Non-Fossil |  | 0.036849 | 0.052107 | 0.072961 | 0.16192 | 0 | 0 | 0 | 0 | 0 | 0 | 0 | 0 | 0 | 0 | 0 | 0 | 2.7748 | 3.9237 | 5.4941 | 12.1926 | 0 | 0 | 0 | 0 | 0 | 0 | 0 | 0 | 0 | 0 | 0 | 0 | 0 | 0 | 0 | 0 | 0 | 0 | 0 | 0 | 0.93877 | 0.018145 | 0.025658 | 0.035926 | 0.079729 | 0 | 0 | 0 | 0 | 0 | 4
59012_G_TURB2 | PJM_SMAC | District Of Columbia | 11 | District Of Columbia | 1 | 59012 | TURB2 | DC Water CHP | 13280 | 2015 | 9999 | Non-Fossil Waste | [5 empty] | Non-Fossil | G | 2025 | Non-Fossil |  | 0.036849 | 0.052107 | 0.072961 | 0.16192 | 0 | 0 | 0 | 0 | 0 | 0 | 0 | 0 | 0 | 0 | 0 | 0 | 2.7748 | 3.9237 | 5.4941 | 12.1926 | 0 | 0 | 0 | 0 | 0 | 0 | 0 | 0 | 0 | 0 | 0 | 0 | 0 | 0 | 0 | 0 | 0 | 0 | 0 | 0 | 0.93877 | 0.018145 | 0.025658 | 0.035926 | 0.079729 | 0 | 0 | 0 | 0 | 0 | 4
59012_G_TURB1 | PJM_SMAC | District Of Columbia | 11 | District Of Columbia | 1 | 59012 | TURB1 | DC Water CHP | 13280 | 2015 | 9999 | Non-Fossil Waste | [5 empty] | Non-Fossil | G | 2025 | Non-Fossil |  | 0.036849 | 0.052107 | 0.072961 | 0.16192 | 0 | 0 | 0 | 0 | 0 | 0 | 0 | 0 | 0 | 0 | 0 | 0 | 2.7748 | 3.9237 | 5.4941 | 12.1926 | 0 | 0 | 0 | 0 | 0 | 0 | 0 | 0 | 0 | 0 | 0 | 0 | 0 | 0 | 0 | 0 | 0 | 0 | 0 | 0 | 0.93877 | 0.018145 | 0.025658 | 0.035926 | 0.079729 | 0 | 0 | 0 | 0 | 0 | 4
59011_G_CAT | NENGREST | Massachusetts | 25 | Worcester | 27 | 59011 | CAT | Southbridge Landfill Gas-to-Energy | 17528 | 2011 | 9999 | Landfill Gas | [5 empty] | Non-Fossil | G | 2025 | LF Gas |  | 0.040141 | 0.058605 | 0.072706 | 0.17145 | 0 | 0 | 0 | 0 | 0 | 0 | 0 | 0 | 0 | 0 | 0 | 0 | 2.2901 | 3.3435 | 4.148 | 9.7816 | 2.3133 | 3.3773 | 4.19 | 9.8806 | 0 | 0 | 0 | 0 | 0.002776 | 0.0040528 | 0.0050279 | 0.011857 | 0 | 0 | 0 | 0 | 0 | 0 | 0 | 0 | 0.35204 | 0.014975 | 0.021863 | 0.027124 | 0.063963 | 0 | 0 | 0 | 0 | 0 | 1.5
59010_G_MSS1 | WECC_NM | New Mexico | 35 | Luna | 29 | 59010 | MSS1 | Macho Springs | 0 | 2014 | 9999 | Solar PV | [5 empty] | Non-Fossil | G | 2025 | Solar |  | 0 | 0 | 0 | 0 | 0 | 0 | 0 | 0 | 0 | 0 | 0 | 0 | 0 | 0 | 0 | 0 | 22.7186 | 38.8353 | 58.369 | 119.923 | 0 | 0 | 0 | 0 | 0 | 0 | 0 | 0 | 0 | 0 | 0 | 0 | 0 | 0 | 0 | 0 | 0 | 0 | 0 | 0 | 1.4608 | 0 | 0 | 0 | 0 | 0 | 0 | 0 | 0 | 0 | 52.2
59009_G_PV1 | WECC_SCE | California | 6 | Kern | 29 | 59009 | PV1 | Hayworth Solar | 0 | 2015 | 9999 | Solar PV | [5 empty] | Non-Fossil | G | 2025 | Solar |  | 0 | 0 | 0 | 0 | 0 | 0 | 0 | 0 | 0 | 0 | 0 | 0 | 0 | 0 | 0 | 0 | 11.3603 | 21.0766 | 32.6678 | 65.1047 | 0 | 0 | 0 | 0 | 0 | 0 | 0 | 0 | 0 | 0 | 0 | 0 | 0 | 0 | 0 | 0 | 0 | 0 | 0 | 0 | 0.97545 | 0 | 0 | 0 | 0 | 0 | 0 | 0 | 0 | 0 | 27
59008_G_PV1 | WECC_SCE | California | 6 | Kern | 29 | 59008 | PV1 | Woodmere Solar Farm | 0 | 2015 | 9999 | Solar PV | [5 empty] | Non-Fossil | G | 2025 | Solar |  | 0 | 0 | 0 | 0 | 0 | 0 | 0 | 0 | 0 | 0 | 0 | 0 | 0 | 0 | 0 | 0 | 6.3113 | 11.7092 | 18.1488 | 36.1693 | 0 | 0 | 0 | 0 | 0 | 0 | 0 | 0 | 0 | 0 | 0 | 0 | 0 | 0 | 0 | 0 | 0 | 0 | 0 | 0 | 0.54192 | 0 | 0 | 0 | 0 | 0 | 0 | 0 | 0 | 0 | 15
59007_G_MAR S | ERC_PHDL | Texas | 48 | Parmer | 369 | 59007 | MAR S | Mariah South | 0 | 2017 | 9999 | Onshore Wind | [5 empty] | Non-Fossil | G | 2025 | Wind |  | 0 | 0 | 0 | 0 | 0 | 0 | 0 | 0 | 0 | 0 | 0 | 0 | 0 | 0 | 0 | 0 | 224.8616 | 311.1271 | 338.1011 | 874.0899 | 0 | 0 | 0 | 0 | 0 | 0 | 0 | 0 | 0 | 0 | 0 | 0 | 0 | 0 | 0 | 0 | 0 | 0 | 0 | 0 | 7.0631 | 0 | 0 | 0 | 0 | 0 | 0 | 0 | 0 | 0 | 230.4
59006_G_MARN | ERC_PHDL | Texas | 48 | Parmer | 369 | 59006 | MARN | Mariah East | 0 | 2017 | 9999 | Onshore Wind | [5 empty] | Non-Fossil | G | 2025 | Wind |  | 0 | 0 | 0 | 0 | 0 | 0 | 0 | 0 | 0 | 0 | 0 | 0 | 0 | 0 | 0 | 0 | 224.8616 | 311.1271 | 338.1011 | 874.0899 | 0 | 0 | 0 | 0 | 0 | 0 | 0 | 0 | 0 | 0 | 0 | 0 | 0 | 0 | 0 | 0 | 0 | 0 | 0 | 0 | 7.0631 | 0 | 0 | 0 | 0 | 0 | 0 | 0 | 0 | 0 | 230.4
59005_G_MAR1 | ERC_PHDL | Texas | 48 | Parmer | 369 | 59005 | MAR1 | Mariah del Norte | 0 | 2016 | 9999 | Onshore Wind | [5 empty] | Non-Fossil | G | 2025 | Wind |  | 0 | 0 | 0 | 0 | 0 | 0 | 0 | 0 | 0 | 0 | 0 | 0 | 0 | 0 | 0 | 0 | 224.8616 | 311.1271 | 338.1011 | 874.0899 | 0 | 0 | 0 | 0 | 0 | 0 | 0 | 0 | 0 | 0 | 0 | 0 | 0 | 0 | 0 | 0 | 0 | 0 | 0 | 0 | 7.0631 | 0 | 0 | 0 | 0 | 0 | 0 | 0 | 0 | 0 | 230.4
59004_G_GEN3 | PJM_Dom | Virginia | 51 | Loudoun | 107 | 59004 | GEN3 | Stonewall | 6250 | 2017 | 9999 | Combined Cycle |  |  | SCR |  |  | Fossil | G | 2025 | NaturalGas |  | 3.4422 | 4.6661 | 6.4409 | 14.5492 | 0 | 0 | 0 | 0 | 0 | 0 | 0 | 0 | 0 | 0 | 0 | 0 | 550.7495 | 746.5716 | 1030.5456 | 2327.8666 | 201.5055 | 273.1519 | 377.0509 | 851.7082 | 2.4091e-07 | 3.2657e-07 | 4.5087e-07 | 1.0184e-06 | 0.0085366 | 0.011572 | 0.015973 | 0.036082 | 0 | 0 | 0 | 0 | 0 | 0 | 0 | 0 | 9.591 | 1.1691 | 1.5848 | 2.1876 | 4.9416 | 13.2071 | 14.2634 | 22.0719 | 49.5425 | 0 | 314 | SCR
59004_G_GEN2 | PJM_Dom | Virginia | 51 | Loudoun | 107 | 59004 | GEN2 | Stonewall | 6250 | 2017 | 9999 | Combined Cycle |  |  | SCR |  |  | Fossil | G | 2025 | NaturalGas |  | 2.5213 | 3.4178 | 4.7179 | 10.657 | 0 | 0 | 0 | 0 | 0 | 0 | 0 | 0 | 0 | 0 | 0 | 0 | 403.4152 | 546.8518 | 754.8582 | 1705.1252 | 147.5996 | 200.0794 | 276.1837 | 623.8627 | 1.7646e-07 | 2.392e-07 | 3.3026e-07 | 7.4593e-07 | 0.0062529 | 0.0084762 | 0.0117 | 0.026429 | 0 | 0 | 0 | 0 | 0 | 0 | 0 | 0 | 7.0252 | 0.85637 | 1.1609 | 1.6024 | 3.6196 | 9.674 | 10.4477 | 16.1673 | 36.2891 | 0 | 230 | SCR
59004_G_GEN1 | PJM_Dom | Virginia | 51 | Loudoun | 107 | 59004 | GEN1 | Stonewall | 6250 | 2017 | 9999 | Combined Cycle |  |  | SCR |  |  | Fossil | G | 2025 | NaturalGas |  | 2.5213 | 3.4178 | 4.7179 | 10.657 | 0 | 0 | 0 | 0 | 0 | 0 | 0 | 0 | 0 | 0 | 0 | 0 | 403.4152 | 546.8518 | 754.8582 | 1705.1252 | 147.5996 | 200.0794 | 276.1837 | 623.8627 | 1.7646e-07 | 2.392e-07 | 3.3026e-07 | 7.4593e-07 | 0.0062529 | 0.0084762 | 0.0117 | 0.026429 | 0 | 0 | 0 | 0 | 0 | 0 | 0 | 0 | 7.0252 | 0.85637 | 1.1609 | 1.6024 | 3.6196 | 9.674 | 10.4477 | 16.1673 | 36.2891 | 0 | 230 | SCR
59003_G_1 | WECC_MT | Montana | 30 | Wheatland | 107 | 59003 | 1 | Two Dot Wind Farm | 0 | 2014 | 9999 | Onshore Wind | [5 empty] | Non-Fossil | G | 2025 | Wind |  | 0 | 0 | 0 | 0 | 0 | 0 | 0 | 0 | 0 | 0 | 0 | 0 | 0 | 0 | 0 | 0 | 9.588 | 11.0341 | 8.7133 | 29.3355 | 0 | 0 | 0 | 0 | 0 | 0 | 0 | 0 | 0 | 0 | 0 | 0 | 0 | 0 | 0 | 0 | 0 | 0 | 0 | 0 | 0.3523 | 0 | 0 | 0 | 0 | 0 | 0 | 0 | 0 | 0 | 9.7
59001_G_PARK | PJM_EMAC | New Jersey | 34 | Burlington | 5 | 59001 | PARK | Parkland Landfill Solar | 0 | 2015 | 9999 | Solar PV | [5 empty] | Non-Fossil | G | 2025 | Solar |  | 0 | 0 | 0 | 0 | 0 | 0 | 0 | 0 | 0 | 0 | 0 | 0 | 0 | 0 | 0 | 0 | 1.6505 | 3.5632 | 5.6617 | 10.8754 | 0 | 0 | 0 | 0 | 0 | 0 | 0 | 0 | 0 | 0 | 0 | 0 | 0 | 0 | 0 | 0 | 0 | 0 | 0 | 0 | 0.27406 | 0 | 0 | 0 | 0 | 0 | 0 | 0 | 0 | 0 | 7.598
59_B_1 | SPP_NEBR | Nebraska | 31 | Hall | 79 | 59 | 1 | Platte | 11613 | 1982 | 9999 | Coal Steam | tangential | dry | ESPH + Bag House + Dry Scrubber + ACI | LNC3 | Dry Scrubber | Fossil | B | 2025 | Coal |  | 2.0639 | 2.7977 | 3.7509 | 8.6125 | 0 | 0 | 0 | 0 | 2.0639 | 2.7977 | 3.7509 | 8.6125 | 0 | 0 | 0 | 0 | 177.7193 | 240.9083 | 322.994 | 741.6216 | 221.1419 | 299.7702 | 401.9121 | 922.8242 | 0.00057904 | 0.00078492 | 0.0010524 | 0.0024163 | 0.18488 | 0.25062 | 0.33601 | 0.7715 | 0.082554 | 0.11191 | 0.15004 | 0.3445 | 0.001032 | 0.001399 | 0.0018753 | 0.0043063 | 7.3508 | 1.0777 | 1.4609 | 1.9586 | 4.4972 | 3.0105 | 4.081 | 5.4715 | 12.563 | 0 | 100 | Scrubber / Mercury Control | Dry Scrubber
58999_G_LEWP | SPP_WEST | Oklahoma | 40 | Washita | 149 | 58999 | LEWP | Little Elk Wind Project LLC | 0 | 2015 | 9999 | Onshore Wind | [5 empty] | Non-Fossil | G | 2025 | Wind |  | 0 | 0 | 0 | 0 | 0 | 0 | 0 | 0 | 0 | 0 | 0 | 0 | 0 | 0 | 0 | 0 | 63.5919 | 97.8292 | 98.9324 | 260.3535 | 0 | 0 | 0 | 0 | 0 | 0 | 0 | 0 | 0 | 0 | 0 | 0 | 0 | 0 | 0 | 0 | 0 | 0 | 0 | 0 | 2.8495 | 0 | 0 | 0 | 0 | 0 | 0 | 0 | 0 | 0 | 73.1551
58998_G_GWWP | SPP_SPS | Oklahoma | 40 | Texas | 139 | 58998 | GWWP | Goodwell Wind Project LLC | 0 | 2015 | 9999 | Onshore Wind | [5 empty] | Non-Fossil | G | 2025 | Wind |  | 0 | 0 | 0 | 0 | 0 | 0 | 0 | 0 | 0 | 0 | 0 | 0 | 0 | 0 | 0 | 0 | 155.2317 | 230.2717 | 254.4211 | 639.9245 | 0 | 0 | 0 | 0 | 0 | 0 | 0 | 0 | 0 | 0 | 0 | 0 | 0 | 0 | 0 | 0 | 0 | 0 | 0 | 0 | 5.6354 | 0 | 0 | 0 | 0 | 0 | 0 | 0 | 0 | 0 | 200
58997_G_G1001 | FRCC | Florida | 12 | Hendry | 51 | 58997 | G1001 | SRF Sorghum to Ethanol Advanced Biorefin | 13500 | 2019 | 9999 | Biomass | [5 empty] | Non-Fossil | G | 2025 |  | Biomass Retirement | 0 | 0 | 0 | 0 | 0 | 0 | 0 | 0 | 0 | 0 | 0 | 0 | 0 | 0 | 0 | 0 | 0 | 0 | 0 | 0 | 0 | 0 | 0 | 0 | 0 | 0 | 0 | 0 | 0 | 0 | 0 | 0 | 0 | 0 | 0 | 0 | 0 | 0 | 0 | 0 | 0 | 0 | 0 | 0 | 0 | 0 | 0 | 0 | 0 | 0 | 12
58996_G_SBIC3 | MIS_MNWI | Minnesota | 27 | Rice | 131 | 58996 | SBIC3 | St. Olaf StandBy Generators | 11328 | 1999 | 9999 | Combustion Turbine | [5 empty] | Fossil | G | 2025 | NaturalGas |  | 0.0002264 | 0 | 0.0032514 | 0.0034778 | 0 | 0 | 0 | 0 | 0 | 0 | 0 | 0 | 0 | 0 | 0 | 0 | 0.019986 | 0 | 0.28702 | 0.30701 | 0.013254 | 0 | 0.19034 | 0.20359 | 1.5841e-11 | 0 | 2.2759e-10 | 2.4343e-10 | 0.00041081 | 0 | 0.0058996 | 0.0063104 | 0 | 0 | 0 | 0 | 0 | 0 | 0 | 0 | 0.03179 | 0.00031375 | 0 | 0.0039365 | 0.0042502 | 0.00090716 | 0 | 0.012312 | 0.01322 | 0 | 1.7
58996_G_SBIC2 | MIS_MNWI | Minnesota | 27 | Rice | 131 | 58996 | SBIC2 | St. Olaf StandBy Generators | 11313 | 1999 | 9999 | Combustion Turbine | [5 empty] | Fossil | G | 2025 | NaturalGas |  | 0.0002261 | 0 | 0.0032471 | 0.0034732 | 0 | 0 | 0 | 0 | 0 | 0 | 0 | 0 | 0 | 0 | 0 | 0 | 0.019986 | 0 | 0.28702 | 0.30701 | 0.013236 | 0 | 0.19008 | 0.20332 | 1.582e-11 | 0 | 2.2728e-10 | 2.431e-10 | 0.00041026 | 0 | 0.0058918 | 0.006302 | 0 | 0 | 0 | 0 | 0 | 0 | 0 | 0 | 0.03179 | 0.00031375 | 0 | 0.0039365 | 0.0042502 | 0.00090596 | 0 | 0.012296 | 0.013202 | 0 | 1.7
58996_G_SBIC1 | MIS_MNWI | Minnesota | 27 | Rice | 131 | 58996 | SBIC1 | St. Olaf StandBy Generators | 11366 | 1999 | 9999 | Combustion Turbine | [5 empty] | Fossil | G | 2025 | NaturalGas |  | 5.345e-05 | 0 | 0.00076759 | 0.00082104 | 0 | 0 | 0 | 0 | 0 | 0 | 0 | 0 | 0 | 0 | 0 | 0 | 0.0047026 | 0 | 0.067534 | 0.072237 | 0.003129 | 0 | 0.044935 | 0.048064 | 3.7397e-12 | 0 | 5.3729e-11 | 5.7469e-11 | 9.6985e-05 | 0 | 0.0013928 | 0.0014898 | 0 | 0 | 0 | 0 | 0 | 0 | 0 | 0 | 0.00748 | 7.3824e-05 | 0 | 0.00092622 | 0.001 | 0.00021417 | 0 | 0.0029068 | 0.0031209 | 0 | 0.4
58995_G_OLFWT | MIS_MNWI | Minnesota | 27 | Rice | 131 | 58995 | OLFWT | St. Olaf Wind Turbine | 0 | 2006 | 9999 | Onshore Wind | [5 empty] | Non-Fossil | G | 2025 | Wind |  | 0 | 0 | 0 | 0 | 0 | 0 | 0 | 0 | 0 | 0 | 0 | 0 | 0 | 0 | 0 | 0 | 1.3682 | 1.8824 | 1.5725 | 4.8231 | 0 | 0 | 0 | 0 | 0 | 0 | 0 | 0 | 0 | 0 | 0 | 0 | 0 | 0 | 0 | 0 | 0 | 0 | 0 | 0 | 0.045083 | 0 | 0 | 0 | 0 | 0 | 0 | 0 | 0 | 0 | 1.6
58994_G_BWP | SPP_WEST | Oklahoma | 40 | Garfield | 47 | 58994 | BWP | Breckinridge Wind Project LLC | 0 | 2015 | 9999 | Onshore Wind | [5 empty] | Non-Fossil | G | 2025 | Wind |  | 0 | 0 | 0 | 0 | 0 | 0 | 0 | 0 | 0 | 0 | 0 | 0 | 0 | 0 | 0 | 0 | 84.9038 | 130.6152 | 132.0881 | 347.6071 | 0 | 0 | 0 | 0 | 0 | 0 | 0 | 0 | 0 | 0 | 0 | 0 | 0 | 0 | 0 | 0 | 0 | 0 | 0 | 0 | 3.8044 | 0 | 0 | 0 | 0 | 0 | 0 | 0 | 0 | 0 | 97.6719
58993_G_3203 | NENG_ME | Maine | 23 | Penobscot | 19 | 58993 | 3203 | Pine Tree Landfill Gas to Energy | 13784 | 2008 | 9999 | Landfill Gas | [5 empty] | Non-Fossil | G | 2025 | LF Gas |  | 0.018262 | 0.02553 | 0.035385 | 0.079177 | 0 | 0 | 0 | 0 | 0 | 0 | 0 | 0 | 0 | 0 | 0 | 0 | 1.3249 | 1.8521 | 2.5671 | 5.7441 | 1.0524 | 1.4713 | 2.0392 | 4.5629 | 0 | 0 | 0 | 0 | 0.002199 | 0.003074 | 0.0042607 | 0.0095338 | 0 | 0 | 0 | 0 | 0 | 0 | 0 | 0 | 0.21122 | 0.0086637 | 0.012111 | 0.016787 | 0.037562 | 0 | 0 | 0 | 0 | 0 | 0.9
58993_G_3202 | NENG_ME | Maine | 23 | Penobscot | 19 | 58993 | 3202 | Pine Tree Landfill Gas to Energy | 13784 | 2008 | 9999 | Landfill Gas | [5 empty] | Non-Fossil | G | 2025 | LF Gas |  | 0.018262 | 0.02553 | 0.035385 | 0.079177 | 0 | 0 | 0 | 0 | 0 | 0 | 0 | 0 | 0 | 0 | 0 | 0 | 1.3249 | 1.8521 | 2.5671 | 5.7441 | 1.0524 | 1.4713 | 2.0392 | 4.5629 | 0 | 0 | 0 | 0 | 0.002199 | 0.003074 | 0.0042607 | 0.0095338 | 0 | 0 | 0 | 0 | 0 | 0 | 0 | 0 | 0.21122 | 0.0086637 | 0.012111 | 0.016787 | 0.037562 | 0 | 0 | 0 | 0 | 0 | 0.9
58993_G_3201 | NENG_ME | Maine | 23 | Penobscot | 19 | 58993 | 3201 | Pine Tree Landfill Gas to Energy | 13784 | 2008 | 9999 | Landfill Gas | [5 empty] | Non-Fossil | G | 2025 | LF Gas |  | 0.018262 | 0.02553 | 0.035385 | 0.079177 | 0 | 0 | 0 | 0 | 0 | 0 | 0 | 0 | 0 | 0 | 0 | 0 | 1.3249 | 1.8521 | 2.5671 | 5.7441 | 1.0524 | 1.4713 | 2.0392 | 4.5629 | 0 | 0 | 0 | 0 | 0.002199 | 0.003074 | 0.0042607 | 0.0095338 | 0 | 0 | 0 | 0 | 0 | 0 | 0 | 0 | 0.21122 | 0.0086637 | 0.012111 | 0.016787 | 0.037562 | 0 | 0 | 0 | 0 | 0 | 0.9
58992_G_WND-2 | NENGREST | Massachusetts | 25 | Worcester | 27 | 58992 | WND-2 | Dept of Corrections NCCI Wind | 0 | 2013 | 9999 | Onshore Wind | [5 empty] | Non-Fossil | G | 2025 | Wind |  | 0 | 0 | 0 | 0 | 0 | 0 | 0 | 0 | 0 | 0 | 0 | 0 | 0 | 0 | 0 | 0 | 1.4047 | 1.8259 | 1.4144 | 4.645 | 0 | 0 | 0 | 0 | 0 | 0 | 0 | 0 | 0 | 0 | 0 | 0 | 0 | 0 | 0 | 0 | 0 | 0 | 0 | 0 | 0.057123 | 0 | 0 | 0 | 0 | 0 | 0 | 0 | 0 | 0 | 1.7
58992_G_WND-1 | NENGREST | Massachusetts | 25 | Worcester | 27 | 58992 | WND-1 | Dept of Corrections NCCI Wind | 0 | 2013 | 9999 | Onshore Wind | [5 empty] | Non-Fossil | G | 2025 | Wind |  | 0 | 0 | 0 | 0 | 0 | 0 | 0 | 0 | 0 | 0 | 0 | 0 | 0 | 0 | 0 | 0 | 1.4047 | 1.8259 | 1.4144 | 4.645 | 0 | 0 | 0 | 0 | 0 | 0 | 0 | 0 | 0 | 0 | 0 | 0 | 0 | 0 | 0 | 0 | 0 | 0 | 0 | 0 | 0.057123 | 0 | 0 | 0 | 0 | 0 | 0 | 0 | 0 | 0 | 1.7
58991_G_1 | WEC_CALN | California | 6 | Kings | 31 | 58991 | 1 | RE Kent South, LLC | 0 | 2014 | 9999 | Solar PV | [5 empty] | Non-Fossil | G | 2025 | Solar |  | 0 | 0 | 0 | 0 | 0 | 0 | 0 | 0 | 0 | 0 | 0 | 0 | 0 | 0 | 0 | 0 | 7.5037 | 14.9373 | 24.4904 | 46.9314 | 0 | 0 | 0 | 0 | 0 | 0 | 0 | 0 | 0 | 0 | 0 | 0 | 0 | 0 | 0 | 0 | 0 | 0 | 0 | 0 | 0.63983 | 0 | 0 | 0 | 0 | 0 | 0 | 0 | 0 | 0 | 19.9809
58990_G_1 | WECC_SCE | California | 6 | Kern | 29 | 58990 | 1 | RE Columbia Two, LLC | 0 | 2014 | 9999 | Solar PV | [5 empty] | Non-Fossil | G | 2025 | Solar |  | 0 | 0 | 0 | 0 | 0 | 0 | 0 | 0 | 0 | 0 | 0 | 0 | 0 | 0 | 0 | 0 | 6.3113 | 11.7092 | 18.1488 | 36.1693 | 0 | 0 | 0 | 0 | 0 | 0 | 0 | 0 | 0 | 0 | 0 | 0 | 0 | 0 | 0 | 0 | 0 | 0 | 0 | 0 | 0.54192 | 0 | 0 | 0 | 0 | 0 | 0 | 0 | 0 | 0 | 15
58986_G_1 | WECC_SCE | California | 6 | Kern | 29 | 58986 | 1 | RE Old River One, LLC | 0 | 2014 | 9999 | Solar PV | [5 empty] | Non-Fossil | G | 2025 | Solar |  | 0 | 0 | 0 | 0 | 0 | 0 | 0 | 0 | 0 | 0 | 0 | 0 | 0 | 0 | 0 | 0 | 8.4151 | 15.6123 | 24.1983 | 48.2257 | 0 | 0 | 0 | 0 | 0 | 0 | 0 | 0 | 0 | 0 | 0 | 0 | 0 | 0 | 0 | 0 | 0 | 0 | 0 | 0 | 0.72255 | 0 | 0 | 0 | 0 | 0 | 0 | 0 | 0 | 0 | 20
58985_G_1 | WEC_CALN | California | 6 | Kings | 31 | 58985 | 1 | RE Kansas Solar, LLC | 0 | 2014 | 9999 | Solar PV | [5 empty] | Non-Fossil | G | 2025 | Solar |  | 0 | 0 | 0 | 0 | 0 | 0 | 0 | 0 | 0 | 0 | 0 | 0 | 0 | 0 | 0 | 0 | 7.5037 | 14.9373 | 24.4904 | 46.9314 | 0 | 0 | 0 | 0 | 0 | 0 | 0 | 0 | 0 | 0 | 0 | 0 | 0 | 0 | 0 | 0 | 0 | 0 | 0 | 0 | 0.63983 | 0 | 0 | 0 | 0 | 0 | 0 | 0 | 0 | 0 | 19.9809
58984_G_1 | WEC_CALN | California | 6 | Fresno | 19 | 58984 | 1 | RE Adams East, LLC | 0 | 2014 | 9999 | Solar PV | [5 empty] | Non-Fossil | G | 2025 | Solar |  | 0 | 0 | 0 | 0 | 0 | 0 | 0 | 0 | 0 | 0 | 0 | 0 | 0 | 0 | 0 | 0 | 7.1285 | 14.1904 | 23.2659 | 44.5848 | 0 | 0 | 0 | 0 | 0 | 0 | 0 | 0 | 0 | 0 | 0 | 0 | 0 | 0 | 0 | 0 | 0 | 0 | 0 | 0 | 0.60783 | 0 | 0 | 0 | 0 | 0 | 0 | 0 | 0 | 0 | 18.9819
58983_G_1 | WECC_SCE | California | 6 | Kern | 29 | 58983 | 1 | RE Camelot LLC | 0 | 2014 | 9999 | Solar PV | [5 empty] | Non-Fossil | G | 2025 | Solar |  | 0 | 0 | 0 | 0 | 0 | 0 | 0 | 0 | 0 | 0 | 0 | 0 | 0 | 0 | 0 | 0 | 18.9339 | 35.1277 | 54.4463 | 108.5078 | 0 | 0 | 0 | 0 | 0 | 0 | 0 | 0 | 0 | 0 | 0 | 0 | 0 | 0 | 0 | 0 | 0 | 0 | 0 | 0 | 1.6257 | 0 | 0 | 0 | 0 | 0 | 0 | 0 | 0 | 0 | 45
58981_G_BBII | SPP_NEBR | Nebraska | 31 | Custer | 41 | 58981 | BBII | Broken Bow Wind II, LLC | 0 | 2014 | 9999 | Onshore Wind | [5 empty] | Non-Fossil | G | 2025 | Wind |  | 0 | 0 | 0 | 0 | 0 | 0 | 0 | 0 | 0 | 0 | 0 | 0 | 0 | 0 | 0 | 0 | 71.8132 | 98.8012 | 90.219 | 260.8334 | 0 | 0 | 0 | 0 | 0 | 0 | 0 | 0 | 0 | 0 | 0 | 0 | 0 | 0 | 0 | 0 | 0 | 0 | 0 | 0 | 1.9399 | 0 | 0 | 0 | 0 | 0 | 0 | 0 | 0 | 0 | 68.8464
58980_G_2G-3 | PJM_ATSI | Ohio | 39 | Summit | 153 | 58980 | 2G-3 | Akron WRF | 11414 | 2014 | 9999 | Non-Fossil Waste | [5 empty] | Non-Fossil | G | 2025 | Non-Fossil |  | 0.0035059 | 0.004296 | 0.0064572 | 0.014259 | 0 | 0 | 0 | 0 | 0 | 0 | 0 | 0 | 0 | 0 | 0 | 0 | 0.30715 | 0.37638 | 0.56573 | 1.2493 | 0 | 0 | 0 | 0 | 0 | 0 | 0 | 0 | 0 | 0 | 0 | 0 | 0 | 0 | 0 | 0 | 0 | 0 | 0 | 0 | 0.14082 | 0.0020085 | 0.0024612 | 0.0036994 | 0.0081691 | 0 | 0 | 0 | 0 | 0 | 0.6
58980_G_2G-2 | PJM_ATSI | Ohio | 39 | Summit | 153 | 58980 | 2G-2 | Akron WRF | 11414 | 2014 | 9999 | Non-Fossil Waste | [5 empty] | Non-Fossil | G | 2025 | Non-Fossil |  | 0.0035059 | 0.004296 | 0.0064572 | 0.014259 | 0 | 0 | 0 | 0 | 0 | 0 | 0 | 0 | 0 | 0 | 0 | 0 | 0.30715 | 0.37638 | 0.56573 | 1.2493 | 0 | 0 | 0 | 0 | 0 | 0 | 0 | 0 | 0 | 0 | 0 | 0 | 0 | 0 | 0 | 0 | 0 | 0 | 0 | 0 | 0.14082 | 0.0020085 | 0.0024612 | 0.0036994 | 0.0081691 | 0 | 0 | 0 | 0 | 0 | 0.6
58980_G_2G-1 | PJM_ATSI | Ohio | 39 | Summit | 153 | 58980 | 2G-1 | Akron WRF | 11414 | 2014 | 9999 | Non-Fossil Waste | [5 empty] | Non-Fossil | G | 2025 | Non-Fossil |  | 0.0035059 | 0.004296 | 0.0064572 | 0.014259 | 0 | 0 | 0 | 0 | 0 | 0 | 0 | 0 | 0 | 0 | 0 | 0 | 0.30715 | 0.37638 | 0.56573 | 1.2493 | 0 | 0 | 0 | 0 | 0 | 0 | 0 | 0 | 0 | 0 | 0 | 0 | 0 | 0 | 0 | 0 | 0 | 0 | 0 | 0 | 0.14082 | 0.0020085 | 0.0024612 | 0.0036994 | 0.0081691 | 0 | 0 | 0 | 0 | 0 | 0.6
58978_G_CVAP | WEC_CALN | California | 6 | Stanislaus | 99 | 58978 | CVAP | Central Valley Ag Power | 19168 | 2014 | 9999 | Non-Fossil Waste | [5 empty] | Non-Fossil | G | 2025 | Non-Fossil |  | 0.03739 | 0.048385 | 0.062306 | 0.14808 | 0 | 0 | 0 | 0 | 0 | 0 | 0 | 0 | 0 | 0 | 0 | 0 | 1.9506 | 2.5243 | 3.2505 | 7.7255 | 0 | 0 | 0 | 0 | 0 | 0 | 0 | 0 | 0 | 0 | 0 | 0 | 0 | 0 | 0 | 0 | 0 | 0 | 0 | 0 | 0.35204 | 0.012755 | 0.016506 | 0.021256 | 0.050518 | 0 | 0 | 0 | 0 | 0 | 1.5
58975_G_PV1 | WEC_CALN | California | 6 | Kings | 31 | 58975 | PV1 | Henrietta Solar Project | 0 | 2016 | 9999 | Solar PV | [5 empty] | Non-Fossil | G | 2025 | Solar |  | 0 | 0 | 0 | 0 | 0 | 0 | 0 | 0 | 0 | 0 | 0 | 0 | 0 | 0 | 0 | 0 | 38.2691 | 76.1801 | 124.901 | 239.3502 | 0 | 0 | 0 | 0 | 0 | 0 | 0 | 0 | 0 | 0 | 0 | 0 | 0 | 0 | 0 | 0 | 0 | 0 | 0 | 0 | 3.2631 | 0 | 0 | 0 | 0 | 0 | 0 | 0 | 0 | 0 | 101.9026
58974_G_PV1 | NENGREST | Massachusetts | 25 | Franklin | 11 | 58974 | PV1 | Fairview Farms Solar | 0 | 2014 | 9999 | Solar PV | [5 empty] | Non-Fossil | G | 2025 | Solar |  | 0 | 0 | 0 | 0 | 0 | 0 | 0 | 0 | 0 | 0 | 0 | 0 | 0 | 0 | 0 | 0 | 0.17542 | 0.36474 | 0.55724 | 1.0974 | 0 | 0 | 0 | 0 | 0 | 0 | 0 | 0 | 0 | 0 | 0 | 0 | 0 | 0 | 0 | 0 | 0 | 0 | 0 | 0 | 0.0219 | 0 | 0 | 0 | 0 | 0 | 0 | 0 | 0 | 0 | 0.78254
58973_G_W2CA | WECC_SCE | California | 6 | Tulare | 107 | 58973 | W2CA | White River Solar 2 | 0 | 2014 | 9999 | Solar PV | [5 empty] | Non-Fossil | G | 2025 | Solar |  | 0 | 0 | 0 | 0 | 0 | 0 | 0 | 0 | 0 | 0 | 0 | 0 | 0 | 0 | 0 | 0 | 8.3309 | 15.4562 | 23.9564 | 47.7434 | 0 | 0 | 0 | 0 | 0 | 0 | 0 | 0 | 0 | 0 | 0 | 0 | 0 | 0 | 0 | 0 | 0 | 0 | 0 | 0 | 0.71533 | 0 | 0 | 0 | 0 | 0 | 0 | 0 | 0 | 0 | 19.8
58972_G_FHUAC | WECC_AZ | Arizona | 4 | Cochise | 3 | 58972 | FHUAC | Fort Huachuca Solar PV Project | 0 | 2014 | 9999 | Solar PV | [5 empty] | Non-Fossil | G | 2025 | Solar |  | 0 | 0 | 0 | 0 | 0 | 0 | 0 | 0 | 0 | 0 | 0 | 0 | 0 | 0 | 0 | 0 | 6.1215 | 11.0447 | 15.9959 | 33.1622 | 0 | 0 | 0 | 0 | 0 | 0 | 0 | 0 | 0 | 0 | 0 | 0 | 0 | 0 | 0 | 0 | 0 | 0 | 0 | 0 | 0.61246 | 0 | 0 | 0 | 0 | 0 | 0 | 0 | 0 | 0 | 13.568
58972_G_FHUA2 | WECC_AZ | Arizona | 4 | Cochise | 3 | 58972 | FHUA2 | Fort Huachuca Solar PV Project | 0 | 2017 | 9999 | Solar PV | [5 empty] | Non-Fossil | G | 2025 | Solar |  | 0 | 0 | 0 | 0 | 0 | 0 | 0 | 0 | 0 | 0 | 0 | 0 | 0 | 0 | 0 | 0 | 1.8455 | 3.3297 | 4.8223 | 9.9974 | 0 | 0 | 0 | 0 | 0 | 0 | 0 | 0 | 0 | 0 | 0 | 0 | 0 | 0 | 0 | 0 | 0 | 0 | 0 | 0 | 0.18464 | 0 | 0 | 0 | 0 | 0 | 0 | 0 | 0 | 0 | 4.0903
58969_G_UNIT2 | WECC_ID | Idaho | 16 | Gooding | 47 | 58969 | UNIT2 | IDE 3 LLC | 40000 | 2012 | 9999 | Non-Fossil Waste | [5 empty] | Non-Fossil | G | 2025 | Non-Fossil |  | 0.010822 | 0.014793 | 0.01869 | 0.044305 | 0 | 0 | 0 | 0 | 0 | 0 | 0 | 0 | 0 | 0 | 0 | 0 | 0.27054 | 0.36982 | 0.46726 | 1.1076 | 0 | 0 | 0 | 0 | 0 | 0 | 0 | 0 | 0 | 0 | 0 | 0 | 0 | 0 | 0 | 0 | 0 | 0 | 0 | 0 | 0.051352 | 0.0017691 | 0.0024183 | 0.0030555 | 0.0072428 | 0 | 0 | 0 | 0 | 0 | 0.2188
58969_G_UNIT1 | WECC_ID | Idaho | 16 | Gooding | 47 | 58969 | UNIT1 | IDE 3 LLC | 40000 | 2012 | 9999 | Non-Fossil Waste | [5 empty] | Non-Fossil | G | 2025 | Non-Fossil |  | 0.010822 | 0.014793 | 0.01869 | 0.044305 | 0 | 0 | 0 | 0 | 0 | 0 | 0 | 0 | 0 | 0 | 0 | 0 | 0.27054 | 0.36982 | 0.46726 | 1.1076 | 0 | 0 | 0 | 0 | 0 | 0 | 0 | 0 | 0 | 0 | 0 | 0 | 0 | 0 | 0 | 0 | 0 | 0 | 0 | 0 | 0.051352 | 0.0017691 | 0.0024183 | 0.0030555 | 0.0072428 | 0 | 0 | 0 | 0 | 0 | 0.2188
58968_G_UNIT3 | WECC_ID | Idaho | 16 | Jerome | 53 | 58968 | UNIT3 | IDE 2 LLC | 40000 | 2012 | 9999 | Non-Fossil Waste | [5 empty] | Non-Fossil | G | 2025 | Non-Fossil |  | 0.020291 | 0.027736 | 0.035044 | 0.083071 | 0 | 0 | 0 | 0 | 0 | 0 | 0 | 0 | 0 | 0 | 0 | 0 | 0.50727 | 0.6934 | 0.87611 | 2.0768 | 0 | 0 | 0 | 0 | 0 | 0 | 0 | 0 | 0 | 0 | 0 | 0 | 0 | 0 | 0 | 0 | 0 | 0 | 0 | 0 | 0.096284 | 0.0033171 | 0.0045342 | 0.005729 | 0.01358 | 0 | 0 | 0 | 0 | 0 | 0.41026
58968_G_UNIT2 | WECC_ID | Idaho | 16 | Jerome | 53 | 58968 | UNIT2 | IDE 2 LLC | 40000 | 2012 | 9999 | Non-Fossil Waste | [5 empty] | Non-Fossil | G | 2025 | Non-Fossil |  | 0.020291 | 0.027736 | 0.035044 | 0.083071 | 0 | 0 | 0 | 0 | 0 | 0 | 0 | 0 | 0 | 0 | 0 | 0 | 0.50727 | 0.6934 | 0.87611 | 2.0768 | 0 | 0 | 0 | 0 | 0 | 0 | 0 | 0 | 0 | 0 | 0 | 0 | 0 | 0 | 0 | 0 | 0 | 0 | 0 | 0 | 0.096284 | 0.0033171 | 0.0045342 | 0.005729 | 0.01358 | 0 | 0 | 0 | 0 | 0 | 0.41026
58968_G_UNIT1 | WECC_ID | Idaho | 16 | Jerome | 53 | 58968 | UNIT1 | IDE 2 LLC | 40000 | 2012 | 9999 | Non-Fossil Waste | [5 empty] | Non-Fossil | G | 2025 | Non-Fossil |  | 0.020291 | 0.027736 | 0.035044 | 0.083071 | 0 | 0 | 0 | 0 | 0 | 0 | 0 | 0 | 0 | 0 | 0 | 0 | 0.50727 | 0.6934 | 0.87611 | 2.0768 | 0 | 0 | 0 | 0 | 0 | 0 | 0 | 0 | 0 | 0 | 0 | 0 | 0 | 0 | 0 | 0 | 0 | 0 | 0 | 0 | 0.096284 | 0.0033171 | 0.0045342 | 0.005729 | 0.01358 | 0 | 0 | 0 | 0 | 0 | 0.41026
58967_G_UNIT3 | WECC_ID | Idaho | 16 | Jerome | 53 | 58967 | UNIT3 | IDE 1 LLC | 13500 | 2012 | 9999 | Non-Fossil Waste | [5 empty] | Non-Fossil | G | 2025 | Non-Fossil |  | 0.0036523 | 0.0049925 | 0.006308 | 0.014953 | 0 | 0 | 0 | 0 | 0 | 0 | 0 | 0 | 0 | 0 | 0 | 0 | 0.27054 | 0.36982 | 0.46726 | 1.1076 | 0 | 0 | 0 | 0 | 0 | 0 | 0 | 0 | 0 | 0 | 0 | 0 | 0 | 0 | 0 | 0 | 0 | 0 | 0 | 0 | 0.051352 | 0.0017691 | 0.0024183 | 0.0030555 | 0.0072428 | 0 | 0 | 0 | 0 | 0 | 0.2188
58967_G_UNIT2 | WECC_ID | Idaho | 16 | Jerome | 53 | 58967 | UNIT2 | IDE 1 LLC | 13500 | 2012 | 9999 | Non-Fossil Waste | [5 empty] | Non-Fossil | G | 2025 | Non-Fossil |  | 0.0036523 | 0.0049925 | 0.006308 | 0.014953 | 0 | 0 | 0 | 0 | 0 | 0 | 0 | 0 | 0 | 0 | 0 | 0 | 0.27054 | 0.36982 | 0.46726 | 1.1076 | 0 | 0 | 0 | 0 | 0 | 0 | 0 | 0 | 0 | 0 | 0 | 0 | 0 | 0 | 0 | 0 | 0 | 0 | 0 | 0 | 0.051352 | 0.0017691 | 0.0024183 | 0.0030555 | 0.0072428 | 0 | 0 | 0 | 0 | 0 | 0.2188
58967_G_UNIT1 | WECC_ID | Idaho | 16 | Jerome | 53 | 58967 | UNIT1 | IDE 1 LLC | 13500 | 2012 | 9999 | Non-Fossil Waste | [5 empty] | Non-Fossil | G | 2025 | Non-Fossil |  | 0.0036523 | 0.0049925 | 0.006308 | 0.014953 | 0 | 0 | 0 | 0 | 0 | 0 | 0 | 0 | 0 | 0 | 0 | 0 | 0.27054 | 0.36982 | 0.46726 | 1.1076 | 0 | 0 | 0 | 0 | 0 | 0 | 0 | 0 | 0 | 0 | 0 | 0 | 0 | 0 | 0 | 0 | 0 | 0 | 0 | 0 | 0.051352 | 0.0017691 | 0.0024183 | 0.0030555 | 0.0072428 | 0 | 0 | 0 | 0 | 0 | 0.2188
58966_G_T 1-6 | WECC_MT | Montana | 30 | Teton | 99 | 58966 | T 1-6 | Fairfield Wind | 0 | 2014 | 9999 | Onshore Wind | [5 empty] | Non-Fossil | G | 2025 | Wind |  | 0 | 0 | 0 | 0 | 0 | 0 | 0 | 0 | 0 | 0 | 0 | 0 | 0 | 0 | 0 | 0 | 9.8846 | 11.3754 | 8.9828 | 30.2427 | 0 | 0 | 0 | 0 | 0 | 0 | 0 | 0 | 0 | 0 | 0 | 0 | 0 | 0 | 0 | 0 | 0 | 0 | 0 | 0 | 0.36319 | 0 | 0 | 0 | 0 | 0 | 0 | 0 | 0 | 0 | 10
58965_G_THNDR | MIS_MAPP | North Dakota | 38 | Adams | 1 | 58965 | THNDR | Thunder Spirit Wind, LLC | 0 | 2015 | 9999 | Onshore Wind | [5 empty] | Non-Fossil | G | 2025 | Wind |  | 0 | 0 | 0 | 0 | 0 | 0 | 0 | 0 | 0 | 0 | 0 | 0 | 0 | 0 | 0 | 0 | 92.4803 | 135.5015 | 128.3751 | 356.357 | 0 | 0 | 0 | 0 | 0 | 0 | 0 | 0 | 0 | 0 | 0 | 0 | 0 | 0 | 0 | 0 | 0 | 0 | 0 | 0 | 4.2395 | 0 | 0 | 0 | 0 | 0 | 0 | 0 | 0 | 0 | 107.5
58964_G_PV1 | NENGREST | Vermont | 50 | Windham | 25 | 58964 | PV1 | Technology Drive Solar | 0 | 2014 | 9999 | Solar PV | [5 empty] | Non-Fossil | G | 2025 | Solar |  | 0 | 0 | 0 | 0 | 0 | 0 | 0 | 0 | 0 | 0 | 0 | 0 | 0 | 0 | 0 | 0 | 0.4756 | 0.97039 | 1.4717 | 2.9177 | 0 | 0 | 0 | 0 | 0 | 0 | 0 | 0 | 0 | 0 | 0 | 0 | 0 | 0 | 0 | 0 | 0 | 0 | 0 | 0 | 0.055971 | 0 | 0 | 0 | 0 | 0 | 0 | 0 | 0 | 0 | 2
58963_G_PV | WEC_LADW | California | 6 | Los Angeles | 37 | 58963 | PV | Las Virgenes Municipal Water District | 0 | 2014 | 9999 | Solar PV | [5 empty] | Non-Fossil | G | 2025 | Solar |  | 0 | 0 | 0 | 0 | 0 | 0 | 0 | 0 | 0 | 0 | 0 | 0 | 0 | 0 | 0 | 0 | 0.40345 | 0.78475 | 1.1735 | 2.3617 | 0 | 0 | 0 | 0 | 0 | 0 | 0 | 0 | 0 | 0 | 0 | 0 | 0 | 0 | 0 | 0 | 0 | 0 | 0 | 0 | 0.040017 | 0 | 0 | 0 | 0 | 0 | 0 | 0 | 0 | 0 | 0.98442
58961_G_PV | WECC_PNW | Oregon | 41 | Klamath | 35 | 58961 | PV | Oregon University System OIT Klamath Fal | 0 | 2014 | 9999 | Solar PV | [5 empty] | Non-Fossil | G | 2025 | Solar |  | 0 | 0 | 0 | 0 | 0 | 0 | 0 | 0 | 0 | 0 | 0 | 0 | 0 | 0 | 0 | 0 | 0.48108 | 1.0671 | 1.6538 | 3.2019 | 0 | 0 | 0 | 0 | 0 | 0 | 0 | 0 | 0 | 0 | 0 | 0 | 0 | 0 | 0 | 0 | 0 | 0 | 0 | 0 | 0.050177 | 0 | 0 | 0 | 0 | 0 | 0 | 0 | 0 | 0 | 1.793
58959_G_BSF1 | SPP_N | Missouri | 29 | Bates | 13 | 58959 | BSF1 | Butler Solar Power Project | 0 | 2014 | 9999 | Solar PV | [5 empty] | Non-Fossil | G | 2025 | Solar |  | 0 | 0 | 0 | 0 | 0 | 0 | 0 | 0 | 0 | 0 | 0 | 0 | 0 | 0 | 0 | 0 | 0.83139 | 1.6341 | 2.4811 | 4.9465 | 0 | 0 | 0 | 0 | 0 | 0 | 0 | 0 | 0 | 0 | 0 | 0 | 0 | 0 | 0 | 0 | 0 | 0 | 0 | 0 | 0.078359 | 0 | 0 | 0 | 0 | 0 | 0 | 0 | 0 | 0 | 2.8
58958_G_CMLTW | NENGREST | Massachusetts | 25 | Plymouth | 23 | 58958 | CMLTW | Camelot Wind LLC | 0 | 2012 | 9999 | Onshore Wind | [5 empty] | Non-Fossil | G | 2025 | Wind |  | 0 | 0 | 0 | 0 | 0 | 0 | 0 | 0 | 0 | 0 | 0 | 0 | 0 | 0 | 0 | 0 | 1.2394 | 1.6111 | 1.248 | 4.0986 | 0 | 0 | 0 | 0 | 0 | 0 | 0 | 0 | 0 | 0 | 0 | 0 | 0 | 0 | 0 | 0 | 0 | 0 | 0 | 0 | 0.050402 | 0 | 0 | 0 | 0 | 0 | 0 | 0 | 0 | 0 | 1.5
58957_G_GRAH | S_VACA | North Carolina | 37 | Columbus | 47 | 58957 | GRAH | Graham Solar Center LLC | 0 | 2014 | 9999 | Solar PV | [5 empty] | Non-Fossil | G | 2025 | Solar |  | 0 | 0 | 0 | 0 | 0 | 0 | 0 | 0 | 0 | 0 | 0 | 0 | 0 | 0 | 0 | 0 | 1.4552 | 2.5813 | 4.3049 | 8.3414 | 0 | 0 | 0 | 0 | 0 | 0 | 0 | 0 | 0 | 0 | 0 | 0 | 0 | 0 | 0 | 0 | 0 | 0 | 0 | 0 | 0.13425 | 0 | 0 | 0 | 0 | 0 | 0 | 0 | 0 | 0 | 4.7971
58956_G_SHAN | S_VACA | North Carolina | 37 | Hoke | 93 | 58956 | SHAN | Shankle Solar Center LLC | 0 | 2015 | 9999 | Solar PV | [5 empty] | Non-Fossil | G | 2025 | Solar |  | 0 | 0 | 0 | 0 | 0 | 0 | 0 | 0 | 0 | 0 | 0 | 0 | 0 | 0 | 0 | 0 | 1.4552 | 2.5813 | 4.3049 | 8.3414 | 0 | 0 | 0 | 0 | 0 | 0 | 0 | 0 | 0 | 0 | 0 | 0 | 0 | 0 | 0 | 0 | 0 | 0 | 0 | 0 | 0.13425 | 0 | 0 | 0 | 0 | 0 | 0 | 0 | 0 | 0 | 4.7971
58955_G_BEAR | S_VACA | North Carolina | 37 | Vance | 181 | 58955 | BEAR | BearPond Solar Center LLC | 0 | 2014 | 9999 | Solar PV | [5 empty] | Non-Fossil | G | 2025 | Solar |  | 0 | 0 | 0 | 0 | 0 | 0 | 0 | 0 | 0 | 0 | 0 | 0 | 0 | 0 | 0 | 0 | 1.4552 | 2.5813 | 4.3049 | 8.3414 | 0 | 0 | 0 | 0 | 0 | 0 | 0 | 0 | 0 | 0 | 0 | 0 | 0 | 0 | 0 | 0 | 0 | 0 | 0 | 0 | 0.13425 | 0 | 0 | 0 | 0 | 0 | 0 | 0 | 0 | 0 | 4.7971
58954_G_PV | WEC_BANC | California | 6 | Sacramento | 67 | 58954 | PV | Intel Folsom Phase 2 | 0 | 2012 | 9999 | Solar PV | [5 empty] | Non-Fossil | G | 2025 | Solar |  | 0 | 0 | 0 | 0 | 0 | 0 | 0 | 0 | 0 | 0 | 0 | 0 | 0 | 0 | 0 | 0 | 0.34563 | 0.75128 | 1.1789 | 2.2758 | 0 | 0 | 0 | 0 | 0 | 0 | 0 | 0 | 0 | 0 | 0 | 0 | 0 | 0 | 0 | 0 | 0 | 0 | 0 | 0 | 0.027985 | 0 | 0 | 0 | 0 | 0 | 0 | 0 | 0 | 0 | 1
58953_G_RVSII | MIS_INKY | Indiana | 18 | Marion | 97 | 58953 | RVSII | Rockville Solar II, LLC | 0 | 2014 | 9999 | Solar PV | [5 empty] | Non-Fossil | G | 2025 | Solar |  | 0 | 0 | 0 | 0 | 0 | 0 | 0 | 0 | 0 | 0 | 0 | 0 | 0 | 0 | 0 | 0 | 0.68274 | 1.4211 | 2.1667 | 4.2705 | 0 | 0 | 0 | 0 | 0 | 0 | 0 | 0 | 0 | 0 | 0 | 0 | 0 | 0 | 0 | 0 | 0 | 0 | 0 | 0 | 0.075561 | 0 | 0 | 0 | 0 | 0 | 0 | 0 | 0 | 0 | 2.7
58952_G_DESS | S_VACA | North Carolina | 37 | Columbus | 47 | 58952 | DESS | Dessie Solar Center LLC | 0 | 2014 | 9999 | Solar PV | [5 empty] | Non-Fossil | G | 2025 | Solar |  | 0 | 0 | 0 | 0 | 0 | 0 | 0 | 0 | 0 | 0 | 0 | 0 | 0 | 0 | 0 | 0 | 1.4552 | 2.5813 | 4.3049 | 8.3414 | 0 | 0 | 0 | 0 | 0 | 0 | 0 | 0 | 0 | 0 | 0 | 0 | 0 | 0 | 0 | 0 | 0 | 0 | 0 | 0 | 0.13425 | 0 | 0 | 0 | 0 | 0 | 0 | 0 | 0 | 0 | 4.7971
58951_G_DRLS | PJM_EMAC | New Jersey | 34 | Atlantic | 1 | 58951 | DRLS | Delilah Road Landfill | 0 | 2016 | 9999 | Solar PV | [5 empty] | Non-Fossil | G | 2025 | Solar |  | 0 | 0 | 0 | 0 | 0 | 0 | 0 | 0 | 0 | 0 | 0 | 0 | 0 | 0 | 0 | 0 | 1.7987 | 3.8829 | 6.1698 | 11.8514 | 0 | 0 | 0 | 0 | 0 | 0 | 0 | 0 | 0 | 0 | 0 | 0 | 0 | 0 | 0 | 0 | 0 | 0 | 0 | 0 | 0.29866 | 0 | 0 | 0 | 0 | 0 | 0 | 0 | 0 | 0 | 8.2799
58949_G_TBD | WEC_CALN | California | 6 | Sonoma | 97 | 58949 | TBD | Cloverdale Solar I | 0 | 2014 | 9999 | Solar PV | [5 empty] | Non-Fossil | G | 2025 | Solar |  | 0 | 0 | 0 | 0 | 0 | 0 | 0 | 0 | 0 | 0 | 0 | 0 | 0 | 0 | 0 | 0 | 0.56278 | 1.1203 | 1.8368 | 3.5199 | 0 | 0 | 0 | 0 | 0 | 0 | 0 | 0 | 0 | 0 | 0 | 0 | 0 | 0 | 0 | 0 | 0 | 0 | 0 | 0 | 0.047987 | 0 | 0 | 0 | 0 | 0 | 0 | 0 | 0 | 0 | 1.4986
58948_G_SOL | NENG_CT | Connecticut | 9 | New Haven | 9 | 58948 | SOL | Bristol Myers Squibb Wallingford | 14842 | 1998 | 9999 | Combustion Turbine | [5 empty] | Fossil | G | 2025 | Oil |  | 0 | 0 | 0 | 0 | 0 | 0 | 0 | 0 | 0 | 0 | 0 | 0 | 0 | 0 | 0 | 0 | 0 | 0 | 0 | 0 | 0 | 0 | 0 | 0 | 0 | 0 | 0 | 0 | 0 | 0 | 0 | 0 | 0 | 0 | 0 | 0 | 0 | 0 | 0 | 0 | 0.08602 | 0 | 0 | 0 | 0 | 0 | 0 | 0 | 0 | 0 | 4.6
58948_G_DG3 | NENG_CT | Connecticut | 9 | New Haven | 9 | 58948 | DG3 | Bristol Myers Squibb Wallingford | 25000 | 2002 | 9999 | Combustion Turbine | [5 empty] | Fossil | G | 2025 | Oil |  | 0 | 0 | 0 | 0 | 0 | 0 | 0 | 0 | 0 | 0 | 0 | 0 | 0 | 0 | 0 | 0 | 0 | 0 | 0 | 0 | 0 | 0 | 0 | 0 | 0 | 0 | 0 | 0 | 0 | 0 | 0 | 0 | 0 | 0 | 0 | 0 | 0 | 0 | 0 | 0 | 0.040861 | 0 | 0 | 0 | 0 | 0 | 0 | 0 | 0 | 0 | 1.8
58948_G_DG12 | NENG_CT | Connecticut | 9 | New Haven | 9 | 58948 | DG12 | Bristol Myers Squibb Wallingford | 25000 | 1987 | 9999 | Combustion Turbine | [5 empty] | Fossil | G | 2025 | Oil |  | 0 | 0 | 0 | 0 | 0 | 0 | 0 | 0 | 0 | 0 | 0 | 0 | 0 | 0 | 0 | 0 | 0 | 0 | 0 | 0 | 0 | 0 | 0 | 0 | 0 | 0 | 0 | 0 | 0 | 0 | 0 | 0 | 0 | 0 | 0 | 0 | 0 | 0 | 0 | 0 | 0.01816 | 0 | 0 | 0 | 0 | 0 | 0 | 0 | 0 | 0 | 0.8
58947_G_TG101 | PJM_EMAC | New Jersey | 34 | Mercer | 21 | 58947 | TG101 | Bristol Myers Squibb Lawrenceville | 21070 | 1995 | 9999 | Combustion Turbine | [5 empty] | Fossil | G | 2025 | Oil |  | 0 | 0 | 0 | 0 | 0 | 0 | 0 | 0 | 0 | 0 | 0 | 0 | 0 | 0 | 0 | 0 | 0 | 0 | 0 | 0 | 0 | 0 | 0 | 0 | 0 | 0 | 0 | 0 | 0 | 0 | 0 | 0 | 0 | 0 | 0 | 0 | 0 | 0 | 0 | 0 | 0.0748 | 0 | 0 | 0 | 0 | 0 | 0 | 0 | 0 | 0 | 4
58947_G_DG101 | PJM_EMAC | New Jersey | 34 | Mercer | 21 | 58947 | DG101 | Bristol Myers Squibb Lawrenceville | 12822 | 1991 | 9999 | Combustion Turbine | [5 empty] | Fossil | G | 2025 | NaturalGas |  | 0 | 0 | 0.00038324 | 0.00038324 | 0 | 0 | 0 | 0 | 0 | 0 | 0 | 0 | 0 | 0 | 0 | 0 | 0 | 0 | 0.029892 | 0.029892 | 0 | 0 | 0.022437 | 0.022437 | 0 | 0 | 2.6835e-11 | 2.6835e-11 | 0 | 0 | 0.00034036 | 0.00034036 | 0 | 0 | 0 | 0 | 0 | 0 | 0 | 0 | 0.01683 | 0 | 0 | 0.00046926 | 0.00046926 | 0 | 0 | 0.0013096 | 0.0013096 | 0 | 0.9
58946_G_ENG3 | ERC_REST | Texas | 48 | Dallas | 113 | 58946 | ENG3 | Ameresco Dallas LLC | 13500 | 2011 | 9999 | Landfill Gas | [5 empty] | Non-Fossil | G | 2025 | LF Gas |  | 0.033241 | 0.041389 | 0.041563 | 0.11619 | 0 | 0 | 0 | 0 | 0 | 0 | 0 | 0 | 0 | 0 | 0 | 0 | 2.4623 | 3.0659 | 3.0787 | 8.6069 | 1.9157 | 2.3852 | 2.3952 | 6.6961 | 0 | 0 | 0 | 0 | 0.0040026 | 0.0049837 | 0.0050045 | 0.013991 | 0 | 0 | 0 | 0 | 0 | 0 | 0 | 0 | 0.32857 | 0.016101 | 0.020048 | 0.020132 | 0.056282 | 0 | 0 | 0 | 0 | 0 | 1.4
58946_G_ENG2 | ERC_REST | Texas | 48 | Dallas | 113 | 58946 | ENG2 | Ameresco Dallas LLC | 13500 | 2011 | 9999 | Landfill Gas | [5 empty] | Non-Fossil | G | 2025 | LF Gas |  | 0.033241 | 0.041389 | 0.041563 | 0.11619 | 0 | 0 | 0 | 0 | 0 | 0 | 0 | 0 | 0 | 0 | 0 | 0 | 2.4623 | 3.0659 | 3.0787 | 8.6069 | 1.9157 | 2.3852 | 2.3952 | 6.6961 | 0 | 0 | 0 | 0 | 0.0040026 | 0.0049837 | 0.0050045 | 0.013991 | 0 | 0 | 0 | 0 | 0 | 0 | 0 | 0 | 0.32857 | 0.016101 | 0.020048 | 0.020132 | 0.056282 | 0 | 0 | 0 | 0 | 0 | 1.4
58946_G_ENG1 | ERC_REST | Texas | 48 | Dallas | 113 | 58946 | ENG1 | Ameresco Dallas LLC | 13500 | 2011 | 9999 | Landfill Gas | [5 empty] | Non-Fossil | G | 2025 | LF Gas |  | 0.033241 | 0.041389 | 0.041563 | 0.11619 | 0 | 0 | 0 | 0 | 0 | 0 | 0 | 0 | 0 | 0 | 0 | 0 | 2.4623 | 3.0659 | 3.0787 | 8.6069 | 1.9157 | 2.3852 | 2.3952 | 6.6961 | 0 | 0 | 0 | 0 | 0.0040026 | 0.0049837 | 0.0050045 | 0.013991 | 0 | 0 | 0 | 0 | 0 | 0 | 0 | 0 | 0.32857 | 0.016101 | 0.020048 | 0.020132 | 0.056282 | 0 | 0 | 0 | 0 | 0 | 1.4
58945_G_GEN 3 | NENGREST | Massachusetts | 25 | Middlesex | 17 | 58945 | GEN 3 | Simonds | 11065 | 2011 | 9999 | Combustion Turbine | [5 empty] | Fossil | G | 2025 | NaturalGas |  | 0 | 0 | 0.0002205 | 0.0002205 | 0 | 0 | 0 | 0 | 0 | 0 | 0 | 0 | 0 | 0 | 0 | 0 | 0 | 0 | 0.019928 | 0.019928 | 0 | 0 | 0.013027 | 0.013027 | 0 | 0 | 1.5582e-11 | 1.5582e-11 | 0 | 0 | 0.00022001 | 0.00022001 | 0 | 0 | 0 | 0 | 0 | 0 | 0 | 0 | 0.01122 | 0 | 0 | 0.00031284 | 0.00031284 | 0 | 0 | 0.0007402 | 0.0007402 | 0 | 0.6
58945_G_GEN 2 | NENGREST | Massachusetts | 25 | Middlesex | 17 | 58945 | GEN 2 | Simonds | 11065 | 2011 | 9999 | Combustion Turbine | [5 empty] | Fossil | G | 2025 | NaturalGas |  | 0 | 0 | 0.0002205 | 0.0002205 | 0 | 0 | 0 | 0 | 0 | 0 | 0 | 0 | 0 | 0 | 0 | 0 | 0 | 0 | 0.019928 | 0.019928 | 0 | 0 | 0.013027 | 0.013027 | 0 | 0 | 1.5582e-11 | 1.5582e-11 | 0 | 0 | 0.00022001 | 0.00022001 | 0 | 0 | 0 | 0 | 0 | 0 | 0 | 0 | 0.01122 | 0 | 0 | 0.00031284 | 0.00031284 | 0 | 0 | 0.0007402 | 0.0007402 | 0 | 0.6
58945_G_GEN 1 | NENGREST | Massachusetts | 25 | Middlesex | 17 | 58945 | GEN 1 | Simonds | 11065 | 2011 | 9999 | Combustion Turbine | [5 empty] | Fossil | G | 2025 | NaturalGas |  | 0 | 0 | 0.0002205 | 0.0002205 | 0 | 0 | 0 | 0 | 0 | 0 | 0 | 0 | 0 | 0 | 0 | 0 | 0 | 0 | 0.019928 | 0.019928 | 0 | 0 | 0.013027 | 0.013027 | 0 | 0 | 1.5582e-11 | 1.5582e-11 | 0 | 0 | 0.00022001 | 0.00022001 | 0 | 0 | 0 | 0 | 0 | 0 | 0 | 0 | 0.01122 | 0 | 0 | 0.00031284 | 0.00031284 | 0 | 0 | 0.0007402 | 0.0007402 | 0 | 0.6
58944_B_2771 | MIS_WOTA | Texas | 48 | Tyler | 457 | 58944 | 2771 | Woodville Renewable Power Project | 14644 | 2014 | 9999 | Biomass |  |  | Bag House + SCR + DSI |  |  | Non-Fossil | B | 2025 |  | Biomass Retirement | 0 | 0 | 0 | 0 | 0 | 0 | 0 | 0 | 0 | 0 | 0 | 0 | 0 | 0 | 0 | 0 | 0 | 0 | 0 | 0 | 0 | 0 | 0 | 0 | 0 | 0 | 0 | 0 | 0 | 0 | 0 | 0 | 0 | 0 | 0 | 0 | 0 | 0 | 0 | 0 | 0 | 0 | 0 | 0 | 0 | 0 | 0 | 0 | 0 | 0 | 46 | SCR / DSI
58943_G_1 | PJM_Dom | North Carolina | 37 | Halifax | 83 | 58943 | 1 | Halifax | 0 | 2014 | 9999 | Solar PV | [5 empty] | Non-Fossil | G | 2025 | Solar |  | 0 | 0 | 0 | 0 | 0 | 0 | 0 | 0 | 0 | 0 | 0 | 0 | 0 | 0 | 0 | 0 | 6.2069 | 10.7684 | 19.3658 | 36.3411 | 0 | 0 | 0 | 0 | 0 | 0 | 0 | 0 | 0 | 0 | 0 | 0 | 0 | 0 | 0 | 0 | 0 | 0 | 0 | 0 | 0.55971 | 0 | 0 | 0 | 0 | 0 | 0 | 0 | 0 | 0 | 20
58942_G_RVSI | MIS_INKY | Indiana | 18 | Marion | 97 | 58942 | RVSI | Rockville Solar I LLC | 0 | 2014 | 9999 | Solar PV | [5 empty] | Non-Fossil | G | 2025 | Solar |  | 0 | 0 | 0 | 0 | 0 | 0 | 0 | 0 | 0 | 0 | 0 | 0 | 0 | 0 | 0 | 0 | 0.70803 | 1.4738 | 2.2469 | 4.4287 | 0 | 0 | 0 | 0 | 0 | 0 | 0 | 0 | 0 | 0 | 0 | 0 | 0 | 0 | 0 | 0 | 0 | 0 | 0 | 0 | 0.078359 | 0 | 0 | 0 | 0 | 0 | 0 | 0 | 0 | 0 | 2.8
58940_G_AND2 | SPP_SPS | New Mexico | 35 | Chaves | 5 | 58940 | AND2 | Anderson Wind II | 0 | 2014 | 9999 | Onshore Wind | [5 empty] | Non-Fossil | G | 2025 | Wind |  | 0 | 0 | 0 | 0 | 0 | 0 | 0 | 0 | 0 | 0 | 0 | 0 | 0 | 0 | 0 | 0 | 9.274 | 13.0012 | 13.653 | 35.9282 | 0 | 0 | 0 | 0 | 0 | 0 | 0 | 0 | 0 | 0 | 0 | 0 | 0 | 0 | 0 | 0 | 0 | 0 | 0 | 0 | 0.28177 | 0 | 0 | 0 | 0 | 0 | 0 | 0 | 0 | 0 | 10
58939_G_AND1 | SPP_SPS | New Mexico | 35 | Chaves | 5 | 58939 | AND1 | Anderson Wind I | 0 | 2014 | 9999 | Onshore Wind | [5 empty] | Non-Fossil | G | 2025 | Wind |  | 0 | 0 | 0 | 0 | 0 | 0 | 0 | 0 | 0 | 0 | 0 | 0 | 0 | 0 | 0 | 0 | 4.637 | 6.5006 | 6.8265 | 17.9641 | 0 | 0 | 0 | 0 | 0 | 0 | 0 | 0 | 0 | 0 | 0 | 0 | 0 | 0 | 0 | 0 | 0 | 0 | 0 | 0 | 0.14088 | 0 | 0 | 0 | 0 | 0 | 0 | 0 | 0 | 0 | 5
58938_G_WT | SPP_WEST | Oklahoma | 40 | Murray | 99 | 58938 | WT | Origin Wind | 0 | 2014 | 9999 | Onshore Wind | [5 empty] | Non-Fossil | G | 2025 | Wind |  | 0 | 0 | 0 | 0 | 0 | 0 | 0 | 0 | 0 | 0 | 0 | 0 | 0 | 0 | 0 | 0 | 128.9025 | 198.3024 | 200.5387 | 527.7435 | 0 | 0 | 0 | 0 | 0 | 0 | 0 | 0 | 0 | 0 | 0 | 0 | 0 | 0 | 0 | 0 | 0 | 0 | 0 | 0 | 5.776 | 0 | 0 | 0 | 0 | 0 | 0 | 0 | 0 | 0 | 148.2873
58937_G_GRDN1 | NENGREST | Massachusetts | 25 | Worcester | 27 | 58937 | GRDN1 | Gardner Solar 1 | 0 | 2014 | 9999 | Solar PV | [5 empty] | Non-Fossil | G | 2025 | Solar |  | 0 | 0 | 0 | 0 | 0 | 0 | 0 | 0 | 0 | 0 | 0 | 0 | 0 | 0 | 0 | 0 | 0.43856 | 0.91185 | 1.3931 | 2.7435 | 0 | 0 | 0 | 0 | 0 | 0 | 0 | 0 | 0 | 0 | 0 | 0 | 0 | 0 | 0 | 0 | 0 | 0 | 0 | 0 | 0.05475 | 0 | 0 | 0 | 0 | 0 | 0 | 0 | 0 | 0 | 1.9564
58936_G_WLPL1 | NENGREST | Massachusetts | 25 | Norfolk | 21 | 58936 | WLPL1 | Walpole Solar 2 | 0 | 2014 | 9999 | Solar PV | [5 empty] | Non-Fossil | G | 2025 | Solar |  | 0 | 0 | 0 | 0 | 0 | 0 | 0 | 0 | 0 | 0 | 0 | 0 | 0 | 0 | 0 | 0 | 0.52627 | 1.0942 | 1.6717 | 3.2922 | 0 | 0 | 0 | 0 | 0 | 0 | 0 | 0 | 0 | 0 | 0 | 0 | 0 | 0 | 0 | 0 | 0 | 0 | 0 | 0 | 0.0657 | 0 | 0 | 0 | 0 | 0 | 0 | 0 | 0 | 0 | 2.3476
58935_G_PV | NENGREST | Vermont | 50 | Addison | 1 | 58935 | PV | Open View Solar Farm | 0 | 2013 | 9999 | Solar PV | [5 empty] | Non-Fossil | G | 2025 | Solar |  | 0 | 0 | 0 | 0 | 0 | 0 | 0 | 0 | 0 | 0 | 0 | 0 | 0 | 0 | 0 | 0 | 0.45182 | 0.92187 | 1.3981 | 2.7718 | 0 | 0 | 0 | 0 | 0 | 0 | 0 | 0 | 0 | 0 | 0 | 0 | 0 | 0 | 0 | 0 | 0 | 0 | 0 | 0 | 0.053172 | 0 | 0 | 0 | 0 | 0 | 0 | 0 | 0 | 0 | 1.9
58934_G_ASH-R | NENGREST | Massachusetts | 25 | Worcester | 27 | 58934 | ASH-R | Integrys MA Solar, LLC - Ashburnham Site | 0 | 2013 | 9999 | Solar PV | [5 empty] | Non-Fossil | G | 2025 | Solar |  | 0 | 0 | 0 | 0 | 0 | 0 | 0 | 0 | 0 | 0 | 0 | 0 | 0 | 0 | 0 | 0 | 0.57012 | 1.1854 | 1.811 | 3.5665 | 0 | 0 | 0 | 0 | 0 | 0 | 0 | 0 | 0 | 0 | 0 | 0 | 0 | 0 | 0 | 0 | 0 | 0 | 0 | 0 | 0.071175 | 0 | 0 | 0 | 0 | 0 | 0 | 0 | 0 | 0 | 2.5433
58934_G_ASH10 | NENGREST | Massachusetts | 25 | Worcester | 27 | 58934 | ASH10 | Integrys MA Solar, LLC - Ashburnham Site | 0 | 2013 | 9999 | Solar PV | [5 empty] | Non-Fossil | G | 2025 | Solar |  | 0 | 0 | 0 | 0 | 0 | 0 | 0 | 0 | 0 | 0 | 0 | 0 | 0 | 0 | 0 | 0 | 0.065784 | 0.13678 | 0.20896 | 0.41152 | 0 | 0 | 0 | 0 | 0 | 0 | 0 | 0 | 0 | 0 | 0 | 0 | 0 | 0 | 0 | 0 | 0 | 0 | 0 | 0 | 0.0082124 | 0 | 0 | 0 | 0 | 0 | 0 | 0 | 0 | 0 | 0.29345
58933_G_STG2 | PJM_ATSI | Pennsylvania | 42 | Beaver | 7 | 58933 | STG2 | Shell Chemical Appalachia LLC | 6250 | 2020 | 9999 | Combined Cycle | [5 empty] | Fossil | G | 2025 | NaturalGas |  | 0.82218 | 1.1145 | 1.5384 | 3.4751 | 0 | 0 | 0 | 0 | 0 | 0 | 0 | 0 | 0 | 0 | 0 | 0 | 131.5485 | 178.3212 | 246.1494 | 556.0191 | 48.1303 | 65.2433 | 90.0599 | 203.4335 | 5.7565e-08 | 7.8032e-08 | 1.0769e-07 | 2.4329e-07 | 0.004522 | 0.0061298 | 0.0084614 | 0.019113 | 0 | 0 | 0 | 0 | 0 | 0 | 0 | 0 | 2.1895 | 0.26078 | 0.3535 | 0.48796 | 1.1022 | 2.6201 | 3.2843 | 4.8258 | 10.7302 | 0 | 75
58933_G_STG1 | PJM_ATSI | Pennsylvania | 42 | Beaver | 7 | 58933 | STG1 | Shell Chemical Appalachia LLC | 6250 | 2020 | 9999 | Combined Cycle | [5 empty] | Fossil | G | 2025 | NaturalGas |  | 0.82218 | 1.1145 | 1.5384 | 3.4751 | 0 | 0 | 0 | 0 | 0 | 0 | 0 | 0 | 0 | 0 | 0 | 0 | 131.5485 | 178.3212 | 246.1494 | 556.0191 | 48.1303 | 65.2433 | 90.0599 | 203.4335 | 5.7565e-08 | 7.8032e-08 | 1.0769e-07 | 2.4329e-07 | 0.004522 | 0.0061298 | 0.0084614 | 0.019113 | 0 | 0 | 0 | 0 | 0 | 0 | 0 | 0 | 2.1895 | 0.26078 | 0.3535 | 0.48796 | 1.1022 | 2.6201 | 3.2843 | 4.8258 | 10.7302 | 0 | 75
58933_G_GTG3 | PJM_ATSI | Pennsylvania | 42 | Beaver | 7 | 58933 | GTG3 | Shell Chemical Appalachia LLC | 6250 | 2020 | 9999 | Combined Cycle | [5 empty] | Fossil | G | 2025 | NaturalGas |  | 0.44946 | 0.60926 | 0.84101 | 1.8997 | 0 | 0 | 0 | 0 | 0 | 0 | 0 | 0 | 0 | 0 | 0 | 0 | 71.9132 | 97.4823 | 134.5617 | 303.9571 | 26.3112 | 35.6663 | 49.2328 | 111.2103 | 3.1469e-08 | 4.2657e-08 | 5.8872e-08 | 1.33e-07 | 0.002472 | 0.0033509 | 0.0046256 | 0.010449 | 0 | 0 | 0 | 0 | 0 | 0 | 0 | 0 | 1.1969 | 0.14256 | 0.19325 | 0.26675 | 0.60255 | 1.4323 | 1.7954 | 2.6381 | 5.8659 | 0 | 41
58933_G_GTG2 | PJM_ATSI | Pennsylvania | 42 | Beaver | 7 | 58933 | GTG2 | Shell Chemical Appalachia LLC | 6250 | 2020 | 9999 | Combined Cycle | [5 empty] | Fossil | G | 2025 | NaturalGas |  | 0.44946 | 0.60926 | 0.84101 | 1.8997 | 0 | 0 | 0 | 0 | 0 | 0 | 0 | 0 | 0 | 0 | 0 | 0 | 71.9132 | 97.4823 | 134.5617 | 303.9571 | 26.3112 | 35.6663 | 49.2328 | 111.2103 | 3.1469e-08 | 4.2657e-08 | 5.8872e-08 | 1.33e-07 | 0.002472 | 0.0033509 | 0.0046256 | 0.010449 | 0 | 0 | 0 | 0 | 0 | 0 | 0 | 0 | 1.1969 | 0.14256 | 0.19325 | 0.26675 | 0.60255 | 1.4323 | 1.7954 | 2.6381 | 5.8659 | 0 | 41
58933_G_GTG1 | PJM_ATSI | Pennsylvania | 42 | Beaver | 7 | 58933 | GTG1 | Shell Chemical Appalachia LLC | 6250 | 2020 | 9999 | Combined Cycle | [5 empty] | Fossil | G | 2025 | NaturalGas |  | 0.44946 | 0.60926 | 0.84101 | 1.8997 | 0 | 0 | 0 | 0 | 0 | 0 | 0 | 0 | 0 | 0 | 0 | 0 | 71.9132 | 97.4823 | 134.5617 | 303.9571 | 26.3112 | 35.6663 | 49.2328 | 111.2103 | 3.1469e-08 | 4.2657e-08 | 5.8872e-08 | 1.33e-07 | 0.002472 | 0.0033509 | 0.0046256 | 0.010449 | 0 | 0 | 0 | 0 | 0 | 0 | 0 | 0 | 1.1969 | 0.14256 | 0.19325 | 0.26675 | 0.60255 | 1.4323 | 1.7954 | 2.6381 | 5.8659 | 0 | 41
58932_G_WT01 | MIS_MIDA | Iowa | 19 | Tama | 171 | 58932 | WT01 | Traer Wind Project | 0 | 2010 | 9999 | Onshore Wind | [5 empty] | Non-Fossil | G | 2025 | Wind |  | 0 | 0 | 0 | 0 | 0 | 0 | 0 | 0 | 0 | 0 | 0 | 0 | 0 | 0 | 0 | 0 | 1.2481 | 1.7816 | 1.4301 | 4.4598 | 0 | 0 | 0 | 0 | 0 | 0 | 0 | 0 | 0 | 0 | 0 | 0 | 0 | 0 | 0 | 0 | 0 | 0 | 0 | 0 | 0.042265 | 0 | 0 | 0 | 0 | 0 | 0 | 0 | 0 | 0 | 1.5
58929_G_12286 | MIS_MNWI | Minnesota | 27 | Stearns | 145 | 58929 | 12286 | Melrose 2 | 12822 | 2014 | 9999 | Combustion Turbine | [5 empty] | Fossil | G | 2025 | Oil |  | 0 | 0 | 0 | 0 | 0 | 0 | 0 | 0 | 0 | 0 | 0 | 0 | 0 | 0 | 0 | 0 | 0 | 0 | 0 | 0 | 0 | 0 | 0 | 0 | 0 | 0 | 0 | 0 | 0 | 0 | 0 | 0 | 0 | 0 | 0 | 0 | 0 | 0 | 0 | 0 | 0.0187 | 0 | 0 | 0 | 0 | 0 | 0 | 0 | 0 | 0 | 1
58928_G_1 | WECC_CO | Colorado | 8 | Phillips | 95 | 58928 | 1 | Trishe Wind Colorado | 0 | 2018 | 9999 | Onshore Wind | [5 empty] | Non-Fossil | G | 2025 | Wind |  | 0 | 0 | 0 | 0 | 0 | 0 | 0 | 0 | 0 | 0 | 0 | 0 | 0 | 0 | 0 | 0 | 25.9648 | 32.834 | 31.2919 | 90.0907 | 0 | 0 | 0 | 0 | 0 | 0 | 0 | 0 | 0 | 0 | 0 | 0 | 0 | 0 | 0 | 0 | 0 | 0 | 0 | 0 | 0.84449 | 0 | 0 | 0 | 0 | 0 | 0 | 0 | 0 | 0 | 29.9713
58927_G_WT01 | MIS_MIDA | Iowa | 19 | Story | 169 | 58927 | WT01 | Story City Wind Project | 0 | 2010 | 9999 | Onshore Wind | [5 empty] | Non-Fossil | G | 2025 | Wind |  | 0 | 0 | 0 | 0 | 0 | 0 | 0 | 0 | 0 | 0 | 0 | 0 | 0 | 0 | 0 | 0 | 1.2481 | 1.7816 | 1.4301 | 4.4598 | 0 | 0 | 0 | 0 | 0 | 0 | 0 | 0 | 0 | 0 | 0 | 0 | 0 | 0 | 0 | 0 | 0 | 0 | 0 | 0 | 0.042265 | 0 | 0 | 0 | 0 | 0 | 0 | 0 | 0 | 0 | 1.5
58923_G_1000 | MIS_AR | Missouri | 29 | Phelps | 161 | 58923 | 1000 | Missouri S&T - Power Plant | 12822 | 1988 | 9999 | Combustion Turbine | [5 empty] | Fossil | G | 2025 | Oil |  | 0 | 0 | 0 | 0 | 0 | 0 | 0 | 0 | 0 | 0 | 0 | 0 | 0 | 0 | 0 | 0 | 0 | 0 | 0 | 0 | 0 | 0 | 0 | 0 | 0 | 0 | 0 | 0 | 0 | 0 | 0 | 0 | 0 | 0 | 0 | 0 | 0 | 0 | 0 | 0 | 0.0187 | 0 | 0 | 0 | 0 | 0 | 0 | 0 | 0 | 0 | 1
58921_G_GEN2 | PJM_ATSI | Ohio | 39 | Henry | 69 | 58921 | GEN2 | Napoleon Biogas | 13500 | 2013 | 9999 | Non-Fossil Waste | [5 empty] | Non-Fossil | G | 2025 | Non-Fossil |  | 0.0082931 | 0.010162 | 0.015275 | 0.03373 | 0 | 0 | 0 | 0 | 0 | 0 | 0 | 0 | 0 | 0 | 0 | 0 | 0.61431 | 0.75276 | 1.1315 | 2.4985 | 0 | 0 | 0 | 0 | 0 | 0 | 0 | 0 | 0 | 0 | 0 | 0 | 0 | 0 | 0 | 0 | 0 | 0 | 0 | 0 | 0.28163 | 0.004017 | 0.0049224 | 0.0073988 | 0.016338 | 0 | 0 | 0 | 0 | 0 | 1.2
58921_G_GEN1 | PJM_ATSI | Ohio | 39 | Henry | 69 | 58921 | GEN1 | Napoleon Biogas | 13500 | 2013 | 9999 | Non-Fossil Waste | [5 empty] | Non-Fossil | G | 2025 | Non-Fossil |  | 0.0082931 | 0.010162 | 0.015275 | 0.03373 | 0 | 0 | 0 | 0 | 0 | 0 | 0 | 0 | 0 | 0 | 0 | 0 | 0.61431 | 0.75276 | 1.1315 | 2.4985 | 0 | 0 | 0 | 0 | 0 | 0 | 0 | 0 | 0 | 0 | 0 | 0 | 0 | 0 | 0 | 0 | 0 | 0 | 0 | 0 | 0.28163 | 0.004017 | 0.0049224 | 0.0073988 | 0.016338 | 0 | 0 | 0 | 0 | 0 | 1.2
58920_G_2097 | WEC_CALN | California | 6 | Merced | 47 | 58920 | 2097 | 2097 Helton Solar Project | 0 | 2014 | 9999 | Solar PV | [5 empty] | Non-Fossil | G | 2025 | Solar |  | 0 | 0 | 0 | 0 | 0 | 0 | 0 | 0 | 0 | 0 | 0 | 0 | 0 | 0 | 0 | 0 | 0.56278 | 1.1203 | 1.8368 | 3.5199 | 0 | 0 | 0 | 0 | 0 | 0 | 0 | 0 | 0 | 0 | 0 | 0 | 0 | 0 | 0 | 0 | 0 | 0 | 0 | 0 | 0.047987 | 0 | 0 | 0 | 0 | 0 | 0 | 0 | 0 | 0 | 1.4986
58919_G_2127 | WEC_CALN | California | 6 | Butte | 7 | 58919 | 2127 | 2127 Harris Solar Project | 0 | 2014 | 9999 | Solar PV | [5 empty] | Non-Fossil | G | 2025 | Solar |  | 0 | 0 | 0 | 0 | 0 | 0 | 0 | 0 | 0 | 0 | 0 | 0 | 0 | 0 | 0 | 0 | 0.48774 | 0.97092 | 1.5919 | 3.0505 | 0 | 0 | 0 | 0 | 0 | 0 | 0 | 0 | 0 | 0 | 0 | 0 | 0 | 0 | 0 | 0 | 0 | 0 | 0 | 0 | 0.041589 | 0 | 0 | 0 | 0 | 0 | 0 | 0 | 0 | 0 | 1.2988
58918_G_2081 | WEC_CALN | California | 6 | Fresno | 19 | 58918 | 2081 | 2081 Terzian Solar Project | 0 | 2014 | 9999 | Solar PV | [5 empty] | Non-Fossil | G | 2025 | Solar |  | 0 | 0 | 0 | 0 | 0 | 0 | 0 | 0 | 0 | 0 | 0 | 0 | 0 | 0 | 0 | 0 | 0.45022 | 0.89624 | 1.4694 | 2.8159 | 0 | 0 | 0 | 0 | 0 | 0 | 0 | 0 | 0 | 0 | 0 | 0 | 0 | 0 | 0 | 0 | 0 | 0 | 0 | 0 | 0.03839 | 0 | 0 | 0 | 0 | 0 | 0 | 0 | 0 | 0 | 1.1989
58917_G_MMIR | PJM_EMAC | New Jersey | 34 | Morris | 27 | 58917 | MMIR | Tioga Solar Morris County 1 LLC | 0 | 2011 | 9999 | Solar PV | [5 empty] | Non-Fossil | G | 2025 | Solar |  | 0 | 0 | 0 | 0 | 0 | 0 | 0 | 0 | 0 | 0 | 0 | 0 | 0 | 0 | 0 | 0 | 0.21161 | 0.45682 | 0.72586 | 1.3943 | 0 | 0 | 0 | 0 | 0 | 0 | 0 | 0 | 0 | 0 | 0 | 0 | 0 | 0 | 0 | 0 | 0 | 0 | 0 | 0 | 0.035136 | 0 | 0 | 0 | 0 | 0 | 0 | 0 | 0 | 0 | 0.9741
58915_G_9 | WECC_SNV | Nevada | 32 | Clark | 3 | 58915 | 9 | Copper Mountain Solar 3 | 0 | 2015 | 9999 | Solar PV | [5 empty] | Non-Fossil | G | 2025 | Solar |  | 0 | 0 | 0 | 0 | 0 | 0 | 0 | 0 | 0 | 0 | 0 | 0 | 0 | 0 | 0 | 0 | 10.3397 | 18.6731 | 27.3784 | 56.3912 | 0 | 0 | 0 | 0 | 0 | 0 | 0 | 0 | 0 | 0 | 0 | 0 | 0 | 0 | 0 | 0 | 0 | 0 | 0 | 0 | 0.7639 | 0 | 0 | 0 | 0 | 0 | 0 | 0 | 0 | 0 | 24
58915_G_8 | WECC_SNV | Nevada | 32 | Clark | 3 | 58915 | 8 | Copper Mountain Solar 3 | 0 | 2014 | 9999 | Solar PV | [5 empty] | Non-Fossil | G | 2025 | Solar |  | 0 | 0 | 0 | 0 | 0 | 0 | 0 | 0 | 0 | 0 | 0 | 0 | 0 | 0 | 0 | 0 | 11.2013 | 20.2292 | 29.6599 | 61.0904 | 0 | 0 | 0 | 0 | 0 | 0 | 0 | 0 | 0 | 0 | 0 | 0 | 0 | 0 | 0 | 0 | 0 | 0 | 0 | 0 | 0.82756 | 0 | 0 | 0 | 0 | 0 | 0 | 0 | 0 | 0 | 26
58915_G_7 | WECC_SNV | Nevada | 32 | Clark | 3 | 58915 | 7 | Copper Mountain Solar 3 | 0 | 2014 | 9999 | Solar PV | [5 empty] | Non-Fossil | G | 2025 | Solar |  | 0 | 0 | 0 | 0 | 0 | 0 | 0 | 0 | 0 | 0 | 0 | 0 | 0 | 0 | 0 | 0 | 11.2013 | 20.2292 | 29.6599 | 61.0904 | 0 | 0 | 0 | 0 | 0 | 0 | 0 | 0 | 0 | 0 | 0 | 0 | 0 | 0 | 0 | 0 | 0 | 0 | 0 | 0 | 0.82756 | 0 | 0 | 0 | 0 | 0 | 0 | 0 | 0 | 0 | 26
58915_G_6 | WECC_SNV | Nevada | 32 | Clark | 3 | 58915 | 6 | Copper Mountain Solar 3 | 0 | 2014 | 9999 | Solar PV | [5 empty] | Non-Fossil | G | 2025 | Solar |  | 0 | 0 | 0 | 0 | 0 | 0 | 0 | 0 | 0 | 0 | 0 | 0 | 0 | 0 | 0 | 0 | 11.2013 | 20.2292 | 29.6599 | 61.0904 | 0 | 0 | 0 | 0 | 0 | 0 | 0 | 0 | 0 | 0 | 0 | 0 | 0 | 0 | 0 | 0 | 0 | 0 | 0 | 0 | 0.82756 | 0 | 0 | 0 | 0 | 0 | 0 | 0 | 0 | 0 | 26
58915_G_5 | WECC_SNV | Nevada | 32 | Clark | 3 | 58915 | 5 | Copper Mountain Solar 3 | 0 | 2014 | 9999 | Solar PV | [5 empty] | Non-Fossil | G | 2025 | Solar |  | 0 | 0 | 0 | 0 | 0 | 0 | 0 | 0 | 0 | 0 | 0 | 0 | 0 | 0 | 0 | 0 | 10.7705 | 19.4512 | 28.5191 | 58.7408 | 0 | 0 | 0 | 0 | 0 | 0 | 0 | 0 | 0 | 0 | 0 | 0 | 0 | 0 | 0 | 0 | 0 | 0 | 0 | 0 | 0.79573 | 0 | 0 | 0 | 0 | 0 | 0 | 0 | 0 | 0 | 25
58915_G_4 | WECC_SNV | Nevada | 32 | Clark | 3 | 58915 | 4 | Copper Mountain Solar 3 | 0 | 2014 | 9999 | Solar PV | [5 empty] | Non-Fossil | G | 2025 | Solar |  | 0 | 0 | 0 | 0 | 0 | 0 | 0 | 0 | 0 | 0 | 0 | 0 | 0 | 0 | 0 | 0 | 12.063 | 21.7853 | 31.9414 | 65.7897 | 0 | 0 | 0 | 0 | 0 | 0 | 0 | 0 | 0 | 0 | 0 | 0 | 0 | 0 | 0 | 0 | 0 | 0 | 0 | 0 | 0.89122 | 0 | 0 | 0 | 0 | 0 | 0 | 0 | 0 | 0 | 28
58915_G_3 | WECC_SNV | Nevada | 32 | Clark | 3 | 58915 | 3 | Copper Mountain Solar 3 | 0 | 2014 | 9999 | Solar PV | [5 empty] | Non-Fossil | G | 2025 | Solar |  | 0 | 0 | 0 | 0 | 0 | 0 | 0 | 0 | 0 | 0 | 0 | 0 | 0 | 0 | 0 | 0 | 11.2013 | 20.2292 | 29.6599 | 61.0904 | 0 | 0 | 0 | 0 | 0 | 0 | 0 | 0 | 0 | 0 | 0 | 0 | 0 | 0 | 0 | 0 | 0 | 0 | 0 | 0 | 0.82756 | 0 | 0 | 0 | 0 | 0 | 0 | 0 | 0 | 0 | 26
58915_G_2 | WECC_SNV | Nevada | 32 | Clark | 3 | 58915 | 2 | Copper Mountain Solar 3 | 0 | 2014 | 9999 | Solar PV | [5 empty] | Non-Fossil | G | 2025 | Solar |  | 0 | 0 | 0 | 0 | 0 | 0 | 0 | 0 | 0 | 0 | 0 | 0 | 0 | 0 | 0 | 0 | 11.6322 | 21.0073 | 30.8006 | 63.4401 | 0 | 0 | 0 | 0 | 0 | 0 | 0 | 0 | 0 | 0 | 0 | 0 | 0 | 0 | 0 | 0 | 0 | 0 | 0 | 0 | 0.85939 | 0 | 0 | 0 | 0 | 0 | 0 | 0 | 0 | 0 | 27
58915_G_10 | WECC_SNV | Nevada | 32 | Clark | 3 | 58915 | 10 | Copper Mountain Solar 3 | 0 | 2015 | 9999 | Solar PV | [5 empty] | Non-Fossil | G | 2025 | Solar |  | 0 | 0 | 0 | 0 | 0 | 0 | 0 | 0 | 0 | 0 | 0 | 0 | 0 | 0 | 0 | 0 | 9.0472 | 16.339 | 23.9561 | 49.3423 | 0 | 0 | 0 | 0 | 0 | 0 | 0 | 0 | 0 | 0 | 0 | 0 | 0 | 0 | 0 | 0 | 0 | 0 | 0 | 0 | 0.66841 | 0 | 0 | 0 | 0 | 0 | 0 | 0 | 0 | 0 | 21
58915_G_1 | WECC_SNV | Nevada | 32 | Clark | 3 | 58915 | 1 | Copper Mountain Solar 3 | 0 | 2014 | 9999 | Solar PV | [5 empty] | Non-Fossil | G | 2025 | Solar |  | 0 | 0 | 0 | 0 | 0 | 0 | 0 | 0 | 0 | 0 | 0 | 0 | 0 | 0 | 0 | 0 | 11.2013 | 20.2292 | 29.6599 | 61.0904 | 0 | 0 | 0 | 0 | 0 | 0 | 0 | 0 | 0 | 0 | 0 | 0 | 0 | 0 | 0 | 0 | 0 | 0 | 0 | 0 | 0.82756 | 0 | 0 | 0 | 0 | 0 | 0 | 0 | 0 | 0 | 26
58914_G_CG200 | WECC_SCE | California | 6 | San Bernardino | 71 | 58914 | CG200 | MCAGCC Cogen Plant | 11787 | 2014 | 9999 | Combustion Turbine | [5 empty] | Fossil | G | 2025 | NaturalGas |  | 0 | 0 | 0 | 0 | 0 | 0 | 0 | 0 | 0 | 0 | 0 | 0 | 0 | 0 | 0 | 0 | 0 | 0 | 0 | 0 | 0 | 0 | 0 | 0 | 0 | 0 | 0 | 0 | 0 | 0 | 0 | 0 | 0 | 0 | 0 | 0 | 0 | 0 | 0 | 0 | 0.04675 | 0 | 0 | 0 | 0 | 0 | 0 | 0 | 0 | 0 | 2.5
58914_G_CG100 | WECC_SCE | California | 6 | San Bernardino | 71 | 58914 | CG100 | MCAGCC Cogen Plant | 11814 | 2014 | 9999 | Combustion Turbine | [5 empty] | Fossil | G | 2025 | NaturalGas |  | 0 | 0 | 0 | 0 | 0 | 0 | 0 | 0 | 0 | 0 | 0 | 0 | 0 | 0 | 0 | 0 | 0 | 0 | 0 | 0 | 0 | 0 | 0 | 0 | 0 | 0 | 0 | 0 | 0 | 0 | 0 | 0 | 0 | 0 | 0 | 0 | 0 | 0 | 0 | 0 | 0.08602 | 0 | 0 | 0 | 0 | 0 | 0 | 0 | 0 | 0 | 4.6
58914_G_CG1 | WECC_SCE | California | 6 | San Bernardino | 71 | 58914 | CG1 | MCAGCC Cogen Plant | 11733 | 2003 | 9999 | Combustion Turbine | [5 empty] | Fossil | G | 2025 | Oil |  | 0 | 0 | 0 | 0 | 0 | 0 | 0 | 0 | 0 | 0 | 0 | 0 | 0 | 0 | 0 | 0 | 0 | 0 | 0 | 0 | 0 | 0 | 0 | 0 | 0 | 0 | 0 | 0 | 0 | 0 | 0 | 0 | 0 | 0 | 0 | 0 | 0 | 0 | 0 | 0 | 0.1309 | 0 | 0 | 0 | 0 | 0 | 0 | 0 | 0 | 0 | 7
58913_G_1 | WEC_LADW | California | 6 | Los Angeles | 37 | 58913 | 1 | Santa Fe Springs Rooftop Solar BLDG H | 0 | 2015 | 9999 | Solar PV | [5 empty] | Non-Fossil | G | 2025 | Solar |  | 0 | 0 | 0 | 0 | 0 | 0 | 0 | 0 | 0 | 0 | 0 | 0 | 0 | 0 | 0 | 0 | 0.60517 | 1.1771 | 1.7603 | 3.5426 | 0 | 0 | 0 | 0 | 0 | 0 | 0 | 0 | 0 | 0 | 0 | 0 | 0 | 0 | 0 | 0 | 0 | 0 | 0 | 0 | 0.060026 | 0 | 0 | 0 | 0 | 0 | 0 | 0 | 0 | 0 | 1.4766
58912_G_1 | WEC_LADW | California | 6 | Los Angeles | 37 | 58912 | 1 | Santa Fe Springs Rooftop Solar BLDG M | 0 | 2015 | 9999 | Solar PV | [5 empty] | Non-Fossil | G | 2025 | Solar |  | 0 | 0 | 0 | 0 | 0 | 0 | 0 | 0 | 0 | 0 | 0 | 0 | 0 | 0 | 0 | 0 | 0.72621 | 1.4126 | 2.1123 | 4.2511 | 0 | 0 | 0 | 0 | 0 | 0 | 0 | 0 | 0 | 0 | 0 | 0 | 0 | 0 | 0 | 0 | 0 | 0 | 0 | 0 | 0.072031 | 0 | 0 | 0 | 0 | 0 | 0 | 0 | 0 | 0 | 1.772
58911_G_RAM2 | WEC_SDGE | California | 6 | San Diego | 73 | 58911 | RAM2 | Ramona 2 | 0 | 2013 | 9999 | Solar PV | [5 empty] | Non-Fossil | G | 2025 | Solar |  | 0 | 0 | 0 | 0 | 0 | 0 | 0 | 0 | 0 | 0 | 0 | 0 | 0 | 0 | 0 | 0 | 1.9561 | 4.1675 | 6.5537 | 12.6773 | 0 | 0 | 0 | 0 | 0 | 0 | 0 | 0 | 0 | 0 | 0 | 0 | 0 | 0 | 0 | 0 | 0 | 0 | 0 | 0 | 0.13993 | 0 | 0 | 0 | 0 | 0 | 0 | 0 | 0 | 0 | 5
58909_G_RAM1 | WEC_SDGE | California | 6 | San Diego | 73 | 58909 | RAM1 | Ramona 1 | 0 | 2013 | 9999 | Solar PV | [5 empty] | Non-Fossil | G | 2025 | Solar |  | 0 | 0 | 0 | 0 | 0 | 0 | 0 | 0 | 0 | 0 | 0 | 0 | 0 | 0 | 0 | 0 | 0.78244 | 1.667 | 2.6215 | 5.0709 | 0 | 0 | 0 | 0 | 0 | 0 | 0 | 0 | 0 | 0 | 0 | 0 | 0 | 0 | 0 | 0 | 0 | 0 | 0 | 0 | 0.055971 | 0 | 0 | 0 | 0 | 0 | 0 | 0 | 0 | 0 | 2
58908_G_1 | MIS_LMI | Michigan | 26 | Gratiot | 57 | 58908 | 1 | Beebe 1B | 0 | 2014 | 9999 | Onshore Wind | [5 empty] | Non-Fossil | G | 2025 | Wind |  | 0 | 0 | 0 | 0 | 0 | 0 | 0 | 0 | 0 | 0 | 0 | 0 | 0 | 0 | 0 | 0 | 49.9739 | 62.7584 | 47.2493 | 159.9816 | 0 | 0 | 0 | 0 | 0 | 0 | 0 | 0 | 0 | 0 | 0 | 0 | 0 | 0 | 0 | 0 | 0 | 0 | 0 | 0 | 1.9932 | 0 | 0 | 0 | 0 | 0 | 0 | 0 | 0 | 0 | 50.4
58907_G_VC2 | WEC_SDGE | California | 6 | San Diego | 73 | 58907 | VC2 | Valley Center 2 | 0 | 2013 | 9999 | Solar PV | [5 empty] | Non-Fossil | G | 2025 | Solar |  | 0 | 0 | 0 | 0 | 0 | 0 | 0 | 0 | 0 | 0 | 0 | 0 | 0 | 0 | 0 | 0 | 1.9561 | 4.1675 | 6.5537 | 12.6773 | 0 | 0 | 0 | 0 | 0 | 0 | 0 | 0 | 0 | 0 | 0 | 0 | 0 | 0 | 0 | 0 | 0 | 0 | 0 | 0 | 0.13993 | 0 | 0 | 0 | 0 | 0 | 0 | 0 | 0 | 0 | 5
58906_G_VC1 | WEC_SDGE | California | 6 | San Diego | 73 | 58906 | VC1 | Valley Center 1 | 0 | 2013 | 9999 | Solar PV | [5 empty] | Non-Fossil | G | 2025 | Solar |  | 0 | 0 | 0 | 0 | 0 | 0 | 0 | 0 | 0 | 0 | 0 | 0 | 0 | 0 | 0 | 0 | 0.97805 | 2.0838 | 3.2768 | 6.3386 | 0 | 0 | 0 | 0 | 0 | 0 | 0 | 0 | 0 | 0 | 0 | 0 | 0 | 0 | 0 | 0 | 0 | 0 | 0 | 0 | 0.069964 | 0 | 0 | 0 | 0 | 0 | 0 | 0 | 0 | 0 | 2.5
58904_G_1 | PJM_AP | Maryland | 24 | Garrett | 23 | 58904 | 1 | Fourmile Ridge | 0 | 2014 | 9999 | Onshore Wind | [5 empty] | Non-Fossil | G | 2025 | Wind |  | 0 | 0 | 0 | 0 | 0 | 0 | 0 | 0 | 0 | 0 | 0 | 0 | 0 | 0 | 0 | 0 | 37.0119 | 43.797 | 27.2637 | 108.0726 | 0 | 0 | 0 | 0 | 0 | 0 | 0 | 0 | 0 | 0 | 0 | 0 | 0 | 0 | 0 | 0 | 0 | 0 | 0 | 0 | 1.1271 | 0 | 0 | 0 | 0 | 0 | 0 | 0 | 0 | 0 | 40
58902_G_KNG1 | SPP_WEST | Oklahoma | 40 | Kingfisher | 73 | 58902 | KNG1 | Kingfisher Wind LLC | 0 | 2016 | 9999 | Onshore Wind | [5 empty] | Non-Fossil | G | 2025 | Wind |  | 0 | 0 | 0 | 0 | 0 | 0 | 0 | 0 | 0 | 0 | 0 | 0 | 0 | 0 | 0 | 0 | 256.0862 | 393.9607 | 398.4035 | 1048.4504 | 0 | 0 | 0 | 0 | 0 | 0 | 0 | 0 | 0 | 0 | 0 | 0 | 0 | 0 | 0 | 0 | 0 | 0 | 0 | 0 | 11.4749 | 0 | 0 | 0 | 0 | 0 | 0 | 0 | 0 | 0 | 294.5975
58901_G_TCWG2 | WECC_CO | Colorado | 8 | Ouray | 91 | 58901 | TCWG2 | Tri-County Water Hydropower Project | 0 | 2014 | 9999 | Hydro | [5 empty] | Non-Fossil | G | 2025 | Hydro |  | 0 | 0 | 0 | 0 | 0 | 0 | 0 | 0 | 0 | 0 | 0 | 0 | 0 | 0 | 0 | 0 | 0.51375 | 0.57365 | 0.99743 | 2.0848 | 0 | 0 | 0 | 0 | 0 | 0 | 0 | 0 | 0 | 0 | 0 | 0 | 0 | 0 | 0 | 0 | 0 | 0 | 0 | 0 | 0.011912 | 0.0013666 | 0.0015259 | 0.0026532 | 0.0055457 | 0 | 0 | 0 | 0 | 0 | 0.8
58901_G_TCWG1 | WECC_CO | Colorado | 8 | Ouray | 91 | 58901 | TCWG1 | Tri-County Water Hydropower Project | 0 | 2014 | 9999 | Hydro | [5 empty] | Non-Fossil | G | 2025 | Hydro |  | 0 | 0 | 0 | 0 | 0 | 0 | 0 | 0 | 0 | 0 | 0 | 0 | 0 | 0 | 0 | 0 | 4.6237 | 5.1629 | 8.9769 | 18.7635 | 0 | 0 | 0 | 0 | 0 | 0 | 0 | 0 | 0 | 0 | 0 | 0 | 0 | 0 | 0 | 0 | 0 | 0 | 0 | 0 | 0.1072 | 0.012299 | 0.013733 | 0.023879 | 0.049911 | 0 | 0 | 0 | 0 | 0 | 7.2
58900_G_BAL1 | SPP_SPS | Oklahoma | 40 | Beaver | 7 | 58900 | BAL1 | Balko Wind LLC | 0 | 2015 | 9999 | Onshore Wind | [5 empty] | Non-Fossil | G | 2025 | Wind |  | 0 | 0 | 0 | 0 | 0 | 0 | 0 | 0 | 0 | 0 | 0 | 0 | 0 | 0 | 0 | 0 | 232.6147 | 345.0621 | 381.25 | 958.9268 | 0 | 0 | 0 | 0 | 0 | 0 | 0 | 0 | 0 | 0 | 0 | 0 | 0 | 0 | 0 | 0 | 0 | 0 | 0 | 0 | 8.4446 | 0 | 0 | 0 | 0 | 0 | 0 | 0 | 0 | 0 | 299.7
589_B_1 | NENGREST | Vermont | 50 | Chittenden | 7 | 589 | 1 | J C McNeil | 14740 | 1984 | 9999 | Biomass | other |  | ESPC + Cyclone + SCR | other |  | Non-Fossil | B | 2025 |  | Biomass Retirement | 0 | 0 | 0 | 0 | 0 | 0 | 0 | 0 | 0 | 0 | 0 | 0 | 0 | 0 | 0 | 0 | 0 | 0 | 0 | 0 | 0 | 0 | 0 | 0 | 0 | 0 | 0 | 0 | 0 | 0 | 0 | 0 | 0 | 0 | 0 | 0 | 0 | 0 | 0 | 0 | 0 | 0 | 0 | 0 | 0 | 0 | 0 | 0 | 0 | 0 | 52 | SCR
58899_G_GEN-2 | WECC_NM | New Mexico | 35 | Bernalillo | 1 | 58899 | GEN-2 | Prosperity Energy Storage Facility | 0 | 2011 | 9999 | Energy Storage | [5 empty] | Non-Fossil | G | 2025 | EnerStor |  | 0 | 0 | 0 | 0 | 0 | 0 | 0 | 0 | 0 | 0 | 0 | 0 | 0 | 0 | 0 | 0 | 0.19814 | 0.26336 | 0.58404 | 1.0455 | 0 | 0 | 0 | 0 | 0 | 0 | 0 | 0 | 0 | 0 | 0 | 0 | 0 | 0 | 0 | 0 | 0 | 0 | 0 | 0 | 0 | 0 | 0 | 0 | 0 | 0 | 0 | 0 | 0 | 0 | 0.8
58899_G_GEN-1 | WECC_NM | New Mexico | 35 | Bernalillo | 1 | 58899 | GEN-1 | Prosperity Energy Storage Facility | 0 | 2011 | 9999 | Solar PV | [5 empty] | Non-Fossil | G | 2025 | Solar |  | 0 | 0 | 0 | 0 | 0 | 0 | 0 | 0 | 0 | 0 | 0 | 0 | 0 | 0 | 0 | 0 | 0.21761 | 0.37199 | 0.55909 | 1.1487 | 0 | 0 | 0 | 0 | 0 | 0 | 0 | 0 | 0 | 0 | 0 | 0 | 0 | 0 | 0 | 0 | 0 | 0 | 0 | 0 | 0.013993 | 0 | 0 | 0 | 0 | 0 | 0 | 0 | 0 | 0 | 0.5
58898_G_K4-1 | PJM_COMD | Illinois | 17 | Kankakee | 91 | 58898 | K4-1 | Pilot Hill Wind Farm | 0 | 2015 | 9999 | Onshore Wind | [5 empty] | Non-Fossil | G | 2025 | Wind |  | 0 | 0 | 0 | 0 | 0 | 0 | 0 | 0 | 0 | 0 | 0 | 0 | 0 | 0 | 0 | 0 | 131.1762 | 177.468 | 117.6714 | 426.3156 | 0 | 0 | 0 | 0 | 0 | 0 | 0 | 0 | 0 | 0 | 0 | 0 | 0 | 0 | 0 | 0 | 0 | 0 | 0 | 0 | 6.3364 | 0 | 0 | 0 | 0 | 0 | 0 | 0 | 0 | 0 | 160.4584
58893_G_CAMP | S_SOU | Georgia | 13 | Meriwether | 199 | 58893 | CAMP | Camp Solar Plant | 0 | 2013 | 9999 | Solar PV | [5 empty] | Non-Fossil | G | 2025 | Solar |  | 0 | 0 | 0 | 0 | 0 | 0 | 0 | 0 | 0 | 0 | 0 | 0 | 0 | 0 | 0 | 0 | 0.92179 | 1.5861 | 2.3813 | 4.8892 | 0 | 0 | 0 | 0 | 0 | 0 | 0 | 0 | 0 | 0 | 0 | 0 | 0 | 0 | 0 | 0 | 0 | 0 | 0 | 0 | 0.067165 | 0 | 0 | 0 | 0 | 0 | 0 | 0 | 0 | 0 | 2.4
58892_G_CMLA | S_SOU | Georgia | 13 | Mitchell | 205 | 58892 | CMLA | Camilla Solar Plant | 0 | 2013 | 9999 | Solar PV | [5 empty] | Non-Fossil | G | 2025 | Solar |  | 0 | 0 | 0 | 0 | 0 | 0 | 0 | 0 | 0 | 0 | 0 | 0 | 0 | 0 | 0 | 0 | 6.1453 | 10.5742 | 15.8753 | 32.5949 | 0 | 0 | 0 | 0 | 0 | 0 | 0 | 0 | 0 | 0 | 0 | 0 | 0 | 0 | 0 | 0 | 0 | 0 | 0 | 0 | 0.44777 | 0 | 0 | 0 | 0 | 0 | 0 | 0 | 0 | 0 | 16
58891_G_BTWF2 | MIS_LMI | Michigan | 26 | Huron | 63 | 58891 | BTWF2 | Big Turtle Wind Farm, LLC | 0 | 2016 | 9999 | Onshore Wind | [5 empty] | Non-Fossil | G | 2025 | Wind |  | 0 | 0 | 0 | 0 | 0 | 0 | 0 | 0 | 0 | 0 | 0 | 0 | 0 | 0 | 0 | 0 | 29.1514 | 36.6091 | 27.5621 | 93.3226 | 0 | 0 | 0 | 0 | 0 | 0 | 0 | 0 | 0 | 0 | 0 | 0 | 0 | 0 | 0 | 0 | 0 | 0 | 0 | 0 | 1.1627 | 0 | 0 | 0 | 0 | 0 | 0 | 0 | 0 | 0 | 29.4
58891_G_BTWF1 | MIS_LMI | Michigan | 26 | Huron | 63 | 58891 | BTWF1 | Big Turtle Wind Farm, LLC | 0 | 2014 | 9999 | Onshore Wind | [5 empty] | Non-Fossil | G | 2025 | Wind |  | 0 | 0 | 0 | 0 | 0 | 0 | 0 | 0 | 0 | 0 | 0 | 0 | 0 | 0 | 0 | 0 | 19.8309 | 24.9041 | 18.7497 | 63.4848 | 0 | 0 | 0 | 0 | 0 | 0 | 0 | 0 | 0 | 0 | 0 | 0 | 0 | 0 | 0 | 0 | 0 | 0 | 0 | 0 | 0.79094 | 0 | 0 | 0 | 0 | 0 | 0 | 0 | 0 | 0 | 20
58890_G_BERI | WEC_CALN | California | 6 | Sonoma | 97 | 58890 | BERI | Beringer | 0 | 2009 | 9999 | Solar PV | [5 empty] | Non-Fossil | G | 2025 | Solar |  | 0 | 0 | 0 | 0 | 0 | 0 | 0 | 0 | 0 | 0 | 0 | 0 | 0 | 0 | 0 | 0 | 0.41271 | 0.82155 | 1.347 | 2.5812 | 0 | 0 | 0 | 0 | 0 | 0 | 0 | 0 | 0 | 0 | 0 | 0 | 0 | 0 | 0 | 0 | 0 | 0 | 0 | 0 | 0.03519 | 0 | 0 | 0 | 0 | 0 | 0 | 0 | 0 | 0 | 1.0989
58889_G_ASTI | WEC_CALN | California | 6 | Sonoma | 97 | 58889 | ASTI | ASTI | 0 | 2009 | 9999 | Solar PV | [5 empty] | Non-Fossil | G | 2025 | Solar |  | 0 | 0 | 0 | 0 | 0 | 0 | 0 | 0 | 0 | 0 | 0 | 0 | 0 | 0 | 0 | 0 | 0.37519 | 0.74686 | 1.2245 | 2.3466 | 0 | 0 | 0 | 0 | 0 | 0 | 0 | 0 | 0 | 0 | 0 | 0 | 0 | 0 | 0 | 0 | 0 | 0 | 0 | 0 | 0.031991 | 0 | 0 | 0 | 0 | 0 | 0 | 0 | 0 | 0 | 0.99904
58887_G_EVE | PJM_COMD | Illinois | 17 | Lee | 103 | 58887 | EVE | Com Adam 1WF-1 | 0 | 2007 | 9999 | Onshore Wind | [5 empty] | Non-Fossil | G | 2025 | Wind |  | 0 | 0 | 0 | 0 | 0 | 0 | 0 | 0 | 0 | 0 | 0 | 0 | 0 | 0 | 0 | 0 | 1.8739 | 2.5353 | 1.681 | 6.0902 | 0 | 0 | 0 | 0 | 0 | 0 | 0 | 0 | 0 | 0 | 0 | 0 | 0 | 0 | 0 | 0 | 0 | 0 | 0 | 0 | 0.09052 | 0 | 0 | 0 | 0 | 0 | 0 | 0 | 0 | 0 | 2.2923
58887_G_ADAM | PJM_COMD | Illinois | 17 | Lee | 103 | 58887 | ADAM | Com Adam 1WF-1 | 0 | 2007 | 9999 | Onshore Wind | [5 empty] | Non-Fossil | G | 2025 | Wind |  | 0 | 0 | 0 | 0 | 0 | 0 | 0 | 0 | 0 | 0 | 0 | 0 | 0 | 0 | 0 | 0 | 1.8739 | 2.5353 | 1.681 | 6.0902 | 0 | 0 | 0 | 0 | 0 | 0 | 0 | 0 | 0 | 0 | 0 | 0 | 0 | 0 | 0 | 0 | 0 | 0 | 0 | 0 | 0.09052 | 0 | 0 | 0 | 0 | 0 | 0 | 0 | 0 | 0 | 2.2923
58886_G_WBWF | MIS_IA | Iowa | 19 | Grundy | 75 | 58886 | WBWF | Wellsburg Wind Project | 0 | 2014 | 9999 | Onshore Wind | [5 empty] | Non-Fossil | G | 2025 | Wind |  | 0 | 0 | 0 | 0 | 0 | 0 | 0 | 0 | 0 | 0 | 0 | 0 | 0 | 0 | 0 | 0 | 121.5981 | 170.4312 | 136.0142 | 428.0435 | 0 | 0 | 0 | 0 | 0 | 0 | 0 | 0 | 0 | 0 | 0 | 0 | 0 | 0 | 0 | 0 | 0 | 0 | 0 | 0 | 3.9606 | 0 | 0 | 0 | 0 | 0 | 0 | 0 | 0 | 0 | 140.5625
58885_G_MBWF | MIS_IA | Iowa | 19 | Madison | 121 | 58885 | MBWF | Macksburg Wind Project | 0 | 2014 | 9999 | Onshore Wind | [5 empty] | Non-Fossil | G | 2025 | Wind |  | 0 | 0 | 0 | 0 | 0 | 0 | 0 | 0 | 0 | 0 | 0 | 0 | 0 | 0 | 0 | 0 | 103.2893 | 144.7697 | 115.5348 | 363.5938 | 0 | 0 | 0 | 0 | 0 | 0 | 0 | 0 | 0 | 0 | 0 | 0 | 0 | 0 | 0 | 0 | 0 | 0 | 0 | 0 | 3.3643 | 0 | 0 | 0 | 0 | 0 | 0 | 0 | 0 | 0 | 119.3983
58884_G_LGWF | MIS_IA | Iowa | 19 | Webster | 187 | 58884 | LGWF | Lundgren Wind Project | 0 | 2014 | 9999 | Onshore Wind | [5 empty] | Non-Fossil | G | 2025 | Wind |  | 0 | 0 | 0 | 0 | 0 | 0 | 0 | 0 | 0 | 0 | 0 | 0 | 0 | 0 | 0 | 0 | 216.7693 | 303.8227 | 242.4685 | 763.0605 | 0 | 0 | 0 | 0 | 0 | 0 | 0 | 0 | 0 | 0 | 0 | 0 | 0 | 0 | 0 | 0 | 0 | 0 | 0 | 0 | 7.0605 | 0 | 0 | 0 | 0 | 0 | 0 | 0 | 0 | 0 | 250.5766
58883_G_HLWF7 | MIS_MIDA | Iowa | 19 | O'Brien | 141 | 58883 | HLWF7 | Highland Wind Project (IA) | 0 | 2015 | 9999 | Onshore Wind | [5 empty] | Non-Fossil | G | 2025 | Wind |  | 0 | 0 | 0 | 0 | 0 | 0 | 0 | 0 | 0 | 0 | 0 | 0 | 0 | 0 | 0 | 0 | 9.2361 | 13.1839 | 10.5826 | 33.0026 | 0 | 0 | 0 | 0 | 0 | 0 | 0 | 0 | 0 | 0 | 0 | 0 | 0 | 0 | 0 | 0 | 0 | 0 | 0 | 0 | 0.31276 | 0 | 0 | 0 | 0 | 0 | 0 | 0 | 0 | 0 | 11.1
58883_G_HLWF6 | MIS_MIDA | Iowa | 19 | O'Brien | 141 | 58883 | HLWF6 | Highland Wind Project (IA) | 0 | 2015 | 9999 | Onshore Wind | [5 empty] | Non-Fossil | G | 2025 | Wind |  | 0 | 0 | 0 | 0 | 0 | 0 | 0 | 0 | 0 | 0 | 0 | 0 | 0 | 0 | 0 | 0 | 62.822 | 89.6742 | 71.981 | 224.4772 | 0 | 0 | 0 | 0 | 0 | 0 | 0 | 0 | 0 | 0 | 0 | 0 | 0 | 0 | 0 | 0 | 0 | 0 | 0 | 0 | 2.1273 | 0 | 0 | 0 | 0 | 0 | 0 | 0 | 0 | 0 | 75.5
58883_G_HLWF5 | MIS_MIDA | Iowa | 19 | O'Brien | 141 | 58883 | HLWF5 | Highland Wind Project (IA) | 0 | 2015 | 9999 | Onshore Wind | [5 empty] | Non-Fossil | G | 2025 | Wind |  | 0 | 0 | 0 | 0 | 0 | 0 | 0 | 0 | 0 | 0 | 0 | 0 | 0 | 0 | 0 | 0 | 73.8887 | 105.4711 | 84.6611 | 264.0209 | 0 | 0 | 0 | 0 | 0 | 0 | 0 | 0 | 0 | 0 | 0 | 0 | 0 | 0 | 0 | 0 | 0 | 0 | 0 | 0 | 2.5021 | 0 | 0 | 0 | 0 | 0 | 0 | 0 | 0 | 0 | 88.8
58883_G_HLWF4 | MIS_MIDA | Iowa | 19 | O'Brien | 141 | 58883 | HLWF4 | Highland Wind Project (IA) | 0 | 2015 | 9999 | Onshore Wind | [5 empty] | Non-Fossil | G | 2025 | Wind |  | 0 | 0 | 0 | 0 | 0 | 0 | 0 | 0 | 0 | 0 | 0 | 0 | 0 | 0 | 0 | 0 | 73.8887 | 105.4711 | 84.6611 | 264.0209 | 0 | 0 | 0 | 0 | 0 | 0 | 0 | 0 | 0 | 0 | 0 | 0 | 0 | 0 | 0 | 0 | 0 | 0 | 0 | 0 | 2.5021 | 0 | 0 | 0 | 0 | 0 | 0 | 0 | 0 | 0 | 88.8
58883_G_HLWF3 | MIS_MIDA | Iowa | 19 | O'Brien | 141 | 58883 | HLWF3 | Highland Wind Project (IA) | 0 | 2015 | 9999 | Onshore Wind | [5 empty] | Non-Fossil | G | 2025 | Wind |  | 0 | 0 | 0 | 0 | 0 | 0 | 0 | 0 | 0 | 0 | 0 | 0 | 0 | 0 | 0 | 0 | 70.1443 | 100.1263 | 80.3708 | 250.6414 | 0 | 0 | 0 | 0 | 0 | 0 | 0 | 0 | 0 | 0 | 0 | 0 | 0 | 0 | 0 | 0 | 0 | 0 | 0 | 0 | 2.3753 | 0 | 0 | 0 | 0 | 0 | 0 | 0 | 0 | 0 | 84.3
58883_G_HLWF2 | MIS_MIDA | Iowa | 19 | O'Brien | 141 | 58883 | HLWF2 | Highland Wind Project (IA) | 0 | 2015 | 9999 | Onshore Wind | [5 empty] | Non-Fossil | G | 2025 | Wind |  | 0 | 0 | 0 | 0 | 0 | 0 | 0 | 0 | 0 | 0 | 0 | 0 | 0 | 0 | 0 | 0 | 79.3804 | 113.3101 | 90.9535 | 283.6441 | 0 | 0 | 0 | 0 | 0 | 0 | 0 | 0 | 0 | 0 | 0 | 0 | 0 | 0 | 0 | 0 | 0 | 0 | 0 | 0 | 2.6881 | 0 | 0 | 0 | 0 | 0 | 0 | 0 | 0 | 0 | 95.4
58883_G_HLWF | MIS_MIDA | Iowa | 19 | O'Brien | 141 | 58883 | HLWF | Highland Wind Project (IA) | 0 | 2015 | 9999 | Onshore Wind | [5 empty] | Non-Fossil | G | 2025 | Wind |  | 0 | 0 | 0 | 0 | 0 | 0 | 0 | 0 | 0 | 0 | 0 | 0 | 0 | 0 | 0 | 0 | 12.8972 | 18.4099 | 14.7776 | 46.0847 | 0 | 0 | 0 | 0 | 0 | 0 | 0 | 0 | 0 | 0 | 0 | 0 | 0 | 0 | 0 | 0 | 0 | 0 | 0 | 0 | 0.43674 | 0 | 0 | 0 | 0 | 0 | 0 | 0 | 0 | 0 | 15.5
58880_G_NCIII | S_VACA | North Carolina | 37 | Scotland | 165 | 58880 | NCIII | North Carolina Solar III LLC | 0 | 2013 | 9999 | Solar PV | [5 empty] | Non-Fossil | G | 2025 | Solar |  | 0 | 0 | 0 | 0 | 0 | 0 | 0 | 0 | 0 | 0 | 0 | 0 | 0 | 0 | 0 | 0 | 1.4856 | 2.6351 | 4.3945 | 8.5152 | 0 | 0 | 0 | 0 | 0 | 0 | 0 | 0 | 0 | 0 | 0 | 0 | 0 | 0 | 0 | 0 | 0 | 0 | 0 | 0 | 0.13705 | 0 | 0 | 0 | 0 | 0 | 0 | 0 | 0 | 0 | 4.897
58879_G_DF | S_VACA | North Carolina | 37 | Duplin | 61 | 58879 | DF | Duplin Solar LLC | 0 | 2013 | 9999 | Solar PV | [5 empty] | Non-Fossil | G | 2025 | Solar |  | 0 | 0 | 0 | 0 | 0 | 0 | 0 | 0 | 0 | 0 | 0 | 0 | 0 | 0 | 0 | 0 | 1.4856 | 2.6351 | 4.3945 | 8.5152 | 0 | 0 | 0 | 0 | 0 | 0 | 0 | 0 | 0 | 0 | 0 | 0 | 0 | 0 | 0 | 0 | 0 | 0 | 0 | 0 | 0.13705 | 0 | 0 | 0 | 0 | 0 | 0 | 0 | 0 | 0 | 4.897
58877_G_KINS | PJM_EMAC | New Jersey | 34 | Gloucester | 15 | 58877 | KINS | Kinsley Landfill Solar | 0 | 2015 | 9999 | Solar PV | [5 empty] | Non-Fossil | G | 2025 | Solar |  | 0 | 0 | 0 | 0 | 0 | 0 | 0 | 0 | 0 | 0 | 0 | 0 | 0 | 0 | 0 | 0 | 1.8198 | 3.9286 | 6.2424 | 11.9908 | 0 | 0 | 0 | 0 | 0 | 0 | 0 | 0 | 0 | 0 | 0 | 0 | 0 | 0 | 0 | 0 | 0 | 0 | 0 | 0 | 0.30217 | 0 | 0 | 0 | 0 | 0 | 0 | 0 | 0 | 0 | 8.3773
58876_G_PV | NENG_CT | Connecticut | 9 | New London | 11 | 58876 | PV | Fusion Solar Center LLC | 0 | 2017 | 9999 | Solar PV | [5 empty] | Non-Fossil | G | 2025 | Solar |  | 0 | 0 | 0 | 0 | 0 | 0 | 0 | 0 | 0 | 0 | 0 | 0 | 0 | 0 | 0 | 0 | 5.377 | 11.1614 | 17.065 | 33.6034 | 0 | 0 | 0 | 0 | 0 | 0 | 0 | 0 | 0 | 0 | 0 | 0 | 0 | 0 | 0 | 0 | 0 | 0 | 0 | 0 | 0.5451 | 0 | 0 | 0 | 0 | 0 | 0 | 0 | 0 | 0 | 19.4779
58874_G_DF1 | S_VACA | North Carolina | 37 | Vance | 181 | 58874 | DF1 | Dement Farm LLC | 0 | 2013 | 9999 | Solar PV | [5 empty] | Non-Fossil | G | 2025 | Solar |  | 0 | 0 | 0 | 0 | 0 | 0 | 0 | 0 | 0 | 0 | 0 | 0 | 0 | 0 | 0 | 0 | 1.4856 | 2.6351 | 4.3945 | 8.5152 | 0 | 0 | 0 | 0 | 0 | 0 | 0 | 0 | 0 | 0 | 0 | 0 | 0 | 0 | 0 | 0 | 0 | 0 | 0 | 0 | 0.13705 | 0 | 0 | 0 | 0 | 0 | 0 | 0 | 0 | 0 | 4.897
58873_G_UNIT2 | NY_Z_F | New York | 36 | Columbia | 21 | 58873 | UNIT2 | Stuyvesant Falls | 0 | 2012 | 9999 | Hydro | [5 empty] | Non-Fossil | G | 2025 | Hydro |  | 0 | 0 | 0 | 0 | 0 | 0 | 0 | 0 | 0 | 0 | 0 | 0 | 0 | 0 | 0 | 0 | 2.3909 | 3.1364 | 3.5707 | 9.0981 | 0 | 0 | 0 | 0 | 0 | 0 | 0 | 0 | 0 | 0 | 0 | 0 | 0 | 0 | 0 | 0 | 0 | 0 | 0 | 0 | 0.029779 | 0.0063599 | 0.0083428 | 0.0094981 | 0.024201 | 0 | 0 | 0 | 0 | 0 | 2
58873_G_UNIT1 | NY_Z_F | New York | 36 | Columbia | 21 | 58873 | UNIT1 | Stuyvesant Falls | 0 | 2012 | 9999 | Hydro | [5 empty] | Non-Fossil | G | 2025 | Hydro |  | 0 | 0 | 0 | 0 | 0 | 0 | 0 | 0 | 0 | 0 | 0 | 0 | 0 | 0 | 0 | 0 | 2.3909 | 3.1364 | 3.5707 | 9.0981 | 0 | 0 | 0 | 0 | 0 | 0 | 0 | 0 | 0 | 0 | 0 | 0 | 0 | 0 | 0 | 0 | 0 | 0 | 0 | 0 | 0.029779 | 0.0063599 | 0.0083428 | 0.0094981 | 0.024201 | 0 | 0 | 0 | 0 | 0 | 2
58872_G_BISO4 | MIS_MAPP | North Dakota | 38 | Morton | 59 | 58872 | BISO4 | Bison 4 Wind Energy Center | 0 | 2015 | 9999 | Onshore Wind | [5 empty] | Non-Fossil | G | 2025 | Wind |  | 0 | 0 | 0 | 0 | 0 | 0 | 0 | 0 | 0 | 0 | 0 | 0 | 0 | 0 | 0 | 0 | 176.3578 | 258.3982 | 244.8084 | 679.5644 | 0 | 0 | 0 | 0 | 0 | 0 | 0 | 0 | 0 | 0 | 0 | 0 | 0 | 0 | 0 | 0 | 0 | 0 | 0 | 0 | 8.0847 | 0 | 0 | 0 | 0 | 0 | 0 | 0 | 0 | 0 | 205
58871_G_1 | NENGREST | Massachusetts | 25 | Bristol | 5 | 58871 | 1 | Berkley East Solar LLC | 0 | 2013 | 9999 | Solar PV | [5 empty] | Non-Fossil | G | 2025 | Solar |  | 0 | 0 | 0 | 0 | 0 | 0 | 0 | 0 | 0 | 0 | 0 | 0 | 0 | 0 | 0 | 0 | 0.63591 | 1.3222 | 2.02 | 3.9781 | 0 | 0 | 0 | 0 | 0 | 0 | 0 | 0 | 0 | 0 | 0 | 0 | 0 | 0 | 0 | 0 | 0 | 0 | 0 | 0 | 0.079387 | 0 | 0 | 0 | 0 | 0 | 0 | 0 | 0 | 0 | 2.8367
58870_G_MG202 | ERC_REST | Texas | 48 | Harris | 201 | 58870 | MG202 | Rentech Nitrogen Pasadena Cogeneration | 7050 | 2015 | 9999 | Non-Fossil Waste | [5 empty] | Non-Fossil | G | 2025 | Non-Fossil |  | 0.032374 | 0.042404 | 0.055236 | 0.13001 | 0 | 0 | 0 | 0 | 0 | 0 | 0 | 0 | 0 | 0 | 0 | 0 | 4.592 | 6.0148 | 7.8348 | 18.4416 | 0 | 0 | 0 | 0 | 0 | 0 | 0 | 0 | 0 | 0 | 0 | 0 | 0 | 0 | 0 | 0 | 0 | 0 | 0 | 0 | 0 | 0.030028 | 0.039331 | 0.051233 | 0.12059 | 0 | 0 | 0 | 0 | 0 | 14
58868_G_1 | S_VACA | North Carolina | 37 | Bladen | 17 | 58868 | 1 | Bladenboro Farm | 0 | 2013 | 9999 | Solar PV | [5 empty] | Non-Fossil | G | 2025 | Solar |  | 0 | 0 | 0 | 0 | 0 | 0 | 0 | 0 | 0 | 0 | 0 | 0 | 0 | 0 | 0 | 0 | 1.5159 | 2.6889 | 4.4842 | 8.689 | 0 | 0 | 0 | 0 | 0 | 0 | 0 | 0 | 0 | 0 | 0 | 0 | 0 | 0 | 0 | 0 | 0 | 0 | 0 | 0 | 0.13984 | 0 | 0 | 0 | 0 | 0 | 0 | 0 | 0 | 0 | 4.997
58867_G_1 | S_VACA | North Carolina | 37 | Harnett | 85 | 58867 | 1 | Angier Farm | 0 | 2013 | 9999 | Solar PV | [5 empty] | Non-Fossil | G | 2025 | Solar |  | 0 | 0 | 0 | 0 | 0 | 0 | 0 | 0 | 0 | 0 | 0 | 0 | 0 | 0 | 0 | 0 | 1.5159 | 2.6889 | 4.4842 | 8.689 | 0 | 0 | 0 | 0 | 0 | 0 | 0 | 0 | 0 | 0 | 0 | 0 | 0 | 0 | 0 | 0 | 0 | 0 | 0 | 0 | 0.13984 | 0 | 0 | 0 | 0 | 0 | 0 | 0 | 0 | 0 | 4.997
58866_G_1 | S_VACA | North Carolina | 37 | Columbus | 47 | 58866 | 1 | Garrell Solar Farm | 0 | 2013 | 9999 | Solar PV | [5 empty] | Non-Fossil | G | 2025 | Solar |  | 0 | 0 | 0 | 0 | 0 | 0 | 0 | 0 | 0 | 0 | 0 | 0 | 0 | 0 | 0 | 0 | 1.5159 | 2.6889 | 4.4842 | 8.689 | 0 | 0 | 0 | 0 | 0 | 0 | 0 | 0 | 0 | 0 | 0 | 0 | 0 | 0 | 0 | 0 | 0 | 0 | 0 | 0 | 0.13984 | 0 | 0 | 0 | 0 | 0 | 0 | 0 | 0 | 0 | 4.997
58865_G_RNG | S_VACA | North Carolina | 37 | Mecklenburg | 119 | 58865 | RNG | Reventure Park | 10827 | 2015 | 9999 | Landfill Gas | [5 empty] | Non-Fossil | G | 2025 | LF Gas |  | 0.029132 | 0.03273 | 0.051407 | 0.11327 | 0 | 0 | 0 | 0 | 0 | 0 | 0 | 0 | 0 | 0 | 0 | 0 | 2.6907 | 3.023 | 4.748 | 10.4616 | 2.1163 | 2.3776 | 3.7344 | 8.2283 | 0 | 0 | 0 | 0 | 0.0044218 | 0.0049679 | 0.0078027 | 0.017192 | 0 | 0 | 0 | 0 | 0 | 0 | 0 | 0 | 0.37551 | 0.017594 | 0.019768 | 0.031048 | 0.06841 | 0 | 0 | 0 | 0 | 0 | 1.6
58865_G_LFG | S_VACA | North Carolina | 37 | Mecklenburg | 119 | 58865 | LFG | Reventure Park | 10827 | 2014 | 9999 | Landfill Gas | [5 empty] | Non-Fossil | G | 2025 | LF Gas |  | 0.034594 | 0.038867 | 0.061045 | 0.13451 | 0 | 0 | 0 | 0 | 0 | 0 | 0 | 0 | 0 | 0 | 0 | 0 | 3.1952 | 3.5898 | 5.6383 | 12.4232 | 2.4858 | 2.7928 | 4.3865 | 9.6651 | 0 | 0 | 0 | 0 | 0.0051938 | 0.0058353 | 0.0091652 | 0.020194 | 0 | 0 | 0 | 0 | 0 | 0 | 0 | 0 | 0.44592 | 0.020893 | 0.023474 | 0.036869 | 0.081237 | 0 | 0 | 0 | 0 | 0 | 1.9
58864_G_1 | S_VACA | North Carolina | 37 | Wake | 183 | 58864 | 1 | Sunfish Farm | 0 | 2015 | 9999 | Solar PV | [5 empty] | Non-Fossil | G | 2025 | Solar |  | 0 | 0 | 0 | 0 | 0 | 0 | 0 | 0 | 0 | 0 | 0 | 0 | 0 | 0 | 0 | 0 | 1.5159 | 2.6889 | 4.4842 | 8.689 | 0 | 0 | 0 | 0 | 0 | 0 | 0 | 0 | 0 | 0 | 0 | 0 | 0 | 0 | 0 | 0 | 0 | 0 | 0 | 0 | 0.13984 | 0 | 0 | 0 | 0 | 0 | 0 | 0 | 0 | 0 | 4.997
58863_G_1 | S_VACA | North Carolina | 37 | Cleveland | 45 | 58863 | 1 | Waco Farm | 0 | 2013 | 9999 | Solar PV | [5 empty] | Non-Fossil | G | 2025 | Solar |  | 0 | 0 | 0 | 0 | 0 | 0 | 0 | 0 | 0 | 0 | 0 | 0 | 0 | 0 | 0 | 0 | 1.5159 | 2.6889 | 4.4842 | 8.689 | 0 | 0 | 0 | 0 | 0 | 0 | 0 | 0 | 0 | 0 | 0 | 0 | 0 | 0 | 0 | 0 | 0 | 0 | 0 | 0 | 0.13984 | 0 | 0 | 0 | 0 | 0 | 0 | 0 | 0 | 0 | 4.997
58862_G_1 | S_VACA | North Carolina | 37 | Person | 145 | 58862 | 1 | Wagstaff Farm 1 | 0 | 2013 | 9999 | Solar PV | [5 empty] | Non-Fossil | G | 2025 | Solar |  | 0 | 0 | 0 | 0 | 0 | 0 | 0 | 0 | 0 | 0 | 0 | 0 | 0 | 0 | 0 | 0 | 1.5159 | 2.6889 | 4.4842 | 8.689 | 0 | 0 | 0 | 0 | 0 | 0 | 0 | 0 | 0 | 0 | 0 | 0 | 0 | 0 | 0 | 0 | 0 | 0 | 0 | 0 | 0.13984 | 0 | 0 | 0 | 0 | 0 | 0 | 0 | 0 | 0 | 4.997
58861_G_1 | S_VACA | North Carolina | 37 | Catawba | 35 | 58861 | 1 | Sigmon Catawba Farm | 0 | 2014 | 9999 | Solar PV | [5 empty] | Non-Fossil | G | 2025 | Solar |  | 0 | 0 | 0 | 0 | 0 | 0 | 0 | 0 | 0 | 0 | 0 | 0 | 0 | 0 | 0 | 0 | 1.5159 | 2.6889 | 4.4842 | 8.689 | 0 | 0 | 0 | 0 | 0 | 0 | 0 | 0 | 0 | 0 | 0 | 0 | 0 | 0 | 0 | 0 | 0 | 0 | 0 | 0 | 0.13984 | 0 | 0 | 0 | 0 | 0 | 0 | 0 | 0 | 0 | 4.997
58859_G_1 | S_VACA | North Carolina | 37 | Harnett | 85 | 58859 | 1 | Erwin Farm | 0 | 2014 | 9999 | Solar PV | [5 empty] | Non-Fossil | G | 2025 | Solar |  | 0 | 0 | 0 | 0 | 0 | 0 | 0 | 0 | 0 | 0 | 0 | 0 | 0 | 0 | 0 | 0 | 1.5159 | 2.6889 | 4.4842 | 8.689 | 0 | 0 | 0 | 0 | 0 | 0 | 0 | 0 | 0 | 0 | 0 | 0 | 0 | 0 | 0 | 0 | 0 | 0 | 0 | 0 | 0.13984 | 0 | 0 | 0 | 0 | 0 | 0 | 0 | 0 | 0 | 4.997
58856_G_1 | S_VACA | North Carolina | 37 | Robeson | 155 | 58856 | 1 | Pate Farm | 0 | 2013 | 9999 | Solar PV | [5 empty] | Non-Fossil | G | 2025 | Solar |  | 0 | 0 | 0 | 0 | 0 | 0 | 0 | 0 | 0 | 0 | 0 | 0 | 0 | 0 | 0 | 0 | 1.5159 | 2.6889 | 4.4842 | 8.689 | 0 | 0 | 0 | 0 | 0 | 0 | 0 | 0 | 0 | 0 | 0 | 0 | 0 | 0 | 0 | 0 | 0 | 0 | 0 | 0 | 0.13984 | 0 | 0 | 0 | 0 | 0 | 0 | 0 | 0 | 0 | 4.997
58855_G_1 | S_VACA | North Carolina | 37 | Nash | 127 | 58855 | 1 | Nash 64 Farm | 0 | 2014 | 9999 | Solar PV | [5 empty] | Non-Fossil | G | 2025 | Solar |  | 0 | 0 | 0 | 0 | 0 | 0 | 0 | 0 | 0 | 0 | 0 | 0 | 0 | 0 | 0 | 0 | 1.5159 | 2.6889 | 4.4842 | 8.689 | 0 | 0 | 0 | 0 | 0 | 0 | 0 | 0 | 0 | 0 | 0 | 0 | 0 | 0 | 0 | 0 | 0 | 0 | 0 | 0 | 0.13984 | 0 | 0 | 0 | 0 | 0 | 0 | 0 | 0 | 0 | 4.997
58854_G_1 | S_VACA | North Carolina | 37 | Nash | 127 | 58854 | 1 | Nash 58 Farm | 0 | 2013 | 9999 | Solar PV | [5 empty] | Non-Fossil | G | 2025 | Solar |  | 0 | 0 | 0 | 0 | 0 | 0 | 0 | 0 | 0 | 0 | 0 | 0 | 0 | 0 | 0 | 0 | 1.5159 | 2.6889 | 4.4842 | 8.689 | 0 | 0 | 0 | 0 | 0 | 0 | 0 | 0 | 0 | 0 | 0 | 0 | 0 | 0 | 0 | 0 | 0 | 0 | 0 | 0 | 0.13984 | 0 | 0 | 0 | 0 | 0 | 0 | 0 | 0 | 0 | 4.997
58853_G_1 | S_VACA | North Carolina | 37 | Columbus | 47 | 58853 | 1 | McKenzie Farm | 0 | 2013 | 9999 | Solar PV | [5 empty] | Non-Fossil | G | 2025 | Solar |  | 0 | 0 | 0 | 0 | 0 | 0 | 0 | 0 | 0 | 0 | 0 | 0 | 0 | 0 | 0 | 0 | 1.5159 | 2.6889 | 4.4842 | 8.689 | 0 | 0 | 0 | 0 | 0 | 0 | 0 | 0 | 0 | 0 | 0 | 0 | 0 | 0 | 0 | 0 | 0 | 0 | 0 | 0 | 0.13984 | 0 | 0 | 0 | 0 | 0 | 0 | 0 | 0 | 0 | 4.997
58851_G_1 | S_VACA | North Carolina | 37 | Scotland | 165 | 58851 | 1 | Oakboro Farm | 0 | 2014 | 9999 | Solar PV | [5 empty] | Non-Fossil | G | 2025 | Solar |  | 0 | 0 | 0 | 0 | 0 | 0 | 0 | 0 | 0 | 0 | 0 | 0 | 0 | 0 | 0 | 0 | 1.5159 | 2.6889 | 4.4842 | 8.689 | 0 | 0 | 0 | 0 | 0 | 0 | 0 | 0 | 0 | 0 | 0 | 0 | 0 | 0 | 0 | 0 | 0 | 0 | 0 | 0 | 0.13984 | 0 | 0 | 0 | 0 | 0 | 0 | 0 | 0 | 0 | 4.997
58849_G_1 | S_VACA | North Carolina | 37 | Nash | 127 | 58849 | 1 | Castalia Solar | 0 | 2014 | 9999 | Solar PV | [5 empty] | Non-Fossil | G | 2025 | Solar |  | 0 | 0 | 0 | 0 | 0 | 0 | 0 | 0 | 0 | 0 | 0 | 0 | 0 | 0 | 0 | 0 | 0.60635 | 1.0756 | 1.7937 | 3.4756 | 0 | 0 | 0 | 0 | 0 | 0 | 0 | 0 | 0 | 0 | 0 | 0 | 0 | 0 | 0 | 0 | 0 | 0 | 0 | 0 | 0.055937 | 0 | 0 | 0 | 0 | 0 | 0 | 0 | 0 | 0 | 1.9988
58848_G_1 | S_VACA | North Carolina | 37 | Duplin | 61 | 58848 | 1 | Warsaw Farm | 0 | 2015 | 9999 | Solar PV | [5 empty] | Non-Fossil | G | 2025 | Solar |  | 0 | 0 | 0 | 0 | 0 | 0 | 0 | 0 | 0 | 0 | 0 | 0 | 0 | 0 | 0 | 0 | 19.7064 | 34.9555 | 58.2949 | 112.9568 | 0 | 0 | 0 | 0 | 0 | 0 | 0 | 0 | 0 | 0 | 0 | 0 | 0 | 0 | 0 | 0 | 0 | 0 | 0 | 0 | 1.818 | 0 | 0 | 0 | 0 | 0 | 0 | 0 | 0 | 0 | 64.9607
58847_G_1 | PJM_Dom | North Carolina | 37 | Bertie | 15 | 58847 | 1 | Windsor Cooper HIill Solar, LLC | 0 | 2015 | 9999 | Solar PV | [5 empty] | Non-Fossil | G | 2025 | Solar |  | 0 | 0 | 0 | 0 | 0 | 0 | 0 | 0 | 0 | 0 | 0 | 0 | 0 | 0 | 0 | 0 | 1.5517 | 2.6921 | 4.8414 | 9.0853 | 0 | 0 | 0 | 0 | 0 | 0 | 0 | 0 | 0 | 0 | 0 | 0 | 0 | 0 | 0 | 0 | 0 | 0 | 0 | 0 | 0.13993 | 0 | 0 | 0 | 0 | 0 | 0 | 0 | 0 | 0 | 5
58846_G_1 | S_VACA | North Carolina | 37 | Beaufort | 13 | 58846 | 1 | Washington Millfield Solar, LLC | 0 | 2013 | 9999 | Solar PV | [5 empty] | Non-Fossil | G | 2025 | Solar |  | 0 | 0 | 0 | 0 | 0 | 0 | 0 | 0 | 0 | 0 | 0 | 0 | 0 | 0 | 0 | 0 | 1.5159 | 2.6889 | 4.4842 | 8.689 | 0 | 0 | 0 | 0 | 0 | 0 | 0 | 0 | 0 | 0 | 0 | 0 | 0 | 0 | 0 | 0 | 0 | 0 | 0 | 0 | 0.13984 | 0 | 0 | 0 | 0 | 0 | 0 | 0 | 0 | 0 | 4.997
58845_G_1 | S_VACA | North Carolina | 37 | Beaufort | 13 | 58845 | 1 | Washington Airport Solar LLC | 0 | 2014 | 9999 | Solar PV | [5 empty] | Non-Fossil | G | 2025 | Solar |  | 0 | 0 | 0 | 0 | 0 | 0 | 0 | 0 | 0 | 0 | 0 | 0 | 0 | 0 | 0 | 0 | 1.5159 | 2.6889 | 4.4842 | 8.689 | 0 | 0 | 0 | 0 | 0 | 0 | 0 | 0 | 0 | 0 | 0 | 0 | 0 | 0 | 0 | 0 | 0 | 0 | 0 | 0 | 0.13984 | 0 | 0 | 0 | 0 | 0 | 0 | 0 | 0 | 0 | 4.997
58844_G_1 | PJM_Dom | North Carolina | 37 | Halifax | 83 | 58844 | 1 | Dogwood Solar, LLC | 0 | 2014 | 9999 | Solar PV | [5 empty] | Non-Fossil | G | 2025 | Solar |  | 0 | 0 | 0 | 0 | 0 | 0 | 0 | 0 | 0 | 0 | 0 | 0 | 0 | 0 | 0 | 0 | 6.2069 | 10.7684 | 19.3658 | 36.3411 | 0 | 0 | 0 | 0 | 0 | 0 | 0 | 0 | 0 | 0 | 0 | 0 | 0 | 0 | 0 | 0 | 0 | 0 | 0 | 0 | 0.55971 | 0 | 0 | 0 | 0 | 0 | 0 | 0 | 0 | 0 | 20
58843_G_1 | S_VACA | North Carolina | 37 | Pitt | 147 | 58843 | 1 | Bethel Price Solar, LLC | 0 | 2014 | 9999 | Solar PV | [5 empty] | Non-Fossil | G | 2025 | Solar |  | 0 | 0 | 0 | 0 | 0 | 0 | 0 | 0 | 0 | 0 | 0 | 0 | 0 | 0 | 0 | 0 | 1.5159 | 2.6889 | 4.4842 | 8.689 | 0 | 0 | 0 | 0 | 0 | 0 | 0 | 0 | 0 | 0 | 0 | 0 | 0 | 0 | 0 | 0 | 0 | 0 | 0 | 0 | 0.13984 | 0 | 0 | 0 | 0 | 0 | 0 | 0 | 0 | 0 | 4.997
58842_G_1 | WECC_AZ | Arizona | 4 | Pima | 19 | 58842 | 1 | Gato Montes Solar, LLC | 0 | 2012 | 9999 | Solar PV | [5 empty] | Non-Fossil | G | 2025 | Solar |  | 0 | 0 | 0 | 0 | 0 | 0 | 0 | 0 | 0 | 0 | 0 | 0 | 0 | 0 | 0 | 0 | 2.2506 | 4.0606 | 5.8809 | 12.192 | 0 | 0 | 0 | 0 | 0 | 0 | 0 | 0 | 0 | 0 | 0 | 0 | 0 | 0 | 0 | 0 | 0 | 0 | 0 | 0 | 0.22517 | 0 | 0 | 0 | 0 | 0 | 0 | 0 | 0 | 0 | 4.9882
58840_G_INV9 | S_VACA | North Carolina | 37 | Duplin | 61 | 58840 | INV9 | Kenansville Solar Farm, LLC | 0 | 2014 | 9999 | Solar PV | [5 empty] | Non-Fossil | G | 2025 | Solar |  | 0 | 0 | 0 | 0 | 0 | 0 | 0 | 0 | 0 | 0 | 0 | 0 | 0 | 0 | 0 | 0 | 0.15159 | 0.26889 | 0.44842 | 0.8689 | 0 | 0 | 0 | 0 | 0 | 0 | 0 | 0 | 0 | 0 | 0 | 0 | 0 | 0 | 0 | 0 | 0 | 0 | 0 | 0 | 0.013984 | 0 | 0 | 0 | 0 | 0 | 0 | 0 | 0 | 0 | 0.4997
58840_G_INV8 | S_VACA | North Carolina | 37 | Duplin | 61 | 58840 | INV8 | Kenansville Solar Farm, LLC | 0 | 2014 | 9999 | Solar PV | [5 empty] | Non-Fossil | G | 2025 | Solar |  | 0 | 0 | 0 | 0 | 0 | 0 | 0 | 0 | 0 | 0 | 0 | 0 | 0 | 0 | 0 | 0 | 0.15159 | 0.26889 | 0.44842 | 0.8689 | 0 | 0 | 0 | 0 | 0 | 0 | 0 | 0 | 0 | 0 | 0 | 0 | 0 | 0 | 0 | 0 | 0 | 0 | 0 | 0 | 0.013984 | 0 | 0 | 0 | 0 | 0 | 0 | 0 | 0 | 0 | 0.4997
58840_G_INV7 | S_VACA | North Carolina | 37 | Duplin | 61 | 58840 | INV7 | Kenansville Solar Farm, LLC | 0 | 2014 | 9999 | Solar PV | [5 empty] | Non-Fossil | G | 2025 | Solar |  | 0 | 0 | 0 | 0 | 0 | 0 | 0 | 0 | 0 | 0 | 0 | 0 | 0 | 0 | 0 | 0 | 0.15159 | 0.26889 | 0.44842 | 0.8689 | 0 | 0 | 0 | 0 | 0 | 0 | 0 | 0 | 0 | 0 | 0 | 0 | 0 | 0 | 0 | 0 | 0 | 0 | 0 | 0 | 0.013984 | 0 | 0 | 0 | 0 | 0 | 0 | 0 | 0 | 0 | 0.4997
58840_G_INV6 | S_VACA | North Carolina | 37 | Duplin | 61 | 58840 | INV6 | Kenansville Solar Farm, LLC | 0 | 2014 | 9999 | Solar PV | [5 empty] | Non-Fossil | G | 2025 | Solar |  | 0 | 0 | 0 | 0 | 0 | 0 | 0 | 0 | 0 | 0 | 0 | 0 | 0 | 0 | 0 | 0 | 0.15159 | 0.26889 | 0.44842 | 0.8689 | 0 | 0 | 0 | 0 | 0 | 0 | 0 | 0 | 0 | 0 | 0 | 0 | 0 | 0 | 0 | 0 | 0 | 0 | 0 | 0 | 0.013984 | 0 | 0 | 0 | 0 | 0 | 0 | 0 | 0 | 0 | 0.4997
58840_G_INV5 | S_VACA | North Carolina | 37 | Duplin | 61 | 58840 | INV5 | Kenansville Solar Farm, LLC | 0 | 2014 | 9999 | Solar PV | [5 empty] | Non-Fossil | G | 2025 | Solar |  | 0 | 0 | 0 | 0 | 0 | 0 | 0 | 0 | 0 | 0 | 0 | 0 | 0 | 0 | 0 | 0 | 0.15159 | 0.26889 | 0.44842 | 0.8689 | 0 | 0 | 0 | 0 | 0 | 0 | 0 | 0 | 0 | 0 | 0 | 0 | 0 | 0 | 0 | 0 | 0 | 0 | 0 | 0 | 0.013984 | 0 | 0 | 0 | 0 | 0 | 0 | 0 | 0 | 0 | 0.4997
58840_G_INV4 | S_VACA | North Carolina | 37 | Duplin | 61 | 58840 | INV4 | Kenansville Solar Farm, LLC | 0 | 2014 | 9999 | Solar PV | [5 empty] | Non-Fossil | G | 2025 | Solar |  | 0 | 0 | 0 | 0 | 0 | 0 | 0 | 0 | 0 | 0 | 0 | 0 | 0 | 0 | 0 | 0 | 0.15159 | 0.26889 | 0.44842 | 0.8689 | 0 | 0 | 0 | 0 | 0 | 0 | 0 | 0 | 0 | 0 | 0 | 0 | 0 | 0 | 0 | 0 | 0 | 0 | 0 | 0 | 0.013984 | 0 | 0 | 0 | 0 | 0 | 0 | 0 | 0 | 0 | 0.4997
58840_G_INV3 | S_VACA | North Carolina | 37 | Duplin | 61 | 58840 | INV3 | Kenansville Solar Farm, LLC | 0 | 2014 | 9999 | Solar PV | [5 empty] | Non-Fossil | G | 2025 | Solar |  | 0 | 0 | 0 | 0 | 0 | 0 | 0 | 0 | 0 | 0 | 0 | 0 | 0 | 0 | 0 | 0 | 0.15159 | 0.26889 | 0.44842 | 0.8689 | 0 | 0 | 0 | 0 | 0 | 0 | 0 | 0 | 0 | 0 | 0 | 0 | 0 | 0 | 0 | 0 | 0 | 0 | 0 | 0 | 0.013984 | 0 | 0 | 0 | 0 | 0 | 0 | 0 | 0 | 0 | 0.4997
58840_G_INV2 | S_VACA | North Carolina | 37 | Duplin | 61 | 58840 | INV2 | Kenansville Solar Farm, LLC | 0 | 2014 | 9999 | Solar PV | [5 empty] | Non-Fossil | G | 2025 | Solar |  | 0 | 0 | 0 | 0 | 0 | 0 | 0 | 0 | 0 | 0 | 0 | 0 | 0 | 0 | 0 | 0 | 0.15159 | 0.26889 | 0.44842 | 0.8689 | 0 | 0 | 0 | 0 | 0 | 0 | 0 | 0 | 0 | 0 | 0 | 0 | 0 | 0 | 0 | 0 | 0 | 0 | 0 | 0 | 0.013984 | 0 | 0 | 0 | 0 | 0 | 0 | 0 | 0 | 0 | 0.4997
58840_G_INV1 | S_VACA | North Carolina | 37 | Duplin | 61 | 58840 | INV1 | Kenansville Solar Farm, LLC | 0 | 2014 | 9999 | Solar PV | [5 empty] | Non-Fossil | G | 2025 | Solar |  | 0 | 0 | 0 | 0 | 0 | 0 | 0 | 0 | 0 | 0 | 0 | 0 | 0 | 0 | 0 | 0 | 0.15159 | 0.26889 | 0.44842 | 0.8689 | 0 | 0 | 0 | 0 | 0 | 0 | 0 | 0 | 0 | 0 | 0 | 0 | 0 | 0 | 0 | 0 | 0 | 0 | 0 | 0 | 0.013984 | 0 | 0 | 0 | 0 | 0 | 0 | 0 | 0 | 0 | 0.4997
58839_G_INV3 | NENGREST | Massachusetts | 25 | Middlesex | 17 | 58839 | INV3 | Sudbury Landfill | 0 | 2013 | 9999 | Solar PV | [5 empty] | Non-Fossil | G | 2025 | Solar |  | 0 | 0 | 0 | 0 | 0 | 0 | 0 | 0 | 0 | 0 | 0 | 0 | 0 | 0 | 0 | 0 | 0.10964 | 0.22796 | 0.34827 | 0.68587 | 0 | 0 | 0 | 0 | 0 | 0 | 0 | 0 | 0 | 0 | 0 | 0 | 0 | 0 | 0 | 0 | 0 | 0 | 0 | 0 | 0.013687 | 0 | 0 | 0 | 0 | 0 | 0 | 0 | 0 | 0 | 0.48909
58839_G_INV2 | NENGREST | Massachusetts | 25 | Middlesex | 17 | 58839 | INV2 | Sudbury Landfill | 0 | 2013 | 9999 | Solar PV | [5 empty] | Non-Fossil | G | 2025 | Solar |  | 0 | 0 | 0 | 0 | 0 | 0 | 0 | 0 | 0 | 0 | 0 | 0 | 0 | 0 | 0 | 0 | 0.065784 | 0.13678 | 0.20896 | 0.41152 | 0 | 0 | 0 | 0 | 0 | 0 | 0 | 0 | 0 | 0 | 0 | 0 | 0 | 0 | 0 | 0 | 0 | 0 | 0 | 0 | 0.0082124 | 0 | 0 | 0 | 0 | 0 | 0 | 0 | 0 | 0 | 0.29345
58839_G_INV1 | NENGREST | Massachusetts | 25 | Middlesex | 17 | 58839 | INV1 | Sudbury Landfill | 0 | 2013 | 9999 | Solar PV | [5 empty] | Non-Fossil | G | 2025 | Solar |  | 0 | 0 | 0 | 0 | 0 | 0 | 0 | 0 | 0 | 0 | 0 | 0 | 0 | 0 | 0 | 0 | 0.10964 | 0.22796 | 0.34827 | 0.68587 | 0 | 0 | 0 | 0 | 0 | 0 | 0 | 0 | 0 | 0 | 0 | 0 | 0 | 0 | 0 | 0 | 0 | 0 | 0 | 0 | 0.013687 | 0 | 0 | 0 | 0 | 0 | 0 | 0 | 0 | 0 | 0.48909
58838_G_KW1 | ERC_WEST | Texas | 48 | Jack | 237 | 58838 | KW1 | Keechi Wind | 0 | 2015 | 9999 | Onshore Wind | [5 empty] | Non-Fossil | G | 2025 | Wind |  | 0 | 0 | 0 | 0 | 0 | 0 | 0 | 0 | 0 | 0 | 0 | 0 | 0 | 0 | 0 | 0 | 77.1725 | 113.4845 | 115.1989 | 305.8559 | 0 | 0 | 0 | 0 | 0 | 0 | 0 | 0 | 0 | 0 | 0 | 0 | 0 | 0 | 0 | 0 | 0 | 0 | 0 | 0 | 3.0995 | 0 | 0 | 0 | 0 | 0 | 0 | 0 | 0 | 0 | 110
58836_G_LW1 | SPP_WAUE | Minnesota | 27 | Clay | 27 | 58836 | LW1 | Lakeswind Power Partners | 0 | 2014 | 9999 | Onshore Wind | [5 empty] | Non-Fossil | G | 2025 | Wind |  | 0 | 0 | 0 | 0 | 0 | 0 | 0 | 0 | 0 | 0 | 0 | 0 | 0 | 0 | 0 | 0 | 49.0545 | 71.5899 | 68.6829 | 189.3273 | 0 | 0 | 0 | 0 | 0 | 0 | 0 | 0 | 0 | 0 | 0 | 0 | 0 | 0 | 0 | 0 | 0 | 0 | 0 | 0 | 1.4088 | 0 | 0 | 0 | 0 | 0 | 0 | 0 | 0 | 0 | 50
58835_G_ELK3 | SPP_SPS | Texas | 48 | Hale | 189 | 58835 | ELK3 | Elk Station | 10745 | 2016 | 9999 | Combustion Turbine | [5 empty] | Fossil | G | 2025 | NaturalGas |  | 0 | 0 | 0.02302 | 0.02302 | 0 | 0 | 0 | 0 | 0 | 0 | 0 | 0 | 0 | 0 | 0 | 0 | 0 | 0 | 2.1424 | 2.1424 | 0 | 0 | 1.3476 | 1.3476 | 0 | 0 | 1.6115e-09 | 1.6115e-09 | 0 | 0 | 0.00012661 | 0.00012661 | 0 | 0 | 0 | 0 | 0 | 0 | 0 | 0 | 3.6465 | 0 | 0 | 0.033632 | 0.033632 | 0 | 0 | 0.082108 | 0.082108 | 0 | 195
58835_G_ELK2 | SPP_SPS | Texas | 48 | Hale | 189 | 58835 | ELK2 | Elk Station | 10745 | 2016 | 9999 | Combustion Turbine | [5 empty] | Fossil | G | 2025 | NaturalGas |  | 0 | 0 | 0.022548 | 0.022548 | 0 | 0 | 0 | 0 | 0 | 0 | 0 | 0 | 0 | 0 | 0 | 0 | 0 | 0 | 2.0984 | 2.0984 | 0 | 0 | 1.3199 | 1.3199 | 0 | 0 | 1.5785e-09 | 1.5785e-09 | 0 | 0 | 0.00012401 | 0.00012401 | 0 | 0 | 0 | 0 | 0 | 0 | 0 | 0 | 3.5717 | 0 | 0 | 0.032942 | 0.032942 | 0 | 0 | 0.080424 | 0.080424 | 0 | 191
58835_G_ELK1 | SPP_SPS | Texas | 48 | Hale | 189 | 58835 | ELK1 | Elk Station | 10745 | 2015 | 9999 | Combustion Turbine | [5 empty] | Fossil | G | 2025 | NaturalGas |  | 0 | 0 | 0.06906 | 0.06906 | 0 | 0 | 0 | 0 | 0 | 0 | 0 | 0 | 0 | 0 | 0 | 0 | 0 | 0 | 6.4272 | 6.4272 | 0 | 0 | 4.0428 | 4.0428 | 0 | 0 | 4.835e-09 | 4.835e-09 | 0 | 0 | 0.00037983 | 0.00037983 | 0 | 0 | 0 | 0 | 0 | 0 | 0 | 0 | 3.6465 | 0 | 0 | 0.1009 | 0.1009 | 0 | 0 | 0.24633 | 0.24633 | 0 | 195
58834_G_UNIT2 | MIS_MNWI | Wisconsin | 55 | Richland | 103 | 58834 | UNIT2 | Richland Center Renewable Energy LLC | 11373 | 2013 | 9999 | Non-Fossil Waste | [5 empty] | Non-Fossil | G | 2025 | Non-Fossil |  | 0.0084178 | 0.012899 | 0.015043 | 0.03636 | 0 | 0 | 0 | 0 | 0 | 0 | 0 | 0 | 0 | 0 | 0 | 0 | 0.74015 | 1.1342 | 1.3227 | 3.197 | 0 | 0 | 0 | 0 | 0 | 0 | 0 | 0 | 0 | 0 | 0 | 0 | 0 | 0 | 0 | 0 | 0 | 0 | 0 | 0 | 0.18775 | 0.0048399 | 0.0074166 | 0.0086492 | 0.020906 | 0 | 0 | 0 | 0 | 0 | 0.8
58834_G_UNIT1 | MIS_MNWI | Wisconsin | 55 | Richland | 103 | 58834 | UNIT1 | Richland Center Renewable Energy LLC | 11373 | 2013 | 9999 | Non-Fossil Waste | [5 empty] | Non-Fossil | G | 2025 | Non-Fossil |  | 0.0084178 | 0.012899 | 0.015043 | 0.03636 | 0 | 0 | 0 | 0 | 0 | 0 | 0 | 0 | 0 | 0 | 0 | 0 | 0.74015 | 1.1342 | 1.3227 | 3.197 | 0 | 0 | 0 | 0 | 0 | 0 | 0 | 0 | 0 | 0 | 0 | 0 | 0 | 0 | 0 | 0 | 0 | 0 | 0 | 0 | 0.18775 | 0.0048399 | 0.0074166 | 0.0086492 | 0.020906 | 0 | 0 | 0 | 0 | 0 | 0.8
58833_G_RH2W | WECC_AZ | Arizona | 4 | Cochise | 3 | 58833 | RH2W | Red Horse 2 | 0 | 2015 | 9999 | Onshore Wind | [5 empty] | Non-Fossil | G | 2025 | Wind |  | 0 | 0 | 0 | 0 | 0 | 0 | 0 | 0 | 0 | 0 | 0 | 0 | 0 | 0 | 0 | 0 | 12.7503 | 21.6446 | 22.9041 | 57.299 | 0 | 0 | 0 | 0 | 0 | 0 | 0 | 0 | 0 | 0 | 0 | 0 | 0 | 0 | 0 | 0 | 0 | 0 | 0 | 0 | 0.8453 | 0 | 0 | 0 | 0 | 0 | 0 | 0 | 0 | 0 | 30
58833_G_RH2S | WECC_AZ | Arizona | 4 | Cochise | 3 | 58833 | RH2S | Red Horse 2 | 0 | 2015 | 9999 | Solar PV | [5 empty] | Non-Fossil | G | 2025 | Solar |  | 0 | 0 | 0 | 0 | 0 | 0 | 0 | 0 | 0 | 0 | 0 | 0 | 0 | 0 | 0 | 0 | 22.9558 | 41.4178 | 59.9847 | 124.3583 | 0 | 0 | 0 | 0 | 0 | 0 | 0 | 0 | 0 | 0 | 0 | 0 | 0 | 0 | 0 | 0 | 0 | 0 | 0 | 0 | 2.2967 | 0 | 0 | 0 | 0 | 0 | 0 | 0 | 0 | 0 | 50.8798
58832_G_CTEP | WECC_AZ | Arizona | 4 | Pima | 19 | 58832 | CTEP | Cogenra - TEP | 0 | 2014 | 9999 | Solar PV | [5 empty] | Non-Fossil | G | 2025 | Solar |  | 0 | 0 | 0 | 0 | 0 | 0 | 0 | 0 | 0 | 0 | 0 | 0 | 0 | 0 | 0 | 0 | 0.45011 | 0.81211 | 1.1762 | 2.4384 | 0 | 0 | 0 | 0 | 0 | 0 | 0 | 0 | 0 | 0 | 0 | 0 | 0 | 0 | 0 | 0 | 0 | 0 | 0 | 0 | 0.045034 | 0 | 0 | 0 | 0 | 0 | 0 | 0 | 0 | 0 | 0.99764
58831_G_PV-1 | WECC_SCE | California | 6 | Kern | 29 | 58831 | PV-1 | Redcrest Solar Farm | 0 | 2015 | 9999 | Solar PV | [5 empty] | Non-Fossil | G | 2025 | Solar |  | 0 | 0 | 0 | 0 | 0 | 0 | 0 | 0 | 0 | 0 | 0 | 0 | 0 | 0 | 0 | 0 | 6.9845 | 12.9582 | 20.0846 | 40.0273 | 0 | 0 | 0 | 0 | 0 | 0 | 0 | 0 | 0 | 0 | 0 | 0 | 0 | 0 | 0 | 0 | 0 | 0 | 0 | 0 | 0.59972 | 0 | 0 | 0 | 0 | 0 | 0 | 0 | 0 | 0 | 16.6
58830_G_CWEP | MIS_LMI | Michigan | 26 | Tuscola | 157 | 58830 | CWEP | Cross Winds Energy Park | 0 | 2014 | 9999 | Onshore Wind | [5 empty] | Non-Fossil | G | 2025 | Wind |  | 0 | 0 | 0 | 0 | 0 | 0 | 0 | 0 | 0 | 0 | 0 | 0 | 0 | 0 | 0 | 0 | 16.9554 | 21.293 | 16.031 | 54.2795 | 0 | 0 | 0 | 0 | 0 | 0 | 0 | 0 | 0 | 0 | 0 | 0 | 0 | 0 | 0 | 0 | 0 | 0 | 0 | 0 | 0.67625 | 0 | 0 | 0 | 0 | 0 | 0 | 0 | 0 | 0 | 17.1
58829_G_PV1 | S_VACA | North Carolina | 37 | Catawba | 35 | 58829 | PV1 | Sonne Two | 0 | 2016 | 9999 | Solar PV | [5 empty] | Non-Fossil | G | 2025 | Solar |  | 0 | 0 | 0 | 0 | 0 | 0 | 0 | 0 | 0 | 0 | 0 | 0 | 0 | 0 | 0 | 0 | 1.5159 | 2.6889 | 4.4842 | 8.689 | 0 | 0 | 0 | 0 | 0 | 0 | 0 | 0 | 0 | 0 | 0 | 0 | 0 | 0 | 0 | 0 | 0 | 0 | 0 | 0 | 0.13984 | 0 | 0 | 0 | 0 | 0 | 0 | 0 | 0 | 0 | 4.997
58828_G_PV1 | S_VACA | North Carolina | 37 | Catawba | 35 | 58828 | PV1 | Apple One | 0 | 2015 | 9999 | Solar PV | [5 empty] | Non-Fossil | G | 2025 | Solar |  | 0 | 0 | 0 | 0 | 0 | 0 | 0 | 0 | 0 | 0 | 0 | 0 | 0 | 0 | 0 | 0 | 1.5159 | 2.6889 | 4.4842 | 8.689 | 0 | 0 | 0 | 0 | 0 | 0 | 0 | 0 | 0 | 0 | 0 | 0 | 0 | 0 | 0 | 0 | 0 | 0 | 0 | 0 | 0.13984 | 0 | 0 | 0 | 0 | 0 | 0 | 0 | 0 | 0 | 4.997
58826_G_TTES | PJM_West | Ohio | 39 | Montgomery | 113 | 58826 | TTES | AES ES Tait | 0 | 2013 | 9999 | Energy Storage | [5 empty] | Non-Fossil | G | 2025 | EnerStor |  | 0 | 0 | 0 | 0 | 0 | 0 | 0 | 0 | 0 | 0 | 0 | 0 | 0 | 0 | 0 | 0 | 1.3069 | 0.85016 | 9.4704 | 11.6275 | 0 | 0 | 0 | 0 | 0 | 0 | 0 | 0 | 0 | 0 | 0 | 0 | 0 | 0 | 0 | 0 | 0 | 0 | 0 | 0 | 0 | 0 | 0 | 0 | 0 | 0 | 0 | 0 | 0 | 0 | 12.4528
58825_G_STH2 | PJM_COMD | Illinois | 17 | Cook | 31 | 58825 | STH2 | MTHS Co-Gen Buildings | 12822 | 1992 | 9999 | Combustion Turbine | [5 empty] | Fossil | G | 2025 | Oil |  | 0 | 0 | 0 | 0 | 0 | 0 | 0 | 0 | 0 | 0 | 0 | 0 | 0 | 0 | 0 | 0 | 0 | 0 | 0 | 0 | 0 | 0 | 0 | 0 | 0 | 0 | 0 | 0 | 0 | 0 | 0 | 0 | 0 | 0 | 0 | 0 | 0 | 0 | 0 | 0 | 0.01122 | 0 | 0 | 0 | 0 | 0 | 0 | 0 | 0 | 0 | 0.6
58825_G_STH1 | PJM_COMD | Illinois | 17 | Cook | 31 | 58825 | STH1 | MTHS Co-Gen Buildings | 12822 | 1992 | 9999 | Combustion Turbine | [5 empty] | Fossil | G | 2025 | Oil |  | 0 | 0 | 0 | 0 | 0 | 0 | 0 | 0 | 0 | 0 | 0 | 0 | 0 | 0 | 0 | 0 | 0 | 0 | 0 | 0 | 0 | 0 | 0 | 0 | 0 | 0 | 0 | 0 | 0 | 0 | 0 | 0 | 0 | 0 | 0 | 0 | 0 | 0 | 0 | 0 | 0.01122 | 0 | 0 | 0 | 0 | 0 | 0 | 0 | 0 | 0 | 0.6
58824_G_I402 | NENGREST | Vermont | 50 | Franklin | 11 | 58824 | I402 | Sheldon Solar | 0 | 2013 | 9999 | Solar PV | [5 empty] | Non-Fossil | G | 2025 | Solar |  | 0 | 0 | 0 | 0 | 0 | 0 | 0 | 0 | 0 | 0 | 0 | 0 | 0 | 0 | 0 | 0 | 0.54694 | 1.116 | 1.6925 | 3.3553 | 0 | 0 | 0 | 0 | 0 | 0 | 0 | 0 | 0 | 0 | 0 | 0 | 0 | 0 | 0 | 0 | 0 | 0 | 0 | 0 | 0.064367 | 0 | 0 | 0 | 0 | 0 | 0 | 0 | 0 | 0 | 2.3
58823_G_STG | MIS_WOTA | Texas | 48 | Jefferson | 245 | 58823 | STG | Port Arthur Steam Energy | 9319 | 2005 | 9999 | Non-Fossil Waste | [5 empty] | Non-Fossil | G | 2025 | Non-Fossil |  | 0.041676 | 0.048889 | 0.075318 | 0.16588 | 0 | 0 | 0 | 0 | 0 | 0 | 0 | 0 | 0 | 0 | 0 | 0 | 4.4722 | 5.2462 | 8.0822 | 17.8006 | 0 | 0 | 0 | 0 | 0 | 0 | 0 | 0 | 0 | 0 | 0 | 0 | 0 | 0 | 0 | 0 | 0 | 0 | 0 | 0 | 0 | 0.029244 | 0.034305 | 0.05285 | 0.1164 | 0 | 0 | 0 | 0 | 0 | 5
58822_G_U2DB | PJM_EMAC | New Jersey | 34 | Cumberland | 11 | 58822 | U2DB | Millville City Sewer Auth WTP | 0 | 2013 | 9999 | Solar PV | [5 empty] | Non-Fossil | G | 2025 | Solar |  | 0 | 0 | 0 | 0 | 0 | 0 | 0 | 0 | 0 | 0 | 0 | 0 | 0 | 0 | 0 | 0 | 0.1058 | 0.22841 | 0.36293 | 0.69714 | 0 | 0 | 0 | 0 | 0 | 0 | 0 | 0 | 0 | 0 | 0 | 0 | 0 | 0 | 0 | 0 | 0 | 0 | 0 | 0 | 0.017568 | 0 | 0 | 0 | 0 | 0 | 0 | 0 | 0 | 0 | 0.48705
58822_G_U1BB | PJM_EMAC | New Jersey | 34 | Cumberland | 11 | 58822 | U1BB | Millville City Sewer Auth WTP | 0 | 2013 | 9999 | Solar PV | [5 empty] | Non-Fossil | G | 2025 | Solar |  | 0 | 0 | 0 | 0 | 0 | 0 | 0 | 0 | 0 | 0 | 0 | 0 | 0 | 0 | 0 | 0 | 0.16929 | 0.36545 | 0.58069 | 1.1154 | 0 | 0 | 0 | 0 | 0 | 0 | 0 | 0 | 0 | 0 | 0 | 0 | 0 | 0 | 0 | 0 | 0 | 0 | 0 | 0 | 0.028109 | 0 | 0 | 0 | 0 | 0 | 0 | 0 | 0 | 0 | 0.77928
58818_G_3 | PJM_PENE | Pennsylvania | 42 | Bradford | 15 | 58818 | 3 | Milan | 11118 | 2017 | 9999 | Combustion Turbine | [5 empty] | Fossil | G | 2025 | NaturalGas |  | 0.14768 | 0 | 0.13943 | 0.28711 | 0 | 0 | 0 | 0 | 0 | 0 | 0 | 0 | 0 | 0 | 0 | 0 | 13.2831 | 0 | 12.5411 | 25.8242 | 8.6453 | 0 | 8.1623 | 16.8076 | 1.0329e-08 | 0 | 9.7673e-09 | 2.0096e-08 | 0.087201 | 0 | 0.08233 | 0.16953 | 0 | 0 | 0 | 0 | 0 | 0 | 0 | 0 | 0.12716 | 0.043973 | 0 | 0.049358 | 0.093331 | 0.36578 | 0 | 0.37045 | 0.73623 | 0 | 6.8
58818_G_2 | PJM_PENE | Pennsylvania | 42 | Bradford | 15 | 58818 | 2 | Milan | 11118 | 2017 | 9999 | Combustion Turbine | [5 empty] | Fossil | G | 2025 | NaturalGas |  | 0.14768 | 0 | 0.13943 | 0.28711 | 0 | 0 | 0 | 0 | 0 | 0 | 0 | 0 | 0 | 0 | 0 | 0 | 13.2831 | 0 | 12.5411 | 25.8242 | 8.6453 | 0 | 8.1623 | 16.8076 | 1.0329e-08 | 0 | 9.7673e-09 | 2.0096e-08 | 0.087201 | 0 | 0.08233 | 0.16953 | 0 | 0 | 0 | 0 | 0 | 0 | 0 | 0 | 0.12716 | 0.043973 | 0 | 0.049358 | 0.093331 | 0.36578 | 0 | 0.37045 | 0.73623 | 0 | 6.8
58818_G_1 | PJM_PENE | Pennsylvania | 42 | Bradford | 15 | 58818 | 1 | Milan | 11118 | 2017 | 9999 | Combustion Turbine | [5 empty] | Fossil | G | 2025 | NaturalGas |  | 0.14768 | 0 | 0.13943 | 0.28711 | 0 | 0 | 0 | 0 | 0 | 0 | 0 | 0 | 0 | 0 | 0 | 0 | 13.2831 | 0 | 12.5411 | 25.8242 | 8.6453 | 0 | 8.1623 | 16.8076 | 1.0329e-08 | 0 | 9.7673e-09 | 2.0096e-08 | 0.087201 | 0 | 0.08233 | 0.16953 | 0 | 0 | 0 | 0 | 0 | 0 | 0 | 0 | 0.12716 | 0.043973 | 0 | 0.049358 | 0.093331 | 0.36578 | 0 | 0.37045 | 0.73623 | 0 | 6.8
58815_G_1 | NY_Z_J | New York | 36 | New York | 61 | 58815 | 1 | Hilton NY Co Gen Plant | 10105 | 2013 | 9999 | Combustion Turbine | [5 empty] | Fossil | G | 2025 | NaturalGas |  | 0 | 0 | 0.027723 | 0.027723 | 0 | 0 | 0 | 0 | 0 | 0 | 0 | 0 | 0 | 0 | 0 | 0 | 0 | 0 | 2.7434 | 2.7434 | 0 | 0 | 1.7257 | 1.7257 | 0 | 0 | 2.0614e-09 | 2.0614e-09 | 0 | 0 | 0.0056406 | 0.0056406 | 0 | 0 | 0 | 0 | 0 | 0 | 0 | 0 | 0.03366 | 0 | 0 | 0.013539 | 0.013539 | 0 | 0 | 0.094169 | 0.094169 | 0 | 1.8
58814_G_GENB | WEC_CALN | California | 6 | Shasta | 89 | 58814 | GENB | Shasta Solar Farm | 0 | 2014 | 9999 | Solar PV | [5 empty] | Non-Fossil | G | 2025 | Solar |  | 0 | 0 | 0 | 0 | 0 | 0 | 0 | 0 | 0 | 0 | 0 | 0 | 0 | 0 | 0 | 0 | 0.56278 | 1.1203 | 1.8368 | 3.5199 | 0 | 0 | 0 | 0 | 0 | 0 | 0 | 0 | 0 | 0 | 0 | 0 | 0 | 0 | 0 | 0 | 0 | 0 | 0 | 0 | 0.047987 | 0 | 0 | 0 | 0 | 0 | 0 | 0 | 0 | 0 | 1.4986
58814_G_GENA | WEC_CALN | California | 6 | Shasta | 89 | 58814 | GENA | Shasta Solar Farm | 0 | 2014 | 9999 | Solar PV | [5 empty] | Non-Fossil | G | 2025 | Solar |  | 0 | 0 | 0 | 0 | 0 | 0 | 0 | 0 | 0 | 0 | 0 | 0 | 0 | 0 | 0 | 0 | 0.56278 | 1.1203 | 1.8368 | 3.5199 | 0 | 0 | 0 | 0 | 0 | 0 | 0 | 0 | 0 | 0 | 0 | 0 | 0 | 0 | 0 | 0 | 0 | 0 | 0 | 0 | 0.047987 | 0 | 0 | 0 | 0 | 0 | 0 | 0 | 0 | 0 | 1.4986
58813_G_3 | PJM_PENE | Pennsylvania | 42 | Bradford | 15 | 58813 | 3 | Alpaca | 11118 | 2017 | 9999 | Combustion Turbine | [5 empty] | Fossil | G | 2025 | NaturalGas |  | 0.14768 | 0 | 0.13943 | 0.28711 | 0 | 0 | 0 | 0 | 0 | 0 | 0 | 0 | 0 | 0 | 0 | 0 | 13.2831 | 0 | 12.5411 | 25.8242 | 8.6453 | 0 | 8.1623 | 16.8076 | 1.0329e-08 | 0 | 9.7673e-09 | 2.0096e-08 | 0.087201 | 0 | 0.08233 | 0.16953 | 0 | 0 | 0 | 0 | 0 | 0 | 0 | 0 | 0.12716 | 0.043973 | 0 | 0.049358 | 0.093331 | 0.36578 | 0 | 0.37045 | 0.73623 | 0 | 6.8
58813_G_2 | PJM_PENE | Pennsylvania | 42 | Bradford | 15 | 58813 | 2 | Alpaca | 11118 | 2017 | 9999 | Combustion Turbine | [5 empty] | Fossil | G | 2025 | NaturalGas |  | 0.14768 | 0 | 0.13943 | 0.28711 | 0 | 0 | 0 | 0 | 0 | 0 | 0 | 0 | 0 | 0 | 0 | 0 | 13.2831 | 0 | 12.5411 | 25.8242 | 8.6453 | 0 | 8.1623 | 16.8076 | 1.0329e-08 | 0 | 9.7673e-09 | 2.0096e-08 | 0.087201 | 0 | 0.08233 | 0.16953 | 0 | 0 | 0 | 0 | 0 | 0 | 0 | 0 | 0.12716 | 0.043973 | 0 | 0.049358 | 0.093331 | 0.36578 | 0 | 0.37045 | 0.73623 | 0 | 6.8
58813_G_1 | PJM_PENE | Pennsylvania | 42 | Bradford | 15 | 58813 | 1 | Alpaca | 11118 | 2017 | 9999 | Combustion Turbine | [5 empty] | Fossil | G | 2025 | NaturalGas |  | 0.14768 | 0 | 0.13943 | 0.28711 | 0 | 0 | 0 | 0 | 0 | 0 | 0 | 0 | 0 | 0 | 0 | 0 | 13.2831 | 0 | 12.5411 | 25.8242 | 8.6453 | 0 | 8.1623 | 16.8076 | 1.0329e-08 | 0 | 9.7673e-09 | 2.0096e-08 | 0.087201 | 0 | 0.08233 | 0.16953 | 0 | 0 | 0 | 0 | 0 | 0 | 0 | 0 | 0.12716 | 0.043973 | 0 | 0.049358 | 0.093331 | 0.36578 | 0 | 0.37045 | 0.73623 | 0 | 6.8
58812_G_USC1 | S_VACA | North Carolina | 37 | Wilson | 195 | 58812 | USC1 | Upchurch Solar Center LLC | 0 | 2014 | 9999 | Solar PV | [5 empty] | Non-Fossil | G | 2025 | Solar |  | 0 | 0 | 0 | 0 | 0 | 0 | 0 | 0 | 0 | 0 | 0 | 0 | 0 | 0 | 0 | 0 | 1.5159 | 2.6889 | 4.4842 | 8.689 | 0 | 0 | 0 | 0 | 0 | 0 | 0 | 0 | 0 | 0 | 0 | 0 | 0 | 0 | 0 | 0 | 0 | 0 | 0 | 0 | 0.13984 | 0 | 0 | 0 | 0 | 0 | 0 | 0 | 0 | 0 | 4.997
58811_G_GEN5 | PJM_PENE | Pennsylvania | 42 | Bradford | 15 | 58811 | GEN5 | Beaver Dam | 10745 | 2016 | 9999 | Combustion Turbine | [5 empty] | Fossil | G | 2025 | NaturalGas |  | 0.088155 | 0.092685 | 0.11658 | 0.29742 | 0 | 0 | 0 | 0 | 0 | 0 | 0 | 0 | 0 | 0 | 0 | 0 | 8.2043 | 8.6259 | 10.8498 | 27.6799 | 5.1606 | 5.4258 | 6.8246 | 17.411 | 6.1696e-09 | 6.4866e-09 | 8.1622e-09 | 2.0818e-08 | 0.05386 | 0.056627 | 0.071227 | 0.18171 | 0 | 0 | 0 | 0 | 0 | 0 | 0 | 0 | 0.07854 | 0.02716 | 0.028959 | 0.036425 | 0.092544 | 0.21835 | 0.21659 | 0.30974 | 0.74467 | 0 | 4.2
58811_G_GEN4 | PJM_PENE | Pennsylvania | 42 | Bradford | 15 | 58811 | GEN4 | Beaver Dam | 10745 | 2016 | 9999 | Combustion Turbine | [5 empty] | Fossil | G | 2025 | NaturalGas |  | 0.088155 | 0.092685 | 0.11658 | 0.29742 | 0 | 0 | 0 | 0 | 0 | 0 | 0 | 0 | 0 | 0 | 0 | 0 | 8.2043 | 8.6259 | 10.8498 | 27.6799 | 5.1606 | 5.4258 | 6.8246 | 17.411 | 6.1696e-09 | 6.4866e-09 | 8.1622e-09 | 2.0818e-08 | 0.05386 | 0.056627 | 0.071227 | 0.18171 | 0 | 0 | 0 | 0 | 0 | 0 | 0 | 0 | 0.07854 | 0.02716 | 0.028959 | 0.036425 | 0.092544 | 0.21835 | 0.21659 | 0.30974 | 0.74467 | 0 | 4.2
58811_G_GEN3 | PJM_PENE | Pennsylvania | 42 | Bradford | 15 | 58811 | GEN3 | Beaver Dam | 10745 | 2016 | 9999 | Combustion Turbine | [5 empty] | Fossil | G | 2025 | NaturalGas |  | 0.088155 | 0.092685 | 0.11658 | 0.29742 | 0 | 0 | 0 | 0 | 0 | 0 | 0 | 0 | 0 | 0 | 0 | 0 | 8.2043 | 8.6259 | 10.8498 | 27.6799 | 5.1606 | 5.4258 | 6.8246 | 17.411 | 6.1696e-09 | 6.4866e-09 | 8.1622e-09 | 2.0818e-08 | 0.05386 | 0.056627 | 0.071227 | 0.18171 | 0 | 0 | 0 | 0 | 0 | 0 | 0 | 0 | 0.07854 | 0.02716 | 0.028959 | 0.036425 | 0.092544 | 0.21835 | 0.21659 | 0.30974 | 0.74467 | 0 | 4.2
58811_G_GEN2 | PJM_PENE | Pennsylvania | 42 | Bradford | 15 | 58811 | GEN2 | Beaver Dam | 10745 | 2016 | 9999 | Combustion Turbine | [5 empty] | Fossil | G | 2025 | NaturalGas |  | 0.088155 | 0.092685 | 0.11658 | 0.29742 | 0 | 0 | 0 | 0 | 0 | 0 | 0 | 0 | 0 | 0 | 0 | 0 | 8.2043 | 8.6259 | 10.8498 | 27.6799 | 5.1606 | 5.4258 | 6.8246 | 17.411 | 6.1696e-09 | 6.4866e-09 | 8.1622e-09 | 2.0818e-08 | 0.05386 | 0.056627 | 0.071227 | 0.18171 | 0 | 0 | 0 | 0 | 0 | 0 | 0 | 0 | 0.07854 | 0.02716 | 0.028959 | 0.036425 | 0.092544 | 0.21835 | 0.21659 | 0.30974 | 0.74467 | 0 | 4.2
58811_G_GEN1 | PJM_PENE | Pennsylvania | 42 | Bradford | 15 | 58811 | GEN1 | Beaver Dam | 10745 | 2016 | 9999 | Combustion Turbine | [5 empty] | Fossil | G | 2025 | NaturalGas |  | 0.088155 | 0.092685 | 0.11658 | 0.29742 | 0 | 0 | 0 | 0 | 0 | 0 | 0 | 0 | 0 | 0 | 0 | 0 | 8.2043 | 8.6259 | 10.8498 | 27.6799 | 5.1606 | 5.4258 | 6.8246 | 17.411 | 6.1696e-09 | 6.4866e-09 | 8.1622e-09 | 2.0818e-08 | 0.05386 | 0.056627 | 0.071227 | 0.18171 | 0 | 0 | 0 | 0 | 0 | 0 | 0 | 0 | 0.07854 | 0.02716 | 0.028959 | 0.036425 | 0.092544 | 0.21835 | 0.21659 | 0.30974 | 0.74467 | 0 | 4.2
58810_G_RHSC1 | S_VACA | North Carolina | 37 | Pitt | 147 | 58810 | RHSC1 | Rams Horn Solar Center LLC | 0 | 2014 | 9999 | Solar PV | [5 empty] | Non-Fossil | G | 2025 | Solar |  | 0 | 0 | 0 | 0 | 0 | 0 | 0 | 0 | 0 | 0 | 0 | 0 | 0 | 0 | 0 | 0 | 1.5159 | 2.6889 | 4.4842 | 8.689 | 0 | 0 | 0 | 0 | 0 | 0 | 0 | 0 | 0 | 0 | 0 | 0 | 0 | 0 | 0 | 0 | 0 | 0 | 0 | 0 | 0.13984 | 0 | 0 | 0 | 0 | 0 | 0 | 0 | 0 | 0 | 4.997
58809_G_LSC1 | S_VACA | North Carolina | 37 | Pitt | 147 | 58809 | LSC1 | Littlefield Solar Center LLC | 0 | 2015 | 9999 | Solar PV | [5 empty] | Non-Fossil | G | 2025 | Solar |  | 0 | 0 | 0 | 0 | 0 | 0 | 0 | 0 | 0 | 0 | 0 | 0 | 0 | 0 | 0 | 0 | 1.5159 | 2.6889 | 4.4842 | 8.689 | 0 | 0 | 0 | 0 | 0 | 0 | 0 | 0 | 0 | 0 | 0 | 0 | 0 | 0 | 0 | 0 | 0 | 0 | 0 | 0 | 0.13984 | 0 | 0 | 0 | 0 | 0 | 0 | 0 | 0 | 0 | 4.997
58808_G_FSC1 | S_VACA | North Carolina | 37 | Pitt | 147 | 58808 | FSC1 | Flemming Solar Center LLC | 0 | 2014 | 9999 | Solar PV | [5 empty] | Non-Fossil | G | 2025 | Solar |  | 0 | 0 | 0 | 0 | 0 | 0 | 0 | 0 | 0 | 0 | 0 | 0 | 0 | 0 | 0 | 0 | 1.5159 | 2.6889 | 4.4842 | 8.689 | 0 | 0 | 0 | 0 | 0 | 0 | 0 | 0 | 0 | 0 | 0 | 0 | 0 | 0 | 0 | 0 | 0 | 0 | 0 | 0 | 0.13984 | 0 | 0 | 0 | 0 | 0 | 0 | 0 | 0 | 0 | 4.997
58807_G_BSC1 | S_VACA | North Carolina | 37 | Nash | 127 | 58807 | BSC1 | Boseman Solar Center LLC | 0 | 2014 | 9999 | Solar PV | [5 empty] | Non-Fossil | G | 2025 | Solar |  | 0 | 0 | 0 | 0 | 0 | 0 | 0 | 0 | 0 | 0 | 0 | 0 | 0 | 0 | 0 | 0 | 1.5159 | 2.6889 | 4.4842 | 8.689 | 0 | 0 | 0 | 0 | 0 | 0 | 0 | 0 | 0 | 0 | 0 | 0 | 0 | 0 | 0 | 0 | 0 | 0 | 0 | 0 | 0.13984 | 0 | 0 | 0 | 0 | 0 | 0 | 0 | 0 | 0 | 4.997
58806_G_ASC1 | S_VACA | North Carolina | 37 | Lenoir | 107 | 58806 | ASC1 | Albemarle Solar Center LLC | 0 | 2014 | 9999 | Solar PV | [5 empty] | Non-Fossil | G | 2025 | Solar |  | 0 | 0 | 0 | 0 | 0 | 0 | 0 | 0 | 0 | 0 | 0 | 0 | 0 | 0 | 0 | 0 | 1.5159 | 2.6889 | 4.4842 | 8.689 | 0 | 0 | 0 | 0 | 0 | 0 | 0 | 0 | 0 | 0 | 0 | 0 | 0 | 0 | 0 | 0 | 0 | 0 | 0 | 0 | 0.13984 | 0 | 0 | 0 | 0 | 0 | 0 | 0 | 0 | 0 | 4.997
58805_G_INV9 | S_VACA | North Carolina | 37 | Moore | 125 | 58805 | INV9 | Samarcand Solar Farm, LLC | 0 | 2014 | 9999 | Solar PV | [5 empty] | Non-Fossil | G | 2025 | Solar |  | 0 | 0 | 0 | 0 | 0 | 0 | 0 | 0 | 0 | 0 | 0 | 0 | 0 | 0 | 0 | 0 | 0.15159 | 0.26889 | 0.44842 | 0.8689 | 0 | 0 | 0 | 0 | 0 | 0 | 0 | 0 | 0 | 0 | 0 | 0 | 0 | 0 | 0 | 0 | 0 | 0 | 0 | 0 | 0.013984 | 0 | 0 | 0 | 0 | 0 | 0 | 0 | 0 | 0 | 0.4997
58805_G_INV8 | S_VACA | North Carolina | 37 | Moore | 125 | 58805 | INV8 | Samarcand Solar Farm, LLC | 0 | 2014 | 9999 | Solar PV | [5 empty] | Non-Fossil | G | 2025 | Solar |  | 0 | 0 | 0 | 0 | 0 | 0 | 0 | 0 | 0 | 0 | 0 | 0 | 0 | 0 | 0 | 0 | 0.15159 | 0.26889 | 0.44842 | 0.8689 | 0 | 0 | 0 | 0 | 0 | 0 | 0 | 0 | 0 | 0 | 0 | 0 | 0 | 0 | 0 | 0 | 0 | 0 | 0 | 0 | 0.013984 | 0 | 0 | 0 | 0 | 0 | 0 | 0 | 0 | 0 | 0.4997
58805_G_INV7 | S_VACA | North Carolina | 37 | Moore | 125 | 58805 | INV7 | Samarcand Solar Farm, LLC | 0 | 2014 | 9999 | Solar PV | [5 empty] | Non-Fossil | G | 2025 | Solar |  | 0 | 0 | 0 | 0 | 0 | 0 | 0 | 0 | 0 | 0 | 0 | 0 | 0 | 0 | 0 | 0 | 0.15159 | 0.26889 | 0.44842 | 0.8689 | 0 | 0 | 0 | 0 | 0 | 0 | 0 | 0 | 0 | 0 | 0 | 0 | 0 | 0 | 0 | 0 | 0 | 0 | 0 | 0 | 0.013984 | 0 | 0 | 0 | 0 | 0 | 0 | 0 | 0 | 0 | 0.4997
58805_G_INV6 | S_VACA | North Carolina | 37 | Moore | 125 | 58805 | INV6 | Samarcand Solar Farm, LLC | 0 | 2014 | 9999 | Solar PV | [5 empty] | Non-Fossil | G | 2025 | Solar |  | 0 | 0 | 0 | 0 | 0 | 0 | 0 | 0 | 0 | 0 | 0 | 0 | 0 | 0 | 0 | 0 | 0.15159 | 0.26889 | 0.44842 | 0.8689 | 0 | 0 | 0 | 0 | 0 | 0 | 0 | 0 | 0 | 0 | 0 | 0 | 0 | 0 | 0 | 0 | 0 | 0 | 0 | 0 | 0.013984 | 0 | 0 | 0 | 0 | 0 | 0 | 0 | 0 | 0 | 0.4997
58805_G_INV5 | S_VACA | North Carolina | 37 | Moore | 125 | 58805 | INV5 | Samarcand Solar Farm, LLC | 0 | 2014 | 9999 | Solar PV | [5 empty] | Non-Fossil | G | 2025 | Solar |  | 0 | 0 | 0 | 0 | 0 | 0 | 0 | 0 | 0 | 0 | 0 | 0 | 0 | 0 | 0 | 0 | 0.15159 | 0.26889 | 0.44842 | 0.8689 | 0 | 0 | 0 | 0 | 0 | 0 | 0 | 0 | 0 | 0 | 0 | 0 | 0 | 0 | 0 | 0 | 0 | 0 | 0 | 0 | 0.013984 | 0 | 0 | 0 | 0 | 0 | 0 | 0 | 0 | 0 | 0.4997
58805_G_INV4 | S_VACA | North Carolina | 37 | Moore | 125 | 58805 | INV4 | Samarcand Solar Farm, LLC | 0 | 2014 | 9999 | Solar PV | [5 empty] | Non-Fossil | G | 2025 | Solar |  | 0 | 0 | 0 | 0 | 0 | 0 | 0 | 0 | 0 | 0 | 0 | 0 | 0 | 0 | 0 | 0 | 0.15159 | 0.26889 | 0.44842 | 0.8689 | 0 | 0 | 0 | 0 | 0 | 0 | 0 | 0 | 0 | 0 | 0 | 0 | 0 | 0 | 0 | 0 | 0 | 0 | 0 | 0 | 0.013984 | 0 | 0 | 0 | 0 | 0 | 0 | 0 | 0 | 0 | 0.4997
58805_G_INV3 | S_VACA | North Carolina | 37 | Moore | 125 | 58805 | INV3 | Samarcand Solar Farm, LLC | 0 | 2014 | 9999 | Solar PV | [5 empty] | Non-Fossil | G | 2025 | Solar |  | 0 | 0 | 0 | 0 | 0 | 0 | 0 | 0 | 0 | 0 | 0 | 0 | 0 | 0 | 0 | 0 | 0.15159 | 0.26889 | 0.44842 | 0.8689 | 0 | 0 | 0 | 0 | 0 | 0 | 0 | 0 | 0 | 0 | 0 | 0 | 0 | 0 | 0 | 0 | 0 | 0 | 0 | 0 | 0.013984 | 0 | 0 | 0 | 0 | 0 | 0 | 0 | 0 | 0 | 0.4997
58805_G_INV2 | S_VACA | North Carolina | 37 | Moore | 125 | 58805 | INV2 | Samarcand Solar Farm, LLC | 0 | 2014 | 9999 | Solar PV | [5 empty] | Non-Fossil | G | 2025 | Solar |  | 0 | 0 | 0 | 0 | 0 | 0 | 0 | 0 | 0 | 0 | 0 | 0 | 0 | 0 | 0 | 0 | 0.15159 | 0.26889 | 0.44842 | 0.8689 | 0 | 0 | 0 | 0 | 0 | 0 | 0 | 0 | 0 | 0 | 0 | 0 | 0 | 0 | 0 | 0 | 0 | 0 | 0 | 0 | 0.013984 | 0 | 0 | 0 | 0 | 0 | 0 | 0 | 0 | 0 | 0.4997
58805_G_INV10 | S_VACA | North Carolina | 37 | Moore | 125 | 58805 | INV10 | Samarcand Solar Farm, LLC | 0 | 2014 | 9999 | Solar PV | [5 empty] | Non-Fossil | G | 2025 | Solar |  | 0 | 0 | 0 | 0 | 0 | 0 | 0 | 0 | 0 | 0 | 0 | 0 | 0 | 0 | 0 | 0 | 0.15159 | 0.26889 | 0.44842 | 0.8689 | 0 | 0 | 0 | 0 | 0 | 0 | 0 | 0 | 0 | 0 | 0 | 0 | 0 | 0 | 0 | 0 | 0 | 0 | 0 | 0 | 0.013984 | 0 | 0 | 0 | 0 | 0 | 0 | 0 | 0 | 0 | 0.4997
58805_G_INV1 | S_VACA | North Carolina | 37 | Moore | 125 | 58805 | INV1 | Samarcand Solar Farm, LLC | 0 | 2014 | 9999 | Solar PV | [5 empty] | Non-Fossil | G | 2025 | Solar |  | 0 | 0 | 0 | 0 | 0 | 0 | 0 | 0 | 0 | 0 | 0 | 0 | 0 | 0 | 0 | 0 | 0.15159 | 0.26889 | 0.44842 | 0.8689 | 0 | 0 | 0 | 0 | 0 | 0 | 0 | 0 | 0 | 0 | 0 | 0 | 0 | 0 | 0 | 0 | 0 | 0 | 0 | 0 | 0.013984 | 0 | 0 | 0 | 0 | 0 | 0 | 0 | 0 | 0 | 0.4997
58803_G_INV4 | S_VACA | North Carolina | 37 | Duplin | 61 | 58803 | INV4 | Kenansville Solar 2, LLC | 0 | 2016 | 9999 | Solar PV | [5 empty] | Non-Fossil | G | 2025 | Solar |  | 0 | 0 | 0 | 0 | 0 | 0 | 0 | 0 | 0 | 0 | 0 | 0 | 0 | 0 | 0 | 0 | 0.15159 | 0.26889 | 0.44842 | 0.8689 | 0 | 0 | 0 | 0 | 0 | 0 | 0 | 0 | 0 | 0 | 0 | 0 | 0 | 0 | 0 | 0 | 0 | 0 | 0 | 0 | 0.013984 | 0 | 0 | 0 | 0 | 0 | 0 | 0 | 0 | 0 | 0.4997
58803_G_INV3 | S_VACA | North Carolina | 37 | Duplin | 61 | 58803 | INV3 | Kenansville Solar 2, LLC | 0 | 2016 | 9999 | Solar PV | [5 empty] | Non-Fossil | G | 2025 | Solar |  | 0 | 0 | 0 | 0 | 0 | 0 | 0 | 0 | 0 | 0 | 0 | 0 | 0 | 0 | 0 | 0 | 0.15159 | 0.26889 | 0.44842 | 0.8689 | 0 | 0 | 0 | 0 | 0 | 0 | 0 | 0 | 0 | 0 | 0 | 0 | 0 | 0 | 0 | 0 | 0 | 0 | 0 | 0 | 0.013984 | 0 | 0 | 0 | 0 | 0 | 0 | 0 | 0 | 0 | 0.4997
58803_G_INV2 | S_VACA | North Carolina | 37 | Duplin | 61 | 58803 | INV2 | Kenansville Solar 2, LLC | 0 | 2016 | 9999 | Solar PV | [5 empty] | Non-Fossil | G | 2025 | Solar |  | 0 | 0 | 0 | 0 | 0 | 0 | 0 | 0 | 0 | 0 | 0 | 0 | 0 | 0 | 0 | 0 | 0.15159 | 0.26889 | 0.44842 | 0.8689 | 0 | 0 | 0 | 0 | 0 | 0 | 0 | 0 | 0 | 0 | 0 | 0 | 0 | 0 | 0 | 0 | 0 | 0 | 0 | 0 | 0.013984 | 0 | 0 | 0 | 0 | 0 | 0 | 0 | 0 | 0 | 0.4997
58803_G_INV1 | S_VACA | North Carolina | 37 | Duplin | 61 | 58803 | INV1 | Kenansville Solar 2, LLC | 0 | 2016 | 9999 | Solar PV | [5 empty] | Non-Fossil | G | 2025 | Solar |  | 0 | 0 | 0 | 0 | 0 | 0 | 0 | 0 | 0 | 0 | 0 | 0 | 0 | 0 | 0 | 0 | 0.15159 | 0.26889 | 0.44842 | 0.8689 | 0 | 0 | 0 | 0 | 0 | 0 | 0 | 0 | 0 | 0 | 0 | 0 | 0 | 0 | 0 | 0 | 0 | 0 | 0 | 0 | 0.013984 | 0 | 0 | 0 | 0 | 0 | 0 | 0 | 0 | 0 | 0.4997
58802_G_INV4 | S_VACA | North Carolina | 37 | Franklin | 69 | 58802 | INV4 | Franklin Solar, LLC | 0 | 2013 | 9999 | Solar PV | [5 empty] | Non-Fossil | G | 2025 | Solar |  | 0 | 0 | 0 | 0 | 0 | 0 | 0 | 0 | 0 | 0 | 0 | 0 | 0 | 0 | 0 | 0 | 0.15159 | 0.26889 | 0.44842 | 0.8689 | 0 | 0 | 0 | 0 | 0 | 0 | 0 | 0 | 0 | 0 | 0 | 0 | 0 | 0 | 0 | 0 | 0 | 0 | 0 | 0 | 0.013984 | 0 | 0 | 0 | 0 | 0 | 0 | 0 | 0 | 0 | 0.4997
58802_G_INV3 | S_VACA | North Carolina | 37 | Franklin | 69 | 58802 | INV3 | Franklin Solar, LLC | 0 | 2013 | 9999 | Solar PV | [5 empty] | Non-Fossil | G | 2025 | Solar |  | 0 | 0 | 0 | 0 | 0 | 0 | 0 | 0 | 0 | 0 | 0 | 0 | 0 | 0 | 0 | 0 | 0.15159 | 0.26889 | 0.44842 | 0.8689 | 0 | 0 | 0 | 0 | 0 | 0 | 0 | 0 | 0 | 0 | 0 | 0 | 0 | 0 | 0 | 0 | 0 | 0 | 0 | 0 | 0.013984 | 0 | 0 | 0 | 0 | 0 | 0 | 0 | 0 | 0 | 0.4997
58802_G_INV2 | S_VACA | North Carolina | 37 | Franklin | 69 | 58802 | INV2 | Franklin Solar, LLC | 0 | 2013 | 9999 | Solar PV | [5 empty] | Non-Fossil | G | 2025 | Solar |  | 0 | 0 | 0 | 0 | 0 | 0 | 0 | 0 | 0 | 0 | 0 | 0 | 0 | 0 | 0 | 0 | 0.15159 | 0.26889 | 0.44842 | 0.8689 | 0 | 0 | 0 | 0 | 0 | 0 | 0 | 0 | 0 | 0 | 0 | 0 | 0 | 0 | 0 | 0 | 0 | 0 | 0 | 0 | 0.013984 | 0 | 0 | 0 | 0 | 0 | 0 | 0 | 0 | 0 | 0.4997
58802_G_INV1 | S_VACA | North Carolina | 37 | Franklin | 69 | 58802 | INV1 | Franklin Solar, LLC | 0 | 2013 | 9999 | Solar PV | [5 empty] | Non-Fossil | G | 2025 | Solar |  | 0 | 0 | 0 | 0 | 0 | 0 | 0 | 0 | 0 | 0 | 0 | 0 | 0 | 0 | 0 | 0 | 0.15159 | 0.26889 | 0.44842 | 0.8689 | 0 | 0 | 0 | 0 | 0 | 0 | 0 | 0 | 0 | 0 | 0 | 0 | 0 | 0 | 0 | 0 | 0 | 0 | 0 | 0 | 0.013984 | 0 | 0 | 0 | 0 | 0 | 0 | 0 | 0 | 0 | 0.4997
58801_G_INV4 | S_VACA | North Carolina | 37 | Greene | 79 | 58801 | INV4 | Arba Solar, LLC | 0 | 2014 | 9999 | Solar PV | [5 empty] | Non-Fossil | G | 2025 | Solar |  | 0 | 0 | 0 | 0 | 0 | 0 | 0 | 0 | 0 | 0 | 0 | 0 | 0 | 0 | 0 | 0 | 0.15159 | 0.26889 | 0.44842 | 0.8689 | 0 | 0 | 0 | 0 | 0 | 0 | 0 | 0 | 0 | 0 | 0 | 0 | 0 | 0 | 0 | 0 | 0 | 0 | 0 | 0 | 0.013984 | 0 | 0 | 0 | 0 | 0 | 0 | 0 | 0 | 0 | 0.4997
58801_G_INV3 | S_VACA | North Carolina | 37 | Greene | 79 | 58801 | INV3 | Arba Solar, LLC | 0 | 2014 | 9999 | Solar PV | [5 empty] | Non-Fossil | G | 2025 | Solar |  | 0 | 0 | 0 | 0 | 0 | 0 | 0 | 0 | 0 | 0 | 0 | 0 | 0 | 0 | 0 | 0 | 0.15159 | 0.26889 | 0.44842 | 0.8689 | 0 | 0 | 0 | 0 | 0 | 0 | 0 | 0 | 0 | 0 | 0 | 0 | 0 | 0 | 0 | 0 | 0 | 0 | 0 | 0 | 0.013984 | 0 | 0 | 0 | 0 | 0 | 0 | 0 | 0 | 0 | 0.4997
58801_G_INV2 | S_VACA | North Carolina | 37 | Greene | 79 | 58801 | INV2 | Arba Solar, LLC | 0 | 2014 | 9999 | Solar PV | [5 empty] | Non-Fossil | G | 2025 | Solar |  | 0 | 0 | 0 | 0 | 0 | 0 | 0 | 0 | 0 | 0 | 0 | 0 | 0 | 0 | 0 | 0 | 0.15159 | 0.26889 | 0.44842 | 0.8689 | 0 | 0 | 0 | 0 | 0 | 0 | 0 | 0 | 0 | 0 | 0 | 0 | 0 | 0 | 0 | 0 | 0 | 0 | 0 | 0 | 0.013984 | 0 | 0 | 0 | 0 | 0 | 0 | 0 | 0 | 0 | 0.4997
58801_G_INV1 | S_VACA | North Carolina | 37 | Greene | 79 | 58801 | INV1 | Arba Solar, LLC | 0 | 2014 | 9999 | Solar PV | [5 empty] | Non-Fossil | G | 2025 | Solar |  | 0 | 0 | 0 | 0 | 0 | 0 | 0 | 0 | 0 | 0 | 0 | 0 | 0 | 0 | 0 | 0 | 0.15159 | 0.26889 | 0.44842 | 0.8689 | 0 | 0 | 0 | 0 | 0 | 0 | 0 | 0 | 0 | 0 | 0 | 0 | 0 | 0 | 0 | 0 | 0 | 0 | 0 | 0 | 0.013984 | 0 | 0 | 0 | 0 | 0 | 0 | 0 | 0 | 0 | 0.4997
58799_G_1 | S_VACA | North Carolina | 37 | Beaufort | 13 | 58799 | 1 | Pamlico Partners Solar | 0 | 2013 | 9999 | Solar PV | [5 empty] | Non-Fossil | G | 2025 | Solar |  | 0 | 0 | 0 | 0 | 0 | 0 | 0 | 0 | 0 | 0 | 0 | 0 | 0 | 0 | 0 | 0 | 1.5159 | 2.6889 | 4.4842 | 8.689 | 0 | 0 | 0 | 0 | 0 | 0 | 0 | 0 | 0 | 0 | 0 | 0 | 0 | 0 | 0 | 0 | 0 | 0 | 0 | 0 | 0.13984 | 0 | 0 | 0 | 0 | 0 | 0 | 0 | 0 | 0 | 4.997
58798_G_ACCCC | PJM_EMAC | New Jersey | 34 | Atlantic | 1 | 58798 | ACCCC | AC Criminal Courts Complex SPE2, LLC | 0 | 2012 | 9999 | Solar PV | [5 empty] | Non-Fossil | G | 2025 | Solar |  | 0 | 0 | 0 | 0 | 0 | 0 | 0 | 0 | 0 | 0 | 0 | 0 | 0 | 0 | 0 | 0 | 0.27509 | 0.59386 | 0.94361 | 1.8126 | 0 | 0 | 0 | 0 | 0 | 0 | 0 | 0 | 0 | 0 | 0 | 0 | 0 | 0 | 0 | 0 | 0 | 0 | 0 | 0 | 0.045677 | 0 | 0 | 0 | 0 | 0 | 0 | 0 | 0 | 0 | 1.2663
58797_G_VS | MIS_INKY | Indiana | 18 | Porter | 127 | 58797 | VS | Valparaiso Solar, LLC | 0 | 2012 | 9999 | Solar PV | [5 empty] | Non-Fossil | G | 2025 | Solar |  | 0 | 0 | 0 | 0 | 0 | 0 | 0 | 0 | 0 | 0 | 0 | 0 | 0 | 0 | 0 | 0 | 0.25287 | 0.52635 | 0.80246 | 1.5817 | 0 | 0 | 0 | 0 | 0 | 0 | 0 | 0 | 0 | 0 | 0 | 0 | 0 | 0 | 0 | 0 | 0 | 0 | 0 | 0 | 0.027985 | 0 | 0 | 0 | 0 | 0 | 0 | 0 | 0 | 0 | 1
58796_G_WS | MIS_INKY | Indiana | 18 | Dekalb | 33 | 58796 | WS | Waterloo Solar, LLC | 0 | 2012 | 9999 | Solar PV | [5 empty] | Non-Fossil | G | 2025 | Solar |  | 0 | 0 | 0 | 0 | 0 | 0 | 0 | 0 | 0 | 0 | 0 | 0 | 0 | 0 | 0 | 0 | 0.25287 | 0.52635 | 0.80246 | 1.5817 | 0 | 0 | 0 | 0 | 0 | 0 | 0 | 0 | 0 | 0 | 0 | 0 | 0 | 0 | 0 | 0 | 0 | 0 | 0 | 0 | 0.027985 | 0 | 0 | 0 | 0 | 0 | 0 | 0 | 0 | 0 | 1
58795_G_HS | MIS_INKY | Indiana | 18 | Lake | 89 | 58795 | HS | Hobart Solar, LLC | 0 | 2012 | 9999 | Solar PV | [5 empty] | Non-Fossil | G | 2025 | Solar |  | 0 | 0 | 0 | 0 | 0 | 0 | 0 | 0 | 0 | 0 | 0 | 0 | 0 | 0 | 0 | 0 | 0.25287 | 0.52635 | 0.80246 | 1.5817 | 0 | 0 | 0 | 0 | 0 | 0 | 0 | 0 | 0 | 0 | 0 | 0 | 0 | 0 | 0 | 0 | 0 | 0 | 0 | 0 | 0.027985 | 0 | 0 | 0 | 0 | 0 | 0 | 0 | 0 | 0 | 1
58794_G_MSMPV | WECC_NM | New Mexico | 35 | San Miguel | 47 | 58794 | MSMPV | Storrie Lake Solar Project | 0 | 2014 | 9999 | Solar PV | [5 empty] | Non-Fossil | G | 2025 | Solar |  | 0 | 0 | 0 | 0 | 0 | 0 | 0 | 0 | 0 | 0 | 0 | 0 | 0 | 0 | 0 | 0 | 0.65283 | 1.116 | 1.6773 | 3.4461 | 0 | 0 | 0 | 0 | 0 | 0 | 0 | 0 | 0 | 0 | 0 | 0 | 0 | 0 | 0 | 0 | 0 | 0 | 0 | 0 | 0.041978 | 0 | 0 | 0 | 0 | 0 | 0 | 0 | 0 | 0 | 1.5
58793_G_UCIV | PJM_EMAC | New Jersey | 34 | Burlington | 5 | 58793 | UCIV | JMB Mcguire-Dix-Lakehurst Solar Project | 0 | 2013 | 9999 | Solar PV | [5 empty] | Non-Fossil | G | 2025 | Solar |  | 0 | 0 | 0 | 0 | 0 | 0 | 0 | 0 | 0 | 0 | 0 | 0 | 0 | 0 | 0 | 0 | 2.4123 | 5.2077 | 8.2748 | 15.8948 | 0 | 0 | 0 | 0 | 0 | 0 | 0 | 0 | 0 | 0 | 0 | 0 | 0 | 0 | 0 | 0 | 0 | 0 | 0 | 0 | 0.40055 | 0 | 0 | 0 | 0 | 0 | 0 | 0 | 0 | 0 | 11.1048
58792_G_PV1 | S_VACA | North Carolina | 37 | Cleveland | 45 | 58792 | PV1 | Ayrshire | 0 | 2017 | 9999 | Solar PV | [5 empty] | Non-Fossil | G | 2025 | Solar |  | 0 | 0 | 0 | 0 | 0 | 0 | 0 | 0 | 0 | 0 | 0 | 0 | 0 | 0 | 0 | 0 | 5.8816 | 10.4329 | 17.3988 | 33.7133 | 0 | 0 | 0 | 0 | 0 | 0 | 0 | 0 | 0 | 0 | 0 | 0 | 0 | 0 | 0 | 0 | 0 | 0 | 0 | 0 | 0.54259 | 0 | 0 | 0 | 0 | 0 | 0 | 0 | 0 | 0 | 19.3883
58791_G_PV1 | S_VACA | North Carolina | 37 | Duplin | 61 | 58791 | PV1 | Kirkwall Holdings | 0 | 2016 | 9999 | Solar PV | [5 empty] | Non-Fossil | G | 2025 | Solar |  | 0 | 0 | 0 | 0 | 0 | 0 | 0 | 0 | 0 | 0 | 0 | 0 | 0 | 0 | 0 | 0 | 1.5159 | 2.6889 | 4.4842 | 8.689 | 0 | 0 | 0 | 0 | 0 | 0 | 0 | 0 | 0 | 0 | 0 | 0 | 0 | 0 | 0 | 0 | 0 | 0 | 0 | 0 | 0.13984 | 0 | 0 | 0 | 0 | 0 | 0 | 0 | 0 | 0 | 4.997
58790_G_CLN2 | NY_Z_K | New York | 36 | Suffolk | 103 | 58790 | CLN2 | Cohalan | 0 | 2012 | 9999 | Solar PV | [5 empty] | Non-Fossil | G | 2025 | Solar |  | 0 | 0 | 0 | 0 | 0 | 0 | 0 | 0 | 0 | 0 | 0 | 0 | 0 | 0 | 0 | 0 | 0.35585 | 0.73894 | 1.1323 | 2.2271 | 0 | 0 | 0 | 0 | 0 | 0 | 0 | 0 | 0 | 0 | 0 | 0 | 0 | 0 | 0 | 0 | 0 | 0 | 0 | 0 | 0.039207 | 0 | 0 | 0 | 0 | 0 | 0 | 0 | 0 | 0 | 1.401
58790_G_CLN1 | NY_Z_K | New York | 36 | Suffolk | 103 | 58790 | CLN1 | Cohalan | 0 | 2012 | 9999 | Solar PV | [5 empty] | Non-Fossil | G | 2025 | Solar |  | 0 | 0 | 0 | 0 | 0 | 0 | 0 | 0 | 0 | 0 | 0 | 0 | 0 | 0 | 0 | 0 | 0.59309 | 1.2316 | 1.8872 | 3.7119 | 0 | 0 | 0 | 0 | 0 | 0 | 0 | 0 | 0 | 0 | 0 | 0 | 0 | 0 | 0 | 0 | 0 | 0 | 0 | 0 | 0.065346 | 0 | 0 | 0 | 0 | 0 | 0 | 0 | 0 | 0 | 2.335
58789_G_RVH1 | NY_Z_K | New York | 36 | Suffolk | 103 | 58789 | RVH1 | Riverhead | 0 | 2011 | 9999 | Solar PV | [5 empty] | Non-Fossil | G | 2025 | Solar |  | 0 | 0 | 0 | 0 | 0 | 0 | 0 | 0 | 0 | 0 | 0 | 0 | 0 | 0 | 0 | 0 | 0.35585 | 0.73894 | 1.1323 | 2.2271 | 0 | 0 | 0 | 0 | 0 | 0 | 0 | 0 | 0 | 0 | 0 | 0 | 0 | 0 | 0 | 0 | 0 | 0 | 0 | 0 | 0.039207 | 0 | 0 | 0 | 0 | 0 | 0 | 0 | 0 | 0 | 1.401
58788_G_NRT1 | NY_Z_K | New York | 36 | Suffolk | 103 | 58788 | NRT1 | North County | 0 | 2011 | 9999 | Solar PV | [5 empty] | Non-Fossil | G | 2025 | Solar |  | 0 | 0 | 0 | 0 | 0 | 0 | 0 | 0 | 0 | 0 | 0 | 0 | 0 | 0 | 0 | 0 | 0.23723 | 0.49263 | 0.7549 | 1.4848 | 0 | 0 | 0 | 0 | 0 | 0 | 0 | 0 | 0 | 0 | 0 | 0 | 0 | 0 | 0 | 0 | 0 | 0 | 0 | 0 | 0.026138 | 0 | 0 | 0 | 0 | 0 | 0 | 0 | 0 | 0 | 0.93399
58787_G_DNN1 | NY_Z_K | New York | 36 | Suffolk | 103 | 58787 | DNN1 | Dennison | 0 | 2011 | 9999 | Solar PV | [5 empty] | Non-Fossil | G | 2025 | Solar |  | 0 | 0 | 0 | 0 | 0 | 0 | 0 | 0 | 0 | 0 | 0 | 0 | 0 | 0 | 0 | 0 | 0.47447 | 0.98526 | 1.5098 | 2.9695 | 0 | 0 | 0 | 0 | 0 | 0 | 0 | 0 | 0 | 0 | 0 | 0 | 0 | 0 | 0 | 0 | 0 | 0 | 0 | 0 | 0.052276 | 0 | 0 | 0 | 0 | 0 | 0 | 0 | 0 | 0 | 1.868
58786_G_DRP1 | NY_Z_K | New York | 36 | Suffolk | 103 | 58786 | DRP1 | Deer Park | 0 | 2012 | 9999 | Solar PV | [5 empty] | Non-Fossil | G | 2025 | Solar |  | 0 | 0 | 0 | 0 | 0 | 0 | 0 | 0 | 0 | 0 | 0 | 0 | 0 | 0 | 0 | 0 | 0.59309 | 1.2316 | 1.8872 | 3.7119 | 0 | 0 | 0 | 0 | 0 | 0 | 0 | 0 | 0 | 0 | 0 | 0 | 0 | 0 | 0 | 0 | 0 | 0 | 0 | 0 | 0.065346 | 0 | 0 | 0 | 0 | 0 | 0 | 0 | 0 | 0 | 2.335
58785_G_BRT1 | NY_Z_K | New York | 36 | Suffolk | 103 | 58785 | BRT1 | Brentwood Solar | 0 | 2011 | 9999 | Solar PV | [5 empty] | Non-Fossil | G | 2025 | Solar |  | 0 | 0 | 0 | 0 | 0 | 0 | 0 | 0 | 0 | 0 | 0 | 0 | 0 | 0 | 0 | 0 | 0.23723 | 0.49263 | 0.7549 | 1.4848 | 0 | 0 | 0 | 0 | 0 | 0 | 0 | 0 | 0 | 0 | 0 | 0 | 0 | 0 | 0 | 0 | 0 | 0 | 0 | 0 | 0.026138 | 0 | 0 | 0 | 0 | 0 | 0 | 0 | 0 | 0 | 0.93399
58784_G_SC-3 | WECC_CO | Colorado | 8 | Montrose | 85 | 58784 | SC-3 | South Canal Hydro-3 | 0 | 2013 | 9999 | Hydro | [5 empty] | Non-Fossil | G | 2025 | Hydro |  | 0 | 0 | 0 | 0 | 0 | 0 | 0 | 0 | 0 | 0 | 0 | 0 | 0 | 0 | 0 | 0 | 2.1192 | 2.3663 | 4.1144 | 8.5999 | 0 | 0 | 0 | 0 | 0 | 0 | 0 | 0 | 0 | 0 | 0 | 0 | 0 | 0 | 0 | 0 | 0 | 0 | 0 | 0 | 0.049135 | 0.0056371 | 0.0062944 | 0.010944 | 0.022876 | 0 | 0 | 0 | 0 | 0 | 3.3
58783_G_SC-1 | WECC_CO | Colorado | 8 | Montrose | 85 | 58783 | SC-1 | South Canal Hydro-1 | 0 | 2013 | 9999 | Hydro | [5 empty] | Non-Fossil | G | 2025 | Hydro |  | 0 | 0 | 0 | 0 | 0 | 0 | 0 | 0 | 0 | 0 | 0 | 0 | 0 | 0 | 0 | 0 | 2.4403 | 2.7248 | 4.7378 | 9.903 | 0 | 0 | 0 | 0 | 0 | 0 | 0 | 0 | 0 | 0 | 0 | 0 | 0 | 0 | 0 | 0 | 0 | 0 | 0 | 0 | 0.05658 | 0.0064912 | 0.0072481 | 0.012603 | 0.026342 | 0 | 0 | 0 | 0 | 0 | 3.8
58782_G_PV1 | S_VACA | North Carolina | 37 | Wayne | 191 | 58782 | PV1 | Sonne One | 0 | 2016 | 9999 | Solar PV | [5 empty] | Non-Fossil | G | 2025 | Solar |  | 0 | 0 | 0 | 0 | 0 | 0 | 0 | 0 | 0 | 0 | 0 | 0 | 0 | 0 | 0 | 0 | 1.5159 | 2.6889 | 4.4842 | 8.689 | 0 | 0 | 0 | 0 | 0 | 0 | 0 | 0 | 0 | 0 | 0 | 0 | 0 | 0 | 0 | 0 | 0 | 0 | 0 | 0 | 0.13984 | 0 | 0 | 0 | 0 | 0 | 0 | 0 | 0 | 0 | 4.997
58775_G_GEN1 | ERC_PHDL | Texas | 48 | Oldham | 359 | 58775 | GEN1 | Spinning Spur Wind III | 0 | 2015 | 9999 | Onshore Wind | [5 empty] | Non-Fossil | G | 2025 | Wind |  | 0 | 0 | 0 | 0 | 0 | 0 | 0 | 0 | 0 | 0 | 0 | 0 | 0 | 0 | 0 | 0 | 189.3366 | 261.9734 | 284.6859 | 735.9958 | 0 | 0 | 0 | 0 | 0 | 0 | 0 | 0 | 0 | 0 | 0 | 0 | 0 | 0 | 0 | 0 | 0 | 0 | 0 | 0 | 5.9472 | 0 | 0 | 0 | 0 | 0 | 0 | 0 | 0 | 0 | 194
58774_G_GEN1 | ERC_PHDL | Texas | 48 | Oldham | 359 | 58774 | GEN1 | Spinning Spur Wind II | 0 | 2014 | 9999 | Onshore Wind | [5 empty] | Non-Fossil | G | 2025 | Wind |  | 0 | 0 | 0 | 0 | 0 | 0 | 0 | 0 | 0 | 0 | 0 | 0 | 0 | 0 | 0 | 0 | 157.1299 | 217.4109 | 236.2599 | 610.8007 | 0 | 0 | 0 | 0 | 0 | 0 | 0 | 0 | 0 | 0 | 0 | 0 | 0 | 0 | 0 | 0 | 0 | 0 | 0 | 0 | 4.9356 | 0 | 0 | 0 | 0 | 0 | 0 | 0 | 0 | 0 | 161
58773_G_GEN1 | ERC_PHDL | Texas | 48 | Deaf Smith | 117 | 58773 | GEN1 | TX Hereford Wind | 0 | 2014 | 9999 | Onshore Wind | [5 empty] | Non-Fossil | G | 2025 | Wind |  | 0 | 0 | 0 | 0 | 0 | 0 | 0 | 0 | 0 | 0 | 0 | 0 | 0 | 0 | 0 | 0 | 195.1924 | 270.0756 | 293.4906 | 758.7586 | 0 | 0 | 0 | 0 | 0 | 0 | 0 | 0 | 0 | 0 | 0 | 0 | 0 | 0 | 0 | 0 | 0 | 0 | 0 | 0 | 6.1311 | 0 | 0 | 0 | 0 | 0 | 0 | 0 | 0 | 0 | 200
58772_G_GEN1 | ERC_PHDL | Texas | 48 | Briscoe | 45 | 58772 | GEN1 | Longhorn Wind | 0 | 2015 | 9999 | Onshore Wind | [5 empty] | Non-Fossil | G | 2025 | Wind |  | 0 | 0 | 0 | 0 | 0 | 0 | 0 | 0 | 0 | 0 | 0 | 0 | 0 | 0 | 0 | 0 | 195.1924 | 270.0756 | 293.4906 | 758.7586 | 0 | 0 | 0 | 0 | 0 | 0 | 0 | 0 | 0 | 0 | 0 | 0 | 0 | 0 | 0 | 0 | 0 | 0 | 0 | 0 | 6.1311 | 0 | 0 | 0 | 0 | 0 | 0 | 0 | 0 | 0 | 200
58771_G_GEN1 | SPP_SPS | New Mexico | 35 | Roosevelt | 41 | 58771 | GEN1 | Roosevelt County | 0 | 2015 | 9999 | Onshore Wind | [5 empty] | Non-Fossil | G | 2025 | Wind |  | 0 | 0 | 0 | 0 | 0 | 0 | 0 | 0 | 0 | 0 | 0 | 0 | 0 | 0 | 0 | 0 | 231.8507 | 325.0306 | 341.3245 | 898.2058 | 0 | 0 | 0 | 0 | 0 | 0 | 0 | 0 | 0 | 0 | 0 | 0 | 0 | 0 | 0 | 0 | 0 | 0 | 0 | 0 | 7.0442 | 0 | 0 | 0 | 0 | 0 | 0 | 0 | 0 | 0 | 250
58770_G_1 | MIS_INKY | Indiana | 18 | Marion | 97 | 58770 | 1 | Maywood Photovoltaic Project | 0 | 2014 | 9999 | Solar PV | [5 empty] | Non-Fossil | G | 2025 | Solar |  | 0 | 0 | 0 | 0 | 0 | 0 | 0 | 0 | 0 | 0 | 0 | 0 | 0 | 0 | 0 | 0 | 2.0229 | 4.2108 | 6.4197 | 12.6534 | 0 | 0 | 0 | 0 | 0 | 0 | 0 | 0 | 0 | 0 | 0 | 0 | 0 | 0 | 0 | 0 | 0 | 0 | 0 | 0 | 0.22388 | 0 | 0 | 0 | 0 | 0 | 0 | 0 | 0 | 0 | 8
58769_G_SCIII | WECC_CO | Colorado | 8 | Logan | 75 | 58769 | SCIII | Spring Canyon Expansion Wind Energy Ctr | 0 | 2014 | 9999 | Onshore Wind | [5 empty] | Non-Fossil | G | 2025 | Wind |  | 0 | 0 | 0 | 0 | 0 | 0 | 0 | 0 | 0 | 0 | 0 | 0 | 0 | 0 | 0 | 0 | 24.7531 | 31.3018 | 29.8316 | 85.8865 | 0 | 0 | 0 | 0 | 0 | 0 | 0 | 0 | 0 | 0 | 0 | 0 | 0 | 0 | 0 | 0 | 0 | 0 | 0 | 0 | 0.80508 | 0 | 0 | 0 | 0 | 0 | 0 | 0 | 0 | 0 | 28.5726
58769_G_1 | WECC_CO | Colorado | 8 | Logan | 75 | 58769 | 1 | Spring Canyon Expansion Wind Energy Ctr | 0 | 2014 | 9999 | Onshore Wind | [5 empty] | Non-Fossil | G | 2025 | Wind |  | 0 | 0 | 0 | 0 | 0 | 0 | 0 | 0 | 0 | 0 | 0 | 0 | 0 | 0 | 0 | 0 | 29.4268 | 37.2119 | 35.4642 | 102.1028 | 0 | 0 | 0 | 0 | 0 | 0 | 0 | 0 | 0 | 0 | 0 | 0 | 0 | 0 | 0 | 0 | 0 | 0 | 0 | 0 | 0.95709 | 0 | 0 | 0 | 0 | 0 | 0 | 0 | 0 | 0 | 33.9674
58768_G_1 | NY_Z_C&E | New York | 36 | Steuben | 101 | 58768 | 1 | Marsh Hill Wind Farm | 0 | 2014 | 9999 | Onshore Wind | [5 empty] | Non-Fossil | G | 2025 | Wind |  | 0 | 0 | 0 | 0 | 0 | 0 | 0 | 0 | 0 | 0 | 0 | 0 | 0 | 0 | 0 | 0 | 11.5378 | 14.484 | 10.8384 | 36.8602 | 0 | 0 | 0 | 0 | 0 | 0 | 0 | 0 | 0 | 0 | 0 | 0 | 0 | 0 | 0 | 0 | 0 | 0 | 0 | 0 | 0.45646 | 0 | 0 | 0 | 0 | 0 | 0 | 0 | 0 | 0 | 16.2
58767_G_1 | SPP_N | Kansas | 20 | Ellis | 51 | 58767 | 1 | Buckeye Wind Energy Center | 0 | 2015 | 9999 | Onshore Wind | [5 empty] | Non-Fossil | G | 2025 | Wind |  | 0 | 0 | 0 | 0 | 0 | 0 | 0 | 0 | 0 | 0 | 0 | 0 | 0 | 0 | 0 | 0 | 176.1991 | 266.3157 | 270.8479 | 713.3627 | 0 | 0 | 0 | 0 | 0 | 0 | 0 | 0 | 0 | 0 | 0 | 0 | 0 | 0 | 0 | 0 | 0 | 0 | 0 | 0 | 8.1168 | 0 | 0 | 0 | 0 | 0 | 0 | 0 | 0 | 0 | 205.7
58766_G_1 | ERC_REST | Texas | 48 | Crosby | 107 | 58766 | 1 | Wake Wind Energy Center | 0 | 2016 | 9999 | Onshore Wind | [5 empty] | Non-Fossil | G | 2025 | Wind |  | 0 | 0 | 0 | 0 | 0 | 0 | 0 | 0 | 0 | 0 | 0 | 0 | 0 | 0 | 0 | 0 | 184.5632 | 265.8281 | 317.1706 | 767.562 | 0 | 0 | 0 | 0 | 0 | 0 | 0 | 0 | 0 | 0 | 0 | 0 | 0 | 0 | 0 | 0 | 0 | 0 | 0 | 0 | 7.2414 | 0 | 0 | 0 | 0 | 0 | 0 | 0 | 0 | 0 | 257
58765_G_1 | ERC_PHDL | Texas | 48 | Roberts | 393 | 58765 | 1 | Miami Wind Energy Center | 0 | 2014 | 9999 | Onshore Wind | [5 empty] | Non-Fossil | G | 2025 | Wind |  | 0 | 0 | 0 | 0 | 0 | 0 | 0 | 0 | 0 | 0 | 0 | 0 | 0 | 0 | 0 | 0 | 281.6626 | 389.7191 | 423.5069 | 1094.8887 | 0 | 0 | 0 | 0 | 0 | 0 | 0 | 0 | 0 | 0 | 0 | 0 | 0 | 0 | 0 | 0 | 0 | 0 | 0 | 0 | 8.8472 | 0 | 0 | 0 | 0 | 0 | 0 | 0 | 0 | 0 | 288.6
58763_G_EXSC2 | WEC_CALN | California | 6 | San Bernardino | 71 | 58763 | EXSC2 | Expressway Solar C2 | 0 | 2014 | 9999 | Solar PV | [5 empty] | Non-Fossil | G | 2025 | Solar |  | 0 | 0 | 0 | 0 | 0 | 0 | 0 | 0 | 0 | 0 | 0 | 0 | 0 | 0 | 0 | 0 | 0.56278 | 1.1203 | 1.8368 | 3.5199 | 0 | 0 | 0 | 0 | 0 | 0 | 0 | 0 | 0 | 0 | 0 | 0 | 0 | 0 | 0 | 0 | 0 | 0 | 0 | 0 | 0.047987 | 0 | 0 | 0 | 0 | 0 | 0 | 0 | 0 | 0 | 1.4986
58762_G_EXSB | WECC_SCE | California | 6 | San Bernardino | 71 | 58762 | EXSB | Expressway Solar B | 0 | 2014 | 9999 | Solar PV | [5 empty] | Non-Fossil | G | 2025 | Solar |  | 0 | 0 | 0 | 0 | 0 | 0 | 0 | 0 | 0 | 0 | 0 | 0 | 0 | 0 | 0 | 0 | 0.84151 | 1.5612 | 2.4198 | 4.8226 | 0 | 0 | 0 | 0 | 0 | 0 | 0 | 0 | 0 | 0 | 0 | 0 | 0 | 0 | 0 | 0 | 0 | 0 | 0 | 0 | 0.072255 | 0 | 0 | 0 | 0 | 0 | 0 | 0 | 0 | 0 | 2
58761_G_EXSA | WECC_SCE | California | 6 | San Bernardino | 71 | 58761 | EXSA | Expressway Solar A | 0 | 2014 | 9999 | Solar PV | [5 empty] | Non-Fossil | G | 2025 | Solar |  | 0 | 0 | 0 | 0 | 0 | 0 | 0 | 0 | 0 | 0 | 0 | 0 | 0 | 0 | 0 | 0 | 0.84151 | 1.5612 | 2.4198 | 4.8226 | 0 | 0 | 0 | 0 | 0 | 0 | 0 | 0 | 0 | 0 | 0 | 0 | 0 | 0 | 0 | 0 | 0 | 0 | 0 | 0 | 0.072255 | 0 | 0 | 0 | 0 | 0 | 0 | 0 | 0 | 0 | 2
58757_G_UH2 | WEC_CALN | California | 6 | Los Angeles | 37 | 58757 | UH2 | Summer North Solar | 0 | 2014 | 9999 | Solar PV | [5 empty] | Non-Fossil | G | 2025 | Solar |  | 0 | 0 | 0 | 0 | 0 | 0 | 0 | 0 | 0 | 0 | 0 | 0 | 0 | 0 | 0 | 0 | 0.56278 | 1.1203 | 1.8368 | 3.5199 | 0 | 0 | 0 | 0 | 0 | 0 | 0 | 0 | 0 | 0 | 0 | 0 | 0 | 0 | 0 | 0 | 0 | 0 | 0 | 0 | 0.047987 | 0 | 0 | 0 | 0 | 0 | 0 | 0 | 0 | 0 | 1.4986
58757_G_UG2 | WEC_CALN | California | 6 | Los Angeles | 37 | 58757 | UG2 | Summer North Solar | 0 | 2014 | 9999 | Solar PV | [5 empty] | Non-Fossil | G | 2025 | Solar |  | 0 | 0 | 0 | 0 | 0 | 0 | 0 | 0 | 0 | 0 | 0 | 0 | 0 | 0 | 0 | 0 | 0.56278 | 1.1203 | 1.8368 | 3.5199 | 0 | 0 | 0 | 0 | 0 | 0 | 0 | 0 | 0 | 0 | 0 | 0 | 0 | 0 | 0 | 0 | 0 | 0 | 0 | 0 | 0.047987 | 0 | 0 | 0 | 0 | 0 | 0 | 0 | 0 | 0 | 1.4986
58757_G_UF2 | WEC_CALN | California | 6 | Los Angeles | 37 | 58757 | UF2 | Summer North Solar | 0 | 2014 | 9999 | Solar PV | [5 empty] | Non-Fossil | G | 2025 | Solar |  | 0 | 0 | 0 | 0 | 0 | 0 | 0 | 0 | 0 | 0 | 0 | 0 | 0 | 0 | 0 | 0 | 0.75037 | 1.4937 | 2.449 | 4.6931 | 0 | 0 | 0 | 0 | 0 | 0 | 0 | 0 | 0 | 0 | 0 | 0 | 0 | 0 | 0 | 0 | 0 | 0 | 0 | 0 | 0.063983 | 0 | 0 | 0 | 0 | 0 | 0 | 0 | 0 | 0 | 1.9981
58757_G_UE2 | WEC_CALN | California | 6 | Los Angeles | 37 | 58757 | UE2 | Summer North Solar | 0 | 2014 | 9999 | Solar PV | [5 empty] | Non-Fossil | G | 2025 | Solar |  | 0 | 0 | 0 | 0 | 0 | 0 | 0 | 0 | 0 | 0 | 0 | 0 | 0 | 0 | 0 | 0 | 0.56278 | 1.1203 | 1.8368 | 3.5199 | 0 | 0 | 0 | 0 | 0 | 0 | 0 | 0 | 0 | 0 | 0 | 0 | 0 | 0 | 0 | 0 | 0 | 0 | 0 | 0 | 0.047987 | 0 | 0 | 0 | 0 | 0 | 0 | 0 | 0 | 0 | 1.4986
58756_G_SSD2 | WEC_CALN | California | 6 | Los Angeles | 37 | 58756 | SSD2 | Summer Solar D2 | 0 | 2014 | 9999 | Solar PV | [5 empty] | Non-Fossil | G | 2025 | Solar |  | 0 | 0 | 0 | 0 | 0 | 0 | 0 | 0 | 0 | 0 | 0 | 0 | 0 | 0 | 0 | 0 | 0.37519 | 0.74686 | 1.2245 | 2.3466 | 0 | 0 | 0 | 0 | 0 | 0 | 0 | 0 | 0 | 0 | 0 | 0 | 0 | 0 | 0 | 0 | 0 | 0 | 0 | 0 | 0.031991 | 0 | 0 | 0 | 0 | 0 | 0 | 0 | 0 | 0 | 0.99904
58755_G_SSC2 | WEC_LADW | California | 6 | Los Angeles | 37 | 58755 | SSC2 | Summer Solar C2 | 0 | 2014 | 9999 | Solar PV | [5 empty] | Non-Fossil | G | 2025 | Solar |  | 0 | 0 | 0 | 0 | 0 | 0 | 0 | 0 | 0 | 0 | 0 | 0 | 0 | 0 | 0 | 0 | 0.60517 | 1.1771 | 1.7603 | 3.5426 | 0 | 0 | 0 | 0 | 0 | 0 | 0 | 0 | 0 | 0 | 0 | 0 | 0 | 0 | 0 | 0 | 0 | 0 | 0 | 0 | 0.060026 | 0 | 0 | 0 | 0 | 0 | 0 | 0 | 0 | 0 | 1.4766
58754_G_SSB2 | WEC_LADW | California | 6 | Los Angeles | 37 | 58754 | SSB2 | Summer Solar B2 | 0 | 2014 | 9999 | Solar PV | [5 empty] | Non-Fossil | G | 2025 | Solar |  | 0 | 0 | 0 | 0 | 0 | 0 | 0 | 0 | 0 | 0 | 0 | 0 | 0 | 0 | 0 | 0 | 0.60517 | 1.1771 | 1.7603 | 3.5426 | 0 | 0 | 0 | 0 | 0 | 0 | 0 | 0 | 0 | 0 | 0 | 0 | 0 | 0 | 0 | 0 | 0 | 0 | 0 | 0 | 0.060026 | 0 | 0 | 0 | 0 | 0 | 0 | 0 | 0 | 0 | 1.4766
58753_G_SSA2 | WEC_LADW | California | 6 | Los Angeles | 37 | 58753 | SSA2 | Summer Solar A2 | 0 | 2014 | 9999 | Solar PV | [5 empty] | Non-Fossil | G | 2025 | Solar |  | 0 | 0 | 0 | 0 | 0 | 0 | 0 | 0 | 0 | 0 | 0 | 0 | 0 | 0 | 0 | 0 | 0.60517 | 1.1771 | 1.7603 | 3.5426 | 0 | 0 | 0 | 0 | 0 | 0 | 0 | 0 | 0 | 0 | 0 | 0 | 0 | 0 | 0 | 0 | 0 | 0 | 0 | 0 | 0.060026 | 0 | 0 | 0 | 0 | 0 | 0 | 0 | 0 | 0 | 1.4766
58752_G_RSD2 | WEC_LADW | California | 6 | Los Angeles | 37 | 58752 | RSD2 | Rodeo Solar D2 | 0 | 2014 | 9999 | Solar PV | [5 empty] | Non-Fossil | G | 2025 | Solar |  | 0 | 0 | 0 | 0 | 0 | 0 | 0 | 0 | 0 | 0 | 0 | 0 | 0 | 0 | 0 | 0 | 0.60517 | 1.1771 | 1.7603 | 3.5426 | 0 | 0 | 0 | 0 | 0 | 0 | 0 | 0 | 0 | 0 | 0 | 0 | 0 | 0 | 0 | 0 | 0 | 0 | 0 | 0 | 0.060026 | 0 | 0 | 0 | 0 | 0 | 0 | 0 | 0 | 0 | 1.4766
58751_G_RSC2 | WEC_LADW | California | 6 | Los Angeles | 37 | 58751 | RSC2 | Rodeo Solar C2 | 0 | 2014 | 9999 | Solar PV | [5 empty] | Non-Fossil | G | 2025 | Solar |  | 0 | 0 | 0 | 0 | 0 | 0 | 0 | 0 | 0 | 0 | 0 | 0 | 0 | 0 | 0 | 0 | 0.60517 | 1.1771 | 1.7603 | 3.5426 | 0 | 0 | 0 | 0 | 0 | 0 | 0 | 0 | 0 | 0 | 0 | 0 | 0 | 0 | 0 | 0 | 0 | 0 | 0 | 0 | 0.060026 | 0 | 0 | 0 | 0 | 0 | 0 | 0 | 0 | 0 | 1.4766
58750_G_LDFRB | WEC_LADW | California | 6 | Los Angeles | 37 | 58750 | LDFRB | Lancaster Dry Farm Ranch B | 0 | 2014 | 9999 | Solar PV | [5 empty] | Non-Fossil | G | 2025 | Solar |  | 0 | 0 | 0 | 0 | 0 | 0 | 0 | 0 | 0 | 0 | 0 | 0 | 0 | 0 | 0 | 0 | 2.0172 | 3.9238 | 5.8676 | 11.8086 | 0 | 0 | 0 | 0 | 0 | 0 | 0 | 0 | 0 | 0 | 0 | 0 | 0 | 0 | 0 | 0 | 0 | 0 | 0 | 0 | 0.20009 | 0 | 0 | 0 | 0 | 0 | 0 | 0 | 0 | 0 | 4.9221
58749_G_TSMA | NENGREST | Massachusetts | 25 | Plymouth | 23 | 58749 | TSMA | Tihonet Solar | 0 | 2014 | 9999 | Solar PV | [5 empty] | Non-Fossil | G | 2025 | Solar |  | 0 | 0 | 0 | 0 | 0 | 0 | 0 | 0 | 0 | 0 | 0 | 0 | 0 | 0 | 0 | 0 | 0.21928 | 0.45593 | 0.69655 | 1.3717 | 0 | 0 | 0 | 0 | 0 | 0 | 0 | 0 | 0 | 0 | 0 | 0 | 0 | 0 | 0 | 0 | 0 | 0 | 0 | 0 | 0.027375 | 0 | 0 | 0 | 0 | 0 | 0 | 0 | 0 | 0 | 0.97818
58748_G_NBWT | WEC_CALN | California | 6 | Solano | 95 | 58748 | NBWT | North Bay Solar 1 | 0 | 2013 | 9999 | Solar PV | [5 empty] | Non-Fossil | G | 2025 | Solar |  | 0 | 0 | 0 | 0 | 0 | 0 | 0 | 0 | 0 | 0 | 0 | 0 | 0 | 0 | 0 | 0 | 0.37519 | 0.74686 | 1.2245 | 2.3466 | 0 | 0 | 0 | 0 | 0 | 0 | 0 | 0 | 0 | 0 | 0 | 0 | 0 | 0 | 0 | 0 | 0 | 0 | 0 | 0 | 0.031991 | 0 | 0 | 0 | 0 | 0 | 0 | 0 | 0 | 0 | 0.99904
58747_G_GEN2 | MIS_MNWI | Wisconsin | 55 | Polk | 95 | 58747 | GEN2 | GreenWhey Energy Inc | 13500 | 2013 | 9999 | Non-Fossil Waste | [5 empty] | Non-Fossil | G | 2025 | Non-Fossil |  | 0.019984 | 0.030623 | 0.035713 | 0.08632 | 0 | 0 | 0 | 0 | 0 | 0 | 0 | 0 | 0 | 0 | 0 | 0 | 1.4803 | 2.2684 | 2.6454 | 6.3941 | 0 | 0 | 0 | 0 | 0 | 0 | 0 | 0 | 0 | 0 | 0 | 0 | 0 | 0 | 0 | 0 | 0 | 0 | 0 | 0 | 0.37551 | 0.0096799 | 0.014833 | 0.017298 | 0.041812 | 0 | 0 | 0 | 0 | 0 | 1.6
58747_G_GEN1 | MIS_MNWI | Wisconsin | 55 | Polk | 95 | 58747 | GEN1 | GreenWhey Energy Inc | 12577 | 2013 | 9999 | Non-Fossil Waste | [5 empty] | Non-Fossil | G | 2025 | Non-Fossil |  | 0.018618 | 0.02853 | 0.033271 | 0.080419 | 0 | 0 | 0 | 0 | 0 | 0 | 0 | 0 | 0 | 0 | 0 | 0 | 1.4803 | 2.2684 | 2.6454 | 6.3941 | 0 | 0 | 0 | 0 | 0 | 0 | 0 | 0 | 0 | 0 | 0 | 0 | 0 | 0 | 0 | 0 | 0 | 0 | 0 | 0 | 0.37551 | 0.0096799 | 0.014833 | 0.017298 | 0.041812 | 0 | 0 | 0 | 0 | 0 | 1.6
58746_G_PV1 | S_VACA | North Carolina | 37 | Durham | 63 | 58746 | PV1 | Star Solar | 0 | 2016 | 9999 | Solar PV | [5 empty] | Non-Fossil | G | 2025 | Solar |  | 0 | 0 | 0 | 0 | 0 | 0 | 0 | 0 | 0 | 0 | 0 | 0 | 0 | 0 | 0 | 0 | 1.5159 | 2.6889 | 4.4842 | 8.689 | 0 | 0 | 0 | 0 | 0 | 0 | 0 | 0 | 0 | 0 | 0 | 0 | 0 | 0 | 0 | 0 | 0 | 0 | 0 | 0 | 0.13984 | 0 | 0 | 0 | 0 | 0 | 0 | 0 | 0 | 0 | 4.997
58745_G_PV1 | S_VACA | North Carolina | 37 | Cleveland | 45 | 58745 | PV1 | Sophie Solar | 0 | 2016 | 9999 | Solar PV | [5 empty] | Non-Fossil | G | 2025 | Solar |  | 0 | 0 | 0 | 0 | 0 | 0 | 0 | 0 | 0 | 0 | 0 | 0 | 0 | 0 | 0 | 0 | 1.3643 | 2.42 | 4.0358 | 7.8201 | 0 | 0 | 0 | 0 | 0 | 0 | 0 | 0 | 0 | 0 | 0 | 0 | 0 | 0 | 0 | 0 | 0 | 0 | 0 | 0 | 0.12586 | 0 | 0 | 0 | 0 | 0 | 0 | 0 | 0 | 0 | 4.4973
58742_G_PV1 | S_VACA | North Carolina | 37 | Catawba | 35 | 58742 | PV1 | Owen Solar | 0 | 2016 | 9999 | Solar PV | [5 empty] | Non-Fossil | G | 2025 | Solar |  | 0 | 0 | 0 | 0 | 0 | 0 | 0 | 0 | 0 | 0 | 0 | 0 | 0 | 0 | 0 | 0 | 1.5159 | 2.6889 | 4.4842 | 8.689 | 0 | 0 | 0 | 0 | 0 | 0 | 0 | 0 | 0 | 0 | 0 | 0 | 0 | 0 | 0 | 0 | 0 | 0 | 0 | 0 | 0.13984 | 0 | 0 | 0 | 0 | 0 | 0 | 0 | 0 | 0 | 4.997
58741_G_NICK | S_VACA | North Carolina | 37 | Guilford | 81 | 58741 | NICK | Nick Solar | 0 | 2014 | 9999 | Solar PV | [5 empty] | Non-Fossil | G | 2025 | Solar |  | 0 | 0 | 0 | 0 | 0 | 0 | 0 | 0 | 0 | 0 | 0 | 0 | 0 | 0 | 0 | 0 | 1.5159 | 2.6889 | 4.4842 | 8.689 | 0 | 0 | 0 | 0 | 0 | 0 | 0 | 0 | 0 | 0 | 0 | 0 | 0 | 0 | 0 | 0 | 0 | 0 | 0 | 0 | 0.13984 | 0 | 0 | 0 | 0 | 0 | 0 | 0 | 0 | 0 | 4.997
58740_G_PV1 | S_VACA | North Carolina | 37 | Alamance | 1 | 58740 | PV1 | Minnie Solar | 0 | 2016 | 9999 | Solar PV | [5 empty] | Non-Fossil | G | 2025 | Solar |  | 0 | 0 | 0 | 0 | 0 | 0 | 0 | 0 | 0 | 0 | 0 | 0 | 0 | 0 | 0 | 0 | 0.90953 | 1.6133 | 2.6905 | 5.2134 | 0 | 0 | 0 | 0 | 0 | 0 | 0 | 0 | 0 | 0 | 0 | 0 | 0 | 0 | 0 | 0 | 0 | 0 | 0 | 0 | 0.083906 | 0 | 0 | 0 | 0 | 0 | 0 | 0 | 0 | 0 | 2.9982
58739_G_PV1 | S_VACA | North Carolina | 37 | Alamance | 1 | 58739 | PV1 | Milo Solar | 0 | 2016 | 9999 | Solar PV | [5 empty] | Non-Fossil | G | 2025 | Solar |  | 0 | 0 | 0 | 0 | 0 | 0 | 0 | 0 | 0 | 0 | 0 | 0 | 0 | 0 | 0 | 0 | 0.90953 | 1.6133 | 2.6905 | 5.2134 | 0 | 0 | 0 | 0 | 0 | 0 | 0 | 0 | 0 | 0 | 0 | 0 | 0 | 0 | 0 | 0 | 0 | 0 | 0 | 0 | 0.083906 | 0 | 0 | 0 | 0 | 0 | 0 | 0 | 0 | 0 | 2.9982
58735_G_PV1 | S_VACA | North Carolina | 37 | Rowan | 159 | 58735 | PV1 | Buddy Solar | 0 | 2015 | 9999 | Solar PV | [5 empty] | Non-Fossil | G | 2025 | Solar |  | 0 | 0 | 0 | 0 | 0 | 0 | 0 | 0 | 0 | 0 | 0 | 0 | 0 | 0 | 0 | 0 | 1.2127 | 2.1511 | 3.5874 | 6.9512 | 0 | 0 | 0 | 0 | 0 | 0 | 0 | 0 | 0 | 0 | 0 | 0 | 0 | 0 | 0 | 0 | 0 | 0 | 0 | 0 | 0.11187 | 0 | 0 | 0 | 0 | 0 | 0 | 0 | 0 | 0 | 3.9976
58732_G_PV1 | S_VACA | North Carolina | 37 | Cleveland | 45 | 58732 | PV1 | Audrey Solar | 0 | 2016 | 9999 | Solar PV | [5 empty] | Non-Fossil | G | 2025 | Solar |  | 0 | 0 | 0 | 0 | 0 | 0 | 0 | 0 | 0 | 0 | 0 | 0 | 0 | 0 | 0 | 0 | 0.90953 | 1.6133 | 2.6905 | 5.2134 | 0 | 0 | 0 | 0 | 0 | 0 | 0 | 0 | 0 | 0 | 0 | 0 | 0 | 0 | 0 | 0 | 0 | 0 | 0 | 0 | 0.083906 | 0 | 0 | 0 | 0 | 0 | 0 | 0 | 0 | 0 | 2.9982
58731_G_PV1 | S_VACA | North Carolina | 37 | Catawba | 35 | 58731 | PV1 | Angel Solar | 0 | 2015 | 9999 | Solar PV | [5 empty] | Non-Fossil | G | 2025 | Solar |  | 0 | 0 | 0 | 0 | 0 | 0 | 0 | 0 | 0 | 0 | 0 | 0 | 0 | 0 | 0 | 0 | 1.5159 | 2.6889 | 4.4842 | 8.689 | 0 | 0 | 0 | 0 | 0 | 0 | 0 | 0 | 0 | 0 | 0 | 0 | 0 | 0 | 0 | 0 | 0 | 0 | 0 | 0 | 0.13984 | 0 | 0 | 0 | 0 | 0 | 0 | 0 | 0 | 0 | 4.997
58730_G_PV1 | S_VACA | North Carolina | 37 | Rutherford | 161 | 58730 | PV1 | Amethyst Solar | 0 | 2016 | 9999 | Solar PV | [5 empty] | Non-Fossil | G | 2025 | Solar |  | 0 | 0 | 0 | 0 | 0 | 0 | 0 | 0 | 0 | 0 | 0 | 0 | 0 | 0 | 0 | 0 | 0.90953 | 1.6133 | 2.6905 | 5.2134 | 0 | 0 | 0 | 0 | 0 | 0 | 0 | 0 | 0 | 0 | 0 | 0 | 0 | 0 | 0 | 0 | 0 | 0 | 0 | 0 | 0.083906 | 0 | 0 | 0 | 0 | 0 | 0 | 0 | 0 | 0 | 2.9982
58726_G_PV1 | S_VACA | North Carolina | 37 | Catawba | 35 | 58726 | PV1 | Flash Solar | 0 | 2015 | 9999 | Solar PV | [5 empty] | Non-Fossil | G | 2025 | Solar |  | 0 | 0 | 0 | 0 | 0 | 0 | 0 | 0 | 0 | 0 | 0 | 0 | 0 | 0 | 0 | 0 | 1.5159 | 2.6889 | 4.4842 | 8.689 | 0 | 0 | 0 | 0 | 0 | 0 | 0 | 0 | 0 | 0 | 0 | 0 | 0 | 0 | 0 | 0 | 0 | 0 | 0 | 0 | 0.13984 | 0 | 0 | 0 | 0 | 0 | 0 | 0 | 0 | 0 | 4.997
58725_G_PV1 | S_VACA | North Carolina | 37 | Alamance | 1 | 58725 | PV1 | Elliana Solar | 0 | 2015 | 9999 | Solar PV | [5 empty] | Non-Fossil | G | 2025 | Solar |  | 0 | 0 | 0 | 0 | 0 | 0 | 0 | 0 | 0 | 0 | 0 | 0 | 0 | 0 | 0 | 0 | 1.5159 | 2.6889 | 4.4842 | 8.689 | 0 | 0 | 0 | 0 | 0 | 0 | 0 | 0 | 0 | 0 | 0 | 0 | 0 | 0 | 0 | 0 | 0 | 0 | 0 | 0 | 0.13984 | 0 | 0 | 0 | 0 | 0 | 0 | 0 | 0 | 0 | 4.997
58722_G_PV1 | S_VACA | North Carolina | 37 | Rutherford | 161 | 58722 | PV1 | Charlotte Solar | 0 | 2015 | 9999 | Solar PV | [5 empty] | Non-Fossil | G | 2025 | Solar |  | 0 | 0 | 0 | 0 | 0 | 0 | 0 | 0 | 0 | 0 | 0 | 0 | 0 | 0 | 0 | 0 | 1.5159 | 2.6889 | 4.4842 | 8.689 | 0 | 0 | 0 | 0 | 0 | 0 | 0 | 0 | 0 | 0 | 0 | 0 | 0 | 0 | 0 | 0 | 0 | 0 | 0 | 0 | 0.13984 | 0 | 0 | 0 | 0 | 0 | 0 | 0 | 0 | 0 | 4.997
58721_G_ORION | WECC_SCE | California | 6 | Kern | 29 | 58721 | ORION | Orion Solar II | 0 | 2014 | 9999 | Solar PV | [5 empty] | Non-Fossil | G | 2025 | Solar |  | 0 | 0 | 0 | 0 | 0 | 0 | 0 | 0 | 0 | 0 | 0 | 0 | 0 | 0 | 0 | 0 | 3.366 | 6.2449 | 9.6793 | 19.2903 | 0 | 0 | 0 | 0 | 0 | 0 | 0 | 0 | 0 | 0 | 0 | 0 | 0 | 0 | 0 | 0 | 0 | 0 | 0 | 0 | 0.28902 | 0 | 0 | 0 | 0 | 0 | 0 | 0 | 0 | 0 | 8
58720_G_1 | ERC_PHDL | Texas | 48 | Carson | 65 | 58720 | 1 | Pattern Panhandle Wind 2 LLC | 0 | 2014 | 9999 | Onshore Wind | [5 empty] | Non-Fossil | G | 2025 | Wind |  | 0 | 0 | 0 | 0 | 0 | 0 | 0 | 0 | 0 | 0 | 0 | 0 | 0 | 0 | 0 | 0 | 177.3323 | 245.3637 | 266.6362 | 689.3322 | 0 | 0 | 0 | 0 | 0 | 0 | 0 | 0 | 0 | 0 | 0 | 0 | 0 | 0 | 0 | 0 | 0 | 0 | 0 | 0 | 5.5701 | 0 | 0 | 0 | 0 | 0 | 0 | 0 | 0 | 0 | 181.7
58719_G_WPH2 | MIS_LMI | Michigan | 26 | Huron | 63 | 58719 | WPH2 | Brookfield | 0 | 2014 | 9999 | Onshore Wind | [5 empty] | Non-Fossil | G | 2025 | Wind |  | 0 | 0 | 0 | 0 | 0 | 0 | 0 | 0 | 0 | 0 | 0 | 0 | 0 | 0 | 0 | 0 | 74.1675 | 93.1415 | 70.124 | 237.433 | 0 | 0 | 0 | 0 | 0 | 0 | 0 | 0 | 0 | 0 | 0 | 0 | 0 | 0 | 0 | 0 | 0 | 0 | 0 | 0 | 2.9581 | 0 | 0 | 0 | 0 | 0 | 0 | 0 | 0 | 0 | 74.8
58718_G_PV1 | WECC_SCE | California | 6 | Kern | 29 | 58718 | PV1 | Orion Solar I | 0 | 2014 | 9999 | Solar PV | [5 empty] | Non-Fossil | G | 2025 | Solar |  | 0 | 0 | 0 | 0 | 0 | 0 | 0 | 0 | 0 | 0 | 0 | 0 | 0 | 0 | 0 | 0 | 5.049 | 9.3674 | 14.519 | 28.9354 | 0 | 0 | 0 | 0 | 0 | 0 | 0 | 0 | 0 | 0 | 0 | 0 | 0 | 0 | 0 | 0 | 0 | 0 | 0 | 0 | 0.43353 | 0 | 0 | 0 | 0 | 0 | 0 | 0 | 0 | 0 | 12
58717_G_1 | ERC_REST | Texas | 48 | Kinney | 271 | 58717 | 1 | OCI Alamo 4, LLC | 0 | 2014 | 9999 | Solar PV | [5 empty] | Non-Fossil | G | 2025 | Solar |  | 0 | 0 | 0 | 0 | 0 | 0 | 0 | 0 | 0 | 0 | 0 | 0 | 0 | 0 | 0 | 0 | 11.5727 | 20.4246 | 35.1439 | 67.1412 | 0 | 0 | 0 | 0 | 0 | 0 | 0 | 0 | 0 | 0 | 0 | 0 | 0 | 0 | 0 | 0 | 0 | 0 | 0 | 0 | 0.99898 | 0 | 0 | 0 | 0 | 0 | 0 | 0 | 0 | 0 | 35.6963
58716_G_1 | ERC_REST | Texas | 48 | Bexar | 29 | 58716 | 1 | OCI Alamo 2, LLC | 0 | 2014 | 9999 | Solar PV | [5 empty] | Non-Fossil | G | 2025 | Solar |  | 0 | 0 | 0 | 0 | 0 | 0 | 0 | 0 | 0 | 0 | 0 | 0 | 0 | 0 | 0 | 0 | 1.2859 | 2.2694 | 3.9049 | 7.4601 | 0 | 0 | 0 | 0 | 0 | 0 | 0 | 0 | 0 | 0 | 0 | 0 | 0 | 0 | 0 | 0 | 0 | 0 | 0 | 0 | 0.111 | 0 | 0 | 0 | 0 | 0 | 0 | 0 | 0 | 0 | 3.9663
58715_G_GEN5 | PJM_PENE | Pennsylvania | 42 | Susquehanna | 115 | 58715 | GEN5 | Roundtop | 10745 | 2015 | 9999 | Combustion Turbine | [5 empty] | Fossil | G | 2025 | NaturalGas |  | 0.088155 | 0.092685 | 0.11658 | 0.29742 | 0 | 0 | 0 | 0 | 0 | 0 | 0 | 0 | 0 | 0 | 0 | 0 | 8.2043 | 8.6259 | 10.8498 | 27.6799 | 5.1606 | 5.4258 | 6.8246 | 17.411 | 6.1696e-09 | 6.4866e-09 | 8.1622e-09 | 2.0818e-08 | 0.05386 | 0.056627 | 0.071227 | 0.18171 | 0 | 0 | 0 | 0 | 0 | 0 | 0 | 0 | 0.07854 | 0.02716 | 0.028959 | 0.036425 | 0.092544 | 0.21835 | 0.21659 | 0.30974 | 0.74467 | 0 | 4.2
58715_G_GEN4 | PJM_PENE | Pennsylvania | 42 | Susquehanna | 115 | 58715 | GEN4 | Roundtop | 10745 | 2015 | 9999 | Combustion Turbine | [5 empty] | Fossil | G | 2025 | NaturalGas |  | 0.088155 | 0.092685 | 0.11658 | 0.29742 | 0 | 0 | 0 | 0 | 0 | 0 | 0 | 0 | 0 | 0 | 0 | 0 | 8.2043 | 8.6259 | 10.8498 | 27.6799 | 5.1606 | 5.4258 | 6.8246 | 17.411 | 6.1696e-09 | 6.4866e-09 | 8.1622e-09 | 2.0818e-08 | 0.05386 | 0.056627 | 0.071227 | 0.18171 | 0 | 0 | 0 | 0 | 0 | 0 | 0 | 0 | 0.07854 | 0.02716 | 0.028959 | 0.036425 | 0.092544 | 0.21835 | 0.21659 | 0.30974 | 0.74467 | 0 | 4.2
58715_G_GEN3 | PJM_PENE | Pennsylvania | 42 | Susquehanna | 115 | 58715 | GEN3 | Roundtop | 10745 | 2015 | 9999 | Combustion Turbine | [5 empty] | Fossil | G | 2025 | NaturalGas |  | 0.088155 | 0.092685 | 0.11658 | 0.29742 | 0 | 0 | 0 | 0 | 0 | 0 | 0 | 0 | 0 | 0 | 0 | 0 | 8.2043 | 8.6259 | 10.8498 | 27.6799 | 5.1606 | 5.4258 | 6.8246 | 17.411 | 6.1696e-09 | 6.4866e-09 | 8.1622e-09 | 2.0818e-08 | 0.05386 | 0.056627 | 0.071227 | 0.18171 | 0 | 0 | 0 | 0 | 0 | 0 | 0 | 0 | 0.07854 | 0.02716 | 0.028959 | 0.036425 | 0.092544 | 0.21835 | 0.21659 | 0.30974 | 0.74467 | 0 | 4.2
58715_G_GEN2 | PJM_PENE | Pennsylvania | 42 | Susquehanna | 115 | 58715 | GEN2 | Roundtop | 10745 | 2015 | 9999 | Combustion Turbine | [5 empty] | Fossil | G | 2025 | NaturalGas |  | 0.088155 | 0.092685 | 0.11658 | 0.29742 | 0 | 0 | 0 | 0 | 0 | 0 | 0 | 0 | 0 | 0 | 0 | 0 | 8.2043 | 8.6259 | 10.8498 | 27.6799 | 5.1606 | 5.4258 | 6.8246 | 17.411 | 6.1696e-09 | 6.4866e-09 | 8.1622e-09 | 2.0818e-08 | 0.05386 | 0.056627 | 0.071227 | 0.18171 | 0 | 0 | 0 | 0 | 0 | 0 | 0 | 0 | 0.07854 | 0.02716 | 0.028959 | 0.036425 | 0.092544 | 0.21835 | 0.21659 | 0.30974 | 0.74467 | 0 | 4.2
58715_G_GEN1 | PJM_PENE | Pennsylvania | 42 | Susquehanna | 115 | 58715 | GEN1 | Roundtop | 10745 | 2015 | 9999 | Combustion Turbine | [5 empty] | Fossil | G | 2025 | NaturalGas |  | 0.088155 | 0.092685 | 0.11658 | 0.29742 | 0 | 0 | 0 | 0 | 0 | 0 | 0 | 0 | 0 | 0 | 0 | 0 | 8.2043 | 8.6259 | 10.8498 | 27.6799 | 5.1606 | 5.4258 | 6.8246 | 17.411 | 6.1696e-09 | 6.4866e-09 | 8.1622e-09 | 2.0818e-08 | 0.05386 | 0.056627 | 0.071227 | 0.18171 | 0 | 0 | 0 | 0 | 0 | 0 | 0 | 0 | 0.07854 | 0.02716 | 0.028959 | 0.036425 | 0.092544 | 0.21835 | 0.21659 | 0.30974 | 0.74467 | 0 | 4.2
58713_G_NSTR | WEC_CALN | California | 6 | Fresno | 19 | 58713 | NSTR | North Star Solar | 0 | 2015 | 9999 | Solar PV | [5 empty] | Non-Fossil | G | 2025 | Solar |  | 0 | 0 | 0 | 0 | 0 | 0 | 0 | 0 | 0 | 0 | 0 | 0 | 0 | 0 | 0 | 0 | 22.5112 | 44.8118 | 73.4712 | 140.7942 | 0 | 0 | 0 | 0 | 0 | 0 | 0 | 0 | 0 | 0 | 0 | 0 | 0 | 0 | 0 | 0 | 0 | 0 | 0 | 0 | 1.9195 | 0 | 0 | 0 | 0 | 0 | 0 | 0 | 0 | 0 | 59.9427
58712_G_3G | NENGREST | New Hampshire | 33 | Merrimack | 13 | 58712 | 3G | Stevens Mills Hydroelectric Project | 0 | 1985 | 9999 | Hydro | [5 empty] | Non-Fossil | G | 2025 | Hydro |  | 0 | 0 | 0 | 0 | 0 | 0 | 0 | 0 | 0 | 0 | 0 | 0 | 0 | 0 | 0 | 0 | 1.1535 | 1.9207 | 1.8685 | 4.9428 | 0 | 0 | 0 | 0 | 0 | 0 | 0 | 0 | 0 | 0 | 0 | 0 | 0 | 0 | 0 | 0 | 0 | 0 | 0 | 0 | 0.026801 | 0.0030684 | 0.005109 | 0.0049703 | 0.013148 | 0 | 0 | 0 | 0 | 0 | 1.8
58712_G_1G | NENGREST | New Hampshire | 33 | Merrimack | 13 | 58712 | 1G | Stevens Mills Hydroelectric Project | 0 | 1985 | 9999 | Hydro | [5 empty] | Non-Fossil | G | 2025 | Hydro |  | 0 | 0 | 0 | 0 | 0 | 0 | 0 | 0 | 0 | 0 | 0 | 0 | 0 | 0 | 0 | 0 | 0.12817 | 0.21341 | 0.20762 | 0.5492 | 0 | 0 | 0 | 0 | 0 | 0 | 0 | 0 | 0 | 0 | 0 | 0 | 0 | 0 | 0 | 0 | 0 | 0 | 0 | 0 | 0.0029779 | 0.00034093 | 0.00056767 | 0.00055226 | 0.0014609 | 0 | 0 | 0 | 0 | 0 | 0.2
58711_G_LTHL | WECC_SCE | California | 6 | Kern | 29 | 58711 | LTHL | Lost Hills/Blackwell | 0 | 2015 | 9999 | Solar PV | [5 empty] | Non-Fossil | G | 2025 | Solar |  | 0 | 0 | 0 | 0 | 0 | 0 | 0 | 0 | 0 | 0 | 0 | 0 | 0 | 0 | 0 | 0 | 8.4151 | 15.6123 | 24.1983 | 48.2257 | 0 | 0 | 0 | 0 | 0 | 0 | 0 | 0 | 0 | 0 | 0 | 0 | 0 | 0 | 0 | 0 | 0 | 0 | 0 | 0 | 0.72255 | 0 | 0 | 0 | 0 | 0 | 0 | 0 | 0 | 0 | 20
58711_G_BLKW | WECC_SCE | California | 6 | Kern | 29 | 58711 | BLKW | Lost Hills/Blackwell | 0 | 2015 | 9999 | Solar PV | [5 empty] | Non-Fossil | G | 2025 | Solar |  | 0 | 0 | 0 | 0 | 0 | 0 | 0 | 0 | 0 | 0 | 0 | 0 | 0 | 0 | 0 | 0 | 5.049 | 9.3674 | 14.519 | 28.9354 | 0 | 0 | 0 | 0 | 0 | 0 | 0 | 0 | 0 | 0 | 0 | 0 | 0 | 0 | 0 | 0 | 0 | 0 | 0 | 0 | 0.43353 | 0 | 0 | 0 | 0 | 0 | 0 | 0 | 0 | 0 | 12
58710_G_BRLA | ERC_WEST | Texas | 48 | Pecos | 371 | 58710 | BRLA | Barilla Solar | 0 | 2015 | 9999 | Solar PV | [5 empty] | Non-Fossil | G | 2025 | Solar |  | 0 | 0 | 0 | 0 | 0 | 0 | 0 | 0 | 0 | 0 | 0 | 0 | 0 | 0 | 0 | 0 | 13.5975 | 19.6132 | 34.1088 | 67.3195 | 0 | 0 | 0 | 0 | 0 | 0 | 0 | 0 | 0 | 0 | 0 | 0 | 0 | 0 | 0 | 0 | 0 | 0 | 0 | 0 | 0.84516 | 0 | 0 | 0 | 0 | 0 | 0 | 0 | 0 | 0 | 30.2
58709_G_PARCC | WECC_AZ | Arizona | 4 | Maricopa | 13 | 58709 | PARCC | Phoenix Airport Rental Car Center | 0 | 2012 | 9999 | Solar PV | [5 empty] | Non-Fossil | G | 2025 | Solar |  | 0 | 0 | 0 | 0 | 0 | 0 | 0 | 0 | 0 | 0 | 0 | 0 | 0 | 0 | 0 | 0 | 0.63016 | 1.137 | 1.6466 | 3.4138 | 0 | 0 | 0 | 0 | 0 | 0 | 0 | 0 | 0 | 0 | 0 | 0 | 0 | 0 | 0 | 0 | 0 | 0 | 0 | 0 | 0.063047 | 0 | 0 | 0 | 0 | 0 | 0 | 0 | 0 | 0 | 1.3967
58708_G_PAEEL | WECC_AZ | Arizona | 4 | Maricopa | 13 | 58708 | PAEEL | Phoenix Airport East Economy Lot | 0 | 2012 | 9999 | Solar PV | [5 empty] | Non-Fossil | G | 2025 | Solar |  | 0 | 0 | 0 | 0 | 0 | 0 | 0 | 0 | 0 | 0 | 0 | 0 | 0 | 0 | 0 | 0 | 0.45011 | 0.81211 | 1.1762 | 2.4384 | 0 | 0 | 0 | 0 | 0 | 0 | 0 | 0 | 0 | 0 | 0 | 0 | 0 | 0 | 0 | 0 | 0 | 0 | 0 | 0 | 0.045034 | 0 | 0 | 0 | 0 | 0 | 0 | 0 | 0 | 0 | 0.99764
58707_B_B001 | S_VACA | South Carolina | 45 | Dorchester | 35 | 58707 | B001 | Dorchester Biomass | 16836 | 2013 | 9999 | Biomass |  |  | ESPH + SNCR | NH3 + OFA |  | Non-Fossil | B | 2025 |  | Biomass Retirement | 0 | 0 | 0 | 0 | 0 | 0 | 0 | 0 | 0 | 0 | 0 | 0 | 0 | 0 | 0 | 0 | 0 | 0 | 0 | 0 | 0 | 0 | 0 | 0 | 0 | 0 | 0 | 0 | 0 | 0 | 0 | 0 | 0 | 0 | 0 | 0 | 0 | 0 | 0 | 0 | 0 | 0 | 0 | 0 | 0 | 0 | 0 | 0 | 0 | 0 | 19.9 | SNCR
58706_B_B001 | S_VACA | South Carolina | 45 | Allendale | 5 | 58706 | B001 | Allendale Biomass | 16162 | 2013 | 9999 | Biomass |  |  | ESPH + SNCR | NH3 + OFA |  | Non-Fossil | B | 2025 |  | Biomass Retirement | 0 | 0 | 0 | 0 | 0 | 0 | 0 | 0 | 0 | 0 | 0 | 0 | 0 | 0 | 0 | 0 | 0 | 0 | 0 | 0 | 0 | 0 | 0 | 0 | 0 | 0 | 0 | 0 | 0 | 0 | 0 | 0 | 0 | 0 | 0 | 0 | 0 | 0 | 0 | 0 | 0 | 0 | 0 | 0 | 0 | 0 | 0 | 0 | 0 | 0 | 19.9 | SNCR
58704_G_CAT-2 | MIS_LMI | Michigan | 26 | Ottawa | 139 | 58704 | CAT-2 | Zeeland Farm Services | 13500 | 2009 | 9999 | Non-Fossil Waste | [5 empty] | Non-Fossil | G | 2025 | Non-Fossil |  | 0.014001 | 0.021489 | 0.029532 | 0.065023 | 0 | 0 | 0 | 0 | 0 | 0 | 0 | 0 | 0 | 0 | 0 | 0 | 1.0371 | 1.5918 | 2.1876 | 4.8165 | 0 | 0 | 0 | 0 | 0 | 0 | 0 | 0 | 0 | 0 | 0 | 0 | 0 | 0 | 0 | 0 | 0 | 0 | 0 | 0 | 0.35204 | 0.0067817 | 0.010409 | 0.014305 | 0.031495 | 0 | 0 | 0 | 0 | 0 | 1.5
58704_G_CAT-1 | MIS_LMI | Michigan | 26 | Ottawa | 139 | 58704 | CAT-1 | Zeeland Farm Services | 13500 | 2006 | 9999 | Non-Fossil Waste | [5 empty] | Non-Fossil | G | 2025 | Non-Fossil |  | 0.013067 | 0.020057 | 0.027564 | 0.060688 | 0 | 0 | 0 | 0 | 0 | 0 | 0 | 0 | 0 | 0 | 0 | 0 | 0.96796 | 1.4857 | 2.0418 | 4.4954 | 0 | 0 | 0 | 0 | 0 | 0 | 0 | 0 | 0 | 0 | 0 | 0 | 0 | 0 | 0 | 0 | 0 | 0 | 0 | 0 | 0.32857 | 0.0063296 | 0.009715 | 0.013351 | 0.029396 | 0 | 0 | 0 | 0 | 0 | 1.4
58703_G_1 | MIS_INKY | Indiana | 18 | Marion | 97 | 58703 | 1 | Lenape II | 0 | 2015 | 9999 | Solar PV | [5 empty] | Non-Fossil | G | 2025 | Solar |  | 0 | 0 | 0 | 0 | 0 | 0 | 0 | 0 | 0 | 0 | 0 | 0 | 0 | 0 | 0 | 0 | 1.0115 | 2.1054 | 3.2099 | 6.3267 | 0 | 0 | 0 | 0 | 0 | 0 | 0 | 0 | 0 | 0 | 0 | 0 | 0 | 0 | 0 | 0 | 0 | 0 | 0 | 0 | 0.11194 | 0 | 0 | 0 | 0 | 0 | 0 | 0 | 0 | 0 | 4
58702_G_1 | NENGREST | Massachusetts | 25 | Franklin | 11 | 58702 | 1 | Axio Green LLC | 0 | 2012 | 9999 | Solar PV | [5 empty] | Non-Fossil | G | 2025 | Solar |  | 0 | 0 | 0 | 0 | 0 | 0 | 0 | 0 | 0 | 0 | 0 | 0 | 0 | 0 | 0 | 0 | 0.43856 | 0.91185 | 1.3931 | 2.7435 | 0 | 0 | 0 | 0 | 0 | 0 | 0 | 0 | 0 | 0 | 0 | 0 | 0 | 0 | 0 | 0 | 0 | 0 | 0 | 0 | 0.05475 | 0 | 0 | 0 | 0 | 0 | 0 | 0 | 0 | 0 | 1.9564
58701_G_PV2 | S_VACA | North Carolina | 37 | Catawba | 35 | 58701 | PV2 | Apple Data Center - PV2 | 0 | 2013 | 9999 | Solar PV | [5 empty] | Non-Fossil | G | 2025 | Solar |  | 0 | 0 | 0 | 0 | 0 | 0 | 0 | 0 | 0 | 0 | 0 | 0 | 0 | 0 | 0 | 0 | 5.8816 | 10.4329 | 17.3988 | 33.7133 | 0 | 0 | 0 | 0 | 0 | 0 | 0 | 0 | 0 | 0 | 0 | 0 | 0 | 0 | 0 | 0 | 0 | 0 | 0 | 0 | 0.54259 | 0 | 0 | 0 | 0 | 0 | 0 | 0 | 0 | 0 | 19.3883
58700_G_CS300 | S_VACA | South Carolina | 45 | Colleton | 29 | 58700 | CS300 | Colleton Solar Farm | 0 | 2013 | 9999 | Solar PV | [5 empty] | Non-Fossil | G | 2025 | Solar |  | 0 | 0 | 0 | 0 | 0 | 0 | 0 | 0 | 0 | 0 | 0 | 0 | 0 | 0 | 0 | 0 | 0.78061 | 1.4131 | 2.3088 | 4.5025 | 0 | 0 | 0 | 0 | 0 | 0 | 0 | 0 | 0 | 0 | 0 | 0 | 0 | 0 | 0 | 0 | 0 | 0 | 0 | 0 | 0.069964 | 0 | 0 | 0 | 0 | 0 | 0 | 0 | 0 | 0 | 2.5
58699_G_GEN 2 | WECC_SCE | California | 6 | Kern | 29 | 58699 | GEN 2 | ABEC Bidart-Old River LLC | 12396 | 2013 | 9999 | Non-Fossil Waste | [5 empty] | Non-Fossil | G | 2025 | Non-Fossil |  | 0.016971 | 0.020803 | 0.026625 | 0.064399 | 0 | 0 | 0 | 0 | 0 | 0 | 0 | 0 | 0 | 0 | 0 | 0 | 1.3691 | 1.6782 | 2.1479 | 5.1951 | 0 | 0 | 0 | 0 | 0 | 0 | 0 | 0 | 0 | 0 | 0 | 0 | 0 | 0 | 0 | 0 | 0 | 0 | 0 | 0 | 0.21122 | 0.0089524 | 0.010974 | 0.014045 | 0.033971 | 0 | 0 | 0 | 0 | 0 | 0.9
58699_G_GEN 1 | WECC_SCE | California | 6 | Kern | 29 | 58699 | GEN 1 | ABEC Bidart-Old River LLC | 12396 | 2013 | 9999 | Non-Fossil Waste | [5 empty] | Non-Fossil | G | 2025 | Non-Fossil |  | 0.016971 | 0.020803 | 0.026625 | 0.064399 | 0 | 0 | 0 | 0 | 0 | 0 | 0 | 0 | 0 | 0 | 0 | 0 | 1.3691 | 1.6782 | 2.1479 | 5.1951 | 0 | 0 | 0 | 0 | 0 | 0 | 0 | 0 | 0 | 0 | 0 | 0 | 0 | 0 | 0 | 0 | 0 | 0 | 0 | 0 | 0.21122 | 0.0089524 | 0.010974 | 0.014045 | 0.033971 | 0 | 0 | 0 | 0 | 0 | 0.9
58697_G_CT2 | S_VACA | North Carolina | 37 | New Hanover | 129 | 58697 | CT2 | L V Sutton Combined Cycle | 7050 | 2013 | 9999 | Combined Cycle |  |  | SCR | DLNB + H2O |  | Fossil | G | 2025 | NaturalGas |  | 2.1145 | 2.8663 | 3.9566 | 8.9375 | 0 | 0 | 0 | 0 | 0 | 0 | 0 | 0 | 0 | 0 | 0 | 0 | 299.9305 | 406.5724 | 561.2207 | 1267.7235 | 123.7834 | 167.7953 | 231.6197 | 523.1984 | 1.4803e-07 | 2.0066e-07 | 2.7694e-07 | 6.2563e-07 | 0.037469 | 0.050791 | 0.070111 | 0.15837 | 0 | 0 | 0 | 0 | 0 | 0 | 0 | 0 | 5.2231 | 0.63669 | 0.86307 | 1.1914 | 2.6911 | 8.4936 | 10.3671 | 15.3787 | 34.2394 | 0 | 171 | SCR
58697_G_CT1 | S_VACA | North Carolina | 37 | New Hanover | 129 | 58697 | CT1 | L V Sutton Combined Cycle | 7050 | 2013 | 9999 | Combined Cycle |  |  | SCR | DLNB + H2O |  | Fossil | G | 2025 | NaturalGas |  | 2.1021 | 2.8496 | 3.9335 | 8.8852 | 0 | 0 | 0 | 0 | 0 | 0 | 0 | 0 | 0 | 0 | 0 | 0 | 298.1765 | 404.1948 | 557.9387 | 1260.31 | 123.0595 | 166.814 | 230.2652 | 520.1387 | 1.4716e-07 | 1.9948e-07 | 2.7533e-07 | 6.2197e-07 | 0.03725 | 0.050494 | 0.069701 | 0.15745 | 0 | 0 | 0 | 0 | 0 | 0 | 0 | 0 | 5.1926 | 0.63297 | 0.85802 | 1.1844 | 2.6754 | 8.444 | 10.3064 | 15.2887 | 34.0392 | 0 | 170 | SCR
58697_G_CA1 | S_VACA | North Carolina | 37 | New Hanover | 129 | 58697 | CA1 | L V Sutton Combined Cycle | 7050 | 2013 | 9999 | Combined Cycle |  |  | SCR | DLNB + H2O |  | Fossil | G | 2025 | NaturalGas |  | 3.2892 | 4.4587 | 6.1547 | 13.9027 | 0 | 0 | 0 | 0 | 0 | 0 | 0 | 0 | 0 | 0 | 0 | 0 | 466.5585 | 632.446 | 873.0099 | 1972.0144 | 192.552 | 261.0149 | 360.2973 | 813.8642 | 2.3026e-07 | 3.1213e-07 | 4.308e-07 | 9.732e-07 | 0.058285 | 0.079009 | 0.10906 | 0.24636 | 0 | 0 | 0 | 0 | 0 | 0 | 0 | 0 | 8.1248 | 0.99041 | 1.3426 | 1.8532 | 4.1862 | 13.2123 | 16.1265 | 23.9224 | 53.2613 | 0 | 266 | SCR
58696_G_GEN1 | WECC_PNW | Washington | 53 | Whatcom | 73 | 58696 | GEN1 | Nooksack Hydro | 0 | 1906 | 9999 | Hydro | [5 empty] | Non-Fossil | G | 2025 | Hydro |  | 0 | 0 | 0 | 0 | 0 | 0 | 0 | 0 | 0 | 0 | 0 | 0 | 0 | 0 | 0 | 0 | 2.4857 | 3.1484 | 4.5606 | 10.1947 | 0 | 0 | 0 | 0 | 0 | 0 | 0 | 0 | 0 | 0 | 0 | 0 | 0 | 0 | 0 | 0 | 0 | 0 | 0 | 0 | 0.04169 | 0.006612 | 0.0083747 | 0.012131 | 0.027118 | 0 | 0 | 0 | 0 | 0 | 2.8
58695_G_1 | SPP_NEBR | Nebraska | 31 | Holt | 89 | 58695 | 1 | Grande Prairie Wind Farm | 0 | 2016 | 9999 | Onshore Wind | [5 empty] | Non-Fossil | G | 2025 | Wind |  | 0 | 0 | 0 | 0 | 0 | 0 | 0 | 0 | 0 | 0 | 0 | 0 | 0 | 0 | 0 | 0 | 392.9587 | 540.6357 | 493.6747 | 1427.269 | 0 | 0 | 0 | 0 | 0 | 0 | 0 | 0 | 0 | 0 | 0 | 0 | 0 | 0 | 0 | 0 | 0 | 0 | 0 | 0 | 10.6149 | 0 | 0 | 0 | 0 | 0 | 0 | 0 | 0 | 0 | 376.7243
58692_G_1 | MIS_MNWI | Minnesota | 27 | Stearns | 145 | 58692 | 1 | Black Oak Wind Farm | 0 | 2016 | 9999 | Onshore Wind | [5 empty] | Non-Fossil | G | 2025 | Wind |  | 0 | 0 | 0 | 0 | 0 | 0 | 0 | 0 | 0 | 0 | 0 | 0 | 0 | 0 | 0 | 0 | 66.6984 | 91.7685 | 76.657 | 235.1239 | 0 | 0 | 0 | 0 | 0 | 0 | 0 | 0 | 0 | 0 | 0 | 0 | 0 | 0 | 0 | 0 | 0 | 0 | 0 | 0 | 2.1978 | 0 | 0 | 0 | 0 | 0 | 0 | 0 | 0 | 0 | 78
58691_G_STFK1 | MIS_MNWI | Minnesota | 27 | Jackson | 63 | 58691 | STFK1 | South Fork Wind Farm | 0 | 2016 | 9999 | Onshore Wind | [5 empty] | Non-Fossil | G | 2025 | Wind |  | 0 | 0 | 0 | 0 | 0 | 0 | 0 | 0 | 0 | 0 | 0 | 0 | 0 | 0 | 0 | 0 | 11.1164 | 15.2948 | 12.7762 | 39.1873 | 0 | 0 | 0 | 0 | 0 | 0 | 0 | 0 | 0 | 0 | 0 | 0 | 0 | 0 | 0 | 0 | 0 | 0 | 0 | 0 | 0.3663 | 0 | 0 | 0 | 0 | 0 | 0 | 0 | 0 | 0 | 13
58690_G_APLB1 | MIS_LMI | Michigan | 26 | Huron | 63 | 58690 | APLB1 | Apple Blossom Wind Farm | 0 | 2017 | 9999 | Onshore Wind | [5 empty] | Non-Fossil | G | 2025 | Wind |  | 0 | 0 | 0 | 0 | 0 | 0 | 0 | 0 | 0 | 0 | 0 | 0 | 0 | 0 | 0 | 0 | 99.1545 | 124.5207 | 93.7487 | 317.4239 | 0 | 0 | 0 | 0 | 0 | 0 | 0 | 0 | 0 | 0 | 0 | 0 | 0 | 0 | 0 | 0 | 0 | 0 | 0 | 0 | 3.9547 | 0 | 0 | 0 | 0 | 0 | 0 | 0 | 0 | 0 | 100
58689_G_1 | WECC_NM | New Mexico | 35 | Taos | 55 | 58689 | 1 | Blue Sky One | 0 | 2012 | 9999 | Solar PV | [5 empty] | Non-Fossil | G | 2025 | Solar |  | 0 | 0 | 0 | 0 | 0 | 0 | 0 | 0 | 0 | 0 | 0 | 0 | 0 | 0 | 0 | 0 | 0.56579 | 0.96716 | 1.4536 | 2.9866 | 0 | 0 | 0 | 0 | 0 | 0 | 0 | 0 | 0 | 0 | 0 | 0 | 0 | 0 | 0 | 0 | 0 | 0 | 0 | 0 | 0.036381 | 0 | 0 | 0 | 0 | 0 | 0 | 0 | 0 | 0 | 1.3
58688_G_C | WECC_PNW | Washington | 53 | Pierce | 53 | 58688 | C | LRI LFGTE Facility | 13500 | 2013 | 9999 | Landfill Gas | [5 empty] | Non-Fossil | G | 2025 | LF Gas |  | 0.021811 | 0.030009 | 0.035488 | 0.087308 | 0 | 0 | 0 | 0 | 0 | 0 | 0 | 0 | 0 | 0 | 0 | 0 | 1.6156 | 2.2229 | 2.6287 | 6.4672 | 1.257 | 1.7294 | 2.0451 | 5.0315 | 0 | 0 | 0 | 0 | 0.0026263 | 0.0036134 | 0.0042731 | 0.010513 | 0 | 0 | 0 | 0 | 0 | 0 | 0 | 0 | 0.35204 | 0.010565 | 0.014536 | 0.017189 | 0.04229 | 0 | 0 | 0 | 0 | 0 | 1.5
58688_G_B | WECC_PNW | Washington | 53 | Pierce | 53 | 58688 | B | LRI LFGTE Facility | 13500 | 2013 | 9999 | Landfill Gas | [5 empty] | Non-Fossil | G | 2025 | LF Gas |  | 0.021811 | 0.030009 | 0.035488 | 0.087308 | 0 | 0 | 0 | 0 | 0 | 0 | 0 | 0 | 0 | 0 | 0 | 0 | 1.6156 | 2.2229 | 2.6287 | 6.4672 | 1.257 | 1.7294 | 2.0451 | 5.0315 | 0 | 0 | 0 | 0 | 0.0026263 | 0.0036134 | 0.0042731 | 0.010513 | 0 | 0 | 0 | 0 | 0 | 0 | 0 | 0 | 0.35204 | 0.010565 | 0.014536 | 0.017189 | 0.04229 | 0 | 0 | 0 | 0 | 0 | 1.5
58688_G_A | WECC_PNW | Washington | 53 | Pierce | 53 | 58688 | A | LRI LFGTE Facility | 13500 | 2013 | 9999 | Landfill Gas | [5 empty] | Non-Fossil | G | 2025 | LF Gas |  | 0.021811 | 0.030009 | 0.035488 | 0.087308 | 0 | 0 | 0 | 0 | 0 | 0 | 0 | 0 | 0 | 0 | 0 | 0 | 1.6156 | 2.2229 | 2.6287 | 6.4672 | 1.257 | 1.7294 | 2.0451 | 5.0315 | 0 | 0 | 0 | 0 | 0.0026263 | 0.0036134 | 0.0042731 | 0.010513 | 0 | 0 | 0 | 0 | 0 | 0 | 0 | 0 | 0.35204 | 0.010565 | 0.014536 | 0.017189 | 0.04229 | 0 | 0 | 0 | 0 | 0 | 1.5
58687_G_GEN3 | WECC_PNW | Oregon | 41 | Morrow | 49 | 58687 | GEN3 | Finley Buttes Landfill Gas | 13500 | 2007 | 9999 | Landfill Gas | [5 empty] | Non-Fossil | G | 2025 | LF Gas |  | 0.037684 | 0.051464 | 0.065097 | 0.15424 | 0 | 0 | 0 | 0 | 0 | 0 | 0 | 0 | 0 | 0 | 0 | 0 | 2.7914 | 3.8121 | 4.822 | 11.4255 | 2.1717 | 2.9658 | 3.7515 | 8.889 | 0 | 0 | 0 | 0 | 0.0045375 | 0.0061968 | 0.0078383 | 0.018573 | 0 | 0 | 0 | 0 | 0 | 0 | 0 | 0 | 0.4027 | 0.018253 | 0.024928 | 0.031532 | 0.074713 | 0 | 0 | 0 | 0 | 0 | 1.6
58687_G_GEN2 | WECC_PNW | Oregon | 41 | Morrow | 49 | 58687 | GEN2 | Finley Buttes Landfill Gas | 13500 | 2007 | 9999 | Landfill Gas | [5 empty] | Non-Fossil | G | 2025 | LF Gas |  | 0.037684 | 0.051464 | 0.065097 | 0.15424 | 0 | 0 | 0 | 0 | 0 | 0 | 0 | 0 | 0 | 0 | 0 | 0 | 2.7914 | 3.8121 | 4.822 | 11.4255 | 2.1717 | 2.9658 | 3.7515 | 8.889 | 0 | 0 | 0 | 0 | 0.0045375 | 0.0061968 | 0.0078383 | 0.018573 | 0 | 0 | 0 | 0 | 0 | 0 | 0 | 0 | 0.4027 | 0.018253 | 0.024928 | 0.031532 | 0.074713 | 0 | 0 | 0 | 0 | 0 | 1.6
58687_G_GEN1 | WECC_PNW | Oregon | 41 | Morrow | 49 | 58687 | GEN1 | Finley Buttes Landfill Gas | 13500 | 2007 | 9999 | Landfill Gas | [5 empty] | Non-Fossil | G | 2025 | LF Gas |  | 0.037684 | 0.051464 | 0.065097 | 0.15424 | 0 | 0 | 0 | 0 | 0 | 0 | 0 | 0 | 0 | 0 | 0 | 0 | 2.7914 | 3.8121 | 4.822 | 11.4255 | 2.1717 | 2.9658 | 3.7515 | 8.889 | 0 | 0 | 0 | 0 | 0.0045375 | 0.0061968 | 0.0078383 | 0.018573 | 0 | 0 | 0 | 0 | 0 | 0 | 0 | 0 | 0.4027 | 0.018253 | 0.024928 | 0.031532 | 0.074713 | 0 | 0 | 0 | 0 | 0 | 1.6
58686_G_HANC1 | NENG_ME | Maine | 23 | Hancock | 9 | 58686 | HANC1 | Hancock Wind Plant | 0 | 2016 | 9999 | Onshore Wind | [5 empty] | Non-Fossil | G | 2025 | Wind |  | 0 | 0 | 0 | 0 | 0 | 0 | 0 | 0 | 0 | 0 | 0 | 0 | 0 | 0 | 0 | 0 | 38.1151 | 48.6136 | 39.4926 | 126.2213 | 0 | 0 | 0 | 0 | 0 | 0 | 0 | 0 | 0 | 0 | 0 | 0 | 0 | 0 | 0 | 0 | 0 | 0 | 0 | 0 | 1.5545 | 0 | 0 | 0 | 0 | 0 | 0 | 0 | 0 | 0 | 50.4526
58685_G_8107 | PJM_PENE | Pennsylvania | 42 | Armstrong | 5 | 58685 | 8107 | Mahoning Creek Hydroelectric Project | 0 | 2013 | 9999 | Hydro | [5 empty] | Non-Fossil | G | 2025 | Hydro |  | 0 | 0 | 0 | 0 | 0 | 0 | 0 | 0 | 0 | 0 | 0 | 0 | 0 | 0 | 0 | 0 | 9.2566 | 12.3356 | 9.7566 | 31.3489 | 0 | 0 | 0 | 0 | 0 | 0 | 0 | 0 | 0 | 0 | 0 | 0 | 0 | 0 | 0 | 0 | 0 | 0 | 0 | 0 | 0.099759 | 0.024623 | 0.032813 | 0.025953 | 0.083388 | 0 | 0 | 0 | 0 | 0 | 6.7
58683_G_1 | SPP_WEST | Oklahoma | 40 | Osage | 113 | 58683 | 1 | Osage Wind, LLC | 0 | 2015 | 9999 | Onshore Wind | [5 empty] | Non-Fossil | G | 2025 | Wind |  | 0 | 0 | 0 | 0 | 0 | 0 | 0 | 0 | 0 | 0 | 0 | 0 | 0 | 0 | 0 | 0 | 129.2462 | 198.8312 | 201.0734 | 529.1508 | 0 | 0 | 0 | 0 | 0 | 0 | 0 | 0 | 0 | 0 | 0 | 0 | 0 | 0 | 0 | 0 | 0 | 0 | 0 | 0 | 5.7914 | 0 | 0 | 0 | 0 | 0 | 0 | 0 | 0 | 0 | 148.6827
58682_G_PV1 | NENGREST | Massachusetts | 25 | Bristol | 5 | 58682 | PV1 | Dartmouth | 0 | 2014 | 9999 | Solar PV | [5 empty] | Non-Fossil | G | 2025 | Solar |  | 0 | 0 | 0 | 0 | 0 | 0 | 0 | 0 | 0 | 0 | 0 | 0 | 0 | 0 | 0 | 0 | 1.3815 | 2.8723 | 4.3882 | 8.642 | 0 | 0 | 0 | 0 | 0 | 0 | 0 | 0 | 0 | 0 | 0 | 0 | 0 | 0 | 0 | 0 | 0 | 0 | 0 | 0 | 0.17246 | 0 | 0 | 0 | 0 | 0 | 0 | 0 | 0 | 0 | 6.1625
58681_G_RT661 | ERC_PHDL | Texas | 48 | Carson | 65 | 58681 | RT661 | Route 66 Wind Plant | 0 | 2015 | 9999 | Onshore Wind | [5 empty] | Non-Fossil | G | 2025 | Wind |  | 0 | 0 | 0 | 0 | 0 | 0 | 0 | 0 | 0 | 0 | 0 | 0 | 0 | 0 | 0 | 0 | 146.3943 | 202.5567 | 220.1179 | 569.069 | 0 | 0 | 0 | 0 | 0 | 0 | 0 | 0 | 0 | 0 | 0 | 0 | 0 | 0 | 0 | 0 | 0 | 0 | 0 | 0 | 4.5983 | 0 | 0 | 0 | 0 | 0 | 0 | 0 | 0 | 0 | 150
58680_G_PV1 | NENGREST | Massachusetts | 25 | Bristol | 5 | 58680 | PV1 | Braley Road 2 | 0 | 2015 | 9999 | Solar PV | [5 empty] | Non-Fossil | G | 2025 | Solar |  | 0 | 0 | 0 | 0 | 0 | 0 | 0 | 0 | 0 | 0 | 0 | 0 | 0 | 0 | 0 | 0 | 0.59205 | 1.231 | 1.8807 | 3.7037 | 0 | 0 | 0 | 0 | 0 | 0 | 0 | 0 | 0 | 0 | 0 | 0 | 0 | 0 | 0 | 0 | 0 | 0 | 0 | 0 | 0.073912 | 0 | 0 | 0 | 0 | 0 | 0 | 0 | 0 | 0 | 2.6411
58679_G_4 | NY_Z_C&E | New York | 36 | St Lawrence | 89 | 58679 | 4 | Upper Newton Falls | 0 | 1927 | 9999 | Hydro | [5 empty] | Non-Fossil | G | 2025 | Hydro |  | 0 | 0 | 0 | 0 | 0 | 0 | 0 | 0 | 0 | 0 | 0 | 0 | 0 | 0 | 0 | 0 | 0.22739 | 0.30423 | 0.37116 | 0.90279 | 0 | 0 | 0 | 0 | 0 | 0 | 0 | 0 | 0 | 0 | 0 | 0 | 0 | 0 | 0 | 0 | 0 | 0 | 0 | 0 | 0.0029779 | 0.00060487 | 0.00080926 | 0.00098729 | 0.0024014 | 0 | 0 | 0 | 0 | 0 | 0.2
58679_G_3 | NY_Z_C&E | New York | 36 | St Lawrence | 89 | 58679 | 3 | Upper Newton Falls | 0 | 1927 | 9999 | Hydro | [5 empty] | Non-Fossil | G | 2025 | Hydro |  | 0 | 0 | 0 | 0 | 0 | 0 | 0 | 0 | 0 | 0 | 0 | 0 | 0 | 0 | 0 | 0 | 0.68218 | 0.9127 | 1.1135 | 2.7084 | 0 | 0 | 0 | 0 | 0 | 0 | 0 | 0 | 0 | 0 | 0 | 0 | 0 | 0 | 0 | 0 | 0 | 0 | 0 | 0 | 0.0089337 | 0.0018146 | 0.0024278 | 0.0029619 | 0.0072043 | 0 | 0 | 0 | 0 | 0 | 0.6
58679_G_2 | NY_Z_C&E | New York | 36 | St Lawrence | 89 | 58679 | 2 | Upper Newton Falls | 0 | 1927 | 9999 | Hydro | [5 empty] | Non-Fossil | G | 2025 | Hydro |  | 0 | 0 | 0 | 0 | 0 | 0 | 0 | 0 | 0 | 0 | 0 | 0 | 0 | 0 | 0 | 0 | 0.68218 | 0.9127 | 1.1135 | 2.7084 | 0 | 0 | 0 | 0 | 0 | 0 | 0 | 0 | 0 | 0 | 0 | 0 | 0 | 0 | 0 | 0 | 0 | 0 | 0 | 0 | 0.0089337 | 0.0018146 | 0.0024278 | 0.0029619 | 0.0072043 | 0 | 0 | 0 | 0 | 0 | 0.6
58678_G_2 | NY_Z_C&E | New York | 36 | St Lawrence | 89 | 58678 | 2 | Oswegatchie | 0 | 2002 | 9999 | Hydro | [5 empty] | Non-Fossil | G | 2025 | Hydro |  | 0 | 0 | 0 | 0 | 0 | 0 | 0 | 0 | 0 | 0 | 0 | 0 | 0 | 0 | 0 | 0 | 0.90958 | 1.2169 | 1.4847 | 3.6112 | 0 | 0 | 0 | 0 | 0 | 0 | 0 | 0 | 0 | 0 | 0 | 0 | 0 | 0 | 0 | 0 | 0 | 0 | 0 | 0 | 0.011912 | 0.0024195 | 0.003237 | 0.0039492 | 0.0096057 | 0 | 0 | 0 | 0 | 0 | 0.8
58678_G_1 | NY_Z_C&E | New York | 36 | St Lawrence | 89 | 58678 | 1 | Oswegatchie | 0 | 2002 | 9999 | Hydro | [5 empty] | Non-Fossil | G | 2025 | Hydro |  | 0 | 0 | 0 | 0 | 0 | 0 | 0 | 0 | 0 | 0 | 0 | 0 | 0 | 0 | 0 | 0 | 0.90958 | 1.2169 | 1.4847 | 3.6112 | 0 | 0 | 0 | 0 | 0 | 0 | 0 | 0 | 0 | 0 | 0 | 0 | 0 | 0 | 0 | 0 | 0 | 0 | 0 | 0 | 0.011912 | 0.0024195 | 0.003237 | 0.0039492 | 0.0096057 | 0 | 0 | 0 | 0 | 0 | 0.8
58677_G_1 | MIS_LMI | Michigan | 26 | Gratiot | 57 | 58677 | 1 | Gratiot County Wind LLC | 0 | 2012 | 9999 | Onshore Wind | [5 empty] | Non-Fossil | G | 2025 | Wind |  | 0 | 0 | 0 | 0 | 0 | 0 | 0 | 0 | 0 | 0 | 0 | 0 | 0 | 0 | 0 | 0 | 109.4665 | 137.4709 | 103.4986 | 350.4359 | 0 | 0 | 0 | 0 | 0 | 0 | 0 | 0 | 0 | 0 | 0 | 0 | 0 | 0 | 0 | 0 | 0 | 0 | 0 | 0 | 4.366 | 0 | 0 | 0 | 0 | 0 | 0 | 0 | 0 | 0 | 110.4
58675_G_CHOCO | S_VACA | North Carolina | 37 | Beaufort | 13 | 58675 | CHOCO | Chocowinity Solar LLC | 0 | 2014 | 9999 | Solar PV | [5 empty] | Non-Fossil | G | 2025 | Solar |  | 0 | 0 | 0 | 0 | 0 | 0 | 0 | 0 | 0 | 0 | 0 | 0 | 0 | 0 | 0 | 0 | 1.5159 | 2.6889 | 4.4842 | 8.689 | 0 | 0 | 0 | 0 | 0 | 0 | 0 | 0 | 0 | 0 | 0 | 0 | 0 | 0 | 0 | 0 | 0 | 0 | 0 | 0 | 0.13984 | 0 | 0 | 0 | 0 | 0 | 0 | 0 | 0 | 0 | 4.997
58674_G_CIRRU | S_VACA | North Carolina | 37 | Franklin | 69 | 58674 | CIRRU | Cirrus Solar LLC | 0 | 2014 | 9999 | Solar PV | [5 empty] | Non-Fossil | G | 2025 | Solar |  | 0 | 0 | 0 | 0 | 0 | 0 | 0 | 0 | 0 | 0 | 0 | 0 | 0 | 0 | 0 | 0 | 1.5159 | 2.6889 | 4.4842 | 8.689 | 0 | 0 | 0 | 0 | 0 | 0 | 0 | 0 | 0 | 0 | 0 | 0 | 0 | 0 | 0 | 0 | 0 | 0 | 0 | 0 | 0.13984 | 0 | 0 | 0 | 0 | 0 | 0 | 0 | 0 | 0 | 4.997
58673_G_GATES | PJM_Dom | North Carolina | 37 | Gates | 73 | 58673 | GATES | Gates Solar LLC | 0 | 2015 | 9999 | Solar PV | [5 empty] | Non-Fossil | G | 2025 | Solar |  | 0 | 0 | 0 | 0 | 0 | 0 | 0 | 0 | 0 | 0 | 0 | 0 | 0 | 0 | 0 | 0 | 1.5517 | 2.6921 | 4.8414 | 9.0853 | 0 | 0 | 0 | 0 | 0 | 0 | 0 | 0 | 0 | 0 | 0 | 0 | 0 | 0 | 0 | 0 | 0 | 0 | 0 | 0 | 0.13993 | 0 | 0 | 0 | 0 | 0 | 0 | 0 | 0 | 0 | 5
58670_G_TURKY | S_VACA | North Carolina | 37 | Robeson | 155 | 58670 | TURKY | Turkey Branch Solar LLC | 0 | 2014 | 9999 | Solar PV | [5 empty] | Non-Fossil | G | 2025 | Solar |  | 0 | 0 | 0 | 0 | 0 | 0 | 0 | 0 | 0 | 0 | 0 | 0 | 0 | 0 | 0 | 0 | 1.5159 | 2.6889 | 4.4842 | 8.689 | 0 | 0 | 0 | 0 | 0 | 0 | 0 | 0 | 0 | 0 | 0 | 0 | 0 | 0 | 0 | 0 | 0 | 0 | 0 | 0 | 0.13984 | 0 | 0 | 0 | 0 | 0 | 0 | 0 | 0 | 0 | 4.997
58669_G_SELMA | S_VACA | North Carolina | 37 | Johnston | 101 | 58669 | SELMA | Selma Solar LLC | 0 | 2014 | 9999 | Solar PV | [5 empty] | Non-Fossil | G | 2025 | Solar |  | 0 | 0 | 0 | 0 | 0 | 0 | 0 | 0 | 0 | 0 | 0 | 0 | 0 | 0 | 0 | 0 | 1.5159 | 2.6889 | 4.4842 | 8.689 | 0 | 0 | 0 | 0 | 0 | 0 | 0 | 0 | 0 | 0 | 0 | 0 | 0 | 0 | 0 | 0 | 0 | 0 | 0 | 0 | 0.13984 | 0 | 0 | 0 | 0 | 0 | 0 | 0 | 0 | 0 | 4.997
58668_G_ROCKW | S_VACA | North Carolina | 37 | Rowan | 159 | 58668 | ROCKW | Rockwell Solar LLC | 0 | 2014 | 9999 | Solar PV | [5 empty] | Non-Fossil | G | 2025 | Solar |  | 0 | 0 | 0 | 0 | 0 | 0 | 0 | 0 | 0 | 0 | 0 | 0 | 0 | 0 | 0 | 0 | 1.0611 | 1.8822 | 3.139 | 6.0823 | 0 | 0 | 0 | 0 | 0 | 0 | 0 | 0 | 0 | 0 | 0 | 0 | 0 | 0 | 0 | 0 | 0 | 0 | 0 | 0 | 0.09789 | 0 | 0 | 0 | 0 | 0 | 0 | 0 | 0 | 0 | 3.4979
58667_G_BISCO | S_VACA | North Carolina | 37 | Montgomery | 123 | 58667 | BISCO | Biscoe Solar LLC | 0 | 2014 | 9999 | Solar PV | [5 empty] | Non-Fossil | G | 2025 | Solar |  | 0 | 0 | 0 | 0 | 0 | 0 | 0 | 0 | 0 | 0 | 0 | 0 | 0 | 0 | 0 | 0 | 1.5159 | 2.6889 | 4.4842 | 8.689 | 0 | 0 | 0 | 0 | 0 | 0 | 0 | 0 | 0 | 0 | 0 | 0 | 0 | 0 | 0 | 0 | 0 | 0 | 0 | 0 | 0.13984 | 0 | 0 | 0 | 0 | 0 | 0 | 0 | 0 | 0 | 4.997
58666_G_1 | SPP_N | Kansas | 20 | Rush | 165 | 58666 | 1 | Alexander Wind Farm LLC | 0 | 2015 | 9999 | Onshore Wind | [5 empty] | Non-Fossil | G | 2025 | Wind |  | 0 | 0 | 0 | 0 | 0 | 0 | 0 | 0 | 0 | 0 | 0 | 0 | 0 | 0 | 0 | 0 | 43.4288 | 65.6403 | 66.7574 | 175.8264 | 0 | 0 | 0 | 0 | 0 | 0 | 0 | 0 | 0 | 0 | 0 | 0 | 0 | 0 | 0 | 0 | 0 | 0 | 0 | 0 | 2.0006 | 0 | 0 | 0 | 0 | 0 | 0 | 0 | 0 | 0 | 50.7
58665_G_CSP1 | PJM_West | Ohio | 39 | Mercer | 107 | 58665 | CSP1 | Celina Solar Project #1, LLC | 0 | 2012 | 9999 | Solar PV | [5 empty] | Non-Fossil | G | 2025 | Solar |  | 0 | 0 | 0 | 0 | 0 | 0 | 0 | 0 | 0 | 0 | 0 | 0 | 0 | 0 | 0 | 0 | 0.83846 | 1.8864 | 3.0924 | 5.8173 | 0 | 0 | 0 | 0 | 0 | 0 | 0 | 0 | 0 | 0 | 0 | 0 | 0 | 0 | 0 | 0 | 0 | 0 | 0 | 0 | 0.11194 | 0 | 0 | 0 | 0 | 0 | 0 | 0 | 0 | 0 | 4
58661_G_GE-4 | NENGREST | Massachusetts | 25 | Barnstable | 1 | 58661 | GE-4 | Cape Cod Air Force Station - 6 SWS | 0 | 2014 | 9999 | Onshore Wind | [5 empty] | Non-Fossil | G | 2025 | Wind |  | 0 | 0 | 0 | 0 | 0 | 0 | 0 | 0 | 0 | 0 | 0 | 0 | 0 | 0 | 0 | 0 | 1.4047 | 1.8259 | 1.4144 | 4.645 | 0 | 0 | 0 | 0 | 0 | 0 | 0 | 0 | 0 | 0 | 0 | 0 | 0 | 0 | 0 | 0 | 0 | 0 | 0 | 0 | 0.057123 | 0 | 0 | 0 | 0 | 0 | 0 | 0 | 0 | 0 | 1.7
58661_G_GE-3 | NENGREST | Massachusetts | 25 | Barnstable | 1 | 58661 | GE-3 | Cape Cod Air Force Station - 6 SWS | 0 | 2014 | 9999 | Onshore Wind | [5 empty] | Non-Fossil | G | 2025 | Wind |  | 0 | 0 | 0 | 0 | 0 | 0 | 0 | 0 | 0 | 0 | 0 | 0 | 0 | 0 | 0 | 0 | 1.4047 | 1.8259 | 1.4144 | 4.645 | 0 | 0 | 0 | 0 | 0 | 0 | 0 | 0 | 0 | 0 | 0 | 0 | 0 | 0 | 0 | 0 | 0 | 0 | 0 | 0 | 0.057123 | 0 | 0 | 0 | 0 | 0 | 0 | 0 | 0 | 0 | 1.7
58660_G_1 | WECC_UT | Utah | 49 | Iron | 21 | 58660 | 1 | Utah Red Hills Renewable Energy Park | 0 | 2015 | 9999 | Solar PV | [5 empty] | Non-Fossil | G | 2025 | Solar |  | 0 | 0 | 0 | 0 | 0 | 0 | 0 | 0 | 0 | 0 | 0 | 0 | 0 | 0 | 0 | 0 | 28.0243 | 58.8637 | 105.9745 | 192.8626 | 0 | 0 | 0 | 0 | 0 | 0 | 0 | 0 | 0 | 0 | 0 | 0 | 0 | 0 | 0 | 0 | 0 | 0 | 0 | 0 | 2.1879 | 0 | 0 | 0 | 0 | 0 | 0 | 0 | 0 | 0 | 78.1789
58658_G_1 | MIS_MAPP | North Dakota | 38 | Stutsman | 93 | 58658 | 1 | Courtenay Wind Farm | 0 | 2016 | 9999 | Onshore Wind | [5 empty] | Non-Fossil | G | 2025 | Wind |  | 0 | 0 | 0 | 0 | 0 | 0 | 0 | 0 | 0 | 0 | 0 | 0 | 0 | 0 | 0 | 0 | 167.755 | 245.7934 | 232.8665 | 646.4149 | 0 | 0 | 0 | 0 | 0 | 0 | 0 | 0 | 0 | 0 | 0 | 0 | 0 | 0 | 0 | 0 | 0 | 0 | 0 | 0 | 7.6903 | 0 | 0 | 0 | 0 | 0 | 0 | 0 | 0 | 0 | 195
58657_G_1 | MIS_IA | Minnesota | 27 | Cottonwood | 33 | 58657 | 1 | Odell Wind Farm | 0 | 2016 | 9999 | Onshore Wind | [5 empty] | Non-Fossil | G | 2025 | Wind |  | 0 | 0 | 0 | 0 | 0 | 0 | 0 | 0 | 0 | 0 | 0 | 0 | 0 | 0 | 0 | 0 | 180.92 | 252.6841 | 204.9283 | 638.5324 | 0 | 0 | 0 | 0 | 0 | 0 | 0 | 0 | 0 | 0 | 0 | 0 | 0 | 0 | 0 | 0 | 0 | 0 | 0 | 0 | 7.9208 | 0 | 0 | 0 | 0 | 0 | 0 | 0 | 0 | 0 | 200
58654_G_1 | PJM_EMAC | New Jersey | 34 | Union | 39 | 58654 | 1 | Jersey Gardens Phase 2 | 0 | 2012 | 9999 | Solar PV | [5 empty] | Non-Fossil | G | 2025 | Solar |  | 0 | 0 | 0 | 0 | 0 | 0 | 0 | 0 | 0 | 0 | 0 | 0 | 0 | 0 | 0 | 0 | 0.48669 | 1.0507 | 1.6695 | 3.2068 | 0 | 0 | 0 | 0 | 0 | 0 | 0 | 0 | 0 | 0 | 0 | 0 | 0 | 0 | 0 | 0 | 0 | 0 | 0 | 0 | 0.080813 | 0 | 0 | 0 | 0 | 0 | 0 | 0 | 0 | 0 | 2.2404
58653_G_1 | PJM_EMAC | New Jersey | 34 | Union | 39 | 58653 | 1 | Jersey Gardens Phase 1 | 0 | 2011 | 9999 | Solar PV | [5 empty] | Non-Fossil | G | 2025 | Solar |  | 0 | 0 | 0 | 0 | 0 | 0 | 0 | 0 | 0 | 0 | 0 | 0 | 0 | 0 | 0 | 0 | 0.35973 | 0.77659 | 1.234 | 2.3703 | 0 | 0 | 0 | 0 | 0 | 0 | 0 | 0 | 0 | 0 | 0 | 0 | 0 | 0 | 0 | 0 | 0 | 0 | 0 | 0 | 0.059731 | 0 | 0 | 0 | 0 | 0 | 0 | 0 | 0 | 0 | 1.656
58650_G_PV1 | NENGREST | Massachusetts | 25 | Worcester | 27 | 58650 | PV1 | North Brookfield | 0 | 2014 | 9999 | Solar PV | [5 empty] | Non-Fossil | G | 2025 | Solar |  | 0 | 0 | 0 | 0 | 0 | 0 | 0 | 0 | 0 | 0 | 0 | 0 | 0 | 0 | 0 | 0 | 0.65784 | 1.3678 | 2.0896 | 4.1152 | 0 | 0 | 0 | 0 | 0 | 0 | 0 | 0 | 0 | 0 | 0 | 0 | 0 | 0 | 0 | 0 | 0 | 0 | 0 | 0 | 0.082124 | 0 | 0 | 0 | 0 | 0 | 0 | 0 | 0 | 0 | 2.9345
58649_G_1 | S_VACA | North Carolina | 37 | Montgomery | 123 | 58649 | 1 | Montgomery Solar LLC | 0 | 2015 | 9999 | Solar PV | [5 empty] | Non-Fossil | G | 2025 | Solar |  | 0 | 0 | 0 | 0 | 0 | 0 | 0 | 0 | 0 | 0 | 0 | 0 | 0 | 0 | 0 | 0 | 6.0635 | 10.7556 | 17.9369 | 34.7559 | 0 | 0 | 0 | 0 | 0 | 0 | 0 | 0 | 0 | 0 | 0 | 0 | 0 | 0 | 0 | 0 | 0 | 0 | 0 | 0 | 0.55937 | 0 | 0 | 0 | 0 | 0 | 0 | 0 | 0 | 0 | 19.9879
58647_G_1 | NY_Z_J | New York | 36 | Richmond | 85 | 58647 | 1 | Port Richmond WWT Solar | 0 | 2015 | 9999 | Solar PV | [5 empty] | Non-Fossil | G | 2025 | Solar |  | 0 | 0 | 0 | 0 | 0 | 0 | 0 | 0 | 0 | 0 | 0 | 0 | 0 | 0 | 0 | 0 | 0.25105 | 0.52258 | 0.8037 | 1.5773 | 0 | 0 | 0 | 0 | 0 | 0 | 0 | 0 | 0 | 0 | 0 | 0 | 0 | 0 | 0 | 0 | 0 | 0 | 0 | 0 | 0.027985 | 0 | 0 | 0 | 0 | 0 | 0 | 0 | 0 | 0 | 1
58646_G_STL7 | WECC_SCE | California | 6 | San Bernardino | 71 | 58646 | STL7 | Stateline Solar | 0 | 2016 | 9999 | Solar PV | [5 empty] | Non-Fossil | G | 2025 | Solar |  | 0 | 0 | 0 | 0 | 0 | 0 | 0 | 0 | 0 | 0 | 0 | 0 | 0 | 0 | 0 | 0 | 15.9886 | 29.6634 | 45.9768 | 91.6288 | 0 | 0 | 0 | 0 | 0 | 0 | 0 | 0 | 0 | 0 | 0 | 0 | 0 | 0 | 0 | 0 | 0 | 0 | 0 | 0 | 1.3729 | 0 | 0 | 0 | 0 | 0 | 0 | 0 | 0 | 0 | 38
58646_G_STL6 | WECC_SCE | California | 6 | San Bernardino | 71 | 58646 | STL6 | Stateline Solar | 0 | 2016 | 9999 | Solar PV | [5 empty] | Non-Fossil | G | 2025 | Solar |  | 0 | 0 | 0 | 0 | 0 | 0 | 0 | 0 | 0 | 0 | 0 | 0 | 0 | 0 | 0 | 0 | 15.9886 | 29.6634 | 45.9768 | 91.6288 | 0 | 0 | 0 | 0 | 0 | 0 | 0 | 0 | 0 | 0 | 0 | 0 | 0 | 0 | 0 | 0 | 0 | 0 | 0 | 0 | 1.3729 | 0 | 0 | 0 | 0 | 0 | 0 | 0 | 0 | 0 | 38
58646_G_STL5 | WECC_SCE | California | 6 | San Bernardino | 71 | 58646 | STL5 | Stateline Solar | 0 | 2016 | 9999 | Solar PV | [5 empty] | Non-Fossil | G | 2025 | Solar |  | 0 | 0 | 0 | 0 | 0 | 0 | 0 | 0 | 0 | 0 | 0 | 0 | 0 | 0 | 0 | 0 | 15.9886 | 29.6634 | 45.9768 | 91.6288 | 0 | 0 | 0 | 0 | 0 | 0 | 0 | 0 | 0 | 0 | 0 | 0 | 0 | 0 | 0 | 0 | 0 | 0 | 0 | 0 | 1.3729 | 0 | 0 | 0 | 0 | 0 | 0 | 0 | 0 | 0 | 38
58646_G_STL4 | WECC_SCE | California | 6 | San Bernardino | 71 | 58646 | STL4 | Stateline Solar | 0 | 2016 | 9999 | Solar PV | [5 empty] | Non-Fossil | G | 2025 | Solar |  | 0 | 0 | 0 | 0 | 0 | 0 | 0 | 0 | 0 | 0 | 0 | 0 | 0 | 0 | 0 | 0 | 15.9886 | 29.6634 | 45.9768 | 91.6288 | 0 | 0 | 0 | 0 | 0 | 0 | 0 | 0 | 0 | 0 | 0 | 0 | 0 | 0 | 0 | 0 | 0 | 0 | 0 | 0 | 1.3729 | 0 | 0 | 0 | 0 | 0 | 0 | 0 | 0 | 0 | 38
58646_G_STL3 | WECC_SCE | California | 6 | San Bernardino | 71 | 58646 | STL3 | Stateline Solar | 0 | 2016 | 9999 | Solar PV | [5 empty] | Non-Fossil | G | 2025 | Solar |  | 0 | 0 | 0 | 0 | 0 | 0 | 0 | 0 | 0 | 0 | 0 | 0 | 0 | 0 | 0 | 0 | 15.9886 | 29.6634 | 45.9768 | 91.6288 | 0 | 0 | 0 | 0 | 0 | 0 | 0 | 0 | 0 | 0 | 0 | 0 | 0 | 0 | 0 | 0 | 0 | 0 | 0 | 0 | 1.3729 | 0 | 0 | 0 | 0 | 0 | 0 | 0 | 0 | 0 | 38
58646_G_STL2 | WECC_SCE | California | 6 | San Bernardino | 71 | 58646 | STL2 | Stateline Solar | 0 | 2015 | 9999 | Solar PV | [5 empty] | Non-Fossil | G | 2025 | Solar |  | 0 | 0 | 0 | 0 | 0 | 0 | 0 | 0 | 0 | 0 | 0 | 0 | 0 | 0 | 0 | 0 | 14.3056 | 26.5409 | 41.1372 | 81.9837 | 0 | 0 | 0 | 0 | 0 | 0 | 0 | 0 | 0 | 0 | 0 | 0 | 0 | 0 | 0 | 0 | 0 | 0 | 0 | 0 | 1.2283 | 0 | 0 | 0 | 0 | 0 | 0 | 0 | 0 | 0 | 34
58646_G_STL | WECC_SCE | California | 6 | San Bernardino | 71 | 58646 | STL | Stateline Solar | 0 | 2015 | 9999 | Solar PV | [5 empty] | Non-Fossil | G | 2025 | Solar |  | 0 | 0 | 0 | 0 | 0 | 0 | 0 | 0 | 0 | 0 | 0 | 0 | 0 | 0 | 0 | 0 | 31.9772 | 59.3267 | 91.9537 | 183.2576 | 0 | 0 | 0 | 0 | 0 | 0 | 0 | 0 | 0 | 0 | 0 | 0 | 0 | 0 | 0 | 0 | 0 | 0 | 0 | 0 | 2.7457 | 0 | 0 | 0 | 0 | 0 | 0 | 0 | 0 | 0 | 76
58644_G_BLK8 | WECC_SNV | Nevada | 32 | Clark | 3 | 58644 | BLK8 | Silver State Solar Power South | 0 | 2016 | 9999 | Solar PV | [5 empty] | Non-Fossil | G | 2025 | Solar |  | 0 | 0 | 0 | 0 | 0 | 0 | 0 | 0 | 0 | 0 | 0 | 0 | 0 | 0 | 0 | 0 | 6.9793 | 12.6044 | 18.4804 | 38.064 | 0 | 0 | 0 | 0 | 0 | 0 | 0 | 0 | 0 | 0 | 0 | 0 | 0 | 0 | 0 | 0 | 0 | 0 | 0 | 0 | 0.51563 | 0 | 0 | 0 | 0 | 0 | 0 | 0 | 0 | 0 | 16.2
58644_G_BLK7 | WECC_SNV | Nevada | 32 | Clark | 3 | 58644 | BLK7 | Silver State Solar Power South | 0 | 2016 | 9999 | Solar PV | [5 empty] | Non-Fossil | G | 2025 | Solar |  | 0 | 0 | 0 | 0 | 0 | 0 | 0 | 0 | 0 | 0 | 0 | 0 | 0 | 0 | 0 | 0 | 15.0787 | 27.2316 | 39.9268 | 82.2371 | 0 | 0 | 0 | 0 | 0 | 0 | 0 | 0 | 0 | 0 | 0 | 0 | 0 | 0 | 0 | 0 | 0 | 0 | 0 | 0 | 1.114 | 0 | 0 | 0 | 0 | 0 | 0 | 0 | 0 | 0 | 35
58644_G_BLK6 | WECC_SNV | Nevada | 32 | Clark | 3 | 58644 | BLK6 | Silver State Solar Power South | 0 | 2016 | 9999 | Solar PV | [5 empty] | Non-Fossil | G | 2025 | Solar |  | 0 | 0 | 0 | 0 | 0 | 0 | 0 | 0 | 0 | 0 | 0 | 0 | 0 | 0 | 0 | 0 | 15.7681 | 28.4765 | 41.752 | 85.9966 | 0 | 0 | 0 | 0 | 0 | 0 | 0 | 0 | 0 | 0 | 0 | 0 | 0 | 0 | 0 | 0 | 0 | 0 | 0 | 0 | 1.1649 | 0 | 0 | 0 | 0 | 0 | 0 | 0 | 0 | 0 | 36.6
58644_G_BLK5 | WECC_SNV | Nevada | 32 | Clark | 3 | 58644 | BLK5 | Silver State Solar Power South | 0 | 2016 | 9999 | Solar PV | [5 empty] | Non-Fossil | G | 2025 | Solar |  | 0 | 0 | 0 | 0 | 0 | 0 | 0 | 0 | 0 | 0 | 0 | 0 | 0 | 0 | 0 | 0 | 15.0787 | 27.2316 | 39.9268 | 82.2371 | 0 | 0 | 0 | 0 | 0 | 0 | 0 | 0 | 0 | 0 | 0 | 0 | 0 | 0 | 0 | 0 | 0 | 0 | 0 | 0 | 1.114 | 0 | 0 | 0 | 0 | 0 | 0 | 0 | 0 | 0 | 35
58644_G_BLK4 | WECC_SNV | Nevada | 32 | Clark | 3 | 58644 | BLK4 | Silver State Solar Power South | 0 | 2016 | 9999 | Solar PV | [5 empty] | Non-Fossil | G | 2025 | Solar |  | 0 | 0 | 0 | 0 | 0 | 0 | 0 | 0 | 0 | 0 | 0 | 0 | 0 | 0 | 0 | 0 | 15.3803 | 27.7763 | 40.7253 | 83.8819 | 0 | 0 | 0 | 0 | 0 | 0 | 0 | 0 | 0 | 0 | 0 | 0 | 0 | 0 | 0 | 0 | 0 | 0 | 0 | 0 | 1.1363 | 0 | 0 | 0 | 0 | 0 | 0 | 0 | 0 | 0 | 35.7
58644_G_BLK3 | WECC_SNV | Nevada | 32 | Clark | 3 | 58644 | BLK3 | Silver State Solar Power South | 0 | 2015 | 9999 | Solar PV | [5 empty] | Non-Fossil | G | 2025 | Solar |  | 0 | 0 | 0 | 0 | 0 | 0 | 0 | 0 | 0 | 0 | 0 | 0 | 0 | 0 | 0 | 0 | 16.0265 | 28.9433 | 42.4364 | 87.4063 | 0 | 0 | 0 | 0 | 0 | 0 | 0 | 0 | 0 | 0 | 0 | 0 | 0 | 0 | 0 | 0 | 0 | 0 | 0 | 0 | 1.184 | 0 | 0 | 0 | 0 | 0 | 0 | 0 | 0 | 0 | 37.2
58644_G_BLK2 | WECC_SNV | Nevada | 32 | Clark | 3 | 58644 | BLK2 | Silver State Solar Power South | 0 | 2015 | 9999 | Solar PV | [5 empty] | Non-Fossil | G | 2025 | Solar |  | 0 | 0 | 0 | 0 | 0 | 0 | 0 | 0 | 0 | 0 | 0 | 0 | 0 | 0 | 0 | 0 | 12.0199 | 21.7075 | 31.8273 | 65.5548 | 0 | 0 | 0 | 0 | 0 | 0 | 0 | 0 | 0 | 0 | 0 | 0 | 0 | 0 | 0 | 0 | 0 | 0 | 0 | 0 | 0.88803 | 0 | 0 | 0 | 0 | 0 | 0 | 0 | 0 | 0 | 27.9
58644_G_BLK1 | WECC_SNV | Nevada | 32 | Clark | 3 | 58644 | BLK1 | Silver State Solar Power South | 0 | 2015 | 9999 | Solar PV | [5 empty] | Non-Fossil | G | 2025 | Solar |  | 0 | 0 | 0 | 0 | 0 | 0 | 0 | 0 | 0 | 0 | 0 | 0 | 0 | 0 | 0 | 0 | 11.3737 | 20.5404 | 30.1162 | 62.0303 | 0 | 0 | 0 | 0 | 0 | 0 | 0 | 0 | 0 | 0 | 0 | 0 | 0 | 0 | 0 | 0 | 0 | 0 | 0 | 0 | 0.84029 | 0 | 0 | 0 | 0 | 0 | 0 | 0 | 0 | 0 | 26.4
58643_G_1 | PJM_COMD | Illinois | 17 | Winnebago | 201 | 58643 | 1 | Rockford Solar Farm | 0 | 2012 | 9999 | Solar PV | [5 empty] | Non-Fossil | G | 2025 | Solar |  | 0 | 0 | 0 | 0 | 0 | 0 | 0 | 0 | 0 | 0 | 0 | 0 | 0 | 0 | 0 | 0 | 0.61068 | 1.3512 | 2.1733 | 4.1351 | 0 | 0 | 0 | 0 | 0 | 0 | 0 | 0 | 0 | 0 | 0 | 0 | 0 | 0 | 0 | 0 | 0 | 0 | 0 | 0 | 0.072762 | 0 | 0 | 0 | 0 | 0 | 0 | 0 | 0 | 0 | 2.6
58642_G_2 | WECC_SCE | California | 6 | Tulare | 107 | 58642 | 2 | Tulare 1 and 2 | 0 | 2014 | 9999 | Solar PV | [5 empty] | Non-Fossil | G | 2025 | Solar |  | 0 | 0 | 0 | 0 | 0 | 0 | 0 | 0 | 0 | 0 | 0 | 0 | 0 | 0 | 0 | 0 | 0.63113 | 1.1709 | 1.8149 | 3.6169 | 0 | 0 | 0 | 0 | 0 | 0 | 0 | 0 | 0 | 0 | 0 | 0 | 0 | 0 | 0 | 0 | 0 | 0 | 0 | 0 | 0.054192 | 0 | 0 | 0 | 0 | 0 | 0 | 0 | 0 | 0 | 1.5
58642_G_1 | WECC_SCE | California | 6 | Tulare | 107 | 58642 | 1 | Tulare 1 and 2 | 0 | 2014 | 9999 | Solar PV | [5 empty] | Non-Fossil | G | 2025 | Solar |  | 0 | 0 | 0 | 0 | 0 | 0 | 0 | 0 | 0 | 0 | 0 | 0 | 0 | 0 | 0 | 0 | 0.63113 | 1.1709 | 1.8149 | 3.6169 | 0 | 0 | 0 | 0 | 0 | 0 | 0 | 0 | 0 | 0 | 0 | 0 | 0 | 0 | 0 | 0 | 0 | 0 | 0 | 0 | 0.054192 | 0 | 0 | 0 | 0 | 0 | 0 | 0 | 0 | 0 | 1.5
58638_G_1 | S_VACA | North Carolina | 37 | Mecklenburg | 119 | 58638 | 1 | Orbit Energy Charlotte | 13500 | 2016 | 9999 | Non-Fossil Waste | [5 empty] | Non-Fossil | G | 2025 | Non-Fossil |  | 0.12943 | 0.17616 | 0.22863 | 0.53422 | 0 | 0 | 0 | 0 | 0 | 0 | 0 | 0 | 0 | 0 | 0 | 0 | 9.5874 | 13.0489 | 16.9352 | 39.5715 | 0 | 0 | 0 | 0 | 0 | 0 | 0 | 0 | 0 | 0 | 0 | 0 | 0 | 0 | 0 | 0 | 0 | 0 | 0 | 0 | 1.2204 | 0.062693 | 0.085328 | 0.11074 | 0.25876 | 0 | 0 | 0 | 0 | 0 | 5.2
58636_G_1 | WEC_BANC | California | 6 | Sacramento | 67 | 58636 | 1 | Sacramento Fairbain Water Treatment Plan | 0 | 2013 | 9999 | Solar PV | [5 empty] | Non-Fossil | G | 2025 | Solar |  | 0 | 0 | 0 | 0 | 0 | 0 | 0 | 0 | 0 | 0 | 0 | 0 | 0 | 0 | 0 | 0 | 0.34563 | 0.75128 | 1.1789 | 2.2758 | 0 | 0 | 0 | 0 | 0 | 0 | 0 | 0 | 0 | 0 | 0 | 0 | 0 | 0 | 0 | 0 | 0 | 0 | 0 | 0 | 0.027985 | 0 | 0 | 0 | 0 | 0 | 0 | 0 | 0 | 0 | 1
58634_G_1 | WEC_LADW | California | 6 | Los Angeles | 37 | 58634 | 1 | Lancaster Baptist Church | 0 | 2011 | 9999 | Solar PV | [5 empty] | Non-Fossil | G | 2025 | Solar |  | 0 | 0 | 0 | 0 | 0 | 0 | 0 | 0 | 0 | 0 | 0 | 0 | 0 | 0 | 0 | 0 | 0.40345 | 0.78475 | 1.1735 | 2.3617 | 0 | 0 | 0 | 0 | 0 | 0 | 0 | 0 | 0 | 0 | 0 | 0 | 0 | 0 | 0 | 0 | 0 | 0 | 0 | 0 | 0.040017 | 0 | 0 | 0 | 0 | 0 | 0 | 0 | 0 | 0 | 0.98442
58633_G_1 | WEC_CALN | California | 6 | Monterey | 53 | 58633 | 1 | Monterey Regional Water Pollution Contro | 0 | 2010 | 9999 | Solar PV | [5 empty] | Non-Fossil | G | 2025 | Solar |  | 0 | 0 | 0 | 0 | 0 | 0 | 0 | 0 | 0 | 0 | 0 | 0 | 0 | 0 | 0 | 0 | 0.37519 | 0.74686 | 1.2245 | 2.3466 | 0 | 0 | 0 | 0 | 0 | 0 | 0 | 0 | 0 | 0 | 0 | 0 | 0 | 0 | 0 | 0 | 0 | 0 | 0 | 0 | 0.031991 | 0 | 0 | 0 | 0 | 0 | 0 | 0 | 0 | 0 | 0.99904
58632_G_1 | WECC_AZ | Arizona | 4 | Pima | 19 | 58632 | 1 | Actus Lend Lease DMAFB | 0 | 2009 | 9999 | Solar PV | [5 empty] | Non-Fossil | G | 2025 | Solar |  | 0 | 0 | 0 | 0 | 0 | 0 | 0 | 0 | 0 | 0 | 0 | 0 | 0 | 0 | 0 | 0 | 1.3503 | 2.4363 | 3.5285 | 7.3152 | 0 | 0 | 0 | 0 | 0 | 0 | 0 | 0 | 0 | 0 | 0 | 0 | 0 | 0 | 0 | 0 | 0 | 0 | 0 | 0 | 0.1351 | 0 | 0 | 0 | 0 | 0 | 0 | 0 | 0 | 0 | 2.9929
58631_G_1 | PJM_EMAC | Maryland | 24 | Queen Annes | 35 | 58631 | 1 | Queen Anne's County | 0 | 2013 | 9999 | Solar PV | [5 empty] | Non-Fossil | G | 2025 | Solar |  | 0 | 0 | 0 | 0 | 0 | 0 | 0 | 0 | 0 | 0 | 0 | 0 | 0 | 0 | 0 | 0 | 0.47913 | 1.0179 | 1.8071 | 3.3041 | 0 | 0 | 0 | 0 | 0 | 0 | 0 | 0 | 0 | 0 | 0 | 0 | 0 | 0 | 0 | 0 | 0 | 0 | 0 | 0 | 0.055971 | 0 | 0 | 0 | 0 | 0 | 0 | 0 | 0 | 0 | 2
58630_G_RPOH | PJM_West | Ohio | 39 | Logan | 91 | 58630 | RPOH | RP Wind | 0 | 2013 | 9999 | Onshore Wind | [5 empty] | Non-Fossil | G | 2025 | Wind |  | 0 | 0 | 0 | 0 | 0 | 0 | 0 | 0 | 0 | 0 | 0 | 0 | 0 | 0 | 0 | 0 | 2.6616 | 3.2618 | 2.0462 | 7.9696 | 0 | 0 | 0 | 0 | 0 | 0 | 0 | 0 | 0 | 0 | 0 | 0 | 0 | 0 | 0 | 0 | 0 | 0 | 0 | 0 | 0.082582 | 0 | 0 | 0 | 0 | 0 | 0 | 0 | 0 | 0 | 2.9308
58629_G_PB04 | WECC_NM | New Mexico | 35 | Hidalgo | 23 | 58629 | PB04 | Lightning Dock Geothermal HI-01, LLC | 9771 | 2013 | 9999 | Geothermal | [5 empty] | Non-Fossil | G | 2025 |  | Geothermal Retirement | 0 | 0 | 0 | 0 | 0 | 0 | 0 | 0 | 0 | 0 | 0 | 0 | 0 | 0 | 0 | 0 | 0 | 0 | 0 | 0 | 0 | 0 | 0 | 0 | 0 | 0 | 0 | 0 | 0 | 0 | 0 | 0 | 0 | 0 | 0 | 0 | 0 | 0 | 0 | 0 | 8.7368e-18 | 0 | 0 | 0 | 0 | 0 | 0 | 0 | 0 | 0 | 0.4
58629_G_PB03 | WECC_NM | New Mexico | 35 | Hidalgo | 23 | 58629 | PB03 | Lightning Dock Geothermal HI-01, LLC | 9771 | 2013 | 9999 | Geothermal | [5 empty] | Non-Fossil | G | 2025 |  | Geothermal Retirement | 0 | 0 | 0 | 0 | 0 | 0 | 0 | 0 | 0 | 0 | 0 | 0 | 0 | 0 | 0 | 0 | 0 | 0 | 0 | 0 | 0 | 0 | 0 | 0 | 0 | 0 | 0 | 0 | 0 | 0 | 0 | 0 | 0 | 0 | 0 | 0 | 0 | 0 | 0 | 0 | 8.7368e-18 | 0 | 0 | 0 | 0 | 0 | 0 | 0 | 0 | 0 | 0.4
58629_G_PB02 | WECC_NM | New Mexico | 35 | Hidalgo | 23 | 58629 | PB02 | Lightning Dock Geothermal HI-01, LLC | 9771 | 2013 | 9999 | Geothermal | [5 empty] | Non-Fossil | G | 2025 |  | Geothermal Retirement | 0 | 0 | 0 | 0 | 0 | 0 | 0 | 0 | 0 | 0 | 0 | 0 | 0 | 0 | 0 | 0 | 0 | 0 | 0 | 0 | 0 | 0 | 0 | 0 | 0 | 0 | 0 | 0 | 0 | 0 | 0 | 0 | 0 | 0 | 0 | 0 | 0 | 0 | 0 | 0 | 8.7368e-18 | 0 | 0 | 0 | 0 | 0 | 0 | 0 | 0 | 0 | 0.4
58629_G_PB01 | WECC_NM | New Mexico | 35 | Hidalgo | 23 | 58629 | PB01 | Lightning Dock Geothermal HI-01, LLC | 9771 | 2013 | 9999 | Geothermal | [5 empty] | Non-Fossil | G | 2025 |  | Geothermal Retirement | 0 | 0 | 0 | 0 | 0 | 0 | 0 | 0 | 0 | 0 | 0 | 0 | 0 | 0 | 0 | 0 | 0 | 0 | 0 | 0 | 0 | 0 | 0 | 0 | 0 | 0 | 0 | 0 | 0 | 0 | 0 | 0 | 0 | 0 | 0 | 0 | 0 | 0 | 0 | 0 | 1.3979e-16 | 0 | 0 | 0 | 0 | 0 | 0 | 0 | 0 | 0 | 6.4
58628_G_SRSSF | S_SOU | Georgia | 13 | Walton | 297 | 58628 | SRSSF | Simon Solar Farm LLC | 0 | 2013 | 9999 | Solar PV | [5 empty] | Non-Fossil | G | 2025 | Solar |  | 0 | 0 | 0 | 0 | 0 | 0 | 0 | 0 | 0 | 0 | 0 | 0 | 0 | 0 | 0 | 0 | 11.5224 | 19.8267 | 29.7663 | 61.1154 | 0 | 0 | 0 | 0 | 0 | 0 | 0 | 0 | 0 | 0 | 0 | 0 | 0 | 0 | 0 | 0 | 0 | 0 | 0 | 0 | 0.83956 | 0 | 0 | 0 | 0 | 0 | 0 | 0 | 0 | 0 | 30
58627_G_WADR | WEC_LADW | California | 6 | Los Angeles | 37 | 58627 | WADR | Western Antelope Dry Ranch | 0 | 2016 | 9999 | Solar PV | [5 empty] | Non-Fossil | G | 2025 | Solar |  | 0 | 0 | 0 | 0 | 0 | 0 | 0 | 0 | 0 | 0 | 0 | 0 | 0 | 0 | 0 | 0 | 4.0345 | 7.8475 | 11.7351 | 23.6171 | 0 | 0 | 0 | 0 | 0 | 0 | 0 | 0 | 0 | 0 | 0 | 0 | 0 | 0 | 0 | 0 | 0 | 0 | 0 | 0 | 0.40017 | 0 | 0 | 0 | 0 | 0 | 0 | 0 | 0 | 0 | 9.8442
58626_G_WABSA | WEC_LADW | California | 6 | Los Angeles | 37 | 58626 | WABSA | Western Antelope Blue Sky Ranch A | 0 | 2014 | 9999 | Solar PV | [5 empty] | Non-Fossil | G | 2025 | Solar |  | 0 | 0 | 0 | 0 | 0 | 0 | 0 | 0 | 0 | 0 | 0 | 0 | 0 | 0 | 0 | 0 | 8.069 | 15.6951 | 23.4703 | 47.2343 | 0 | 0 | 0 | 0 | 0 | 0 | 0 | 0 | 0 | 0 | 0 | 0 | 0 | 0 | 0 | 0 | 0 | 0 | 0 | 0 | 0.80034 | 0 | 0 | 0 | 0 | 0 | 0 | 0 | 0 | 0 | 19.6884
58625_G_SRJBA | WEC_CALN | California | 6 | Alameda | 1 | 58625 | SRJBA | Santa Rita Jail | 0 | 2012 | 9999 | Energy Storage | [5 empty] | Non-Fossil | G | 2025 | EnerStor |  | 0 | 0 | 0 | 0 | 0 | 0 | 0 | 0 | 0 | 0 | 0 | 0 | 0 | 0 | 0 | 0 | 0.41363 | 1.5292 | 1.9177 | 3.8605 | 0 | 0 | 0 | 0 | 0 | 0 | 0 | 0 | 0 | 0 | 0 | 0 | 0 | 0 | 0 | 0 | 0 | 0 | 0 | 0 | 0 | 0 | 0 | 0 | 0 | 0 | 0 | 0 | 0 | 0 | 2
58624_G_BER1 | NENGREST | Massachusetts | 25 | Berkshire | 3 | 58624 | BER1 | Berkshire 1 | 0 | 2011 | 9999 | Solar PV | [5 empty] | Non-Fossil | G | 2025 | Solar |  | 0 | 0 | 0 | 0 | 0 | 0 | 0 | 0 | 0 | 0 | 0 | 0 | 0 | 0 | 0 | 0 | 0.3947 | 0.82067 | 1.2538 | 2.4691 | 0 | 0 | 0 | 0 | 0 | 0 | 0 | 0 | 0 | 0 | 0 | 0 | 0 | 0 | 0 | 0 | 0 | 0 | 0 | 0 | 0.049275 | 0 | 0 | 0 | 0 | 0 | 0 | 0 | 0 | 0 | 1.7607
58623_G_PV1 | S_VACA | North Carolina | 37 | Scotland | 165 | 58623 | PV1 | Holstein Plant | 0 | 2015 | 9999 | Solar PV | [5 empty] | Non-Fossil | G | 2025 | Solar |  | 0 | 0 | 0 | 0 | 0 | 0 | 0 | 0 | 0 | 0 | 0 | 0 | 0 | 0 | 0 | 0 | 6.0635 | 10.7556 | 17.9369 | 34.7559 | 0 | 0 | 0 | 0 | 0 | 0 | 0 | 0 | 0 | 0 | 0 | 0 | 0 | 0 | 0 | 0 | 0 | 0 | 0 | 0 | 0.55937 | 0 | 0 | 0 | 0 | 0 | 0 | 0 | 0 | 0 | 19.9879
58622_G_2 | WECC_CO | Colorado | 8 | Larimer | 69 | 58622 | 2 | Carter Hydro | 0 | 2012 | 9999 | Hydro | [5 empty] | Non-Fossil | G | 2025 | Hydro |  | 0 | 0 | 0 | 0 | 0 | 0 | 0 | 0 | 0 | 0 | 0 | 0 | 0 | 0 | 0 | 0 | 0.83484 | 0.93218 | 1.6208 | 3.3879 | 0 | 0 | 0 | 0 | 0 | 0 | 0 | 0 | 0 | 0 | 0 | 0 | 0 | 0 | 0 | 0 | 0 | 0 | 0 | 0 | 0.019356 | 0.0022207 | 0.0024796 | 0.0043114 | 0.0090117 | 0 | 0 | 0 | 0 | 0 | 1.3
58622_G_1 | WECC_CO | Colorado | 8 | Larimer | 69 | 58622 | 1 | Carter Hydro | 0 | 2012 | 9999 | Hydro | [5 empty] | Non-Fossil | G | 2025 | Hydro |  | 0 | 0 | 0 | 0 | 0 | 0 | 0 | 0 | 0 | 0 | 0 | 0 | 0 | 0 | 0 | 0 | 0.83484 | 0.93218 | 1.6208 | 3.3879 | 0 | 0 | 0 | 0 | 0 | 0 | 0 | 0 | 0 | 0 | 0 | 0 | 0 | 0 | 0 | 0 | 0 | 0 | 0 | 0 | 0.019356 | 0.0022207 | 0.0024796 | 0.0043114 | 0.0090117 | 0 | 0 | 0 | 0 | 0 | 1.3
58621_G_ECPV | WECC_IID | California | 6 | Imperial | 25 | 58621 | ECPV | Sol Orchard El Centro PV | 0 | 2013 | 9999 | Solar PV | [5 empty] | Non-Fossil | G | 2025 | Solar |  | 0 | 0 | 0 | 0 | 0 | 0 | 0 | 0 | 0 | 0 | 0 | 0 | 0 | 0 | 0 | 0 | 9.734 | 17.4425 | 26.351 | 53.5275 | 0 | 0 | 0 | 0 | 0 | 0 | 0 | 0 | 0 | 0 | 0 | 0 | 0 | 0 | 0 | 0 | 0 | 0 | 0 | 0 | 0.55971 | 0 | 0 | 0 | 0 | 0 | 0 | 0 | 0 | 0 | 20
58620_G_1 | NENG_ME | Maine | 23 | Oxford | 17 | 58620 | 1 | Canton Mountain Wind | 0 | 2017 | 9999 | Onshore Wind | [5 empty] | Non-Fossil | G | 2025 | Wind |  | 0 | 0 | 0 | 0 | 0 | 0 | 0 | 0 | 0 | 0 | 0 | 0 | 0 | 0 | 0 | 0 | 17.0397 | 21.7331 | 17.6555 | 56.4284 | 0 | 0 | 0 | 0 | 0 | 0 | 0 | 0 | 0 | 0 | 0 | 0 | 0 | 0 | 0 | 0 | 0 | 0 | 0 | 0 | 0.69495 | 0 | 0 | 0 | 0 | 0 | 0 | 0 | 0 | 0 | 22.5553
58618_G_1 | FRCC | Florida | 12 | Alachua | 1 | 58618 | 1 | Butler Plaza | 0 | 2010 | 9999 | Solar PV | [5 empty] | Non-Fossil | G | 2025 | Solar |  | 0 | 0 | 0 | 0 | 0 | 0 | 0 | 0 | 0 | 0 | 0 | 0 | 0 | 0 | 0 | 0 | 0.38125 | 0.68743 | 0.97887 | 2.0475 | 0 | 0 | 0 | 0 | 0 | 0 | 0 | 0 | 0 | 0 | 0 | 0 | 0 | 0 | 0 | 0 | 0 | 0 | 0 | 0 | 0.033583 | 0 | 0 | 0 | 0 | 0 | 0 | 0 | 0 | 0 | 1.2
58616_G_WSF1 | WEC_CALN | California | 6 | Fresno | 19 | 58616 | WSF1 | Westlands Solar PV Farm | 0 | 2014 | 9999 | Solar PV | [5 empty] | Non-Fossil | G | 2025 | Solar |  | 0 | 0 | 0 | 0 | 0 | 0 | 0 | 0 | 0 | 0 | 0 | 0 | 0 | 0 | 0 | 0 | 6.7534 | 13.4435 | 22.0414 | 42.2383 | 0 | 0 | 0 | 0 | 0 | 0 | 0 | 0 | 0 | 0 | 0 | 0 | 0 | 0 | 0 | 0 | 0 | 0 | 0 | 0 | 0.57584 | 0 | 0 | 0 | 0 | 0 | 0 | 0 | 0 | 0 | 17.9828
58615_G_IMS | MIS_INKY | Indiana | 18 | Marion | 97 | 58615 | IMS | Indianapolis Motor Speedway Solar PV | 0 | 2014 | 9999 | Solar PV | [5 empty] | Non-Fossil | G | 2025 | Solar |  | 0 | 0 | 0 | 0 | 0 | 0 | 0 | 0 | 0 | 0 | 0 | 0 | 0 | 0 | 0 | 0 | 2.2758 | 4.7371 | 7.2222 | 14.2351 | 0 | 0 | 0 | 0 | 0 | 0 | 0 | 0 | 0 | 0 | 0 | 0 | 0 | 0 | 0 | 0 | 0 | 0 | 0 | 0 | 0.25187 | 0 | 0 | 0 | 0 | 0 | 0 | 0 | 0 | 0 | 9
58613_B_2000 | SPP_N | Kansas | 20 | Stevens | 189 | 58613 | 2000 | Synata Hugoton | 11269 | 2013 | 9999 | O/G Steam |  |  | SCR | LNB + OFA |  | Fossil | B | 2025 | NaturalGas |  | 0.0083481 | 0.0013181 | 0.040976 | 0.050642 | 0 | 0 | 0 | 0 | 0 | 0 | 0 | 0 | 0 | 0 | 0 | 0 | 0.74081 | 0.11697 | 3.6362 | 4.4939 | 0.4887 | 0.077163 | 2.3987 | 2.9646 | 5.8399e-10 | 9.2208e-11 | 2.8666e-09 | 3.5428e-09 | 0.00016552 | 2.6135e-05 | 0.00081246 | 0.0010041 | 0 | 0 | 0 | 0 | 0 | 0 | 0 | 0 | 0.10831 | 0.0007174 | 0.00011327 | 0.0035213 | 0.0043519 | 0.030862 | 0.0045829 | 0.14492 | 0.18037 | 0 | 6 | SCR
58612_G_1 | WECC_SCE | California | 6 | San Bernardino | 71 | 58612 | 1 | Otoe Solar Power Generation Station 1 LL | 0 | 2013 | 9999 | Solar PV | [5 empty] | Non-Fossil | G | 2025 | Solar |  | 0 | 0 | 0 | 0 | 0 | 0 | 0 | 0 | 0 | 0 | 0 | 0 | 0 | 0 | 0 | 0 | 0.63113 | 1.1709 | 1.8149 | 3.6169 | 0 | 0 | 0 | 0 | 0 | 0 | 0 | 0 | 0 | 0 | 0 | 0 | 0 | 0 | 0 | 0 | 0 | 0 | 0 | 0 | 0.054192 | 0 | 0 | 0 | 0 | 0 | 0 | 0 | 0 | 0 | 1.5
58611_G_1 | WECC_SCE | California | 6 | San Bernardino | 71 | 58611 | 1 | Powhatan Solar Power Generation Station 1 | 0 | 2013 | 9999 | Solar PV | [5 empty] | Non-Fossil | G | 2025 | Solar |  | 0 | 0 | 0 | 0 | 0 | 0 | 0 | 0 | 0 | 0 | 0 | 0 | 0 | 0 | 0 | 0 | 0.63113 | 1.1709 | 1.8149 | 3.6169 | 0 | 0 | 0 | 0 | 0 | 0 | 0 | 0 | 0 | 0 | 0 | 0 | 0 | 0 | 0 | 0 | 0 | 0 | 0 | 0 | 0.054192 | 0 | 0 | 0 | 0 | 0 | 0 | 0 | 0 | 0 | 1.5
58610_G_NSP1 | WEC_SDGE | California | 6 | San Bernardino | 71 | 58610 | NSP1 | Navajo Solar Power Generation Station 1 LL | 0 | 2013 | 9999 | Solar PV | [5 empty] | Non-Fossil | G | 2025 | Solar |  | 0 | 0 | 0 | 0 | 0 | 0 | 0 | 0 | 0 | 0 | 0 | 0 | 0 | 0 | 0 | 0 | 0.58683 | 1.2503 | 1.9661 | 3.8032 | 0 | 0 | 0 | 0 | 0 | 0 | 0 | 0 | 0 | 0 | 0 | 0 | 0 | 0 | 0 | 0 | 0 | 0 | 0 | 0 | 0.041978 | 0 | 0 | 0 | 0 | 0 | 0 | 0 | 0 | 0 | 1.5
58609_G_ISP1 | WECC_SCE | California | 6 | San Bernardino | 71 | 58609 | ISP1 | Industry Solar Power Generation Station 1 | 0 | 2013 | 9999 | Solar PV | [5 empty] | Non-Fossil | G | 2025 | Solar |  | 0 | 0 | 0 | 0 | 0 | 0 | 0 | 0 | 0 | 0 | 0 | 0 | 0 | 0 | 0 | 0 | 0.63113 | 1.1709 | 1.8149 | 3.6169 | 0 | 0 | 0 | 0 | 0 | 0 | 0 | 0 | 0 | 0 | 0 | 0 | 0 | 0 | 0 | 0 | 0 | 0 | 0 | 0 | 0.054192 | 0 | 0 | 0 | 0 | 0 | 0 | 0 | 0 | 0 | 1.5
58608_G_SRW2 | NENG_ME | Maine | 23 | Franklin | 7 | 58608 | SRW2 | Saddleback Ridge Wind Farm | 0 | 2015 | 9999 | Onshore Wind | [5 empty] | Non-Fossil | G | 2025 | Wind |  | 0 | 0 | 0 | 0 | 0 | 0 | 0 | 0 | 0 | 0 | 0 | 0 | 0 | 0 | 0 | 0 | 19.207 | 24.4974 | 19.9012 | 63.6056 | 0 | 0 | 0 | 0 | 0 | 0 | 0 | 0 | 0 | 0 | 0 | 0 | 0 | 0 | 0 | 0 | 0 | 0 | 0 | 0 | 0.78334 | 0 | 0 | 0 | 0 | 0 | 0 | 0 | 0 | 0 | 25.4241
58608_G_SRW1 | NENG_ME | Maine | 23 | Franklin | 7 | 58608 | SRW1 | Saddleback Ridge Wind Farm | 0 | 2014 | 9999 | Onshore Wind | [5 empty] | Non-Fossil | G | 2025 | Wind |  | 0 | 0 | 0 | 0 | 0 | 0 | 0 | 0 | 0 | 0 | 0 | 0 | 0 | 0 | 0 | 0 | 6.3525 | 8.1023 | 6.5821 | 21.0369 | 0 | 0 | 0 | 0 | 0 | 0 | 0 | 0 | 0 | 0 | 0 | 0 | 0 | 0 | 0 | 0 | 0 | 0 | 0 | 0 | 0.25908 | 0 | 0 | 0 | 0 | 0 | 0 | 0 | 0 | 0 | 8.4088
58607_G_3 | WEC_CALN | California | 6 | San Francisco | 75 | 58607 | 3 | One Market Plaza | 11787 | 2003 | 9999 | Combustion Turbine | [5 empty] | Fossil | G | 2025 | Oil |  | 0 | 0 | 0 | 0 | 0 | 0 | 0 | 0 | 0 | 0 | 0 | 0 | 0 | 0 | 0 | 0 | 0 | 0 | 0 | 0 | 0 | 0 | 0 | 0 | 0 | 0 | 0 | 0 | 0 | 0 | 0 | 0 | 0 | 0 | 0 | 0 | 0 | 0 | 0 | 0 | 0.00935 | 0 | 0 | 0 | 0 | 0 | 0 | 0 | 0 | 0 | 0.5
58607_G_2 | WEC_CALN | California | 6 | San Francisco | 75 | 58607 | 2 | One Market Plaza | 11787 | 2003 | 9999 | Combustion Turbine | [5 empty] | Fossil | G | 2025 | Oil |  | 0 | 0 | 0 | 0 | 0 | 0 | 0 | 0 | 0 | 0 | 0 | 0 | 0 | 0 | 0 | 0 | 0 | 0 | 0 | 0 | 0 | 0 | 0 | 0 | 0 | 0 | 0 | 0 | 0 | 0 | 0 | 0 | 0 | 0 | 0 | 0 | 0 | 0 | 0 | 0 | 0.00935 | 0 | 0 | 0 | 0 | 0 | 0 | 0 | 0 | 0 | 0.5
58607_G_1 | WEC_CALN | California | 6 | San Francisco | 75 | 58607 | 1 | One Market Plaza | 11787 | 2003 | 9999 | Combustion Turbine | [5 empty] | Fossil | G | 2025 | Oil |  | 0 | 0 | 0 | 0 | 0 | 0 | 0 | 0 | 0 | 0 | 0 | 0 | 0 | 0 | 0 | 0 | 0 | 0 | 0 | 0 | 0 | 0 | 0 | 0 | 0 | 0 | 0 | 0 | 0 | 0 | 0 | 0 | 0 | 0 | 0 | 0 | 0 | 0 | 0 | 0 | 0.00935 | 0 | 0 | 0 | 0 | 0 | 0 | 0 | 0 | 0 | 0.5
58605_G_PV1 | S_VACA | North Carolina | 37 | Wayne | 191 | 58605 | PV1 | Blueberry One | 0 | 2016 | 9999 | Solar PV | [5 empty] | Non-Fossil | G | 2025 | Solar |  | 0 | 0 | 0 | 0 | 0 | 0 | 0 | 0 | 0 | 0 | 0 | 0 | 0 | 0 | 0 | 0 | 1.5159 | 2.6889 | 4.4842 | 8.689 | 0 | 0 | 0 | 0 | 0 | 0 | 0 | 0 | 0 | 0 | 0 | 0 | 0 | 0 | 0 | 0 | 0 | 0 | 0 | 0 | 0.13984 | 0 | 0 | 0 | 0 | 0 | 0 | 0 | 0 | 0 | 4.997
58604_G_GPSP1 | WECC_UT | Utah | 49 | Beaver | 1 | 58604 | GPSP1 | Granite Peak Solar Plant | 0 | 2015 | 9999 | Solar PV | [5 empty] | Non-Fossil | G | 2025 | Solar |  | 0 | 0 | 0 | 0 | 0 | 0 | 0 | 0 | 0 | 0 | 0 | 0 | 0 | 0 | 0 | 0 | 1.0509 | 2.2074 | 3.974 | 7.2323 | 0 | 0 | 0 | 0 | 0 | 0 | 0 | 0 | 0 | 0 | 0 | 0 | 0 | 0 | 0 | 0 | 0 | 0 | 0 | 0 | 0.082045 | 0 | 0 | 0 | 0 | 0 | 0 | 0 | 0 | 0 | 2.9317
58603_G_GVSP1 | WECC_UT | Utah | 49 | Beaver | 1 | 58603 | GVSP1 | Greenville Solar Plant | 0 | 2015 | 9999 | Solar PV | [5 empty] | Non-Fossil | G | 2025 | Solar |  | 0 | 0 | 0 | 0 | 0 | 0 | 0 | 0 | 0 | 0 | 0 | 0 | 0 | 0 | 0 | 0 | 0.77067 | 1.6188 | 2.9143 | 5.3037 | 0 | 0 | 0 | 0 | 0 | 0 | 0 | 0 | 0 | 0 | 0 | 0 | 0 | 0 | 0 | 0 | 0 | 0 | 0 | 0 | 0.060167 | 0 | 0 | 0 | 0 | 0 | 0 | 0 | 0 | 0 | 2.1499
58602_G_LSP1 | WECC_UT | Utah | 49 | Beaver | 1 | 58602 | LSP1 | Laho Solar Plant | 0 | 2015 | 9999 | Solar PV | [5 empty] | Non-Fossil | G | 2025 | Solar |  | 0 | 0 | 0 | 0 | 0 | 0 | 0 | 0 | 0 | 0 | 0 | 0 | 0 | 0 | 0 | 0 | 1.0509 | 2.2074 | 3.974 | 7.2323 | 0 | 0 | 0 | 0 | 0 | 0 | 0 | 0 | 0 | 0 | 0 | 0 | 0 | 0 | 0 | 0 | 0 | 0 | 0 | 0 | 0.082045 | 0 | 0 | 0 | 0 | 0 | 0 | 0 | 0 | 0 | 2.9317
58601_G_MFSP1 | WECC_UT | Utah | 49 | Beaver | 1 | 58601 | MFSP1 | Milford Flat Solar Plant | 0 | 2015 | 9999 | Solar PV | [5 empty] | Non-Fossil | G | 2025 | Solar |  | 0 | 0 | 0 | 0 | 0 | 0 | 0 | 0 | 0 | 0 | 0 | 0 | 0 | 0 | 0 | 0 | 1.0509 | 2.2074 | 3.974 | 7.2323 | 0 | 0 | 0 | 0 | 0 | 0 | 0 | 0 | 0 | 0 | 0 | 0 | 0 | 0 | 0 | 0 | 0 | 0 | 0 | 0 | 0.082045 | 0 | 0 | 0 | 0 | 0 | 0 | 0 | 0 | 0 | 2.9317
58600_G_BSP1 | WECC_UT | Utah | 49 | Iron | 21 | 58600 | BSP1 | Buckhorn Solar Plant | 0 | 2015 | 9999 | Solar PV | [5 empty] | Non-Fossil | G | 2025 | Solar |  | 0 | 0 | 0 | 0 | 0 | 0 | 0 | 0 | 0 | 0 | 0 | 0 | 0 | 0 | 0 | 0 | 1.0509 | 2.2074 | 3.974 | 7.2323 | 0 | 0 | 0 | 0 | 0 | 0 | 0 | 0 | 0 | 0 | 0 | 0 | 0 | 0 | 0 | 0 | 0 | 0 | 0 | 0 | 0.082045 | 0 | 0 | 0 | 0 | 0 | 0 | 0 | 0 | 0 | 2.9317
586_G_1 | WECC_IID | California | 6 | Imperial | 25 | 586 | 1 | East Highline | 0 | 1984 | 9999 | Hydro | [5 empty] | Non-Fossil | G | 2025 | Hydro |  | 0 | 0 | 0 | 0 | 0 | 0 | 0 | 0 | 0 | 0 | 0 | 0 | 0 | 0 | 0 | 0 | 0.65398 | 1.0962 | 2.2286 | 3.9788 | 0 | 0 | 0 | 0 | 0 | 0 | 0 | 0 | 0 | 0 | 0 | 0 | 0 | 0 | 0 | 0 | 0 | 0 | 0 | 0 | 0.014889 | 0.0017396 | 0.002916 | 0.0059279 | 0.010583 | 0 | 0 | 0 | 0 | 0 | 1
58599_G_CVSP1 | WECC_UT | Utah | 49 | Iron | 21 | 58599 | CVSP1 | Cedar Valley Solar Plant | 0 | 2015 | 9999 | Solar PV | [5 empty] | Non-Fossil | G | 2025 | Solar |  | 0 | 0 | 0 | 0 | 0 | 0 | 0 | 0 | 0 | 0 | 0 | 0 | 0 | 0 | 0 | 0 | 1.0509 | 2.2074 | 3.974 | 7.2323 | 0 | 0 | 0 | 0 | 0 | 0 | 0 | 0 | 0 | 0 | 0 | 0 | 0 | 0 | 0 | 0 | 0 | 0 | 0 | 0 | 0.082045 | 0 | 0 | 0 | 0 | 0 | 0 | 0 | 0 | 0 | 2.9317
58598_G_BSP1 | WECC_UT | Utah | 49 | Iron | 21 | 58598 | BSP1 | Beryl Solar Plant | 0 | 2015 | 9999 | Solar PV | [5 empty] | Non-Fossil | G | 2025 | Solar |  | 0 | 0 | 0 | 0 | 0 | 0 | 0 | 0 | 0 | 0 | 0 | 0 | 0 | 0 | 0 | 0 | 1.0509 | 2.2074 | 3.974 | 7.2323 | 0 | 0 | 0 | 0 | 0 | 0 | 0 | 0 | 0 | 0 | 0 | 0 | 0 | 0 | 0 | 0 | 0 | 0 | 0 | 0 | 0.082045 | 0 | 0 | 0 | 0 | 0 | 0 | 0 | 0 | 0 | 2.9317
58596_G_GRVWI | ERC_PHDL | Texas | 48 | Carson | 65 | 58596 | GRVWI | Grandview Wind Farm, LLC | 0 | 2014 | 9999 | Onshore Wind | [5 empty] | Non-Fossil | G | 2025 | Wind |  | 0 | 0 | 0 | 0 | 0 | 0 | 0 | 0 | 0 | 0 | 0 | 0 | 0 | 0 | 0 | 0 | 195.778 | 270.8859 | 294.371 | 761.0349 | 0 | 0 | 0 | 0 | 0 | 0 | 0 | 0 | 0 | 0 | 0 | 0 | 0 | 0 | 0 | 0 | 0 | 0 | 0 | 0 | 6.1495 | 0 | 0 | 0 | 0 | 0 | 0 | 0 | 0 | 0 | 200.6
58595_B_B1 | NENGREST | New Hampshire | 33 | Grafton | 9 | 58595 | B1 | Indeck Energy-Alexandria | 15700 | 2008 | 9999 | Biomass |  |  | ESPH + SNCR | NH3 |  | Non-Fossil | B | 2025 |  | Biomass Retirement | 0 | 0 | 0 | 0 | 0 | 0 | 0 | 0 | 0 | 0 | 0 | 0 | 0 | 0 | 0 | 0 | 0 | 0 | 0 | 0 | 0 | 0 | 0 | 0 | 0 | 0 | 0 | 0 | 0 | 0 | 0 | 0 | 0 | 0 | 0 | 0 | 0 | 0 | 0 | 0 | 0 | 0 | 0 | 0 | 0 | 0 | 0 | 0 | 0 | 0 | 15.2 | SNCR
58594_G_1 | SPP_NEBR | Nebraska | 31 | Jefferson | 95 | 58594 | 1 | Steele Flats Wind Project LLC | 0 | 2013 | 9999 | Onshore Wind | [5 empty] | Non-Fossil | G | 2025 | Wind |  | 0 | 0 | 0 | 0 | 0 | 0 | 0 | 0 | 0 | 0 | 0 | 0 | 0 | 0 | 0 | 0 | 73.4833 | 101.0989 | 92.3172 | 266.8993 | 0 | 0 | 0 | 0 | 0 | 0 | 0 | 0 | 0 | 0 | 0 | 0 | 0 | 0 | 0 | 0 | 0 | 0 | 0 | 0 | 1.985 | 0 | 0 | 0 | 0 | 0 | 0 | 0 | 0 | 0 | 70.4474
58592_G_SONR | WECC_IID | California | 6 | Imperial | 25 | 58592 | SONR | Solar Gen 2 | 0 | 2014 | 9999 | Solar PV | [5 empty] | Non-Fossil | G | 2025 | Solar |  | 0 | 0 | 0 | 0 | 0 | 0 | 0 | 0 | 0 | 0 | 0 | 0 | 0 | 0 | 0 | 0 | 24.3351 | 43.6063 | 65.8775 | 133.8188 | 0 | 0 | 0 | 0 | 0 | 0 | 0 | 0 | 0 | 0 | 0 | 0 | 0 | 0 | 0 | 0 | 0 | 0 | 0 | 0 | 1.3993 | 0 | 0 | 0 | 0 | 0 | 0 | 0 | 0 | 0 | 50
58592_G_ARK | WECC_IID | California | 6 | Imperial | 25 | 58592 | ARK | Solar Gen 2 | 0 | 2014 | 9999 | Solar PV | [5 empty] | Non-Fossil | G | 2025 | Solar |  | 0 | 0 | 0 | 0 | 0 | 0 | 0 | 0 | 0 | 0 | 0 | 0 | 0 | 0 | 0 | 0 | 24.3351 | 43.6063 | 65.8775 | 133.8188 | 0 | 0 | 0 | 0 | 0 | 0 | 0 | 0 | 0 | 0 | 0 | 0 | 0 | 0 | 0 | 0 | 0 | 0 | 0 | 0 | 1.3993 | 0 | 0 | 0 | 0 | 0 | 0 | 0 | 0 | 0 | 50
58592_G_ALHM | WECC_IID | California | 6 | Imperial | 25 | 58592 | ALHM | Solar Gen 2 | 0 | 2014 | 9999 | Solar PV | [5 empty] | Non-Fossil | G | 2025 | Solar |  | 0 | 0 | 0 | 0 | 0 | 0 | 0 | 0 | 0 | 0 | 0 | 0 | 0 | 0 | 0 | 0 | 24.3351 | 43.6063 | 65.8775 | 133.8188 | 0 | 0 | 0 | 0 | 0 | 0 | 0 | 0 | 0 | 0 | 0 | 0 | 0 | 0 | 0 | 0 | 0 | 0 | 0 | 0 | 1.3993 | 0 | 0 | 0 | 0 | 0 | 0 | 0 | 0 | 0 | 50
58591_G_GEN1 | WECC_PNW | Oregon | 41 | Tillamook | 57 | 58591 | GEN1 | POTB Digester | 13859 | 2013 | 9999 | Non-Fossil Waste | [5 empty] | Non-Fossil | G | 2025 | Non-Fossil |  | 0.019327 | 0.027876 | 0.034632 | 0.081835 | 0 | 0 | 0 | 0 | 0 | 0 | 0 | 0 | 0 | 0 | 0 | 0 | 1.3945 | 2.0114 | 2.4988 | 5.9048 | 0 | 0 | 0 | 0 | 0 | 0 | 0 | 0 | 0 | 0 | 0 | 0 | 0 | 0 | 0 | 0 | 0 | 0 | 0 | 0 | 0.23469 | 0.0091191 | 0.013153 | 0.01634 | 0.038612 | 0 | 0 | 0 | 0 | 0 | 1
58590_G_1 | WECC_SCE | California | 6 | San Bernardino | 71 | 58590 | 1 | Cascade Solar | 0 | 2014 | 9999 | Solar PV | [5 empty] | Non-Fossil | G | 2025 | Solar |  | 0 | 0 | 0 | 0 | 0 | 0 | 0 | 0 | 0 | 0 | 0 | 0 | 0 | 0 | 0 | 0 | 7.7839 | 14.4414 | 22.3835 | 44.6088 | 0 | 0 | 0 | 0 | 0 | 0 | 0 | 0 | 0 | 0 | 0 | 0 | 0 | 0 | 0 | 0 | 0 | 0 | 0 | 0 | 0.66836 | 0 | 0 | 0 | 0 | 0 | 0 | 0 | 0 | 0 | 18.5
58589_G_RRHS | WECC_NM | New Mexico | 35 | Sandoval | 43 | 58589 | RRHS | Rio Rancho High School | 0 | 2013 | 9999 | Solar PV | [5 empty] | Non-Fossil | G | 2025 | Solar |  | 0 | 0 | 0 | 0 | 0 | 0 | 0 | 0 | 0 | 0 | 0 | 0 | 0 | 0 | 0 | 0 | 0.43522 | 0.74397 | 1.1182 | 2.2974 | 0 | 0 | 0 | 0 | 0 | 0 | 0 | 0 | 0 | 0 | 0 | 0 | 0 | 0 | 0 | 0 | 0 | 0 | 0 | 0 | 0.027985 | 0 | 0 | 0 | 0 | 0 | 0 | 0 | 0 | 0 | 1
58588_G_SCHS | WECC_NM | New Mexico | 35 | Sandoval | 43 | 58588 | SCHS | Sue Cleveland High School | 0 | 2013 | 9999 | Solar PV | [5 empty] | Non-Fossil | G | 2025 | Solar |  | 0 | 0 | 0 | 0 | 0 | 0 | 0 | 0 | 0 | 0 | 0 | 0 | 0 | 0 | 0 | 0 | 0.43522 | 0.74397 | 1.1182 | 2.2974 | 0 | 0 | 0 | 0 | 0 | 0 | 0 | 0 | 0 | 0 | 0 | 0 | 0 | 0 | 0 | 0 | 0 | 0 | 0 | 0 | 0.027985 | 0 | 0 | 0 | 0 | 0 | 0 | 0 | 0 | 0 | 1
58587_G_1 | MIS_LMI | Michigan | 26 | Tuscola | 157 | 58587 | 1 | Tuscola Wind II LLC | 0 | 2013 | 9999 | Onshore Wind | [5 empty] | Non-Fossil | G | 2025 | Wind |  | 0 | 0 | 0 | 0 | 0 | 0 | 0 | 0 | 0 | 0 | 0 | 0 | 0 | 0 | 0 | 0 | 99.4519 | 124.8943 | 94.0299 | 318.3761 | 0 | 0 | 0 | 0 | 0 | 0 | 0 | 0 | 0 | 0 | 0 | 0 | 0 | 0 | 0 | 0 | 0 | 0 | 0 | 0 | 3.9666 | 0 | 0 | 0 | 0 | 0 | 0 | 0 | 0 | 0 | 100.3
58586_G_1 | NENGREST | Massachusetts | 25 | Plymouth | 23 | 58586 | 1 | Town of East Bridgewater | 0 | 2013 | 9999 | Solar PV | [5 empty] | Non-Fossil | G | 2025 | Solar |  | 0 | 0 | 0 | 0 | 0 | 0 | 0 | 0 | 0 | 0 | 0 | 0 | 0 | 0 | 0 | 0 | 0.43856 | 0.91185 | 1.3931 | 2.7435 | 0 | 0 | 0 | 0 | 0 | 0 | 0 | 0 | 0 | 0 | 0 | 0 | 0 | 0 | 0 | 0 | 0 | 0 | 0 | 0 | 0.05475 | 0 | 0 | 0 | 0 | 0 | 0 | 0 | 0 | 0 | 1.9564
58583_G_FSS1 | NENGREST | Rhode Island | 44 | Providence | 7 | 58583 | FSS1 | Forbes Street Solar | 0 | 2013 | 9999 | Solar PV | [5 empty] | Non-Fossil | G | 2025 | Solar |  | 0 | 0 | 0 | 0 | 0 | 0 | 0 | 0 | 0 | 0 | 0 | 0 | 0 | 0 | 0 | 0 | 0.68861 | 1.4688 | 2.2531 | 4.4104 | 0 | 0 | 0 | 0 | 0 | 0 | 0 | 0 | 0 | 0 | 0 | 0 | 0 | 0 | 0 | 0 | 0 | 0 | 0 | 0 | 0.083956 | 0 | 0 | 0 | 0 | 0 | 0 | 0 | 0 | 0 | 3
58582_G_1 | WECC_SCE | California | 6 | San Bernardino | 71 | 58582 | 1 | Oltmans SCE at Jurupa | 0 | 2013 | 9999 | Solar PV | [5 empty] | Non-Fossil | G | 2025 | Solar |  | 0 | 0 | 0 | 0 | 0 | 0 | 0 | 0 | 0 | 0 | 0 | 0 | 0 | 0 | 0 | 0 | 0.63113 | 1.1709 | 1.8149 | 3.6169 | 0 | 0 | 0 | 0 | 0 | 0 | 0 | 0 | 0 | 0 | 0 | 0 | 0 | 0 | 0 | 0 | 0 | 0 | 0 | 0 | 0.054192 | 0 | 0 | 0 | 0 | 0 | 0 | 0 | 0 | 0 | 1.5
58581_G_1 | WECC_SCE | California | 6 | San Bernardino | 71 | 58581 | 1 | Oltmans SCE at Champagne | 0 | 2013 | 9999 | Solar PV | [5 empty] | Non-Fossil | G | 2025 | Solar |  | 0 | 0 | 0 | 0 | 0 | 0 | 0 | 0 | 0 | 0 | 0 | 0 | 0 | 0 | 0 | 0 | 0.42075 | 0.78061 | 1.2099 | 2.4113 | 0 | 0 | 0 | 0 | 0 | 0 | 0 | 0 | 0 | 0 | 0 | 0 | 0 | 0 | 0 | 0 | 0 | 0 | 0 | 0 | 0.036128 | 0 | 0 | 0 | 0 | 0 | 0 | 0 | 0 | 0 | 1
58580_G_1 | MIS_LMI | Michigan | 26 | Huron | 63 | 58580 | 1 | Pheasant Run Wind LLC | 0 | 2013 | 9999 | Onshore Wind | [5 empty] | Non-Fossil | G | 2025 | Wind |  | 0 | 0 | 0 | 0 | 0 | 0 | 0 | 0 | 0 | 0 | 0 | 0 | 0 | 0 | 0 | 0 | 74.1675 | 93.1415 | 70.124 | 237.433 | 0 | 0 | 0 | 0 | 0 | 0 | 0 | 0 | 0 | 0 | 0 | 0 | 0 | 0 | 0 | 0 | 0 | 0 | 0 | 0 | 2.9581 | 0 | 0 | 0 | 0 | 0 | 0 | 0 | 0 | 0 | 74.8
58579_G_1 | MIS_IA | Minnesota | 27 | Rock | 133 | 58579 | 1 | Laverne Battery | 0 | 2013 | 9999 | Energy Storage | [5 empty] | Non-Fossil | G | 2025 | EnerStor |  | 0 | 0 | 0 | 0 | 0 | 0 | 0 | 0 | 0 | 0 | 0 | 0 | 0 | 0 | 0 | 0 | 0.1296 | 0.0369 | 0.6255 | 0.792 | 0 | 0 | 0 | 0 | 0 | 0 | 0 | 0 | 0 | 0 | 0 | 0 | 0 | 0 | 0 | 0 | 0 | 0 | 0 | 0 | 0 | 0 | 0 | 0 | 0 | 0 | 0 | 0 | 0 | 0 | 1
58578_G_SON1 | WEC_CALN | California | 6 | Tuolumne | 109 | 58578 | SON1 | Sonora 1 | 0 | 2013 | 9999 | Solar PV | [5 empty] | Non-Fossil | G | 2025 | Solar |  | 0 | 0 | 0 | 0 | 0 | 0 | 0 | 0 | 0 | 0 | 0 | 0 | 0 | 0 | 0 | 0 | 0.56278 | 1.1203 | 1.8368 | 3.5199 | 0 | 0 | 0 | 0 | 0 | 0 | 0 | 0 | 0 | 0 | 0 | 0 | 0 | 0 | 0 | 0 | 0 | 0 | 0 | 0 | 0.047987 | 0 | 0 | 0 | 0 | 0 | 0 | 0 | 0 | 0 | 1.4986
58577_G_BLG2 | MIS_INKY | Indiana | 18 | Pike | 125 | 58577 | BLG2 | Veolia ES Blackfoot Landfill Facility | 13500 | 2009 | 9999 | Landfill Gas | [5 empty] | Non-Fossil | G | 2025 | LF Gas |  | 0.020672 | 0.031033 | 0.041769 | 0.093473 | 0 | 0 | 0 | 0 | 0 | 0 | 0 | 0 | 0 | 0 | 0 | 0 | 1.5312 | 2.2987 | 3.094 | 6.924 | 1.1913 | 1.7884 | 2.4071 | 5.3868 | 0 | 0 | 0 | 0 | 0.0024891 | 0.0037367 | 0.0050294 | 0.011255 | 0 | 0 | 0 | 0 | 0 | 0 | 0 | 0 | 0.25816 | 0.010013 | 0.015032 | 0.020232 | 0.045276 | 0 | 0 | 0 | 0 | 0 | 1.1
58577_G_BLG1 | MIS_INKY | Indiana | 18 | Pike | 125 | 58577 | BLG1 | Veolia ES Blackfoot Landfill Facility | 13500 | 2009 | 9999 | Landfill Gas | [5 empty] | Non-Fossil | G | 2025 | LF Gas |  | 0.020672 | 0.031033 | 0.041769 | 0.093473 | 0 | 0 | 0 | 0 | 0 | 0 | 0 | 0 | 0 | 0 | 0 | 0 | 1.5312 | 2.2987 | 3.094 | 6.924 | 1.1913 | 1.7884 | 2.4071 | 5.3868 | 0 | 0 | 0 | 0 | 0.0024891 | 0.0037367 | 0.0050294 | 0.011255 | 0 | 0 | 0 | 0 | 0 | 0 | 0 | 0 | 0.25816 | 0.010013 | 0.015032 | 0.020232 | 0.045276 | 0 | 0 | 0 | 0 | 0 | 1.1
58576_G_NMP1 | SPP_SPS | New Mexico | 35 | Chaves | 5 | 58576 | NMP1 | GSE NM1 | 0 | 2011 | 9999 | Solar PV | [5 empty] | Non-Fossil | G | 2025 | Solar |  | 0 | 0 | 0 | 0 | 0 | 0 | 0 | 0 | 0 | 0 | 0 | 0 | 0 | 0 | 0 | 0 | 0.64287 | 1.0694 | 1.6435 | 3.3557 | 0 | 0 | 0 | 0 | 0 | 0 | 0 | 0 | 0 | 0 | 0 | 0 | 0 | 0 | 0 | 0 | 0 | 0 | 0 | 0 | 0.041184 | 0 | 0 | 0 | 0 | 0 | 0 | 0 | 0 | 0 | 1.4716
58575_G_4 | S_VACA | North Carolina | 37 | Lenoir | 107 | 58575 | 4 | Smithfield Farmland Kinston | 10870 | 2013 | 9999 | Combustion Turbine | [5 empty] | Fossil | G | 2025 | Oil |  | 0 | 0 | 0 | 0 | 0 | 0 | 0 | 0 | 0 | 0 | 0 | 0 | 0 | 0 | 0 | 0 | 0 | 0 | 0 | 0 | 0 | 0 | 0 | 0 | 0 | 0 | 0 | 0 | 0 | 0 | 0 | 0 | 0 | 0 | 0 | 0 | 0 | 0 | 0 | 0 | 0.04301 | 0 | 0 | 0 | 0 | 0 | 0 | 0 | 0 | 0 | 2.3
58575_G_3 | S_VACA | North Carolina | 37 | Lenoir | 107 | 58575 | 3 | Smithfield Farmland Kinston | 10870 | 2013 | 9999 | Combustion Turbine | [5 empty] | Fossil | G | 2025 | Oil |  | 0 | 0 | 0 | 0 | 0 | 0 | 0 | 0 | 0 | 0 | 0 | 0 | 0 | 0 | 0 | 0 | 0 | 0 | 0 | 0 | 0 | 0 | 0 | 0 | 0 | 0 | 0 | 0 | 0 | 0 | 0 | 0 | 0 | 0 | 0 | 0 | 0 | 0 | 0 | 0 | 0.04301 | 0 | 0 | 0 | 0 | 0 | 0 | 0 | 0 | 0 | 2.3
58575_G_2 | S_VACA | North Carolina | 37 | Lenoir | 107 | 58575 | 2 | Smithfield Farmland Kinston | 10870 | 2013 | 9999 | Combustion Turbine | [5 empty] | Fossil | G | 2025 | Oil |  | 0 | 0 | 0 | 0 | 0 | 0 | 0 | 0 | 0 | 0 | 0 | 0 | 0 | 0 | 0 | 0 | 0 | 0 | 0 | 0 | 0 | 0 | 0 | 0 | 0 | 0 | 0 | 0 | 0 | 0 | 0 | 0 | 0 | 0 | 0 | 0 | 0 | 0 | 0 | 0 | 0.04301 | 0 | 0 | 0 | 0 | 0 | 0 | 0 | 0 | 0 | 2.3
58575_G_1 | S_VACA | North Carolina | 37 | Lenoir | 107 | 58575 | 1 | Smithfield Farmland Kinston | 10870 | 2013 | 9999 | Combustion Turbine | [5 empty] | Fossil | G | 2025 | Oil |  | 0 | 0 | 0 | 0 | 0 | 0 | 0 | 0 | 0 | 0 | 0 | 0 | 0 | 0 | 0 | 0 | 0 | 0 | 0 | 0 | 0 | 0 | 0 | 0 | 0 | 0 | 0 | 0 | 0 | 0 | 0 | 0 | 0 | 0 | 0 | 0 | 0 | 0 | 0 | 0 | 0.04301 | 0 | 0 | 0 | 0 | 0 | 0 | 0 | 0 | 0 | 2.3
58574_B_01 | WECC_CO | Colorado | 8 | Eagle | 37 | 58574 | 01 | Eagle Valley Clean Energy LLC Biomass | 16131 | 2013 | 9999 | Biomass |  |  | ESPH + Cyclone + SNCR | FR + NH3 |  | Non-Fossil | B | 2025 |  | Biomass Retirement | 0 | 0 | 0 | 0 | 0 | 0 | 0 | 0 | 0 | 0 | 0 | 0 | 0 | 0 | 0 | 0 | 0 | 0 | 0 | 0 | 0 | 0 | 0 | 0 | 0 | 0 | 0 | 0 | 0 | 0 | 0 | 0 | 0 | 0 | 0 | 0 | 0 | 0 | 0 | 0 | 0 | 0 | 0 | 0 | 0 | 0 | 0 | 0 | 0 | 0 | 12.6 | SNCR
58572_G_2 | S_SOU | Georgia | 13 | Lanier | 173 | 58572 | 2 | Lakeland Solar Energy LLC | 0 | 2013 | 9999 | Solar PV | [5 empty] | Non-Fossil | G | 2025 | Solar |  | 0 | 0 | 0 | 0 | 0 | 0 | 0 | 0 | 0 | 0 | 0 | 0 | 0 | 0 | 0 | 0 | 0.34567 | 0.5948 | 0.89299 | 1.8335 | 0 | 0 | 0 | 0 | 0 | 0 | 0 | 0 | 0 | 0 | 0 | 0 | 0 | 0 | 0 | 0 | 0 | 0 | 0 | 0 | 0.025187 | 0 | 0 | 0 | 0 | 0 | 0 | 0 | 0 | 0 | 0.9
58572_G_1 | S_SOU | Georgia | 13 | Lanier | 173 | 58572 | 1 | Lakeland Solar Energy LLC | 0 | 2013 | 9999 | Solar PV | [5 empty] | Non-Fossil | G | 2025 | Solar |  | 0 | 0 | 0 | 0 | 0 | 0 | 0 | 0 | 0 | 0 | 0 | 0 | 0 | 0 | 0 | 0 | 0.34567 | 0.5948 | 0.89299 | 1.8335 | 0 | 0 | 0 | 0 | 0 | 0 | 0 | 0 | 0 | 0 | 0 | 0 | 0 | 0 | 0 | 0 | 0 | 0 | 0 | 0 | 0.025187 | 0 | 0 | 0 | 0 | 0 | 0 | 0 | 0 | 0 | 0.9
58571_G_1 | WECC_PNW | Washington | 53 | Columbia | 13 | 58571 | 1 | Tucannon River Wind Farm | 0 | 2014 | 9999 | Onshore Wind | [5 empty] | Non-Fossil | G | 2025 | Wind |  | 0 | 0 | 0 | 0 | 0 | 0 | 0 | 0 | 0 | 0 | 0 | 0 | 0 | 0 | 0 | 0 | 147.7351 | 236.4588 | 288.2358 | 672.4297 | 0 | 0 | 0 | 0 | 0 | 0 | 0 | 0 | 0 | 0 | 0 | 0 | 0 | 0 | 0 | 0 | 0 | 0 | 0 | 0 | 10.7015 | 0 | 0 | 0 | 0 | 0 | 0 | 0 | 0 | 0 | 266.8
58570_G_2-GIA | WECC_UT | Utah | 49 | Beaver | 1 | 58570 | 2-GIA | Enel Cove Fort | 9771 | 2013 | 9999 | Geothermal | [5 empty] | Non-Fossil | G | 2025 | Geothermal |  | 0.22952 | 0.29952 | 0.35739 | 0.88643 | 0 | 0 | 0 | 0 | 0 | 0 | 0 | 0 | 0 | 0 | 0 | 0 | 23.49 | 30.6541 | 36.5764 | 90.7205 | 0 | 0 | 0 | 0 | 0.00041892 | 0.00054669 | 0.0006523 | 0.0016179 | 0 | 0 | 0 | 0 | 0 | 0 | 0 | 0 | 0 | 0 | 0 | 0 | 1.1688 | 0.12896 | 0.16829 | 0.2008 | 0.49806 | 0 | 0 | 0 | 0 | 0 | 12.5
58570_G_1-G1A | WECC_UT | Utah | 49 | Beaver | 1 | 58570 | 1-G1A | Enel Cove Fort | 9771 | 2013 | 9999 | Geothermal | [5 empty] | Non-Fossil | G | 2025 | Geothermal |  | 0.22952 | 0.29952 | 0.35739 | 0.88643 | 0 | 0 | 0 | 0 | 0 | 0 | 0 | 0 | 0 | 0 | 0 | 0 | 23.49 | 30.6541 | 36.5764 | 90.7205 | 0 | 0 | 0 | 0 | 0.00041892 | 0.00054669 | 0.0006523 | 0.0016179 | 0 | 0 | 0 | 0 | 0 | 0 | 0 | 0 | 0 | 0 | 0 | 0 | 1.1688 | 0.12896 | 0.16829 | 0.2008 | 0.49806 | 0 | 0 | 0 | 0 | 0 | 12.5
58569_G_1 | PJM_EMAC | New Jersey | 34 | Gloucester | 15 | 58569 | 1 | Paradise Solar Energy Center | 0 | 2011 | 9999 | Solar PV | [5 empty] | Non-Fossil | G | 2025 | Solar |  | 0 | 0 | 0 | 0 | 0 | 0 | 0 | 0 | 0 | 0 | 0 | 0 | 0 | 0 | 0 | 0 | 1.058 | 2.2841 | 3.6293 | 6.9714 | 0 | 0 | 0 | 0 | 0 | 0 | 0 | 0 | 0 | 0 | 0 | 0 | 0 | 0 | 0 | 0 | 0 | 0 | 0 | 0 | 0.17568 | 0 | 0 | 0 | 0 | 0 | 0 | 0 | 0 | 0 | 4.8705
58568_G_PV-3 | NENGREST | Massachusetts | 25 | Hampden | 13 | 58568 | PV-3 | Cottage Street Solar Facility | 0 | 2014 | 9999 | Solar PV | [5 empty] | Non-Fossil | G | 2025 | Solar |  | 0 | 0 | 0 | 0 | 0 | 0 | 0 | 0 | 0 | 0 | 0 | 0 | 0 | 0 | 0 | 0 | 0.70169 | 1.459 | 2.2289 | 4.3896 | 0 | 0 | 0 | 0 | 0 | 0 | 0 | 0 | 0 | 0 | 0 | 0 | 0 | 0 | 0 | 0 | 0 | 0 | 0 | 0 | 0.087599 | 0 | 0 | 0 | 0 | 0 | 0 | 0 | 0 | 0 | 3.1302
58565_G_GENRF | PJM_WMAC | Pennsylvania | 42 | Adams | 1 | 58565 | GENRF | Gettysburg Energy & Nutrient Rec Facility | 21096 | 2013 | 9999 | Biomass | [5 empty] | Non-Fossil | G | 2025 |  | Biomass Retirement | 0 | 0 | 0 | 0 | 0 | 0 | 0 | 0 | 0 | 0 | 0 | 0 | 0 | 0 | 0 | 0 | 0 | 0 | 0 | 0 | 0 | 0 | 0 | 0 | 0 | 0 | 0 | 0 | 0 | 0 | 0 | 0 | 0 | 0 | 0 | 0 | 0 | 0 | 0 | 0 | 0 | 0 | 0 | 0 | 0 | 0 | 0 | 0 | 0 | 0 | 2.5
58564_G_F3NJ | PJM_EMAC | New Jersey | 34 | Hunterdon | 19 | 58564 | F3NJ | Frenchtown III Solar | 0 | 2013 | 9999 | Solar PV | [5 empty] | Non-Fossil | G | 2025 | Solar |  | 0 | 0 | 0 | 0 | 0 | 0 | 0 | 0 | 0 | 0 | 0 | 0 | 0 | 0 | 0 | 0 | 1.6717 | 3.6089 | 5.7343 | 11.0148 | 0 | 0 | 0 | 0 | 0 | 0 | 0 | 0 | 0 | 0 | 0 | 0 | 0 | 0 | 0 | 0 | 0 | 0 | 0 | 0 | 0.27758 | 0 | 0 | 0 | 0 | 0 | 0 | 0 | 0 | 0 | 7.6954
58563_G_HTBE | MIS_MNWI | Minnesota | 27 | Le Sueur | 79 | 58563 | HTBE | Hometown Bio Energy LLC | 9828 | 2013 | 9999 | Non-Fossil Waste | [5 empty] | Non-Fossil | G | 2025 | Non-Fossil |  | 0.060943 | 0.087756 | 0.11372 | 0.26242 | 0 | 0 | 0 | 0 | 0 | 0 | 0 | 0 | 0 | 0 | 0 | 0 | 6.201 | 8.9292 | 11.5714 | 26.7015 | 0 | 0 | 0 | 0 | 0 | 0 | 0 | 0 | 0 | 0 | 0 | 0 | 0 | 0 | 0 | 0 | 0 | 0 | 0 | 0 | 1.7837 | 0.040549 | 0.058389 | 0.075667 | 0.1746 | 0 | 0 | 0 | 0 | 0 | 7.6
58562_G_GT-4 | WECC_NM | Texas | 48 | El Paso | 141 | 58562 | GT-4 | Montana Power Station | 9086 | 2016 | 9999 | Combustion Turbine |  |  | SCR |  |  | Fossil | G | 2025 | Oil |  | 0 | 0 | 0 | 0 | 0 | 0 | 0 | 0 | 0 | 0 | 0 | 0 | 0 | 0 | 0 | 0 | 0 | 0 | 0 | 0 | 0 | 0 | 0 | 0 | 0 | 0 | 0 | 0 | 0 | 0 | 0 | 0 | 0 | 0 | 0 | 0 | 0 | 0 | 0 | 0 | 1.7765 | 0 | 0 | 0 | 0 | 0 | 0 | 0 | 0 | 0 | 95 | SCR
58562_G_GT-3 | WECC_NM | Texas | 48 | El Paso | 141 | 58562 | GT-3 | Montana Power Station | 10745 | 2016 | 9999 | Combustion Turbine |  |  | SCR |  |  | Fossil | G | 2025 | Oil |  | 0 | 0 | 0 | 0 | 0 | 0 | 0 | 0 | 0 | 0 | 0 | 0 | 0 | 0 | 0 | 0 | 0 | 0 | 0 | 0 | 0 | 0 | 0 | 0 | 0 | 0 | 0 | 0 | 0 | 0 | 0 | 0 | 0 | 0 | 0 | 0 | 0 | 0 | 0 | 0 | 1.7765 | 0 | 0 | 0 | 0 | 0 | 0 | 0 | 0 | 0 | 95 | SCR
58562_G_GT-2 | WECC_NM | Texas | 48 | El Paso | 141 | 58562 | GT-2 | Montana Power Station | 10745 | 2015 | 9999 | Combustion Turbine |  |  | SCR |  |  | Fossil | G | 2025 | Oil |  | 0 | 0 | 0 | 0 | 0 | 0 | 0 | 0 | 0 | 0 | 0 | 0 | 0 | 0 | 0 | 0 | 0 | 0 | 0 | 0 | 0 | 0 | 0 | 0 | 0 | 0 | 0 | 0 | 0 | 0 | 0 | 0 | 0 | 0 | 0 | 0 | 0 | 0 | 0 | 0 | 1.9686 | 0 | 0 | 0 | 0 | 0 | 0 | 0 | 0 | 0 | 95 | SCR
58562_G_GT-1 | WECC_NM | Texas | 48 | El Paso | 141 | 58562 | GT-1 | Montana Power Station | 10745 | 2015 | 9999 | Combustion Turbine |  |  | SCR |  |  | Fossil | G | 2025 | Oil |  | 0 | 0 | 0 | 0 | 0 | 0 | 0 | 0 | 0 | 0 | 0 | 0 | 0 | 0 | 0 | 0 | 0 | 0 | 0 | 0 | 0 | 0 | 0 | 0 | 0 | 0 | 0 | 0 | 0 | 0 | 0 | 0 | 0 | 0 | 0 | 0 | 0 | 0 | 0 | 0 | 1.9686 | 0 | 0 | 0 | 0 | 0 | 0 | 0 | 0 | 0 | 95 | SCR
58561_G_MSMA | NENGREST | Massachusetts | 25 | Essex | 9 | 58561 | MSMA | Merrimac Solar | 0 | 2013 | 9999 | Solar PV | [5 empty] | Non-Fossil | G | 2025 | Solar |  | 0 | 0 | 0 | 0 | 0 | 0 | 0 | 0 | 0 | 0 | 0 | 0 | 0 | 0 | 0 | 0 | 0.32892 | 0.68389 | 1.0448 | 2.0576 | 0 | 0 | 0 | 0 | 0 | 0 | 0 | 0 | 0 | 0 | 0 | 0 | 0 | 0 | 0 | 0 | 0 | 0 | 0 | 0 | 0.041062 | 0 | 0 | 0 | 0 | 0 | 0 | 0 | 0 | 0 | 1.4673
58560_B_BLR1 | PJM_Dom | Virginia | 51 | Halifax | 83 | 58560 | BLR1 | Halifax County Biomass | 13500 | 2013 | 9999 | Biomass |  |  | ESPC + SCR + DSI | NH3 |  | Non-Fossil | B | 2025 |  | Biomass Retirement | 0 | 0 | 0 | 0 | 0 | 0 | 0 | 0 | 0 | 0 | 0 | 0 | 0 | 0 | 0 | 0 | 0 | 0 | 0 | 0 | 0 | 0 | 0 | 0 | 0 | 0 | 0 | 0 | 0 | 0 | 0 | 0 | 0 | 0 | 0 | 0 | 0 | 0 | 0 | 0 | 0 | 0 | 0 | 0 | 0 | 0 | 0 | 0 | 0 | 0 | 44 | SCR / DSI
58559_G_GEN2 | S_C_TVA | Tennessee | 47 | Montgomery | 125 | 58559 | GEN2 | BiCounty Gas Producers LLC | 13500 | 2013 | 9999 | Landfill Gas | [5 empty] | Non-Fossil | G | 2025 | LF Gas |  | 0.03982 | 0.059418 | 0.067634 | 0.16687 | 0 | 0 | 0 | 0 | 0 | 0 | 0 | 0 | 0 | 0 | 0 | 0 | 2.9496 | 4.4013 | 5.0099 | 12.3609 | 2.2948 | 3.4242 | 3.8977 | 9.6167 | 0 | 0 | 0 | 0 | 0.0047948 | 0.0071546 | 0.0081438 | 0.020093 | 0 | 0 | 0 | 0 | 0 | 0 | 0 | 0 | 0.44592 | 0.019288 | 0.028781 | 0.032761 | 0.080829 | 0 | 0 | 0 | 0 | 0 | 1.9
58559_G_GEN1 | S_C_TVA | Tennessee | 47 | Montgomery | 125 | 58559 | GEN1 | BiCounty Gas Producers LLC | 13500 | 2011 | 9999 | Landfill Gas | [5 empty] | Non-Fossil | G | 2025 | LF Gas |  | 0.018862 | 0.028145 | 0.032037 | 0.079045 | 0 | 0 | 0 | 0 | 0 | 0 | 0 | 0 | 0 | 0 | 0 | 0 | 1.3972 | 2.0848 | 2.3731 | 5.8552 | 1.087 | 1.622 | 1.8463 | 4.5553 | 0 | 0 | 0 | 0 | 0.0022712 | 0.0033889 | 0.0038576 | 0.0095177 | 0 | 0 | 0 | 0 | 0 | 0 | 0 | 0 | 0.21122 | 0.0091364 | 0.013633 | 0.015518 | 0.038288 | 0 | 0 | 0 | 0 | 0 | 0.9
58558_G_GEN1 | S_VACA | North Carolina | 37 | Onslow | 133 | 58558 | GEN1 | Onslow Power Producers | 13500 | 2013 | 9999 | Landfill Gas | [5 empty] | Non-Fossil | G | 2025 | LF Gas |  | 0.043135 | 0.048462 | 0.076116 | 0.16771 | 0 | 0 | 0 | 0 | 0 | 0 | 0 | 0 | 0 | 0 | 0 | 0 | 3.1952 | 3.5898 | 5.6383 | 12.4232 | 2.4858 | 2.7928 | 4.3865 | 9.6651 | 0 | 0 | 0 | 0 | 0.0051938 | 0.0058353 | 0.0091652 | 0.020194 | 0 | 0 | 0 | 0 | 0 | 0 | 0 | 0 | 0.44592 | 0.020893 | 0.023474 | 0.036869 | 0.081237 | 0 | 0 | 0 | 0 | 0 | 1.9
58557_G_ST1 | WECC_AZ | Arizona | 4 | Maricopa | 13 | 58557 | ST1 | Mesquite Generating Station Block 1 | 7483 | 2003 | 9999 | Combined Cycle |  |  | SCR | DLNB |  | Fossil | G | 2025 | NaturalGas |  | 0.035122 | 0.25639 | 5.3561 | 5.6476 | 0 | 0 | 0 | 0 | 0 | 0 | 0 | 0 | 0 | 0 | 0 | 0 | 4.6935 | 34.2627 | 715.763 | 754.7192 | 2.056 | 15.0089 | 313.5434 | 330.6084 | 2.4578e-09 | 1.7942e-08 | 3.7495e-07 | 3.9535e-07 | 0.00016121 | 0.0011768 | 0.024584 | 0.025922 | 0 | 0 | 0 | 0 | 0 | 0 | 0 | 0 | 8.8274 | 0.018397 | 0.13324 | 1.5751 | 1.7267 | 0.13335 | 0.87603 | 19.372 | 20.3814 | 0 | 289 | SCR
58557_G_GT2 | WECC_AZ | Arizona | 4 | Maricopa | 13 | 58557 | GT2 | Mesquite Generating Station Block 1 | 7483 | 2003 | 9999 | Combined Cycle |  |  | SCR | DLNB |  | Fossil | G | 2025 | NaturalGas |  | 0.018594 | 0.13573 | 2.8356 | 2.9899 | 0 | 0 | 0 | 0 | 0 | 0 | 0 | 0 | 0 | 0 | 0 | 0 | 2.4848 | 18.1391 | 378.9334 | 399.5572 | 1.0885 | 7.9459 | 165.9936 | 175.028 | 1.3012e-09 | 9.4988e-09 | 1.985e-07 | 2.093e-07 | 8.5348e-05 | 0.00062304 | 0.013015 | 0.013724 | 0 | 0 | 0 | 0 | 0 | 0 | 0 | 0 | 4.6733 | 0.0097395 | 0.070539 | 0.83387 | 0.91415 | 0.070598 | 0.46378 | 10.2558 | 10.7901 | 0 | 153 | SCR
58557_G_GT1 | WECC_AZ | Arizona | 4 | Maricopa | 13 | 58557 | GT1 | Mesquite Generating Station Block 1 | 7483 | 2003 | 9999 | Combined Cycle |  |  | SCR | DLNB |  | Fossil | G | 2025 | NaturalGas |  | 0.018594 | 0.13573 | 2.8356 | 2.9899 | 0 | 0 | 0 | 0 | 0 | 0 | 0 | 0 | 0 | 0 | 0 | 0 | 2.4848 | 18.1391 | 378.9334 | 399.5572 | 1.0885 | 7.9459 | 165.9936 | 175.028 | 1.3012e-09 | 9.4988e-09 | 1.985e-07 | 2.093e-07 | 8.5348e-05 | 0.00062304 | 0.013015 | 0.013724 | 0 | 0 | 0 | 0 | 0 | 0 | 0 | 0 | 4.6733 | 0.0097395 | 0.070539 | 0.83387 | 0.91415 | 0.070598 | 0.46378 | 10.2558 | 10.7901 | 0 | 153 | SCR
58556_G_1 | MIS_INKY | Indiana | 18 | Marion | 97 | 58556 | 1 | Indy Solar II, LLC | 0 | 2013 | 9999 | Solar PV | [5 empty] | Non-Fossil | G | 2025 | Solar |  | 0 | 0 | 0 | 0 | 0 | 0 | 0 | 0 | 0 | 0 | 0 | 0 | 0 | 0 | 0 | 0 | 2.5287 | 5.2635 | 8.0246 | 15.8168 | 0 | 0 | 0 | 0 | 0 | 0 | 0 | 0 | 0 | 0 | 0 | 0 | 0 | 0 | 0 | 0 | 0 | 0 | 0 | 0 | 0.27985 | 0 | 0 | 0 | 0 | 0 | 0 | 0 | 0 | 0 | 10
58555_G_95100 | MIS_WUMS | Wisconsin | 55 | Winnebago | 139 | 58555 | 95100 | Oshkosh Foundation Rosedale Biodigester LL | 13500 | 2014 | 9999 | Non-Fossil Waste | [5 empty] | Non-Fossil | G | 2025 | Non-Fossil |  | 0.012775 | 0.018787 | 0.022157 | 0.053719 | 0 | 0 | 0 | 0 | 0 | 0 | 0 | 0 | 0 | 0 | 0 | 0 | 0.94631 | 1.3916 | 1.6412 | 3.9792 | 0 | 0 | 0 | 0 | 0 | 0 | 0 | 0 | 0 | 0 | 0 | 0 | 0 | 0 | 0 | 0 | 0 | 0 | 0 | 0 | 0.32857 | 0.006188 | 0.0091001 | 0.010732 | 0.02602 | 0 | 0 | 0 | 0 | 0 | 1.4
58554_G_1 | NENG_CT | Connecticut | 9 | Tolland | 13 | 58554 | 1 | Somers Solar Center, LLC | 0 | 2013 | 9999 | Solar PV | [5 empty] | Non-Fossil | G | 2025 | Solar |  | 0 | 0 | 0 | 0 | 0 | 0 | 0 | 0 | 0 | 0 | 0 | 0 | 0 | 0 | 0 | 0 | 1.3443 | 2.7903 | 4.2662 | 8.4008 | 0 | 0 | 0 | 0 | 0 | 0 | 0 | 0 | 0 | 0 | 0 | 0 | 0 | 0 | 0 | 0 | 0 | 0 | 0 | 0 | 0.13627 | 0 | 0 | 0 | 0 | 0 | 0 | 0 | 0 | 0 | 4.8695
58553_G_1 | MIS_INKY | Indiana | 18 | Marion | 97 | 58553 | 1 | Indy Solar III, LLC | 0 | 2013 | 9999 | Solar PV | [5 empty] | Non-Fossil | G | 2025 | Solar |  | 0 | 0 | 0 | 0 | 0 | 0 | 0 | 0 | 0 | 0 | 0 | 0 | 0 | 0 | 0 | 0 | 2.1747 | 4.5266 | 6.9012 | 13.6024 | 0 | 0 | 0 | 0 | 0 | 0 | 0 | 0 | 0 | 0 | 0 | 0 | 0 | 0 | 0 | 0 | 0 | 0 | 0 | 0 | 0.24067 | 0 | 0 | 0 | 0 | 0 | 0 | 0 | 0 | 0 | 8.6
58552_G_1 | MIS_INKY | Indiana | 18 | Marion | 97 | 58552 | 1 | Indy Solar I, LLC | 0 | 2013 | 9999 | Solar PV | [5 empty] | Non-Fossil | G | 2025 | Solar |  | 0 | 0 | 0 | 0 | 0 | 0 | 0 | 0 | 0 | 0 | 0 | 0 | 0 | 0 | 0 | 0 | 2.5287 | 5.2635 | 8.0246 | 15.8168 | 0 | 0 | 0 | 0 | 0 | 0 | 0 | 0 | 0 | 0 | 0 | 0 | 0 | 0 | 0 | 0 | 0 | 0 | 0 | 0 | 0.27985 | 0 | 0 | 0 | 0 | 0 | 0 | 0 | 0 | 0 | 10
58551_G_1 | NENG_CT | Connecticut | 9 | Fairfield | 1 | 58551 | 1 | Bridgeport Fuel Cell Park | 8307 | 2013 | 9999 | Fuel Cell | [5 empty] | Non-Fossil | G | 2025 | NaturalGas |  | 0 | 0 | 0 | 0 | 0 | 0 | 0 | 0 | 0 | 0 | 0 | 0 | 0 | 0 | 0 | 0 | 0 | 0 | 0 | 0 | 0 | 0 | 0 | 0 | 0 | 0 | 0 | 0 | 0 | 0 | 0 | 0 | 0 | 0 | 0 | 0 | 0 | 0 | 0 | 0 | 0 | 0 | 0 | 0 | 0 | 0 | 0 | 0 | 0 | 0 | 13.7
58550_G_PV1 | NY_Z_F | New York | 36 | Albany | 1 | 58550 | PV1 | Owens Corning at Bethlehem | 0 | 2013 | 9999 | Solar PV | [5 empty] | Non-Fossil | G | 2025 | Solar |  | 0 | 0 | 0 | 0 | 0 | 0 | 0 | 0 | 0 | 0 | 0 | 0 | 0 | 0 | 0 | 0 | 0.26214 | 0.57071 | 0.92895 | 1.7618 | 0 | 0 | 0 | 0 | 0 | 0 | 0 | 0 | 0 | 0 | 0 | 0 | 0 | 0 | 0 | 0 | 0 | 0 | 0 | 0 | 0.033583 | 0 | 0 | 0 | 0 | 0 | 0 | 0 | 0 | 0 | 1.2
58548_G_WTG4 | WECC_CO | Colorado | 8 | Huerfano | 55 | 58548 | WTG4 | Huerfano River Wind | 0 | 2013 | 9999 | Onshore Wind | [5 empty] | Non-Fossil | G | 2025 | Wind |  | 0 | 0 | 0 | 0 | 0 | 0 | 0 | 0 | 0 | 0 | 0 | 0 | 0 | 0 | 0 | 0 | 1.731 | 2.1889 | 2.0861 | 6.006 | 0 | 0 | 0 | 0 | 0 | 0 | 0 | 0 | 0 | 0 | 0 | 0 | 0 | 0 | 0 | 0 | 0 | 0 | 0 | 0 | 0.0563 | 0 | 0 | 0 | 0 | 0 | 0 | 0 | 0 | 0 | 1.9981
58548_G_WTG3 | WECC_CO | Colorado | 8 | Huerfano | 55 | 58548 | WTG3 | Huerfano River Wind | 0 | 2013 | 9999 | Onshore Wind | [5 empty] | Non-Fossil | G | 2025 | Wind |  | 0 | 0 | 0 | 0 | 0 | 0 | 0 | 0 | 0 | 0 | 0 | 0 | 0 | 0 | 0 | 0 | 1.731 | 2.1889 | 2.0861 | 6.006 | 0 | 0 | 0 | 0 | 0 | 0 | 0 | 0 | 0 | 0 | 0 | 0 | 0 | 0 | 0 | 0 | 0 | 0 | 0 | 0 | 0.0563 | 0 | 0 | 0 | 0 | 0 | 0 | 0 | 0 | 0 | 1.9981
58548_G_WTG2 | WECC_CO | Colorado | 8 | Huerfano | 55 | 58548 | WTG2 | Huerfano River Wind | 0 | 2013 | 9999 | Onshore Wind | [5 empty] | Non-Fossil | G | 2025 | Wind |  | 0 | 0 | 0 | 0 | 0 | 0 | 0 | 0 | 0 | 0 | 0 | 0 | 0 | 0 | 0 | 0 | 1.731 | 2.1889 | 2.0861 | 6.006 | 0 | 0 | 0 | 0 | 0 | 0 | 0 | 0 | 0 | 0 | 0 | 0 | 0 | 0 | 0 | 0 | 0 | 0 | 0 | 0 | 0.0563 | 0 | 0 | 0 | 0 | 0 | 0 | 0 | 0 | 0 | 1.9981
58548_G_WTG1 | WECC_CO | Colorado | 8 | Huerfano | 55 | 58548 | WTG1 | Huerfano River Wind | 0 | 2013 | 9999 | Onshore Wind | [5 empty] | Non-Fossil | G | 2025 | Wind |  | 0 | 0 | 0 | 0 | 0 | 0 | 0 | 0 | 0 | 0 | 0 | 0 | 0 | 0 | 0 | 0 | 1.731 | 2.1889 | 2.0861 | 6.006 | 0 | 0 | 0 | 0 | 0 | 0 | 0 | 0 | 0 | 0 | 0 | 0 | 0 | 0 | 0 | 0 | 0 | 0 | 0 | 0 | 0.0563 | 0 | 0 | 0 | 0 | 0 | 0 | 0 | 0 | 0 | 1.9981
58547_G_1 | WECC_CO | Colorado | 8 | Montrose | 85 | 58547 | 1 | SMPA Solar 1 | 0 | 2012 | 9999 | Solar PV | [5 empty] | Non-Fossil | G | 2025 | Solar |  | 0 | 0 | 0 | 0 | 0 | 0 | 0 | 0 | 0 | 0 | 0 | 0 | 0 | 0 | 0 | 0 | 0.34599 | 0.6486 | 1.003 | 1.9976 | 0 | 0 | 0 | 0 | 0 | 0 | 0 | 0 | 0 | 0 | 0 | 0 | 0 | 0 | 0 | 0 | 0 | 0 | 0 | 0 | 0.03158 | 0 | 0 | 0 | 0 | 0 | 0 | 0 | 0 | 0 | 1
58546_G_GEN2 | PJM_West | Michigan | 26 | Berrien | 21 | 58546 | GEN2 | Granger Electric of Watervliet | 13500 | 2013 | 9999 | Landfill Gas | [5 empty] | Non-Fossil | G | 2025 | LF Gas |  | 0.030371 | 0.044411 | 0.06225 | 0.13703 | 0 | 0 | 0 | 0 | 0 | 0 | 0 | 0 | 0 | 0 | 0 | 0 | 2.2497 | 3.2897 | 4.6111 | 10.1505 | 1.7502 | 2.5593 | 3.5874 | 7.897 | 0 | 0 | 0 | 0 | 0.0036569 | 0.0053474 | 0.0074955 | 0.0165 | 0 | 0 | 0 | 0 | 0 | 0 | 0 | 0 | 0.37551 | 0.014711 | 0.021512 | 0.030153 | 0.066375 | 0 | 0 | 0 | 0 | 0 | 1.6
58546_G_GEN1 | PJM_West | Michigan | 26 | Berrien | 21 | 58546 | GEN1 | Granger Electric of Watervliet | 13500 | 2013 | 9999 | Landfill Gas | [5 empty] | Non-Fossil | G | 2025 | LF Gas |  | 0.030371 | 0.044411 | 0.06225 | 0.13703 | 0 | 0 | 0 | 0 | 0 | 0 | 0 | 0 | 0 | 0 | 0 | 0 | 2.2497 | 3.2897 | 4.6111 | 10.1505 | 1.7502 | 2.5593 | 3.5874 | 7.897 | 0 | 0 | 0 | 0 | 0.0036569 | 0.0053474 | 0.0074955 | 0.0165 | 0 | 0 | 0 | 0 | 0 | 0 | 0 | 0 | 0.37551 | 0.014711 | 0.021512 | 0.030153 | 0.066375 | 0 | 0 | 0 | 0 | 0 | 1.6
58545_G_1 | WECC_IID | California | 6 | Imperial | 25 | 58545 | 1 | Community Solar 1 | 0 | 2014 | 9999 | Solar PV | [5 empty] | Non-Fossil | G | 2025 | Solar |  | 0 | 0 | 0 | 0 | 0 | 0 | 0 | 0 | 0 | 0 | 0 | 0 | 0 | 0 | 0 | 0 | 2.7742 | 4.9711 | 7.51 | 15.2553 | 0 | 0 | 0 | 0 | 0 | 0 | 0 | 0 | 0 | 0 | 0 | 0 | 0 | 0 | 0 | 0 | 0 | 0 | 0 | 0 | 0.15952 | 0 | 0 | 0 | 0 | 0 | 0 | 0 | 0 | 0 | 5.7
58544_G_1 | WECC_SNV | Nevada | 32 | Clark | 3 | 58544 | 1 | Mountain View Solar | 0 | 2014 | 9999 | Solar PV | [5 empty] | Non-Fossil | G | 2025 | Solar |  | 0 | 0 | 0 | 0 | 0 | 0 | 0 | 0 | 0 | 0 | 0 | 0 | 0 | 0 | 0 | 0 | 8.6164 | 15.5609 | 22.8153 | 46.9927 | 0 | 0 | 0 | 0 | 0 | 0 | 0 | 0 | 0 | 0 | 0 | 0 | 0 | 0 | 0 | 0 | 0 | 0 | 0 | 0 | 0.63658 | 0 | 0 | 0 | 0 | 0 | 0 | 0 | 0 | 0 | 20
58543_G_1 | WECC_AZ | Arizona | 4 | Maricopa | 13 | 58543 | 1 | Gilbert Solar Facility I, LLC | 0 | 2011 | 9999 | Solar PV | [5 empty] | Non-Fossil | G | 2025 | Solar |  | 0 | 0 | 0 | 0 | 0 | 0 | 0 | 0 | 0 | 0 | 0 | 0 | 0 | 0 | 0 | 0 | 1.1253 | 2.0303 | 2.9404 | 6.096 | 0 | 0 | 0 | 0 | 0 | 0 | 0 | 0 | 0 | 0 | 0 | 0 | 0 | 0 | 0 | 0 | 0 | 0 | 0 | 0 | 0.11258 | 0 | 0 | 0 | 0 | 0 | 0 | 0 | 0 | 0 | 2.4941
58542_G_DSL20 | WECC_SCE | California | 6 | Riverside | 65 | 58542 | DSL20 | Desert Sunlight 250, LLC | 0 | 2013 | 9999 | Solar PV | [5 empty] | Non-Fossil | G | 2025 | Solar |  | 0 | 0 | 0 | 0 | 0 | 0 | 0 | 0 | 0 | 0 | 0 | 0 | 0 | 0 | 0 | 0 | 10.603 | 19.6715 | 30.4899 | 60.7644 | 0 | 0 | 0 | 0 | 0 | 0 | 0 | 0 | 0 | 0 | 0 | 0 | 0 | 0 | 0 | 0 | 0 | 0 | 0 | 0 | 0.91042 | 0 | 0 | 0 | 0 | 0 | 0 | 0 | 0 | 0 | 25.2
58542_G_DSL19 | WECC_SCE | California | 6 | Riverside | 65 | 58542 | DSL19 | Desert Sunlight 250, LLC | 0 | 2014 | 9999 | Solar PV | [5 empty] | Non-Fossil | G | 2025 | Solar |  | 0 | 0 | 0 | 0 | 0 | 0 | 0 | 0 | 0 | 0 | 0 | 0 | 0 | 0 | 0 | 0 | 10.603 | 19.6715 | 30.4899 | 60.7644 | 0 | 0 | 0 | 0 | 0 | 0 | 0 | 0 | 0 | 0 | 0 | 0 | 0 | 0 | 0 | 0 | 0 | 0 | 0 | 0 | 0.91042 | 0 | 0 | 0 | 0 | 0 | 0 | 0 | 0 | 0 | 25.2
58542_G_DSL18 | WECC_SCE | California | 6 | Riverside | 65 | 58542 | DSL18 | Desert Sunlight 250, LLC | 0 | 2014 | 9999 | Solar PV | [5 empty] | Non-Fossil | G | 2025 | Solar |  | 0 | 0 | 0 | 0 | 0 | 0 | 0 | 0 | 0 | 0 | 0 | 0 | 0 | 0 | 0 | 0 | 12.2018 | 22.6378 | 35.0876 | 69.9273 | 0 | 0 | 0 | 0 | 0 | 0 | 0 | 0 | 0 | 0 | 0 | 0 | 0 | 0 | 0 | 0 | 0 | 0 | 0 | 0 | 1.0477 | 0 | 0 | 0 | 0 | 0 | 0 | 0 | 0 | 0 | 29
58542_G_DSL17 | WECC_SCE | California | 6 | Riverside | 65 | 58542 | DSL17 | Desert Sunlight 250, LLC | 0 | 2013 | 9999 | Solar PV | [5 empty] | Non-Fossil | G | 2025 | Solar |  | 0 | 0 | 0 | 0 | 0 | 0 | 0 | 0 | 0 | 0 | 0 | 0 | 0 | 0 | 0 | 0 | 12.2018 | 22.6378 | 35.0876 | 69.9273 | 0 | 0 | 0 | 0 | 0 | 0 | 0 | 0 | 0 | 0 | 0 | 0 | 0 | 0 | 0 | 0 | 0 | 0 | 0 | 0 | 1.0477 | 0 | 0 | 0 | 0 | 0 | 0 | 0 | 0 | 0 | 29
58542_G_DSL16 | WECC_SCE | California | 6 | Riverside | 65 | 58542 | DSL16 | Desert Sunlight 250, LLC | 0 | 2013 | 9999 | Solar PV | [5 empty] | Non-Fossil | G | 2025 | Solar |  | 0 | 0 | 0 | 0 | 0 | 0 | 0 | 0 | 0 | 0 | 0 | 0 | 0 | 0 | 0 | 0 | 9.5511 | 17.72 | 27.4651 | 54.7362 | 0 | 0 | 0 | 0 | 0 | 0 | 0 | 0 | 0 | 0 | 0 | 0 | 0 | 0 | 0 | 0 | 0 | 0 | 0 | 0 | 0.8201 | 0 | 0 | 0 | 0 | 0 | 0 | 0 | 0 | 0 | 22.7
58542_G_DSL15 | WECC_SCE | California | 6 | Riverside | 65 | 58542 | DSL15 | Desert Sunlight 250, LLC | 0 | 2014 | 9999 | Solar PV | [5 empty] | Non-Fossil | G | 2025 | Solar |  | 0 | 0 | 0 | 0 | 0 | 0 | 0 | 0 | 0 | 0 | 0 | 0 | 0 | 0 | 0 | 0 | 5.8485 | 10.8505 | 16.8178 | 33.5169 | 0 | 0 | 0 | 0 | 0 | 0 | 0 | 0 | 0 | 0 | 0 | 0 | 0 | 0 | 0 | 0 | 0 | 0 | 0 | 0 | 0.50217 | 0 | 0 | 0 | 0 | 0 | 0 | 0 | 0 | 0 | 13.9
58542_G_DSL14 | WECC_SCE | California | 6 | Riverside | 65 | 58542 | DSL14 | Desert Sunlight 250, LLC | 0 | 2014 | 9999 | Solar PV | [5 empty] | Non-Fossil | G | 2025 | Solar |  | 0 | 0 | 0 | 0 | 0 | 0 | 0 | 0 | 0 | 0 | 0 | 0 | 0 | 0 | 0 | 0 | 11.15 | 20.6863 | 32.0628 | 63.899 | 0 | 0 | 0 | 0 | 0 | 0 | 0 | 0 | 0 | 0 | 0 | 0 | 0 | 0 | 0 | 0 | 0 | 0 | 0 | 0 | 0.95738 | 0 | 0 | 0 | 0 | 0 | 0 | 0 | 0 | 0 | 26.5
58542_G_DSL13 | WECC_SCE | California | 6 | Riverside | 65 | 58542 | DSL13 | Desert Sunlight 250, LLC | 0 | 2014 | 9999 | Solar PV | [5 empty] | Non-Fossil | G | 2025 | Solar |  | 0 | 0 | 0 | 0 | 0 | 0 | 0 | 0 | 0 | 0 | 0 | 0 | 0 | 0 | 0 | 0 | 16.4514 | 30.522 | 47.3078 | 94.2812 | 0 | 0 | 0 | 0 | 0 | 0 | 0 | 0 | 0 | 0 | 0 | 0 | 0 | 0 | 0 | 0 | 0 | 0 | 0 | 0 | 1.4126 | 0 | 0 | 0 | 0 | 0 | 0 | 0 | 0 | 0 | 39.1
58542_G_DSL12 | WECC_SCE | California | 6 | Riverside | 65 | 58542 | DSL12 | Desert Sunlight 250, LLC | 0 | 2013 | 9999 | Solar PV | [5 empty] | Non-Fossil | G | 2025 | Solar |  | 0 | 0 | 0 | 0 | 0 | 0 | 0 | 0 | 0 | 0 | 0 | 0 | 0 | 0 | 0 | 0 | 16.4514 | 30.522 | 47.3078 | 94.2812 | 0 | 0 | 0 | 0 | 0 | 0 | 0 | 0 | 0 | 0 | 0 | 0 | 0 | 0 | 0 | 0 | 0 | 0 | 0 | 0 | 1.4126 | 0 | 0 | 0 | 0 | 0 | 0 | 0 | 0 | 0 | 39.1
58541_G_1 | NENGREST | Vermont | 50 | Windsor | 27 | 58541 | 1 | SunGen Sharon 1 LLC | 0 | 2012 | 9999 | Solar PV | [5 empty] | Non-Fossil | G | 2025 | Solar |  | 0 | 0 | 0 | 0 | 0 | 0 | 0 | 0 | 0 | 0 | 0 | 0 | 0 | 0 | 0 | 0 | 0.42804 | 0.87335 | 1.3245 | 2.6259 | 0 | 0 | 0 | 0 | 0 | 0 | 0 | 0 | 0 | 0 | 0 | 0 | 0 | 0 | 0 | 0 | 0 | 0 | 0 | 0 | 0.050374 | 0 | 0 | 0 | 0 | 0 | 0 | 0 | 0 | 0 | 1.8
58540_G_PV-1 | WECC_NM | New Mexico | 35 | Grant | 17 | 58540 | PV-1 | Silver City WWTP PV Project | 0 | 2013 | 9999 | Solar PV | [5 empty] | Non-Fossil | G | 2025 | Solar |  | 0 | 0 | 0 | 0 | 0 | 0 | 0 | 0 | 0 | 0 | 0 | 0 | 0 | 0 | 0 | 0 | 0.43522 | 0.74397 | 1.1182 | 2.2974 | 0 | 0 | 0 | 0 | 0 | 0 | 0 | 0 | 0 | 0 | 0 | 0 | 0 | 0 | 0 | 0 | 0 | 0 | 0 | 0 | 0.027985 | 0 | 0 | 0 | 0 | 0 | 0 | 0 | 0 | 0 | 1
58539_G_1 | WECC_AZ | Arizona | 4 | Maricopa | 13 | 58539 | 1 | Lake Pleasant WTP | 0 | 2012 | 9999 | Solar PV | [5 empty] | Non-Fossil | G | 2025 | Solar |  | 0 | 0 | 0 | 0 | 0 | 0 | 0 | 0 | 0 | 0 | 0 | 0 | 0 | 0 | 0 | 0 | 2.7007 | 4.8727 | 7.057 | 14.6304 | 0 | 0 | 0 | 0 | 0 | 0 | 0 | 0 | 0 | 0 | 0 | 0 | 0 | 0 | 0 | 0 | 0 | 0 | 0 | 0 | 0.2702 | 0 | 0 | 0 | 0 | 0 | 0 | 0 | 0 | 0 | 5.9859
58538_G_3 | S_VACA | North Carolina | 37 | Person | 145 | 58538 | 3 | PCSP3 Airport | 0 | 2011 | 9999 | Solar PV | [5 empty] | Non-Fossil | G | 2025 | Solar |  | 0 | 0 | 0 | 0 | 0 | 0 | 0 | 0 | 0 | 0 | 0 | 0 | 0 | 0 | 0 | 0 | 0.75794 | 1.3444 | 2.2421 | 4.3445 | 0 | 0 | 0 | 0 | 0 | 0 | 0 | 0 | 0 | 0 | 0 | 0 | 0 | 0 | 0 | 0 | 0 | 0 | 0 | 0 | 0.069921 | 0 | 0 | 0 | 0 | 0 | 0 | 0 | 0 | 0 | 2.4985
58537_G_ASTRO | ERC_REST | Texas | 48 | Bexar | 29 | 58537 | ASTRO | OCI Alamo Solar I | 0 | 2016 | 9999 | Energy Storage | [5 empty] | Non-Fossil | G | 2025 | EnerStor |  | 0 | 0 | 0 | 0 | 0 | 0 | 0 | 0 | 0 | 0 | 0 | 0 | 0 | 0 | 0 | 0 | 0.3834 | 0.21722 | 0.5265 | 1.1271 | 0 | 0 | 0 | 0 | 0 | 0 | 0 | 0 | 0 | 0 | 0 | 0 | 0 | 0 | 0 | 0 | 0 | 0 | 0 | 0 | 0 | 0 | 0 | 0 | 0 | 0 | 0 | 0 | 0 | 0 | 1
58537_G_1 | ERC_REST | Texas | 48 | Bexar | 29 | 58537 | 1 | OCI Alamo Solar I | 0 | 2013 | 9999 | Solar PV | [5 empty] | Non-Fossil | G | 2025 | Solar |  | 0 | 0 | 0 | 0 | 0 | 0 | 0 | 0 | 0 | 0 | 0 | 0 | 0 | 0 | 0 | 0 | 11.8942 | 20.992 | 36.1201 | 69.0063 | 0 | 0 | 0 | 0 | 0 | 0 | 0 | 0 | 0 | 0 | 0 | 0 | 0 | 0 | 0 | 0 | 0 | 0 | 0 | 0 | 1.0267 | 0 | 0 | 0 | 0 | 0 | 0 | 0 | 0 | 0 | 36.6879
58536_G_1 | PJM_EMAC | New Jersey | 34 | Monmouth | 25 | 58536 | 1 | Cornerstone Power Holmdel LLC | 0 | 2013 | 9999 | Solar PV | [5 empty] | Non-Fossil | G | 2025 | Solar |  | 0 | 0 | 0 | 0 | 0 | 0 | 0 | 0 | 0 | 0 | 0 | 0 | 0 | 0 | 0 | 0 | 0.63482 | 1.3705 | 2.1776 | 4.1828 | 0 | 0 | 0 | 0 | 0 | 0 | 0 | 0 | 0 | 0 | 0 | 0 | 0 | 0 | 0 | 0 | 0 | 0 | 0 | 0 | 0.10541 | 0 | 0 | 0 | 0 | 0 | 0 | 0 | 0 | 0 | 2.9223
58535_G_1 | PJM_EMAC | Pennsylvania | 42 | Chester | 29 | 58535 | 1 | Pickering Solar | 0 | 2012 | 9999 | Solar PV | [5 empty] | Non-Fossil | G | 2025 | Solar |  | 0 | 0 | 0 | 0 | 0 | 0 | 0 | 0 | 0 | 0 | 0 | 0 | 0 | 0 | 0 | 0 | 0.34801 | 0.79646 | 1.3157 | 2.4602 | 0 | 0 | 0 | 0 | 0 | 0 | 0 | 0 | 0 | 0 | 0 | 0 | 0 | 0 | 0 | 0 | 0 | 0 | 0 | 0 | 0.03918 | 0 | 0 | 0 | 0 | 0 | 0 | 0 | 0 | 0 | 1.4
58534_G_1 | NENGREST | Massachusetts | 25 | Middlesex | 17 | 58534 | 1 | Westford Solar Park | 0 | 2012 | 9999 | Solar PV | [5 empty] | Non-Fossil | G | 2025 | Solar |  | 0 | 0 | 0 | 0 | 0 | 0 | 0 | 0 | 0 | 0 | 0 | 0 | 0 | 0 | 0 | 0 | 0.87712 | 1.8237 | 2.7862 | 5.487 | 0 | 0 | 0 | 0 | 0 | 0 | 0 | 0 | 0 | 0 | 0 | 0 | 0 | 0 | 0 | 0 | 0 | 0 | 0 | 0 | 0.1095 | 0 | 0 | 0 | 0 | 0 | 0 | 0 | 0 | 0 | 3.9127
58533_G_1 | WECC_NNV | Nevada | 32 | Mineral | 21 | 58533 | 1 | Don A Campbell 1 Geothermal | 9771 | 2014 | 9999 | Geothermal | [5 empty] | Non-Fossil | G | 2025 | Geothermal |  | 0.20138 | 0.26841 | 0.3115 | 0.78129 | 0 | 0 | 0 | 0 | 0 | 0 | 0 | 0 | 0 | 0 | 0 | 0 | 20.6099 | 27.4701 | 31.8798 | 79.9598 | 0 | 0 | 0 | 0 | 0.00036756 | 0.0004899 | 0.00056854 | 0.001426 | 0 | 0 | 0 | 0 | 0 | 0 | 0 | 0 | 0 | 0 | 0 | 0 | 1.0753 | 0.11315 | 0.15081 | 0.17502 | 0.43898 | 0 | 0 | 0 | 0 | 0 | 11.5
58531_G_P22B | S_VACA | North Carolina | 37 | Scotland | 165 | 58531 | P22B | North Carolina Solar Bethea I | 0 | 2012 | 9999 | Solar PV | [5 empty] | Non-Fossil | G | 2025 | Solar |  | 0 | 0 | 0 | 0 | 0 | 0 | 0 | 0 | 0 | 0 | 0 | 0 | 0 | 0 | 0 | 0 | 0.15159 | 0.26889 | 0.44842 | 0.8689 | 0 | 0 | 0 | 0 | 0 | 0 | 0 | 0 | 0 | 0 | 0 | 0 | 0 | 0 | 0 | 0 | 0 | 0 | 0 | 0 | 0.013984 | 0 | 0 | 0 | 0 | 0 | 0 | 0 | 0 | 0 | 0.4997
58531_G_P22A | S_VACA | North Carolina | 37 | Scotland | 165 | 58531 | P22A | North Carolina Solar Bethea I | 0 | 2013 | 9999 | Solar PV | [5 empty] | Non-Fossil | G | 2025 | Solar |  | 0 | 0 | 0 | 0 | 0 | 0 | 0 | 0 | 0 | 0 | 0 | 0 | 0 | 0 | 0 | 0 | 0.15159 | 0.26889 | 0.44842 | 0.8689 | 0 | 0 | 0 | 0 | 0 | 0 | 0 | 0 | 0 | 0 | 0 | 0 | 0 | 0 | 0 | 0 | 0 | 0 | 0 | 0 | 0.013984 | 0 | 0 | 0 | 0 | 0 | 0 | 0 | 0 | 0 | 0.4997
58529_G_P11B | S_VACA | North Carolina | 37 | Scotland | 165 | 58529 | P11B | Progress Manis I | 0 | 2012 | 9999 | Solar PV | [5 empty] | Non-Fossil | G | 2025 | Solar |  | 0 | 0 | 0 | 0 | 0 | 0 | 0 | 0 | 0 | 0 | 0 | 0 | 0 | 0 | 0 | 0 | 0.15159 | 0.26889 | 0.44842 | 0.8689 | 0 | 0 | 0 | 0 | 0 | 0 | 0 | 0 | 0 | 0 | 0 | 0 | 0 | 0 | 0 | 0 | 0 | 0 | 0 | 0 | 0.013984 | 0 | 0 | 0 | 0 | 0 | 0 | 0 | 0 | 0 | 0.4997
58529_G_P11A | S_VACA | North Carolina | 37 | Scotland | 165 | 58529 | P11A | Progress Manis I | 0 | 2012 | 9999 | Solar PV | [5 empty] | Non-Fossil | G | 2025 | Solar |  | 0 | 0 | 0 | 0 | 0 | 0 | 0 | 0 | 0 | 0 | 0 | 0 | 0 | 0 | 0 | 0 | 0.15159 | 0.26889 | 0.44842 | 0.8689 | 0 | 0 | 0 | 0 | 0 | 0 | 0 | 0 | 0 | 0 | 0 | 0 | 0 | 0 | 0 | 0 | 0 | 0 | 0 | 0 | 0.013984 | 0 | 0 | 0 | 0 | 0 | 0 | 0 | 0 | 0 | 0.4997
58528_G_WDT44 | WECC_SCE | California | 6 | Riverside | 65 | 58528 | WDT44 | Garnet Solar Generation Station I LLC | 0 | 2014 | 9999 | Solar PV | [5 empty] | Non-Fossil | G | 2025 | Solar |  | 0 | 0 | 0 | 0 | 0 | 0 | 0 | 0 | 0 | 0 | 0 | 0 | 0 | 0 | 0 | 0 | 1.683 | 3.1225 | 4.8397 | 9.6451 | 0 | 0 | 0 | 0 | 0 | 0 | 0 | 0 | 0 | 0 | 0 | 0 | 0 | 0 | 0 | 0 | 0 | 0 | 0 | 0 | 0.14451 | 0 | 0 | 0 | 0 | 0 | 0 | 0 | 0 | 0 | 4
58527_G_1 | WECC_IID | California | 6 | Imperial | 25 | 58527 | 1 | Crown Cooling Facility | 0 | 2011 | 9999 | Solar PV | [5 empty] | Non-Fossil | G | 2025 | Solar |  | 0 | 0 | 0 | 0 | 0 | 0 | 0 | 0 | 0 | 0 | 0 | 0 | 0 | 0 | 0 | 0 | 0.4867 | 0.87213 | 1.3175 | 2.6764 | 0 | 0 | 0 | 0 | 0 | 0 | 0 | 0 | 0 | 0 | 0 | 0 | 0 | 0 | 0 | 0 | 0 | 0 | 0 | 0 | 0.027985 | 0 | 0 | 0 | 0 | 0 | 0 | 0 | 0 | 0 | 1
58526_G_6 | S_VACA | North Carolina | 37 | Montgomery | 123 | 58526 | 6 | Uwharrie Mountain Renewable | 13500 | 2014 | 9999 | Landfill Gas | [5 empty] | Non-Fossil | G | 2025 | LF Gas |  | 0.036324 | 0.04081 | 0.064098 | 0.14123 | 0 | 0 | 0 | 0 | 0 | 0 | 0 | 0 | 0 | 0 | 0 | 0 | 2.6907 | 3.023 | 4.748 | 10.4616 | 2.0933 | 2.3519 | 3.6939 | 8.1391 | 0 | 0 | 0 | 0 | 0.0043738 | 0.004914 | 0.0077181 | 0.017006 | 0 | 0 | 0 | 0 | 0 | 0 | 0 | 0 | 0.37551 | 0.017594 | 0.019768 | 0.031048 | 0.06841 | 0 | 0 | 0 | 0 | 0 | 1.6
58526_G_5 | S_VACA | North Carolina | 37 | Montgomery | 123 | 58526 | 5 | Uwharrie Mountain Renewable | 13500 | 2014 | 9999 | Landfill Gas | [5 empty] | Non-Fossil | G | 2025 | LF Gas |  | 0.036324 | 0.04081 | 0.064098 | 0.14123 | 0 | 0 | 0 | 0 | 0 | 0 | 0 | 0 | 0 | 0 | 0 | 0 | 2.6907 | 3.023 | 4.748 | 10.4616 | 2.0933 | 2.3519 | 3.6939 | 8.1391 | 0 | 0 | 0 | 0 | 0.0043738 | 0.004914 | 0.0077181 | 0.017006 | 0 | 0 | 0 | 0 | 0 | 0 | 0 | 0 | 0.37551 | 0.017594 | 0.019768 | 0.031048 | 0.06841 | 0 | 0 | 0 | 0 | 0 | 1.6
58526_G_4 | S_VACA | North Carolina | 37 | Montgomery | 123 | 58526 | 4 | Uwharrie Mountain Renewable | 13500 | 2014 | 9999 | Landfill Gas | [5 empty] | Non-Fossil | G | 2025 | LF Gas |  | 0.036324 | 0.04081 | 0.064098 | 0.14123 | 0 | 0 | 0 | 0 | 0 | 0 | 0 | 0 | 0 | 0 | 0 | 0 | 2.6907 | 3.023 | 4.748 | 10.4616 | 2.0933 | 2.3519 | 3.6939 | 8.1391 | 0 | 0 | 0 | 0 | 0.0043738 | 0.004914 | 0.0077181 | 0.017006 | 0 | 0 | 0 | 0 | 0 | 0 | 0 | 0 | 0.37551 | 0.017594 | 0.019768 | 0.031048 | 0.06841 | 0 | 0 | 0 | 0 | 0 | 1.6
58526_G_3 | S_VACA | North Carolina | 37 | Montgomery | 123 | 58526 | 3 | Uwharrie Mountain Renewable | 13500 | 2014 | 9999 | Landfill Gas | [5 empty] | Non-Fossil | G | 2025 | LF Gas |  | 0.036324 | 0.04081 | 0.064098 | 0.14123 | 0 | 0 | 0 | 0 | 0 | 0 | 0 | 0 | 0 | 0 | 0 | 0 | 2.6907 | 3.023 | 4.748 | 10.4616 | 2.0933 | 2.3519 | 3.6939 | 8.1391 | 0 | 0 | 0 | 0 | 0.0043738 | 0.004914 | 0.0077181 | 0.017006 | 0 | 0 | 0 | 0 | 0 | 0 | 0 | 0 | 0.37551 | 0.017594 | 0.019768 | 0.031048 | 0.06841 | 0 | 0 | 0 | 0 | 0 | 1.6
58526_G_2 | S_VACA | North Carolina | 37 | Montgomery | 123 | 58526 | 2 | Uwharrie Mountain Renewable | 13500 | 2014 | 9999 | Landfill Gas | [5 empty] | Non-Fossil | G | 2025 | LF Gas |  | 0.036324 | 0.04081 | 0.064098 | 0.14123 | 0 | 0 | 0 | 0 | 0 | 0 | 0 | 0 | 0 | 0 | 0 | 0 | 2.6907 | 3.023 | 4.748 | 10.4616 | 2.0933 | 2.3519 | 3.6939 | 8.1391 | 0 | 0 | 0 | 0 | 0.0043738 | 0.004914 | 0.0077181 | 0.017006 | 0 | 0 | 0 | 0 | 0 | 0 | 0 | 0 | 0.37551 | 0.017594 | 0.019768 | 0.031048 | 0.06841 | 0 | 0 | 0 | 0 | 0 | 1.6
58526_G_1 | S_VACA | North Carolina | 37 | Montgomery | 123 | 58526 | 1 | Uwharrie Mountain Renewable | 13500 | 2014 | 9999 | Landfill Gas | [5 empty] | Non-Fossil | G | 2025 | LF Gas |  | 0.036324 | 0.04081 | 0.064098 | 0.14123 | 0 | 0 | 0 | 0 | 0 | 0 | 0 | 0 | 0 | 0 | 0 | 0 | 2.6907 | 3.023 | 4.748 | 10.4616 | 2.0933 | 2.3519 | 3.6939 | 8.1391 | 0 | 0 | 0 | 0 | 0.0043738 | 0.004914 | 0.0077181 | 0.017006 | 0 | 0 | 0 | 0 | 0 | 0 | 0 | 0 | 0.37551 | 0.017594 | 0.019768 | 0.031048 | 0.06841 | 0 | 0 | 0 | 0 | 0 | 1.6
58525_G_COGEN | WEC_CALN | California | 6 | Alameda | 1 | 58525 | COGEN | City of Hayward WWTP | 11414 | 2014 | 9999 | Non-Fossil Waste | [5 empty] | Non-Fossil | G | 2025 | Non-Fossil |  | 0.016327 | 0.021129 | 0.027208 | 0.064664 | 0 | 0 | 0 | 0 | 0 | 0 | 0 | 0 | 0 | 0 | 0 | 0 | 1.4305 | 1.8511 | 2.3837 | 5.6653 | 0 | 0 | 0 | 0 | 0 | 0 | 0 | 0 | 0 | 0 | 0 | 0 | 0 | 0 | 0 | 0 | 0 | 0 | 0 | 0 | 0.25816 | 0.009354 | 0.012105 | 0.015587 | 0.037046 | 0 | 0 | 0 | 0 | 0 | 1.1
58525_G_1 | WEC_CALN | California | 6 | Alameda | 1 | 58525 | 1 | City of Hayward WWTP | 0 | 2010 | 9999 | Solar PV | [5 empty] | Non-Fossil | G | 2025 | Solar |  | 0 | 0 | 0 | 0 | 0 | 0 | 0 | 0 | 0 | 0 | 0 | 0 | 0 | 0 | 0 | 0 | 0.37519 | 0.74686 | 1.2245 | 2.3466 | 0 | 0 | 0 | 0 | 0 | 0 | 0 | 0 | 0 | 0 | 0 | 0 | 0 | 0 | 0 | 0 | 0 | 0 | 0 | 0 | 0.031991 | 0 | 0 | 0 | 0 | 0 | 0 | 0 | 0 | 0 | 0.99904
58524_G_1 | S_VACA | North Carolina | 37 | Wake | 183 | 58524 | 1 | Neuse River Solar Farm | 0 | 2011 | 9999 | Solar PV | [5 empty] | Non-Fossil | G | 2025 | Solar |  | 0 | 0 | 0 | 0 | 0 | 0 | 0 | 0 | 0 | 0 | 0 | 0 | 0 | 0 | 0 | 0 | 0.33349 | 0.59156 | 0.98653 | 1.9116 | 0 | 0 | 0 | 0 | 0 | 0 | 0 | 0 | 0 | 0 | 0 | 0 | 0 | 0 | 0 | 0 | 0 | 0 | 0 | 0 | 0.030765 | 0 | 0 | 0 | 0 | 0 | 0 | 0 | 0 | 0 | 1.0993
58523_G_STL2 | WECC_MT | Montana | 30 | Flathead | 29 | 58523 | STL2 | Stoltze CoGen1 | 17397 | 2013 | 9999 | Biomass | [5 empty] | Non-Fossil | G | 2025 |  | Biomass Retirement | 0 | 0 | 0 | 0 | 0 | 0 | 0 | 0 | 0 | 0 | 0 | 0 | 0 | 0 | 0 | 0 | 0 | 0 | 0 | 0 | 0 | 0 | 0 | 0 | 0 | 0 | 0 | 0 | 0 | 0 | 0 | 0 | 0 | 0 | 0 | 0 | 0 | 0 | 0 | 0 | 0 | 0 | 0 | 0 | 0 | 0 | 0 | 0 | 0 | 0 | 3
58522_G_1 | WEC_CALN | California | 6 | Madera | 39 | 58522 | 1 | Madera Community Hospital | 0 | 2011 | 9999 | Solar PV | [5 empty] | Non-Fossil | G | 2025 | Solar |  | 0 | 0 | 0 | 0 | 0 | 0 | 0 | 0 | 0 | 0 | 0 | 0 | 0 | 0 | 0 | 0 | 0.37519 | 0.74686 | 1.2245 | 2.3466 | 0 | 0 | 0 | 0 | 0 | 0 | 0 | 0 | 0 | 0 | 0 | 0 | 0 | 0 | 0 | 0 | 0 | 0 | 0 | 0 | 0.031991 | 0 | 0 | 0 | 0 | 0 | 0 | 0 | 0 | 0 | 0.99904
58521_G_MAN1 | WECC_NM | New Mexico | 35 | Valencia | 61 | 58521 | MAN1 | Manzano Solar | 0 | 2013 | 9999 | Solar PV | [5 empty] | Non-Fossil | G | 2025 | Solar |  | 0 | 0 | 0 | 0 | 0 | 0 | 0 | 0 | 0 | 0 | 0 | 0 | 0 | 0 | 0 | 0 | 3.6559 | 6.2494 | 9.3927 | 19.2979 | 0 | 0 | 0 | 0 | 0 | 0 | 0 | 0 | 0 | 0 | 0 | 0 | 0 | 0 | 0 | 0 | 0 | 0 | 0 | 0 | 0.23508 | 0 | 0 | 0 | 0 | 0 | 0 | 0 | 0 | 0 | 8.4
58520_G_OTE1 | WECC_NM | New Mexico | 35 | Otero | 35 | 58520 | OTE1 | Otero Solar | 0 | 2013 | 9999 | Solar PV | [5 empty] | Non-Fossil | G | 2025 | Solar |  | 0 | 0 | 0 | 0 | 0 | 0 | 0 | 0 | 0 | 0 | 0 | 0 | 0 | 0 | 0 | 0 | 3.4818 | 5.9518 | 8.9454 | 18.379 | 0 | 0 | 0 | 0 | 0 | 0 | 0 | 0 | 0 | 0 | 0 | 0 | 0 | 0 | 0 | 0 | 0 | 0 | 0 | 0 | 0.22388 | 0 | 0 | 0 | 0 | 0 | 0 | 0 | 0 | 0 | 8
58519_G_1 | PJM_EMAC | New Jersey | 34 | Burlington | 5 | 58519 | 1 | Alethea I | 0 | 2011 | 9999 | Solar PV | [5 empty] | Non-Fossil | G | 2025 | Solar |  | 0 | 0 | 0 | 0 | 0 | 0 | 0 | 0 | 0 | 0 | 0 | 0 | 0 | 0 | 0 | 0 | 0.5925 | 1.2791 | 2.0324 | 3.904 | 0 | 0 | 0 | 0 | 0 | 0 | 0 | 0 | 0 | 0 | 0 | 0 | 0 | 0 | 0 | 0 | 0 | 0 | 0 | 0 | 0.098381 | 0 | 0 | 0 | 0 | 0 | 0 | 0 | 0 | 0 | 2.7275
58517_G_PV1 | WECC_AZ | Arizona | 4 | Pinal | 21 | 58517 | PV1 | Vista Grande HS at Casa Grande | 0 | 2012 | 9999 | Solar PV | [5 empty] | Non-Fossil | G | 2025 | Solar |  | 0 | 0 | 0 | 0 | 0 | 0 | 0 | 0 | 0 | 0 | 0 | 0 | 0 | 0 | 0 | 0 | 0.63016 | 1.137 | 1.6466 | 3.4138 | 0 | 0 | 0 | 0 | 0 | 0 | 0 | 0 | 0 | 0 | 0 | 0 | 0 | 0 | 0 | 0 | 0 | 0 | 0 | 0 | 0.063047 | 0 | 0 | 0 | 0 | 0 | 0 | 0 | 0 | 0 | 1.3967
58516_G_PV1 | WECC_AZ | Arizona | 4 | Pinal | 21 | 58516 | PV1 | Union HS at Casa Grande | 0 | 2012 | 9999 | Solar PV | [5 empty] | Non-Fossil | G | 2025 | Solar |  | 0 | 0 | 0 | 0 | 0 | 0 | 0 | 0 | 0 | 0 | 0 | 0 | 0 | 0 | 0 | 0 | 0.72018 | 1.2994 | 1.8819 | 3.9014 | 0 | 0 | 0 | 0 | 0 | 0 | 0 | 0 | 0 | 0 | 0 | 0 | 0 | 0 | 0 | 0 | 0 | 0 | 0 | 0 | 0.072054 | 0 | 0 | 0 | 0 | 0 | 0 | 0 | 0 | 0 | 1.5962
58515_G_GEN2 | S_C_TVA | Tennessee | 47 | Hamilton | 65 | 58515 | GEN2 | Chattanooga Metropolitan Airport Solar | 0 | 2013 | 9999 | Solar PV | [5 empty] | Non-Fossil | G | 2025 | Solar |  | 0 | 0 | 0 | 0 | 0 | 0 | 0 | 0 | 0 | 0 | 0 | 0 | 0 | 0 | 0 | 0 | 0.217 | 0.44043 | 0.66302 | 1.3204 | 0 | 0 | 0 | 0 | 0 | 0 | 0 | 0 | 0 | 0 | 0 | 0 | 0 | 0 | 0 | 0 | 0 | 0 | 0 | 0 | 0.022388 | 0 | 0 | 0 | 0 | 0 | 0 | 0 | 0 | 0 | 0.8
58515_G_GEN1 | S_C_TVA | Tennessee | 47 | Hamilton | 65 | 58515 | GEN1 | Chattanooga Metropolitan Airport Solar | 0 | 2011 | 9999 | Solar PV | [5 empty] | Non-Fossil | G | 2025 | Solar |  | 0 | 0 | 0 | 0 | 0 | 0 | 0 | 0 | 0 | 0 | 0 | 0 | 0 | 0 | 0 | 0 | 0.18987 | 0.38537 | 0.58014 | 1.1554 | 0 | 0 | 0 | 0 | 0 | 0 | 0 | 0 | 0 | 0 | 0 | 0 | 0 | 0 | 0 | 0 | 0 | 0 | 0 | 0 | 0.01959 | 0 | 0 | 0 | 0 | 0 | 0 | 0 | 0 | 0 | 0.7
58514_G_DHCA | WECC_SCE | California | 6 | Riverside | 65 | 58514 | DHCA | Desert Hot Springs Solar | 0 | 2013 | 9999 | Solar PV | [5 empty] | Non-Fossil | G | 2025 | Solar |  | 0 | 0 | 0 | 0 | 0 | 0 | 0 | 0 | 0 | 0 | 0 | 0 | 0 | 0 | 0 | 0 | 0.92566 | 1.7174 | 2.6618 | 5.3048 | 0 | 0 | 0 | 0 | 0 | 0 | 0 | 0 | 0 | 0 | 0 | 0 | 0 | 0 | 0 | 0 | 0 | 0 | 0 | 0 | 0.079481 | 0 | 0 | 0 | 0 | 0 | 0 | 0 | 0 | 0 | 2.2
58513_G_0937 | WECC_SCE | California | 6 | Riverside | 65 | 58513 | 0937 | Ironwood Solar LLC | 0 | 2012 | 9999 | Solar PV | [5 empty] | Non-Fossil | G | 2025 | Solar |  | 0 | 0 | 0 | 0 | 0 | 0 | 0 | 0 | 0 | 0 | 0 | 0 | 0 | 0 | 0 | 0 | 1.683 | 3.1225 | 4.8397 | 9.6451 | 0 | 0 | 0 | 0 | 0 | 0 | 0 | 0 | 0 | 0 | 0 | 0 | 0 | 0 | 0 | 0 | 0 | 0 | 0 | 0 | 0.14451 | 0 | 0 | 0 | 0 | 0 | 0 | 0 | 0 | 0 | 4
58512_G_PV1 | PJM_EMAC | New Jersey | 34 | Cumberland | 11 | 58512 | PV1 | Cornerstone Power Vineland I LLC | 0 | 2012 | 9999 | Solar PV | [5 empty] | Non-Fossil | G | 2025 | Solar |  | 0 | 0 | 0 | 0 | 0 | 0 | 0 | 0 | 0 | 0 | 0 | 0 | 0 | 0 | 0 | 0 | 0.65598 | 1.4161 | 2.2502 | 4.3223 | 0 | 0 | 0 | 0 | 0 | 0 | 0 | 0 | 0 | 0 | 0 | 0 | 0 | 0 | 0 | 0 | 0 | 0 | 0 | 0 | 0.10892 | 0 | 0 | 0 | 0 | 0 | 0 | 0 | 0 | 0 | 3.0197
58510_G_PV5 | WEC_CALN | California | 6 | San Joaquin | 77 | 58510 | PV5 | Kettleman Solar Project | 0 | 2014 | 9999 | Solar PV | [5 empty] | Non-Fossil | G | 2025 | Solar |  | 0 | 0 | 0 | 0 | 0 | 0 | 0 | 0 | 0 | 0 | 0 | 0 | 0 | 0 | 0 | 0 | 0.37519 | 0.74686 | 1.2245 | 2.3466 | 0 | 0 | 0 | 0 | 0 | 0 | 0 | 0 | 0 | 0 | 0 | 0 | 0 | 0 | 0 | 0 | 0 | 0 | 0 | 0 | 0.031991 | 0 | 0 | 0 | 0 | 0 | 0 | 0 | 0 | 0 | 0.99904
58509_G_PV4 | WEC_CALN | California | 6 | San Luis Obispo | 79 | 58509 | PV4 | Vintner Solar | 0 | 2014 | 9999 | Solar PV | [5 empty] | Non-Fossil | G | 2025 | Solar |  | 0 | 0 | 0 | 0 | 0 | 0 | 0 | 0 | 0 | 0 | 0 | 0 | 0 | 0 | 0 | 0 | 0.56278 | 1.1203 | 1.8368 | 3.5199 | 0 | 0 | 0 | 0 | 0 | 0 | 0 | 0 | 0 | 0 | 0 | 0 | 0 | 0 | 0 | 0 | 0 | 0 | 0 | 0 | 0.047987 | 0 | 0 | 0 | 0 | 0 | 0 | 0 | 0 | 0 | 1.4986
58508_G_PV3 | WEC_CALN | California | 6 | San Joaquin | 77 | 58508 | PV3 | Bear Creek Solar | 0 | 2014 | 9999 | Solar PV | [5 empty] | Non-Fossil | G | 2025 | Solar |  | 0 | 0 | 0 | 0 | 0 | 0 | 0 | 0 | 0 | 0 | 0 | 0 | 0 | 0 | 0 | 0 | 0.56278 | 1.1203 | 1.8368 | 3.5199 | 0 | 0 | 0 | 0 | 0 | 0 | 0 | 0 | 0 | 0 | 0 | 0 | 0 | 0 | 0 | 0 | 0 | 0 | 0 | 0 | 0.047987 | 0 | 0 | 0 | 0 | 0 | 0 | 0 | 0 | 0 | 1.4986
58506_G_0937 | WECC_SCE | California | 6 | Riverside | 65 | 58506 | 0937 | Chuckawalla Solar | 0 | 2012 | 9999 | Solar PV | [5 empty] | Non-Fossil | G | 2025 | Solar |  | 0 | 0 | 0 | 0 | 0 | 0 | 0 | 0 | 0 | 0 | 0 | 0 | 0 | 0 | 0 | 0 | 1.683 | 3.1225 | 4.8397 | 9.6451 | 0 | 0 | 0 | 0 | 0 | 0 | 0 | 0 | 0 | 0 | 0 | 0 | 0 | 0 | 0 | 0 | 0 | 0 | 0 | 0 | 0.14451 | 0 | 0 | 0 | 0 | 0 | 0 | 0 | 0 | 0 | 4
58505_G_LVSC | PJM_EMAC | New Jersey | 34 | Middlesex | 23 | 58505 | LVSC | Livingston Solar Canopies | 0 | 2013 | 9999 | Solar PV | [5 empty] | Non-Fossil | G | 2025 | Solar |  | 0 | 0 | 0 | 0 | 0 | 0 | 0 | 0 | 0 | 0 | 0 | 0 | 0 | 0 | 0 | 0 | 1.3543 | 2.9236 | 4.6455 | 8.9234 | 0 | 0 | 0 | 0 | 0 | 0 | 0 | 0 | 0 | 0 | 0 | 0 | 0 | 0 | 0 | 0 | 0 | 0 | 0 | 0 | 0.22487 | 0 | 0 | 0 | 0 | 0 | 0 | 0 | 0 | 0 | 6.2343
58503_G_GEN2 | WECC_PNW | Oregon | 41 | Morrow | 49 | 58503 | GEN2 | Carty Generating Station | 7050 | 2016 | 9999 | Combined Cycle |  |  | SCR |  |  | Fossil | G | 2025 | NaturalGas |  | 2.4007 | 2.7909 | 3.5001 | 8.6918 | 0 | 0 | 0 | 0 | 0 | 0 | 0 | 0 | 0 | 0 | 0 | 0 | 340.5292 | 395.8791 | 496.4714 | 1232.8797 | 140.5388 | 163.3821 | 204.8972 | 508.8181 | 1.6802e-07 | 1.9533e-07 | 2.4507e-07 | 6.0843e-07 | 0.0099871 | 0.01161 | 0.014561 | 0.036158 | 0 | 0 | 0 | 0 | 0 | 0 | 0 | 0 | 5.0796 | 0.72889 | 0.84037 | 1.075 | 2.6442 | 8.8031 | 9.3129 | 11.8193 | 29.9354 | 0 | 166.3 | SCR
58503_G_GEN1 | WECC_PNW | Oregon | 41 | Morrow | 49 | 58503 | GEN1 | Carty Generating Station | 7050 | 2016 | 9999 | Combined Cycle |  |  | SCR |  |  | Fossil | G | 2025 | NaturalGas |  | 3.5614 | 4.1403 | 5.1923 | 12.894 | 0 | 0 | 0 | 0 | 0 | 0 | 0 | 0 | 0 | 0 | 0 | 0 | 505.1627 | 587.2723 | 736.4972 | 1828.9322 | 208.4842 | 242.3714 | 303.9576 | 754.8131 | 2.4935e-07 | 2.8988e-07 | 3.6345e-07 | 9.0268e-07 | 0.014815 | 0.017223 | 0.0216 | 0.053639 | 0 | 0 | 0 | 0 | 0 | 0 | 0 | 0 | 7.5353 | 1.0813 | 1.2467 | 1.5947 | 3.9226 | 13.0591 | 13.8154 | 17.5336 | 44.408 | 0 | 246.7 | SCR
58502_G_COL3 | WECC_SCE | California | 6 | Kern | 29 | 58502 | COL3 | Columbia 3 | 0 | 2014 | 9999 | Solar PV | [5 empty] | Non-Fossil | G | 2025 | Solar |  | 0 | 0 | 0 | 0 | 0 | 0 | 0 | 0 | 0 | 0 | 0 | 0 | 0 | 0 | 0 | 0 | 4.2075 | 7.8061 | 12.0992 | 24.1128 | 0 | 0 | 0 | 0 | 0 | 0 | 0 | 0 | 0 | 0 | 0 | 0 | 0 | 0 | 0 | 0 | 0 | 0 | 0 | 0 | 0.36128 | 0 | 0 | 0 | 0 | 0 | 0 | 0 | 0 | 0 | 10
58501_G_GILL1 | WECC_AZ | Arizona | 4 | Maricopa | 13 | 58501 | GILL1 | Gillespie 1 | 0 | 2013 | 9999 | Solar PV | [5 empty] | Non-Fossil | G | 2025 | Solar |  | 0 | 0 | 0 | 0 | 0 | 0 | 0 | 0 | 0 | 0 | 0 | 0 | 0 | 0 | 0 | 0 | 6.7517 | 12.1817 | 17.6426 | 36.576 | 0 | 0 | 0 | 0 | 0 | 0 | 0 | 0 | 0 | 0 | 0 | 0 | 0 | 0 | 0 | 0 | 0 | 0 | 0 | 0 | 0.67551 | 0 | 0 | 0 | 0 | 0 | 0 | 0 | 0 | 0 | 14.9647
58500_G_RIO | WECC_SCE | California | 6 | Kern | 29 | 58500 | RIO | Rio Grande Solar | 0 | 2013 | 9999 | Solar PV | [5 empty] | Non-Fossil | G | 2025 | Solar |  | 0 | 0 | 0 | 0 | 0 | 0 | 0 | 0 | 0 | 0 | 0 | 0 | 0 | 0 | 0 | 0 | 2.1038 | 3.9031 | 6.0496 | 12.0564 | 0 | 0 | 0 | 0 | 0 | 0 | 0 | 0 | 0 | 0 | 0 | 0 | 0 | 0 | 0 | 0 | 0 | 0 | 0 | 0 | 0.18064 | 0 | 0 | 0 | 0 | 0 | 0 | 0 | 0 | 0 | 5
585_G_3 | WECC_IID | California | 6 | Imperial | 25 | 585 | 3 | Drop 1 | 0 | 1984 | 9999 | Hydro | [5 empty] | Non-Fossil | G | 2025 | Hydro |  | 0 | 0 | 0 | 0 | 0 | 0 | 0 | 0 | 0 | 0 | 0 | 0 | 0 | 0 | 0 | 0 | 0.85017 | 1.4251 | 2.8971 | 5.1724 | 0 | 0 | 0 | 0 | 0 | 0 | 0 | 0 | 0 | 0 | 0 | 0 | 0 | 0 | 0 | 0 | 0 | 0 | 0 | 0 | 0.019356 | 0.0022615 | 0.0037908 | 0.0077063 | 0.013759 | 0 | 0 | 0 | 0 | 0 | 1.3
585_G_2 | WECC_IID | California | 6 | Imperial | 25 | 585 | 2 | Drop 1 | 0 | 1984 | 9999 | Hydro | [5 empty] | Non-Fossil | G | 2025 | Hydro |  | 0 | 0 | 0 | 0 | 0 | 0 | 0 | 0 | 0 | 0 | 0 | 0 | 0 | 0 | 0 | 0 | 0.78477 | 1.3155 | 2.6743 | 4.7745 | 0 | 0 | 0 | 0 | 0 | 0 | 0 | 0 | 0 | 0 | 0 | 0 | 0 | 0 | 0 | 0 | 0 | 0 | 0 | 0 | 0.017867 | 0.0020875 | 0.0034992 | 0.0071135 | 0.0127 | 0 | 0 | 0 | 0 | 0 | 1.2
585_G_1 | WECC_IID | California | 6 | Imperial | 25 | 585 | 1 | Drop 1 | 0 | 1984 | 9999 | Hydro | [5 empty] | Non-Fossil | G | 2025 | Hydro |  | 0 | 0 | 0 | 0 | 0 | 0 | 0 | 0 | 0 | 0 | 0 | 0 | 0 | 0 | 0 | 0 | 0.85017 | 1.4251 | 2.8971 | 5.1724 | 0 | 0 | 0 | 0 | 0 | 0 | 0 | 0 | 0 | 0 | 0 | 0 | 0 | 0 | 0 | 0 | 0 | 0 | 0 | 0 | 0.019356 | 0.0022615 | 0.0037908 | 0.0077063 | 0.013759 | 0 | 0 | 0 | 0 | 0 | 1.3
58499_G_RTWO | WECC_SCE | California | 6 | Kern | 29 | 58499 | RTWO | Rosamond Two | 0 | 2014 | 9999 | Solar PV | [5 empty] | Non-Fossil | G | 2025 | Solar |  | 0 | 0 | 0 | 0 | 0 | 0 | 0 | 0 | 0 | 0 | 0 | 0 | 0 | 0 | 0 | 0 | 8.4151 | 15.6123 | 24.1983 | 48.2257 | 0 | 0 | 0 | 0 | 0 | 0 | 0 | 0 | 0 | 0 | 0 | 0 | 0 | 0 | 0 | 0 | 0 | 0 | 0 | 0 | 0.72255 | 0 | 0 | 0 | 0 | 0 | 0 | 0 | 0 | 0 | 20
58498_G_RONE | WECC_SCE | California | 6 | Kern | 29 | 58498 | RONE | Rosamond One | 0 | 2014 | 9999 | Solar PV | [5 empty] | Non-Fossil | G | 2025 | Solar |  | 0 | 0 | 0 | 0 | 0 | 0 | 0 | 0 | 0 | 0 | 0 | 0 | 0 | 0 | 0 | 0 | 8.4151 | 15.6123 | 24.1983 | 48.2257 | 0 | 0 | 0 | 0 | 0 | 0 | 0 | 0 | 0 | 0 | 0 | 0 | 0 | 0 | 0 | 0 | 0 | 0 | 0 | 0 | 0.72255 | 0 | 0 | 0 | 0 | 0 | 0 | 0 | 0 | 0 | 20
58497_G_GEN2 | PJM_EMAC | Pennsylvania | 42 | Lancaster | 71 | 58497 | GEN2 | L&S Sweetners | 13500 | 2013 | 9999 | Landfill Gas | [5 empty] | Non-Fossil | G | 2025 | LF Gas |  | 0.0222 | 0.02865 | 0.035165 | 0.086015 | 0 | 0 | 0 | 0 | 0 | 0 | 0 | 0 | 0 | 0 | 0 | 0 | 1.6445 | 2.1222 | 2.6048 | 6.3715 | 1.2794 | 1.651 | 2.0265 | 4.957 | 0 | 0 | 0 | 0 | 0.00069543 | 0.00089746 | 0.0011015 | 0.0026944 | 0 | 0 | 0 | 0 | 0 | 0 | 0 | 0 | 0.37551 | 0.010753 | 0.013877 | 0.017033 | 0.041664 | 0 | 0 | 0 | 0 | 0 | 1.6
58497_G_GEN1 | PJM_EMAC | Pennsylvania | 42 | Lancaster | 71 | 58497 | GEN1 | L&S Sweetners | 13500 | 2013 | 9999 | Landfill Gas | [5 empty] | Non-Fossil | G | 2025 | LF Gas |  | 0.0222 | 0.02865 | 0.035165 | 0.086015 | 0 | 0 | 0 | 0 | 0 | 0 | 0 | 0 | 0 | 0 | 0 | 0 | 1.6445 | 2.1222 | 2.6048 | 6.3715 | 1.2794 | 1.651 | 2.0265 | 4.957 | 0 | 0 | 0 | 0 | 0.00069543 | 0.00089746 | 0.0011015 | 0.0026944 | 0 | 0 | 0 | 0 | 0 | 0 | 0 | 0 | 0.37551 | 0.010753 | 0.013877 | 0.017033 | 0.041664 | 0 | 0 | 0 | 0 | 0 | 1.6
58496_G_PV2 | MIS_INKY | Indiana | 18 | Lake | 89 | 58496 | PV2 | Lincoln Solar | 0 | 2012 | 9999 | Solar PV | [5 empty] | Non-Fossil | G | 2025 | Solar |  | 0 | 0 | 0 | 0 | 0 | 0 | 0 | 0 | 0 | 0 | 0 | 0 | 0 | 0 | 0 | 0 | 0.3793 | 0.78952 | 1.2037 | 2.3725 | 0 | 0 | 0 | 0 | 0 | 0 | 0 | 0 | 0 | 0 | 0 | 0 | 0 | 0 | 0 | 0 | 0 | 0 | 0 | 0 | 0.041978 | 0 | 0 | 0 | 0 | 0 | 0 | 0 | 0 | 0 | 1.5
58495_G_PROG3 | S_VACA | North Carolina | 37 | Robeson | 155 | 58495 | PROG3 | Progress Solar III, LLC | 0 | 2012 | 9999 | Solar PV | [5 empty] | Non-Fossil | G | 2025 | Solar |  | 0 | 0 | 0 | 0 | 0 | 0 | 0 | 0 | 0 | 0 | 0 | 0 | 0 | 0 | 0 | 0 | 1.0611 | 1.8822 | 3.139 | 6.0823 | 0 | 0 | 0 | 0 | 0 | 0 | 0 | 0 | 0 | 0 | 0 | 0 | 0 | 0 | 0 | 0 | 0 | 0 | 0 | 0 | 0.09789 | 0 | 0 | 0 | 0 | 0 | 0 | 0 | 0 | 0 | 3.4979
58494_G_PROG2 | S_VACA | North Carolina | 37 | Robeson | 155 | 58494 | PROG2 | Progress Solar II, LLC | 0 | 2012 | 9999 | Solar PV | [5 empty] | Non-Fossil | G | 2025 | Solar |  | 0 | 0 | 0 | 0 | 0 | 0 | 0 | 0 | 0 | 0 | 0 | 0 | 0 | 0 | 0 | 0 | 1.0611 | 1.8822 | 3.139 | 6.0823 | 0 | 0 | 0 | 0 | 0 | 0 | 0 | 0 | 0 | 0 | 0 | 0 | 0 | 0 | 0 | 0 | 0 | 0 | 0 | 0 | 0.09789 | 0 | 0 | 0 | 0 | 0 | 0 | 0 | 0 | 0 | 3.4979
58493_G_PRO1 | S_VACA | North Carolina | 37 | Franklin | 69 | 58493 | PRO1 | Progress Solar 1, LLC | 0 | 2012 | 9999 | Solar PV | [5 empty] | Non-Fossil | G | 2025 | Solar |  | 0 | 0 | 0 | 0 | 0 | 0 | 0 | 0 | 0 | 0 | 0 | 0 | 0 | 0 | 0 | 0 | 1.2127 | 2.1511 | 3.5874 | 6.9512 | 0 | 0 | 0 | 0 | 0 | 0 | 0 | 0 | 0 | 0 | 0 | 0 | 0 | 0 | 0 | 0 | 0 | 0 | 0 | 0 | 0.11187 | 0 | 0 | 0 | 0 | 0 | 0 | 0 | 0 | 0 | 3.9976
58492_G_ARARR | S_VACA | North Carolina | 37 | Surry | 171 | 58492 | ARARR | Ararat Rock Solar, LLC | 0 | 2012 | 9999 | Solar PV | [5 empty] | Non-Fossil | G | 2025 | Solar |  | 0 | 0 | 0 | 0 | 0 | 0 | 0 | 0 | 0 | 0 | 0 | 0 | 0 | 0 | 0 | 0 | 1.0611 | 1.8822 | 3.139 | 6.0823 | 0 | 0 | 0 | 0 | 0 | 0 | 0 | 0 | 0 | 0 | 0 | 0 | 0 | 0 | 0 | 0 | 0 | 0 | 0 | 0 | 0.09789 | 0 | 0 | 0 | 0 | 0 | 0 | 0 | 0 | 0 | 3.4979
58491_G_SANDY | S_VACA | North Carolina | 37 | Nash | 127 | 58491 | SANDY | Sandy Cross Solar, LLC | 0 | 2012 | 9999 | Solar PV | [5 empty] | Non-Fossil | G | 2025 | Solar |  | 0 | 0 | 0 | 0 | 0 | 0 | 0 | 0 | 0 | 0 | 0 | 0 | 0 | 0 | 0 | 0 | 0.36381 | 0.64533 | 1.0762 | 2.0854 | 0 | 0 | 0 | 0 | 0 | 0 | 0 | 0 | 0 | 0 | 0 | 0 | 0 | 0 | 0 | 0 | 0 | 0 | 0 | 0 | 0.033562 | 0 | 0 | 0 | 0 | 0 | 0 | 0 | 0 | 0 | 1.1993
58490_G_1 | WECC_SNV | Nevada | 32 | Clark | 3 | 58490 | 1 | Spectrum Solar PV Power Project | 0 | 2013 | 9999 | Solar PV | [5 empty] | Non-Fossil | G | 2025 | Solar |  | 0 | 0 | 0 | 0 | 0 | 0 | 0 | 0 | 0 | 0 | 0 | 0 | 0 | 0 | 0 | 0 | 12.9246 | 23.3414 | 34.2229 | 70.489 | 0 | 0 | 0 | 0 | 0 | 0 | 0 | 0 | 0 | 0 | 0 | 0 | 0 | 0 | 0 | 0 | 0 | 0 | 0 | 0 | 0.95488 | 0 | 0 | 0 | 0 | 0 | 0 | 0 | 0 | 0 | 30
58489_G_1 | WECC_SNV | Nevada | 32 | Clark | 3 | 58489 | 1 | Apex Solar PV Power Project | 0 | 2012 | 9999 | Solar PV | [5 empty] | Non-Fossil | G | 2025 | Solar |  | 0 | 0 | 0 | 0 | 0 | 0 | 0 | 0 | 0 | 0 | 0 | 0 | 0 | 0 | 0 | 0 | 8.6164 | 15.5609 | 22.8153 | 46.9927 | 0 | 0 | 0 | 0 | 0 | 0 | 0 | 0 | 0 | 0 | 0 | 0 | 0 | 0 | 0 | 0 | 0 | 0 | 0 | 0 | 0.63658 | 0 | 0 | 0 | 0 | 0 | 0 | 0 | 0 | 0 | 20
58488_G_1 | ERC_WEST | Texas | 48 | Presidio | 377 | 58488 | 1 | Bryan Solar, LLC | 0 | 2013 | 9999 | Solar PV | [5 empty] | Non-Fossil | G | 2025 | Solar |  | 0 | 0 | 0 | 0 | 0 | 0 | 0 | 0 | 0 | 0 | 0 | 0 | 0 | 0 | 0 | 0 | 4.5025 | 6.4944 | 11.2943 | 22.2912 | 0 | 0 | 0 | 0 | 0 | 0 | 0 | 0 | 0 | 0 | 0 | 0 | 0 | 0 | 0 | 0 | 0 | 0 | 0 | 0 | 0.27985 | 0 | 0 | 0 | 0 | 0 | 0 | 0 | 0 | 0 | 10
58487_G_1 | S_VACA | North Carolina | 37 | Granville | 77 | 58487 | 1 | Granville Solar PV Power Project | 0 | 2012 | 9999 | Solar PV | [5 empty] | Non-Fossil | G | 2025 | Solar |  | 0 | 0 | 0 | 0 | 0 | 0 | 0 | 0 | 0 | 0 | 0 | 0 | 0 | 0 | 0 | 0 | 0.75794 | 1.3444 | 2.2421 | 4.3445 | 0 | 0 | 0 | 0 | 0 | 0 | 0 | 0 | 0 | 0 | 0 | 0 | 0 | 0 | 0 | 0 | 0 | 0 | 0 | 0 | 0.069921 | 0 | 0 | 0 | 0 | 0 | 0 | 0 | 0 | 0 | 2.4985
58486_G_1 | WECC_AZ | Arizona | 4 | Pima | 19 | 58486 | 1 | Picture Rocks Solar, LLC | 0 | 2012 | 9999 | Solar PV | [5 empty] | Non-Fossil | G | 2025 | Solar |  | 0 | 0 | 0 | 0 | 0 | 0 | 0 | 0 | 0 | 0 | 0 | 0 | 0 | 0 | 0 | 0 | 9.0023 | 16.2423 | 23.5234 | 48.768 | 0 | 0 | 0 | 0 | 0 | 0 | 0 | 0 | 0 | 0 | 0 | 0 | 0 | 0 | 0 | 0 | 0 | 0 | 0 | 0 | 0.90068 | 0 | 0 | 0 | 0 | 0 | 0 | 0 | 0 | 0 | 19.9529
58485_G_PV1 | S_SOU | Georgia | 13 | Upson | 293 | 58485 | PV1 | Upson Rocky Creek Solar Plant | 0 | 2012 | 9999 | Solar PV | [5 empty] | Non-Fossil | G | 2025 | Solar |  | 0 | 0 | 0 | 0 | 0 | 0 | 0 | 0 | 0 | 0 | 0 | 0 | 0 | 0 | 0 | 0 | 0.38408 | 0.66089 | 0.99221 | 2.0372 | 0 | 0 | 0 | 0 | 0 | 0 | 0 | 0 | 0 | 0 | 0 | 0 | 0 | 0 | 0 | 0 | 0 | 0 | 0 | 0 | 0.027985 | 0 | 0 | 0 | 0 | 0 | 0 | 0 | 0 | 0 | 1
58484_G_3 | S_SOU | Georgia | 13 | Fulton | 121 | 58484 | 3 | MAS ASB Cogen Plant | 14242 | 2012 | 9999 | Landfill Gas | [5 empty] | Non-Fossil | G | 2025 | LF Gas |  | 0.041862 | 0.05707 | 0.083641 | 0.18257 | 0 | 0 | 0 | 0 | 0 | 0 | 0 | 0 | 0 | 0 | 0 | 0 | 2.9393 | 4.0072 | 5.8729 | 12.8194 | 2.4125 | 3.2889 | 4.8202 | 10.5215 | 0 | 0 | 0 | 0 | 0.0050406 | 0.0068718 | 0.010071 | 0.021984 | 0 | 0 | 0 | 0 | 0 | 0 | 0 | 0 | 0.51632 | 0.019221 | 0.026203 | 0.038403 | 0.083827 | 0 | 0 | 0 | 0 | 0 | 2.2
58484_G_2 | S_SOU | Georgia | 13 | Fulton | 121 | 58484 | 2 | MAS ASB Cogen Plant | 14242 | 2012 | 9999 | Landfill Gas | [5 empty] | Non-Fossil | G | 2025 | LF Gas |  | 0.041862 | 0.05707 | 0.083641 | 0.18257 | 0 | 0 | 0 | 0 | 0 | 0 | 0 | 0 | 0 | 0 | 0 | 0 | 2.9393 | 4.0072 | 5.8729 | 12.8194 | 2.4125 | 3.2889 | 4.8202 | 10.5215 | 0 | 0 | 0 | 0 | 0.0050406 | 0.0068718 | 0.010071 | 0.021984 | 0 | 0 | 0 | 0 | 0 | 0 | 0 | 0 | 0.51632 | 0.019221 | 0.026203 | 0.038403 | 0.083827 | 0 | 0 | 0 | 0 | 0 | 2.2
58484_G_1 | S_SOU | Georgia | 13 | Fulton | 121 | 58484 | 1 | MAS ASB Cogen Plant | 14242 | 2012 | 9999 | Landfill Gas | [5 empty] | Non-Fossil | G | 2025 | LF Gas |  | 0.041862 | 0.05707 | 0.083641 | 0.18257 | 0 | 0 | 0 | 0 | 0 | 0 | 0 | 0 | 0 | 0 | 0 | 0 | 2.9393 | 4.0072 | 5.8729 | 12.8194 | 2.4125 | 3.2889 | 4.8202 | 10.5215 | 0 | 0 | 0 | 0 | 0.0050406 | 0.0068718 | 0.010071 | 0.021984 | 0 | 0 | 0 | 0 | 0 | 0 | 0 | 0 | 0.51632 | 0.019221 | 0.026203 | 0.038403 | 0.083827 | 0 | 0 | 0 | 0 | 0 | 2.2
58483_G_UNIT1 | PJM_EMAC | New Jersey | 34 | Monmouth | 25 | 58483 | UNIT1 | Tinton Falls Solar Farm | 0 | 2012 | 9999 | Solar PV | [5 empty] | Non-Fossil | G | 2025 | Solar |  | 0 | 0 | 0 | 0 | 0 | 0 | 0 | 0 | 0 | 0 | 0 | 0 | 0 | 0 | 0 | 0 | 3.3857 | 7.3091 | 11.6137 | 22.3085 | 0 | 0 | 0 | 0 | 0 | 0 | 0 | 0 | 0 | 0 | 0 | 0 | 0 | 0 | 0 | 0 | 0 | 0 | 0 | 0 | 0.56218 | 0 | 0 | 0 | 0 | 0 | 0 | 0 | 0 | 0 | 15.5857
58482_G_1 | S_SOU | Georgia | 13 | Washington | 303 | 58482 | 1 | Azalea Solar, LLC | 0 | 2013 | 9999 | Solar PV | [5 empty] | Non-Fossil | G | 2025 | Solar |  | 0 | 0 | 0 | 0 | 0 | 0 | 0 | 0 | 0 | 0 | 0 | 0 | 0 | 0 | 0 | 0 | 2.9574 | 5.0889 | 7.64 | 15.6863 | 0 | 0 | 0 | 0 | 0 | 0 | 0 | 0 | 0 | 0 | 0 | 0 | 0 | 0 | 0 | 0 | 0 | 0 | 0 | 0 | 0.21549 | 0 | 0 | 0 | 0 | 0 | 0 | 0 | 0 | 0 | 7.7
58481_G_CSU1 | WECC_CO | Colorado | 8 | Pueblo | 101 | 58481 | CSU1 | CSU Pueblo | 0 | 2008 | 9999 | Solar PV | [5 empty] | Non-Fossil | G | 2025 | Solar |  | 0 | 0 | 0 | 0 | 0 | 0 | 0 | 0 | 0 | 0 | 0 | 0 | 0 | 0 | 0 | 0 | 0.34599 | 0.6486 | 1.003 | 1.9976 | 0 | 0 | 0 | 0 | 0 | 0 | 0 | 0 | 0 | 0 | 0 | 0 | 0 | 0 | 0 | 0 | 0 | 0 | 0 | 0 | 0.03158 | 0 | 0 | 0 | 0 | 0 | 0 | 0 | 0 | 0 | 1
58480_G_1 | PJM_Dom | North Carolina | 37 | Washington | 187 | 58480 | 1 | Plymouth Solar LLC | 0 | 2012 | 9999 | Solar PV | [5 empty] | Non-Fossil | G | 2025 | Solar |  | 0 | 0 | 0 | 0 | 0 | 0 | 0 | 0 | 0 | 0 | 0 | 0 | 0 | 0 | 0 | 0 | 1.5517 | 2.6921 | 4.8414 | 9.0853 | 0 | 0 | 0 | 0 | 0 | 0 | 0 | 0 | 0 | 0 | 0 | 0 | 0 | 0 | 0 | 0 | 0 | 0 | 0 | 0 | 0.13993 | 0 | 0 | 0 | 0 | 0 | 0 | 0 | 0 | 0 | 5
58479_G_NMP2 | SPP_SPS | New Mexico | 35 | Chaves | 5 | 58479 | NMP2 | SEV NM Phase 2 | 0 | 2013 | 9999 | Solar PV | [5 empty] | Non-Fossil | G | 2025 | Solar |  | 0 | 0 | 0 | 0 | 0 | 0 | 0 | 0 | 0 | 0 | 0 | 0 | 0 | 0 | 0 | 0 | 0.52942 | 0.88065 | 1.3535 | 2.7635 | 0 | 0 | 0 | 0 | 0 | 0 | 0 | 0 | 0 | 0 | 0 | 0 | 0 | 0 | 0 | 0 | 0 | 0 | 0 | 0 | 0.033916 | 0 | 0 | 0 | 0 | 0 | 0 | 0 | 0 | 0 | 1.2119
58478_G_LEPA2 | MIS_LA | Louisiana | 22 | St Mary | 101 | 58478 | LEPA2 | LEPA Unit No. 1 | 6881 | 2016 | 9999 | Combined Cycle | [5 empty] | Fossil | G | 2025 | NaturalGas |  | 0.20638 | 0.27976 | 0.38618 | 0.87232 | 0 | 0 | 0 | 0 | 0 | 0 | 0 | 0 | 0 | 0 | 0 | 0 | 29.993 | 40.6572 | 56.1221 | 126.7724 | 12.0816 | 16.3773 | 22.6067 | 51.0656 | 1.445e-08 | 1.9588e-08 | 2.7034e-08 | 6.1072e-08 | 0.0038821 | 0.0052624 | 0.007264 | 0.016409 | 0 | 0 | 0 | 0 | 0 | 0 | 0 | 0 | 0.49921 | 0.059457 | 0.080597 | 0.11125 | 0.25131 | 0.75677 | 0.9643 | 1.3929 | 3.1139 | 0 | 17.1
58478_G_LEPA1 | MIS_LA | Louisiana | 22 | St Mary | 101 | 58478 | LEPA1 | LEPA Unit No. 1 | 6881 | 2016 | 9999 | Combined Cycle |  |  | SCR | H2O |  | Fossil | G | 2025 | NaturalGas |  | 0.77242 | 1.0471 | 1.4453 | 3.2648 | 0 | 0 | 0 | 0 | 0 | 0 | 0 | 0 | 0 | 0 | 0 | 0 | 112.2547 | 152.1675 | 210.0475 | 474.4696 | 45.2177 | 61.2951 | 84.61 | 191.1229 | 5.4037e-08 | 7.3251e-08 | 1.0118e-07 | 2.2847e-07 | 0.014529 | 0.019695 | 0.027187 | 0.061411 | 0 | 0 | 0 | 0 | 0 | 0 | 0 | 0 | 1.9549 | 0.23829 | 0.32302 | 0.44589 | 1.0072 | 2.8324 | 3.6091 | 5.2131 | 11.6545 | 0 | 64 | SCR
58477_G_1 | WECC_SNV | Nevada | 32 | Clark | 3 | 58477 | 1 | Las Vegas WPCF Solar Plant | 0 | 2013 | 9999 | Solar PV | [5 empty] | Non-Fossil | G | 2025 | Solar |  | 0 | 0 | 0 | 0 | 0 | 0 | 0 | 0 | 0 | 0 | 0 | 0 | 0 | 0 | 0 | 0 | 1.4217 | 2.5676 | 3.7645 | 7.7538 | 0 | 0 | 0 | 0 | 0 | 0 | 0 | 0 | 0 | 0 | 0 | 0 | 0 | 0 | 0 | 0 | 0 | 0 | 0 | 0 | 0.10504 | 0 | 0 | 0 | 0 | 0 | 0 | 0 | 0 | 0 | 3.3
58476_G_LFGT2 | PJM_EMAC | Pennsylvania | 42 | Lancaster | 71 | 58476 | LFGT2 | Dart Container Corp | 13041 | 2012 | 9999 | Landfill Gas | [5 empty] | Non-Fossil | G | 2025 | LF Gas |  | 0.061655 | 0.079567 | 0.097663 | 0.23889 | 0 | 0 | 0 | 0 | 0 | 0 | 0 | 0 | 0 | 0 | 0 | 0 | 4.7278 | 6.1013 | 7.4889 | 18.318 | 3.5531 | 4.5854 | 5.6282 | 13.7667 | 0 | 0 | 0 | 0 | 0.0019313 | 0.0024924 | 0.0030592 | 0.0074829 | 0 | 0 | 0 | 0 | 0 | 0 | 0 | 0 | 1.0796 | 0.030916 | 0.039897 | 0.048971 | 0.11978 | 0 | 0 | 0 | 0 | 0 | 4.6
58476_G_LFGT1 | PJM_EMAC | Pennsylvania | 42 | Lancaster | 71 | 58476 | LFGT1 | Dart Container Corp | 13041 | 2012 | 9999 | Landfill Gas | [5 empty] | Non-Fossil | G | 2025 | LF Gas |  | 0.061655 | 0.079567 | 0.097663 | 0.23889 | 0 | 0 | 0 | 0 | 0 | 0 | 0 | 0 | 0 | 0 | 0 | 0 | 4.7278 | 6.1013 | 7.4889 | 18.318 | 3.5531 | 4.5854 | 5.6282 | 13.7667 | 0 | 0 | 0 | 0 | 0.0019313 | 0.0024924 | 0.0030592 | 0.0074829 | 0 | 0 | 0 | 0 | 0 | 0 | 0 | 0 | 1.0796 | 0.030916 | 0.039897 | 0.048971 | 0.11978 | 0 | 0 | 0 | 0 | 0 | 4.6
58475_G_BOU | PJM_West | Ohio | 39 | Delaware | 41 | 58475 | BOU | Battery Utility of Ohio | 0 | 2014 | 9999 | Energy Storage | [5 empty] | Non-Fossil | G | 2025 | EnerStor |  | 0 | 0 | 0 | 0 | 0 | 0 | 0 | 0 | 0 | 0 | 0 | 0 | 0 | 0 | 0 | 0 | 0.26138 | 0.17003 | 1.8941 | 2.3255 | 0 | 0 | 0 | 0 | 0 | 0 | 0 | 0 | 0 | 0 | 0 | 0 | 0 | 0 | 0 | 0 | 0 | 0 | 0 | 0 | 0 | 0 | 0 | 0 | 0 | 0 | 0 | 0 | 0 | 0 | 2.4906
58474_G_GE1 | SPP_N | Kansas | 20 | Haskell | 81 | 58474 | GE1 | Buffalo Dunes Wind Project | 0 | 2013 | 9999 | Onshore Wind | [5 empty] | Non-Fossil | G | 2025 | Wind |  | 0 | 0 | 0 | 0 | 0 | 0 | 0 | 0 | 0 | 0 | 0 | 0 | 0 | 0 | 0 | 0 | 213.9744 | 323.411 | 328.915 | 866.3005 | 0 | 0 | 0 | 0 | 0 | 0 | 0 | 0 | 0 | 0 | 0 | 0 | 0 | 0 | 0 | 0 | 0 | 0 | 0 | 0 | 9.8569 | 0 | 0 | 0 | 0 | 0 | 0 | 0 | 0 | 0 | 249.8
58473_G_BHSF | PJM_EMAC | Delaware | 10 | Sussex | 5 | 58473 | BHSF | Bruce A Henry Solar Farm | 0 | 2013 | 9999 | Solar PV | [5 empty] | Non-Fossil | G | 2025 | Solar |  | 0 | 0 | 0 | 0 | 0 | 0 | 0 | 0 | 0 | 0 | 0 | 0 | 0 | 0 | 0 | 0 | 1.1523 | 2.1377 | 3.3745 | 6.6645 | 0 | 0 | 0 | 0 | 0 | 0 | 0 | 0 | 0 | 0 | 0 | 0 | 0 | 0 | 0 | 0 | 0 | 0 | 0 | 0 | 0.10914 | 0 | 0 | 0 | 0 | 0 | 0 | 0 | 0 | 0 | 3.9
58472_B_1 | WEC_CALN | California | 6 | Amador | 5 | 58472 | 1 | Buena Vista Biomass Power | 17492 | 2012 | 9999 | Biomass |  |  | Bag House + SNCR |  |  | Non-Fossil | B | 2025 |  | Biomass Retirement | 0 | 0 | 0 | 0 | 0 | 0 | 0 | 0 | 0 | 0 | 0 | 0 | 0 | 0 | 0 | 0 | 0 | 0 | 0 | 0 | 0 | 0 | 0 | 0 | 0 | 0 | 0 | 0 | 0 | 0 | 0 | 0 | 0 | 0 | 0 | 0 | 0 | 0 | 0 | 0 | 0 | 0 | 0 | 0 | 0 | 0 | 0 | 0 | 0 | 0 | 17.8 | SNCR
58471_G_CTG2 | ERC_WEST | Texas | 48 | Ector | 135 | 58471 | CTG2 | Ector County Energy Center | 10745 | 2015 | 9999 | Combustion Turbine |  |  |  | DLNB |  | Fossil | G | 2025 | Oil |  | 0 | 0 | 0 | 0 | 0 | 0 | 0 | 0 | 0 | 0 | 0 | 0 | 0 | 0 | 0 | 0 | 0 | 0 | 0 | 0 | 0 | 0 | 0 | 0 | 0 | 0 | 0 | 0 | 0 | 0 | 0 | 0 | 0 | 0 | 0 | 0 | 0 | 0 | 0 | 0 | 3.0537 | 0 | 0 | 0 | 0 | 0 | 0 | 0 | 0 | 0 | 163.3
58471_G_CTG1 | ERC_WEST | Texas | 48 | Ector | 135 | 58471 | CTG1 | Ector County Energy Center | 10745 | 2015 | 9999 | Combustion Turbine |  |  |  | DLNB |  | Fossil | G | 2025 | Oil |  | 0 | 0 | 0 | 0 | 0 | 0 | 0 | 0 | 0 | 0 | 0 | 0 | 0 | 0 | 0 | 0 | 0 | 0 | 0 | 0 | 0 | 0 | 0 | 0 | 0 | 0 | 0 | 0 | 0 | 0 | 0 | 0 | 0 | 0 | 0 | 0 | 0 | 0 | 0 | 0 | 3.0537 | 0 | 0 | 0 | 0 | 0 | 0 | 0 | 0 | 0 | 163.3
58470_G_GEN1 | WECC_PNW | Oregon | 41 | Klamath | 35 | 58470 | GEN1 | C-Drop Hydro | 0 | 2012 | 9999 | Hydro | [5 empty] | Non-Fossil | G | 2025 | Hydro |  | 0 | 0 | 0 | 0 | 0 | 0 | 0 | 0 | 0 | 0 | 0 | 0 | 0 | 0 | 0 | 0 | 1.2426 | 1.512 | 1.7377 | 4.4923 | 0 | 0 | 0 | 0 | 0 | 0 | 0 | 0 | 0 | 0 | 0 | 0 | 0 | 0 | 0 | 0 | 0 | 0 | 0 | 0 | 0.016378 | 0.0033054 | 0.004022 | 0.0046222 | 0.01195 | 0 | 0 | 0 | 0 | 0 | 1.1
58467_G_CVS1 | WECC_IID | California | 6 | Imperial | 25 | 58467 | CVS1 | Campo Verde Solar | 0 | 2013 | 9999 | Solar PV | [5 empty] | Non-Fossil | G | 2025 | Solar |  | 0 | 0 | 0 | 0 | 0 | 0 | 0 | 0 | 0 | 0 | 0 | 0 | 0 | 0 | 0 | 0 | 67.6515 | 121.2255 | 183.1393 | 372.0163 | 0 | 0 | 0 | 0 | 0 | 0 | 0 | 0 | 0 | 0 | 0 | 0 | 0 | 0 | 0 | 0 | 0 | 0 | 0 | 0 | 3.89 | 0 | 0 | 0 | 0 | 0 | 0 | 0 | 0 | 0 | 139
58466_G_MSA1 | WECC_AZ | Arizona | 4 | Maricopa | 13 | 58466 | MSA1 | Mesa Solar Array | 0 | 2013 | 9999 | Solar PV | [5 empty] | Non-Fossil | G | 2025 | Solar |  | 0 | 0 | 0 | 0 | 0 | 0 | 0 | 0 | 0 | 0 | 0 | 0 | 0 | 0 | 0 | 0 | 1.8005 | 3.2485 | 4.7047 | 9.7536 | 0 | 0 | 0 | 0 | 0 | 0 | 0 | 0 | 0 | 0 | 0 | 0 | 0 | 0 | 0 | 0 | 0 | 0 | 0 | 0 | 0.18014 | 0 | 0 | 0 | 0 | 0 | 0 | 0 | 0 | 0 | 3.9906
58465_G_0002 | SPP_SPS | New Mexico | 35 | Curry | 9 | 58465 | 0002 | Broadview Energy Prime 2 LLC | 0 | 2014 | 9999 | Onshore Wind | [5 empty] | Non-Fossil | G | 2025 | Wind |  | 0 | 0 | 0 | 0 | 0 | 0 | 0 | 0 | 0 | 0 | 0 | 0 | 0 | 0 | 0 | 0 | 9.1813 | 12.8712 | 13.5165 | 35.5689 | 0 | 0 | 0 | 0 | 0 | 0 | 0 | 0 | 0 | 0 | 0 | 0 | 0 | 0 | 0 | 0 | 0 | 0 | 0 | 0 | 0.27895 | 0 | 0 | 0 | 0 | 0 | 0 | 0 | 0 | 0 | 9.9
58464_G_0001 | SPP_SPS | New Mexico | 35 | Curry | 9 | 58464 | 0001 | Broadview Energy Prime LLC | 0 | 2014 | 9999 | Onshore Wind | [5 empty] | Non-Fossil | G | 2025 | Wind |  | 0 | 0 | 0 | 0 | 0 | 0 | 0 | 0 | 0 | 0 | 0 | 0 | 0 | 0 | 0 | 0 | 9.1813 | 12.8712 | 13.5165 | 35.5689 | 0 | 0 | 0 | 0 | 0 | 0 | 0 | 0 | 0 | 0 | 0 | 0 | 0 | 0 | 0 | 0 | 0 | 0 | 0 | 0 | 0.27895 | 0 | 0 | 0 | 0 | 0 | 0 | 0 | 0 | 0 | 9.9
58463_G_1 | PJM_SMAC | Maryland | 24 | Charles | 17 | 58463 | 1 | Herbert Farm Solar | 0 | 2012 | 9999 | Solar PV | [5 empty] | Non-Fossil | G | 2025 | Solar |  | 0 | 0 | 0 | 0 | 0 | 0 | 0 | 0 | 0 | 0 | 0 | 0 | 0 | 0 | 0 | 0 | 1.2499 | 2.5792 | 4.3352 | 8.1643 | 0 | 0 | 0 | 0 | 0 | 0 | 0 | 0 | 0 | 0 | 0 | 0 | 0 | 0 | 0 | 0 | 0 | 0 | 0 | 0 | 0.15392 | 0 | 0 | 0 | 0 | 0 | 0 | 0 | 0 | 0 | 5.5
58462_G_BLK8 | WECC_SCE | California | 6 | Riverside | 65 | 58462 | BLK8 | McCoy Solar Energy Project | 0 | 2015 | 9999 | Solar PV | [5 empty] | Non-Fossil | G | 2025 | Solar |  | 0 | 0 | 0 | 0 | 0 | 0 | 0 | 0 | 0 | 0 | 0 | 0 | 0 | 0 | 0 | 0 | 15.3575 | 28.4924 | 44.162 | 88.0119 | 0 | 0 | 0 | 0 | 0 | 0 | 0 | 0 | 0 | 0 | 0 | 0 | 0 | 0 | 0 | 0 | 0 | 0 | 0 | 0 | 1.3187 | 0 | 0 | 0 | 0 | 0 | 0 | 0 | 0 | 0 | 36.5
58462_G_BLK7 | WECC_SCE | California | 6 | Riverside | 65 | 58462 | BLK7 | McCoy Solar Energy Project | 0 | 2016 | 9999 | Solar PV | [5 empty] | Non-Fossil | G | 2025 | Solar |  | 0 | 0 | 0 | 0 | 0 | 0 | 0 | 0 | 0 | 0 | 0 | 0 | 0 | 0 | 0 | 0 | 17.6295 | 32.7078 | 50.6955 | 101.0328 | 0 | 0 | 0 | 0 | 0 | 0 | 0 | 0 | 0 | 0 | 0 | 0 | 0 | 0 | 0 | 0 | 0 | 0 | 0 | 0 | 1.5137 | 0 | 0 | 0 | 0 | 0 | 0 | 0 | 0 | 0 | 41.9
58462_G_BLK6 | WECC_SCE | California | 6 | Riverside | 65 | 58462 | BLK6 | McCoy Solar Energy Project | 0 | 2015 | 9999 | Solar PV | [5 empty] | Non-Fossil | G | 2025 | Solar |  | 0 | 0 | 0 | 0 | 0 | 0 | 0 | 0 | 0 | 0 | 0 | 0 | 0 | 0 | 0 | 0 | 11.3183 | 20.9985 | 32.5468 | 64.8636 | 0 | 0 | 0 | 0 | 0 | 0 | 0 | 0 | 0 | 0 | 0 | 0 | 0 | 0 | 0 | 0 | 0 | 0 | 0 | 0 | 0.97183 | 0 | 0 | 0 | 0 | 0 | 0 | 0 | 0 | 0 | 26.9
58462_G_BLK5 | WECC_SCE | California | 6 | Riverside | 65 | 58462 | BLK5 | McCoy Solar Energy Project | 0 | 2015 | 9999 | Solar PV | [5 empty] | Non-Fossil | G | 2025 | Solar |  | 0 | 0 | 0 | 0 | 0 | 0 | 0 | 0 | 0 | 0 | 0 | 0 | 0 | 0 | 0 | 0 | 13.2116 | 24.5113 | 37.9914 | 75.7143 | 0 | 0 | 0 | 0 | 0 | 0 | 0 | 0 | 0 | 0 | 0 | 0 | 0 | 0 | 0 | 0 | 0 | 0 | 0 | 0 | 1.1344 | 0 | 0 | 0 | 0 | 0 | 0 | 0 | 0 | 0 | 31.4
58462_G_BLK4 | WECC_SCE | California | 6 | Riverside | 65 | 58462 | BLK4 | McCoy Solar Energy Project | 0 | 2015 | 9999 | Solar PV | [5 empty] | Non-Fossil | G | 2025 | Solar |  | 0 | 0 | 0 | 0 | 0 | 0 | 0 | 0 | 0 | 0 | 0 | 0 | 0 | 0 | 0 | 0 | 13.2116 | 24.5113 | 37.9914 | 75.7143 | 0 | 0 | 0 | 0 | 0 | 0 | 0 | 0 | 0 | 0 | 0 | 0 | 0 | 0 | 0 | 0 | 0 | 0 | 0 | 0 | 1.1344 | 0 | 0 | 0 | 0 | 0 | 0 | 0 | 0 | 0 | 31.4
58462_G_BLK3 | WECC_SCE | California | 6 | Riverside | 65 | 58462 | BLK3 | McCoy Solar Energy Project | 0 | 2016 | 9999 | Solar PV | [5 empty] | Non-Fossil | G | 2025 | Solar |  | 0 | 0 | 0 | 0 | 0 | 0 | 0 | 0 | 0 | 0 | 0 | 0 | 0 | 0 | 0 | 0 | 16.6618 | 30.9123 | 47.9127 | 95.4869 | 0 | 0 | 0 | 0 | 0 | 0 | 0 | 0 | 0 | 0 | 0 | 0 | 0 | 0 | 0 | 0 | 0 | 0 | 0 | 0 | 1.4307 | 0 | 0 | 0 | 0 | 0 | 0 | 0 | 0 | 0 | 39.6
58462_G_BLK2 | WECC_SCE | California | 6 | Riverside | 65 | 58462 | BLK2 | McCoy Solar Energy Project | 0 | 2016 | 9999 | Solar PV | [5 empty] | Non-Fossil | G | 2025 | Solar |  | 0 | 0 | 0 | 0 | 0 | 0 | 0 | 0 | 0 | 0 | 0 | 0 | 0 | 0 | 0 | 0 | 8.8358 | 16.3929 | 25.4083 | 50.637 | 0 | 0 | 0 | 0 | 0 | 0 | 0 | 0 | 0 | 0 | 0 | 0 | 0 | 0 | 0 | 0 | 0 | 0 | 0 | 0 | 0.75868 | 0 | 0 | 0 | 0 | 0 | 0 | 0 | 0 | 0 | 21
58462_G_1 | WECC_SCE | California | 6 | Riverside | 65 | 58462 | 1 | McCoy Solar Energy Project | 0 | 2016 | 9999 | Solar PV | [5 empty] | Non-Fossil | G | 2025 | Solar |  | 0 | 0 | 0 | 0 | 0 | 0 | 0 | 0 | 0 | 0 | 0 | 0 | 0 | 0 | 0 | 0 | 17.6295 | 32.7078 | 50.6955 | 101.0328 | 0 | 0 | 0 | 0 | 0 | 0 | 0 | 0 | 0 | 0 | 0 | 0 | 0 | 0 | 0 | 0 | 0 | 0 | 0 | 0 | 1.5137 | 0 | 0 | 0 | 0 | 0 | 0 | 0 | 0 | 0 | 41.9
58461_G_1 | MIS_MIDA | Iowa | 19 | Cass | 29 | 58461 | 1 | Wiota | 0 | 2012 | 9999 | Onshore Wind | [5 empty] | Non-Fossil | G | 2025 | Wind |  | 0 | 0 | 0 | 0 | 0 | 0 | 0 | 0 | 0 | 0 | 0 | 0 | 0 | 0 | 0 | 0 | 1.3313 | 1.9004 | 1.5254 | 4.7571 | 0 | 0 | 0 | 0 | 0 | 0 | 0 | 0 | 0 | 0 | 0 | 0 | 0 | 0 | 0 | 0 | 0 | 0 | 0 | 0 | 0.045083 | 0 | 0 | 0 | 0 | 0 | 0 | 0 | 0 | 0 | 1.6
58460_G_1 | MIS_MIDA | Iowa | 19 | Adair | 1 | 58460 | 1 | Sky Volt | 0 | 2012 | 9999 | Onshore Wind | [5 empty] | Non-Fossil | G | 2025 | Wind |  | 0 | 0 | 0 | 0 | 0 | 0 | 0 | 0 | 0 | 0 | 0 | 0 | 0 | 0 | 0 | 0 | 1.3313 | 1.9004 | 1.5254 | 4.7571 | 0 | 0 | 0 | 0 | 0 | 0 | 0 | 0 | 0 | 0 | 0 | 0 | 0 | 0 | 0 | 0 | 0 | 0 | 0 | 0 | 0.045083 | 0 | 0 | 0 | 0 | 0 | 0 | 0 | 0 | 0 | 1.6
58459_G_1 | MIS_MIDA | Iowa | 19 | Adair | 1 | 58459 | 1 | Meadow Ridge | 0 | 2012 | 9999 | Onshore Wind | [5 empty] | Non-Fossil | G | 2025 | Wind |  | 0 | 0 | 0 | 0 | 0 | 0 | 0 | 0 | 0 | 0 | 0 | 0 | 0 | 0 | 0 | 0 | 1.3313 | 1.9004 | 1.5254 | 4.7571 | 0 | 0 | 0 | 0 | 0 | 0 | 0 | 0 | 0 | 0 | 0 | 0 | 0 | 0 | 0 | 0 | 0 | 0 | 0 | 0 | 0.045083 | 0 | 0 | 0 | 0 | 0 | 0 | 0 | 0 | 0 | 1.6
58458_G_1 | MIS_MIDA | Iowa | 19 | Adair | 1 | 58458 | 1 | Greenfield Wind | 0 | 2012 | 9999 | Onshore Wind | [5 empty] | Non-Fossil | G | 2025 | Wind |  | 0 | 0 | 0 | 0 | 0 | 0 | 0 | 0 | 0 | 0 | 0 | 0 | 0 | 0 | 0 | 0 | 1.3313 | 1.9004 | 1.5254 | 4.7571 | 0 | 0 | 0 | 0 | 0 | 0 | 0 | 0 | 0 | 0 | 0 | 0 | 0 | 0 | 0 | 0 | 0 | 0 | 0 | 0 | 0.045083 | 0 | 0 | 0 | 0 | 0 | 0 | 0 | 0 | 0 | 1.6
58457_G_1 | MIS_MIDA | Iowa | 19 | Adair | 1 | 58457 | 1 | Fontanelle | 0 | 2012 | 9999 | Onshore Wind | [5 empty] | Non-Fossil | G | 2025 | Wind |  | 0 | 0 | 0 | 0 | 0 | 0 | 0 | 0 | 0 | 0 | 0 | 0 | 0 | 0 | 0 | 0 | 1.3313 | 1.9004 | 1.5254 | 4.7571 | 0 | 0 | 0 | 0 | 0 | 0 | 0 | 0 | 0 | 0 | 0 | 0 | 0 | 0 | 0 | 0 | 0 | 0 | 0 | 0 | 0.045083 | 0 | 0 | 0 | 0 | 0 | 0 | 0 | 0 | 0 | 1.6
58456_G_1 | MIS_MIDA | Iowa | 19 | Adair | 1 | 58456 | 1 | Cumberland Rose | 0 | 2012 | 9999 | Onshore Wind | [5 empty] | Non-Fossil | G | 2025 | Wind |  | 0 | 0 | 0 | 0 | 0 | 0 | 0 | 0 | 0 | 0 | 0 | 0 | 0 | 0 | 0 | 0 | 1.3313 | 1.9004 | 1.5254 | 4.7571 | 0 | 0 | 0 | 0 | 0 | 0 | 0 | 0 | 0 | 0 | 0 | 0 | 0 | 0 | 0 | 0 | 0 | 0 | 0 | 0 | 0.045083 | 0 | 0 | 0 | 0 | 0 | 0 | 0 | 0 | 0 | 1.6
58455_G_0003 | WECC_PNW | Oregon | 41 | Jefferson | 31 | 58455 | 0003 | 45 Mile Hydroelectric Project | 0 | 2015 | 9999 | Hydro | [5 empty] | Non-Fossil | G | 2025 | Hydro |  | 0 | 0 | 0 | 0 | 0 | 0 | 0 | 0 | 0 | 0 | 0 | 0 | 0 | 0 | 0 | 0 | 1.1297 | 1.3746 | 1.5797 | 4.0839 | 0 | 0 | 0 | 0 | 0 | 0 | 0 | 0 | 0 | 0 | 0 | 0 | 0 | 0 | 0 | 0 | 0 | 0 | 0 | 0 | 0.014889 | 0.0030049 | 0.0036563 | 0.004202 | 0.010863 | 0 | 0 | 0 | 0 | 0 | 1
58455_G_0002 | WECC_PNW | Oregon | 41 | Jefferson | 31 | 58455 | 0002 | 45 Mile Hydroelectric Project | 0 | 2015 | 9999 | Hydro | [5 empty] | Non-Fossil | G | 2025 | Hydro |  | 0 | 0 | 0 | 0 | 0 | 0 | 0 | 0 | 0 | 0 | 0 | 0 | 0 | 0 | 0 | 0 | 1.1297 | 1.3746 | 1.5797 | 4.0839 | 0 | 0 | 0 | 0 | 0 | 0 | 0 | 0 | 0 | 0 | 0 | 0 | 0 | 0 | 0 | 0 | 0 | 0 | 0 | 0 | 0.014889 | 0.0030049 | 0.0036563 | 0.004202 | 0.010863 | 0 | 0 | 0 | 0 | 0 | 1
58455_G_0001 | WECC_PNW | Oregon | 41 | Jefferson | 31 | 58455 | 0001 | 45 Mile Hydroelectric Project | 0 | 2015 | 9999 | Hydro | [5 empty] | Non-Fossil | G | 2025 | Hydro |  | 0 | 0 | 0 | 0 | 0 | 0 | 0 | 0 | 0 | 0 | 0 | 0 | 0 | 0 | 0 | 0 | 1.1297 | 1.3746 | 1.5797 | 4.0839 | 0 | 0 | 0 | 0 | 0 | 0 | 0 | 0 | 0 | 0 | 0 | 0 | 0 | 0 | 0 | 0 | 0 | 0 | 0 | 0 | 0.014889 | 0.0030049 | 0.0036563 | 0.004202 | 0.010863 | 0 | 0 | 0 | 0 | 0 | 1
58454_G_2 | WECC_SCE | California | 6 | San Bernardino | 71 | 58454 | 2 | Watts 3115 | 0 | 2013 | 9999 | Solar PV | [5 empty] | Non-Fossil | G | 2025 | Solar |  | 0 | 0 | 0 | 0 | 0 | 0 | 0 | 0 | 0 | 0 | 0 | 0 | 0 | 0 | 0 | 0 | 0.21038 | 0.39031 | 0.60496 | 1.2056 | 0 | 0 | 0 | 0 | 0 | 0 | 0 | 0 | 0 | 0 | 0 | 0 | 0 | 0 | 0 | 0 | 0 | 0 | 0 | 0 | 0.018064 | 0 | 0 | 0 | 0 | 0 | 0 | 0 | 0 | 0 | 0.5
58454_G_1 | WECC_SCE | California | 6 | San Bernardino | 71 | 58454 | 1 | Watts 3115 | 0 | 2013 | 9999 | Solar PV | [5 empty] | Non-Fossil | G | 2025 | Solar |  | 0 | 0 | 0 | 0 | 0 | 0 | 0 | 0 | 0 | 0 | 0 | 0 | 0 | 0 | 0 | 0 | 0.63113 | 1.1709 | 1.8149 | 3.6169 | 0 | 0 | 0 | 0 | 0 | 0 | 0 | 0 | 0 | 0 | 0 | 0 | 0 | 0 | 0 | 0 | 0 | 0 | 0 | 0 | 0.054192 | 0 | 0 | 0 | 0 | 0 | 0 | 0 | 0 | 0 | 1.5
58453_G_1 | S_VACA | North Carolina | 37 | Cleveland | 45 | 58453 | 1 | Dixon Dairy Road Solar | 0 | 2011 | 9999 | Solar PV | [5 empty] | Non-Fossil | G | 2025 | Solar |  | 0 | 0 | 0 | 0 | 0 | 0 | 0 | 0 | 0 | 0 | 0 | 0 | 0 | 0 | 0 | 0 | 1.2127 | 2.1511 | 3.5874 | 6.9512 | 0 | 0 | 0 | 0 | 0 | 0 | 0 | 0 | 0 | 0 | 0 | 0 | 0 | 0 | 0 | 0 | 0 | 0 | 0 | 0 | 0.11187 | 0 | 0 | 0 | 0 | 0 | 0 | 0 | 0 | 0 | 3.9976
58452_G_1 | WEC_LADW | California | 6 | Los Angeles | 37 | 58452 | 1 | Horn | 0 | 2013 | 9999 | Solar PV | [5 empty] | Non-Fossil | G | 2025 | Solar |  | 0 | 0 | 0 | 0 | 0 | 0 | 0 | 0 | 0 | 0 | 0 | 0 | 0 | 0 | 0 | 0 | 0.60517 | 1.1771 | 1.7603 | 3.5426 | 0 | 0 | 0 | 0 | 0 | 0 | 0 | 0 | 0 | 0 | 0 | 0 | 0 | 0 | 0 | 0 | 0 | 0 | 0 | 0 | 0.060026 | 0 | 0 | 0 | 0 | 0 | 0 | 0 | 0 | 0 | 1.4766
58451_G_1 | WEC_LADW | California | 6 | Los Angeles | 37 | 58451 | 1 | Ma | 0 | 2013 | 9999 | Solar PV | [5 empty] | Non-Fossil | G | 2025 | Solar |  | 0 | 0 | 0 | 0 | 0 | 0 | 0 | 0 | 0 | 0 | 0 | 0 | 0 | 0 | 0 | 0 | 0.60517 | 1.1771 | 1.7603 | 3.5426 | 0 | 0 | 0 | 0 | 0 | 0 | 0 | 0 | 0 | 0 | 0 | 0 | 0 | 0 | 0 | 0 | 0 | 0 | 0 | 0 | 0.060026 | 0 | 0 | 0 | 0 | 0 | 0 | 0 | 0 | 0 | 1.4766
58450_G_1 | WEC_LADW | California | 6 | Los Angeles | 37 | 58450 | 1 | Vinam | 0 | 2013 | 9999 | Solar PV | [5 empty] | Non-Fossil | G | 2025 | Solar |  | 0 | 0 | 0 | 0 | 0 | 0 | 0 | 0 | 0 | 0 | 0 | 0 | 0 | 0 | 0 | 0 | 0.60517 | 1.1771 | 1.7603 | 3.5426 | 0 | 0 | 0 | 0 | 0 | 0 | 0 | 0 | 0 | 0 | 0 | 0 | 0 | 0 | 0 | 0 | 0 | 0 | 0 | 0 | 0.060026 | 0 | 0 | 0 | 0 | 0 | 0 | 0 | 0 | 0 | 1.4766
58449_G_3 | WEC_LADW | California | 6 | Los Angeles | 37 | 58449 | 3 | Rutan | 0 | 2014 | 9999 | Solar PV | [5 empty] | Non-Fossil | G | 2025 | Solar |  | 0 | 0 | 0 | 0 | 0 | 0 | 0 | 0 | 0 | 0 | 0 | 0 | 0 | 0 | 0 | 0 | 0.40345 | 0.78475 | 1.1735 | 2.3617 | 0 | 0 | 0 | 0 | 0 | 0 | 0 | 0 | 0 | 0 | 0 | 0 | 0 | 0 | 0 | 0 | 0 | 0 | 0 | 0 | 0.040017 | 0 | 0 | 0 | 0 | 0 | 0 | 0 | 0 | 0 | 0.98442
58449_G_2 | WEC_LADW | California | 6 | Los Angeles | 37 | 58449 | 2 | Rutan | 0 | 2014 | 9999 | Solar PV | [5 empty] | Non-Fossil | G | 2025 | Solar |  | 0 | 0 | 0 | 0 | 0 | 0 | 0 | 0 | 0 | 0 | 0 | 0 | 0 | 0 | 0 | 0 | 0.60517 | 1.1771 | 1.7603 | 3.5426 | 0 | 0 | 0 | 0 | 0 | 0 | 0 | 0 | 0 | 0 | 0 | 0 | 0 | 0 | 0 | 0 | 0 | 0 | 0 | 0 | 0.060026 | 0 | 0 | 0 | 0 | 0 | 0 | 0 | 0 | 0 | 1.4766
58449_G_1 | WEC_LADW | California | 6 | Los Angeles | 37 | 58449 | 1 | Rutan | 0 | 2014 | 9999 | Solar PV | [5 empty] | Non-Fossil | G | 2025 | Solar |  | 0 | 0 | 0 | 0 | 0 | 0 | 0 | 0 | 0 | 0 | 0 | 0 | 0 | 0 | 0 | 0 | 0.60517 | 1.1771 | 1.7603 | 3.5426 | 0 | 0 | 0 | 0 | 0 | 0 | 0 | 0 | 0 | 0 | 0 | 0 | 0 | 0 | 0 | 0 | 0 | 0 | 0 | 0 | 0.060026 | 0 | 0 | 0 | 0 | 0 | 0 | 0 | 0 | 0 | 1.4766
58448_G_1 | WECC_SCE | California | 6 | San Bernardino | 71 | 58448 | 1 | Nunn | 0 | 2013 | 9999 | Solar PV | [5 empty] | Non-Fossil | G | 2025 | Solar |  | 0 | 0 | 0 | 0 | 0 | 0 | 0 | 0 | 0 | 0 | 0 | 0 | 0 | 0 | 0 | 0 | 0.42075 | 0.78061 | 1.2099 | 2.4113 | 0 | 0 | 0 | 0 | 0 | 0 | 0 | 0 | 0 | 0 | 0 | 0 | 0 | 0 | 0 | 0 | 0 | 0 | 0 | 0 | 0.036128 | 0 | 0 | 0 | 0 | 0 | 0 | 0 | 0 | 0 | 1
58447_G_3 | WEC_LADW | California | 6 | Los Angeles | 37 | 58447 | 3 | Arrache 8083 | 0 | 2013 | 9999 | Solar PV | [5 empty] | Non-Fossil | G | 2025 | Solar |  | 0 | 0 | 0 | 0 | 0 | 0 | 0 | 0 | 0 | 0 | 0 | 0 | 0 | 0 | 0 | 0 | 0.40345 | 0.78475 | 1.1735 | 2.3617 | 0 | 0 | 0 | 0 | 0 | 0 | 0 | 0 | 0 | 0 | 0 | 0 | 0 | 0 | 0 | 0 | 0 | 0 | 0 | 0 | 0.040017 | 0 | 0 | 0 | 0 | 0 | 0 | 0 | 0 | 0 | 0.98442
58447_G_2 | WEC_LADW | California | 6 | Los Angeles | 37 | 58447 | 2 | Arrache 8083 | 0 | 2013 | 9999 | Solar PV | [5 empty] | Non-Fossil | G | 2025 | Solar |  | 0 | 0 | 0 | 0 | 0 | 0 | 0 | 0 | 0 | 0 | 0 | 0 | 0 | 0 | 0 | 0 | 0.60517 | 1.1771 | 1.7603 | 3.5426 | 0 | 0 | 0 | 0 | 0 | 0 | 0 | 0 | 0 | 0 | 0 | 0 | 0 | 0 | 0 | 0 | 0 | 0 | 0 | 0 | 0.060026 | 0 | 0 | 0 | 0 | 0 | 0 | 0 | 0 | 0 | 1.4766
58447_G_1 | WEC_LADW | California | 6 | Los Angeles | 37 | 58447 | 1 | Arrache 8083 | 0 | 2013 | 9999 | Solar PV | [5 empty] | Non-Fossil | G | 2025 | Solar |  | 0 | 0 | 0 | 0 | 0 | 0 | 0 | 0 | 0 | 0 | 0 | 0 | 0 | 0 | 0 | 0 | 0.60517 | 1.1771 | 1.7603 | 3.5426 | 0 | 0 | 0 | 0 | 0 | 0 | 0 | 0 | 0 | 0 | 0 | 0 | 0 | 0 | 0 | 0 | 0 | 0 | 0 | 0 | 0.060026 | 0 | 0 | 0 | 0 | 0 | 0 | 0 | 0 | 0 | 1.4766
58446_G_1 | WEC_LADW | California | 6 | Los Angeles | 37 | 58446 | 1 | Arrache 4013 | 0 | 2013 | 9999 | Solar PV | [5 empty] | Non-Fossil | G | 2025 | Solar |  | 0 | 0 | 0 | 0 | 0 | 0 | 0 | 0 | 0 | 0 | 0 | 0 | 0 | 0 | 0 | 0 | 0.60517 | 1.1771 | 1.7603 | 3.5426 | 0 | 0 | 0 | 0 | 0 | 0 | 0 | 0 | 0 | 0 | 0 | 0 | 0 | 0 | 0 | 0 | 0 | 0 | 0 | 0 | 0.060026 | 0 | 0 | 0 | 0 | 0 | 0 | 0 | 0 | 0 | 1.4766
58445_G_2 | WEC_LADW | California | 6 | Los Angeles | 37 | 58445 | 2 | Arrache 4006 | 0 | 2013 | 9999 | Solar PV | [5 empty] | Non-Fossil | G | 2025 | Solar |  | 0 | 0 | 0 | 0 | 0 | 0 | 0 | 0 | 0 | 0 | 0 | 0 | 0 | 0 | 0 | 0 | 0.40345 | 0.78475 | 1.1735 | 2.3617 | 0 | 0 | 0 | 0 | 0 | 0 | 0 | 0 | 0 | 0 | 0 | 0 | 0 | 0 | 0 | 0 | 0 | 0 | 0 | 0 | 0.040017 | 0 | 0 | 0 | 0 | 0 | 0 | 0 | 0 | 0 | 0.98442
58445_G_1 | WEC_LADW | California | 6 | Los Angeles | 37 | 58445 | 1 | Arrache 4006 | 0 | 2013 | 9999 | Solar PV | [5 empty] | Non-Fossil | G | 2025 | Solar |  | 0 | 0 | 0 | 0 | 0 | 0 | 0 | 0 | 0 | 0 | 0 | 0 | 0 | 0 | 0 | 0 | 0.40345 | 0.78475 | 1.1735 | 2.3617 | 0 | 0 | 0 | 0 | 0 | 0 | 0 | 0 | 0 | 0 | 0 | 0 | 0 | 0 | 0 | 0 | 0 | 0 | 0 | 0 | 0.040017 | 0 | 0 | 0 | 0 | 0 | 0 | 0 | 0 | 0 | 0.98442
58444_G_JHW | MIS_IA | Iowa | 19 | Greene | 73 | 58444 | JHW | Junction Hilltop Wind Farm | 0 | 2012 | 9999 | Onshore Wind | [5 empty] | Non-Fossil | G | 2025 | Wind |  | 0 | 0 | 0 | 0 | 0 | 0 | 0 | 0 | 0 | 0 | 0 | 0 | 0 | 0 | 0 | 0 | 6.909 | 9.6836 | 7.7281 | 24.3207 | 0 | 0 | 0 | 0 | 0 | 0 | 0 | 0 | 0 | 0 | 0 | 0 | 0 | 0 | 0 | 0 | 0 | 0 | 0 | 0 | 0.22503 | 0 | 0 | 0 | 0 | 0 | 0 | 0 | 0 | 0 | 7.9865
58443_G_GEN1 | PJM_EMAC | Pennsylvania | 42 | Lancaster | 71 | 58443 | GEN1 | Martin Limestone Solar Array | 0 | 2012 | 9999 | Solar PV | [5 empty] | Non-Fossil | G | 2025 | Solar |  | 0 | 0 | 0 | 0 | 0 | 0 | 0 | 0 | 0 | 0 | 0 | 0 | 0 | 0 | 0 | 0 | 0.24858 | 0.5689 | 0.93978 | 1.7573 | 0 | 0 | 0 | 0 | 0 | 0 | 0 | 0 | 0 | 0 | 0 | 0 | 0 | 0 | 0 | 0 | 0 | 0 | 0 | 0 | 0.027985 | 0 | 0 | 0 | 0 | 0 | 0 | 0 | 0 | 0 | 1
58441_G_SW | WECC_PNW | Washington | 53 | Kittitas | 37 | 58441 | SW | Swauk Wind LLC | 0 | 2012 | 9999 | Onshore Wind | [5 empty] | Non-Fossil | G | 2025 | Wind |  | 0 | 0 | 0 | 0 | 0 | 0 | 0 | 0 | 0 | 0 | 0 | 0 | 0 | 0 | 0 | 0 | 2.381 | 3.811 | 4.6455 | 10.8375 | 0 | 0 | 0 | 0 | 0 | 0 | 0 | 0 | 0 | 0 | 0 | 0 | 0 | 0 | 0 | 0 | 0 | 0 | 0 | 0 | 0.17248 | 0 | 0 | 0 | 0 | 0 | 0 | 0 | 0 | 0 | 4.3
58440_G_9587 | WEC_LADW | California | 6 | Los Angeles | 37 | 58440 | 9587 | CBS Studio Center | 8429 | 2013 | 9999 | Fuel Cell | [5 empty] | Non-Fossil | G | 2025 | NaturalGas |  | 0 | 0 | 0 | 0 | 0 | 0 | 0 | 0 | 0 | 0 | 0 | 0 | 0 | 0 | 0 | 0 | 0 | 0 | 0 | 0 | 0 | 0 | 0 | 0 | 0 | 0 | 0 | 0 | 0 | 0 | 0 | 0 | 0 | 0 | 0 | 0 | 0 | 0 | 0 | 0 | 0 | 0 | 0 | 0 | 0 | 0 | 0 | 0 | 0 | 0 | 0.4
58440_G_9585 | WEC_LADW | California | 6 | Los Angeles | 37 | 58440 | 9585 | CBS Studio Center | 8429 | 2013 | 9999 | Fuel Cell | [5 empty] | Non-Fossil | G | 2025 | NaturalGas |  | 0 | 0 | 0 | 0 | 0 | 0 | 0 | 0 | 0 | 0 | 0 | 0 | 0 | 0 | 0 | 0 | 0 | 0 | 0 | 0 | 0 | 0 | 0 | 0 | 0 | 0 | 0 | 0 | 0 | 0 | 0 | 0 | 0 | 0 | 0 | 0 | 0 | 0 | 0 | 0 | 0 | 0 | 0 | 0 | 0 | 0 | 0 | 0 | 0 | 0 | 0.4
58440_G_9583 | WEC_LADW | California | 6 | Los Angeles | 37 | 58440 | 9583 | CBS Studio Center | 8429 | 2013 | 9999 | Fuel Cell | [5 empty] | Non-Fossil | G | 2025 | NaturalGas |  | 0 | 0 | 0 | 0 | 0 | 0 | 0 | 0 | 0 | 0 | 0 | 0 | 0 | 0 | 0 | 0 | 0 | 0 | 0 | 0 | 0 | 0 | 0 | 0 | 0 | 0 | 0 | 0 | 0 | 0 | 0 | 0 | 0 | 0 | 0 | 0 | 0 | 0 | 0 | 0 | 0 | 0 | 0 | 0 | 0 | 0 | 0 | 0 | 0 | 0 | 0.4
58440_G_9581 | WEC_LADW | California | 6 | Los Angeles | 37 | 58440 | 9581 | CBS Studio Center | 8429 | 2013 | 9999 | Fuel Cell | [5 empty] | Non-Fossil | G | 2025 | NaturalGas |  | 0 | 0 | 0 | 0 | 0 | 0 | 0 | 0 | 0 | 0 | 0 | 0 | 0 | 0 | 0 | 0 | 0 | 0 | 0 | 0 | 0 | 0 | 0 | 0 | 0 | 0 | 0 | 0 | 0 | 0 | 0 | 0 | 0 | 0 | 0 | 0 | 0 | 0 | 0 | 0 | 0 | 0 | 0 | 0 | 0 | 0 | 0 | 0 | 0 | 0 | 0.4
58440_G_9580 | WEC_LADW | California | 6 | Los Angeles | 37 | 58440 | 9580 | CBS Studio Center | 8429 | 2013 | 9999 | Fuel Cell | [5 empty] | Non-Fossil | G | 2025 | NaturalGas |  | 0 | 0 | 0 | 0 | 0 | 0 | 0 | 0 | 0 | 0 | 0 | 0 | 0 | 0 | 0 | 0 | 0 | 0 | 0 | 0 | 0 | 0 | 0 | 0 | 0 | 0 | 0 | 0 | 0 | 0 | 0 | 0 | 0 | 0 | 0 | 0 | 0 | 0 | 0 | 0 | 0 | 0 | 0 | 0 | 0 | 0 | 0 | 0 | 0 | 0 | 0.4
58440_G_9560 | WEC_LADW | California | 6 | Los Angeles | 37 | 58440 | 9560 | CBS Studio Center | 8429 | 2013 | 9999 | Fuel Cell | [5 empty] | Non-Fossil | G | 2025 | NaturalGas |  | 0 | 0 | 0 | 0 | 0 | 0 | 0 | 0 | 0 | 0 | 0 | 0 | 0 | 0 | 0 | 0 | 0 | 0 | 0 | 0 | 0 | 0 | 0 | 0 | 0 | 0 | 0 | 0 | 0 | 0 | 0 | 0 | 0 | 0 | 0 | 0 | 0 | 0 | 0 | 0 | 0 | 0 | 0 | 0 | 0 | 0 | 0 | 0 | 0 | 0 | 0.4
58438_G_TURB2 | WECC_WY | South Dakota | 46 | Lawrence | 81 | 58438 | TURB2 | Spearfish Hydro | 0 | 1912 | 9999 | Hydro | [5 empty] | Non-Fossil | G | 2025 | Hydro |  | 0 | 0 | 0 | 0 | 0 | 0 | 0 | 0 | 0 | 0 | 0 | 0 | 0 | 0 | 0 | 0 | 0.18777 | 0.37566 | 0.46911 | 1.0325 | 0 | 0 | 0 | 0 | 0 | 0 | 0 | 0 | 0 | 0 | 0 | 0 | 0 | 0 | 0 | 0 | 0 | 0 | 0 | 0 | 0.029779 | 0.00049948 | 0.00099926 | 0.0012478 | 0.0027466 | 0 | 0 | 0 | 0 | 0 | 2
58438_G_TURB1 | WECC_WY | South Dakota | 46 | Lawrence | 81 | 58438 | TURB1 | Spearfish Hydro | 0 | 1912 | 9999 | Hydro | [5 empty] | Non-Fossil | G | 2025 | Hydro |  | 0 | 0 | 0 | 0 | 0 | 0 | 0 | 0 | 0 | 0 | 0 | 0 | 0 | 0 | 0 | 0 | 0.18777 | 0.37566 | 0.46911 | 1.0325 | 0 | 0 | 0 | 0 | 0 | 0 | 0 | 0 | 0 | 0 | 0 | 0 | 0 | 0 | 0 | 0 | 0 | 0 | 0 | 0 | 0.029779 | 0.00049948 | 0.00099926 | 0.0012478 | 0.0027466 | 0 | 0 | 0 | 0 | 0 | 2
58437_G_ENG2 | WEC_CALN | California | 6 | San Joaquin | 77 | 58437 | ENG2 | Ameresco Forward | 13500 | 2014 | 9999 | Landfill Gas | [5 empty] | Non-Fossil | G | 2025 | LF Gas |  | 0.047601 | 0.062163 | 0.080015 | 0.18978 | 0 | 0 | 0 | 0 | 0 | 0 | 0 | 0 | 0 | 0 | 0 | 0 | 3.526 | 4.6047 | 5.927 | 14.0577 | 2.7432 | 3.5824 | 4.6112 | 10.9368 | 0 | 0 | 0 | 0 | 0.00075995 | 0.00099244 | 0.0012774 | 0.0030298 | 0 | 0 | 0 | 0 | 0 | 0 | 0 | 0 | 0.49286 | 0.023057 | 0.030111 | 0.038758 | 0.091925 | 0 | 0 | 0 | 0 | 0 | 2.1
58437_G_ENG1 | WEC_CALN | California | 6 | San Joaquin | 77 | 58437 | ENG1 | Ameresco Forward | 13500 | 2014 | 9999 | Landfill Gas | [5 empty] | Non-Fossil | G | 2025 | LF Gas |  | 0.047601 | 0.062163 | 0.080015 | 0.18978 | 0 | 0 | 0 | 0 | 0 | 0 | 0 | 0 | 0 | 0 | 0 | 0 | 3.526 | 4.6047 | 5.927 | 14.0577 | 2.7432 | 3.5824 | 4.6112 | 10.9368 | 0 | 0 | 0 | 0 | 0.00075995 | 0.00099244 | 0.0012774 | 0.0030298 | 0 | 0 | 0 | 0 | 0 | 0 | 0 | 0 | 0.49286 | 0.023057 | 0.030111 | 0.038758 | 0.091925 | 0 | 0 | 0 | 0 | 0 | 2.1
58436_G_ENG2 | WEC_CALN | California | 6 | San Joaquin | 77 | 58436 | ENG2 | Ameresco San Joaquin | 13500 | 2014 | 9999 | Landfill Gas | [5 empty] | Non-Fossil | G | 2025 | LF Gas |  | 0.047601 | 0.062163 | 0.080015 | 0.18978 | 0 | 0 | 0 | 0 | 0 | 0 | 0 | 0 | 0 | 0 | 0 | 0 | 3.526 | 4.6047 | 5.927 | 14.0577 | 2.7432 | 3.5824 | 4.6112 | 10.9368 | 0 | 0 | 0 | 0 | 0.00077566 | 0.001013 | 0.0013038 | 0.0030925 | 0 | 0 | 0 | 0 | 0 | 0 | 0 | 0 | 0.49286 | 0.023057 | 0.030111 | 0.038758 | 0.091925 | 0 | 0 | 0 | 0 | 0 | 2.1
58436_G_ENG1 | WEC_CALN | California | 6 | San Joaquin | 77 | 58436 | ENG1 | Ameresco San Joaquin | 13500 | 2014 | 9999 | Landfill Gas | [5 empty] | Non-Fossil | G | 2025 | LF Gas |  | 0.047601 | 0.062163 | 0.080015 | 0.18978 | 0 | 0 | 0 | 0 | 0 | 0 | 0 | 0 | 0 | 0 | 0 | 0 | 3.526 | 4.6047 | 5.927 | 14.0577 | 2.7432 | 3.5824 | 4.6112 | 10.9368 | 0 | 0 | 0 | 0 | 0.00077566 | 0.001013 | 0.0013038 | 0.0030925 | 0 | 0 | 0 | 0 | 0 | 0 | 0 | 0 | 0.49286 | 0.023057 | 0.030111 | 0.038758 | 0.091925 | 0 | 0 | 0 | 0 | 0 | 2.1
58435_G_ENG2 | WEC_CALN | California | 6 | Alameda | 1 | 58435 | ENG2 | Ameresco Vasco Road | 13500 | 2014 | 9999 | Landfill Gas | [5 empty] | Non-Fossil | G | 2025 | LF Gas |  | 0.047601 | 0.062163 | 0.080015 | 0.18978 | 0 | 0 | 0 | 0 | 0 | 0 | 0 | 0 | 0 | 0 | 0 | 0 | 3.526 | 4.6047 | 5.927 | 14.0577 | 2.7432 | 3.5824 | 4.6112 | 10.9368 | 0 | 0 | 0 | 0 | 0.0020716 | 0.0027053 | 0.0034822 | 0.0082592 | 0 | 0 | 0 | 0 | 0 | 0 | 0 | 0 | 0.49286 | 0.023057 | 0.030111 | 0.038758 | 0.091925 | 0 | 0 | 0 | 0 | 0 | 2.1
58435_G_ENG1 | WEC_CALN | California | 6 | Alameda | 1 | 58435 | ENG1 | Ameresco Vasco Road | 13500 | 2014 | 9999 | Landfill Gas | [5 empty] | Non-Fossil | G | 2025 | LF Gas |  | 0.047601 | 0.062163 | 0.080015 | 0.18978 | 0 | 0 | 0 | 0 | 0 | 0 | 0 | 0 | 0 | 0 | 0 | 0 | 3.526 | 4.6047 | 5.927 | 14.0577 | 2.7432 | 3.5824 | 4.6112 | 10.9368 | 0 | 0 | 0 | 0 | 0.0020716 | 0.0027053 | 0.0034822 | 0.0082592 | 0 | 0 | 0 | 0 | 0 | 0 | 0 | 0 | 0.49286 | 0.023057 | 0.030111 | 0.038758 | 0.091925 | 0 | 0 | 0 | 0 | 0 | 2.1
58433_G_RED6 | PJM_EMAC | Delaware | 10 | New Castle | 3 | 58433 | RED6 | Red Lion Energy Center | 7316 | 2013 | 9999 | Fuel Cell | [5 empty] | Non-Fossil | G | 2025 | NaturalGas |  | 0 | 0 | 0 | 0 | 0 | 0 | 0 | 0 | 0 | 0 | 0 | 0 | 0 | 0 | 0 | 0 | 0 | 0 | 0 | 0 | 0 | 0 | 0 | 0 | 0 | 0 | 0 | 0 | 0 | 0 | 0 | 0 | 0 | 0 | 0 | 0 | 0 | 0 | 0 | 0 | 0 | 0 | 0 | 0 | 0 | 0 | 0 | 0 | 0 | 0 | 3.7
58433_G_RED5 | PJM_EMAC | Delaware | 10 | New Castle | 3 | 58433 | RED5 | Red Lion Energy Center | 7305 | 2013 | 9999 | Fuel Cell | [5 empty] | Non-Fossil | G | 2025 | NaturalGas |  | 0 | 0 | 0 | 0 | 0 | 0 | 0 | 0 | 0 | 0 | 0 | 0 | 0 | 0 | 0 | 0 | 0 | 0 | 0 | 0 | 0 | 0 | 0 | 0 | 0 | 0 | 0 | 0 | 0 | 0 | 0 | 0 | 0 | 0 | 0 | 0 | 0 | 0 | 0 | 0 | 0 | 0 | 0 | 0 | 0 | 0 | 0 | 0 | 0 | 0 | 3.7
58433_G_RED4 | PJM_EMAC | Delaware | 10 | New Castle | 3 | 58433 | RED4 | Red Lion Energy Center | 7292 | 2013 | 9999 | Fuel Cell | [5 empty] | Non-Fossil | G | 2025 | NaturalGas |  | 0 | 0 | 0 | 0 | 0 | 0 | 0 | 0 | 0 | 0 | 0 | 0 | 0 | 0 | 0 | 0 | 0 | 0 | 0 | 0 | 0 | 0 | 0 | 0 | 0 | 0 | 0 | 0 | 0 | 0 | 0 | 0 | 0 | 0 | 0 | 0 | 0 | 0 | 0 | 0 | 0 | 0 | 0 | 0 | 0 | 0 | 0 | 0 | 0 | 0 | 3.7
58433_G_RED3 | PJM_EMAC | Delaware | 10 | New Castle | 3 | 58433 | RED3 | Red Lion Energy Center | 7276 | 2013 | 9999 | Fuel Cell | [5 empty] | Non-Fossil | G | 2025 | NaturalGas |  | 0 | 0 | 0 | 0 | 0 | 0 | 0 | 0 | 0 | 0 | 0 | 0 | 0 | 0 | 0 | 0 | 0 | 0 | 0 | 0 | 0 | 0 | 0 | 0 | 0 | 0 | 0 | 0 | 0 | 0 | 0 | 0 | 0 | 0 | 0 | 0 | 0 | 0 | 0 | 0 | 0 | 0 | 0 | 0 | 0 | 0 | 0 | 0 | 0 | 0 | 3.7
58433_G_RED2 | PJM_EMAC | Delaware | 10 | New Castle | 3 | 58433 | RED2 | Red Lion Energy Center | 7239 | 2013 | 9999 | Fuel Cell | [5 empty] | Non-Fossil | G | 2025 | NaturalGas |  | 0 | 0 | 0 | 0 | 0 | 0 | 0 | 0 | 0 | 0 | 0 | 0 | 0 | 0 | 0 | 0 | 0 | 0 | 0 | 0 | 0 | 0 | 0 | 0 | 0 | 0 | 0 | 0 | 0 | 0 | 0 | 0 | 0 | 0 | 0 | 0 | 0 | 0 | 0 | 0 | 0 | 0 | 0 | 0 | 0 | 0 | 0 | 0 | 0 | 0 | 6.4
58433_G_RED1 | PJM_EMAC | Delaware | 10 | New Castle | 3 | 58433 | RED1 | Red Lion Energy Center | 7149 | 2012 | 9999 | Fuel Cell | [5 empty] | Non-Fossil | G | 2025 | NaturalGas |  | 0 | 0 | 0 | 0 | 0 | 0 | 0 | 0 | 0 | 0 | 0 | 0 | 0 | 0 | 0 | 0 | 0 | 0 | 0 | 0 | 0 | 0 | 0 | 0 | 0 | 0 | 0 | 0 | 0 | 0 | 0 | 0 | 0 | 0 | 0 | 0 | 0 | 0 | 0 | 0 | 0 | 0 | 0 | 0 | 0 | 0 | 0 | 0 | 0 | 0 | 5.8
58432_G_COG3 | WECC_SCE | California | 6 | Ventura | 111 | 58432 | COG3 | Houweling Nurseries | 8700 | 2013 | 9999 | Combustion Turbine | [5 empty] | Fossil | G | 2025 | NaturalGas |  | 0.074776 | 0.00024233 | 0.02617 | 0.10119 | 0 | 0 | 0 | 0 | 0 | 0 | 0 | 0 | 0 | 0 | 0 | 0 | 8.5949 | 0.027854 | 3.008 | 11.6308 | 5.4063 | 0.017521 | 1.8921 | 7.3159 | 6.4642e-09 | 2.0949e-11 | 2.2654e-09 | 8.7505e-09 | 0.00080574 | 2.6112e-06 | 0.00028197 | 0.0010903 | 0 | 0 | 0 | 0 | 0 | 0 | 0 | 0 | 0.08228 | 0.028638 | 0.00043727 | 0.02738 | 0.056455 | 0.30036 | 0.0008692 | 0.098578 | 0.39981 | 0 | 4.4
58432_G_COG2 | WECC_SCE | California | 6 | Ventura | 111 | 58432 | COG2 | Houweling Nurseries | 8700 | 2012 | 9999 | Combustion Turbine | [5 empty] | Fossil | G | 2025 | NaturalGas |  | 0.074776 | 0.00024233 | 0.02617 | 0.10119 | 0 | 0 | 0 | 0 | 0 | 0 | 0 | 0 | 0 | 0 | 0 | 0 | 8.5949 | 0.027854 | 3.008 | 11.6308 | 5.4063 | 0.017521 | 1.8921 | 7.3159 | 6.4652e-09 | 2.0952e-11 | 2.2637e-09 | 8.7498e-09 | 0.00080576 | 2.6112e-06 | 0.00028196 | 0.0010903 | 0 | 0 | 0 | 0 | 0 | 0 | 0 | 0 | 0.08228 | 0.028638 | 0.00043727 | 0.02738 | 0.056455 | 0.30036 | 0.0008692 | 0.098578 | 0.39981 | 0 | 4.4
58432_G_COG1 | WECC_SCE | California | 6 | Ventura | 111 | 58432 | COG1 | Houweling Nurseries | 8700 | 2012 | 9999 | Combustion Turbine | [5 empty] | Fossil | G | 2025 | NaturalGas |  | 0.074776 | 0.00024233 | 0.02617 | 0.10119 | 0 | 0 | 0 | 0 | 0 | 0 | 0 | 0 | 0 | 0 | 0 | 0 | 8.5949 | 0.027854 | 3.008 | 11.6308 | 5.4063 | 0.017521 | 1.8921 | 7.3159 | 6.4652e-09 | 2.0952e-11 | 2.2637e-09 | 8.7498e-09 | 0.00080576 | 2.6112e-06 | 0.00028196 | 0.0010903 | 0 | 0 | 0 | 0 | 0 | 0 | 0 | 0 | 0.08228 | 0.028638 | 0.00043727 | 0.02738 | 0.056455 | 0.30036 | 0.0008692 | 0.098578 | 0.39981 | 0 | 4.4
58431_G_SNVA | S_C_TVA | Tennessee | 47 | Haywood | 75 | 58431 | SNVA | West Tennessee Solar Farm | 0 | 2012 | 9999 | Solar PV | [5 empty] | Non-Fossil | G | 2025 | Solar |  | 0 | 0 | 0 | 0 | 0 | 0 | 0 | 0 | 0 | 0 | 0 | 0 | 0 | 0 | 0 | 0 | 1.1392 | 2.3122 | 3.4808 | 6.9323 | 0 | 0 | 0 | 0 | 0 | 0 | 0 | 0 | 0 | 0 | 0 | 0 | 0 | 0 | 0 | 0 | 0 | 0 | 0 | 0 | 0.11754 | 0 | 0 | 0 | 0 | 0 | 0 | 0 | 0 | 0 | 4.2
58430_G_CSE6 | WECC_IID | California | 6 | Imperial | 25 | 58430 | CSE6 | Centinela Solar Energy | 0 | 2014 | 9999 | Solar PV | [5 empty] | Non-Fossil | G | 2025 | Solar |  | 0 | 0 | 0 | 0 | 0 | 0 | 0 | 0 | 0 | 0 | 0 | 0 | 0 | 0 | 0 | 0 | 12.4596 | 22.3264 | 33.7293 | 68.5152 | 0 | 0 | 0 | 0 | 0 | 0 | 0 | 0 | 0 | 0 | 0 | 0 | 0 | 0 | 0 | 0 | 0 | 0 | 0 | 0 | 0.71643 | 0 | 0 | 0 | 0 | 0 | 0 | 0 | 0 | 0 | 25.6
58430_G_CSE5 | WECC_IID | California | 6 | Imperial | 25 | 58430 | CSE5 | Centinela Solar Energy | 0 | 2014 | 9999 | Solar PV | [5 empty] | Non-Fossil | G | 2025 | Solar |  | 0 | 0 | 0 | 0 | 0 | 0 | 0 | 0 | 0 | 0 | 0 | 0 | 0 | 0 | 0 | 0 | 9.0526 | 16.2215 | 24.5064 | 49.7806 | 0 | 0 | 0 | 0 | 0 | 0 | 0 | 0 | 0 | 0 | 0 | 0 | 0 | 0 | 0 | 0 | 0 | 0 | 0 | 0 | 0.52053 | 0 | 0 | 0 | 0 | 0 | 0 | 0 | 0 | 0 | 18.6
58430_G_CSE4 | WECC_IID | California | 6 | Imperial | 25 | 58430 | CSE4 | Centinela Solar Energy | 0 | 2013 | 9999 | Solar PV | [5 empty] | Non-Fossil | G | 2025 | Solar |  | 0 | 0 | 0 | 0 | 0 | 0 | 0 | 0 | 0 | 0 | 0 | 0 | 0 | 0 | 0 | 0 | 16.2558 | 29.129 | 44.0061 | 89.391 | 0 | 0 | 0 | 0 | 0 | 0 | 0 | 0 | 0 | 0 | 0 | 0 | 0 | 0 | 0 | 0 | 0 | 0 | 0 | 0 | 0.93471 | 0 | 0 | 0 | 0 | 0 | 0 | 0 | 0 | 0 | 33.4
58430_G_CSE3 | WECC_IID | California | 6 | Imperial | 25 | 58430 | CSE3 | Centinela Solar Energy | 0 | 2013 | 9999 | Solar PV | [5 empty] | Non-Fossil | G | 2025 | Solar |  | 0 | 0 | 0 | 0 | 0 | 0 | 0 | 0 | 0 | 0 | 0 | 0 | 0 | 0 | 0 | 0 | 16.2558 | 29.129 | 44.0061 | 89.391 | 0 | 0 | 0 | 0 | 0 | 0 | 0 | 0 | 0 | 0 | 0 | 0 | 0 | 0 | 0 | 0 | 0 | 0 | 0 | 0 | 0.93471 | 0 | 0 | 0 | 0 | 0 | 0 | 0 | 0 | 0 | 33.4
58430_G_CSE2 | WECC_IID | California | 6 | Imperial | 25 | 58430 | CSE2 | Centinela Solar Energy | 0 | 2013 | 9999 | Solar PV | [5 empty] | Non-Fossil | G | 2025 | Solar |  | 0 | 0 | 0 | 0 | 0 | 0 | 0 | 0 | 0 | 0 | 0 | 0 | 0 | 0 | 0 | 0 | 12.4596 | 22.3264 | 33.7293 | 68.5152 | 0 | 0 | 0 | 0 | 0 | 0 | 0 | 0 | 0 | 0 | 0 | 0 | 0 | 0 | 0 | 0 | 0 | 0 | 0 | 0 | 0.71643 | 0 | 0 | 0 | 0 | 0 | 0 | 0 | 0 | 0 | 25.6
58430_G_CSE1 | WECC_IID | California | 6 | Imperial | 25 | 58430 | CSE1 | Centinela Solar Energy | 0 | 2013 | 9999 | Solar PV | [5 empty] | Non-Fossil | G | 2025 | Solar |  | 0 | 0 | 0 | 0 | 0 | 0 | 0 | 0 | 0 | 0 | 0 | 0 | 0 | 0 | 0 | 0 | 16.2558 | 29.129 | 44.0061 | 89.391 | 0 | 0 | 0 | 0 | 0 | 0 | 0 | 0 | 0 | 0 | 0 | 0 | 0 | 0 | 0 | 0 | 0 | 0 | 0 | 0 | 0.93471 | 0 | 0 | 0 | 0 | 0 | 0 | 0 | 0 | 0 | 33.4
58429_G_5 | WEC_LADW | California | 6 | Los Angeles | 37 | 58429 | 5 | Sunshine Gas Producers | 13500 | 2014 | 9999 | Landfill Gas | [5 empty] | Non-Fossil | G | 2025 | LF Gas |  | 0.062239 | 0.079591 | 0.10617 | 0.248 | 0 | 0 | 0 | 0 | 0 | 0 | 0 | 0 | 0 | 0 | 0 | 0 | 4.6103 | 5.8956 | 7.8642 | 18.3701 | 3.5867 | 4.5867 | 6.1183 | 14.2918 | 0 | 0 | 0 | 0 | 0.00063794 | 0.0008158 | 0.0010882 | 0.0025419 | 0 | 0 | 0 | 0 | 0 | 0 | 0 | 0 | 0.93877 | 0.030147 | 0.038552 | 0.051425 | 0.12012 | 0 | 0 | 0 | 0 | 0 | 4
58429_G_4 | WEC_LADW | California | 6 | Los Angeles | 37 | 58429 | 4 | Sunshine Gas Producers | 13500 | 2014 | 9999 | Landfill Gas | [5 empty] | Non-Fossil | G | 2025 | LF Gas |  | 0.062239 | 0.079591 | 0.10617 | 0.248 | 0 | 0 | 0 | 0 | 0 | 0 | 0 | 0 | 0 | 0 | 0 | 0 | 4.6103 | 5.8956 | 7.8642 | 18.3701 | 3.5867 | 4.5867 | 6.1183 | 14.2918 | 0 | 0 | 0 | 0 | 0.00063794 | 0.0008158 | 0.0010882 | 0.0025419 | 0 | 0 | 0 | 0 | 0 | 0 | 0 | 0 | 0.93877 | 0.030147 | 0.038552 | 0.051425 | 0.12012 | 0 | 0 | 0 | 0 | 0 | 4
58429_G_3 | WEC_LADW | California | 6 | Los Angeles | 37 | 58429 | 3 | Sunshine Gas Producers | 13500 | 2014 | 9999 | Landfill Gas | [5 empty] | Non-Fossil | G | 2025 | LF Gas |  | 0.062239 | 0.079591 | 0.10617 | 0.248 | 0 | 0 | 0 | 0 | 0 | 0 | 0 | 0 | 0 | 0 | 0 | 0 | 4.6103 | 5.8956 | 7.8642 | 18.3701 | 3.5867 | 4.5867 | 6.1183 | 14.2918 | 0 | 0 | 0 | 0 | 0.00063794 | 0.0008158 | 0.0010882 | 0.0025419 | 0 | 0 | 0 | 0 | 0 | 0 | 0 | 0 | 0.93877 | 0.030147 | 0.038552 | 0.051425 | 0.12012 | 0 | 0 | 0 | 0 | 0 | 4
58429_G_2 | WEC_LADW | California | 6 | Los Angeles | 37 | 58429 | 2 | Sunshine Gas Producers | 13500 | 2014 | 9999 | Landfill Gas | [5 empty] | Non-Fossil | G | 2025 | LF Gas |  | 0.062239 | 0.079591 | 0.10617 | 0.248 | 0 | 0 | 0 | 0 | 0 | 0 | 0 | 0 | 0 | 0 | 0 | 0 | 4.6103 | 5.8956 | 7.8642 | 18.3701 | 3.5867 | 4.5867 | 6.1183 | 14.2918 | 0 | 0 | 0 | 0 | 0.00063794 | 0.0008158 | 0.0010882 | 0.0025419 | 0 | 0 | 0 | 0 | 0 | 0 | 0 | 0 | 0.93877 | 0.030147 | 0.038552 | 0.051425 | 0.12012 | 0 | 0 | 0 | 0 | 0 | 4
58429_G_1 | WEC_LADW | California | 6 | Los Angeles | 37 | 58429 | 1 | Sunshine Gas Producers | 13500 | 2014 | 9999 | Landfill Gas | [5 empty] | Non-Fossil | G | 2025 | LF Gas |  | 0.062239 | 0.079591 | 0.10617 | 0.248 | 0 | 0 | 0 | 0 | 0 | 0 | 0 | 0 | 0 | 0 | 0 | 0 | 4.6103 | 5.8956 | 7.8642 | 18.3701 | 3.5867 | 4.5867 | 6.1183 | 14.2918 | 0 | 0 | 0 | 0 | 0.00063794 | 0.0008158 | 0.0010882 | 0.0025419 | 0 | 0 | 0 | 0 | 0 | 0 | 0 | 0 | 0.93877 | 0.030147 | 0.038552 | 0.051425 | 0.12012 | 0 | 0 | 0 | 0 | 0 | 4
58427_G_ST | MIS_LMI | Michigan | 26 | Ingham | 65 | 58427 | ST | Lansing BWL REO Town Plant | 9385 | 2013 | 9999 | Combined Cycle |  |  |  | LNB |  | Fossil | G | 2025 | NaturalGas |  | 0.10205 | 0.01514 | 0.11319 | 0.23037 | 0 | 0 | 0 | 0 | 0 | 0 | 0 | 0 | 0 | 0 | 0 | 0 | 10.8732 | 1.6132 | 12.0602 | 24.5466 | 5.9737 | 0.88627 | 6.6259 | 13.4859 | 7.1409e-09 | 1.0594e-09 | 7.9287e-09 | 1.6129e-08 | 0.0017443 | 0.00025878 | 0.0019349 | 0.0039379 | 0 | 0 | 0 | 0 | 0 | 0 | 0 | 0 | 0.37659 | 0.0315 | 0.0060179 | 0.036971 | 0.074488 | 0.38439 | 0.054606 | 0.40598 | 0.84497 | 0 | 12.9
58427_G_CTG2 | MIS_LMI | Michigan | 26 | Ingham | 65 | 58427 | CTG2 | Lansing BWL REO Town Plant | 9385 | 2013 | 9999 | Combined Cycle | [5 empty] | Fossil | G | 2025 | NaturalGas |  | 0.24522 | 0.036382 | 0.272 | 0.5536 | 0 | 0 | 0 | 0 | 0 | 0 | 0 | 0 | 0 | 0 | 0 | 0 | 26.1294 | 3.8766 | 28.982 | 58.988 | 14.3554 | 2.1298 | 15.9226 | 32.4079 | 1.716e-08 | 2.5459e-09 | 1.9035e-08 | 3.8741e-08 | 0.0041921 | 0.00062195 | 0.0046498 | 0.0094638 | 0 | 0 | 0 | 0 | 0 | 0 | 0 | 0 | 0.905 | 0.075697 | 0.014462 | 0.088845 | 0.179 | 0.92372 | 0.13122 | 0.97561 | 2.0306 | 0 | 31
58427_G_CTG1 | MIS_LMI | Michigan | 26 | Ingham | 65 | 58427 | CTG1 | Lansing BWL REO Town Plant | 9385 | 2013 | 9999 | Combined Cycle | [5 empty] | Fossil | G | 2025 | NaturalGas |  | 0.24522 | 0.036382 | 0.272 | 0.5536 | 0 | 0 | 0 | 0 | 0 | 0 | 0 | 0 | 0 | 0 | 0 | 0 | 26.1294 | 3.8766 | 28.982 | 58.988 | 14.3554 | 2.1298 | 15.9226 | 32.4079 | 1.716e-08 | 2.5459e-09 | 1.9035e-08 | 3.8741e-08 | 0.0041921 | 0.00062195 | 0.0046498 | 0.0094638 | 0 | 0 | 0 | 0 | 0 | 0 | 0 | 0 | 0.905 | 0.075697 | 0.014462 | 0.088845 | 0.179 | 0.92372 | 0.13122 | 0.97561 | 2.0306 | 0 | 31
58426_G_GEN2 | PJM_WMAC | Pennsylvania | 42 | Lycoming | 81 | 58426 | GEN2 | Panda Patriot Generation Plant | 7050 | 2016 | 9999 | Combined Cycle |  |  | SCR |  |  | Fossil | G | 2025 | NaturalGas |  | 5.5218 | 6.4193 | 8.0505 | 19.9917 | 0 | 0 | 0 | 0 | 0 | 0 | 0 | 0 | 0 | 0 | 0 | 0 | 783.2376 | 910.5458 | 1141.914 | 2835.6974 | 323.2476 | 375.7886 | 471.2759 | 1170.3122 | 3.8652e-07 | 4.4935e-07 | 5.635e-07 | 1.3994e-06 | 0.018029 | 0.020959 | 0.026285 | 0.065273 | 0 | 0 | 0 | 0 | 0 | 0 | 0 | 0 | 11.6833 | 1.6627 | 1.9329 | 2.4241 | 6.0196 | 14.3945 | 14.6158 | 21.3083 | 50.3186 | 0 | 382.5 | SCR
58426_G_GEN1 | PJM_WMAC | Pennsylvania | 42 | Lycoming | 81 | 58426 | GEN1 | Panda Patriot Generation Plant | 7050 | 2016 | 9999 | Combined Cycle |  |  | SCR |  |  | Fossil | G | 2025 | NaturalGas |  | 5.5218 | 6.4193 | 8.0505 | 19.9917 | 0 | 0 | 0 | 0 | 0 | 0 | 0 | 0 | 0 | 0 | 0 | 0 | 783.2376 | 910.5458 | 1141.914 | 2835.6974 | 323.2476 | 375.7886 | 471.2759 | 1170.3122 | 3.8652e-07 | 4.4935e-07 | 5.635e-07 | 1.3994e-06 | 0.018526 | 0.021537 | 0.027009 | 0.067072 | 0 | 0 | 0 | 0 | 0 | 0 | 0 | 0 | 11.6833 | 1.6627 | 1.9329 | 2.4241 | 6.0196 | 14.3945 | 14.6158 | 21.3083 | 50.3186 | 0 | 382.5 | SCR
58424_G_1 | ERC_REST | Texas | 48 | Nueces | 355 | 58424 | 1 | Harbor Wind LLC | 0 | 2012 | 9999 | Onshore Wind | [5 empty] | Non-Fossil | G | 2025 | Wind |  | 0 | 0 | 0 | 0 | 0 | 0 | 0 | 0 | 0 | 0 | 0 | 0 | 0 | 0 | 0 | 0 | 6.4633 | 9.3092 | 11.1071 | 26.8796 | 0 | 0 | 0 | 0 | 0 | 0 | 0 | 0 | 0 | 0 | 0 | 0 | 0 | 0 | 0 | 0 | 0 | 0 | 0 | 0 | 0.25359 | 0 | 0 | 0 | 0 | 0 | 0 | 0 | 0 | 0 | 9
58423_G_SO022 | NENGREST | Massachusetts | 25 | Worcester | 27 | 58423 | SO022 | Southbridge PV | 0 | 2014 | 9999 | Solar PV | [5 empty] | Non-Fossil | G | 2025 | Solar |  | 0 | 0 | 0 | 0 | 0 | 0 | 0 | 0 | 0 | 0 | 0 | 0 | 0 | 0 | 0 | 0 | 0.65784 | 1.3678 | 2.0896 | 4.1152 | 0 | 0 | 0 | 0 | 0 | 0 | 0 | 0 | 0 | 0 | 0 | 0 | 0 | 0 | 0 | 0 | 0 | 0 | 0 | 0 | 0.082124 | 0 | 0 | 0 | 0 | 0 | 0 | 0 | 0 | 0 | 2.9345
58421_G_420 | MIS_MO | Missouri | 29 | Pettis | 159 | 58421 | 420 | Missouri Center for Waste to Energy | 13500 | 2014 | 9999 | Landfill Gas | [5 empty] | Non-Fossil | G | 2025 | LF Gas |  | 0.035279 | 0.043954 | 0.058949 | 0.13818 | 0 | 0 | 0 | 0 | 0 | 0 | 0 | 0 | 0 | 0 | 0 | 0 | 2.6133 | 3.2559 | 4.3666 | 10.2357 | 2.0331 | 2.533 | 3.3972 | 7.9633 | 0 | 0 | 0 | 0 | 0.004248 | 0.0052925 | 0.007098 | 0.016638 | 0 | 0 | 0 | 0 | 0 | 0 | 0 | 0 | 0.32857 | 0.017089 | 0.02129 | 0.028554 | 0.066932 | 0 | 0 | 0 | 0 | 0 | 1.4
58421_G_320 | MIS_MO | Missouri | 29 | Pettis | 159 | 58421 | 320 | Missouri Center for Waste to Energy | 13500 | 2014 | 9999 | Landfill Gas | [5 empty] | Non-Fossil | G | 2025 | LF Gas |  | 0.0252 | 0.031396 | 0.042106 | 0.098702 | 0 | 0 | 0 | 0 | 0 | 0 | 0 | 0 | 0 | 0 | 0 | 0 | 1.8666 | 2.3256 | 3.119 | 7.3112 | 1.4522 | 1.8093 | 2.4265 | 5.6881 | 0 | 0 | 0 | 0 | 0.0030343 | 0.0037803 | 0.00507 | 0.011885 | 0 | 0 | 0 | 0 | 0 | 0 | 0 | 0 | 0.23469 | 0.012206 | 0.015207 | 0.020395 | 0.047809 | 0 | 0 | 0 | 0 | 0 | 1
58420_G_GEN2 | PJM_PENE | Pennsylvania | 42 | Bradford | 15 | 58420 | GEN2 | Panda Liberty Generation Plant | 7050 | 2016 | 9999 | Combined Cycle |  |  | SCR | LNB + NH3 |  | Fossil | G | 2025 | NaturalGas |  | 4.6742 | 6.3361 | 8.7462 | 19.7565 | 0 | 0 | 0 | 0 | 0 | 0 | 0 | 0 | 0 | 0 | 0 | 0 | 663.0042 | 898.739 | 1240.5931 | 2802.3363 | 273.6265 | 370.9159 | 512.0014 | 1156.5438 | 3.2721e-07 | 4.4355e-07 | 6.1221e-07 | 1.383e-06 | 0.014431 | 0.019562 | 0.027003 | 0.060997 | 0 | 0 | 0 | 0 | 0 | 0 | 0 | 0 | 11.5458 | 1.4074 | 1.9078 | 2.6335 | 5.9488 | 11.5772 | 14.8065 | 23.2372 | 49.6208 | 0 | 378 | SCR
58420_G_GEN1 | PJM_PENE | Pennsylvania | 42 | Bradford | 15 | 58420 | GEN1 | Panda Liberty Generation Plant | 7050 | 2016 | 9999 | Combined Cycle |  |  | SCR | LNB + NH3 |  | Fossil | G | 2025 | NaturalGas |  | 4.6742 | 6.3361 | 8.7462 | 19.7565 | 0 | 0 | 0 | 0 | 0 | 0 | 0 | 0 | 0 | 0 | 0 | 0 | 663.0042 | 898.739 | 1240.5931 | 2802.3363 | 273.6265 | 370.9159 | 512.0014 | 1156.5438 | 3.2721e-07 | 4.4355e-07 | 6.1221e-07 | 1.383e-06 | 0.014922 | 0.020228 | 0.027923 | 0.063073 | 0 | 0 | 0 | 0 | 0 | 0 | 0 | 0 | 11.5458 | 1.4074 | 1.9078 | 2.6335 | 5.9488 | 11.5772 | 14.8065 | 23.2372 | 49.6208 | 0 | 378 | SCR
58419_G_1 | WECC_SCE | California | 6 | San Bernardino | 71 | 58419 | 1 | Victor Dry Farm Ranch B | 0 | 2015 | 9999 | Solar PV | [5 empty] | Non-Fossil | G | 2025 | Solar |  | 0 | 0 | 0 | 0 | 0 | 0 | 0 | 0 | 0 | 0 | 0 | 0 | 0 | 0 | 0 | 0 | 2.1038 | 3.9031 | 6.0496 | 12.0564 | 0 | 0 | 0 | 0 | 0 | 0 | 0 | 0 | 0 | 0 | 0 | 0 | 0 | 0 | 0 | 0 | 0 | 0 | 0 | 0 | 0.18064 | 0 | 0 | 0 | 0 | 0 | 0 | 0 | 0 | 0 | 5
58418_G_1 | WECC_SCE | California | 6 | San Bernardino | 71 | 58418 | 1 | Victor Dry Farm Ranch A | 0 | 2015 | 9999 | Solar PV | [5 empty] | Non-Fossil | G | 2025 | Solar |  | 0 | 0 | 0 | 0 | 0 | 0 | 0 | 0 | 0 | 0 | 0 | 0 | 0 | 0 | 0 | 0 | 2.1038 | 3.9031 | 6.0496 | 12.0564 | 0 | 0 | 0 | 0 | 0 | 0 | 0 | 0 | 0 | 0 | 0 | 0 | 0 | 0 | 0 | 0 | 0 | 0 | 0 | 0 | 0.18064 | 0 | 0 | 0 | 0 | 0 | 0 | 0 | 0 | 0 | 5
58417_G_CP1 | WECC_SCE | California | 6 | San Bernardino | 71 | 58417 | CP1 | Lone Valley Solar Park I LLC | 0 | 2014 | 9999 | Solar PV | [5 empty] | Non-Fossil | G | 2025 | Solar |  | 0 | 0 | 0 | 0 | 0 | 0 | 0 | 0 | 0 | 0 | 0 | 0 | 0 | 0 | 0 | 0 | 4.2075 | 7.8061 | 12.0992 | 24.1128 | 0 | 0 | 0 | 0 | 0 | 0 | 0 | 0 | 0 | 0 | 0 | 0 | 0 | 0 | 0 | 0 | 0 | 0 | 0 | 0 | 0.36128 | 0 | 0 | 0 | 0 | 0 | 0 | 0 | 0 | 0 | 10
58416_G_1 | PJM_West | Indiana | 18 | Randolph | 135 | 58416 | 1 | Headwaters Wind Farm LLC | 0 | 2014 | 9999 | Onshore Wind | [5 empty] | Non-Fossil | G | 2025 | Wind |  | 0 | 0 | 0 | 0 | 0 | 0 | 0 | 0 | 0 | 0 | 0 | 0 | 0 | 0 | 0 | 0 | 154.2711 | 208.3319 | 123.7347 | 486.3377 | 0 | 0 | 0 | 0 | 0 | 0 | 0 | 0 | 0 | 0 | 0 | 0 | 0 | 0 | 0 | 0 | 0 | 0 | 0 | 0 | 5.6354 | 0 | 0 | 0 | 0 | 0 | 0 | 0 | 0 | 0 | 200
58414_G_NLMU | MIS_IA | Iowa | 19 | Henry | 87 | 58414 | NLMU | NLMU Wind | 0 | 2011 | 9999 | Onshore Wind | [5 empty] | Non-Fossil | G | 2025 | Wind |  | 0 | 0 | 0 | 0 | 0 | 0 | 0 | 0 | 0 | 0 | 0 | 0 | 0 | 0 | 0 | 0 | 1.2954 | 1.8157 | 1.449 | 4.5601 | 0 | 0 | 0 | 0 | 0 | 0 | 0 | 0 | 0 | 0 | 0 | 0 | 0 | 0 | 0 | 0 | 0 | 0 | 0 | 0 | 0.042194 | 0 | 0 | 0 | 0 | 0 | 0 | 0 | 0 | 0 | 1.4975
58412_G_SO026 | NENGREST | Massachusetts | 25 | Middlesex | 17 | 58412 | SO026 | Maynard PV | 0 | 2014 | 9999 | Solar PV | [5 empty] | Non-Fossil | G | 2025 | Solar |  | 0 | 0 | 0 | 0 | 0 | 0 | 0 | 0 | 0 | 0 | 0 | 0 | 0 | 0 | 0 | 0 | 0.21928 | 0.45593 | 0.69655 | 1.3717 | 0 | 0 | 0 | 0 | 0 | 0 | 0 | 0 | 0 | 0 | 0 | 0 | 0 | 0 | 0 | 0 | 0 | 0 | 0 | 0 | 0.027375 | 0 | 0 | 0 | 0 | 0 | 0 | 0 | 0 | 0 | 0.97818
58411_G_SO023 | NENGREST | Massachusetts | 25 | Franklin | 11 | 58411 | SO023 | Orange PV | 0 | 2013 | 9999 | Solar PV | [5 empty] | Non-Fossil | G | 2025 | Solar |  | 0 | 0 | 0 | 0 | 0 | 0 | 0 | 0 | 0 | 0 | 0 | 0 | 0 | 0 | 0 | 0 | 0.43856 | 0.91185 | 1.3931 | 2.7435 | 0 | 0 | 0 | 0 | 0 | 0 | 0 | 0 | 0 | 0 | 0 | 0 | 0 | 0 | 0 | 0 | 0 | 0 | 0 | 0 | 0.05475 | 0 | 0 | 0 | 0 | 0 | 0 | 0 | 0 | 0 | 1.9564
58410_G_SO032 | NENGREST | Massachusetts | 25 | Plymouth | 23 | 58410 | SO032 | Marshfield PV | 0 | 2013 | 9999 | Solar PV | [5 empty] | Non-Fossil | G | 2025 | Solar |  | 0 | 0 | 0 | 0 | 0 | 0 | 0 | 0 | 0 | 0 | 0 | 0 | 0 | 0 | 0 | 0 | 0.65784 | 1.3678 | 2.0896 | 4.1152 | 0 | 0 | 0 | 0 | 0 | 0 | 0 | 0 | 0 | 0 | 0 | 0 | 0 | 0 | 0 | 0 | 0 | 0 | 0 | 0 | 0.082124 | 0 | 0 | 0 | 0 | 0 | 0 | 0 | 0 | 0 | 2.9345
58408_G_MSH1 | PJM_AP | Maryland | 24 | Washington | 43 | 58408 | MSH1 | Maryland Solar | 0 | 2013 | 9999 | Solar PV | [5 empty] | Non-Fossil | G | 2025 | Solar |  | 0 | 0 | 0 | 0 | 0 | 0 | 0 | 0 | 0 | 0 | 0 | 0 | 0 | 0 | 0 | 0 | 5.2638 | 11.294 | 19.7951 | 36.3529 | 0 | 0 | 0 | 0 | 0 | 0 | 0 | 0 | 0 | 0 | 0 | 0 | 0 | 0 | 0 | 0 | 0 | 0 | 0 | 0 | 0.5849 | 0 | 0 | 0 | 0 | 0 | 0 | 0 | 0 | 0 | 20.9
58407_G_WTG01 | MIS_IA | Iowa | 19 | Winneshiek | 191 | 58407 | WTG01 | Luther College Wind Project | 0 | 2011 | 9999 | Onshore Wind | [5 empty] | Non-Fossil | G | 2025 | Wind |  | 0 | 0 | 0 | 0 | 0 | 0 | 0 | 0 | 0 | 0 | 0 | 0 | 0 | 0 | 0 | 0 | 1.3818 | 1.9367 | 1.5456 | 4.8641 | 0 | 0 | 0 | 0 | 0 | 0 | 0 | 0 | 0 | 0 | 0 | 0 | 0 | 0 | 0 | 0 | 0 | 0 | 0 | 0 | 0.045007 | 0 | 0 | 0 | 0 | 0 | 0 | 0 | 0 | 0 | 1.5973
58406_G_2 | SPP_WEST | Oklahoma | 40 | Kay | 71 | 58406 | 2 | Chilocco Wind Farm | 0 | 2018 | 9999 | Onshore Wind | [5 empty] | Non-Fossil | G | 2025 | Wind |  | 0 | 0 | 0 | 0 | 0 | 0 | 0 | 0 | 0 | 0 | 0 | 0 | 0 | 0 | 0 | 0 | 65.7403 | 101.1342 | 102.2747 | 269.1492 | 0 | 0 | 0 | 0 | 0 | 0 | 0 | 0 | 0 | 0 | 0 | 0 | 0 | 0 | 0 | 0 | 0 | 0 | 0 | 0 | 2.9457 | 0 | 0 | 0 | 0 | 0 | 0 | 0 | 0 | 0 | 75.6265
58406_G_1 | SPP_WEST | Oklahoma | 40 | Kay | 71 | 58406 | 1 | Chilocco Wind Farm | 0 | 2018 | 9999 | Onshore Wind | [5 empty] | Non-Fossil | G | 2025 | Wind |  | 0 | 0 | 0 | 0 | 0 | 0 | 0 | 0 | 0 | 0 | 0 | 0 | 0 | 0 | 0 | 0 | 171.8699 | 264.4032 | 267.3849 | 703.658 | 0 | 0 | 0 | 0 | 0 | 0 | 0 | 0 | 0 | 0 | 0 | 0 | 0 | 0 | 0 | 0 | 0 | 0 | 0 | 0 | 7.7013 | 0 | 0 | 0 | 0 | 0 | 0 | 0 | 0 | 0 | 197.7164
58404_G_1 | SPP_SPS | Texas | 48 | Carson | 65 | 58404 | 1 | Pantex | 0 | 2014 | 9999 | Onshore Wind | [5 empty] | Non-Fossil | G | 2025 | Wind |  | 0 | 0 | 0 | 0 | 0 | 0 | 0 | 0 | 0 | 0 | 0 | 0 | 0 | 0 | 0 | 0 | 9.3554 | 13.967 | 15.6405 | 38.9629 | 0 | 0 | 0 | 0 | 0 | 0 | 0 | 0 | 0 | 0 | 0 | 0 | 0 | 0 | 0 | 0 | 0 | 0 | 0 | 0 | 0.43734 | 0 | 0 | 0 | 0 | 0 | 0 | 0 | 0 | 0 | 11.1157
58403_G_SO032 | NENGREST | Massachusetts | 25 | Worcester | 27 | 58403 | SO032 | Bellingham PV | 0 | 2013 | 9999 | Solar PV | [5 empty] | Non-Fossil | G | 2025 | Solar |  | 0 | 0 | 0 | 0 | 0 | 0 | 0 | 0 | 0 | 0 | 0 | 0 | 0 | 0 | 0 | 0 | 0.65784 | 1.3678 | 2.0896 | 4.1152 | 0 | 0 | 0 | 0 | 0 | 0 | 0 | 0 | 0 | 0 | 0 | 0 | 0 | 0 | 0 | 0 | 0 | 0 | 0 | 0 | 0.082124 | 0 | 0 | 0 | 0 | 0 | 0 | 0 | 0 | 0 | 2.9345
58402_G_1 | PJM_EMAC | New Jersey | 34 | Somerset | 35 | 58402 | 1 | Solar Star New Jersey NJ LLC | 0 | 2012 | 9999 | Solar PV | [5 empty] | Non-Fossil | G | 2025 | Solar |  | 0 | 0 | 0 | 0 | 0 | 0 | 0 | 0 | 0 | 0 | 0 | 0 | 0 | 0 | 0 | 0 | 0.31741 | 0.68523 | 1.0888 | 2.0914 | 0 | 0 | 0 | 0 | 0 | 0 | 0 | 0 | 0 | 0 | 0 | 0 | 0 | 0 | 0 | 0 | 0 | 0 | 0 | 0 | 0.052704 | 0 | 0 | 0 | 0 | 0 | 0 | 0 | 0 | 0 | 1.4612
58401_G_1 | S_C_TVA | Tennessee | 47 | Hamilton | 65 | 58401 | 1 | Volkswagen Solar System | 0 | 2012 | 9999 | Solar PV | [5 empty] | Non-Fossil | G | 2025 | Solar |  | 0 | 0 | 0 | 0 | 0 | 0 | 0 | 0 | 0 | 0 | 0 | 0 | 0 | 0 | 0 | 0 | 2.1428 | 4.3492 | 6.5473 | 13.0393 | 0 | 0 | 0 | 0 | 0 | 0 | 0 | 0 | 0 | 0 | 0 | 0 | 0 | 0 | 0 | 0 | 0 | 0 | 0 | 0 | 0.22109 | 0 | 0 | 0 | 0 | 0 | 0 | 0 | 0 | 0 | 7.9
584_G_2 | WECC_NM | New Mexico | 35 | San Juan | 45 | 584 | 2 | Navajo Dam | 0 | 1989 | 9999 | Hydro | [5 empty] | Non-Fossil | G | 2025 | Hydro |  | 0 | 0 | 0 | 0 | 0 | 0 | 0 | 0 | 0 | 0 | 0 | 0 | 0 | 0 | 0 | 0 | 7.4279 | 10.4132 | 17.7696 | 35.6106 | 0 | 0 | 0 | 0 | 0 | 0 | 0 | 0 | 0 | 0 | 0 | 0 | 0 | 0 | 0 | 0 | 0 | 0 | 0 | 0 | 0.22334 | 0.019758 | 0.027699 | 0.047267 | 0.094724 | 0 | 0 | 0 | 0 | 0 | 15
584_G_1 | WECC_NM | New Mexico | 35 | San Juan | 45 | 584 | 1 | Navajo Dam | 0 | 1989 | 9999 | Hydro | [5 empty] | Non-Fossil | G | 2025 | Hydro |  | 0 | 0 | 0 | 0 | 0 | 0 | 0 | 0 | 0 | 0 | 0 | 0 | 0 | 0 | 0 | 0 | 7.4279 | 10.4132 | 17.7696 | 35.6106 | 0 | 0 | 0 | 0 | 0 | 0 | 0 | 0 | 0 | 0 | 0 | 0 | 0 | 0 | 0 | 0 | 0 | 0 | 0 | 0 | 0.22334 | 0.019758 | 0.027699 | 0.047267 | 0.094724 | 0 | 0 | 0 | 0 | 0 | 15
58399_G_1 | NY_Z_B | New York | 36 | Wyoming | 121 | 58399 | 1 | Synergy Biogas | 11414 | 2011 | 9999 | Non-Fossil Waste | [5 empty] | Non-Fossil | G | 2025 | Non-Fossil |  | 0.019647 | 0.029064 | 0.038853 | 0.087565 | 0 | 0 | 0 | 0 | 0 | 0 | 0 | 0 | 0 | 0 | 0 | 0 | 1.7213 | 2.5464 | 3.404 | 7.6717 | 0 | 0 | 0 | 0 | 0 | 0 | 0 | 0 | 0 | 0 | 0 | 0 | 0 | 0 | 0 | 0 | 0 | 0 | 0 | 0 | 0.28163 | 0.011256 | 0.016651 | 0.022259 | 0.050166 | 0 | 0 | 0 | 0 | 0 | 1.2
58398_G_1 | WECC_IID | California | 6 | Imperial | 25 | 58398 | 1 | Heber Solar | 0 | 2014 | 9999 | Solar PV | [5 empty] | Non-Fossil | G | 2025 | Solar |  | 0 | 0 | 0 | 0 | 0 | 0 | 0 | 0 | 0 | 0 | 0 | 0 | 0 | 0 | 0 | 0 | 4.867 | 8.7213 | 13.1755 | 26.7638 | 0 | 0 | 0 | 0 | 0 | 0 | 0 | 0 | 0 | 0 | 0 | 0 | 0 | 0 | 0 | 0 | 0 | 0 | 0 | 0 | 0.27985 | 0 | 0 | 0 | 0 | 0 | 0 | 0 | 0 | 0 | 10
58397_G_ENG1 | WEC_CALN | California | 6 | Monterey | 53 | 58397 | ENG1 | Ameresco Johnson Canyon | 13500 | 2013 | 9999 | Landfill Gas | [5 empty] | Non-Fossil | G | 2025 | LF Gas |  | 0.031734 | 0.041442 | 0.053343 | 0.12652 | 0 | 0 | 0 | 0 | 0 | 0 | 0 | 0 | 0 | 0 | 0 | 0 | 2.3507 | 3.0698 | 3.9514 | 9.3718 | 1.8288 | 2.3883 | 3.0741 | 7.2912 | 0 | 0 | 0 | 0 | 0.0026242 | 0.0034271 | 0.0044113 | 0.010463 | 0 | 0 | 0 | 0 | 0 | 0 | 0 | 0 | 0.32857 | 0.015371 | 0.020074 | 0.025838 | 0.061283 | 0 | 0 | 0 | 0 | 0 | 1.4
58395_G_AW11 | WECC_SCE | California | 6 | Kern | 29 | 58395 | AW11 | Alta Wind XI | 0 | 2014 | 9999 | Onshore Wind | [5 empty] | Non-Fossil | G | 2025 | Wind |  | 0 | 0 | 0 | 0 | 0 | 0 | 0 | 0 | 0 | 0 | 0 | 0 | 0 | 0 | 0 | 0 | 31.048 | 64.3195 | 108.6737 | 204.0412 | 0 | 0 | 0 | 0 | 0 | 0 | 0 | 0 | 0 | 0 | 0 | 0 | 0 | 0 | 0 | 0 | 0 | 0 | 0 | 0 | 2.5258 | 0 | 0 | 0 | 0 | 0 | 0 | 0 | 0 | 0 | 89.642
58394_G_AW10 | WECC_SCE | California | 6 | Kern | 29 | 58394 | AW10 | Alta Wind X | 0 | 2014 | 9999 | Onshore Wind | [5 empty] | Non-Fossil | G | 2025 | Wind |  | 0 | 0 | 0 | 0 | 0 | 0 | 0 | 0 | 0 | 0 | 0 | 0 | 0 | 0 | 0 | 0 | 47.607 | 98.6232 | 166.633 | 312.8632 | 0 | 0 | 0 | 0 | 0 | 0 | 0 | 0 | 0 | 0 | 0 | 0 | 0 | 0 | 0 | 0 | 0 | 0 | 0 | 0 | 3.8729 | 0 | 0 | 0 | 0 | 0 | 0 | 0 | 0 | 0 | 137.4511
58392_G_GEN1 | WECC_MT | Montana | 30 | Granite | 39 | 58392 | GEN1 | Flint Creek Hydroelectric LLC | 0 | 2013 | 9999 | Hydro | [5 empty] | Non-Fossil | G | 2025 | Hydro |  | 0 | 0 | 0 | 0 | 0 | 0 | 0 | 0 | 0 | 0 | 0 | 0 | 0 | 0 | 0 | 0 | 1.613 | 2.145 | 3.7019 | 7.4599 | 0 | 0 | 0 | 0 | 0 | 0 | 0 | 0 | 0 | 0 | 0 | 0 | 0 | 0 | 0 | 0 | 0 | 0 | 0 | 0 | 0.029779 | 0.0042905 | 0.0057056 | 0.0098472 | 0.019843 | 0 | 0 | 0 | 0 | 0 | 2
58391_G_1 | MIS_INKY | Indiana | 18 | Marion | 97 | 58391 | 1 | IND Solar Farm 1st Phase | 0 | 2013 | 9999 | Solar PV | [5 empty] | Non-Fossil | G | 2025 | Solar |  | 0 | 0 | 0 | 0 | 0 | 0 | 0 | 0 | 0 | 0 | 0 | 0 | 0 | 0 | 0 | 0 | 2.5287 | 5.2635 | 8.0246 | 15.8168 | 0 | 0 | 0 | 0 | 0 | 0 | 0 | 0 | 0 | 0 | 0 | 0 | 0 | 0 | 0 | 0 | 0 | 0 | 0 | 0 | 0.27985 | 0 | 0 | 0 | 0 | 0 | 0 | 0 | 0 | 0 | 10
58390_G_WMOD | S_VACA | North Carolina | 37 | Chatham | 37 | 58390 | WMOD | Jordan Hydroelectric Project | 0 | 2012 | 9999 | Hydro | [5 empty] | Non-Fossil | G | 2025 | Hydro |  | 0 | 0 | 0 | 0 | 0 | 0 | 0 | 0 | 0 | 0 | 0 | 0 | 0 | 0 | 0 | 0 | 1.4579 | 1.4975 | 1.555 | 4.5105 | 0 | 0 | 0 | 0 | 0 | 0 | 0 | 0 | 0 | 0 | 0 | 0 | 0 | 0 | 0 | 0 | 0 | 0 | 0 | 0 | 0.032757 | 0.0038781 | 0.0039834 | 0.0041363 | 0.011998 | 0 | 0 | 0 | 0 | 0 | 2.2
58390_G_EMOD | S_VACA | North Carolina | 37 | Chatham | 37 | 58390 | EMOD | Jordan Hydroelectric Project | 0 | 2012 | 9999 | Hydro | [5 empty] | Non-Fossil | G | 2025 | Hydro |  | 0 | 0 | 0 | 0 | 0 | 0 | 0 | 0 | 0 | 0 | 0 | 0 | 0 | 0 | 0 | 0 | 1.4579 | 1.4975 | 1.555 | 4.5105 | 0 | 0 | 0 | 0 | 0 | 0 | 0 | 0 | 0 | 0 | 0 | 0 | 0 | 0 | 0 | 0 | 0 | 0 | 0 | 0 | 0.032757 | 0.0038781 | 0.0039834 | 0.0041363 | 0.011998 | 0 | 0 | 0 | 0 | 0 | 2.2
58389_G_SS25 | WECC_SCE | California | 6 | Kern | 29 | 58389 | SS25 | Solar Star 2 | 0 | 2014 | 9999 | Solar PV | [5 empty] | Non-Fossil | G | 2025 | Solar |  | 0 | 0 | 0 | 0 | 0 | 0 | 0 | 0 | 0 | 0 | 0 | 0 | 0 | 0 | 0 | 0 | 21.8792 | 40.592 | 62.9157 | 125.3868 | 0 | 0 | 0 | 0 | 0 | 0 | 0 | 0 | 0 | 0 | 0 | 0 | 0 | 0 | 0 | 0 | 0 | 0 | 0 | 0 | 1.8786 | 0 | 0 | 0 | 0 | 0 | 0 | 0 | 0 | 0 | 52
58389_G_SS24 | WECC_SCE | California | 6 | Kern | 29 | 58389 | SS24 | Solar Star 2 | 0 | 2015 | 9999 | Solar PV | [5 empty] | Non-Fossil | G | 2025 | Solar |  | 0 | 0 | 0 | 0 | 0 | 0 | 0 | 0 | 0 | 0 | 0 | 0 | 0 | 0 | 0 | 0 | 18.0924 | 33.5664 | 52.0264 | 103.6852 | 0 | 0 | 0 | 0 | 0 | 0 | 0 | 0 | 0 | 0 | 0 | 0 | 0 | 0 | 0 | 0 | 0 | 0 | 0 | 0 | 1.5535 | 0 | 0 | 0 | 0 | 0 | 0 | 0 | 0 | 0 | 43
58389_G_SS23 | WECC_SCE | California | 6 | Kern | 29 | 58389 | SS23 | Solar Star 2 | 0 | 2014 | 9999 | Solar PV | [5 empty] | Non-Fossil | G | 2025 | Solar |  | 0 | 0 | 0 | 0 | 0 | 0 | 0 | 0 | 0 | 0 | 0 | 0 | 0 | 0 | 0 | 0 | 19.7754 | 36.6889 | 56.8661 | 113.3304 | 0 | 0 | 0 | 0 | 0 | 0 | 0 | 0 | 0 | 0 | 0 | 0 | 0 | 0 | 0 | 0 | 0 | 0 | 0 | 0 | 1.698 | 0 | 0 | 0 | 0 | 0 | 0 | 0 | 0 | 0 | 47
58389_G_SS22 | WECC_SCE | California | 6 | Kern | 29 | 58389 | SS22 | Solar Star 2 | 0 | 2014 | 9999 | Solar PV | [5 empty] | Non-Fossil | G | 2025 | Solar |  | 0 | 0 | 0 | 0 | 0 | 0 | 0 | 0 | 0 | 0 | 0 | 0 | 0 | 0 | 0 | 0 | 23.1414 | 42.9338 | 66.5454 | 132.6207 | 0 | 0 | 0 | 0 | 0 | 0 | 0 | 0 | 0 | 0 | 0 | 0 | 0 | 0 | 0 | 0 | 0 | 0 | 0 | 0 | 1.987 | 0 | 0 | 0 | 0 | 0 | 0 | 0 | 0 | 0 | 55
58389_G_SS21 | WECC_SCE | California | 6 | Kern | 29 | 58389 | SS21 | Solar Star 2 | 0 | 2014 | 9999 | Solar PV | [5 empty] | Non-Fossil | G | 2025 | Solar |  | 0 | 0 | 0 | 0 | 0 | 0 | 0 | 0 | 0 | 0 | 0 | 0 | 0 | 0 | 0 | 0 | 24.8244 | 46.0563 | 71.3851 | 142.2658 | 0 | 0 | 0 | 0 | 0 | 0 | 0 | 0 | 0 | 0 | 0 | 0 | 0 | 0 | 0 | 0 | 0 | 0 | 0 | 0 | 2.1315 | 0 | 0 | 0 | 0 | 0 | 0 | 0 | 0 | 0 | 59
58389_G_AVS2 | WECC_SCE | California | 6 | Kern | 29 | 58389 | AVS2 | Solar Star 2 | 0 | 2014 | 9999 | Solar PV | [5 empty] | Non-Fossil | G | 2025 | Solar |  | 0 | 0 | 0 | 0 | 0 | 0 | 0 | 0 | 0 | 0 | 0 | 0 | 0 | 0 | 0 | 0 | 7.9943 | 14.8317 | 22.9884 | 45.8144 | 0 | 0 | 0 | 0 | 0 | 0 | 0 | 0 | 0 | 0 | 0 | 0 | 0 | 0 | 0 | 0 | 0 | 0 | 0 | 0 | 0.68643 | 0 | 0 | 0 | 0 | 0 | 0 | 0 | 0 | 0 | 19
58388_G_SS16 | WECC_SCE | California | 6 | Kern | 29 | 58388 | SS16 | Solar Star 1 | 0 | 2014 | 9999 | Solar PV | [5 empty] | Non-Fossil | G | 2025 | Solar |  | 0 | 0 | 0 | 0 | 0 | 0 | 0 | 0 | 0 | 0 | 0 | 0 | 0 | 0 | 0 | 0 | 26.4654 | 49.1007 | 76.1038 | 151.6698 | 0 | 0 | 0 | 0 | 0 | 0 | 0 | 0 | 0 | 0 | 0 | 0 | 0 | 0 | 0 | 0 | 0 | 0 | 0 | 0 | 2.2724 | 0 | 0 | 0 | 0 | 0 | 0 | 0 | 0 | 0 | 62.9
58388_G_SS15 | WECC_SCE | California | 6 | Kern | 29 | 58388 | SS15 | Solar Star 1 | 0 | 2014 | 9999 | Solar PV | [5 empty] | Non-Fossil | G | 2025 | Solar |  | 0 | 0 | 0 | 0 | 0 | 0 | 0 | 0 | 0 | 0 | 0 | 0 | 0 | 0 | 0 | 0 | 6.143 | 11.397 | 17.6648 | 35.2048 | 0 | 0 | 0 | 0 | 0 | 0 | 0 | 0 | 0 | 0 | 0 | 0 | 0 | 0 | 0 | 0 | 0 | 0 | 0 | 0 | 0.52746 | 0 | 0 | 0 | 0 | 0 | 0 | 0 | 0 | 0 | 14.6
58388_G_SS14 | WECC_SCE | California | 6 | Kern | 29 | 58388 | SS14 | Solar Star 1 | 0 | 2015 | 9999 | Solar PV | [5 empty] | Non-Fossil | G | 2025 | Solar |  | 0 | 0 | 0 | 0 | 0 | 0 | 0 | 0 | 0 | 0 | 0 | 0 | 0 | 0 | 0 | 0 | 13.5482 | 25.1358 | 38.9593 | 77.6434 | 0 | 0 | 0 | 0 | 0 | 0 | 0 | 0 | 0 | 0 | 0 | 0 | 0 | 0 | 0 | 0 | 0 | 0 | 0 | 0 | 1.1633 | 0 | 0 | 0 | 0 | 0 | 0 | 0 | 0 | 0 | 32.2
58388_G_SS13 | WECC_SCE | California | 6 | Kern | 29 | 58388 | SS13 | Solar Star 1 | 0 | 2014 | 9999 | Solar PV | [5 empty] | Non-Fossil | G | 2025 | Solar |  | 0 | 0 | 0 | 0 | 0 | 0 | 0 | 0 | 0 | 0 | 0 | 0 | 0 | 0 | 0 | 0 | 23.9829 | 44.495 | 68.9653 | 137.4432 | 0 | 0 | 0 | 0 | 0 | 0 | 0 | 0 | 0 | 0 | 0 | 0 | 0 | 0 | 0 | 0 | 0 | 0 | 0 | 0 | 2.0593 | 0 | 0 | 0 | 0 | 0 | 0 | 0 | 0 | 0 | 57
58388_G_SS12 | WECC_SCE | California | 6 | Kern | 29 | 58388 | SS12 | Solar Star 1 | 0 | 2015 | 9999 | Solar PV | [5 empty] | Non-Fossil | G | 2025 | Solar |  | 0 | 0 | 0 | 0 | 0 | 0 | 0 | 0 | 0 | 0 | 0 | 0 | 0 | 0 | 0 | 0 | 22.1316 | 41.0603 | 63.6416 | 126.8336 | 0 | 0 | 0 | 0 | 0 | 0 | 0 | 0 | 0 | 0 | 0 | 0 | 0 | 0 | 0 | 0 | 0 | 0 | 0 | 0 | 1.9003 | 0 | 0 | 0 | 0 | 0 | 0 | 0 | 0 | 0 | 52.6
58388_G_SS11 | WECC_SCE | California | 6 | Kern | 29 | 58388 | SS11 | Solar Star 1 | 0 | 2015 | 9999 | Solar PV | [5 empty] | Non-Fossil | G | 2025 | Solar |  | 0 | 0 | 0 | 0 | 0 | 0 | 0 | 0 | 0 | 0 | 0 | 0 | 0 | 0 | 0 | 0 | 22.1316 | 41.0603 | 63.6416 | 126.8336 | 0 | 0 | 0 | 0 | 0 | 0 | 0 | 0 | 0 | 0 | 0 | 0 | 0 | 0 | 0 | 0 | 0 | 0 | 0 | 0 | 1.9003 | 0 | 0 | 0 | 0 | 0 | 0 | 0 | 0 | 0 | 52.6
58388_G_AVS1 | WECC_SCE | California | 6 | Kern | 29 | 58388 | AVS1 | Solar Star 1 | 0 | 2014 | 9999 | Solar PV | [5 empty] | Non-Fossil | G | 2025 | Solar |  | 0 | 0 | 0 | 0 | 0 | 0 | 0 | 0 | 0 | 0 | 0 | 0 | 0 | 0 | 0 | 0 | 15.9886 | 29.6634 | 45.9768 | 91.6288 | 0 | 0 | 0 | 0 | 0 | 0 | 0 | 0 | 0 | 0 | 0 | 0 | 0 | 0 | 0 | 0 | 0 | 0 | 0 | 0 | 1.3729 | 0 | 0 | 0 | 0 | 0 | 0 | 0 | 0 | 0 | 38
58387_G_1 | NENGREST | Massachusetts | 25 | Worcester | 27 | 58387 | 1 | CES Sterling LLC | 0 | 2013 | 9999 | Solar PV | [5 empty] | Non-Fossil | G | 2025 | Solar |  | 0 | 0 | 0 | 0 | 0 | 0 | 0 | 0 | 0 | 0 | 0 | 0 | 0 | 0 | 0 | 0 | 0.43856 | 0.91185 | 1.3931 | 2.7435 | 0 | 0 | 0 | 0 | 0 | 0 | 0 | 0 | 0 | 0 | 0 | 0 | 0 | 0 | 0 | 0 | 0 | 0 | 0 | 0 | 0.05475 | 0 | 0 | 0 | 0 | 0 | 0 | 0 | 0 | 0 | 1.9564
58386_G_CU | PJM_West | Ohio | 39 | Greene | 57 | 58386 | CU | CU Solar Plant | 0 | 2013 | 9999 | Solar PV | [5 empty] | Non-Fossil | G | 2025 | Solar |  | 0 | 0 | 0 | 0 | 0 | 0 | 0 | 0 | 0 | 0 | 0 | 0 | 0 | 0 | 0 | 0 | 0.37731 | 0.84889 | 1.3916 | 2.6178 | 0 | 0 | 0 | 0 | 0 | 0 | 0 | 0 | 0 | 0 | 0 | 0 | 0 | 0 | 0 | 0 | 0 | 0 | 0 | 0 | 0.050374 | 0 | 0 | 0 | 0 | 0 | 0 | 0 | 0 | 0 | 1.8
58385_G_NSMA | NENGREST | Massachusetts | 25 | Worcester | 27 | 58385 | NSMA | Northbridge Solar | 0 | 2013 | 9999 | Solar PV | [5 empty] | Non-Fossil | G | 2025 | Solar |  | 0 | 0 | 0 | 0 | 0 | 0 | 0 | 0 | 0 | 0 | 0 | 0 | 0 | 0 | 0 | 0 | 0.41663 | 0.86626 | 1.3234 | 2.6063 | 0 | 0 | 0 | 0 | 0 | 0 | 0 | 0 | 0 | 0 | 0 | 0 | 0 | 0 | 0 | 0 | 0 | 0 | 0 | 0 | 0.052012 | 0 | 0 | 0 | 0 | 0 | 0 | 0 | 0 | 0 | 1.8585
58384_G_GEN1 | WECC_ID | Idaho | 16 | Canyon | 27 | 58384 | GEN1 | Fargo Drop | 0 | 2013 | 9999 | Hydro | [5 empty] | Non-Fossil | G | 2025 | Hydro |  | 0 | 0 | 0 | 0 | 0 | 0 | 0 | 0 | 0 | 0 | 0 | 0 | 0 | 0 | 0 | 0 | 0.74721 | 1.0353 | 1.8668 | 3.6492 | 0 | 0 | 0 | 0 | 0 | 0 | 0 | 0 | 0 | 0 | 0 | 0 | 0 | 0 | 0 | 0 | 0 | 0 | 0 | 0 | 0.016378 | 0.0019876 | 0.0027538 | 0.0049656 | 0.009707 | 0 | 0 | 0 | 0 | 0 | 1.1
58383_G_PV1 | WECC_AZ | Arizona | 4 | Yuma | 27 | 58383 | PV1 | Hyder II | 0 | 2013 | 9999 | Solar PV | [5 empty] | Non-Fossil | G | 2025 | Solar |  | 0 | 0 | 0 | 0 | 0 | 0 | 0 | 0 | 0 | 0 | 0 | 0 | 0 | 0 | 0 | 0 | 6.3016 | 11.3696 | 16.4664 | 34.1376 | 0 | 0 | 0 | 0 | 0 | 0 | 0 | 0 | 0 | 0 | 0 | 0 | 0 | 0 | 0 | 0 | 0 | 0 | 0 | 0 | 0.63047 | 0 | 0 | 0 | 0 | 0 | 0 | 0 | 0 | 0 | 13.967
58382_G_GEN3 | WECC_PNW | Oregon | 41 | Morrow | 49 | 58382 | GEN3 | Threemile Digester | 11021 | 2012 | 9999 | Non-Fossil Waste | [5 empty] | Non-Fossil | G | 2025 | Non-Fossil |  | 0.024591 | 0.035469 | 0.044064 | 0.10412 | 0 | 0 | 0 | 0 | 0 | 0 | 0 | 0 | 0 | 0 | 0 | 0 | 2.2313 | 3.2183 | 3.9982 | 9.4477 | 0 | 0 | 0 | 0 | 0 | 0 | 0 | 0 | 0 | 0 | 0 | 0 | 0 | 0 | 0 | 0 | 0 | 0 | 0 | 0 | 0.37551 | 0.01459 | 0.021045 | 0.026144 | 0.06178 | 0 | 0 | 0 | 0 | 0 | 1.6
58382_G_GEN2 | WECC_PNW | Oregon | 41 | Morrow | 49 | 58382 | GEN2 | Threemile Digester | 11021 | 2012 | 9999 | Non-Fossil Waste | [5 empty] | Non-Fossil | G | 2025 | Non-Fossil |  | 0.024591 | 0.035469 | 0.044064 | 0.10412 | 0 | 0 | 0 | 0 | 0 | 0 | 0 | 0 | 0 | 0 | 0 | 0 | 2.2313 | 3.2183 | 3.9982 | 9.4477 | 0 | 0 | 0 | 0 | 0 | 0 | 0 | 0 | 0 | 0 | 0 | 0 | 0 | 0 | 0 | 0 | 0 | 0 | 0 | 0 | 0.37551 | 0.01459 | 0.021045 | 0.026144 | 0.06178 | 0 | 0 | 0 | 0 | 0 | 1.6
58382_G_GEN1 | WECC_PNW | Oregon | 41 | Morrow | 49 | 58382 | GEN1 | Threemile Digester | 11021 | 2012 | 9999 | Non-Fossil Waste | [5 empty] | Non-Fossil | G | 2025 | Non-Fossil |  | 0.024591 | 0.035469 | 0.044064 | 0.10412 | 0 | 0 | 0 | 0 | 0 | 0 | 0 | 0 | 0 | 0 | 0 | 0 | 2.2313 | 3.2183 | 3.9982 | 9.4477 | 0 | 0 | 0 | 0 | 0 | 0 | 0 | 0 | 0 | 0 | 0 | 0 | 0 | 0 | 0 | 0 | 0 | 0 | 0 | 0 | 0.37551 | 0.01459 | 0.021045 | 0.026144 | 0.06178 | 0 | 0 | 0 | 0 | 0 | 1.6
58381_G_1 | PJM_ATSI | Ohio | 39 | Williams | 171 | 58381 | 1 | Bryan Solar Field | 0 | 2012 | 9999 | Solar PV | [5 empty] | Non-Fossil | G | 2025 | Solar |  | 0 | 0 | 0 | 0 | 0 | 0 | 0 | 0 | 0 | 0 | 0 | 0 | 0 | 0 | 0 | 0 | 0.41201 | 0.88658 | 1.3744 | 2.673 | 0 | 0 | 0 | 0 | 0 | 0 | 0 | 0 | 0 | 0 | 0 | 0 | 0 | 0 | 0 | 0 | 0 | 0 | 0 | 0 | 0.047575 | 0 | 0 | 0 | 0 | 0 | 0 | 0 | 0 | 0 | 1.7
58379_G_W3998 | WEC_CALN | California | 6 | San Luis Obispo | 79 | 58379 | W3998 | Cold Canyon 1 | 13500 | 2013 | 9999 | Landfill Gas | [5 empty] | Non-Fossil | G | 2025 | LF Gas |  | 0.034001 | 0.044402 | 0.057154 | 0.13556 | 0 | 0 | 0 | 0 | 0 | 0 | 0 | 0 | 0 | 0 | 0 | 0 | 2.5186 | 3.2891 | 4.2336 | 10.0412 | 1.9594 | 2.5589 | 3.2937 | 7.812 | 0 | 0 | 0 | 0 | 0.00034477 | 0.00045024 | 0.00057954 | 0.0013745 | 0 | 0 | 0 | 0 | 0 | 0 | 0 | 0 | 0.35204 | 0.016469 | 0.021508 | 0.027684 | 0.065661 | 0 | 0 | 0 | 0 | 0 | 1.5
58378_G_GT2 | ERC_REST | Texas | 48 | Fort Bend | 157 | 58378 | GT2 | W.A. Parish Carbon Capture Plant | 12322 | 2013 | 9999 | Combustion Turbine |  |  |  | DLNB |  | Fossil | G | 2025 | NaturalGas |  | 0 | 0 | 0 | 0 | 0 | 0 | 0 | 0 | 0 | 0 | 0 | 0 | 0 | 0 | 0 | 0 | 0 | 0 | 0 | 0 | 0 | 0 | 0 | 0 | 0 | 0 | 0 | 0 | 0 | 0 | 0 | 0 | 0 | 0 | 0 | 0 | 0 | 0 | 0 | 0 | 1.3838 | 0 | 0 | 0 | 0 | 0 | 0 | 0 | 0 | 0 | 74
58377_G_REC3 | PJM_COMD | Illinois | 17 | Ogle | 141 | 58377 | REC3 | Rochelle Energy Center | 13500 | 2011 | 9999 | Landfill Gas | [5 empty] | Non-Fossil | G | 2025 | LF Gas |  | 0.031249 | 0.043031 | 0.056994 | 0.13127 | 0 | 0 | 0 | 0 | 0 | 0 | 0 | 0 | 0 | 0 | 0 | 0 | 2.3147 | 3.1875 | 4.2218 | 9.724 | 1.8008 | 2.4798 | 3.2845 | 7.5652 | 0 | 0 | 0 | 0 | 0.0037627 | 0.0051813 | 0.0068626 | 0.015807 | 0 | 0 | 0 | 0 | 0 | 0 | 0 | 0 | 0.37551 | 0.015136 | 0.020843 | 0.027607 | 0.063586 | 0 | 0 | 0 | 0 | 0 | 1.6
58377_G_REC2 | PJM_COMD | Illinois | 17 | Ogle | 141 | 58377 | REC2 | Rochelle Energy Center | 13500 | 2011 | 9999 | Landfill Gas | [5 empty] | Non-Fossil | G | 2025 | LF Gas |  | 0.031249 | 0.043031 | 0.056994 | 0.13127 | 0 | 0 | 0 | 0 | 0 | 0 | 0 | 0 | 0 | 0 | 0 | 0 | 2.3147 | 3.1875 | 4.2218 | 9.724 | 1.8008 | 2.4798 | 3.2845 | 7.5652 | 0 | 0 | 0 | 0 | 0.0037627 | 0.0051813 | 0.0068626 | 0.015807 | 0 | 0 | 0 | 0 | 0 | 0 | 0 | 0 | 0.37551 | 0.015136 | 0.020843 | 0.027607 | 0.063586 | 0 | 0 | 0 | 0 | 0 | 1.6
58377_G_REC1 | PJM_COMD | Illinois | 17 | Ogle | 141 | 58377 | REC1 | Rochelle Energy Center | 13500 | 2011 | 9999 | Landfill Gas | [5 empty] | Non-Fossil | G | 2025 | LF Gas |  | 0.031249 | 0.043031 | 0.056994 | 0.13127 | 0 | 0 | 0 | 0 | 0 | 0 | 0 | 0 | 0 | 0 | 0 | 0 | 2.3147 | 3.1875 | 4.2218 | 9.724 | 1.8008 | 2.4798 | 3.2845 | 7.5652 | 0 | 0 | 0 | 0 | 0.0037627 | 0.0051813 | 0.0068626 | 0.015807 | 0 | 0 | 0 | 0 | 0 | 0 | 0 | 0 | 0.37551 | 0.015136 | 0.020843 | 0.027607 | 0.063586 | 0 | 0 | 0 | 0 | 0 | 1.6
58376_G_1 | WEC_CALN | California | 6 | Contra Costa | 13 | 58376 | 1 | Oakley Solar Project | 0 | 2013 | 9999 | Solar PV | [5 empty] | Non-Fossil | G | 2025 | Solar |  | 0 | 0 | 0 | 0 | 0 | 0 | 0 | 0 | 0 | 0 | 0 | 0 | 0 | 0 | 0 | 0 | 0.56278 | 1.1203 | 1.8368 | 3.5199 | 0 | 0 | 0 | 0 | 0 | 0 | 0 | 0 | 0 | 0 | 0 | 0 | 0 | 0 | 0 | 0 | 0 | 0 | 0 | 0 | 0.047987 | 0 | 0 | 0 | 0 | 0 | 0 | 0 | 0 | 0 | 1.4986
58374_G_CSCA | WEC_CALN | California | 6 | Kings | 31 | 58374 | CSCA | Corcoran Solar | 0 | 2013 | 9999 | Solar PV | [5 empty] | Non-Fossil | G | 2025 | Solar |  | 0 | 0 | 0 | 0 | 0 | 0 | 0 | 0 | 0 | 0 | 0 | 0 | 0 | 0 | 0 | 0 | 7.5037 | 14.9373 | 24.4904 | 46.9314 | 0 | 0 | 0 | 0 | 0 | 0 | 0 | 0 | 0 | 0 | 0 | 0 | 0 | 0 | 0 | 0 | 0 | 0 | 0 | 0 | 0.63983 | 0 | 0 | 0 | 0 | 0 | 0 | 0 | 0 | 0 | 19.9809
58373_G_WRCA | WECC_SCE | California | 6 | Tulare | 107 | 58373 | WRCA | White River Solar | 0 | 2013 | 9999 | Solar PV | [5 empty] | Non-Fossil | G | 2025 | Solar |  | 0 | 0 | 0 | 0 | 0 | 0 | 0 | 0 | 0 | 0 | 0 | 0 | 0 | 0 | 0 | 0 | 8.4151 | 15.6123 | 24.1983 | 48.2257 | 0 | 0 | 0 | 0 | 0 | 0 | 0 | 0 | 0 | 0 | 0 | 0 | 0 | 0 | 0 | 0 | 0 | 0 | 0 | 0 | 0.72255 | 0 | 0 | 0 | 0 | 0 | 0 | 0 | 0 | 0 | 20
58372_G_GEN1 | ERC_WEST | Texas | 48 | Wilbarger | 487 | 58372 | GEN1 | Blue Summit Wind LLC | 0 | 2012 | 9999 | Onshore Wind | [5 empty] | Non-Fossil | G | 2025 | Wind |  | 0 | 0 | 0 | 0 | 0 | 0 | 0 | 0 | 0 | 0 | 0 | 0 | 0 | 0 | 0 | 0 | 94.9923 | 139.6892 | 141.7994 | 376.4808 | 0 | 0 | 0 | 0 | 0 | 0 | 0 | 0 | 0 | 0 | 0 | 0 | 0 | 0 | 0 | 0 | 0 | 0 | 0 | 0 | 3.8151 | 0 | 0 | 0 | 0 | 0 | 0 | 0 | 0 | 0 | 135.4
58371_G_GEN1 | WEC_CALN | California | 6 | Butte | 7 | 58371 | GEN1 | Gridley Main Two | 0 | 2013 | 9999 | Solar PV | [5 empty] | Non-Fossil | G | 2025 | Solar |  | 0 | 0 | 0 | 0 | 0 | 0 | 0 | 0 | 0 | 0 | 0 | 0 | 0 | 0 | 0 | 0 | 0.93797 | 1.8672 | 3.0613 | 5.8664 | 0 | 0 | 0 | 0 | 0 | 0 | 0 | 0 | 0 | 0 | 0 | 0 | 0 | 0 | 0 | 0 | 0 | 0 | 0 | 0 | 0.079978 | 0 | 0 | 0 | 0 | 0 | 0 | 0 | 0 | 0 | 2.4976
58370_G_GEN1 | WEC_CALN | California | 6 | Butte | 7 | 58370 | GEN1 | Gridley Main | 0 | 2013 | 9999 | Solar PV | [5 empty] | Non-Fossil | G | 2025 | Solar |  | 0 | 0 | 0 | 0 | 0 | 0 | 0 | 0 | 0 | 0 | 0 | 0 | 0 | 0 | 0 | 0 | 0.37519 | 0.74686 | 1.2245 | 2.3466 | 0 | 0 | 0 | 0 | 0 | 0 | 0 | 0 | 0 | 0 | 0 | 0 | 0 | 0 | 0 | 0 | 0 | 0 | 0 | 0 | 0.031991 | 0 | 0 | 0 | 0 | 0 | 0 | 0 | 0 | 0 | 0.99904
58366_G_1 | WECC_SCE | California | 6 | Tulare | 107 | 58366 | 1 | Atwell Island | 0 | 2013 | 9999 | Solar PV | [5 empty] | Non-Fossil | G | 2025 | Solar |  | 0 | 0 | 0 | 0 | 0 | 0 | 0 | 0 | 0 | 0 | 0 | 0 | 0 | 0 | 0 | 0 | 8.4992 | 15.7684 | 24.4403 | 48.7079 | 0 | 0 | 0 | 0 | 0 | 0 | 0 | 0 | 0 | 0 | 0 | 0 | 0 | 0 | 0 | 0 | 0 | 0 | 0 | 0 | 0.72978 | 0 | 0 | 0 | 0 | 0 | 0 | 0 | 0 | 0 | 20.2
58365_G_UNIT7 | NENG_CT | Connecticut | 9 | Middlesex | 7 | 58365 | UNIT7 | CJTS Energy Center | 8429 | 2013 | 9999 | Fuel Cell | [5 empty] | Non-Fossil | G | 2025 | NaturalGas |  | 0 | 0 | 0 | 0 | 0 | 0 | 0 | 0 | 0 | 0 | 0 | 0 | 0 | 0 | 0 | 0 | 0 | 0 | 0 | 0 | 0 | 0 | 0 | 0 | 0 | 0 | 0 | 0 | 0 | 0 | 0 | 0 | 0 | 0 | 0 | 0 | 0 | 0 | 0 | 0 | 0 | 0 | 0 | 0 | 0 | 0 | 0 | 0 | 0 | 0 | 0.4
58363_G_WND1 | SPP_SPS | Texas | 48 | Carson | 65 | 58363 | WND1 | Majestic II Wind | 0 | 2012 | 9999 | Onshore Wind | [5 empty] | Non-Fossil | G | 2025 | Wind |  | 0 | 0 | 0 | 0 | 0 | 0 | 0 | 0 | 0 | 0 | 0 | 0 | 0 | 0 | 0 | 0 | 64.7556 | 96.6761 | 108.2594 | 269.691 | 0 | 0 | 0 | 0 | 0 | 0 | 0 | 0 | 0 | 0 | 0 | 0 | 0 | 0 | 0 | 0 | 0 | 0 | 0 | 0 | 3.0272 | 0 | 0 | 0 | 0 | 0 | 0 | 0 | 0 | 0 | 76.9399
58362_G_QPMA | NENGREST | Massachusetts | 25 | Plymouth | 23 | 58362 | QPMA | Quittacas Pond Solar | 0 | 2013 | 9999 | Solar PV | [5 empty] | Non-Fossil | G | 2025 | Solar |  | 0 | 0 | 0 | 0 | 0 | 0 | 0 | 0 | 0 | 0 | 0 | 0 | 0 | 0 | 0 | 0 | 0.76748 | 1.5957 | 2.4379 | 4.8011 | 0 | 0 | 0 | 0 | 0 | 0 | 0 | 0 | 0 | 0 | 0 | 0 | 0 | 0 | 0 | 0 | 0 | 0 | 0 | 0 | 0.095812 | 0 | 0 | 0 | 0 | 0 | 0 | 0 | 0 | 0 | 3.4236
58361_G_WS | PJM_EMAC | New Jersey | 34 | Middlesex | 23 | 58361 | WS | Williams-Sonoma Solar Facility | 0 | 2011 | 9999 | Solar PV | [5 empty] | Non-Fossil | G | 2025 | Solar |  | 0 | 0 | 0 | 0 | 0 | 0 | 0 | 0 | 0 | 0 | 0 | 0 | 0 | 0 | 0 | 0 | 0.63482 | 1.3705 | 2.1776 | 4.1828 | 0 | 0 | 0 | 0 | 0 | 0 | 0 | 0 | 0 | 0 | 0 | 0 | 0 | 0 | 0 | 0 | 0 | 0 | 0 | 0 | 0.10541 | 0 | 0 | 0 | 0 | 0 | 0 | 0 | 0 | 0 | 2.9223
58360_G_ACF | PJM_EMAC | New Jersey | 34 | Cumberland | 11 | 58360 | ACF | Atlantic Coast Freezers Solar Facility | 0 | 2012 | 9999 | Solar PV | [5 empty] | Non-Fossil | G | 2025 | Solar |  | 0 | 0 | 0 | 0 | 0 | 0 | 0 | 0 | 0 | 0 | 0 | 0 | 0 | 0 | 0 | 0 | 0.46553 | 1.005 | 1.5969 | 3.0674 | 0 | 0 | 0 | 0 | 0 | 0 | 0 | 0 | 0 | 0 | 0 | 0 | 0 | 0 | 0 | 0 | 0 | 0 | 0 | 0 | 0.0773 | 0 | 0 | 0 | 0 | 0 | 0 | 0 | 0 | 0 | 2.143
58359_G_GG | PJM_EMAC | New Jersey | 34 | Cumberland | 11 | 58359 | GG | Gerresheimer Glass Solar Facility | 0 | 2012 | 9999 | Solar PV | [5 empty] | Non-Fossil | G | 2025 | Solar |  | 0 | 0 | 0 | 0 | 0 | 0 | 0 | 0 | 0 | 0 | 0 | 0 | 0 | 0 | 0 | 0 | 0.48669 | 1.0507 | 1.6695 | 3.2068 | 0 | 0 | 0 | 0 | 0 | 0 | 0 | 0 | 0 | 0 | 0 | 0 | 0 | 0 | 0 | 0 | 0 | 0 | 0 | 0 | 0.080813 | 0 | 0 | 0 | 0 | 0 | 0 | 0 | 0 | 0 | 2.2404
58358_G_NJMG | PJM_EMAC | New Jersey | 34 | Morris | 27 | 58358 | NJMG | North Jersey Media Group Solar Facility | 0 | 2013 | 9999 | Solar PV | [5 empty] | Non-Fossil | G | 2025 | Solar |  | 0 | 0 | 0 | 0 | 0 | 0 | 0 | 0 | 0 | 0 | 0 | 0 | 0 | 0 | 0 | 0 | 0.86759 | 1.8729 | 2.976 | 5.7165 | 0 | 0 | 0 | 0 | 0 | 0 | 0 | 0 | 0 | 0 | 0 | 0 | 0 | 0 | 0 | 0 | 0 | 0 | 0 | 0 | 0.14406 | 0 | 0 | 0 | 0 | 0 | 0 | 0 | 0 | 0 | 3.9938
58357_G_WR | PJM_EMAC | New Jersey | 34 | Middlesex | 23 | 58357 | WR | White Rose Foods Solar Facility | 0 | 2011 | 9999 | Solar PV | [5 empty] | Non-Fossil | G | 2025 | Solar |  | 0 | 0 | 0 | 0 | 0 | 0 | 0 | 0 | 0 | 0 | 0 | 0 | 0 | 0 | 0 | 0 | 0.88875 | 1.9186 | 3.0486 | 5.856 | 0 | 0 | 0 | 0 | 0 | 0 | 0 | 0 | 0 | 0 | 0 | 0 | 0 | 0 | 0 | 0 | 0 | 0 | 0 | 0 | 0.14757 | 0 | 0 | 0 | 0 | 0 | 0 | 0 | 0 | 0 | 4.0912
58356_G_TLS | PJM_EMAC | New Jersey | 34 | Mercer | 21 | 58356 | TLS | The Lawrenceville School Solar Facility | 0 | 2012 | 9999 | Solar PV | [5 empty] | Non-Fossil | G | 2025 | Solar |  | 0 | 0 | 0 | 0 | 0 | 0 | 0 | 0 | 0 | 0 | 0 | 0 | 0 | 0 | 0 | 0 | 1.1004 | 2.3754 | 3.7745 | 7.2503 | 0 | 0 | 0 | 0 | 0 | 0 | 0 | 0 | 0 | 0 | 0 | 0 | 0 | 0 | 0 | 0 | 0 | 0 | 0 | 0 | 0.18271 | 0 | 0 | 0 | 0 | 0 | 0 | 0 | 0 | 0 | 5.0653
58355_G_1 | WEC_LADW | California | 6 | Los Angeles | 37 | 58355 | 1 | Radiance Solar 5 | 0 | 2013 | 9999 | Solar PV | [5 empty] | Non-Fossil | G | 2025 | Solar |  | 0 | 0 | 0 | 0 | 0 | 0 | 0 | 0 | 0 | 0 | 0 | 0 | 0 | 0 | 0 | 0 | 0.60517 | 1.1771 | 1.7603 | 3.5426 | 0 | 0 | 0 | 0 | 0 | 0 | 0 | 0 | 0 | 0 | 0 | 0 | 0 | 0 | 0 | 0 | 0 | 0 | 0 | 0 | 0.060026 | 0 | 0 | 0 | 0 | 0 | 0 | 0 | 0 | 0 | 1.4766
58354_G_1 | WEC_LADW | California | 6 | Los Angeles | 37 | 58354 | 1 | Radiance Solar 4 | 0 | 2013 | 9999 | Solar PV | [5 empty] | Non-Fossil | G | 2025 | Solar |  | 0 | 0 | 0 | 0 | 0 | 0 | 0 | 0 | 0 | 0 | 0 | 0 | 0 | 0 | 0 | 0 | 0.60517 | 1.1771 | 1.7603 | 3.5426 | 0 | 0 | 0 | 0 | 0 | 0 | 0 | 0 | 0 | 0 | 0 | 0 | 0 | 0 | 0 | 0 | 0 | 0 | 0 | 0 | 0.060026 | 0 | 0 | 0 | 0 | 0 | 0 | 0 | 0 | 0 | 1.4766
58352_B_B-11 | WECC_PNW | Washington | 53 | Clallam | 9 | 58352 | B-11 | NPI USA Cogeneration Plant | 11609 | 2013 | 9999 | Biomass |  |  | ESPC + SNCR | AA + NH3 |  | Non-Fossil | B | 2025 |  | Biomass Retirement | 0 | 0 | 0 | 0 | 0 | 0 | 0 | 0 | 0 | 0 | 0 | 0 | 0 | 0 | 0 | 0 | 0 | 0 | 0 | 0 | 0 | 0 | 0 | 0 | 0 | 0 | 0 | 0 | 0 | 0 | 0 | 0 | 0 | 0 | 0 | 0 | 0 | 0 | 0 | 0 | 0 | 0 | 0 | 0 | 0 | 0 | 0 | 0 | 0 | 0 | 20 | SNCR
58351_G_GE16 | MIS_LMI | Michigan | 26 | Tuscola | 157 | 58351 | GE16 | Tuscola Bay Wind | 0 | 2012 | 9999 | Onshore Wind | [5 empty] | Non-Fossil | G | 2025 | Wind |  | 0 | 0 | 0 | 0 | 0 | 0 | 0 | 0 | 0 | 0 | 0 | 0 | 0 | 0 | 0 | 0 | 118.9854 | 149.4248 | 112.4984 | 380.9086 | 0 | 0 | 0 | 0 | 0 | 0 | 0 | 0 | 0 | 0 | 0 | 0 | 0 | 0 | 0 | 0 | 0 | 0 | 0 | 0 | 4.7456 | 0 | 0 | 0 | 0 | 0 | 0 | 0 | 0 | 0 | 120
58350_G_1 | S_VACA | North Carolina | 37 | Robeson | 155 | 58350 | 1 | McCallum Farm | 0 | 2013 | 9999 | Solar PV | [5 empty] | Non-Fossil | G | 2025 | Solar |  | 0 | 0 | 0 | 0 | 0 | 0 | 0 | 0 | 0 | 0 | 0 | 0 | 0 | 0 | 0 | 0 | 1.5159 | 2.6889 | 4.4842 | 8.689 | 0 | 0 | 0 | 0 | 0 | 0 | 0 | 0 | 0 | 0 | 0 | 0 | 0 | 0 | 0 | 0 | 0 | 0 | 0 | 0 | 0.13984 | 0 | 0 | 0 | 0 | 0 | 0 | 0 | 0 | 0 | 4.997
58349_G_1 | S_VACA | North Carolina | 37 | Warren | 185 | 58349 | 1 | Bolton Farm | 0 | 2013 | 9999 | Solar PV | [5 empty] | Non-Fossil | G | 2025 | Solar |  | 0 | 0 | 0 | 0 | 0 | 0 | 0 | 0 | 0 | 0 | 0 | 0 | 0 | 0 | 0 | 0 | 1.5159 | 2.6889 | 4.4842 | 8.689 | 0 | 0 | 0 | 0 | 0 | 0 | 0 | 0 | 0 | 0 | 0 | 0 | 0 | 0 | 0 | 0 | 0 | 0 | 0 | 0 | 0.13984 | 0 | 0 | 0 | 0 | 0 | 0 | 0 | 0 | 0 | 4.997
58348_G_1 | S_VACA | North Carolina | 37 | Catawba | 35 | 58348 | 1 | Two Lines Farm | 0 | 2013 | 9999 | Solar PV | [5 empty] | Non-Fossil | G | 2025 | Solar |  | 0 | 0 | 0 | 0 | 0 | 0 | 0 | 0 | 0 | 0 | 0 | 0 | 0 | 0 | 0 | 0 | 1.5159 | 2.6889 | 4.4842 | 8.689 | 0 | 0 | 0 | 0 | 0 | 0 | 0 | 0 | 0 | 0 | 0 | 0 | 0 | 0 | 0 | 0 | 0 | 0 | 0 | 0 | 0.13984 | 0 | 0 | 0 | 0 | 0 | 0 | 0 | 0 | 0 | 4.997
58347_G_1 | S_VACA | North Carolina | 37 | Richmond | 153 | 58347 | 1 | Rock Farm | 0 | 2013 | 9999 | Solar PV | [5 empty] | Non-Fossil | G | 2025 | Solar |  | 0 | 0 | 0 | 0 | 0 | 0 | 0 | 0 | 0 | 0 | 0 | 0 | 0 | 0 | 0 | 0 | 1.5159 | 2.6889 | 4.4842 | 8.689 | 0 | 0 | 0 | 0 | 0 | 0 | 0 | 0 | 0 | 0 | 0 | 0 | 0 | 0 | 0 | 0 | 0 | 0 | 0 | 0 | 0.13984 | 0 | 0 | 0 | 0 | 0 | 0 | 0 | 0 | 0 | 4.997
58346_G_1 | S_VACA | North Carolina | 37 | Rockingham | 157 | 58346 | 1 | Dibrell Farm | 0 | 2013 | 9999 | Solar PV | [5 empty] | Non-Fossil | G | 2025 | Solar |  | 0 | 0 | 0 | 0 | 0 | 0 | 0 | 0 | 0 | 0 | 0 | 0 | 0 | 0 | 0 | 0 | 1.5159 | 2.6889 | 4.4842 | 8.689 | 0 | 0 | 0 | 0 | 0 | 0 | 0 | 0 | 0 | 0 | 0 | 0 | 0 | 0 | 0 | 0 | 0 | 0 | 0 | 0 | 0.13984 | 0 | 0 | 0 | 0 | 0 | 0 | 0 | 0 | 0 | 4.997
58345_G_1 | S_VACA | North Carolina | 37 | Wayne | 191 | 58345 | 1 | Mt Olive Farm 2 | 0 | 2013 | 9999 | Solar PV | [5 empty] | Non-Fossil | G | 2025 | Solar |  | 0 | 0 | 0 | 0 | 0 | 0 | 0 | 0 | 0 | 0 | 0 | 0 | 0 | 0 | 0 | 0 | 1.5159 | 2.6889 | 4.4842 | 8.689 | 0 | 0 | 0 | 0 | 0 | 0 | 0 | 0 | 0 | 0 | 0 | 0 | 0 | 0 | 0 | 0 | 0 | 0 | 0 | 0 | 0.13984 | 0 | 0 | 0 | 0 | 0 | 0 | 0 | 0 | 0 | 4.997
58344_G_1 | S_VACA | North Carolina | 37 | Wayne | 191 | 58344 | 1 | AM Best Farm | 0 | 2013 | 9999 | Solar PV | [5 empty] | Non-Fossil | G | 2025 | Solar |  | 0 | 0 | 0 | 0 | 0 | 0 | 0 | 0 | 0 | 0 | 0 | 0 | 0 | 0 | 0 | 0 | 1.5159 | 2.6889 | 4.4842 | 8.689 | 0 | 0 | 0 | 0 | 0 | 0 | 0 | 0 | 0 | 0 | 0 | 0 | 0 | 0 | 0 | 0 | 0 | 0 | 0 | 0 | 0.13984 | 0 | 0 | 0 | 0 | 0 | 0 | 0 | 0 | 0 | 4.997
58343_G_1 | S_VACA | North Carolina | 37 | Caswell | 33 | 58343 | 1 | Yanceyville Farm | 0 | 2013 | 9999 | Solar PV | [5 empty] | Non-Fossil | G | 2025 | Solar |  | 0 | 0 | 0 | 0 | 0 | 0 | 0 | 0 | 0 | 0 | 0 | 0 | 0 | 0 | 0 | 0 | 1.5159 | 2.6889 | 4.4842 | 8.689 | 0 | 0 | 0 | 0 | 0 | 0 | 0 | 0 | 0 | 0 | 0 | 0 | 0 | 0 | 0 | 0 | 0 | 0 | 0 | 0 | 0.13984 | 0 | 0 | 0 | 0 | 0 | 0 | 0 | 0 | 0 | 4.997
58342_G_1 | S_VACA | North Carolina | 37 | Wilson | 195 | 58342 | 1 | Wilson Farm 1 | 0 | 2013 | 9999 | Solar PV | [5 empty] | Non-Fossil | G | 2025 | Solar |  | 0 | 0 | 0 | 0 | 0 | 0 | 0 | 0 | 0 | 0 | 0 | 0 | 0 | 0 | 0 | 0 | 1.5159 | 2.6889 | 4.4842 | 8.689 | 0 | 0 | 0 | 0 | 0 | 0 | 0 | 0 | 0 | 0 | 0 | 0 | 0 | 0 | 0 | 0 | 0 | 0 | 0 | 0 | 0.13984 | 0 | 0 | 0 | 0 | 0 | 0 | 0 | 0 | 0 | 4.997
58341_G_1 | S_VACA | North Carolina | 37 | Orange | 135 | 58341 | 1 | White Cross Farm | 0 | 2013 | 9999 | Solar PV | [5 empty] | Non-Fossil | G | 2025 | Solar |  | 0 | 0 | 0 | 0 | 0 | 0 | 0 | 0 | 0 | 0 | 0 | 0 | 0 | 0 | 0 | 0 | 1.5159 | 2.6889 | 4.4842 | 8.689 | 0 | 0 | 0 | 0 | 0 | 0 | 0 | 0 | 0 | 0 | 0 | 0 | 0 | 0 | 0 | 0 | 0 | 0 | 0 | 0 | 0.13984 | 0 | 0 | 0 | 0 | 0 | 0 | 0 | 0 | 0 | 4.997
58340_G_1 | S_VACA | North Carolina | 37 | Person | 145 | 58340 | 1 | Roxboro Farm | 0 | 2014 | 9999 | Solar PV | [5 empty] | Non-Fossil | G | 2025 | Solar |  | 0 | 0 | 0 | 0 | 0 | 0 | 0 | 0 | 0 | 0 | 0 | 0 | 0 | 0 | 0 | 0 | 1.5159 | 2.6889 | 4.4842 | 8.689 | 0 | 0 | 0 | 0 | 0 | 0 | 0 | 0 | 0 | 0 | 0 | 0 | 0 | 0 | 0 | 0 | 0 | 0 | 0 | 0 | 0.13984 | 0 | 0 | 0 | 0 | 0 | 0 | 0 | 0 | 0 | 4.997
58339_G_1 | S_VACA | North Carolina | 37 | Craven | 49 | 58339 | 1 | New Bern Farm | 0 | 2014 | 9999 | Solar PV | [5 empty] | Non-Fossil | G | 2025 | Solar |  | 0 | 0 | 0 | 0 | 0 | 0 | 0 | 0 | 0 | 0 | 0 | 0 | 0 | 0 | 0 | 0 | 1.5159 | 2.6889 | 4.4842 | 8.689 | 0 | 0 | 0 | 0 | 0 | 0 | 0 | 0 | 0 | 0 | 0 | 0 | 0 | 0 | 0 | 0 | 0 | 0 | 0 | 0 | 0.13984 | 0 | 0 | 0 | 0 | 0 | 0 | 0 | 0 | 0 | 4.997
58338_G_1 | S_VACA | North Carolina | 37 | Wayne | 191 | 58338 | 1 | Moorings Farm | 0 | 2013 | 9999 | Solar PV | [5 empty] | Non-Fossil | G | 2025 | Solar |  | 0 | 0 | 0 | 0 | 0 | 0 | 0 | 0 | 0 | 0 | 0 | 0 | 0 | 0 | 0 | 0 | 1.5159 | 2.6889 | 4.4842 | 8.689 | 0 | 0 | 0 | 0 | 0 | 0 | 0 | 0 | 0 | 0 | 0 | 0 | 0 | 0 | 0 | 0 | 0 | 0 | 0 | 0 | 0.13984 | 0 | 0 | 0 | 0 | 0 | 0 | 0 | 0 | 0 | 4.997
58337_G_1 | S_VACA | North Carolina | 37 | Rockingham | 157 | 58337 | 1 | Moore Solar Farm | 0 | 2013 | 9999 | Solar PV | [5 empty] | Non-Fossil | G | 2025 | Solar |  | 0 | 0 | 0 | 0 | 0 | 0 | 0 | 0 | 0 | 0 | 0 | 0 | 0 | 0 | 0 | 0 | 1.5159 | 2.6889 | 4.4842 | 8.689 | 0 | 0 | 0 | 0 | 0 | 0 | 0 | 0 | 0 | 0 | 0 | 0 | 0 | 0 | 0 | 0 | 0 | 0 | 0 | 0 | 0.13984 | 0 | 0 | 0 | 0 | 0 | 0 | 0 | 0 | 0 | 4.997
58336_G_1 | S_VACA | North Carolina | 37 | Durham | 63 | 58336 | 1 | Mile Farm | 0 | 2014 | 9999 | Solar PV | [5 empty] | Non-Fossil | G | 2025 | Solar |  | 0 | 0 | 0 | 0 | 0 | 0 | 0 | 0 | 0 | 0 | 0 | 0 | 0 | 0 | 0 | 0 | 1.5159 | 2.6889 | 4.4842 | 8.689 | 0 | 0 | 0 | 0 | 0 | 0 | 0 | 0 | 0 | 0 | 0 | 0 | 0 | 0 | 0 | 0 | 0 | 0 | 0 | 0 | 0.13984 | 0 | 0 | 0 | 0 | 0 | 0 | 0 | 0 | 0 | 4.997
58335_G_1 | S_VACA | North Carolina | 37 | Union | 179 | 58335 | 1 | Marshville Farm | 0 | 2013 | 9999 | Solar PV | [5 empty] | Non-Fossil | G | 2025 | Solar |  | 0 | 0 | 0 | 0 | 0 | 0 | 0 | 0 | 0 | 0 | 0 | 0 | 0 | 0 | 0 | 0 | 1.5159 | 2.6889 | 4.4842 | 8.689 | 0 | 0 | 0 | 0 | 0 | 0 | 0 | 0 | 0 | 0 | 0 | 0 | 0 | 0 | 0 | 0 | 0 | 0 | 0 | 0 | 0.13984 | 0 | 0 | 0 | 0 | 0 | 0 | 0 | 0 | 0 | 4.997
58334_G_1 | S_VACA | North Carolina | 37 | Lenoir | 107 | 58334 | 1 | Lenoir Farm 2 | 0 | 2013 | 9999 | Solar PV | [5 empty] | Non-Fossil | G | 2025 | Solar |  | 0 | 0 | 0 | 0 | 0 | 0 | 0 | 0 | 0 | 0 | 0 | 0 | 0 | 0 | 0 | 0 | 1.5159 | 2.6889 | 4.4842 | 8.689 | 0 | 0 | 0 | 0 | 0 | 0 | 0 | 0 | 0 | 0 | 0 | 0 | 0 | 0 | 0 | 0 | 0 | 0 | 0 | 0 | 0.13984 | 0 | 0 | 0 | 0 | 0 | 0 | 0 | 0 | 0 | 4.997
58333_G_1 | S_VACA | North Carolina | 37 | Lenoir | 107 | 58333 | 1 | Lenoir Farm | 0 | 2013 | 9999 | Solar PV | [5 empty] | Non-Fossil | G | 2025 | Solar |  | 0 | 0 | 0 | 0 | 0 | 0 | 0 | 0 | 0 | 0 | 0 | 0 | 0 | 0 | 0 | 0 | 1.5159 | 2.6889 | 4.4842 | 8.689 | 0 | 0 | 0 | 0 | 0 | 0 | 0 | 0 | 0 | 0 | 0 | 0 | 0 | 0 | 0 | 0 | 0 | 0 | 0 | 0 | 0.13984 | 0 | 0 | 0 | 0 | 0 | 0 | 0 | 0 | 0 | 4.997
58332_G_1 | S_VACA | North Carolina | 37 | Lincoln | 109 | 58332 | 1 | Haynes Farm | 0 | 2013 | 9999 | Solar PV | [5 empty] | Non-Fossil | G | 2025 | Solar |  | 0 | 0 | 0 | 0 | 0 | 0 | 0 | 0 | 0 | 0 | 0 | 0 | 0 | 0 | 0 | 0 | 1.5159 | 2.6889 | 4.4842 | 8.689 | 0 | 0 | 0 | 0 | 0 | 0 | 0 | 0 | 0 | 0 | 0 | 0 | 0 | 0 | 0 | 0 | 0 | 0 | 0 | 0 | 0.13984 | 0 | 0 | 0 | 0 | 0 | 0 | 0 | 0 | 0 | 4.997
58329_G_PV1 | PJM_EMAC | Maryland | 24 | Somerset | 39 | 58329 | PV1 | UMMS at Pocomoke | 0 | 2013 | 9999 | Solar PV | [5 empty] | Non-Fossil | G | 2025 | Solar |  | 0 | 0 | 0 | 0 | 0 | 0 | 0 | 0 | 0 | 0 | 0 | 0 | 0 | 0 | 0 | 0 | 0.67078 | 1.425 | 2.5299 | 4.6257 | 0 | 0 | 0 | 0 | 0 | 0 | 0 | 0 | 0 | 0 | 0 | 0 | 0 | 0 | 0 | 0 | 0 | 0 | 0 | 0 | 0.078359 | 0 | 0 | 0 | 0 | 0 | 0 | 0 | 0 | 0 | 2.8
58328_G_GT2 | PJM_COMD | Illinois | 17 | Lake | 97 | 58328 | GT2 | North Chicago Energy Center | 11419 | 2005 | 9999 | Combustion Turbine | [5 empty] | Fossil | G | 2025 | NaturalGas |  | 0 | 0 | 0.0025121 | 0.0025121 | 0 | 0 | 0 | 0 | 0 | 0 | 0 | 0 | 0 | 0 | 0 | 0 | 0 | 0 | 0.21999 | 0.21999 | 0 | 0 | 0.14706 | 0.14706 | 0 | 0 | 1.76e-10 | 1.76e-10 | 0 | 0 | 0.00020272 | 0.00020272 | 0 | 0 | 0 | 0 | 0 | 0 | 0 | 0 | 0.13277 | 0 | 0 | 0.0034536 | 0.0034536 | 0 | 0 | 0.0089603 | 0.0089603 | 0 | 7.1
58328_G_GT1 | PJM_COMD | Illinois | 17 | Lake | 97 | 58328 | GT1 | North Chicago Energy Center | 11419 | 2003 | 9999 | Combustion Turbine | [5 empty] | Fossil | G | 2025 | NaturalGas |  | 0 | 0 | 0.0018399 | 0.0018399 | 0 | 0 | 0 | 0 | 0 | 0 | 0 | 0 | 0 | 0 | 0 | 0 | 0 | 0 | 0.16112 | 0.16112 | 0 | 0 | 0.10771 | 0.10771 | 0 | 0 | 1.289e-10 | 1.289e-10 | 0 | 0 | 0.00014847 | 0.00014847 | 0 | 0 | 0 | 0 | 0 | 0 | 0 | 0 | 0.09724 | 0 | 0 | 0.0025294 | 0.0025294 | 0 | 0 | 0.0065625 | 0.0065625 | 0 | 5.2
58327_G_UNIT4 | NENG_CT | Connecticut | 9 | Hartford | 3 | 58327 | UNIT4 | Bradley Energy Center | 12194 | 2010 | 9999 | Combustion Turbine | [5 empty] | Fossil | G | 2025 | Oil |  | 0 | 0 | 0 | 0 | 0 | 0 | 0 | 0 | 0 | 0 | 0 | 0 | 0 | 0 | 0 | 0 | 0 | 0 | 0 | 0 | 0 | 0 | 0 | 0 | 0 | 0 | 0 | 0 | 0 | 0 | 0 | 0 | 0 | 0 | 0 | 0 | 0 | 0 | 0 | 0 | 0.03553 | 0 | 0 | 0 | 0 | 0 | 0 | 0 | 0 | 0 | 1.9
58327_G_UNIT3 | NENG_CT | Connecticut | 9 | Hartford | 3 | 58327 | UNIT3 | Bradley Energy Center | 12194 | 2002 | 9999 | Combustion Turbine | [5 empty] | Fossil | G | 2025 | Oil |  | 0 | 0 | 0 | 0 | 0 | 0 | 0 | 0 | 0 | 0 | 0 | 0 | 0 | 0 | 0 | 0 | 0 | 0 | 0 | 0 | 0 | 0 | 0 | 0 | 0 | 0 | 0 | 0 | 0 | 0 | 0 | 0 | 0 | 0 | 0 | 0 | 0 | 0 | 0 | 0 | 0.02244 | 0 | 0 | 0 | 0 | 0 | 0 | 0 | 0 | 0 | 1.2
58327_G_UNIT2 | NENG_CT | Connecticut | 9 | Hartford | 3 | 58327 | UNIT2 | Bradley Energy Center | 12194 | 2002 | 9999 | Combustion Turbine | [5 empty] | Fossil | G | 2025 | Oil |  | 0 | 0 | 0 | 0 | 0 | 0 | 0 | 0 | 0 | 0 | 0 | 0 | 0 | 0 | 0 | 0 | 0 | 0 | 0 | 0 | 0 | 0 | 0 | 0 | 0 | 0 | 0 | 0 | 0 | 0 | 0 | 0 | 0 | 0 | 0 | 0 | 0 | 0 | 0 | 0 | 0.02244 | 0 | 0 | 0 | 0 | 0 | 0 | 0 | 0 | 0 | 1.2
58327_G_UNIT1 | NENG_CT | Connecticut | 9 | Hartford | 3 | 58327 | UNIT1 | Bradley Energy Center | 12194 | 2002 | 9999 | Combustion Turbine | [5 empty] | Fossil | G | 2025 | Oil |  | 0 | 0 | 0 | 0 | 0 | 0 | 0 | 0 | 0 | 0 | 0 | 0 | 0 | 0 | 0 | 0 | 0 | 0 | 0 | 0 | 0 | 0 | 0 | 0 | 0 | 0 | 0 | 0 | 0 | 0 | 0 | 0 | 0 | 0 | 0 | 0 | 0 | 0 | 0 | 0 | 0.02805 | 0 | 0 | 0 | 0 | 0 | 0 | 0 | 0 | 0 | 1.5
58326_G_NBG4 | PJM_EMAC | Pennsylvania | 42 | Philadelphia | 101 | 58326 | NBG4 | PWD Northeast WPCP Biogas Cogen Plant | 11414 | 2013 | 9999 | Non-Fossil Waste | [5 empty] | Non-Fossil | G | 2025 | Non-Fossil |  | 0.017884 | 0.024306 | 0.031971 | 0.07416 | 0 | 0 | 0 | 0 | 0 | 0 | 0 | 0 | 0 | 0 | 0 | 0 | 1.5669 | 2.1295 | 2.801 | 6.4973 | 0 | 0 | 0 | 0 | 0 | 0 | 0 | 0 | 0 | 0 | 0 | 0 | 0 | 0 | 0 | 0 | 0 | 0 | 0 | 0 | 0.32857 | 0.010246 | 0.013925 | 0.018316 | 0.042487 | 0 | 0 | 0 | 0 | 0 | 1.4
58326_G_NBG3 | PJM_EMAC | Pennsylvania | 42 | Philadelphia | 101 | 58326 | NBG3 | PWD Northeast WPCP Biogas Cogen Plant | 11414 | 2013 | 9999 | Non-Fossil Waste | [5 empty] | Non-Fossil | G | 2025 | Non-Fossil |  | 0.017884 | 0.024306 | 0.031971 | 0.07416 | 0 | 0 | 0 | 0 | 0 | 0 | 0 | 0 | 0 | 0 | 0 | 0 | 1.5669 | 2.1295 | 2.801 | 6.4973 | 0 | 0 | 0 | 0 | 0 | 0 | 0 | 0 | 0 | 0 | 0 | 0 | 0 | 0 | 0 | 0 | 0 | 0 | 0 | 0 | 0.32857 | 0.010246 | 0.013925 | 0.018316 | 0.042487 | 0 | 0 | 0 | 0 | 0 | 1.4
58326_G_NBG2 | PJM_EMAC | Pennsylvania | 42 | Philadelphia | 101 | 58326 | NBG2 | PWD Northeast WPCP Biogas Cogen Plant | 11414 | 2013 | 9999 | Non-Fossil Waste | [5 empty] | Non-Fossil | G | 2025 | Non-Fossil |  | 0.017884 | 0.024306 | 0.031971 | 0.07416 | 0 | 0 | 0 | 0 | 0 | 0 | 0 | 0 | 0 | 0 | 0 | 0 | 1.5669 | 2.1295 | 2.801 | 6.4973 | 0 | 0 | 0 | 0 | 0 | 0 | 0 | 0 | 0 | 0 | 0 | 0 | 0 | 0 | 0 | 0 | 0 | 0 | 0 | 0 | 0.32857 | 0.010246 | 0.013925 | 0.018316 | 0.042487 | 0 | 0 | 0 | 0 | 0 | 1.4
58326_G_NBG1 | PJM_EMAC | Pennsylvania | 42 | Philadelphia | 101 | 58326 | NBG1 | PWD Northeast WPCP Biogas Cogen Plant | 11414 | 2013 | 9999 | Non-Fossil Waste | [5 empty] | Non-Fossil | G | 2025 | Non-Fossil |  | 0.017884 | 0.024306 | 0.031971 | 0.07416 | 0 | 0 | 0 | 0 | 0 | 0 | 0 | 0 | 0 | 0 | 0 | 0 | 1.5669 | 2.1295 | 2.801 | 6.4973 | 0 | 0 | 0 | 0 | 0 | 0 | 0 | 0 | 0 | 0 | 0 | 0 | 0 | 0 | 0 | 0 | 0 | 0 | 0 | 0 | 0.32857 | 0.010246 | 0.013925 | 0.018316 | 0.042487 | 0 | 0 | 0 | 0 | 0 | 1.4
58325_G_1 | SPP_WEST | Oklahoma | 40 | Kay | 71 | 58325 | 1 | Charles D. Lamb Energy Center | 10745 | 2015 | 9999 | Combustion Turbine | [5 empty] | Fossil | G | 2025 | NaturalGas |  | 0 | 0 | 0.6601 | 0.6601 | 0 | 0 | 0 | 0 | 0 | 0 | 0 | 0 | 0 | 0 | 0 | 0 | 0 | 0 | 61.4334 | 61.4334 | 0 | 0 | 38.6423 | 38.6423 | 0 | 0 | 4.621e-08 | 4.621e-08 | 0 | 0 | 0.010977 | 0.010977 | 0 | 0 | 0 | 0 | 0 | 0 | 0 | 0 | 2.2814 | 0 | 0 | 0.63439 | 0.63439 | 0 | 0 | 2.2819 | 2.2819 | 0 | 122
58324_G_SIE23 | WECC_PNW | Oregon | 41 | Umatilla | 59 | 58324 | SIE23 | Vansycle II Wind Energy Center | 0 | 2009 | 9999 | Onshore Wind | [5 empty] | Non-Fossil | G | 2025 | Wind |  | 0 | 0 | 0 | 0 | 0 | 0 | 0 | 0 | 0 | 0 | 0 | 0 | 0 | 0 | 0 | 0 | 42.5642 | 71.4952 | 115.1057 | 229.165 | 0 | 0 | 0 | 0 | 0 | 0 | 0 | 0 | 0 | 0 | 0 | 0 | 0 | 0 | 0 | 0 | 0 | 0 | 0 | 0 | 2.7867 | 0 | 0 | 0 | 0 | 0 | 0 | 0 | 0 | 0 | 98.9
58323_G_1 | S_VACA | North Carolina | 37 | Robeson | 155 | 58323 | 1 | Shannon Farm | 0 | 2012 | 9999 | Solar PV | [5 empty] | Non-Fossil | G | 2025 | Solar |  | 0 | 0 | 0 | 0 | 0 | 0 | 0 | 0 | 0 | 0 | 0 | 0 | 0 | 0 | 0 | 0 | 1.5159 | 2.6889 | 4.4842 | 8.689 | 0 | 0 | 0 | 0 | 0 | 0 | 0 | 0 | 0 | 0 | 0 | 0 | 0 | 0 | 0 | 0 | 0 | 0 | 0 | 0 | 0.13984 | 0 | 0 | 0 | 0 | 0 | 0 | 0 | 0 | 0 | 4.997
58322_G_1 | SPP_NEBR | Nebraska | 31 | Antelope | 3 | 58322 | 1 | Prairie Breeze | 0 | 2014 | 9999 | Onshore Wind | [5 empty] | Non-Fossil | G | 2025 | Wind |  | 0 | 0 | 0 | 0 | 0 | 0 | 0 | 0 | 0 | 0 | 0 | 0 | 0 | 0 | 0 | 0 | 202.8649 | 279.1032 | 254.8596 | 736.8276 | 0 | 0 | 0 | 0 | 0 | 0 | 0 | 0 | 0 | 0 | 0 | 0 | 0 | 0 | 0 | 0 | 0 | 0 | 0 | 0 | 5.4799 | 0 | 0 | 0 | 0 | 0 | 0 | 0 | 0 | 0 | 194.4839
58321_G_1 | ERC_REST | Texas | 48 | Mills | 333 | 58321 | 1 | Goldthwaite Wind Energy Facility | 0 | 2013 | 9999 | Onshore Wind | [5 empty] | Non-Fossil | G | 2025 | Wind |  | 0 | 0 | 0 | 0 | 0 | 0 | 0 | 0 | 0 | 0 | 0 | 0 | 0 | 0 | 0 | 0 | 107.7217 | 155.1526 | 185.119 | 447.9934 | 0 | 0 | 0 | 0 | 0 | 0 | 0 | 0 | 0 | 0 | 0 | 0 | 0 | 0 | 0 | 0 | 0 | 0 | 0 | 0 | 4.2265 | 0 | 0 | 0 | 0 | 0 | 0 | 0 | 0 | 0 | 150
58320_G_362 | WEC_CALN | California | 6 | Solano | 95 | 58320 | 362 | G2 Energy Hay Rd | 13500 | 2013 | 9999 | Landfill Gas | [5 empty] | Non-Fossil | G | 2025 | LF Gas |  | 0.034001 | 0.044402 | 0.057154 | 0.13556 | 0 | 0 | 0 | 0 | 0 | 0 | 0 | 0 | 0 | 0 | 0 | 0 | 2.5186 | 3.2891 | 4.2336 | 10.0412 | 1.9594 | 2.5589 | 3.2937 | 7.812 | 0 | 0 | 0 | 0 | 0.00029683 | 0.00038763 | 0.00049895 | 0.0011834 | 0 | 0 | 0 | 0 | 0 | 0 | 0 | 0 | 0.35204 | 0.016469 | 0.021508 | 0.027684 | 0.065661 | 0 | 0 | 0 | 0 | 0 | 1.5
58319_G_5 | WECC_NNV | Nevada | 32 | Churchill | 1 | 58319 | 5 | Patua Geothermal Project Phase 1A | 9771 | 2013 | 9999 | Geothermal | [5 empty] | Non-Fossil | G | 2025 | Geothermal |  | 0.17511 | 0.2334 | 0.27087 | 0.67938 | 0 | 0 | 0 | 0 | 0 | 0 | 0 | 0 | 0 | 0 | 0 | 0 | 17.9216 | 23.8871 | 27.7215 | 69.5302 | 0 | 0 | 0 | 0 | 0.00031962 | 0.000426 | 0.00049439 | 0.00124 | 0 | 0 | 0 | 0 | 0 | 0 | 0 | 0 | 0 | 0 | 0 | 0 | 0.93505 | 0.09839 | 0.13114 | 0.15219 | 0.38172 | 0 | 0 | 0 | 0 | 0 | 10
58319_G_3 | WECC_NNV | Nevada | 32 | Churchill | 1 | 58319 | 3 | Patua Geothermal Project Phase 1A | 9771 | 2013 | 9999 | Geothermal | [5 empty] | Non-Fossil | G | 2025 | Geothermal |  | 0.17511 | 0.2334 | 0.27087 | 0.67938 | 0 | 0 | 0 | 0 | 0 | 0 | 0 | 0 | 0 | 0 | 0 | 0 | 17.9216 | 23.8871 | 27.7215 | 69.5302 | 0 | 0 | 0 | 0 | 0.00031962 | 0.000426 | 0.00049439 | 0.00124 | 0 | 0 | 0 | 0 | 0 | 0 | 0 | 0 | 0 | 0 | 0 | 0 | 0.93505 | 0.09839 | 0.13114 | 0.15219 | 0.38172 | 0 | 0 | 0 | 0 | 0 | 10
58319_G_1 | WECC_NNV | Nevada | 32 | Churchill | 1 | 58319 | 1 | Patua Geothermal Project Phase 1A | 9771 | 2013 | 9999 | Geothermal | [5 empty] | Non-Fossil | G | 2025 | Geothermal |  | 0.17511 | 0.2334 | 0.27087 | 0.67938 | 0 | 0 | 0 | 0 | 0 | 0 | 0 | 0 | 0 | 0 | 0 | 0 | 17.9216 | 23.8871 | 27.7215 | 69.5302 | 0 | 0 | 0 | 0 | 0.00031962 | 0.000426 | 0.00049439 | 0.00124 | 0 | 0 | 0 | 0 | 0 | 0 | 0 | 0 | 0 | 0 | 0 | 0 | 0.93505 | 0.09839 | 0.13114 | 0.15219 | 0.38172 | 0 | 0 | 0 | 0 | 0 | 10
58318_G_1 | S_VACA | North Carolina | 37 | Chatham | 37 | 58318 | 1 | Farrington Farm | 0 | 2012 | 9999 | Solar PV | [5 empty] | Non-Fossil | G | 2025 | Solar |  | 0 | 0 | 0 | 0 | 0 | 0 | 0 | 0 | 0 | 0 | 0 | 0 | 0 | 0 | 0 | 0 | 0.30318 | 0.53778 | 0.89684 | 1.7378 | 0 | 0 | 0 | 0 | 0 | 0 | 0 | 0 | 0 | 0 | 0 | 0 | 0 | 0 | 0 | 0 | 0 | 0 | 0 | 0 | 0.027969 | 0 | 0 | 0 | 0 | 0 | 0 | 0 | 0 | 0 | 0.9994
58317_G_1 | S_VACA | North Carolina | 37 | Robeson | 155 | 58317 | 1 | Watts Farm | 0 | 2012 | 9999 | Solar PV | [5 empty] | Non-Fossil | G | 2025 | Solar |  | 0 | 0 | 0 | 0 | 0 | 0 | 0 | 0 | 0 | 0 | 0 | 0 | 0 | 0 | 0 | 0 | 1.5159 | 2.6889 | 4.4842 | 8.689 | 0 | 0 | 0 | 0 | 0 | 0 | 0 | 0 | 0 | 0 | 0 | 0 | 0 | 0 | 0 | 0 | 0 | 0 | 0 | 0 | 0.13984 | 0 | 0 | 0 | 0 | 0 | 0 | 0 | 0 | 0 | 4.997
58316_G_1 | S_VACA | North Carolina | 37 | Robeson | 155 | 58316 | 1 | Railroad Farm | 0 | 2012 | 9999 | Solar PV | [5 empty] | Non-Fossil | G | 2025 | Solar |  | 0 | 0 | 0 | 0 | 0 | 0 | 0 | 0 | 0 | 0 | 0 | 0 | 0 | 0 | 0 | 0 | 1.5159 | 2.6889 | 4.4842 | 8.689 | 0 | 0 | 0 | 0 | 0 | 0 | 0 | 0 | 0 | 0 | 0 | 0 | 0 | 0 | 0 | 0 | 0 | 0 | 0 | 0 | 0.13984 | 0 | 0 | 0 | 0 | 0 | 0 | 0 | 0 | 0 | 4.997
58315_G_1 | S_VACA | North Carolina | 37 | Catawba | 35 | 58315 | 1 | Arndt Farm | 0 | 2012 | 9999 | Solar PV | [5 empty] | Non-Fossil | G | 2025 | Solar |  | 0 | 0 | 0 | 0 | 0 | 0 | 0 | 0 | 0 | 0 | 0 | 0 | 0 | 0 | 0 | 0 | 1.5159 | 2.6889 | 4.4842 | 8.689 | 0 | 0 | 0 | 0 | 0 | 0 | 0 | 0 | 0 | 0 | 0 | 0 | 0 | 0 | 0 | 0 | 0 | 0 | 0 | 0 | 0.13984 | 0 | 0 | 0 | 0 | 0 | 0 | 0 | 0 | 0 | 4.997
58314_G_1 | S_VACA | North Carolina | 37 | Cleveland | 45 | 58314 | 1 | Belwood Farm | 0 | 2012 | 9999 | Solar PV | [5 empty] | Non-Fossil | G | 2025 | Solar |  | 0 | 0 | 0 | 0 | 0 | 0 | 0 | 0 | 0 | 0 | 0 | 0 | 0 | 0 | 0 | 0 | 1.2127 | 2.1511 | 3.5874 | 6.9512 | 0 | 0 | 0 | 0 | 0 | 0 | 0 | 0 | 0 | 0 | 0 | 0 | 0 | 0 | 0 | 0 | 0 | 0 | 0 | 0 | 0.11187 | 0 | 0 | 0 | 0 | 0 | 0 | 0 | 0 | 0 | 3.9976
58313_G_1 | S_VACA | North Carolina | 37 | Davie | 59 | 58313 | 1 | Mocksville Farm | 0 | 2012 | 9999 | Solar PV | [5 empty] | Non-Fossil | G | 2025 | Solar |  | 0 | 0 | 0 | 0 | 0 | 0 | 0 | 0 | 0 | 0 | 0 | 0 | 0 | 0 | 0 | 0 | 1.5159 | 2.6889 | 4.4842 | 8.689 | 0 | 0 | 0 | 0 | 0 | 0 | 0 | 0 | 0 | 0 | 0 | 0 | 0 | 0 | 0 | 0 | 0 | 0 | 0 | 0 | 0.13984 | 0 | 0 | 0 | 0 | 0 | 0 | 0 | 0 | 0 | 4.997
58312_G_1 | S_VACA | North Carolina | 37 | Warren | 185 | 58312 | 1 | Warrenton Farm | 0 | 2012 | 9999 | Solar PV | [5 empty] | Non-Fossil | G | 2025 | Solar |  | 0 | 0 | 0 | 0 | 0 | 0 | 0 | 0 | 0 | 0 | 0 | 0 | 0 | 0 | 0 | 0 | 1.2127 | 2.1511 | 3.5874 | 6.9512 | 0 | 0 | 0 | 0 | 0 | 0 | 0 | 0 | 0 | 0 | 0 | 0 | 0 | 0 | 0 | 0 | 0 | 0 | 0 | 0 | 0.11187 | 0 | 0 | 0 | 0 | 0 | 0 | 0 | 0 | 0 | 3.9976
58311_G_1 | S_VACA | North Carolina | 37 | Columbus | 47 | 58311 | 1 | Chadbourn Farm | 0 | 2012 | 9999 | Solar PV | [5 empty] | Non-Fossil | G | 2025 | Solar |  | 0 | 0 | 0 | 0 | 0 | 0 | 0 | 0 | 0 | 0 | 0 | 0 | 0 | 0 | 0 | 0 | 1.5159 | 2.6889 | 4.4842 | 8.689 | 0 | 0 | 0 | 0 | 0 | 0 | 0 | 0 | 0 | 0 | 0 | 0 | 0 | 0 | 0 | 0 | 0 | 0 | 0 | 0 | 0.13984 | 0 | 0 | 0 | 0 | 0 | 0 | 0 | 0 | 0 | 4.997
58310_B_B-1 | MIS_WOTA | Louisiana | 22 | Calcasieu | 19 | 58310 | B-1 | Lake Charles Plant | 11414 | 2012 | 9999 | Non-Fossil Waste |  |  | Bag House + Dry Scrubber |  | Dry Scrubber | Non-Fossil | B | 2025 | Non-Fossil |  | 0.28586 | 0.33533 | 0.5166 | 1.1378 | 0 | 0 | 0 | 0 | 0 | 0 | 0 | 0 | 0 | 0 | 0 | 0 | 25.0443 | 29.3787 | 45.2603 | 99.6834 | 0 | 0 | 0 | 0 | 0 | 0 | 0 | 0 | 0 | 0 | 0 | 0 | 0 | 0 | 0 | 0 | 0 | 0 | 0 | 0 | 6.5714 | 0.16377 | 0.19211 | 0.29596 | 0.65184 | 0 | 0 | 0 | 0 | 0 | 28 | Scrubber | Dry Scrubber
58309_G_5 | WECC_SCE | California | 6 | Tulare | 107 | 58309 | 5 | Porterville Solar | 0 | 2014 | 9999 | Solar PV | [5 empty] | Non-Fossil | G | 2025 | Solar |  | 0 | 0 | 0 | 0 | 0 | 0 | 0 | 0 | 0 | 0 | 0 | 0 | 0 | 0 | 0 | 0 | 0.63113 | 1.1709 | 1.8149 | 3.6169 | 0 | 0 | 0 | 0 | 0 | 0 | 0 | 0 | 0 | 0 | 0 | 0 | 0 | 0 | 0 | 0 | 0 | 0 | 0 | 0 | 0.054192 | 0 | 0 | 0 | 0 | 0 | 0 | 0 | 0 | 0 | 1.5
58309_G_2 | WECC_SCE | California | 6 | Tulare | 107 | 58309 | 2 | Porterville Solar | 0 | 2014 | 9999 | Solar PV | [5 empty] | Non-Fossil | G | 2025 | Solar |  | 0 | 0 | 0 | 0 | 0 | 0 | 0 | 0 | 0 | 0 | 0 | 0 | 0 | 0 | 0 | 0 | 0.42075 | 0.78061 | 1.2099 | 2.4113 | 0 | 0 | 0 | 0 | 0 | 0 | 0 | 0 | 0 | 0 | 0 | 0 | 0 | 0 | 0 | 0 | 0 | 0 | 0 | 0 | 0.036128 | 0 | 0 | 0 | 0 | 0 | 0 | 0 | 0 | 0 | 1
58309_G_1 | WECC_SCE | California | 6 | Tulare | 107 | 58309 | 1 | Porterville Solar | 0 | 2014 | 9999 | Solar PV | [5 empty] | Non-Fossil | G | 2025 | Solar |  | 0 | 0 | 0 | 0 | 0 | 0 | 0 | 0 | 0 | 0 | 0 | 0 | 0 | 0 | 0 | 0 | 0.42075 | 0.78061 | 1.2099 | 2.4113 | 0 | 0 | 0 | 0 | 0 | 0 | 0 | 0 | 0 | 0 | 0 | 0 | 0 | 0 | 0 | 0 | 0 | 0 | 0 | 0 | 0.036128 | 0 | 0 | 0 | 0 | 0 | 0 | 0 | 0 | 0 | 1
58308_G_4 | WECC_SCE | California | 6 | Tulare | 107 | 58308 | 4 | Lindsay Solar | 0 | 2014 | 9999 | Solar PV | [5 empty] | Non-Fossil | G | 2025 | Solar |  | 0 | 0 | 0 | 0 | 0 | 0 | 0 | 0 | 0 | 0 | 0 | 0 | 0 | 0 | 0 | 0 | 0.42075 | 0.78061 | 1.2099 | 2.4113 | 0 | 0 | 0 | 0 | 0 | 0 | 0 | 0 | 0 | 0 | 0 | 0 | 0 | 0 | 0 | 0 | 0 | 0 | 0 | 0 | 0.036128 | 0 | 0 | 0 | 0 | 0 | 0 | 0 | 0 | 0 | 1
58308_G_3 | WECC_SCE | California | 6 | Tulare | 107 | 58308 | 3 | Lindsay Solar | 0 | 2014 | 9999 | Solar PV | [5 empty] | Non-Fossil | G | 2025 | Solar |  | 0 | 0 | 0 | 0 | 0 | 0 | 0 | 0 | 0 | 0 | 0 | 0 | 0 | 0 | 0 | 0 | 0.63113 | 1.1709 | 1.8149 | 3.6169 | 0 | 0 | 0 | 0 | 0 | 0 | 0 | 0 | 0 | 0 | 0 | 0 | 0 | 0 | 0 | 0 | 0 | 0 | 0 | 0 | 0.054192 | 0 | 0 | 0 | 0 | 0 | 0 | 0 | 0 | 0 | 1.5
58308_G_1 | WECC_SCE | California | 6 | Tulare | 107 | 58308 | 1 | Lindsay Solar | 0 | 2014 | 9999 | Solar PV | [5 empty] | Non-Fossil | G | 2025 | Solar |  | 0 | 0 | 0 | 0 | 0 | 0 | 0 | 0 | 0 | 0 | 0 | 0 | 0 | 0 | 0 | 0 | 0.63113 | 1.1709 | 1.8149 | 3.6169 | 0 | 0 | 0 | 0 | 0 | 0 | 0 | 0 | 0 | 0 | 0 | 0 | 0 | 0 | 0 | 0 | 0 | 0 | 0 | 0 | 0.054192 | 0 | 0 | 0 | 0 | 0 | 0 | 0 | 0 | 0 | 1.5
58307_G_3 | WECC_SCE | California | 6 | Tulare | 107 | 58307 | 3 | Ivanhoe Solar | 0 | 2014 | 9999 | Solar PV | [5 empty] | Non-Fossil | G | 2025 | Solar |  | 0 | 0 | 0 | 0 | 0 | 0 | 0 | 0 | 0 | 0 | 0 | 0 | 0 | 0 | 0 | 0 | 0.63113 | 1.1709 | 1.8149 | 3.6169 | 0 | 0 | 0 | 0 | 0 | 0 | 0 | 0 | 0 | 0 | 0 | 0 | 0 | 0 | 0 | 0 | 0 | 0 | 0 | 0 | 0.054192 | 0 | 0 | 0 | 0 | 0 | 0 | 0 | 0 | 0 | 1.5
58307_G_2 | WECC_SCE | California | 6 | Tulare | 107 | 58307 | 2 | Ivanhoe Solar | 0 | 2014 | 9999 | Solar PV | [5 empty] | Non-Fossil | G | 2025 | Solar |  | 0 | 0 | 0 | 0 | 0 | 0 | 0 | 0 | 0 | 0 | 0 | 0 | 0 | 0 | 0 | 0 | 0.21038 | 0.39031 | 0.60496 | 1.2056 | 0 | 0 | 0 | 0 | 0 | 0 | 0 | 0 | 0 | 0 | 0 | 0 | 0 | 0 | 0 | 0 | 0 | 0 | 0 | 0 | 0.018064 | 0 | 0 | 0 | 0 | 0 | 0 | 0 | 0 | 0 | 0.5
58307_G_1 | WECC_SCE | California | 6 | Tulare | 107 | 58307 | 1 | Ivanhoe Solar | 0 | 2014 | 9999 | Solar PV | [5 empty] | Non-Fossil | G | 2025 | Solar |  | 0 | 0 | 0 | 0 | 0 | 0 | 0 | 0 | 0 | 0 | 0 | 0 | 0 | 0 | 0 | 0 | 0.63113 | 1.1709 | 1.8149 | 3.6169 | 0 | 0 | 0 | 0 | 0 | 0 | 0 | 0 | 0 | 0 | 0 | 0 | 0 | 0 | 0 | 0 | 0 | 0 | 0 | 0 | 0.054192 | 0 | 0 | 0 | 0 | 0 | 0 | 0 | 0 | 0 | 1.5
58306_G_3 | WECC_SCE | California | 6 | Tulare | 107 | 58306 | 3 | Exeter Solar | 0 | 2014 | 9999 | Solar PV | [5 empty] | Non-Fossil | G | 2025 | Solar |  | 0 | 0 | 0 | 0 | 0 | 0 | 0 | 0 | 0 | 0 | 0 | 0 | 0 | 0 | 0 | 0 | 0.63113 | 1.1709 | 1.8149 | 3.6169 | 0 | 0 | 0 | 0 | 0 | 0 | 0 | 0 | 0 | 0 | 0 | 0 | 0 | 0 | 0 | 0 | 0 | 0 | 0 | 0 | 0.054192 | 0 | 0 | 0 | 0 | 0 | 0 | 0 | 0 | 0 | 1.5
58306_G_2 | WECC_SCE | California | 6 | Tulare | 107 | 58306 | 2 | Exeter Solar | 0 | 2014 | 9999 | Solar PV | [5 empty] | Non-Fossil | G | 2025 | Solar |  | 0 | 0 | 0 | 0 | 0 | 0 | 0 | 0 | 0 | 0 | 0 | 0 | 0 | 0 | 0 | 0 | 0.42075 | 0.78061 | 1.2099 | 2.4113 | 0 | 0 | 0 | 0 | 0 | 0 | 0 | 0 | 0 | 0 | 0 | 0 | 0 | 0 | 0 | 0 | 0 | 0 | 0 | 0 | 0.036128 | 0 | 0 | 0 | 0 | 0 | 0 | 0 | 0 | 0 | 1
58306_G_1 | WECC_SCE | California | 6 | Tulare | 107 | 58306 | 1 | Exeter Solar | 0 | 2014 | 9999 | Solar PV | [5 empty] | Non-Fossil | G | 2025 | Solar |  | 0 | 0 | 0 | 0 | 0 | 0 | 0 | 0 | 0 | 0 | 0 | 0 | 0 | 0 | 0 | 0 | 0.42075 | 0.78061 | 1.2099 | 2.4113 | 0 | 0 | 0 | 0 | 0 | 0 | 0 | 0 | 0 | 0 | 0 | 0 | 0 | 0 | 0 | 0 | 0 | 0 | 0 | 0 | 0.036128 | 0 | 0 | 0 | 0 | 0 | 0 | 0 | 0 | 0 | 1
58305_G_PCIP | S_VACA | North Carolina | 37 | Person | 145 | 58305 | PCIP | PCIP Solar | 0 | 2011 | 9999 | Solar PV | [5 empty] | Non-Fossil | G | 2025 | Solar |  | 0 | 0 | 0 | 0 | 0 | 0 | 0 | 0 | 0 | 0 | 0 | 0 | 0 | 0 | 0 | 0 | 0.30318 | 0.53778 | 0.89684 | 1.7378 | 0 | 0 | 0 | 0 | 0 | 0 | 0 | 0 | 0 | 0 | 0 | 0 | 0 | 0 | 0 | 0 | 0 | 0 | 0 | 0 | 0.027969 | 0 | 0 | 0 | 0 | 0 | 0 | 0 | 0 | 0 | 0.9994
58304_G_3 | WECC_SCE | California | 6 | Tulare | 107 | 58304 | 3 | Kingsburg Solar | 0 | 2013 | 9999 | Solar PV | [5 empty] | Non-Fossil | G | 2025 | Solar |  | 0 | 0 | 0 | 0 | 0 | 0 | 0 | 0 | 0 | 0 | 0 | 0 | 0 | 0 | 0 | 0 | 0.29453 | 0.54643 | 0.84694 | 1.6879 | 0 | 0 | 0 | 0 | 0 | 0 | 0 | 0 | 0 | 0 | 0 | 0 | 0 | 0 | 0 | 0 | 0 | 0 | 0 | 0 | 0.025289 | 0 | 0 | 0 | 0 | 0 | 0 | 0 | 0 | 0 | 0.7
58304_G_2 | WECC_SCE | California | 6 | Tulare | 107 | 58304 | 2 | Kingsburg Solar | 0 | 2013 | 9999 | Solar PV | [5 empty] | Non-Fossil | G | 2025 | Solar |  | 0 | 0 | 0 | 0 | 0 | 0 | 0 | 0 | 0 | 0 | 0 | 0 | 0 | 0 | 0 | 0 | 0.63113 | 1.1709 | 1.8149 | 3.6169 | 0 | 0 | 0 | 0 | 0 | 0 | 0 | 0 | 0 | 0 | 0 | 0 | 0 | 0 | 0 | 0 | 0 | 0 | 0 | 0 | 0.054192 | 0 | 0 | 0 | 0 | 0 | 0 | 0 | 0 | 0 | 1.5
58304_G_1 | WECC_SCE | California | 6 | Tulare | 107 | 58304 | 1 | Kingsburg Solar | 0 | 2013 | 9999 | Solar PV | [5 empty] | Non-Fossil | G | 2025 | Solar |  | 0 | 0 | 0 | 0 | 0 | 0 | 0 | 0 | 0 | 0 | 0 | 0 | 0 | 0 | 0 | 0 | 0.63113 | 1.1709 | 1.8149 | 3.6169 | 0 | 0 | 0 | 0 | 0 | 0 | 0 | 0 | 0 | 0 | 0 | 0 | 0 | 0 | 0 | 0 | 0 | 0 | 0 | 0 | 0.054192 | 0 | 0 | 0 | 0 | 0 | 0 | 0 | 0 | 0 | 1.5
58303_G_TLR | WEC_CALN | California | 6 | Monterey | 53 | 58303 | TLR | Taylor Farms Salinas | 8835 | 2012 | 9999 | Fuel Cell | [5 empty] | Non-Fossil | G | 2025 | NaturalGas |  | 0 | 0 | 0 | 0 | 0 | 0 | 0 | 0 | 0 | 0 | 0 | 0 | 0 | 0 | 0 | 0 | 0 | 0 | 0 | 0 | 0 | 0 | 0 | 0 | 0 | 0 | 0 | 0 | 0 | 0 | 0 | 0 | 0 | 0 | 0 | 0 | 0 | 0 | 0 | 0 | 0 | 0 | 0 | 0 | 0 | 0 | 0 | 0 | 0 | 0 | 1
58302_G_LFT | WEC_SDGE | California | 6 | San Diego | 73 | 58302 | LFT | Life Technologies Carlsbad | 7176 | 2012 | 9999 | Fuel Cell | [5 empty] | Non-Fossil | G | 2025 | NaturalGas |  | 0 | 0 | 0 | 0 | 0 | 0 | 0 | 0 | 0 | 0 | 0 | 0 | 0 | 0 | 0 | 0 | 0 | 0 | 0 | 0 | 0 | 0 | 0 | 0 | 0 | 0 | 0 | 0 | 0 | 0 | 0 | 0 | 0 | 0 | 0 | 0 | 0 | 0 | 0 | 0 | 0 | 0 | 0 | 0 | 0 | 0 | 0 | 0 | 0 | 0 | 1
58301_G_JPR | WEC_CALN | California | 6 | Santa Clara | 85 | 58301 | JPR | Juniper Networks Sunnyvale | 7115 | 2012 | 9999 | Fuel Cell | [5 empty] | Non-Fossil | G | 2025 | NaturalGas |  | 0 | 0 | 0 | 0 | 0 | 0 | 0 | 0 | 0 | 0 | 0 | 0 | 0 | 0 | 0 | 0 | 0 | 0 | 0 | 0 | 0 | 0 | 0 | 0 | 0 | 0 | 0 | 0 | 0 | 0 | 0 | 0 | 0 | 0 | 0 | 0 | 0 | 0 | 0 | 0 | 0 | 0 | 0 | 0 | 0 | 0 | 0 | 0 | 0 | 0 | 1
58300_G_HON | WEC_LADW | California | 6 | Los Angeles | 37 | 58300 | HON | Honda Torrance | 7509 | 2012 | 9999 | Fuel Cell | [5 empty] | Non-Fossil | G | 2025 | NaturalGas |  | 0 | 0 | 0 | 0 | 0 | 0 | 0 | 0 | 0 | 0 | 0 | 0 | 0 | 0 | 0 | 0 | 0 | 0 | 0 | 0 | 0 | 0 | 0 | 0 | 0 | 0 | 0 | 0 | 0 | 0 | 0 | 0 | 0 | 0 | 0 | 0 | 0 | 0 | 0 | 0 | 0 | 0 | 0 | 0 | 0 | 0 | 0 | 0 | 0 | 0 | 1
583_G_1 | NENG_CT | Connecticut | 9 | New London | 11 | 583 | 1 | Tenth Street | 0 | 1967 | 9999 | Hydro | [5 empty] | Non-Fossil | G | 2025 | Hydro |  | 0 | 0 | 0 | 0 | 0 | 0 | 0 | 0 | 0 | 0 | 0 | 0 | 0 | 0 | 0 | 0 | 0.88891 | 1.2248 | 1.3638 | 3.4775 | 0 | 0 | 0 | 0 | 0 | 0 | 0 | 0 | 0 | 0 | 0 | 0 | 0 | 0 | 0 | 0 | 0 | 0 | 0 | 0 | 0.014889 | 0.0023645 | 0.003258 | 0.0036277 | 0.0092502 | 0 | 0 | 0 | 0 | 0 | 1
58299_G_XLX | WEC_CALN | California | 6 | Santa Clara | 85 | 58299 | XLX | Xilinx San Jose | 7242 | 2012 | 9999 | Fuel Cell | [5 empty] | Non-Fossil | G | 2025 | NaturalGas |  | 0 | 0 | 0 | 0 | 0 | 0 | 0 | 0 | 0 | 0 | 0 | 0 | 0 | 0 | 0 | 0 | 0 | 0 | 0 | 0 | 0 | 0 | 0 | 0 | 0 | 0 | 0 | 0 | 0 | 0 | 0 | 0 | 0 | 0 | 0 | 0 | 0 | 0 | 0 | 0 | 0 | 0 | 0 | 0 | 0 | 0 | 0 | 0 | 0 | 0 | 1
58298_G_ROL3 | WECC_SCE | California | 6 | Kern | 29 | 58298 | ROL3 | Roll Lost Hills | 6725 | 2012 | 9999 | Fuel Cell | [5 empty] | Non-Fossil | G | 2025 | NaturalGas |  | 0 | 0 | 0 | 0 | 0 | 0 | 0 | 0 | 0 | 0 | 0 | 0 | 0 | 0 | 0 | 0 | 0 | 0 | 0 | 0 | 0 | 0 | 0 | 0 | 0 | 0 | 0 | 0 | 0 | 0 | 0 | 0 | 0 | 0 | 0 | 0 | 0 | 0 | 0 | 0 | 0 | 0 | 0 | 0 | 0 | 0 | 0 | 0 | 0 | 0 | 1
58297_G_ROL4 | WECC_SCE | California | 6 | Kern | 29 | 58297 | ROL4 | Roll Delano | 7287 | 2012 | 9999 | Fuel Cell | [5 empty] | Non-Fossil | G | 2025 | NaturalGas |  | 0 | 0 | 0 | 0 | 0 | 0 | 0 | 0 | 0 | 0 | 0 | 0 | 0 | 0 | 0 | 0 | 0 | 0 | 0 | 0 | 0 | 0 | 0 | 0 | 0 | 0 | 0 | 0 | 0 | 0 | 0 | 0 | 0 | 0 | 0 | 0 | 0 | 0 | 0 | 0 | 0 | 0 | 0 | 0 | 0 | 0 | 0 | 0 | 0 | 0 | 1
58296_G_ROL6 | WECC_SCE | California | 6 | Kern | 29 | 58296 | ROL6 | Roll Delano 2 | 7194 | 2012 | 9999 | Fuel Cell | [5 empty] | Non-Fossil | G | 2025 | NaturalGas |  | 0 | 0 | 0 | 0 | 0 | 0 | 0 | 0 | 0 | 0 | 0 | 0 | 0 | 0 | 0 | 0 | 0 | 0 | 0 | 0 | 0 | 0 | 0 | 0 | 0 | 0 | 0 | 0 | 0 | 0 | 0 | 0 | 0 | 0 | 0 | 0 | 0 | 0 | 0 | 0 | 0 | 0 | 0 | 0 | 0 | 0 | 0 | 0 | 0 | 0 | 1
58295_G_GEN2 | NY_Z_C&E | New York | 36 | Steuben | 101 | 58295 | GEN2 | SREC Bath LFGTE | 13500 | 2010 | 9999 | Landfill Gas | [5 empty] | Non-Fossil | G | 2025 | LF Gas |  | 0.036648 | 0.053092 | 0.07079 | 0.16053 | 0 | 0 | 0 | 0 | 0 | 0 | 0 | 0 | 0 | 0 | 0 | 0 | 2.7147 | 3.9328 | 5.2437 | 11.8911 | 2.112 | 3.0596 | 4.0796 | 9.2512 | 0 | 0 | 0 | 0 | 0.0044128 | 0.0063928 | 0.0085238 | 0.019329 | 0 | 0 | 0 | 0 | 0 | 0 | 0 | 0 | 0.37551 | 0.017751 | 0.025717 | 0.034289 | 0.077757 | 0 | 0 | 0 | 0 | 0 | 1.6
58295_G_GEN1 | NY_Z_C&E | New York | 36 | Steuben | 101 | 58295 | GEN1 | SREC Bath LFGTE | 13500 | 2010 | 9999 | Landfill Gas | [5 empty] | Non-Fossil | G | 2025 | LF Gas |  | 0.036648 | 0.053092 | 0.07079 | 0.16053 | 0 | 0 | 0 | 0 | 0 | 0 | 0 | 0 | 0 | 0 | 0 | 0 | 2.7147 | 3.9328 | 5.2437 | 11.8911 | 2.112 | 3.0596 | 4.0796 | 9.2512 | 0 | 0 | 0 | 0 | 0.0044128 | 0.0063928 | 0.0085238 | 0.019329 | 0 | 0 | 0 | 0 | 0 | 0 | 0 | 0 | 0.37551 | 0.017751 | 0.025717 | 0.034289 | 0.077757 | 0 | 0 | 0 | 0 | 0 | 1.6
58293_G_PVH | WECC_AZ | Arizona | 4 | Maricopa | 13 | 58293 | PVH | Paradise Valley H.S. PV | 0 | 2013 | 9999 | Solar PV | [5 empty] | Non-Fossil | G | 2025 | Solar |  | 0 | 0 | 0 | 0 | 0 | 0 | 0 | 0 | 0 | 0 | 0 | 0 | 0 | 0 | 0 | 0 | 0.58515 | 1.0557 | 1.529 | 3.1699 | 0 | 0 | 0 | 0 | 0 | 0 | 0 | 0 | 0 | 0 | 0 | 0 | 0 | 0 | 0 | 0 | 0 | 0 | 0 | 0 | 0.058544 | 0 | 0 | 0 | 0 | 0 | 0 | 0 | 0 | 0 | 1.2969
58292_G_JCC | WECC_AZ | Arizona | 4 | Maricopa | 13 | 58292 | JCC | Jewish Community Center PV | 0 | 2012 | 9999 | Solar PV | [5 empty] | Non-Fossil | G | 2025 | Solar |  | 0 | 0 | 0 | 0 | 0 | 0 | 0 | 0 | 0 | 0 | 0 | 0 | 0 | 0 | 0 | 0 | 0.49512 | 0.89333 | 1.2938 | 2.6822 | 0 | 0 | 0 | 0 | 0 | 0 | 0 | 0 | 0 | 0 | 0 | 0 | 0 | 0 | 0 | 0 | 0 | 0 | 0 | 0 | 0.049537 | 0 | 0 | 0 | 0 | 0 | 0 | 0 | 0 | 0 | 1.0974
58290_G_VSPV | WECC_SCE | California | 6 | Riverside | 65 | 58290 | VSPV | Venable Solar 2 | 0 | 2015 | 9999 | Solar PV | [5 empty] | Non-Fossil | G | 2025 | Solar |  | 0 | 0 | 0 | 0 | 0 | 0 | 0 | 0 | 0 | 0 | 0 | 0 | 0 | 0 | 0 | 0 | 0.63113 | 1.1709 | 1.8149 | 3.6169 | 0 | 0 | 0 | 0 | 0 | 0 | 0 | 0 | 0 | 0 | 0 | 0 | 0 | 0 | 0 | 0 | 0 | 0 | 0 | 0 | 0.054192 | 0 | 0 | 0 | 0 | 0 | 0 | 0 | 0 | 0 | 1.5
58289_G_VNPV | WECC_SCE | California | 6 | Riverside | 65 | 58289 | VNPV | Venable Solar 1 | 0 | 2015 | 9999 | Solar PV | [5 empty] | Non-Fossil | G | 2025 | Solar |  | 0 | 0 | 0 | 0 | 0 | 0 | 0 | 0 | 0 | 0 | 0 | 0 | 0 | 0 | 0 | 0 | 0.63113 | 1.1709 | 1.8149 | 3.6169 | 0 | 0 | 0 | 0 | 0 | 0 | 0 | 0 | 0 | 0 | 0 | 0 | 0 | 0 | 0 | 0 | 0 | 0 | 0 | 0 | 0.054192 | 0 | 0 | 0 | 0 | 0 | 0 | 0 | 0 | 0 | 1.5
58284_G_0001 | WECC_NM | New Mexico | 35 | Valencia | 61 | 58284 | 0001 | La Luz Energy Center | 10745 | 2015 | 9999 | Combustion Turbine |  |  | SCR | DLNB |  | Fossil | G | 2025 | Oil |  | 0 | 0 | 0 | 0 | 0 | 0 | 0 | 0 | 0 | 0 | 0 | 0 | 0 | 0 | 0 | 0 | 0 | 0 | 0 | 0 | 0 | 0 | 0 | 0 | 0 | 0 | 0 | 0 | 0 | 0 | 0 | 0 | 0 | 0 | 0 | 0 | 0 | 0 | 0 | 0 | 0.8496 | 0 | 0 | 0 | 0 | 0 | 0 | 0 | 0 | 0 | 41 | SCR
58283_G_1 | NENGREST | Massachusetts | 25 | Bristol | 5 | 58283 | 1 | Freetown Solar | 0 | 2015 | 9999 | Solar PV | [5 empty] | Non-Fossil | G | 2025 | Solar |  | 0 | 0 | 0 | 0 | 0 | 0 | 0 | 0 | 0 | 0 | 0 | 0 | 0 | 0 | 0 | 0 | 1.0964 | 2.2796 | 3.4827 | 6.8587 | 0 | 0 | 0 | 0 | 0 | 0 | 0 | 0 | 0 | 0 | 0 | 0 | 0 | 0 | 0 | 0 | 0 | 0 | 0 | 0 | 0.13687 | 0 | 0 | 0 | 0 | 0 | 0 | 0 | 0 | 0 | 4.8909
58282_G_1 | NENGREST | Massachusetts | 25 | Worcester | 27 | 58282 | 1 | Leicester One MA Solar LLC | 0 | 2015 | 9999 | Solar PV | [5 empty] | Non-Fossil | G | 2025 | Solar |  | 0 | 0 | 0 | 0 | 0 | 0 | 0 | 0 | 0 | 0 | 0 | 0 | 0 | 0 | 0 | 0 | 1.3157 | 2.7356 | 4.1793 | 8.2305 | 0 | 0 | 0 | 0 | 0 | 0 | 0 | 0 | 0 | 0 | 0 | 0 | 0 | 0 | 0 | 0 | 0 | 0 | 0 | 0 | 0.16425 | 0 | 0 | 0 | 0 | 0 | 0 | 0 | 0 | 0 | 5.8691
58280_G_1 | NENGREST | Massachusetts | 25 | Worcester | 27 | 58280 | 1 | Millbury Solar | 0 | 2014 | 9999 | Solar PV | [5 empty] | Non-Fossil | G | 2025 | Solar |  | 0 | 0 | 0 | 0 | 0 | 0 | 0 | 0 | 0 | 0 | 0 | 0 | 0 | 0 | 0 | 0 | 0.65784 | 1.3678 | 2.0896 | 4.1152 | 0 | 0 | 0 | 0 | 0 | 0 | 0 | 0 | 0 | 0 | 0 | 0 | 0 | 0 | 0 | 0 | 0 | 0 | 0 | 0 | 0.082124 | 0 | 0 | 0 | 0 | 0 | 0 | 0 | 0 | 0 | 2.9345
58279_G_1 | NENGREST | Massachusetts | 25 | Worcester | 27 | 58279 | 1 | Mass Midstate Solar 1 | 0 | 2014 | 9999 | Solar PV | [5 empty] | Non-Fossil | G | 2025 | Solar |  | 0 | 0 | 0 | 0 | 0 | 0 | 0 | 0 | 0 | 0 | 0 | 0 | 0 | 0 | 0 | 0 | 1.0964 | 2.2796 | 3.4827 | 6.8587 | 0 | 0 | 0 | 0 | 0 | 0 | 0 | 0 | 0 | 0 | 0 | 0 | 0 | 0 | 0 | 0 | 0 | 0 | 0 | 0 | 0.13687 | 0 | 0 | 0 | 0 | 0 | 0 | 0 | 0 | 0 | 4.8909
58276_G_1 | NENGREST | Massachusetts | 25 | Worcester | 27 | 58276 | 1 | Mass Midstate Solar 2 | 0 | 2014 | 9999 | Solar PV | [5 empty] | Non-Fossil | G | 2025 | Solar |  | 0 | 0 | 0 | 0 | 0 | 0 | 0 | 0 | 0 | 0 | 0 | 0 | 0 | 0 | 0 | 0 | 1.0964 | 2.2796 | 3.4827 | 6.8587 | 0 | 0 | 0 | 0 | 0 | 0 | 0 | 0 | 0 | 0 | 0 | 0 | 0 | 0 | 0 | 0 | 0 | 0 | 0 | 0 | 0.13687 | 0 | 0 | 0 | 0 | 0 | 0 | 0 | 0 | 0 | 4.8909
58275_G_1 | NENGREST | Massachusetts | 25 | Worcester | 27 | 58275 | 1 | Mass Midstate Solar 3 | 0 | 2014 | 9999 | Solar PV | [5 empty] | Non-Fossil | G | 2025 | Solar |  | 0 | 0 | 0 | 0 | 0 | 0 | 0 | 0 | 0 | 0 | 0 | 0 | 0 | 0 | 0 | 0 | 0.87712 | 1.8237 | 2.7862 | 5.487 | 0 | 0 | 0 | 0 | 0 | 0 | 0 | 0 | 0 | 0 | 0 | 0 | 0 | 0 | 0 | 0 | 0 | 0 | 0 | 0 | 0.1095 | 0 | 0 | 0 | 0 | 0 | 0 | 0 | 0 | 0 | 3.9127
58274_G_RAEF | S_VACA | North Carolina | 37 | Hoke | 93 | 58274 | RAEF | Raeford Farm | 0 | 2012 | 9999 | Solar PV | [5 empty] | Non-Fossil | G | 2025 | Solar |  | 0 | 0 | 0 | 0 | 0 | 0 | 0 | 0 | 0 | 0 | 0 | 0 | 0 | 0 | 0 | 0 | 1.4856 | 2.6351 | 4.3945 | 8.5152 | 0 | 0 | 0 | 0 | 0 | 0 | 0 | 0 | 0 | 0 | 0 | 0 | 0 | 0 | 0 | 0 | 0 | 0 | 0 | 0 | 0.13705 | 0 | 0 | 0 | 0 | 0 | 0 | 0 | 0 | 0 | 4.897
58273_G_SROB | S_VACA | North Carolina | 37 | Robeson | 155 | 58273 | SROB | South Robeson Farm | 0 | 2012 | 9999 | Solar PV | [5 empty] | Non-Fossil | G | 2025 | Solar |  | 0 | 0 | 0 | 0 | 0 | 0 | 0 | 0 | 0 | 0 | 0 | 0 | 0 | 0 | 0 | 0 | 1.4856 | 2.6351 | 4.3945 | 8.5152 | 0 | 0 | 0 | 0 | 0 | 0 | 0 | 0 | 0 | 0 | 0 | 0 | 0 | 0 | 0 | 0 | 0 | 0 | 0 | 0 | 0.13705 | 0 | 0 | 0 | 0 | 0 | 0 | 0 | 0 | 0 | 4.897
58272_G_1 | NENGREST | Massachusetts | 25 | Hampshire | 15 | 58272 | 1 | Easthampton Landfill-City of Easthampton | 0 | 2012 | 9999 | Solar PV | [5 empty] | Non-Fossil | G | 2025 | Solar |  | 0 | 0 | 0 | 0 | 0 | 0 | 0 | 0 | 0 | 0 | 0 | 0 | 0 | 0 | 0 | 0 | 0.41663 | 0.86626 | 1.3234 | 2.6063 | 0 | 0 | 0 | 0 | 0 | 0 | 0 | 0 | 0 | 0 | 0 | 0 | 0 | 0 | 0 | 0 | 0 | 0 | 0 | 0 | 0.052012 | 0 | 0 | 0 | 0 | 0 | 0 | 0 | 0 | 0 | 1.8585
58271_G_1 | NENGREST | Massachusetts | 25 | Bristol | 5 | 58271 | 1 | Acushnet Hawes Reed Road | 0 | 2012 | 9999 | Solar PV | [5 empty] | Non-Fossil | G | 2025 | Solar |  | 0 | 0 | 0 | 0 | 0 | 0 | 0 | 0 | 0 | 0 | 0 | 0 | 0 | 0 | 0 | 0 | 0.21928 | 0.45593 | 0.69655 | 1.3717 | 0 | 0 | 0 | 0 | 0 | 0 | 0 | 0 | 0 | 0 | 0 | 0 | 0 | 0 | 0 | 0 | 0 | 0 | 0 | 0 | 0.027375 | 0 | 0 | 0 | 0 | 0 | 0 | 0 | 0 | 0 | 0.97818
58270_G_1 | NENGREST | Massachusetts | 25 | Plymouth | 23 | 58270 | 1 | Acushnet AD Makepeace | 0 | 2012 | 9999 | Solar PV | [5 empty] | Non-Fossil | G | 2025 | Solar |  | 0 | 0 | 0 | 0 | 0 | 0 | 0 | 0 | 0 | 0 | 0 | 0 | 0 | 0 | 0 | 0 | 1.0306 | 2.1428 | 3.2738 | 6.4472 | 0 | 0 | 0 | 0 | 0 | 0 | 0 | 0 | 0 | 0 | 0 | 0 | 0 | 0 | 0 | 0 | 0 | 0 | 0 | 0 | 0.12866 | 0 | 0 | 0 | 0 | 0 | 0 | 0 | 0 | 0 | 4.5974
58269_G_G6 | PJM_ATSI | Ohio | 39 | Lucas | 95 | 58269 | G6 | Bay View Backup Power Facility | 10745 | 2007 | 9999 | Combustion Turbine | [5 empty] | Fossil | G | 2025 | NaturalGas |  | 0.019843 | 0 | 0.014255 | 0.034098 | 0 | 0 | 0 | 0 | 0 | 0 | 0 | 0 | 0 | 0 | 0 | 0 | 1.8467 | 0 | 1.3267 | 3.1734 | 1.1616 | 0 | 0.83451 | 1.9961 | 1.3902e-09 | 0 | 9.9713e-10 | 2.3874e-09 | 0.0078642 | 0 | 0.0056498 | 0.013514 | 0 | 0 | 0 | 0 | 0 | 0 | 0 | 0 | 0.0374 | 0.00813 | 0 | 0.012076 | 0.020206 | 0.063235 | 0 | 0.044717 | 0.10795 | 0 | 2
58269_G_G5 | PJM_ATSI | Ohio | 39 | Lucas | 95 | 58269 | G5 | Bay View Backup Power Facility | 10745 | 2007 | 9999 | Combustion Turbine | [5 empty] | Fossil | G | 2025 | NaturalGas |  | 0.019843 | 0 | 0.014255 | 0.034098 | 0 | 0 | 0 | 0 | 0 | 0 | 0 | 0 | 0 | 0 | 0 | 0 | 1.8467 | 0 | 1.3267 | 3.1734 | 1.1616 | 0 | 0.83451 | 1.9961 | 1.3902e-09 | 0 | 9.9713e-10 | 2.3874e-09 | 0.0078642 | 0 | 0.0056498 | 0.013514 | 0 | 0 | 0 | 0 | 0 | 0 | 0 | 0 | 0.0374 | 0.00813 | 0 | 0.012076 | 0.020206 | 0.063235 | 0 | 0.044717 | 0.10795 | 0 | 2
58269_G_G4 | PJM_ATSI | Ohio | 39 | Lucas | 95 | 58269 | G4 | Bay View Backup Power Facility | 10745 | 2007 | 9999 | Combustion Turbine | [5 empty] | Fossil | G | 2025 | NaturalGas |  | 0.019843 | 0 | 0.014255 | 0.034098 | 0 | 0 | 0 | 0 | 0 | 0 | 0 | 0 | 0 | 0 | 0 | 0 | 1.8467 | 0 | 1.3267 | 3.1734 | 1.1616 | 0 | 0.83451 | 1.9961 | 1.3902e-09 | 0 | 9.9713e-10 | 2.3874e-09 | 0.0078642 | 0 | 0.0056498 | 0.013514 | 0 | 0 | 0 | 0 | 0 | 0 | 0 | 0 | 0.0374 | 0.00813 | 0 | 0.012076 | 0.020206 | 0.063235 | 0 | 0.044717 | 0.10795 | 0 | 2
58269_G_G3 | PJM_ATSI | Ohio | 39 | Lucas | 95 | 58269 | G3 | Bay View Backup Power Facility | 10745 | 2007 | 9999 | Combustion Turbine | [5 empty] | Fossil | G | 2025 | NaturalGas |  | 0.019843 | 0 | 0.014255 | 0.034098 | 0 | 0 | 0 | 0 | 0 | 0 | 0 | 0 | 0 | 0 | 0 | 0 | 1.8467 | 0 | 1.3267 | 3.1734 | 1.1616 | 0 | 0.83451 | 1.9961 | 1.3902e-09 | 0 | 9.9713e-10 | 2.3874e-09 | 0.0078642 | 0 | 0.0056498 | 0.013514 | 0 | 0 | 0 | 0 | 0 | 0 | 0 | 0 | 0.0374 | 0.00813 | 0 | 0.012076 | 0.020206 | 0.063235 | 0 | 0.044717 | 0.10795 | 0 | 2
58269_G_G2 | PJM_ATSI | Ohio | 39 | Lucas | 95 | 58269 | G2 | Bay View Backup Power Facility | 10745 | 2007 | 9999 | Combustion Turbine | [5 empty] | Fossil | G | 2025 | NaturalGas |  | 0.019843 | 0 | 0.014255 | 0.034098 | 0 | 0 | 0 | 0 | 0 | 0 | 0 | 0 | 0 | 0 | 0 | 0 | 1.8467 | 0 | 1.3267 | 3.1734 | 1.1616 | 0 | 0.83451 | 1.9961 | 1.3902e-09 | 0 | 9.9713e-10 | 2.3874e-09 | 0.0078642 | 0 | 0.0056498 | 0.013514 | 0 | 0 | 0 | 0 | 0 | 0 | 0 | 0 | 0.0374 | 0.00813 | 0 | 0.012076 | 0.020206 | 0.063235 | 0 | 0.044717 | 0.10795 | 0 | 2
58269_G_G1 | PJM_ATSI | Ohio | 39 | Lucas | 95 | 58269 | G1 | Bay View Backup Power Facility | 10745 | 2007 | 9999 | Combustion Turbine | [5 empty] | Fossil | G | 2025 | NaturalGas |  | 0.019843 | 0 | 0.014255 | 0.034098 | 0 | 0 | 0 | 0 | 0 | 0 | 0 | 0 | 0 | 0 | 0 | 0 | 1.8467 | 0 | 1.3267 | 3.1734 | 1.1616 | 0 | 0.83451 | 1.9961 | 1.3902e-09 | 0 | 9.9713e-10 | 2.3874e-09 | 0.031351 | 0 | 0.022524 | 0.053875 | 0 | 0 | 0 | 0 | 0 | 0 | 0 | 0 | 0.0374 | 0.00813 | 0 | 0.012076 | 0.020206 | 0.063235 | 0 | 0.044717 | 0.10795 | 0 | 2
58268_G_LFG1 | S_VACA | North Carolina | 37 | Orange | 135 | 58268 | LFG1 | UNC-CH LFG Facility | 14242 | 2013 | 9999 | Landfill Gas | [5 empty] | Non-Fossil | G | 2025 | LF Gas |  | 0.02395 | 0.026908 | 0.042263 | 0.093122 | 0 | 0 | 0 | 0 | 0 | 0 | 0 | 0 | 0 | 0 | 0 | 0 | 1.6817 | 1.8894 | 2.9675 | 6.5385 | 1.3802 | 1.5507 | 2.4356 | 5.3665 | 0 | 0 | 0 | 0 | 0.0028838 | 0.00324 | 0.0050889 | 0.011213 | 0 | 0 | 0 | 0 | 0 | 0 | 0 | 0 | 0.23469 | 0.010997 | 0.012355 | 0.019405 | 0.042756 | 0 | 0 | 0 | 0 | 0 | 1
58266_G_9 | WECC_PNW | Oregon | 41 | Columbia | 9 | 58266 | 9 | Port Westward Unit 2 | 10745 | 2015 | 9999 | Combustion Turbine | [5 empty] | Fossil | G | 2025 |  | CT Retirement | 0 | 0 | 0 | 0 | 0 | 0 | 0 | 0 | 0 | 0 | 0 | 0 | 0 | 0 | 0 | 0 | 0 | 0 | 0 | 0 | 0 | 0 | 0 | 0 | 0 | 0 | 0 | 0 | 0 | 0 | 0 | 0 | 0 | 0 | 0 | 0 | 0 | 0 | 0 | 0 | 0 | 0 | 0 | 0 | 0 | 0 | 0 | 0 | 0 | 0 | 18.7
58266_G_8 | WECC_PNW | Oregon | 41 | Columbia | 9 | 58266 | 8 | Port Westward Unit 2 | 10745 | 2014 | 9999 | Combustion Turbine | [5 empty] | Fossil | G | 2025 |  | CT Retirement | 0 | 0 | 0 | 0 | 0 | 0 | 0 | 0 | 0 | 0 | 0 | 0 | 0 | 0 | 0 | 0 | 0 | 0 | 0 | 0 | 0 | 0 | 0 | 0 | 0 | 0 | 0 | 0 | 0 | 0 | 0 | 0 | 0 | 0 | 0 | 0 | 0 | 0 | 0 | 0 | -4.8273e-17 | 0 | 0 | 0 | 0 | 0 | 0 | 0 | 0 | 0 | 18.7
58266_G_7 | WECC_PNW | Oregon | 41 | Columbia | 9 | 58266 | 7 | Port Westward Unit 2 | 10745 | 2014 | 9999 | Combustion Turbine | [5 empty] | Fossil | G | 2025 |  | CT Retirement | 0 | 0 | 0 | 0 | 0 | 0 | 0 | 0 | 0 | 0 | 0 | 0 | 0 | 0 | 0 | 0 | 0 | 0 | 0 | 0 | 0 | 0 | 0 | 0 | 0 | 0 | 0 | 0 | 0 | 0 | 0 | 0 | 0 | 0 | 0 | 0 | 0 | 0 | 0 | 0 | -4.8273e-17 | 0 | 0 | 0 | 0 | 0 | 0 | 0 | 0 | 0 | 18.7
58266_G_6 | WECC_PNW | Oregon | 41 | Columbia | 9 | 58266 | 6 | Port Westward Unit 2 | 10745 | 2014 | 9999 | Combustion Turbine | [5 empty] | Fossil | G | 2025 |  | CT Retirement | 0 | 0 | 0 | 0 | 0 | 0 | 0 | 0 | 0 | 0 | 0 | 0 | 0 | 0 | 0 | 0 | 0 | 0 | 0 | 0 | 0 | 0 | 0 | 0 | 0 | 0 | 0 | 0 | 0 | 0 | 0 | 0 | 0 | 0 | 0 | 0 | 0 | 0 | 0 | 0 | -4.8273e-17 | 0 | 0 | 0 | 0 | 0 | 0 | 0 | 0 | 0 | 18.7
58266_G_5 | WECC_PNW | Oregon | 41 | Columbia | 9 | 58266 | 5 | Port Westward Unit 2 | 10745 | 2014 | 9999 | Combustion Turbine | [5 empty] | Fossil | G | 2025 |  | CT Retirement | 0 | 0 | 0 | 0 | 0 | 0 | 0 | 0 | 0 | 0 | 0 | 0 | 0 | 0 | 0 | 0 | 0 | 0 | 0 | 0 | 0 | 0 | 0 | 0 | 0 | 0 | 0 | 0 | 0 | 0 | 0 | 0 | 0 | 0 | 0 | 0 | 0 | 0 | 0 | 0 | -4.8273e-17 | 0 | 0 | 0 | 0 | 0 | 0 | 0 | 0 | 0 | 18.7
58266_G_4 | WECC_PNW | Oregon | 41 | Columbia | 9 | 58266 | 4 | Port Westward Unit 2 | 10745 | 2014 | 9999 | Combustion Turbine | [5 empty] | Fossil | G | 2025 |  | CT Retirement | 0 | 0 | 0 | 0 | 0 | 0 | 0 | 0 | 0 | 0 | 0 | 0 | 0 | 0 | 0 | 0 | 0 | 0 | 0 | 0 | 0 | 0 | 0 | 0 | 0 | 0 | 0 | 0 | 0 | 0 | 0 | 0 | 0 | 0 | 0 | 0 | 0 | 0 | 0 | 0 | -4.8273e-17 | 0 | 0 | 0 | 0 | 0 | 0 | 0 | 0 | 0 | 18.7
58266_G_3 | WECC_PNW | Oregon | 41 | Columbia | 9 | 58266 | 3 | Port Westward Unit 2 | 10745 | 2014 | 9999 | Combustion Turbine | [5 empty] | Fossil | G | 2025 |  | CT Retirement | 0 | 0 | 0 | 0 | 0 | 0 | 0 | 0 | 0 | 0 | 0 | 0 | 0 | 0 | 0 | 0 | 0 | 0 | 0 | 0 | 0 | 0 | 0 | 0 | 0 | 0 | 0 | 0 | 0 | 0 | 0 | 0 | 0 | 0 | 0 | 0 | 0 | 0 | 0 | 0 | -4.8273e-17 | 0 | 0 | 0 | 0 | 0 | 0 | 0 | 0 | 0 | 18.7
58266_G_2 | WECC_PNW | Oregon | 41 | Columbia | 9 | 58266 | 2 | Port Westward Unit 2 | 10745 | 2014 | 9999 | Combustion Turbine | [5 empty] | Fossil | G | 2025 | NaturalGas | CT Retirement | 0 | 0 | 0 | 0 | 0 | 0 | 0 | 0 | 0 | 0 | 0 | 0 | 0 | 0 | 0 | 0 | 0 | 0 | 0 | 0 | 0 | 0 | 0 | 0 | 0 | 0 | 0 | 0 | 0 | 0 | 0 | 0 | 0 | 0 | 0 | 0 | 0 | 0 | 0 | 0 | -4.8273e-17 | 0 | 0 | 0 | 0 | 0 | 0 | 0 | 0 | 0 | 18.7
58266_G_12 | WECC_PNW | Oregon | 41 | Columbia | 9 | 58266 | 12 | Port Westward Unit 2 | 10745 | 2014 | 9999 | Combustion Turbine | [5 empty] | Fossil | G | 2025 |  | CT Retirement | 0 | 0 | 0 | 0 | 0 | 0 | 0 | 0 | 0 | 0 | 0 | 0 | 0 | 0 | 0 | 0 | 0 | 0 | 0 | 0 | 0 | 0 | 0 | 0 | 0 | 0 | 0 | 0 | 0 | 0 | 0 | 0 | 0 | 0 | 0 | 0 | 0 | 0 | 0 | 0 | -4.8273e-17 | 0 | 0 | 0 | 0 | 0 | 0 | 0 | 0 | 0 | 18.7
58266_G_11 | WECC_PNW | Oregon | 41 | Columbia | 9 | 58266 | 11 | Port Westward Unit 2 | 10745 | 2014 | 9999 | Combustion Turbine | [5 empty] | Fossil | G | 2025 |  | CT Retirement | 0 | 0 | 0 | 0 | 0 | 0 | 0 | 0 | 0 | 0 | 0 | 0 | 0 | 0 | 0 | 0 | 0 | 0 | 0 | 0 | 0 | 0 | 0 | 0 | 0 | 0 | 0 | 0 | 0 | 0 | 0 | 0 | 0 | 0 | 0 | 0 | 0 | 0 | 0 | 0 | -4.8273e-17 | 0 | 0 | 0 | 0 | 0 | 0 | 0 | 0 | 0 | 18.7
58266_G_10 | WECC_PNW | Oregon | 41 | Columbia | 9 | 58266 | 10 | Port Westward Unit 2 | 10745 | 2014 | 9999 | Combustion Turbine | [5 empty] | Fossil | G | 2025 |  | CT Retirement | 0 | 0 | 0 | 0 | 0 | 0 | 0 | 0 | 0 | 0 | 0 | 0 | 0 | 0 | 0 | 0 | 0 | 0 | 0 | 0 | 0 | 0 | 0 | 0 | 0 | 0 | 0 | 0 | 0 | 0 | 0 | 0 | 0 | 0 | 0 | 0 | 0 | 0 | 0 | 0 | -4.8273e-17 | 0 | 0 | 0 | 0 | 0 | 0 | 0 | 0 | 0 | 18.7
58266_G_1 | WECC_PNW | Oregon | 41 | Columbia | 9 | 58266 | 1 | Port Westward Unit 2 | 10745 | 2014 | 9999 | Combustion Turbine | [5 empty] | Fossil | G | 2025 |  | CT Retirement | 0 | 0 | 0 | 0 | 0 | 0 | 0 | 0 | 0 | 0 | 0 | 0 | 0 | 0 | 0 | 0 | 0 | 0 | 0 | 0 | 0 | 0 | 0 | 0 | 0 | 0 | 0 | 0 | 0 | 0 | 0 | 0 | 0 | 0 | 0 | 0 | 0 | 0 | 0 | 0 | -4.8273e-17 | 0 | 0 | 0 | 0 | 0 | 0 | 0 | 0 | 0 | 18.7
58264_G_FC2 | S_VACA | North Carolina | 37 | Catawba | 35 | 58264 | FC2 | Apple Data Center - Fuel Cell 1&2 | 14242 | 2013 | 9999 | Landfill Gas | [5 empty] | Non-Fossil | G | 2025 | LF Gas |  | 0.12454 | 0.13992 | 0.21977 | 0.48423 | 0 | 0 | 0 | 0 | 0 | 0 | 0 | 0 | 0 | 0 | 0 | 0 | 8.7446 | 9.8247 | 15.431 | 34.0003 | 7.1772 | 8.0636 | 12.665 | 27.9059 | 0 | 0 | 0 | 0 | 0.014996 | 0.016848 | 0.026462 | 0.058306 | 0 | 0 | 0 | 0 | 0 | 0 | 0 | 0 | 1.2204 | 0.057182 | 0.064245 | 0.10091 | 0.22233 | 0 | 0 | 0 | 0 | 0 | 5.2
58264_G_FC1 | S_VACA | North Carolina | 37 | Catawba | 35 | 58264 | FC1 | Apple Data Center - Fuel Cell 1&2 | 14242 | 2012 | 9999 | Landfill Gas | [5 empty] | Non-Fossil | G | 2025 | LF Gas |  | 0.11496 | 0.12916 | 0.20286 | 0.44698 | 0 | 0 | 0 | 0 | 0 | 0 | 0 | 0 | 0 | 0 | 0 | 0 | 8.072 | 9.0689 | 14.244 | 31.3849 | 6.6251 | 7.4433 | 11.6908 | 25.7592 | 0 | 0 | 0 | 0 | 0.013842 | 0.015552 | 0.024427 | 0.053821 | 0 | 0 | 0 | 0 | 0 | 0 | 0 | 0 | 1.1265 | 0.052783 | 0.059303 | 0.093143 | 0.20523 | 0 | 0 | 0 | 0 | 0 | 4.8
58263_G_STG | PJM_ATSI | Ohio | 39 | Lucas | 95 | 58263 | STG | Bay View Cogeneration Facility | 17500 | 2011 | 9999 | Landfill Gas | [5 empty] | Non-Fossil | G | 2025 | LF Gas |  | 0.094479 | 0.10589 | 0.16181 | 0.36218 | 0 | 0 | 0 | 0 | 0 | 0 | 0 | 0 | 0 | 0 | 0 | 0 | 5.3988 | 6.0507 | 9.2466 | 20.6961 | 6.5636 | 7.3561 | 11.2414 | 25.1611 | 0 | 0 | 0 | 0 | 0.013714 | 0.01537 | 0.023488 | 0.052572 | 0 | 0 | 0 | 0 | 0 | 0 | 0 | 0 | 0.93877 | 0.035303 | 0.039566 | 0.060464 | 0.13533 | 0 | 0 | 0 | 0 | 0 | 4
58263_G_GTG | PJM_ATSI | Ohio | 39 | Lucas | 95 | 58263 | GTG | Bay View Cogeneration Facility | 17500 | 2010 | 9999 | Landfill Gas | [5 empty] | Non-Fossil | G | 2025 | LF Gas |  | 0.10393 | 0.11648 | 0.178 | 0.3984 | 0 | 0 | 0 | 0 | 0 | 0 | 0 | 0 | 0 | 0 | 0 | 0 | 5.9387 | 6.6558 | 10.1712 | 22.7657 | 6.6077 | 7.4055 | 11.3169 | 25.3301 | 0 | 0 | 0 | 0 | 0.013806 | 0.015473 | 0.023646 | 0.052925 | 0 | 0 | 0 | 0 | 0 | 0 | 0 | 0 | 1.0326 | 0.038834 | 0.043523 | 0.066511 | 0.14887 | 0 | 0 | 0 | 0 | 0 | 4.4
58262_G_1 | WECC_AZ | Arizona | 4 | Maricopa | 13 | 58262 | 1 | Badger 1 | 0 | 2013 | 9999 | Solar PV | [5 empty] | Non-Fossil | G | 2025 | Solar |  | 0 | 0 | 0 | 0 | 0 | 0 | 0 | 0 | 0 | 0 | 0 | 0 | 0 | 0 | 0 | 0 | 6.6617 | 12.0193 | 17.4073 | 36.0883 | 0 | 0 | 0 | 0 | 0 | 0 | 0 | 0 | 0 | 0 | 0 | 0 | 0 | 0 | 0 | 0 | 0 | 0 | 0 | 0 | 0.6665 | 0 | 0 | 0 | 0 | 0 | 0 | 0 | 0 | 0 | 14.7651
58261_G_1 | WEC_BANC | California | 6 | Sacramento | 67 | 58261 | 1 | FAA NorCal TRACON | 0 | 2012 | 9999 | Solar PV | [5 empty] | Non-Fossil | G | 2025 | Solar |  | 0 | 0 | 0 | 0 | 0 | 0 | 0 | 0 | 0 | 0 | 0 | 0 | 0 | 0 | 0 | 0 | 0.34563 | 0.75128 | 1.1789 | 2.2758 | 0 | 0 | 0 | 0 | 0 | 0 | 0 | 0 | 0 | 0 | 0 | 0 | 0 | 0 | 0 | 0 | 0 | 0 | 0 | 0 | 0.027985 | 0 | 0 | 0 | 0 | 0 | 0 | 0 | 0 | 0 | 1
58260_G_ST01 | PJM_Dom | Virginia | 51 | Brunswick | 25 | 58260 | ST01 | Brunswick County Power Station | 7050 | 2016 | 9999 | Combined Cycle |  |  | SCR | DLNB |  | Fossil | G | 2025 | NaturalGas |  | 7.1646 | 9.712 | 13.4062 | 30.2828 | 0 | 0 | 0 | 0 | 0 | 0 | 0 | 0 | 0 | 0 | 0 | 0 | 1016.2556 | 1377.591 | 1901.5863 | 4295.4329 | 419.4158 | 568.5414 | 784.798 | 1772.7552 | 5.0152e-07 | 6.7984e-07 | 9.3844e-07 | 2.1198e-06 | 0.020168 | 0.027339 | 0.037738 | 0.085246 | 0 | 0 | 0 | 0 | 0 | 0 | 0 | 0 | 17.6975 | 2.1573 | 2.9243 | 4.0367 | 9.1183 | 27.4894 | 29.688 | 45.9408 | 103.1183 | 0 | 579.4 | SCR
58260_G_CT03 | PJM_Dom | Virginia | 51 | Brunswick | 25 | 58260 | CT03 | Brunswick County Power Station | 7050 | 2016 | 9999 | Combined Cycle |  |  | SCR | DLNB |  | Fossil | G | 2025 | NaturalGas |  | 3.2633 | 4.4235 | 6.1061 | 13.7929 | 0 | 0 | 0 | 0 | 0 | 0 | 0 | 0 | 0 | 0 | 0 | 0 | 462.8751 | 627.453 | 866.1177 | 1956.4459 | 191.0318 | 258.9542 | 357.4529 | 807.4389 | 2.2843e-07 | 3.0965e-07 | 4.2743e-07 | 9.6551e-07 | 0.0091861 | 0.012452 | 0.017189 | 0.038827 | 0 | 0 | 0 | 0 | 0 | 0 | 0 | 0 | 8.0607 | 0.98259 | 1.332 | 1.8386 | 4.1531 | 12.5206 | 13.522 | 20.9247 | 46.9674 | 0 | 263.9 | SCR
58260_G_CT02 | PJM_Dom | Virginia | 51 | Brunswick | 25 | 58260 | CT02 | Brunswick County Power Station | 7050 | 2016 | 9999 | Combined Cycle |  |  | SCR | DLNB |  | Fossil | G | 2025 | NaturalGas |  | 3.2633 | 4.4235 | 6.1061 | 13.7929 | 0 | 0 | 0 | 0 | 0 | 0 | 0 | 0 | 0 | 0 | 0 | 0 | 462.8751 | 627.453 | 866.1177 | 1956.4459 | 191.0318 | 258.9542 | 357.4529 | 807.4389 | 2.2843e-07 | 3.0965e-07 | 4.2743e-07 | 9.6551e-07 | 0.0091861 | 0.012452 | 0.017189 | 0.038827 | 0 | 0 | 0 | 0 | 0 | 0 | 0 | 0 | 8.0607 | 0.98259 | 1.332 | 1.8386 | 4.1531 | 12.5206 | 13.522 | 20.9247 | 46.9674 | 0 | 263.9 | SCR
58260_G_CT01 | PJM_Dom | Virginia | 51 | Brunswick | 25 | 58260 | CT01 | Brunswick County Power Station | 7050 | 2016 | 9999 | Combined Cycle |  |  | SCR | DLNB |  | Fossil | G | 2025 | NaturalGas |  | 3.2633 | 4.4235 | 6.1061 | 13.7929 | 0 | 0 | 0 | 0 | 0 | 0 | 0 | 0 | 0 | 0 | 0 | 0 | 462.8751 | 627.453 | 866.1177 | 1956.4459 | 191.0318 | 258.9542 | 357.4529 | 807.4389 | 2.2843e-07 | 3.0965e-07 | 4.2743e-07 | 9.6551e-07 | 0.0091861 | 0.012452 | 0.017189 | 0.038827 | 0 | 0 | 0 | 0 | 0 | 0 | 0 | 0 | 8.0607 | 0.98259 | 1.332 | 1.8386 | 4.1531 | 12.5206 | 13.522 | 20.9247 | 46.9674 | 0 | 263.9 | SCR
58258_G_GEN2 | WEC_LADW | California | 6 | Los Angeles | 37 | 58258 | GEN2 | Central Utilities Plant LAX 2 | 11088 | 2015 | 9999 | Combustion Turbine | [5 empty] | Fossil | G | 2025 | NaturalGas |  | 0 | 0 | 0 | 0 | 0 | 0 | 0 | 0 | 0 | 0 | 0 | 0 | 0 | 0 | 0 | 0 | 0 | 0 | 0 | 0 | 0 | 0 | 0 | 0 | 0 | 0 | 0 | 0 | 0 | 0 | 0 | 0 | 0 | 0 | 0 | 0 | 0 | 0 | 0 | 0 | 0.07854 | 0 | 0 | 0 | 0 | 0 | 0 | 0 | 0 | 0 | 4.2
58258_G_GEN1 | WEC_LADW | California | 6 | Los Angeles | 37 | 58258 | GEN1 | Central Utilities Plant LAX 2 | 11088 | 2015 | 9999 | Combustion Turbine | [5 empty] | Fossil | G | 2025 | NaturalGas |  | 0 | 0 | 0 | 0 | 0 | 0 | 0 | 0 | 0 | 0 | 0 | 0 | 0 | 0 | 0 | 0 | 0 | 0 | 0 | 0 | 0 | 0 | 0 | 0 | 0 | 0 | 0 | 0 | 0 | 0 | 0 | 0 | 0 | 0 | 0 | 0 | 0 | 0 | 0 | 0 | 0.07854 | 0 | 0 | 0 | 0 | 0 | 0 | 0 | 0 | 0 | 4.2
58257_G_UP1 | S_VACA | South Carolina | 45 | Spartanburg | 83 | 58257 | UP1 | Upper Pacolet Hydro | 0 | 2013 | 9999 | Hydro | [5 empty] | Non-Fossil | G | 2025 | Hydro |  | 0 | 0 | 0 | 0 | 0 | 0 | 0 | 0 | 0 | 0 | 0 | 0 | 0 | 0 | 0 | 0 | 0.54214 | 0.55359 | 0.58662 | 1.6823 | 0 | 0 | 0 | 0 | 0 | 0 | 0 | 0 | 0 | 0 | 0 | 0 | 0 | 0 | 0 | 0 | 0 | 0 | 0 | 0 | 0.016378 | 0.0014421 | 0.0014725 | 0.0015604 | 0.004475 | 0 | 0 | 0 | 0 | 0 | 1.1
58256_G_3 | WECC_NM | New Mexico | 35 | Los Alamos | 28 | 58256 | 3 | Los Alamos PV Site | 0 | 2012 | 9999 | Energy Storage | [5 empty] | Non-Fossil | G | 2025 | EnerStor |  | 0 | 0 | 0 | 0 | 0 | 0 | 0 | 0 | 0 | 0 | 0 | 0 | 0 | 0 | 0 | 0 | 0.19814 | 0.26336 | 0.58404 | 1.0455 | 0 | 0 | 0 | 0 | 0 | 0 | 0 | 0 | 0 | 0 | 0 | 0 | 0 | 0 | 0 | 0 | 0 | 0 | 0 | 0 | 0 | 0 | 0 | 0 | 0 | 0 | 0 | 0 | 0 | 0 | 0.8
58256_G_2 | WECC_NM | New Mexico | 35 | Los Alamos | 28 | 58256 | 2 | Los Alamos PV Site | 0 | 2012 | 9999 | Energy Storage | [5 empty] | Non-Fossil | G | 2025 | EnerStor |  | 0 | 0 | 0 | 0 | 0 | 0 | 0 | 0 | 0 | 0 | 0 | 0 | 0 | 0 | 0 | 0 | 0.24767 | 0.3292 | 0.73005 | 1.3069 | 0 | 0 | 0 | 0 | 0 | 0 | 0 | 0 | 0 | 0 | 0 | 0 | 0 | 0 | 0 | 0 | 0 | 0 | 0 | 0 | 0 | 0 | 0 | 0 | 0 | 0 | 0 | 0 | 0 | 0 | 1
58256_G_1 | WECC_NM | New Mexico | 35 | Los Alamos | 28 | 58256 | 1 | Los Alamos PV Site | 0 | 2012 | 9999 | Solar PV | [5 empty] | Non-Fossil | G | 2025 | Solar |  | 0 | 0 | 0 | 0 | 0 | 0 | 0 | 0 | 0 | 0 | 0 | 0 | 0 | 0 | 0 | 0 | 0.43522 | 0.74397 | 1.1182 | 2.2974 | 0 | 0 | 0 | 0 | 0 | 0 | 0 | 0 | 0 | 0 | 0 | 0 | 0 | 0 | 0 | 0 | 0 | 0 | 0 | 0 | 0.027985 | 0 | 0 | 0 | 0 | 0 | 0 | 0 | 0 | 0 | 1
58255_G_12 | SPP_N | Kansas | 20 | Grant | 67 | 58255 | 12 | Rubart | 10745 | 2014 | 9999 | Combustion Turbine |  |  | SCR |  |  | Fossil | G | 2025 | NaturalGas |  | 0.00043728 | 0.00026237 | 0.049071 | 0.049771 | 0 | 0 | 0 | 0 | 0 | 0 | 0 | 0 | 0 | 0 | 0 | 0 | 0.040696 | 0.024417 | 4.5669 | 4.632 | 0.025598 | 0.015359 | 2.8726 | 2.9136 | 3.0625e-11 | 1.8375e-11 | 3.4329e-09 | 3.4819e-09 | 8e-06 | 4.8e-06 | 0.000898 | 0.0009108 | 0 | 0 | 0 | 0 | 0 | 0 | 0 | 0 | 0.1865 | 0.00064458 | 0.00038675 | 0.047801 | 0.048833 | 0.0016165 | 0.0009122 | 0.17356 | 0.17608 | 0 | 9 | SCR
58255_G_11 | SPP_N | Kansas | 20 | Grant | 67 | 58255 | 11 | Rubart | 10745 | 2014 | 9999 | Combustion Turbine |  |  | SCR |  |  | Fossil | G | 2025 | NaturalGas |  | 0.00043728 | 0.00026237 | 0.049071 | 0.049771 | 0 | 0 | 0 | 0 | 0 | 0 | 0 | 0 | 0 | 0 | 0 | 0 | 0.040696 | 0.024417 | 4.5669 | 4.632 | 0.025598 | 0.015359 | 2.8726 | 2.9136 | 3.0625e-11 | 1.8375e-11 | 3.4329e-09 | 3.4819e-09 | 8e-06 | 4.8e-06 | 0.000898 | 0.0009108 | 0 | 0 | 0 | 0 | 0 | 0 | 0 | 0 | 0.1865 | 0.00064458 | 0.00038675 | 0.047801 | 0.048833 | 0.0016165 | 0.0009122 | 0.17356 | 0.17608 | 0 | 9 | SCR
58255_G_10 | SPP_N | Kansas | 20 | Grant | 67 | 58255 | 10 | Rubart | 10745 | 2014 | 9999 | Combustion Turbine |  |  | SCR |  |  | Fossil | G | 2025 | NaturalGas |  | 0.00043728 | 0.00026237 | 0.049071 | 0.049771 | 0 | 0 | 0 | 0 | 0 | 0 | 0 | 0 | 0 | 0 | 0 | 0 | 0.040696 | 0.024417 | 4.5669 | 4.632 | 0.025598 | 0.015359 | 2.8726 | 2.9136 | 3.0625e-11 | 1.8375e-11 | 3.4329e-09 | 3.4819e-09 | 8e-06 | 4.8e-06 | 0.000898 | 0.0009108 | 0 | 0 | 0 | 0 | 0 | 0 | 0 | 0 | 0.1865 | 0.00064458 | 0.00038675 | 0.047801 | 0.048833 | 0.0016165 | 0.0009122 | 0.17356 | 0.17608 | 0 | 9 | SCR
58255_G_09 | SPP_N | Kansas | 20 | Grant | 67 | 58255 | 09 | Rubart | 10745 | 2014 | 9999 | Combustion Turbine |  |  | SCR |  |  | Fossil | G | 2025 | NaturalGas |  | 0.00043728 | 0.00026237 | 0.049071 | 0.049771 | 0 | 0 | 0 | 0 | 0 | 0 | 0 | 0 | 0 | 0 | 0 | 0 | 0.040696 | 0.024417 | 4.5669 | 4.632 | 0.025598 | 0.015359 | 2.8726 | 2.9136 | 3.0625e-11 | 1.8375e-11 | 3.4329e-09 | 3.4819e-09 | 8e-06 | 4.8e-06 | 0.000898 | 0.0009108 | 0 | 0 | 0 | 0 | 0 | 0 | 0 | 0 | 0.1865 | 0.00064458 | 0.00038675 | 0.047801 | 0.048833 | 0.0016165 | 0.0009122 | 0.17356 | 0.17608 | 0 | 9 | SCR
58255_G_08 | SPP_N | Kansas | 20 | Grant | 67 | 58255 | 08 | Rubart | 10745 | 2014 | 9999 | Combustion Turbine |  |  | SCR |  |  | Fossil | G | 2025 | NaturalGas |  | 0.00043728 | 0.00026237 | 0.049071 | 0.049771 | 0 | 0 | 0 | 0 | 0 | 0 | 0 | 0 | 0 | 0 | 0 | 0 | 0.040696 | 0.024417 | 4.5669 | 4.632 | 0.025598 | 0.015359 | 2.8726 | 2.9136 | 3.0625e-11 | 1.8375e-11 | 3.4329e-09 | 3.4819e-09 | 8e-06 | 4.8e-06 | 0.000898 | 0.0009108 | 0 | 0 | 0 | 0 | 0 | 0 | 0 | 0 | 0.1865 | 0.00064458 | 0.00038675 | 0.047801 | 0.048833 | 0.0016165 | 0.0009122 | 0.17356 | 0.17608 | 0 | 9 | SCR
58255_G_07 | SPP_N | Kansas | 20 | Grant | 67 | 58255 | 07 | Rubart | 10745 | 2014 | 9999 | Combustion Turbine |  |  | SCR |  |  | Fossil | G | 2025 | NaturalGas |  | 0.00043728 | 0.00026237 | 0.049071 | 0.049771 | 0 | 0 | 0 | 0 | 0 | 0 | 0 | 0 | 0 | 0 | 0 | 0 | 0.040696 | 0.024417 | 4.5669 | 4.632 | 0.025598 | 0.015359 | 2.8726 | 2.9136 | 3.0625e-11 | 1.8375e-11 | 3.4329e-09 | 3.4819e-09 | 8e-06 | 4.8e-06 | 0.000898 | 0.0009108 | 0 | 0 | 0 | 0 | 0 | 0 | 0 | 0 | 0.1865 | 0.00064458 | 0.00038675 | 0.047801 | 0.048833 | 0.0016165 | 0.0009122 | 0.17356 | 0.17608 | 0 | 9 | SCR
58255_G_06 | SPP_N | Kansas | 20 | Grant | 67 | 58255 | 06 | Rubart | 10745 | 2014 | 9999 | Combustion Turbine |  |  | SCR |  |  | Fossil | G | 2025 | NaturalGas |  | 0.00043728 | 0.00026237 | 0.049071 | 0.049771 | 0 | 0 | 0 | 0 | 0 | 0 | 0 | 0 | 0 | 0 | 0 | 0 | 0.040696 | 0.024417 | 4.5669 | 4.632 | 0.025598 | 0.015359 | 2.8726 | 2.9136 | 3.0625e-11 | 1.8375e-11 | 3.4329e-09 | 3.4819e-09 | 8e-06 | 4.8e-06 | 0.000898 | 0.0009108 | 0 | 0 | 0 | 0 | 0 | 0 | 0 | 0 | 0.1865 | 0.00064458 | 0.00038675 | 0.047801 | 0.048833 | 0.0016165 | 0.0009122 | 0.17356 | 0.17608 | 0 | 9 | SCR
58255_G_05 | SPP_N | Kansas | 20 | Grant | 67 | 58255 | 05 | Rubart | 10745 | 2014 | 9999 | Combustion Turbine |  |  | SCR |  |  | Fossil | G | 2025 | NaturalGas |  | 0.00043728 | 0.00026237 | 0.049071 | 0.049771 | 0 | 0 | 0 | 0 | 0 | 0 | 0 | 0 | 0 | 0 | 0 | 0 | 0.040696 | 0.024417 | 4.5669 | 4.632 | 0.025598 | 0.015359 | 2.8726 | 2.9136 | 3.0625e-11 | 1.8375e-11 | 3.4329e-09 | 3.4819e-09 | 8e-06 | 4.8e-06 | 0.000898 | 0.0009108 | 0 | 0 | 0 | 0 | 0 | 0 | 0 | 0 | 0.1865 | 0.00064458 | 0.00038675 | 0.047801 | 0.048833 | 0.0016165 | 0.0009122 | 0.17356 | 0.17608 | 0 | 9 | SCR
58255_G_04 | SPP_N | Kansas | 20 | Grant | 67 | 58255 | 04 | Rubart | 10745 | 2014 | 9999 | Combustion Turbine |  |  | SCR |  |  | Fossil | G | 2025 | NaturalGas |  | 0.00043728 | 0.00026237 | 0.049071 | 0.049771 | 0 | 0 | 0 | 0 | 0 | 0 | 0 | 0 | 0 | 0 | 0 | 0 | 0.040696 | 0.024417 | 4.5669 | 4.632 | 0.025598 | 0.015359 | 2.8726 | 2.9136 | 3.0625e-11 | 1.8375e-11 | 3.4329e-09 | 3.4819e-09 | 8e-06 | 4.8e-06 | 0.000898 | 0.0009108 | 0 | 0 | 0 | 0 | 0 | 0 | 0 | 0 | 0.1865 | 0.00064458 | 0.00038675 | 0.047801 | 0.048833 | 0.0016165 | 0.0009122 | 0.17356 | 0.17608 | 0 | 9 | SCR
58255_G_03 | SPP_N | Kansas | 20 | Grant | 67 | 58255 | 03 | Rubart | 10745 | 2014 | 9999 | Combustion Turbine |  |  | SCR |  |  | Fossil | G | 2025 | NaturalGas |  | 0.00043728 | 0.00026237 | 0.049071 | 0.049771 | 0 | 0 | 0 | 0 | 0 | 0 | 0 | 0 | 0 | 0 | 0 | 0 | 0.040696 | 0.024417 | 4.5669 | 4.632 | 0.025598 | 0.015359 | 2.8726 | 2.9136 | 3.0625e-11 | 1.8375e-11 | 3.4329e-09 | 3.4819e-09 | 8e-06 | 4.8e-06 | 0.000898 | 0.0009108 | 0 | 0 | 0 | 0 | 0 | 0 | 0 | 0 | 0.1865 | 0.00064458 | 0.00038675 | 0.047801 | 0.048833 | 0.0016165 | 0.0009122 | 0.17356 | 0.17608 | 0 | 9 | SCR
58255_G_02 | SPP_N | Kansas | 20 | Grant | 67 | 58255 | 02 | Rubart | 10745 | 2014 | 9999 | Combustion Turbine |  |  | SCR |  |  | Fossil | G | 2025 | NaturalGas |  | 0.00043728 | 0.00026237 | 0.049071 | 0.049771 | 0 | 0 | 0 | 0 | 0 | 0 | 0 | 0 | 0 | 0 | 0 | 0 | 0.040696 | 0.024417 | 4.5669 | 4.632 | 0.025598 | 0.015359 | 2.8726 | 2.9136 | 3.0625e-11 | 1.8375e-11 | 3.4329e-09 | 3.4819e-09 | 8e-06 | 4.8e-06 | 0.000898 | 0.0009108 | 0 | 0 | 0 | 0 | 0 | 0 | 0 | 0 | 0.1865 | 0.00064458 | 0.00038675 | 0.047801 | 0.048833 | 0.0016165 | 0.0009122 | 0.17356 | 0.17608 | 0 | 9 | SCR
58255_G_01 | SPP_N | Kansas | 20 | Grant | 67 | 58255 | 01 | Rubart | 10745 | 2014 | 9999 | Combustion Turbine |  |  | SCR |  |  | Fossil | G | 2025 | NaturalGas |  | 0.00043728 | 0.00026237 | 0.049071 | 0.049771 | 0 | 0 | 0 | 0 | 0 | 0 | 0 | 0 | 0 | 0 | 0 | 0 | 0.040696 | 0.024417 | 4.5669 | 4.632 | 0.025598 | 0.015359 | 2.8726 | 2.9136 | 3.0625e-11 | 1.8375e-11 | 3.4329e-09 | 3.4819e-09 | 8e-06 | 4.8e-06 | 0.000898 | 0.0009108 | 0 | 0 | 0 | 0 | 0 | 0 | 0 | 0 | 0.1865 | 0.00064458 | 0.00038675 | 0.047801 | 0.048833 | 0.0016165 | 0.0009122 | 0.17356 | 0.17608 | 0 | 9 | SCR
58254_G_CTOIS | MIS_LMI | Michigan | 26 | Kent | 81 | 58254 | CTOIS | Chatham | 21645 | 2013 | 9999 | Combustion Turbine | [5 empty] | Fossil | G | 2025 | NaturalGas |  | 0 | 0 | 0 | 0 | 0 | 0 | 0 | 0 | 0 | 0 | 0 | 0 | 0 | 0 | 0 | 0 | 0 | 0 | 0 | 0 | 0 | 0 | 0 | 0 | 0 | 0 | 0 | 0 | 0 | 0 | 0 | 0 | 0 | 0 | 0 | 0 | 0 | 0 | 0 | 0 | 0.06358 | 0 | 0 | 0 | 0 | 0 | 0 | 0 | 0 | 0 | 3.4
58254_G_CT02R | MIS_LMI | Michigan | 26 | Kent | 81 | 58254 | CT02R | Chatham | 10745 | 2016 | 9999 | Combustion Turbine | [5 empty] | Fossil | G | 2025 | NaturalGas |  | 0 | 0 | 0.016277 | 0.016277 | 0 | 0 | 0 | 0 | 0 | 0 | 0 | 0 | 0 | 0 | 0 | 0 | 0 | 0 | 1.5148 | 1.5148 | 0 | 0 | 0.95284 | 0.95284 | 0 | 0 | 1.1392e-09 | 1.1392e-09 | 0 | 0 | 8.9399e-05 | 8.9399e-05 | 0 | 0 | 0 | 0 | 0 | 0 | 0 | 0 | 0.05984 | 0 | 0 | 0.014266 | 0.014266 | 0 | 0 | 0.058382 | 0.058382 | 0 | 3.2
58253_G_GEN1 | WEC_LADW | California | 6 | Los Angeles | 37 | 58253 | GEN1 | CBS Television City | 0 | 2013 | 9999 | Solar PV | [5 empty] | Non-Fossil | G | 2025 | Solar |  | 0 | 0 | 0 | 0 | 0 | 0 | 0 | 0 | 0 | 0 | 0 | 0 | 0 | 0 | 0 | 0 | 0.64552 | 1.2556 | 1.8776 | 3.7787 | 0 | 0 | 0 | 0 | 0 | 0 | 0 | 0 | 0 | 0 | 0 | 0 | 0 | 0 | 0 | 0 | 0 | 0 | 0 | 0 | 0.064027 | 0 | 0 | 0 | 0 | 0 | 0 | 0 | 0 | 0 | 1.5751
58252_G_JEN1 | PJM_SMAC | Maryland | 24 | Howard | 27 | 58252 | JEN1 | Alpha Ridge LFG | 13500 | 2012 | 9999 | Landfill Gas | [5 empty] | Non-Fossil | G | 2025 | LF Gas |  | 0.015459 | 0.021867 | 0.030929 | 0.068254 | 0 | 0 | 0 | 0 | 0 | 0 | 0 | 0 | 0 | 0 | 0 | 0 | 1.1451 | 1.6197 | 2.291 | 5.0559 | 0.89087 | 1.2601 | 1.7824 | 3.9334 | 0 | 0 | 0 | 0 | 0.0018614 | 0.002633 | 0.0037242 | 0.0082186 | 0 | 0 | 0 | 0 | 0 | 0 | 0 | 0 | 0.23469 | 0.0074879 | 0.010592 | 0.014981 | 0.033061 | 0 | 0 | 0 | 0 | 0 | 1
58250_G_GEN1 | PJM_EMAC | Pennsylvania | 42 | Bucks | 17 | 58250 | GEN1 | Tullytown | 13500 | 2013 | 9999 | Landfill Gas | [5 empty] | Non-Fossil | G | 2025 | LF Gas |  | 0.0222 | 0.02865 | 0.035165 | 0.086015 | 0 | 0 | 0 | 0 | 0 | 0 | 0 | 0 | 0 | 0 | 0 | 0 | 1.6445 | 2.1222 | 2.6048 | 6.3715 | 1.2794 | 1.651 | 2.0265 | 4.957 | 0 | 0 | 0 | 0 | 0.00069543 | 0.00089746 | 0.0011015 | 0.0026944 | 0 | 0 | 0 | 0 | 0 | 0 | 0 | 0 | 0.37551 | 0.010753 | 0.013877 | 0.017033 | 0.041664 | 0 | 0 | 0 | 0 | 0 | 1.6
58249_G_GEN1 | WEC_LADW | California | 6 | Los Angeles | 37 | 58249 | GEN1 | VA Sepulveda Ambulatory Care Center | 0 | 2014 | 9999 | Solar PV | [5 empty] | Non-Fossil | G | 2025 | Solar |  | 0 | 0 | 0 | 0 | 0 | 0 | 0 | 0 | 0 | 0 | 0 | 0 | 0 | 0 | 0 | 0 | 1.4121 | 2.7466 | 4.1073 | 8.266 | 0 | 0 | 0 | 0 | 0 | 0 | 0 | 0 | 0 | 0 | 0 | 0 | 0 | 0 | 0 | 0 | 0 | 0 | 0 | 0 | 0.14006 | 0 | 0 | 0 | 0 | 0 | 0 | 0 | 0 | 0 | 3.4455
58248_G_GEN1 | WEC_LADW | California | 6 | Los Angeles | 37 | 58248 | GEN1 | Pierce College | 0 | 2013 | 9999 | Solar PV | [5 empty] | Non-Fossil | G | 2025 | Solar |  | 0 | 0 | 0 | 0 | 0 | 0 | 0 | 0 | 0 | 0 | 0 | 0 | 0 | 0 | 0 | 0 | 0.76655 | 1.491 | 2.2297 | 4.4873 | 0 | 0 | 0 | 0 | 0 | 0 | 0 | 0 | 0 | 0 | 0 | 0 | 0 | 0 | 0 | 0 | 0 | 0 | 0 | 0 | 0.076032 | 0 | 0 | 0 | 0 | 0 | 0 | 0 | 0 | 0 | 1.8704
58246_G_CAT2 | PJM_SMAC | Maryland | 24 | Anne Arundel | 3 | 58246 | CAT2 | Millersville LFG | 13500 | 2012 | 9999 | Landfill Gas | [5 empty] | Non-Fossil | G | 2025 | LF Gas |  | 0.023188 | 0.0328 | 0.046393 | 0.10238 | 0 | 0 | 0 | 0 | 0 | 0 | 0 | 0 | 0 | 0 | 0 | 0 | 1.7176 | 2.4296 | 3.4365 | 7.5838 | 1.3363 | 1.8902 | 2.6736 | 5.9001 | 0 | 0 | 0 | 0 | 0.0027921 | 0.0039495 | 0.0055862 | 0.012328 | 0 | 0 | 0 | 0 | 0 | 0 | 0 | 0 | 0.35204 | 0.011232 | 0.015887 | 0.022472 | 0.049591 | 0 | 0 | 0 | 0 | 0 | 1.5
58246_G_CAT1 | PJM_SMAC | Maryland | 24 | Anne Arundel | 3 | 58246 | CAT1 | Millersville LFG | 13500 | 2012 | 9999 | Landfill Gas | [5 empty] | Non-Fossil | G | 2025 | LF Gas |  | 0.023188 | 0.0328 | 0.046393 | 0.10238 | 0 | 0 | 0 | 0 | 0 | 0 | 0 | 0 | 0 | 0 | 0 | 0 | 1.7176 | 2.4296 | 3.4365 | 7.5838 | 1.3363 | 1.8902 | 2.6736 | 5.9001 | 0 | 0 | 0 | 0 | 0.0027921 | 0.0039495 | 0.0055862 | 0.012328 | 0 | 0 | 0 | 0 | 0 | 0 | 0 | 0 | 0.35204 | 0.011232 | 0.015887 | 0.022472 | 0.049591 | 0 | 0 | 0 | 0 | 0 | 1.5
58244_G_WEST | WECC_SCE | California | 6 | Riverside | 65 | 58244 | WEST | West Valley High School Solar | 0 | 2012 | 9999 | Solar PV | [5 empty] | Non-Fossil | G | 2025 | Solar |  | 0 | 0 | 0 | 0 | 0 | 0 | 0 | 0 | 0 | 0 | 0 | 0 | 0 | 0 | 0 | 0 | 0.37868 | 0.70255 | 1.0889 | 2.1702 | 0 | 0 | 0 | 0 | 0 | 0 | 0 | 0 | 0 | 0 | 0 | 0 | 0 | 0 | 0 | 0 | 0 | 0 | 0 | 0 | 0.032515 | 0 | 0 | 0 | 0 | 0 | 0 | 0 | 0 | 0 | 0.9
58243_G_WRTN | PJM_EMAC | Maryland | 24 | Kent | 29 | 58243 | WRTN | Kent County - Worton Complex | 0 | 2012 | 9999 | Solar PV | [5 empty] | Non-Fossil | G | 2025 | Solar |  | 0 | 0 | 0 | 0 | 0 | 0 | 0 | 0 | 0 | 0 | 0 | 0 | 0 | 0 | 0 | 0 | 0.23957 | 0.50894 | 0.90353 | 1.652 | 0 | 0 | 0 | 0 | 0 | 0 | 0 | 0 | 0 | 0 | 0 | 0 | 0 | 0 | 0 | 0 | 0 | 0 | 0 | 0 | 0.027985 | 0 | 0 | 0 | 0 | 0 | 0 | 0 | 0 | 0 | 1
58242_G_1 | ERC_PHDL | Texas | 48 | Carson | 65 | 58242 | 1 | Pattern Panhandle Wind LLC | 0 | 2014 | 9999 | Onshore Wind | [5 empty] | Non-Fossil | G | 2025 | Wind |  | 0 | 0 | 0 | 0 | 0 | 0 | 0 | 0 | 0 | 0 | 0 | 0 | 0 | 0 | 0 | 0 | 212.7597 | 294.3824 | 319.9047 | 827.0469 | 0 | 0 | 0 | 0 | 0 | 0 | 0 | 0 | 0 | 0 | 0 | 0 | 0 | 0 | 0 | 0 | 0 | 0 | 0 | 0 | 6.6829 | 0 | 0 | 0 | 0 | 0 | 0 | 0 | 0 | 0 | 218
58241_G_RCKHL | PJM_EMAC | Maryland | 24 | Kent | 29 | 58241 | RCKHL | Rock Hall | 0 | 2012 | 9999 | Solar PV | [5 empty] | Non-Fossil | G | 2025 | Solar |  | 0 | 0 | 0 | 0 | 0 | 0 | 0 | 0 | 0 | 0 | 0 | 0 | 0 | 0 | 0 | 0 | 0.23957 | 0.50894 | 0.90353 | 1.652 | 0 | 0 | 0 | 0 | 0 | 0 | 0 | 0 | 0 | 0 | 0 | 0 | 0 | 0 | 0 | 0 | 0 | 0 | 0 | 0 | 0.027985 | 0 | 0 | 0 | 0 | 0 | 0 | 0 | 0 | 0 | 1
58240_G_PV_KC | WECC_NM | New Mexico | 35 | Taos | 55 | 58240 | PV_KC | Kit Carson | 0 | 2012 | 9999 | Solar PV | [5 empty] | Non-Fossil | G | 2025 | Solar |  | 0 | 0 | 0 | 0 | 0 | 0 | 0 | 0 | 0 | 0 | 0 | 0 | 0 | 0 | 0 | 0 | 0.56579 | 0.96716 | 1.4536 | 2.9866 | 0 | 0 | 0 | 0 | 0 | 0 | 0 | 0 | 0 | 0 | 0 | 0 | 0 | 0 | 0 | 0 | 0 | 0 | 0 | 0 | 0.036381 | 0 | 0 | 0 | 0 | 0 | 0 | 0 | 0 | 0 | 1.3
58239_G_PVKV | PJM_EMAC | Maryland | 24 | Kent | 29 | 58239 | PVKV | Kent County-Kennedyville | 0 | 2012 | 9999 | Solar PV | [5 empty] | Non-Fossil | G | 2025 | Solar |  | 0 | 0 | 0 | 0 | 0 | 0 | 0 | 0 | 0 | 0 | 0 | 0 | 0 | 0 | 0 | 0 | 0.23957 | 0.50894 | 0.90353 | 1.652 | 0 | 0 | 0 | 0 | 0 | 0 | 0 | 0 | 0 | 0 | 0 | 0 | 0 | 0 | 0 | 0 | 0 | 0 | 0 | 0 | 0.027985 | 0 | 0 | 0 | 0 | 0 | 0 | 0 | 0 | 0 | 1
58238_G_GMCW | NENGREST | Vermont | 50 | Chittenden | 7 | 58238 | GMCW | Georgia Mountain Community Wind Farm | 0 | 2012 | 9999 | Onshore Wind | [5 empty] | Non-Fossil | G | 2025 | Wind |  | 0 | 0 | 0 | 0 | 0 | 0 | 0 | 0 | 0 | 0 | 0 | 0 | 0 | 0 | 0 | 0 | 6.8069 | 8.9818 | 7.8839 | 23.6725 | 0 | 0 | 0 | 0 | 0 | 0 | 0 | 0 | 0 | 0 | 0 | 0 | 0 | 0 | 0 | 0 | 0 | 0 | 0 | 0 | 0.28177 | 0 | 0 | 0 | 0 | 0 | 0 | 0 | 0 | 0 | 10
58237_G_CCSU | NENG_CT | Connecticut | 9 | Hartford | 3 | 58237 | CCSU | CCSU Fuel Cell Project | 8429 | 2012 | 9999 | Fuel Cell | [5 empty] | Non-Fossil | G | 2025 | NaturalGas |  | 0 | 0 | 0 | 0 | 0 | 0 | 0 | 0 | 0 | 0 | 0 | 0 | 0 | 0 | 0 | 0 | 0 | 0 | 0 | 0 | 0 | 0 | 0 | 0 | 0 | 0 | 0 | 0 | 0 | 0 | 0 | 0 | 0 | 0 | 0 | 0 | 0 | 0 | 0 | 0 | 0 | 0 | 0 | 0 | 0 | 0 | 0 | 0 | 0 | 0 | 1.4
58236_G_STG1 | MIS_IA | Iowa | 19 | Marshall | 127 | 58236 | STG1 | Marshalltown Generating Station | 6250 | 2017 | 9999 | Combined Cycle |  |  | SCR |  |  | Fossil | G | 2025 | NaturalGas |  | 2.5224 | 3.4193 | 4.7199 | 10.6617 | 0 | 0 | 0 | 0 | 0 | 0 | 0 | 0 | 0 | 0 | 0 | 0 | 403.5906 | 547.0895 | 755.1864 | 1705.8666 | 147.6637 | 200.1664 | 276.3038 | 624.1339 | 1.7656e-07 | 2.3934e-07 | 3.3036e-07 | 7.4626e-07 | 0.010897 | 0.014771 | 0.02039 | 0.046058 | 0 | 0 | 0 | 0 | 0 | 0 | 0 | 0 | 7.0283 | 0.85674 | 1.1614 | 1.6031 | 3.6212 | 9.9052 | 12.6406 | 17.3072 | 39.853 | 0 | 230.1 | SCR
58236_G_CTG2 | MIS_IA | Iowa | 19 | Marshall | 127 | 58236 | CTG2 | Marshalltown Generating Station | 6250 | 2017 | 9999 | Combined Cycle |  |  | SCR |  |  | Fossil | G | 2025 | NaturalGas |  | 2.3218 | 3.1474 | 4.3445 | 9.8137 | 0 | 0 | 0 | 0 | 0 | 0 | 0 | 0 | 0 | 0 | 0 | 0 | 371.4928 | 503.5792 | 695.126 | 1570.1979 | 135.9199 | 184.247 | 254.3292 | 574.4962 | 1.6252e-07 | 2.2031e-07 | 3.0409e-07 | 6.8691e-07 | 0.01003 | 0.013597 | 0.018768 | 0.042395 | 0 | 0 | 0 | 0 | 0 | 0 | 0 | 0 | 6.4693 | 0.7886 | 1.069 | 1.4756 | 3.3332 | 9.1174 | 11.6353 | 15.9307 | 36.6835 | 0 | 211.8 | SCR
58236_G_CTG1 | MIS_IA | Iowa | 19 | Marshall | 127 | 58236 | CTG1 | Marshalltown Generating Station | 6250 | 2017 | 9999 | Combined Cycle |  |  | SCR |  |  | Fossil | G | 2025 | NaturalGas |  | 2.3207 | 3.1459 | 4.3425 | 9.8091 | 0 | 0 | 0 | 0 | 0 | 0 | 0 | 0 | 0 | 0 | 0 | 0 | 371.3174 | 503.3414 | 694.7978 | 1569.4566 | 135.8558 | 184.16 | 254.2091 | 574.2249 | 1.6244e-07 | 2.202e-07 | 3.0394e-07 | 6.8659e-07 | 0.010026 | 0.01359 | 0.01876 | 0.042375 | 0 | 0 | 0 | 0 | 0 | 0 | 0 | 0 | 6.4663 | 0.78823 | 1.0685 | 1.4749 | 3.3316 | 9.1131 | 11.6298 | 15.9232 | 36.6661 | 0 | 211.7 | SCR
58235_G_1 | PJM_EMAC | New Jersey | 34 | Cumberland | 11 | 58235 | 1 | Clayville | 10745 | 2015 | 9999 | Combustion Turbine |  |  | SCR | H2O |  | Fossil | G | 2025 | NaturalGas |  | 0 | 0 | 0.10979 | 0.10979 | 0 | 0 | 0 | 0 | 0 | 0 | 0 | 0 | 0 | 0 | 0 | 0 | 0 | 0 | 10.2175 | 10.2175 | 0 | 0 | 6.427 | 6.427 | 0 | 0 | 7.686e-09 | 7.686e-09 | 0 | 0 | 0.00071575 | 0.00071575 | 0 | 0 | 0 | 0 | 0 | 0 | 0 | 0 | 1.2433 | 0 | 0 | 0.12552 | 0.12552 | 0 | 0 | 0.37513 | 0.37513 | 0 | 60 | SCR
58234_G_SPV8 | WECC_SCE | California | 6 | San Bernardino | 71 | 58234 | SPV8 | SEPV 8 | 0 | 2013 | 9999 | Solar PV | [5 empty] | Non-Fossil | G | 2025 | Solar |  | 0 | 0 | 0 | 0 | 0 | 0 | 0 | 0 | 0 | 0 | 0 | 0 | 0 | 0 | 0 | 0 | 4.9649 | 9.2113 | 14.277 | 28.4532 | 0 | 0 | 0 | 0 | 0 | 0 | 0 | 0 | 0 | 0 | 0 | 0 | 0 | 0 | 0 | 0 | 0 | 0 | 0 | 0 | 0.42631 | 0 | 0 | 0 | 0 | 0 | 0 | 0 | 0 | 0 | 11.8
58233_G_GEN1 | WECC_SCE | California | 6 | Riverside | 65 | 58233 | GEN1 | Wagner Wind LLC | 0 | 2012 | 9999 | Onshore Wind | [5 empty] | Non-Fossil | G | 2025 | Wind |  | 0 | 0 | 0 | 0 | 0 | 0 | 0 | 0 | 0 | 0 | 0 | 0 | 0 | 0 | 0 | 0 | 2.0699 | 4.288 | 7.2449 | 13.6027 | 0 | 0 | 0 | 0 | 0 | 0 | 0 | 0 | 0 | 0 | 0 | 0 | 0 | 0 | 0 | 0 | 0 | 0 | 0 | 0 | 0.16839 | 0 | 0 | 0 | 0 | 0 | 0 | 0 | 0 | 0 | 5.9761
58232_G_TAHQ | WECC_SCE | California | 6 | Riverside | 65 | 58232 | TAHQ | Tahquitz High School | 0 | 2012 | 9999 | Solar PV | [5 empty] | Non-Fossil | G | 2025 | Solar |  | 0 | 0 | 0 | 0 | 0 | 0 | 0 | 0 | 0 | 0 | 0 | 0 | 0 | 0 | 0 | 0 | 0.42075 | 0.78061 | 1.2099 | 2.4113 | 0 | 0 | 0 | 0 | 0 | 0 | 0 | 0 | 0 | 0 | 0 | 0 | 0 | 0 | 0 | 0 | 0 | 0 | 0 | 0 | 0.036128 | 0 | 0 | 0 | 0 | 0 | 0 | 0 | 0 | 0 | 1
58231_G_GEN1 | PJM_EMAC | Pennsylvania | 42 | Philadelphia | 101 | 58231 | GEN1 | Lincoln Financial Field | 0 | 2013 | 9999 | Solar PV | [5 empty] | Non-Fossil | G | 2025 | Solar |  | 0 | 0 | 0 | 0 | 0 | 0 | 0 | 0 | 0 | 0 | 0 | 0 | 0 | 0 | 0 | 0 | 0.72087 | 1.6498 | 2.7254 | 5.096 | 0 | 0 | 0 | 0 | 0 | 0 | 0 | 0 | 0 | 0 | 0 | 0 | 0 | 0 | 0 | 0 | 0 | 0 | 0 | 0 | 0.081158 | 0 | 0 | 0 | 0 | 0 | 0 | 0 | 0 | 0 | 2.9
58230_G_GEN1 | MIS_MNWI | Minnesota | 27 | Dakota | 37 | 58230 | GEN1 | Hastings | 10745 | 2000 | 9999 | Combustion Turbine | [5 empty] | Fossil | G | 2025 | NaturalGas |  | 0.0011117 | 0 | 0.015964 | 0.017076 | 0 | 0 | 0 | 0 | 0 | 0 | 0 | 0 | 0 | 0 | 0 | 0 | 0.10346 | 0 | 1.4858 | 1.5892 | 0.065076 | 0 | 0.93456 | 0.99963 | 7.795e-11 | 0 | 1.1175e-09 | 1.1954e-09 | 0.0020171 | 0 | 0.028967 | 0.030984 | 0 | 0 | 0 | 0 | 0 | 0 | 0 | 0 | 0.16456 | 0.0016241 | 0 | 0.020377 | 0.022001 | 0.0044542 | 0 | 0.060455 | 0.064909 | 0 | 8.8
58229_G_GEN1 | MIS_MNWI | Minnesota | 27 | Dakota | 37 | 58229 | GEN1 | Lake Marion | 10745 | 2000 | 9999 | Combustion Turbine | [5 empty] | Fossil | G | 2025 | NaturalGas |  | 0.0011117 | 0 | 0.015964 | 0.017076 | 0 | 0 | 0 | 0 | 0 | 0 | 0 | 0 | 0 | 0 | 0 | 0 | 0.10346 | 0 | 1.4858 | 1.5892 | 0.065076 | 0 | 0.93456 | 0.99963 | 7.795e-11 | 0 | 1.1175e-09 | 1.1954e-09 | 0.0020171 | 0 | 0.028967 | 0.030984 | 0 | 0 | 0 | 0 | 0 | 0 | 0 | 0 | 0.16456 | 0.0016241 | 0 | 0.020377 | 0.022001 | 0.0044542 | 0 | 0.060455 | 0.064909 | 0 | 8.8
58228_G_GEN1 | PJM_EMAC | Delaware | 10 | Kent | 1 | 58228 | GEN1 | Milford Solar Farm | 0 | 2012 | 9999 | Solar PV | [5 empty] | Non-Fossil | G | 2025 | Solar |  | 0 | 0 | 0 | 0 | 0 | 0 | 0 | 0 | 0 | 0 | 0 | 0 | 0 | 0 | 0 | 0 | 3.4864 | 6.4679 | 10.2101 | 20.1643 | 0 | 0 | 0 | 0 | 0 | 0 | 0 | 0 | 0 | 0 | 0 | 0 | 0 | 0 | 0 | 0 | 0 | 0 | 0 | 0 | 0.33023 | 0 | 0 | 0 | 0 | 0 | 0 | 0 | 0 | 0 | 11.8
58227_G_SPV9 | WECC_SCE | California | 6 | San Bernardino | 71 | 58227 | SPV9 | SEPV9 Power Plant | 0 | 2013 | 9999 | Solar PV | [5 empty] | Non-Fossil | G | 2025 | Solar |  | 0 | 0 | 0 | 0 | 0 | 0 | 0 | 0 | 0 | 0 | 0 | 0 | 0 | 0 | 0 | 0 | 3.5764 | 6.6352 | 10.2843 | 20.4959 | 0 | 0 | 0 | 0 | 0 | 0 | 0 | 0 | 0 | 0 | 0 | 0 | 0 | 0 | 0 | 0 | 0 | 0 | 0 | 0 | 0.30709 | 0 | 0 | 0 | 0 | 0 | 0 | 0 | 0 | 0 | 8.5
58226_G_1 | WECC_SCE | California | 6 | San Bernardino | 71 | 58226 | 1 | Newberry Solar 1 LLC | 0 | 2013 | 9999 | Solar PV | [5 empty] | Non-Fossil | G | 2025 | Solar |  | 0 | 0 | 0 | 0 | 0 | 0 | 0 | 0 | 0 | 0 | 0 | 0 | 0 | 0 | 0 | 0 | 0.63113 | 1.1709 | 1.8149 | 3.6169 | 0 | 0 | 0 | 0 | 0 | 0 | 0 | 0 | 0 | 0 | 0 | 0 | 0 | 0 | 0 | 0 | 0 | 0 | 0 | 0 | 0.054192 | 0 | 0 | 0 | 0 | 0 | 0 | 0 | 0 | 0 | 1.5
58224_G_MEMH | NENG_CT | Connecticut | 9 | Hartford | 3 | 58224 | MEMH | CCSU Co-Gen-STBY Gen | 14397 | 1993 | 9999 | Combustion Turbine | [5 empty] | Fossil | G | 2025 | Oil |  | 0 | 0 | 0 | 0 | 0 | 0 | 0 | 0 | 0 | 0 | 0 | 0 | 0 | 0 | 0 | 0 | 0 | 0 | 0 | 0 | 0 | 0 | 0 | 0 | 0 | 0 | 0 | 0 | 0 | 0 | 0 | 0 | 0 | 0 | 0 | 0 | 0 | 0 | 0 | 0 | 0.01309 | 0 | 0 | 0 | 0 | 0 | 0 | 0 | 0 | 0 | 0.7
58224_G_GRND | NENG_CT | Connecticut | 9 | Hartford | 3 | 58224 | GRND | CCSU Co-Gen-STBY Gen | 14397 | 2012 | 9999 | Combustion Turbine | [5 empty] | Fossil | G | 2025 | Oil |  | 0 | 0 | 0 | 0 | 0 | 0 | 0 | 0 | 0 | 0 | 0 | 0 | 0 | 0 | 0 | 0 | 0 | 0 | 0 | 0 | 0 | 0 | 0 | 0 | 0 | 0 | 0 | 0 | 0 | 0 | 0 | 0 | 0 | 0 | 0 | 0 | 0 | 0 | 0 | 0 | 0.00561 | 0 | 0 | 0 | 0 | 0 | 0 | 0 | 0 | 0 | 0.3
58224_G_EC#2 | NENG_CT | Connecticut | 9 | Hartford | 3 | 58224 | EC#2 | CCSU Co-Gen-STBY Gen | 11373 | 2004 | 9999 | Combustion Turbine | [5 empty] | Fossil | G | 2025 | NaturalGas |  | 0 | 0 | 0.00049108 | 0.00049108 | 0 | 0 | 0 | 0 | 0 | 0 | 0 | 0 | 0 | 0 | 0 | 0 | 0 | 0 | 0.043178 | 0.043178 | 0 | 0 | 0.028747 | 0.028747 | 0 | 0 | 3.4385e-11 | 3.4385e-11 | 0 | 0 | 0.00019461 | 0.00019461 | 0 | 0 | 0 | 0 | 0 | 0 | 0 | 0 | 0.02431 | 0 | 0 | 0.00067783 | 0.00067783 | 0 | 0 | 0.0016582 | 0.0016582 | 0 | 1.3
58224_G_EC#1 | NENG_CT | Connecticut | 9 | Hartford | 3 | 58224 | EC#1 | CCSU Co-Gen-STBY Gen | 11373 | 2004 | 9999 | Combustion Turbine | [5 empty] | Fossil | G | 2025 | NaturalGas |  | 0 | 0 | 0.00049108 | 0.00049108 | 0 | 0 | 0 | 0 | 0 | 0 | 0 | 0 | 0 | 0 | 0 | 0 | 0 | 0 | 0.043178 | 0.043178 | 0 | 0 | 0.028747 | 0.028747 | 0 | 0 | 3.4385e-11 | 3.4385e-11 | 0 | 0 | 0.00019461 | 0.00019461 | 0 | 0 | 0 | 0 | 0 | 0 | 0 | 0 | 0.02431 | 0 | 0 | 0.00067783 | 0.00067783 | 0 | 0 | 0.0016582 | 0.0016582 | 0 | 1.3
58220_G_WTGC | PJM_West | Ohio | 39 | Paulding | 125 | 58220 | WTGC | Haviland Plastic Products | 0 | 2013 | 9999 | Onshore Wind | [5 empty] | Non-Fossil | G | 2025 | Wind |  | 0 | 0 | 0 | 0 | 0 | 0 | 0 | 0 | 0 | 0 | 0 | 0 | 0 | 0 | 0 | 0 | 1.1742 | 1.439 | 0.90275 | 3.516 | 0 | 0 | 0 | 0 | 0 | 0 | 0 | 0 | 0 | 0 | 0 | 0 | 0 | 0 | 0 | 0 | 0 | 0 | 0 | 0 | 0.036433 | 0 | 0 | 0 | 0 | 0 | 0 | 0 | 0 | 0 | 1.293
58220_G_WTGB | PJM_West | Ohio | 39 | Paulding | 125 | 58220 | WTGB | Haviland Plastic Products | 0 | 2013 | 9999 | Onshore Wind | [5 empty] | Non-Fossil | G | 2025 | Wind |  | 0 | 0 | 0 | 0 | 0 | 0 | 0 | 0 | 0 | 0 | 0 | 0 | 0 | 0 | 0 | 0 | 1.1742 | 1.439 | 0.90275 | 3.516 | 0 | 0 | 0 | 0 | 0 | 0 | 0 | 0 | 0 | 0 | 0 | 0 | 0 | 0 | 0 | 0 | 0 | 0 | 0 | 0 | 0.036433 | 0 | 0 | 0 | 0 | 0 | 0 | 0 | 0 | 0 | 1.293
58220_G_WTGA | PJM_West | Ohio | 39 | Paulding | 125 | 58220 | WTGA | Haviland Plastic Products | 0 | 2013 | 9999 | Onshore Wind | [5 empty] | Non-Fossil | G | 2025 | Wind |  | 0 | 0 | 0 | 0 | 0 | 0 | 0 | 0 | 0 | 0 | 0 | 0 | 0 | 0 | 0 | 0 | 1.1742 | 1.439 | 0.90275 | 3.516 | 0 | 0 | 0 | 0 | 0 | 0 | 0 | 0 | 0 | 0 | 0 | 0 | 0 | 0 | 0 | 0 | 0 | 0 | 0 | 0 | 0.036433 | 0 | 0 | 0 | 0 | 0 | 0 | 0 | 0 | 0 | 1.293
58219_G_633 | MIS_WUMS | Wisconsin | 55 | Dane | 25 | 58219 | 633 | GL Dairy Biogas | 13500 | 2013 | 9999 | Non-Fossil Waste | [5 empty] | Non-Fossil | G | 2025 | Non-Fossil |  | 0.0054751 | 0.0080516 | 0.0094958 | 0.023022 | 0 | 0 | 0 | 0 | 0 | 0 | 0 | 0 | 0 | 0 | 0 | 0 | 0.40556 | 0.59642 | 0.70339 | 1.7054 | 0 | 0 | 0 | 0 | 0 | 0 | 0 | 0 | 0 | 0 | 0 | 0 | 0 | 0 | 0 | 0 | 0 | 0 | 0 | 0 | 0.14082 | 0.002652 | 0.0039 | 0.0045995 | 0.011152 | 0 | 0 | 0 | 0 | 0 | 0.6
58219_G_1426 | MIS_WUMS | Wisconsin | 55 | Dane | 25 | 58219 | 1426 | GL Dairy Biogas | 13500 | 2013 | 9999 | Non-Fossil Waste | [5 empty] | Non-Fossil | G | 2025 | Non-Fossil |  | 0.012775 | 0.018787 | 0.022157 | 0.053719 | 0 | 0 | 0 | 0 | 0 | 0 | 0 | 0 | 0 | 0 | 0 | 0 | 0.94631 | 1.3916 | 1.6412 | 3.9792 | 0 | 0 | 0 | 0 | 0 | 0 | 0 | 0 | 0 | 0 | 0 | 0 | 0 | 0 | 0 | 0 | 0 | 0 | 0 | 0 | 0.32857 | 0.006188 | 0.0091001 | 0.010732 | 0.02602 | 0 | 0 | 0 | 0 | 0 | 1.4
58218_G_SKW25 | WECC_MT | Montana | 30 | Judith Basin | 45 | 58218 | SKW25 | Spion Kop Wind Farm | 0 | 2012 | 9999 | Onshore Wind | [5 empty] | Non-Fossil | G | 2025 | Wind |  | 0 | 0 | 0 | 0 | 0 | 0 | 0 | 0 | 0 | 0 | 0 | 0 | 0 | 0 | 0 | 0 | 39.5382 | 45.5016 | 35.9312 | 120.971 | 0 | 0 | 0 | 0 | 0 | 0 | 0 | 0 | 0 | 0 | 0 | 0 | 0 | 0 | 0 | 0 | 0 | 0 | 0 | 0 | 1.4528 | 0 | 0 | 0 | 0 | 0 | 0 | 0 | 0 | 0 | 40
58217_G_INV4 | WEC_CALN | California | 6 | Yolo | 113 | 58217 | INV4 | Grassland 1&2 Solar Project | 0 | 2013 | 9999 | Solar PV | [5 empty] | Non-Fossil | G | 2025 | Solar |  | 0 | 0 | 0 | 0 | 0 | 0 | 0 | 0 | 0 | 0 | 0 | 0 | 0 | 0 | 0 | 0 | 0.93797 | 1.8672 | 3.0613 | 5.8664 | 0 | 0 | 0 | 0 | 0 | 0 | 0 | 0 | 0 | 0 | 0 | 0 | 0 | 0 | 0 | 0 | 0 | 0 | 0 | 0 | 0.079978 | 0 | 0 | 0 | 0 | 0 | 0 | 0 | 0 | 0 | 2.4976
58216_G_1 | WEC_CALN | California | 6 | San Joaquin | 77 | 58216 | 1 | J.R. Simplot Company | 11414 | 1993 | 9999 | Non-Fossil Waste | [5 empty] | Non-Fossil | G | 2025 | Non-Fossil |  | 0.047498 | 0.061466 | 0.07915 | 0.18811 | 0 | 0 | 0 | 0 | 0 | 0 | 0 | 0 | 0 | 0 | 0 | 0 | 4.1614 | 5.3851 | 6.9345 | 16.481 | 0 | 0 | 0 | 0 | 0 | 0 | 0 | 0 | 0 | 0 | 0 | 0 | 0 | 0 | 0 | 0 | 0 | 0 | 0 | 0 | 0.75102 | 0.027212 | 0.035214 | 0.045345 | 0.10777 | 0 | 0 | 0 | 0 | 0 | 3.2
58215_G_ST1 | S_VACA | North Carolina | 37 | Wayne | 191 | 58215 | ST1 | Lee Combined Cycle Plant | 7768 | 2013 | 9999 | Combined Cycle |  |  | SCR | DLNB + H2O |  | Fossil | G | 2025 | NaturalGas |  | 3.9223 | 5.248 | 7.2671 | 16.4373 | 0 | 0 | 0 | 0 | 0 | 0 | 0 | 0 | 0 | 0 | 0 | 0 | 504.9268 | 675.589 | 935.5126 | 2116.0284 | 229.6098 | 307.2165 | 425.4138 | 962.24 | 2.7454e-07 | 3.6734e-07 | 5.0868e-07 | 1.1506e-06 | 0.080622 | 0.10787 | 0.14937 | 0.33787 | 0 | 0 | 0 | 0 | 0 | 0 | 0 | 0 | 11.5458 | 1.1111 | 1.4867 | 2.0587 | 4.6565 | 15.7551 | 18.9811 | 28.2459 | 62.9821 | 0 | 378 | SCR
58215_G_1C | S_VACA | North Carolina | 37 | Wayne | 191 | 58215 | 1C | Lee Combined Cycle Plant | 7768 | 2013 | 9999 | Combined Cycle |  |  | SCR | DLNB + H2O |  | Fossil | G | 2025 | NaturalGas |  | 1.764 | 2.3602 | 3.2683 | 7.3924 | 0 | 0 | 0 | 0 | 0 | 0 | 0 | 0 | 0 | 0 | 0 | 0 | 227.0835 | 303.8363 | 420.7332 | 951.653 | 103.2637 | 138.1661 | 191.3237 | 432.7535 | 1.2347e-07 | 1.6521e-07 | 2.2877e-07 | 5.1745e-07 | 0.036259 | 0.048514 | 0.067179 | 0.15195 | 0 | 0 | 0 | 0 | 0 | 0 | 0 | 0 | 5.1926 | 0.49971 | 0.66861 | 0.92585 | 2.0942 | 7.0856 | 8.5365 | 12.7032 | 28.3253 | 0 | 170 | SCR
58215_G_1B | S_VACA | North Carolina | 37 | Wayne | 191 | 58215 | 1B | Lee Combined Cycle Plant | 7768 | 2013 | 9999 | Combined Cycle |  |  | SCR | DLNB + H2O |  | Fossil | G | 2025 | NaturalGas |  | 1.764 | 2.3602 | 3.2683 | 7.3924 | 0 | 0 | 0 | 0 | 0 | 0 | 0 | 0 | 0 | 0 | 0 | 0 | 227.0835 | 303.8363 | 420.7332 | 951.653 | 103.2637 | 138.1661 | 191.3237 | 432.7535 | 1.2347e-07 | 1.6521e-07 | 2.2877e-07 | 5.1745e-07 | 0.036259 | 0.048514 | 0.067179 | 0.15195 | 0 | 0 | 0 | 0 | 0 | 0 | 0 | 0 | 5.1926 | 0.49971 | 0.66861 | 0.92585 | 2.0942 | 7.0856 | 8.5365 | 12.7032 | 28.3253 | 0 | 170 | SCR
58215_G_1A | S_VACA | North Carolina | 37 | Wayne | 191 | 58215 | 1A | Lee Combined Cycle Plant | 7768 | 2013 | 9999 | Combined Cycle |  |  | SCR | DLNB + H2O |  | Fossil | G | 2025 | NaturalGas |  | 1.764 | 2.3602 | 3.2683 | 7.3924 | 0 | 0 | 0 | 0 | 0 | 0 | 0 | 0 | 0 | 0 | 0 | 0 | 227.0835 | 303.8363 | 420.7332 | 951.653 | 103.2637 | 138.1661 | 191.3237 | 432.7535 | 1.2347e-07 | 1.6521e-07 | 2.2877e-07 | 5.1745e-07 | 0.036259 | 0.048514 | 0.067179 | 0.15195 | 0 | 0 | 0 | 0 | 0 | 0 | 0 | 0 | 5.1926 | 0.49971 | 0.66861 | 0.92585 | 2.0942 | 7.0856 | 8.5365 | 12.7032 | 28.3253 | 0 | 170 | SCR
58214_G_WGRI | NENGREST | Rhode Island | 44 | Kent | 3 | 58214 | WGRI | West Greenwich Solar | 0 | 2013 | 9999 | Solar PV | [5 empty] | Non-Fossil | G | 2025 | Solar |  | 0 | 0 | 0 | 0 | 0 | 0 | 0 | 0 | 0 | 0 | 0 | 0 | 0 | 0 | 0 | 0 | 0.43612 | 0.93021 | 1.4269 | 2.7933 | 0 | 0 | 0 | 0 | 0 | 0 | 0 | 0 | 0 | 0 | 0 | 0 | 0 | 0 | 0 | 0 | 0 | 0 | 0 | 0 | 0.053172 | 0 | 0 | 0 | 0 | 0 | 0 | 0 | 0 | 0 | 1.9
58213_G_AZ2 | WECC_AZ | Arizona | 4 | Maricopa | 13 | 58213 | AZ2 | Saddle Mountain Solar I | 0 | 2012 | 9999 | Solar PV | [5 empty] | Non-Fossil | G | 2025 | Solar |  | 0 | 0 | 0 | 0 | 0 | 0 | 0 | 0 | 0 | 0 | 0 | 0 | 0 | 0 | 0 | 0 | 6.7517 | 12.1817 | 17.6426 | 36.576 | 0 | 0 | 0 | 0 | 0 | 0 | 0 | 0 | 0 | 0 | 0 | 0 | 0 | 0 | 0 | 0 | 0 | 0 | 0 | 0 | 0.67551 | 0 | 0 | 0 | 0 | 0 | 0 | 0 | 0 | 0 | 14.9647
58210_G_1 | NENGREST | Massachusetts | 25 | Franklin | 11 | 58210 | 1 | NFM Solar Power LLC | 0 | 2012 | 9999 | Solar PV | [5 empty] | Non-Fossil | G | 2025 | Solar |  | 0 | 0 | 0 | 0 | 0 | 0 | 0 | 0 | 0 | 0 | 0 | 0 | 0 | 0 | 0 | 0 | 0.41663 | 0.86626 | 1.3234 | 2.6063 | 0 | 0 | 0 | 0 | 0 | 0 | 0 | 0 | 0 | 0 | 0 | 0 | 0 | 0 | 0 | 0 | 0 | 0 | 0 | 0 | 0.052012 | 0 | 0 | 0 | 0 | 0 | 0 | 0 | 0 | 0 | 1.8585
58209_G_WT | SPP_WEST | Oklahoma | 40 | Kay | 71 | 58209 | WT | NextEra-Blackwell Wind, LLC | 0 | 2012 | 9999 | Onshore Wind | [5 empty] | Non-Fossil | G | 2025 | Wind |  | 0 | 0 | 0 | 0 | 0 | 0 | 0 | 0 | 0 | 0 | 0 | 0 | 0 | 0 | 0 | 0 | 51.3891 | 79.0566 | 79.9481 | 210.3937 | 0 | 0 | 0 | 0 | 0 | 0 | 0 | 0 | 0 | 0 | 0 | 0 | 0 | 0 | 0 | 0 | 0 | 0 | 0 | 0 | 2.3027 | 0 | 0 | 0 | 0 | 0 | 0 | 0 | 0 | 0 | 59.1172
58208_G_1 | PJM_EMAC | New Jersey | 34 | Middlesex | 23 | 58208 | 1 | Cinnamon Bay Edgeboro Landfill | 13500 | 2011 | 9999 | Landfill Gas | [5 empty] | Non-Fossil | G | 2025 | LF Gas |  | 0.14355 | 0.19292 | 0.256 | 0.59247 | 0 | 0 | 0 | 0 | 0 | 0 | 0 | 0 | 0 | 0 | 0 | 0 | 10.6332 | 14.2904 | 18.9629 | 43.8865 | 8.2725 | 11.1178 | 14.753 | 34.1433 | 0 | 0 | 0 | 0 | 0.017285 | 0.02323 | 0.030825 | 0.071339 | 0 | 0 | 0 | 0 | 0 | 0 | 0 | 0 | 2.1357 | 0.069532 | 0.093447 | 0.124 | 0.28698 | 0 | 0 | 0 | 0 | 0 | 9.1
58207_G_G9 | PJM_SMAC | Maryland | 24 | Montgomery | 31 | 58207 | G9 | Central Utility Plant at White Oak | 11605 | 2014 | 9999 | Combustion Turbine | [5 empty] | Fossil | G | 2025 | NaturalGas |  | 0 | 0 | 0.024721 | 0.024721 | 0 | 0 | 0 | 0 | 0 | 0 | 0 | 0 | 0 | 0 | 0 | 0 | 0 | 0 | 2.1302 | 2.1302 | 0 | 0 | 1.4472 | 1.4472 | 0 | 0 | 1.7286e-09 | 1.7286e-09 | 0 | 0 | 0.0011754 | 0.0011754 | 0 | 0 | 0 | 0 | 0 | 0 | 0 | 0 | 0.08415 | 0 | 0 | 0.020061 | 0.020061 | 0 | 0 | 0.078535 | 0.078535 | 0 | 4.5
58207_G_G8 | PJM_SMAC | Maryland | 24 | Montgomery | 31 | 58207 | G8 | Central Utility Plant at White Oak | 7590 | 2014 | 9999 | Combined Cycle | [5 empty] | Fossil | G | 2025 | NaturalGas |  | 0.099845 | 0.13535 | 0.18683 | 0.42202 | 0 | 0 | 0 | 0 | 0 | 0 | 0 | 0 | 0 | 0 | 0 | 0 | 13.1548 | 17.8321 | 24.6149 | 55.6019 | 5.8449 | 7.9231 | 10.9369 | 24.705 | 6.9846e-09 | 9.468e-09 | 1.3087e-08 | 2.954e-08 | 0.0013199 | 0.0017892 | 0.0024698 | 0.005579 | 0 | 0 | 0 | 0 | 0 | 0 | 0 | 0 | 0.21895 | 0.026078 | 0.03535 | 0.048796 | 0.11022 | 0.38908 | 0.3826 | 0.59352 | 1.3652 | 0 | 7.5
58207_G_G7 | PJM_SMAC | Maryland | 24 | Montgomery | 31 | 58207 | G7 | Central Utility Plant at White Oak | 7590 | 2014 | 9999 | Combined Cycle | [5 empty] | Fossil | G | 2025 | NaturalGas |  | 0.099845 | 0.13535 | 0.18683 | 0.42202 | 0 | 0 | 0 | 0 | 0 | 0 | 0 | 0 | 0 | 0 | 0 | 0 | 13.1548 | 17.8321 | 24.6149 | 55.6019 | 5.8449 | 7.9231 | 10.9369 | 24.705 | 6.9846e-09 | 9.468e-09 | 1.3087e-08 | 2.954e-08 | 0.0013199 | 0.0017892 | 0.0024698 | 0.005579 | 0 | 0 | 0 | 0 | 0 | 0 | 0 | 0 | 0.21895 | 0.026078 | 0.03535 | 0.048796 | 0.11022 | 0.38908 | 0.3826 | 0.59352 | 1.3652 | 0 | 7.5
58207_G_G6 | PJM_SMAC | Maryland | 24 | Montgomery | 31 | 58207 | G6 | Central Utility Plant at White Oak | 12445 | 2010 | 9999 | Combustion Turbine | [5 empty] | Fossil | G | 2025 | NaturalGas |  | 0 | 0 | 0.0084288 | 0.0084288 | 0 | 0 | 0 | 0 | 0 | 0 | 0 | 0 | 0 | 0 | 0 | 0 | 0 | 0 | 0.67728 | 0.67728 | 0 | 0 | 0.49342 | 0.49342 | 0 | 0 | 5.8965e-10 | 5.8965e-10 | 0 | 0 | 0.00040086 | 0.00040086 | 0 | 0 | 0 | 0 | 0 | 0 | 0 | 0 | 0.08041 | 0 | 0 | 0.0092888 | 0.0092888 | 0 | 0 | 0.026777 | 0.026777 | 0 | 4.3
58207_G_G5 | PJM_SMAC | Maryland | 24 | Montgomery | 31 | 58207 | G5 | Central Utility Plant at White Oak | 11605 | 2009 | 9999 | Combustion Turbine | [5 empty] | Fossil | G | 2025 | NaturalGas |  | 0 | 0 | 0.023622 | 0.023622 | 0 | 0 | 0 | 0 | 0 | 0 | 0 | 0 | 0 | 0 | 0 | 0 | 0 | 0 | 2.0355 | 2.0355 | 0 | 0 | 1.3829 | 1.3829 | 0 | 0 | 1.6512e-09 | 1.6512e-09 | 0 | 0 | 0.0011233 | 0.0011233 | 0 | 0 | 0 | 0 | 0 | 0 | 0 | 0 | 0.08041 | 0 | 0 | 0.01917 | 0.01917 | 0 | 0 | 0.075045 | 0.075045 | 0 | 4.3
58207_G_G4 | PJM_SMAC | Maryland | 24 | Montgomery | 31 | 58207 | G4 | Central Utility Plant at White Oak | 11605 | 2008 | 9999 | Combustion Turbine | [5 empty] | Fossil | G | 2025 | NaturalGas |  | 0 | 0 | 0.023622 | 0.023622 | 0 | 0 | 0 | 0 | 0 | 0 | 0 | 0 | 0 | 0 | 0 | 0 | 0 | 0 | 2.0355 | 2.0355 | 0 | 0 | 1.3829 | 1.3829 | 0 | 0 | 1.6512e-09 | 1.6512e-09 | 0 | 0 | 0.0011233 | 0.0011233 | 0 | 0 | 0 | 0 | 0 | 0 | 0 | 0 | 0.08041 | 0 | 0 | 0.01917 | 0.01917 | 0 | 0 | 0.075045 | 0.075045 | 0 | 4.3
58207_G_G3 | PJM_SMAC | Maryland | 24 | Montgomery | 31 | 58207 | G3 | Central Utility Plant at White Oak | 11605 | 2003 | 9999 | Combustion Turbine | [5 empty] | Fossil | G | 2025 | NaturalGas |  | 0 | 0 | 0.023622 | 0.023622 | 0 | 0 | 0 | 0 | 0 | 0 | 0 | 0 | 0 | 0 | 0 | 0 | 0 | 0 | 2.0355 | 2.0355 | 0 | 0 | 1.3829 | 1.3829 | 0 | 0 | 1.6512e-09 | 1.6512e-09 | 0 | 0 | 0.0011233 | 0.0011233 | 0 | 0 | 0 | 0 | 0 | 0 | 0 | 0 | 0.08041 | 0 | 0 | 0.01917 | 0.01917 | 0 | 0 | 0.075045 | 0.075045 | 0 | 4.3
58207_G_G2 | PJM_SMAC | Maryland | 24 | Montgomery | 31 | 58207 | G2 | Central Utility Plant at White Oak | 14397 | 2003 | 9999 | Combustion Turbine | [5 empty] | Fossil | G | 2025 | NaturalGas |  | 0 | 0 | 0.0010998 | 0.0010998 | 0 | 0 | 0 | 0 | 0 | 0 | 0 | 0 | 0 | 0 | 0 | 0 | 0 | 0 | 0.076391 | 0.076391 | 0 | 0 | 0.064383 | 0.064383 | 0 | 0 | 7.7e-11 | 7.7e-11 | 0 | 0 | 0.00097669 | 0.00097669 | 0 | 0 | 0 | 0 | 0 | 0 | 0 | 0 | 0.04301 | 0 | 0 | 0.0011992 | 0.0011992 | 0 | 0 | 0.0034939 | 0.0034939 | 0 | 2.3
58207_G_G12 | PJM_SMAC | Maryland | 24 | Montgomery | 31 | 58207 | G12 | Central Utility Plant at White Oak | 7590 | 2014 | 9999 | Combined Cycle | [5 empty] | Fossil | G | 2025 | NaturalGas |  | 0.066564 | 0.090231 | 0.12455 | 0.28135 | 0 | 0 | 0 | 0 | 0 | 0 | 0 | 0 | 0 | 0 | 0 | 0 | 8.7699 | 11.8881 | 16.41 | 37.0679 | 3.8966 | 5.2821 | 7.2913 | 16.47 | 4.6564e-09 | 6.312e-09 | 8.7248e-09 | 1.9693e-08 | 0.00087995 | 0.0011928 | 0.0016466 | 0.0037193 | 0 | 0 | 0 | 0 | 0 | 0 | 0 | 0 | 0.14597 | 0.017385 | 0.023567 | 0.032531 | 0.073482 | 0.25939 | 0.25507 | 0.39568 | 0.91013 | 0 | 5
58207_G_G11 | PJM_SMAC | Maryland | 24 | Montgomery | 31 | 58207 | G11 | Central Utility Plant at White Oak | 14397 | 2014 | 9999 | Combustion Turbine | [5 empty] | Fossil | G | 2025 | NaturalGas |  | 0 | 0 | 0.0010998 | 0.0010998 | 0 | 0 | 0 | 0 | 0 | 0 | 0 | 0 | 0 | 0 | 0 | 0 | 0 | 0 | 0.076391 | 0.076391 | 0 | 0 | 0.064383 | 0.064383 | 0 | 0 | 7.7025e-11 | 7.7025e-11 | 0 | 0 | 0.00097669 | 0.00097669 | 0 | 0 | 0 | 0 | 0 | 0 | 0 | 0 | 0.04301 | 0 | 0 | 0.0011992 | 0.0011992 | 0 | 0 | 0.0034939 | 0.0034939 | 0 | 2.3
58207_G_G10 | PJM_SMAC | Maryland | 24 | Montgomery | 31 | 58207 | G10 | Central Utility Plant at White Oak | 14397 | 2014 | 9999 | Combustion Turbine | [5 empty] | Fossil | G | 2025 | NaturalGas |  | 0 | 0 | 0.0010998 | 0.0010998 | 0 | 0 | 0 | 0 | 0 | 0 | 0 | 0 | 0 | 0 | 0 | 0 | 0 | 0 | 0.076391 | 0.076391 | 0 | 0 | 0.064383 | 0.064383 | 0 | 0 | 7.7025e-11 | 7.7025e-11 | 0 | 0 | 0.00097669 | 0.00097669 | 0 | 0 | 0 | 0 | 0 | 0 | 0 | 0 | 0.04301 | 0 | 0 | 0.0011992 | 0.0011992 | 0 | 0 | 0.0034939 | 0.0034939 | 0 | 2.3
58207_G_G1 | PJM_SMAC | Maryland | 24 | Montgomery | 31 | 58207 | G1 | Central Utility Plant at White Oak | 11118 | 2003 | 9999 | Combustion Turbine | [5 empty] | Fossil | G | 2025 | NaturalGas |  | 0.002027 | 0 | 0.031593 | 0.03362 | 0 | 0 | 0 | 0 | 0 | 0 | 0 | 0 | 0 | 0 | 0 | 0 | 0.18232 | 0 | 2.8416 | 3.0239 | 0.11866 | 0 | 1.8495 | 1.9681 | 1.417e-10 | 0 | 2.2096e-09 | 2.3513e-09 | 0.00080331 | 0 | 0.012521 | 0.013325 | 0 | 0 | 0 | 0 | 0 | 0 | 0 | 0 | 0.10472 | 0.0027416 | 0 | 0.026761 | 0.029502 | 0.0078989 | 0 | 0.10037 | 0.10826 | 0 | 5.6
58206_G_1 | WEC_CALN | California | 6 | Fresno | 19 | 58206 | 1 | West Gates Solar Station | 0 | 2013 | 9999 | Solar PV | [5 empty] | Non-Fossil | G | 2025 | Solar |  | 0 | 0 | 0 | 0 | 0 | 0 | 0 | 0 | 0 | 0 | 0 | 0 | 0 | 0 | 0 | 0 | 3.7519 | 7.4686 | 12.2452 | 23.4657 | 0 | 0 | 0 | 0 | 0 | 0 | 0 | 0 | 0 | 0 | 0 | 0 | 0 | 0 | 0 | 0 | 0 | 0 | 0 | 0 | 0.31991 | 0 | 0 | 0 | 0 | 0 | 0 | 0 | 0 | 0 | 9.9904
58205_B_1 | SPP_N | Missouri | 29 | Jackson | 95 | 58205 | 1 | Grand Ave Plant | 11373 | 1991 | 9999 | Coal Steam | [5 empty] | Fossil | B | 2025 | Coal |  | 0.088034 | 0.091295 | 0.1532 | 0.33253 | 0.088034 | 0.091295 | 0.1532 | 0.33253 | 0 | 0 | 0 | 0 | 0 | 0 | 0 | 0 | 7.7406 | 8.0273 | 13.4707 | 29.2386 | 11.574 | 12.0028 | 20.1419 | 43.7187 | 0.00037785 | 0.00039184 | 0.00065755 | 0.0014272 | 0.04321 | 0.04481 | 0.075196 | 0.16322 | 0.25261 | 0.26196 | 0.4396 | 0.95417 | 0.0034905 | 0.0036198 | 0.0060742 | 0.013185 | 0.13601 | 0.011083 | 0.011494 | 0.019287 | 0.041864 | 0.20798 | 0.21569 | 0.36195 | 0.78562 | 0 | 4.8
58204_G_INV3 | WEC_CALN | California | 6 | Yolo | 113 | 58204 | INV3 | Grassland 3&4 Solar Project | 0 | 2013 | 9999 | Solar PV | [5 empty] | Non-Fossil | G | 2025 | Solar |  | 0 | 0 | 0 | 0 | 0 | 0 | 0 | 0 | 0 | 0 | 0 | 0 | 0 | 0 | 0 | 0 | 0.93797 | 1.8672 | 3.0613 | 5.8664 | 0 | 0 | 0 | 0 | 0 | 0 | 0 | 0 | 0 | 0 | 0 | 0 | 0 | 0 | 0 | 0 | 0 | 0 | 0 | 0 | 0.079978 | 0 | 0 | 0 | 0 | 0 | 0 | 0 | 0 | 0 | 2.4976
58203_G_1 | SPP_WEST | Oklahoma | 40 | Caddo | 15 | 58203 | 1 | Minco Wind III, LLC | 0 | 2012 | 9999 | Onshore Wind | [5 empty] | Non-Fossil | G | 2025 | Wind |  | 0 | 0 | 0 | 0 | 0 | 0 | 0 | 0 | 0 | 0 | 0 | 0 | 0 | 0 | 0 | 0 | 86.6225 | 133.2592 | 134.762 | 354.6436 | 0 | 0 | 0 | 0 | 0 | 0 | 0 | 0 | 0 | 0 | 0 | 0 | 0 | 0 | 0 | 0 | 0 | 0 | 0 | 0 | 3.8815 | 0 | 0 | 0 | 0 | 0 | 0 | 0 | 0 | 0 | 99.6491
58202_G_VPS1 | WECC_SCE | California | 6 | San Bernardino | 71 | 58202 | VPS1 | RE Victor Phelan Solar One LLC | 0 | 2013 | 9999 | Solar PV | [5 empty] | Non-Fossil | G | 2025 | Solar |  | 0 | 0 | 0 | 0 | 0 | 0 | 0 | 0 | 0 | 0 | 0 | 0 | 0 | 0 | 0 | 0 | 8.4151 | 15.6123 | 24.1983 | 48.2257 | 0 | 0 | 0 | 0 | 0 | 0 | 0 | 0 | 0 | 0 | 0 | 0 | 0 | 0 | 0 | 0 | 0 | 0 | 0 | 0 | 0.72255 | 0 | 0 | 0 | 0 | 0 | 0 | 0 | 0 | 0 | 20
58200_B_BLR4 | MIS_LA | Louisiana | 22 | Ascension | 5 | 58200 | BLR4 | Burnside Alumina Plant | 11668 | 1957 | 9999 | O/G Steam | [5 empty] | Fossil | B | 2025 | NaturalGas |  | 0.0040944 | 0 | 0.022224 | 0.026318 | 0 | 0 | 0 | 0 | 0 | 0 | 0 | 0 | 0 | 0 | 0 | 0 | 0.35091 | 0 | 1.9047 | 2.2556 | 0.23969 | 0 | 1.301 | 1.5407 | 2.8655e-10 | 0 | 1.555e-09 | 1.8415e-09 | 0.00048118 | 0 | 0.0026118 | 0.003093 | 0 | 0 | 0 | 0 | 0 | 0 | 0 | 0 | 0.13404 | 0.00029055 | 0 | 0.0015771 | 0.0018676 | 0.015014 | 0 | 0.080157 | 0.09517 | 0 | 4
58200_B_BLR3 | MIS_LA | Louisiana | 22 | Ascension | 5 | 58200 | BLR3 | Burnside Alumina Plant | 11668 | 1957 | 9999 | O/G Steam | [5 empty] | Fossil | B | 2025 | NaturalGas |  | 0.0040944 | 0 | 0.022224 | 0.026318 | 0 | 0 | 0 | 0 | 0 | 0 | 0 | 0 | 0 | 0 | 0 | 0 | 0.35091 | 0 | 1.9047 | 2.2556 | 0.23969 | 0 | 1.301 | 1.5407 | 2.8655e-10 | 0 | 1.555e-09 | 1.8415e-09 | 0.00048118 | 0 | 0.0026118 | 0.003093 | 0 | 0 | 0 | 0 | 0 | 0 | 0 | 0 | 0.13404 | 0.00029055 | 0 | 0.0015771 | 0.0018676 | 0.015014 | 0 | 0.080157 | 0.09517 | 0 | 4
58200_B_BLR2 | MIS_LA | Louisiana | 22 | Ascension | 5 | 58200 | BLR2 | Burnside Alumina Plant | 11668 | 1957 | 9999 | O/G Steam | [5 empty] | Fossil | B | 2025 | NaturalGas |  | 0.0040944 | 0 | 0.022224 | 0.026318 | 0 | 0 | 0 | 0 | 0 | 0 | 0 | 0 | 0 | 0 | 0 | 0 | 0.35091 | 0 | 1.9047 | 2.2556 | 0.23969 | 0 | 1.301 | 1.5407 | 2.8655e-10 | 0 | 1.555e-09 | 1.8415e-09 | 0.00048118 | 0 | 0.0026118 | 0.003093 | 0 | 0 | 0 | 0 | 0 | 0 | 0 | 0 | 0.13404 | 0.00029055 | 0 | 0.0015771 | 0.0018676 | 0.015014 | 0 | 0.080157 | 0.09517 | 0 | 4
58198_G_STG1 | WEC_CALN | California | 6 | San Francisco | 75 | 58198 | STG1 | Parnassus Central Utility Plant | 7590 | 1996 | 9999 | Combined Cycle | [5 empty] | Fossil | G | 2025 | NaturalGas |  | 0.023963 | 0.032483 | 0.044839 | 0.10128 | 0 | 0 | 0 | 0 | 0 | 0 | 0 | 0 | 0 | 0 | 0 | 0 | 3.1572 | 4.2797 | 5.9076 | 13.3445 | 1.4028 | 1.9016 | 2.6249 | 5.9292 | 1.6773e-09 | 2.2736e-09 | 3.139e-09 | 7.0899e-09 | 4.5286e-05 | 6.1387e-05 | 8.4751e-05 | 0.00019142 | 0 | 0 | 0 | 0 | 0 | 0 | 0 | 0 | 0.060256 | 0.0063144 | 0.0084839 | 0.011711 | 0.026509 | 0.097453 | 0.11846 | 0.17114 | 0.38705 | 0 | 1.8
58198_G_GTG2 | WEC_CALN | California | 6 | San Francisco | 75 | 58198 | GTG2 | Parnassus Central Utility Plant | 7590 | 1996 | 9999 | Combined Cycle | [5 empty] | Fossil | G | 2025 | NaturalGas |  | 0.07322 | 0.099254 | 0.13701 | 0.30948 | 0 | 0 | 0 | 0 | 0 | 0 | 0 | 0 | 0 | 0 | 0 | 0 | 9.6469 | 13.0769 | 18.051 | 40.7747 | 4.2863 | 5.8103 | 8.0204 | 18.117 | 5.125e-09 | 6.9472e-09 | 9.5913e-09 | 2.1664e-08 | 0.00013837 | 0.00018757 | 0.00025896 | 0.00058491 | 0 | 0 | 0 | 0 | 0 | 0 | 0 | 0 | 0.18412 | 0.019294 | 0.025923 | 0.035784 | 0.081001 | 0.29777 | 0.36196 | 0.52293 | 1.1827 | 0 | 5.5
58198_G_GTG1 | WEC_CALN | California | 6 | San Francisco | 75 | 58198 | GTG1 | Parnassus Central Utility Plant | 7590 | 1996 | 9999 | Combined Cycle | [5 empty] | Fossil | G | 2025 | NaturalGas |  | 0.069226 | 0.09384 | 0.12953 | 0.2926 | 0 | 0 | 0 | 0 | 0 | 0 | 0 | 0 | 0 | 0 | 0 | 0 | 9.1207 | 12.3636 | 17.0664 | 38.5507 | 4.0525 | 5.4934 | 7.5829 | 17.1288 | 4.8455e-09 | 6.5683e-09 | 9.0682e-09 | 2.0482e-08 | 0.00013083 | 0.00017734 | 0.00024484 | 0.000553 | 0 | 0 | 0 | 0 | 0 | 0 | 0 | 0 | 0.17407 | 0.018242 | 0.024509 | 0.033832 | 0.076583 | 0.28153 | 0.34222 | 0.49441 | 1.1182 | 0 | 5.2
58195_G_CT1 | PJM_AP | Pennsylvania | 42 | Centre | 27 | 58195 | CT1 | East Campus Steam Plant | 11605 | 2011 | 9999 | Combustion Turbine | [5 empty] | Fossil | G | 2025 | NaturalGas |  | 0.09405 | 0 | 0.10812 | 0.20217 | 0 | 0 | 0 | 0 | 0 | 0 | 0 | 0 | 0 | 0 | 0 | 0 | 8.1043 | 0 | 9.3166 | 17.4209 | 5.5057 | 0 | 6.3293 | 11.835 | 6.5838e-09 | 0 | 7.5716e-09 | 1.4155e-08 | 0.0044721 | 0 | 0.005141 | 0.0096132 | 0 | 0 | 0 | 0 | 0 | 0 | 0 | 0 | 0.12903 | 0.029212 | 0 | 0.045979 | 0.07519 | 0.26492 | 0 | 0.30672 | 0.57164 | 0 | 6.9
58187_G_1 | PJM_EMAC | New Jersey | 34 | Middlesex | 23 | 58187 | 1 | 180 Raritan Solar | 0 | 2012 | 9999 | Solar PV | [5 empty] | Non-Fossil | G | 2025 | Solar |  | 0 | 0 | 0 | 0 | 0 | 0 | 0 | 0 | 0 | 0 | 0 | 0 | 0 | 0 | 0 | 0 | 0.40205 | 0.86795 | 1.3791 | 2.6491 | 0 | 0 | 0 | 0 | 0 | 0 | 0 | 0 | 0 | 0 | 0 | 0 | 0 | 0 | 0 | 0 | 0 | 0 | 0 | 0 | 0.066759 | 0 | 0 | 0 | 0 | 0 | 0 | 0 | 0 | 0 | 1.8508
58180_G_1 | NENGREST | New Hampshire | 33 | Strafford | 17 | 58180 | 1 | UNH 7.9 MW Plant | 11400 | 2006 | 9999 | Landfill Gas | [5 empty] | Non-Fossil | G | 2025 | LF Gas |  | 0.1045 | 0.13877 | 0.17367 | 0.41694 | 0 | 0 | 0 | 0 | 0 | 0 | 0 | 0 | 0 | 0 | 0 | 0 | 9.1667 | 12.1732 | 15.2339 | 36.5739 | 6.0223 | 7.9975 | 10.0082 | 24.0279 | 0 | 0 | 0 | 0 | 0.0092112 | 0.012232 | 0.015308 | 0.036751 | 0 | 0 | 0 | 0 | 0 | 0 | 0 | 0 | 2.1394 | 0.059942 | 0.079602 | 0.099616 | 0.23916 | 0 | 0 | 0 | 0 | 0 | 7.9
58178_G_1 | MIS_INKY | Indiana | 18 | Marion | 97 | 58178 | 1 | M. G. Emmett J. Bean Federal Center | 0 | 2011 | 9999 | Solar PV | [5 empty] | Non-Fossil | G | 2025 | Solar |  | 0 | 0 | 0 | 0 | 0 | 0 | 0 | 0 | 0 | 0 | 0 | 0 | 0 | 0 | 0 | 0 | 0.50573 | 1.0527 | 1.6049 | 3.1634 | 0 | 0 | 0 | 0 | 0 | 0 | 0 | 0 | 0 | 0 | 0 | 0 | 0 | 0 | 0 | 0 | 0 | 0 | 0 | 0 | 0.055971 | 0 | 0 | 0 | 0 | 0 | 0 | 0 | 0 | 0 | 2
58177_G_3 | PJM_COMD | Illinois | 17 | Winnebago | 201 | 58177 | 3 | Kishwaukee CHP Plant | 11620 | 2010 | 9999 | Non-Fossil Waste | [5 empty] | Non-Fossil | G | 2025 | Non-Fossil |  | 0.0047882 | 0.0068126 | 0.0090486 | 0.020649 | 0 | 0 | 0 | 0 | 0 | 0 | 0 | 0 | 0 | 0 | 0 | 0 | 0.41207 | 0.58628 | 0.7787 | 1.777 | 0 | 0 | 0 | 0 | 0 | 0 | 0 | 0 | 0 | 0 | 0 | 0 | 0 | 0 | 0 | 0 | 0 | 0 | 0 | 0 | 0.23469 | 0.0026946 | 0.0038337 | 0.005092 | 0.01162 | 0 | 0 | 0 | 0 | 0 | 1
58177_G_2 | PJM_COMD | Illinois | 17 | Winnebago | 201 | 58177 | 2 | Kishwaukee CHP Plant | 11620 | 2010 | 9999 | Non-Fossil Waste | [5 empty] | Non-Fossil | G | 2025 | Non-Fossil |  | 0.0047882 | 0.0068126 | 0.0090486 | 0.020649 | 0 | 0 | 0 | 0 | 0 | 0 | 0 | 0 | 0 | 0 | 0 | 0 | 0.41207 | 0.58628 | 0.7787 | 1.777 | 0 | 0 | 0 | 0 | 0 | 0 | 0 | 0 | 0 | 0 | 0 | 0 | 0 | 0 | 0 | 0 | 0 | 0 | 0 | 0 | 0.23469 | 0.0026946 | 0.0038337 | 0.005092 | 0.01162 | 0 | 0 | 0 | 0 | 0 | 1
58177_G_1 | PJM_COMD | Illinois | 17 | Winnebago | 201 | 58177 | 1 | Kishwaukee CHP Plant | 11620 | 2010 | 9999 | Non-Fossil Waste | [5 empty] | Non-Fossil | G | 2025 | Non-Fossil |  | 0.0047882 | 0.0068126 | 0.0090486 | 0.020649 | 0 | 0 | 0 | 0 | 0 | 0 | 0 | 0 | 0 | 0 | 0 | 0 | 0.41207 | 0.58628 | 0.7787 | 1.777 | 0 | 0 | 0 | 0 | 0 | 0 | 0 | 0 | 0 | 0 | 0 | 0 | 0 | 0 | 0 | 0 | 0 | 0 | 0 | 0 | 0.23469 | 0.0026946 | 0.0038337 | 0.005092 | 0.01162 | 0 | 0 | 0 | 0 | 0 | 1
58174_G_WSMA | NENGREST | Massachusetts | 25 | Worcester | 27 | 58174 | WSMA | Wilson Solar | 0 | 2013 | 9999 | Solar PV | [5 empty] | Non-Fossil | G | 2025 | Solar |  | 0 | 0 | 0 | 0 | 0 | 0 | 0 | 0 | 0 | 0 | 0 | 0 | 0 | 0 | 0 | 0 | 0.43856 | 0.91185 | 1.3931 | 2.7435 | 0 | 0 | 0 | 0 | 0 | 0 | 0 | 0 | 0 | 0 | 0 | 0 | 0 | 0 | 0 | 0 | 0 | 0 | 0 | 0 | 0.05475 | 0 | 0 | 0 | 0 | 0 | 0 | 0 | 0 | 0 | 1.9564
58172_G_UNIT2 | PJM_EMAC | New Jersey | 34 | Ocean | 29 | 58172 | UNIT2 | Seaside Heights Power Plant | 25000 | 2012 | 9999 | Combustion Turbine | [5 empty] | Fossil | G | 2025 | Oil |  | 0 | 0 | 0 | 0 | 0 | 0 | 0 | 0 | 0 | 0 | 0 | 0 | 0 | 0 | 0 | 0 | 0 | 0 | 0 | 0 | 0 | 0 | 0 | 0 | 0 | 0 | 0 | 0 | 0 | 0 | 0 | 0 | 0 | 0 | 0 | 0 | 0 | 0 | 0 | 0 | 0.0374 | 0 | 0 | 0 | 0 | 0 | 0 | 0 | 0 | 0 | 2
58172_G_UNIT1 | PJM_EMAC | New Jersey | 34 | Ocean | 29 | 58172 | UNIT1 | Seaside Heights Power Plant | 25000 | 2012 | 9999 | Combustion Turbine | [5 empty] | Fossil | G | 2025 | Oil |  | 0 | 0 | 0 | 0 | 0 | 0 | 0 | 0 | 0 | 0 | 0 | 0 | 0 | 0 | 0 | 0 | 0 | 0 | 0 | 0 | 0 | 0 | 0 | 0 | 0 | 0 | 0 | 0 | 0 | 0 | 0 | 0 | 0 | 0 | 0 | 0 | 0 | 0 | 0 | 0 | 0.0374 | 0 | 0 | 0 | 0 | 0 | 0 | 0 | 0 | 0 | 2
58172_G_UINT3 | PJM_EMAC | New Jersey | 34 | Ocean | 29 | 58172 | UINT3 | Seaside Heights Power Plant | 25000 | 2012 | 9999 | Combustion Turbine | [5 empty] | Fossil | G | 2025 | Oil |  | 0 | 0 | 0 | 0 | 0 | 0 | 0 | 0 | 0 | 0 | 0 | 0 | 0 | 0 | 0 | 0 | 0 | 0 | 0 | 0 | 0 | 0 | 0 | 0 | 0 | 0 | 0 | 0 | 0 | 0 | 0 | 0 | 0 | 0 | 0 | 0 | 0 | 0 | 0 | 0 | 0.0374 | 0 | 0 | 0 | 0 | 0 | 0 | 0 | 0 | 0 | 2
58171_G_GEN1 | WECC_AZ | Arizona | 4 | Pima | 19 | 58171 | GEN1 | Prairie Fire | 0 | 2012 | 9999 | Solar PV | [5 empty] | Non-Fossil | G | 2025 | Solar |  | 0 | 0 | 0 | 0 | 0 | 0 | 0 | 0 | 0 | 0 | 0 | 0 | 0 | 0 | 0 | 0 | 2.0255 | 3.6545 | 5.2928 | 10.9728 | 0 | 0 | 0 | 0 | 0 | 0 | 0 | 0 | 0 | 0 | 0 | 0 | 0 | 0 | 0 | 0 | 0 | 0 | 0 | 0 | 0.20265 | 0 | 0 | 0 | 0 | 0 | 0 | 0 | 0 | 0 | 4.4894
58170_G_GEN1 | WECC_SCE | California | 6 | San Bernardino | 71 | 58170 | GEN1 | Crafton Hills College Solar Farm | 0 | 2012 | 9999 | Solar PV | [5 empty] | Non-Fossil | G | 2025 | Solar |  | 0 | 0 | 0 | 0 | 0 | 0 | 0 | 0 | 0 | 0 | 0 | 0 | 0 | 0 | 0 | 0 | 0.54698 | 1.0148 | 1.5729 | 3.1347 | 0 | 0 | 0 | 0 | 0 | 0 | 0 | 0 | 0 | 0 | 0 | 0 | 0 | 0 | 0 | 0 | 0 | 0 | 0 | 0 | 0.046966 | 0 | 0 | 0 | 0 | 0 | 0 | 0 | 0 | 0 | 1.3
58169_G_SCPS | WECC_SCE | California | 6 | Orange | 59 | 58169 | SCPS | CSUF Trigeneration | 0 | 2016 | 9999 | Solar PV | [5 empty] | Non-Fossil | G | 2025 | Solar |  | 0 | 0 | 0 | 0 | 0 | 0 | 0 | 0 | 0 | 0 | 0 | 0 | 0 | 0 | 0 | 0 | 0.42075 | 0.78061 | 1.2099 | 2.4113 | 0 | 0 | 0 | 0 | 0 | 0 | 0 | 0 | 0 | 0 | 0 | 0 | 0 | 0 | 0 | 0 | 0 | 0 | 0 | 0 | 0.027985 | 0 | 0 | 0 | 0 | 0 | 0 | 0 | 0 | 0 | 1
58169_G_PS4 | WECC_SCE | California | 6 | Orange | 59 | 58169 | PS4 | CSUF Trigeneration | 0 | 2012 | 9999 | Solar PV | [5 empty] | Non-Fossil | G | 2025 | Solar |  | 0 | 0 | 0 | 0 | 0 | 0 | 0 | 0 | 0 | 0 | 0 | 0 | 0 | 0 | 0 | 0 | 0.12623 | 0.23418 | 0.36298 | 0.72339 | 0 | 0 | 0 | 0 | 0 | 0 | 0 | 0 | 0 | 0 | 0 | 0 | 0 | 0 | 0 | 0 | 0 | 0 | 0 | 0 | 0.0083956 | 0 | 0 | 0 | 0 | 0 | 0 | 0 | 0 | 0 | 0.3
58169_G_NPS | WECC_SCE | California | 6 | Orange | 59 | 58169 | NPS | CSUF Trigeneration | 0 | 2016 | 9999 | Solar PV | [5 empty] | Non-Fossil | G | 2025 | Solar |  | 0 | 0 | 0 | 0 | 0 | 0 | 0 | 0 | 0 | 0 | 0 | 0 | 0 | 0 | 0 | 0 | 0.84151 | 1.5612 | 2.4198 | 4.8226 | 0 | 0 | 0 | 0 | 0 | 0 | 0 | 0 | 0 | 0 | 0 | 0 | 0 | 0 | 0 | 0 | 0 | 0 | 0 | 0 | 0.055971 | 0 | 0 | 0 | 0 | 0 | 0 | 0 | 0 | 0 | 2
58169_G_KHS | WECC_SCE | California | 6 | Orange | 59 | 58169 | KHS | CSUF Trigeneration | 0 | 2012 | 9999 | Solar PV | [5 empty] | Non-Fossil | G | 2025 | Solar |  | 0 | 0 | 0 | 0 | 0 | 0 | 0 | 0 | 0 | 0 | 0 | 0 | 0 | 0 | 0 | 0 | 0.12623 | 0.23418 | 0.36298 | 0.72339 | 0 | 0 | 0 | 0 | 0 | 0 | 0 | 0 | 0 | 0 | 0 | 0 | 0 | 0 | 0 | 0 | 0 | 0 | 0 | 0 | 0.0083956 | 0 | 0 | 0 | 0 | 0 | 0 | 0 | 0 | 0 | 0.3
58169_G_CPAC | WECC_SCE | California | 6 | Orange | 59 | 58169 | CPAC | CSUF Trigeneration | 0 | 2012 | 9999 | Solar PV | [5 empty] | Non-Fossil | G | 2025 | Solar |  | 0 | 0 | 0 | 0 | 0 | 0 | 0 | 0 | 0 | 0 | 0 | 0 | 0 | 0 | 0 | 0 | 0.12623 | 0.23418 | 0.36298 | 0.72339 | 0 | 0 | 0 | 0 | 0 | 0 | 0 | 0 | 0 | 0 | 0 | 0 | 0 | 0 | 0 | 0 | 0 | 0 | 0 | 0 | 0.0083956 | 0 | 0 | 0 | 0 | 0 | 0 | 0 | 0 | 0 | 0.3
58169_G_1 | WECC_SCE | California | 6 | Orange | 59 | 58169 | 1 | CSUF Trigeneration | 10943 | 2010 | 9999 | Combustion Turbine | [5 empty] | Fossil | G | 2025 | Oil |  | 0 | 0 | 0 | 0 | 0 | 0 | 0 | 0 | 0 | 0 | 0 | 0 | 0 | 0 | 0 | 0 | 0 | 0 | 0 | 0 | 0 | 0 | 0 | 0 | 0 | 0 | 0 | 0 | 0 | 0 | 0 | 0 | 0 | 0 | 0 | 0 | 0 | 0 | 0 | 0 | 0.08041 | 0 | 0 | 0 | 0 | 0 | 0 | 0 | 0 | 0 | 4.3
58164_G_PV1 | MIS_MNWI | Minnesota | 27 | Murray | 101 | 58164 | PV1 | Slayton Solar | 0 | 2013 | 9999 | Solar PV | [5 empty] | Non-Fossil | G | 2025 | Solar |  | 0 | 0 | 0 | 0 | 0 | 0 | 0 | 0 | 0 | 0 | 0 | 0 | 0 | 0 | 0 | 0 | 0.39377 | 0.84154 | 1.2912 | 2.5265 | 0 | 0 | 0 | 0 | 0 | 0 | 0 | 0 | 0 | 0 | 0 | 0 | 0 | 0 | 0 | 0 | 0 | 0 | 0 | 0 | 0.044809 | 0 | 0 | 0 | 0 | 0 | 0 | 0 | 0 | 0 | 1.6012
58162_G_CW | SPP_SPS | Texas | 48 | Lynn | 305 | 58162 | CW | Cirrus Wind 1 LLC | 0 | 2012 | 9999 | Onshore Wind | [5 empty] | Non-Fossil | G | 2025 | Wind |  | 0 | 0 | 0 | 0 | 0 | 0 | 0 | 0 | 0 | 0 | 0 | 0 | 0 | 0 | 0 | 0 | 49.7869 | 74.3288 | 83.2346 | 207.3504 | 0 | 0 | 0 | 0 | 0 | 0 | 0 | 0 | 0 | 0 | 0 | 0 | 0 | 0 | 0 | 0 | 0 | 0 | 0 | 0 | 2.3274 | 0 | 0 | 0 | 0 | 0 | 0 | 0 | 0 | 0 | 59.1548
58161_G_STG-1 | MIS_LMI | Michigan | 26 | Kalamazoo | 77 | 58161 | STG-1 | Western Michigan University Power Plant | 7590 | 1999 | 9999 | Combined Cycle | [5 empty] | Fossil | G | 2025 | NaturalGas |  | 0.011981 | 0.016241 | 0.022419 | 0.050642 | 0 | 0 | 0 | 0 | 0 | 0 | 0 | 0 | 0 | 0 | 0 | 0 | 1.5786 | 2.1399 | 2.9538 | 6.6722 | 0.70139 | 0.95078 | 1.3124 | 2.9646 | 8.3872e-10 | 1.1369e-09 | 1.5697e-09 | 3.5453e-09 | 0.00028282 | 0.00038338 | 0.0005292 | 0.0011954 | 0 | 0 | 0 | 0 | 0 | 0 | 0 | 0 | 0.027796 | 0.0031293 | 0.004242 | 0.0058555 | 0.013227 | 0.045132 | 0.05858 | 0.080414 | 0.18413 | 0 | 0.9
58161_G_GTG-8 | MIS_LMI | Michigan | 26 | Kalamazoo | 77 | 58161 | GTG-8 | Western Michigan University Power Plant | 7590 | 1997 | 9999 | Combined Cycle | [5 empty] | Fossil | G | 2025 | NaturalGas |  | 0.055913 | 0.075794 | 0.10462 | 0.23633 | 0 | 0 | 0 | 0 | 0 | 0 | 0 | 0 | 0 | 0 | 0 | 0 | 7.3667 | 9.986 | 13.7844 | 31.1371 | 3.2732 | 4.437 | 6.1247 | 13.8348 | 3.914e-09 | 5.3057e-09 | 7.3251e-09 | 1.6545e-08 | 0.0013198 | 0.0017891 | 0.0024696 | 0.0055785 | 0 | 0 | 0 | 0 | 0 | 0 | 0 | 0 | 0.12971 | 0.014604 | 0.019796 | 0.027326 | 0.061725 | 0.21062 | 0.27338 | 0.37527 | 0.85926 | 0 | 4.2
58161_G_GTG-7 | MIS_LMI | Michigan | 26 | Kalamazoo | 77 | 58161 | GTG-7 | Western Michigan University Power Plant | 7590 | 1997 | 9999 | Combined Cycle | [5 empty] | Fossil | G | 2025 | NaturalGas |  | 0.055913 | 0.075794 | 0.10462 | 0.23633 | 0 | 0 | 0 | 0 | 0 | 0 | 0 | 0 | 0 | 0 | 0 | 0 | 7.3667 | 9.986 | 13.7844 | 31.1371 | 3.2732 | 4.437 | 6.1247 | 13.8348 | 3.914e-09 | 5.3057e-09 | 7.3251e-09 | 1.6545e-08 | 0.0013198 | 0.0017891 | 0.0024696 | 0.0055785 | 0 | 0 | 0 | 0 | 0 | 0 | 0 | 0 | 0.12971 | 0.014604 | 0.019796 | 0.027326 | 0.061725 | 0.21062 | 0.27338 | 0.37527 | 0.85926 | 0 | 4.2
58161_G_EG-1 | MIS_LMI | Michigan | 26 | Kalamazoo | 77 | 58161 | EG-1 | Western Michigan University Power Plant | 12194 | 1999 | 9999 | Combustion Turbine | [5 empty] | Fossil | G | 2025 | NaturalGas |  | 0 | 0 | 0.00064801 | 0.00064801 | 0 | 0 | 0 | 0 | 0 | 0 | 0 | 0 | 0 | 0 | 0 | 0 | 0 | 0 | 0.053142 | 0.053142 | 0 | 0 | 0.037935 | 0.037935 | 0 | 0 | 4.541e-11 | 4.541e-11 | 0 | 0 | 0.00086373 | 0.00086373 | 0 | 0 | 0 | 0 | 0 | 0 | 0 | 0 | 0.01496 | 0 | 0 | 0.00079911 | 0.00079911 | 0 | 0 | 0.0023243 | 0.0023243 | 0 | 0.8
58155_G_GEN1 | WECC_AZ | Arizona | 4 | Coconino | 5 | 58155 | GEN1 | Perrin Ranch Wind LLC | 0 | 2012 | 9999 | Onshore Wind | [5 empty] | Non-Fossil | G | 2025 | Wind |  | 0 | 0 | 0 | 0 | 0 | 0 | 0 | 0 | 0 | 0 | 0 | 0 | 0 | 0 | 0 | 0 | 42.1611 | 71.5715 | 75.7362 | 189.4687 | 0 | 0 | 0 | 0 | 0 | 0 | 0 | 0 | 0 | 0 | 0 | 0 | 0 | 0 | 0 | 0 | 0 | 0 | 0 | 0 | 2.7951 | 0 | 0 | 0 | 0 | 0 | 0 | 0 | 0 | 0 | 99.2
58154_G_GEN1 | WECC_SCE | California | 6 | Kern | 29 | 58154 | GEN1 | North Sky River Energy LLC | 0 | 2012 | 9999 | Onshore Wind | [5 empty] | Non-Fossil | G | 2025 | Wind |  | 0 | 0 | 0 | 0 | 0 | 0 | 0 | 0 | 0 | 0 | 0 | 0 | 0 | 0 | 0 | 0 | 55.8864 | 115.7751 | 195.6127 | 367.2742 | 0 | 0 | 0 | 0 | 0 | 0 | 0 | 0 | 0 | 0 | 0 | 0 | 0 | 0 | 0 | 0 | 0 | 0 | 0 | 0 | 4.5465 | 0 | 0 | 0 | 0 | 0 | 0 | 0 | 0 | 0 | 161.3557
58152_G_GEN1 | NENG_CT | Connecticut | 9 | Fairfield | 1 | 58152 | GEN1 | Danbury Hospital Cogen Plant | 10291 | 2011 | 9999 | Combustion Turbine | [5 empty] | Fossil | G | 2025 | NaturalGas |  | 0 | 0 | 0.0012436 | 0.0012436 | 0 | 0 | 0 | 0 | 0 | 0 | 0 | 0 | 0 | 0 | 0 | 0 | 0 | 0 | 0.12084 | 0.12084 | 0 | 0 | 0.072799 | 0.072799 | 0 | 0 | 8.7035e-11 | 8.7035e-11 | 0 | 0 | 5.909e-05 | 5.909e-05 | 0 | 0 | 0 | 0 | 0 | 0 | 0 | 0 | 0.07293 | 0 | 0 | 0.001897 | 0.001897 | 0 | 0 | 0.0041994 | 0.0041994 | 0 | 3.9
58151_G_STG04 | ERC_REST | Texas | 48 | Brazos | 41 | 58151 | STG04 | Central Utility Plant - Texas A&M | 7780 | 1956 | 9999 | Combined Cycle |  |  | SCR | NH3 |  | Fossil | G | 2025 | NaturalGas |  | 0.0034115 | 0.0046118 | 0.057437 | 0.065461 | 0 | 0 | 0 | 0 | 0 | 0 | 0 | 0 | 0 | 0 | 0 | 0 | 0.43849 | 0.59278 | 7.3827 | 8.414 | 0.19971 | 0.26998 | 3.3624 | 3.8321 | 2.3864e-10 | 3.2261e-10 | 4.0186e-09 | 4.5799e-09 | 5.2116e-05 | 7.0454e-05 | 0.00087798 | 0.0010005 | 0 | 0 | 0 | 0 | 0 | 0 | 0 | 0 | 0.15272 | 0.0017007 | 0.0023052 | 0.022695 | 0.026701 | 0.012816 | 0.016219 | 0.21119 | 0.24022 | 0 | 5 | SCR
58151_G_STG02 | ERC_REST | Texas | 48 | Brazos | 41 | 58151 | STG02 | Central Utility Plant - Texas A&M | 7780 | 2011 | 9999 | Combined Cycle |  |  | SCR | FR + LNB |  | Fossil | G | 2025 | NaturalGas |  | 0.0075053 | 0.010146 | 0.12636 | 0.14401 | 0 | 0 | 0 | 0 | 0 | 0 | 0 | 0 | 0 | 0 | 0 | 0 | 0.96469 | 1.3041 | 16.2419 | 18.5107 | 0.43936 | 0.59395 | 7.3972 | 8.4306 | 5.2533e-10 | 7.1017e-10 | 8.8429e-09 | 1.0078e-08 | 0.00011472 | 0.00015509 | 0.0019315 | 0.0022013 | 0 | 0 | 0 | 0 | 0 | 0 | 0 | 0 | 0.33599 | 0.0037416 | 0.0050715 | 0.049929 | 0.058742 | 0.028196 | 0.035682 | 0.46461 | 0.52849 | 0 | 11 | SCR
58151_G_GTG01 | ERC_REST | Texas | 48 | Brazos | 41 | 58151 | GTG01 | Central Utility Plant - Texas A&M | 7780 | 2011 | 9999 | Combined Cycle |  |  | SCR |  |  | Fossil | G | 2025 | NaturalGas |  | 0.022106 | 0.029885 | 0.37219 | 0.42419 | 0 | 0 | 0 | 0 | 0 | 0 | 0 | 0 | 0 | 0 | 0 | 0 | 2.8414 | 3.8412 | 47.8399 | 54.5225 | 1.2941 | 1.7494 | 21.7882 | 24.8318 | 1.5481e-09 | 2.0929e-09 | 2.6051e-08 | 2.9692e-08 | 0.00033794 | 0.00045685 | 0.0056891 | 0.0064839 | 0 | 0 | 0 | 0 | 0 | 0 | 0 | 0 | 0.98964 | 0.011021 | 0.014938 | 0.14706 | 0.17302 | 0.08305 | 0.1051 | 1.3685 | 1.5566 | 0 | 32.4 | SCR
58150_G_1 | WECC_PNW | Oregon | 41 | Lake | 37 | 58150 | 1 | Black Cap Solar Plant | 0 | 2012 | 9999 | Solar PV | [5 empty] | Non-Fossil | G | 2025 | Solar |  | 0 | 0 | 0 | 0 | 0 | 0 | 0 | 0 | 0 | 0 | 0 | 0 | 0 | 0 | 0 | 0 | 0.48108 | 1.0671 | 1.6538 | 3.2019 | 0 | 0 | 0 | 0 | 0 | 0 | 0 | 0 | 0 | 0 | 0 | 0 | 0 | 0 | 0 | 0 | 0 | 0 | 0 | 0 | 0.050177 | 0 | 0 | 0 | 0 | 0 | 0 | 0 | 0 | 0 | 1.793
58149_G_TAHD | WEC_LADW | California | 6 | Los Angeles | 37 | 58149 | TAHD | TA-High Desert LLC | 0 | 2013 | 9999 | Solar PV | [5 empty] | Non-Fossil | G | 2025 | Solar |  | 0 | 0 | 0 | 0 | 0 | 0 | 0 | 0 | 0 | 0 | 0 | 0 | 0 | 0 | 0 | 0 | 8.069 | 15.6951 | 23.4703 | 47.2343 | 0 | 0 | 0 | 0 | 0 | 0 | 0 | 0 | 0 | 0 | 0 | 0 | 0 | 0 | 0 | 0 | 0 | 0 | 0 | 0 | 0.80034 | 0 | 0 | 0 | 0 | 0 | 0 | 0 | 0 | 0 | 19.6884
58148_G_KS | WEC_CALN | California | 6 | Kings | 31 | 58148 | KS | RE Kansas South LLC | 0 | 2013 | 9999 | Solar PV | [5 empty] | Non-Fossil | G | 2025 | Solar |  | 0 | 0 | 0 | 0 | 0 | 0 | 0 | 0 | 0 | 0 | 0 | 0 | 0 | 0 | 0 | 0 | 7.5037 | 14.9373 | 24.4904 | 46.9314 | 0 | 0 | 0 | 0 | 0 | 0 | 0 | 0 | 0 | 0 | 0 | 0 | 0 | 0 | 0 | 0 | 0 | 0 | 0 | 0 | 0.63983 | 0 | 0 | 0 | 0 | 0 | 0 | 0 | 0 | 0 | 19.9809
58147_G_PV1 | WECC_AZ | Arizona | 4 | Yavapai | 25 | 58147 | PV1 | Prescott Solar Plant | 0 | 2011 | 9999 | Solar PV | [5 empty] | Non-Fossil | G | 2025 | Solar |  | 0 | 0 | 0 | 0 | 0 | 0 | 0 | 0 | 0 | 0 | 0 | 0 | 0 | 0 | 0 | 0 | 4.8612 | 8.7708 | 12.7026 | 26.3347 | 0 | 0 | 0 | 0 | 0 | 0 | 0 | 0 | 0 | 0 | 0 | 0 | 0 | 0 | 0 | 0 | 0 | 0 | 0 | 0 | 0.48637 | 0 | 0 | 0 | 0 | 0 | 0 | 0 | 0 | 0 | 10.7745
58145_G_WTS_1 | NENGREST | Vermont | 50 | Orange | 17 | 58145 | WTS_1 | Williamstown Solar | 0 | 2012 | 9999 | Solar PV | [5 empty] | Non-Fossil | G | 2025 | Solar |  | 0 | 0 | 0 | 0 | 0 | 0 | 0 | 0 | 0 | 0 | 0 | 0 | 0 | 0 | 0 | 0 | 0.4756 | 0.97039 | 1.4717 | 2.9177 | 0 | 0 | 0 | 0 | 0 | 0 | 0 | 0 | 0 | 0 | 0 | 0 | 0 | 0 | 0 | 0 | 0 | 0 | 0 | 0 | 0.055971 | 0 | 0 | 0 | 0 | 0 | 0 | 0 | 0 | 0 | 2
58144_G_SVEP1 | NENGREST | Vermont | 50 | Bennington | 3 | 58144 | SVEP1 | SVEP Solar Project Company | 0 | 2012 | 9999 | Solar PV | [5 empty] | Non-Fossil | G | 2025 | Solar |  | 0 | 0 | 0 | 0 | 0 | 0 | 0 | 0 | 0 | 0 | 0 | 0 | 0 | 0 | 0 | 0 | 0.4756 | 0.97039 | 1.4717 | 2.9177 | 0 | 0 | 0 | 0 | 0 | 0 | 0 | 0 | 0 | 0 | 0 | 0 | 0 | 0 | 0 | 0 | 0 | 0 | 0 | 0 | 0.055971 | 0 | 0 | 0 | 0 | 0 | 0 | 0 | 0 | 0 | 2
58142_G_CHP2 | WECC_ID | Idaho | 16 | Twin Falls | 83 | 58142 | CHP2 | Rock Creek Dairy | 13500 | 2012 | 9999 | Non-Fossil Waste | [5 empty] | Non-Fossil | G | 2025 | Non-Fossil |  | 0.0073046 | 0.009985 | 0.012616 | 0.029906 | 0 | 0 | 0 | 0 | 0 | 0 | 0 | 0 | 0 | 0 | 0 | 0 | 0.54108 | 0.73963 | 0.93452 | 2.2152 | 0 | 0 | 0 | 0 | 0 | 0 | 0 | 0 | 0 | 0 | 0 | 0 | 0 | 0 | 0 | 0 | 0 | 0 | 0 | 0 | 0.1027 | 0.0035382 | 0.0048365 | 0.0061109 | 0.014486 | 0 | 0 | 0 | 0 | 0 | 0.43761
58142_G_CHP1 | WECC_ID | Idaho | 16 | Twin Falls | 83 | 58142 | CHP1 | Rock Creek Dairy | 13500 | 2012 | 9999 | Non-Fossil Waste | [5 empty] | Non-Fossil | G | 2025 | Non-Fossil |  | 0.0073046 | 0.009985 | 0.012616 | 0.029906 | 0 | 0 | 0 | 0 | 0 | 0 | 0 | 0 | 0 | 0 | 0 | 0 | 0.54108 | 0.73963 | 0.93452 | 2.2152 | 0 | 0 | 0 | 0 | 0 | 0 | 0 | 0 | 0 | 0 | 0 | 0 | 0 | 0 | 0 | 0 | 0 | 0 | 0 | 0 | 0.1027 | 0.0035382 | 0.0048365 | 0.0061109 | 0.014486 | 0 | 0 | 0 | 0 | 0 | 0.43761
58141_G_1 | NENGREST | New Hampshire | 33 | Grafton | 9 | 58141 | 1 | Groton Wind LLC | 0 | 2012 | 9999 | Onshore Wind | [5 empty] | Non-Fossil | G | 2025 | Wind |  | 0 | 0 | 0 | 0 | 0 | 0 | 0 | 0 | 0 | 0 | 0 | 0 | 0 | 0 | 0 | 0 | 34.5165 | 44.7362 | 36.8778 | 116.1304 | 0 | 0 | 0 | 0 | 0 | 0 | 0 | 0 | 0 | 0 | 0 | 0 | 0 | 0 | 0 | 0 | 0 | 0 | 0 | 0 | 1.3525 | 0 | 0 | 0 | 0 | 0 | 0 | 0 | 0 | 0 | 48
58139_G_TURBI | WECC_UT | Utah | 49 | Cache | 5 | 58139 | TURBI | Central Energy Plant USU | 12445 | 2004 | 9999 | Combustion Turbine | [5 empty] | Fossil | G | 2025 | Oil |  | 0 | 0 | 0 | 0 | 0 | 0 | 0 | 0 | 0 | 0 | 0 | 0 | 0 | 0 | 0 | 0 | 0 | 0 | 0 | 0 | 0 | 0 | 0 | 0 | 0 | 0 | 0 | 0 | 0 | 0 | 0 | 0 | 0 | 0 | 0 | 0 | 0 | 0 | 0 | 0 | 0.08228 | 0 | 0 | 0 | 0 | 0 | 0 | 0 | 0 | 0 | 4.4
58137_G_1 | SPP_N | Kansas | 20 | Gray | 69 | 58137 | 1 | Ensign Wind LLC | 0 | 2012 | 9999 | Onshore Wind | [5 empty] | Non-Fossil | G | 2025 | Wind |  | 0 | 0 | 0 | 0 | 0 | 0 | 0 | 0 | 0 | 0 | 0 | 0 | 0 | 0 | 0 | 0 | 84.716 | 128.0438 | 130.223 | 342.9828 | 0 | 0 | 0 | 0 | 0 | 0 | 0 | 0 | 0 | 0 | 0 | 0 | 0 | 0 | 0 | 0 | 0 | 0 | 0 | 0 | 3.9025 | 0 | 0 | 0 | 0 | 0 | 0 | 0 | 0 | 0 | 98.9
58135_G_1 | S_VACA | North Carolina | 37 | Beaufort | 13 | 58135 | 1 | Washington White Post Solar LLC | 0 | 2012 | 9999 | Solar PV | [5 empty] | Non-Fossil | G | 2025 | Solar |  | 0 | 0 | 0 | 0 | 0 | 0 | 0 | 0 | 0 | 0 | 0 | 0 | 0 | 0 | 0 | 0 | 3.7594 | 6.6684 | 11.1209 | 21.5487 | 0 | 0 | 0 | 0 | 0 | 0 | 0 | 0 | 0 | 0 | 0 | 0 | 0 | 0 | 0 | 0 | 0 | 0 | 0 | 0 | 0.34681 | 0 | 0 | 0 | 0 | 0 | 0 | 0 | 0 | 0 | 12.3925
58134_G_OSSO | PJM_ATSI | Ohio | 39 | Lorain | 93 | 58134 | OSSO | Oberlin Spear Point Solar One | 0 | 2012 | 9999 | Solar PV | [5 empty] | Non-Fossil | G | 2025 | Solar |  | 0 | 0 | 0 | 0 | 0 | 0 | 0 | 0 | 0 | 0 | 0 | 0 | 0 | 0 | 0 | 0 | 0.48472 | 1.043 | 1.6169 | 3.1447 | 0 | 0 | 0 | 0 | 0 | 0 | 0 | 0 | 0 | 0 | 0 | 0 | 0 | 0 | 0 | 0 | 0 | 0 | 0 | 0 | 0.055971 | 0 | 0 | 0 | 0 | 0 | 0 | 0 | 0 | 0 | 2
58132_G_KSRO5 | WECC_SCE | California | 6 | San Bernardino | 71 | 58132 | KSRO5 | Kaiser Ontario | 13500 | 2012 | 9999 | Fuel Cell | [5 empty] | Non-Fossil | G | 2025 | NaturalGas |  | 0 | 0 | 0 | 0 | 0 | 0 | 0 | 0 | 0 | 0 | 0 | 0 | 0 | 0 | 0 | 0 | 0 | 0 | 0 | 0 | 0 | 0 | 0 | 0 | 0 | 0 | 0 | 0 | 0 | 0 | 0 | 0 | 0 | 0 | 0 | 0 | 0 | 0 | 0 | 0 | 0 | 0 | 0 | 0 | 0 | 0 | 0 | 0 | 0 | 0 | 0.2
58132_G_KSRO4 | WECC_SCE | California | 6 | San Bernardino | 71 | 58132 | KSRO4 | Kaiser Ontario | 13500 | 2012 | 9999 | Fuel Cell | [5 empty] | Non-Fossil | G | 2025 | NaturalGas |  | 0 | 0 | 0 | 0 | 0 | 0 | 0 | 0 | 0 | 0 | 0 | 0 | 0 | 0 | 0 | 0 | 0 | 0 | 0 | 0 | 0 | 0 | 0 | 0 | 0 | 0 | 0 | 0 | 0 | 0 | 0 | 0 | 0 | 0 | 0 | 0 | 0 | 0 | 0 | 0 | 0 | 0 | 0 | 0 | 0 | 0 | 0 | 0 | 0 | 0 | 0.2
58132_G_KSRO3 | WECC_SCE | California | 6 | San Bernardino | 71 | 58132 | KSRO3 | Kaiser Ontario | 13500 | 2012 | 9999 | Fuel Cell | [5 empty] | Non-Fossil | G | 2025 | NaturalGas |  | 0 | 0 | 0 | 0 | 0 | 0 | 0 | 0 | 0 | 0 | 0 | 0 | 0 | 0 | 0 | 0 | 0 | 0 | 0 | 0 | 0 | 0 | 0 | 0 | 0 | 0 | 0 | 0 | 0 | 0 | 0 | 0 | 0 | 0 | 0 | 0 | 0 | 0 | 0 | 0 | 0 | 0 | 0 | 0 | 0 | 0 | 0 | 0 | 0 | 0 | 0.2
58132_G_KSRO2 | WECC_SCE | California | 6 | San Bernardino | 71 | 58132 | KSRO2 | Kaiser Ontario | 13500 | 2012 | 9999 | Fuel Cell | [5 empty] | Non-Fossil | G | 2025 | NaturalGas |  | 0 | 0 | 0 | 0 | 0 | 0 | 0 | 0 | 0 | 0 | 0 | 0 | 0 | 0 | 0 | 0 | 0 | 0 | 0 | 0 | 0 | 0 | 0 | 0 | 0 | 0 | 0 | 0 | 0 | 0 | 0 | 0 | 0 | 0 | 0 | 0 | 0 | 0 | 0 | 0 | 0 | 0 | 0 | 0 | 0 | 0 | 0 | 0 | 0 | 0 | 0.2
58132_G_KSRO1 | WECC_SCE | California | 6 | San Bernardino | 71 | 58132 | KSRO1 | Kaiser Ontario | 13500 | 2012 | 9999 | Fuel Cell | [5 empty] | Non-Fossil | G | 2025 | NaturalGas |  | 0 | 0 | 0 | 0 | 0 | 0 | 0 | 0 | 0 | 0 | 0 | 0 | 0 | 0 | 0 | 0 | 0 | 0 | 0 | 0 | 0 | 0 | 0 | 0 | 0 | 0 | 0 | 0 | 0 | 0 | 0 | 0 | 0 | 0 | 0 | 0 | 0 | 0 | 0 | 0 | 0 | 0 | 0 | 0 | 0 | 0 | 0 | 0 | 0 | 0 | 0.2
58131_G_PV1 | WECC_PNW | Oregon | 41 | Lake | 37 | 58131 | PV1 | Outback Solar At Christmas Valley | 0 | 2012 | 9999 | Solar PV | [5 empty] | Non-Fossil | G | 2025 | Solar |  | 0 | 0 | 0 | 0 | 0 | 0 | 0 | 0 | 0 | 0 | 0 | 0 | 0 | 0 | 0 | 0 | 1.0584 | 2.3476 | 3.6383 | 7.0443 | 0 | 0 | 0 | 0 | 0 | 0 | 0 | 0 | 0 | 0 | 0 | 0 | 0 | 0 | 0 | 0 | 0 | 0 | 0 | 0 | 0.11039 | 0 | 0 | 0 | 0 | 0 | 0 | 0 | 0 | 0 | 3.9446
58130_G_BMB S | WECC_UT | Utah | 49 | Beaver | 1 | 58130 | BMB S | Blue Mountain Biogas | 13500 | 2012 | 9999 | Non-Fossil Waste | [5 empty] | Non-Fossil | G | 2025 | Non-Fossil |  | 0.019816 | 0.030099 | 0.034118 | 0.084033 | 0 | 0 | 0 | 0 | 0 | 0 | 0 | 0 | 0 | 0 | 0 | 0 | 1.4678 | 2.2295 | 2.5273 | 6.2246 | 0 | 0 | 0 | 0 | 0 | 0 | 0 | 0 | 0 | 0 | 0 | 0 | 0 | 0 | 0 | 0 | 0 | 0 | 0 | 0 | 0.35204 | 0.0095982 | 0.014579 | 0.016526 | 0.040704 | 0 | 0 | 0 | 0 | 0 | 1.5
58130_G_BMB N | WECC_UT | Utah | 49 | Beaver | 1 | 58130 | BMB N | Blue Mountain Biogas | 13500 | 2012 | 9999 | Non-Fossil Waste | [5 empty] | Non-Fossil | G | 2025 | Non-Fossil |  | 0.019816 | 0.030099 | 0.034118 | 0.084033 | 0 | 0 | 0 | 0 | 0 | 0 | 0 | 0 | 0 | 0 | 0 | 0 | 1.4678 | 2.2295 | 2.5273 | 6.2246 | 0 | 0 | 0 | 0 | 0 | 0 | 0 | 0 | 0 | 0 | 0 | 0 | 0 | 0 | 0 | 0 | 0 | 0 | 0 | 0 | 0.35204 | 0.0095982 | 0.014579 | 0.016526 | 0.040704 | 0 | 0 | 0 | 0 | 0 | 1.5
58129_G_GEN1 | MIS_INKY | Indiana | 18 | Jasper | 73 | 58129 | GEN1 | Prairies Edge Generating Facility | 11414 | 2011 | 9999 | Non-Fossil Waste | [5 empty] | Non-Fossil | G | 2025 | Non-Fossil |  | 0.012998 | 0.019709 | 0.026742 | 0.059449 | 0 | 0 | 0 | 0 | 0 | 0 | 0 | 0 | 0 | 0 | 0 | 0 | 1.1387 | 1.7267 | 2.3429 | 5.2084 | 0 | 0 | 0 | 0 | 0 | 0 | 0 | 0 | 0 | 0 | 0 | 0 | 0 | 0 | 0 | 0 | 0 | 0 | 0 | 0 | 0.18775 | 0.0074464 | 0.011291 | 0.015321 | 0.034058 | 0 | 0 | 0 | 0 | 0 | 0.8
58128_G_KRSO5 | WEC_LADW | California | 6 | Los Angeles | 37 | 58128 | KRSO5 | Kaiser Downey | 13500 | 2012 | 9999 | Landfill Gas | [5 empty] | Non-Fossil | G | 2025 | LF Gas |  | 0.0031119 | 0.0039796 | 0.0053084 | 0.0124 | 0 | 0 | 0 | 0 | 0 | 0 | 0 | 0 | 0 | 0 | 0 | 0 | 0.23051 | 0.29478 | 0.39321 | 0.91851 | 0.17934 | 0.22934 | 0.30592 | 0.71459 | 0 | 0 | 0 | 0 | 0.00013415 | 0.00017155 | 0.00022888 | 0.00053458 | 0 | 0 | 0 | 0 | 0 | 0 | 0 | 0 | 0.046939 | 0.0015073 | 0.0019276 | 0.0025713 | 0.0060062 | 0 | 0 | 0 | 0 | 0 | 0.2
58128_G_KRSO4 | WEC_LADW | California | 6 | Los Angeles | 37 | 58128 | KRSO4 | Kaiser Downey | 13500 | 2012 | 9999 | Landfill Gas | [5 empty] | Non-Fossil | G | 2025 | LF Gas |  | 0.0031119 | 0.0039796 | 0.0053084 | 0.0124 | 0 | 0 | 0 | 0 | 0 | 0 | 0 | 0 | 0 | 0 | 0 | 0 | 0.23051 | 0.29478 | 0.39321 | 0.91851 | 0.17934 | 0.22934 | 0.30592 | 0.71459 | 0 | 0 | 0 | 0 | 0.00013415 | 0.00017155 | 0.00022888 | 0.00053458 | 0 | 0 | 0 | 0 | 0 | 0 | 0 | 0 | 0.046939 | 0.0015073 | 0.0019276 | 0.0025713 | 0.0060062 | 0 | 0 | 0 | 0 | 0 | 0.2
58128_G_KRSO3 | WEC_LADW | California | 6 | Los Angeles | 37 | 58128 | KRSO3 | Kaiser Downey | 13500 | 2012 | 9999 | Landfill Gas | [5 empty] | Non-Fossil | G | 2025 | LF Gas |  | 0.0031119 | 0.0039796 | 0.0053084 | 0.0124 | 0 | 0 | 0 | 0 | 0 | 0 | 0 | 0 | 0 | 0 | 0 | 0 | 0.23051 | 0.29478 | 0.39321 | 0.91851 | 0.17934 | 0.22934 | 0.30592 | 0.71459 | 0 | 0 | 0 | 0 | 0.00013415 | 0.00017155 | 0.00022888 | 0.00053458 | 0 | 0 | 0 | 0 | 0 | 0 | 0 | 0 | 0.046939 | 0.0015073 | 0.0019276 | 0.0025713 | 0.0060062 | 0 | 0 | 0 | 0 | 0 | 0.2
58128_G_KRSO2 | WEC_LADW | California | 6 | Los Angeles | 37 | 58128 | KRSO2 | Kaiser Downey | 13500 | 2012 | 9999 | Landfill Gas | [5 empty] | Non-Fossil | G | 2025 | LF Gas |  | 0.0031119 | 0.0039796 | 0.0053084 | 0.0124 | 0 | 0 | 0 | 0 | 0 | 0 | 0 | 0 | 0 | 0 | 0 | 0 | 0.23051 | 0.29478 | 0.39321 | 0.91851 | 0.17934 | 0.22934 | 0.30592 | 0.71459 | 0 | 0 | 0 | 0 | 0.00013415 | 0.00017155 | 0.00022888 | 0.00053458 | 0 | 0 | 0 | 0 | 0 | 0 | 0 | 0 | 0.046939 | 0.0015073 | 0.0019276 | 0.0025713 | 0.0060062 | 0 | 0 | 0 | 0 | 0 | 0.2
58128_G_KRSO1 | WEC_LADW | California | 6 | Los Angeles | 37 | 58128 | KRSO1 | Kaiser Downey | 13500 | 2012 | 9999 | Landfill Gas | [5 empty] | Non-Fossil | G | 2025 | LF Gas |  | 0.0031119 | 0.0039796 | 0.0053084 | 0.0124 | 0 | 0 | 0 | 0 | 0 | 0 | 0 | 0 | 0 | 0 | 0 | 0 | 0.23051 | 0.29478 | 0.39321 | 0.91851 | 0.17934 | 0.22934 | 0.30592 | 0.71459 | 0 | 0 | 0 | 0 | 0.00013415 | 0.00017155 | 0.00022888 | 0.00053458 | 0 | 0 | 0 | 0 | 0 | 0 | 0 | 0 | 0.046939 | 0.0015073 | 0.0019276 | 0.0025713 | 0.0060062 | 0 | 0 | 0 | 0 | 0 | 0.2
58127_G_1 | WECC_CO | Colorado | 8 | Lincoln | 73 | 58127 | 1 | Limon Wind II | 0 | 2012 | 9999 | Onshore Wind | [5 empty] | Non-Fossil | G | 2025 | Wind |  | 0 | 0 | 0 | 0 | 0 | 0 | 0 | 0 | 0 | 0 | 0 | 0 | 0 | 0 | 0 | 0 | 173.0986 | 218.8936 | 208.6127 | 600.6049 | 0 | 0 | 0 | 0 | 0 | 0 | 0 | 0 | 0 | 0 | 0 | 0 | 0 | 0 | 0 | 0 | 0 | 0 | 0 | 0 | 5.63 | 0 | 0 | 0 | 0 | 0 | 0 | 0 | 0 | 0 | 199.8084
58126_G_1 | WECC_CO | Colorado | 8 | Lincoln | 73 | 58126 | 1 | Limon Wind I | 0 | 2012 | 9999 | Onshore Wind | [5 empty] | Non-Fossil | G | 2025 | Wind |  | 0 | 0 | 0 | 0 | 0 | 0 | 0 | 0 | 0 | 0 | 0 | 0 | 0 | 0 | 0 | 0 | 173.0986 | 218.8936 | 208.6127 | 600.6049 | 0 | 0 | 0 | 0 | 0 | 0 | 0 | 0 | 0 | 0 | 0 | 0 | 0 | 0 | 0 | 0 | 0 | 0 | 0 | 0 | 5.63 | 0 | 0 | 0 | 0 | 0 | 0 | 0 | 0 | 0 | 199.8084
58125_G_1 | WECC_NM | New Mexico | 35 | Quay | 37 | 58125 | 1 | Quay County | 17860 | 2013 | 9999 | Combustion Turbine | [5 empty] | Fossil | G | 2025 | Oil |  | 0 | 0 | 0 | 0 | 0 | 0 | 0 | 0 | 0 | 0 | 0 | 0 | 0 | 0 | 0 | 0 | 0 | 0 | 0 | 0 | 0 | 0 | 0 | 0 | 0 | 0 | 0 | 0 | 0 | 0 | 0 | 0 | 0 | 0 | 0 | 0 | 0 | 0 | 0 | 0 | 0.3553 | 0 | 0 | 0 | 0 | 0 | 0 | 0 | 0 | 0 | 19
58124_B_1 | MIS_WUMS | Wisconsin | 55 | Marathon | 73 | 58124 | 1 | Rothschild Biomass Cogen Facility | 16865 | 2013 | 9999 | Biomass |  |  | Bag House + SNCR |  |  | Non-Fossil | B | 2025 |  | Biomass Retirement | 0 | 0 | 0 | 0 | 0 | 0 | 0 | 0 | 0 | 0 | 0 | 0 | 0 | 0 | 0 | 0 | 0 | 0 | 0 | 0 | 0 | 0 | 0 | 0 | 0 | 0 | 0 | 0 | 0 | 0 | 0 | 0 | 0 | 0 | 0 | 0 | 0 | 0 | 0 | 0 | 0 | 0 | 0 | 0 | 0 | 0 | 0 | 0 | 0 | 0 | 50 | SNCR
58123_G_1 | PJM_EMAC | New Jersey | 34 | Middlesex | 23 | 58123 | 1 | Wakefern Food Corp | 0 | 2012 | 9999 | Solar PV | [5 empty] | Non-Fossil | G | 2025 | Solar |  | 0 | 0 | 0 | 0 | 0 | 0 | 0 | 0 | 0 | 0 | 0 | 0 | 0 | 0 | 0 | 0 | 0.42321 | 0.91363 | 1.4517 | 2.7886 | 0 | 0 | 0 | 0 | 0 | 0 | 0 | 0 | 0 | 0 | 0 | 0 | 0 | 0 | 0 | 0 | 0 | 0 | 0 | 0 | 0.070272 | 0 | 0 | 0 | 0 | 0 | 0 | 0 | 0 | 0 | 1.9482
58122_G_GEN1 | WECC_SCE | California | 6 | Tulare | 107 | 58122 | GEN1 | Delano Energy Center | 11205 | 2013 | 9999 | Combustion Turbine |  |  | SCR | H2O |  | Fossil | G | 2025 | NaturalGas |  | 0 | 0 | 0 | 0 | 0 | 0 | 0 | 0 | 0 | 0 | 0 | 0 | 0 | 0 | 0 | 0 | 0 | 0 | 0 | 0 | 0 | 0 | 0 | 0 | 0 | 0 | 0 | 0 | 0 | 0 | 0 | 0 | 0 | 0 | 0 | 0 | 0 | 0 | 0 | 0 | 0.72527 | 0 | 0 | 0 | 0 | 0 | 0 | 0 | 0 | 0 | 35 | SCR
58121_G_GEN3 | MIS_LMI | Michigan | 26 | Huron | 63 | 58121 | GEN3 | Echo Wind Park | 0 | 2016 | 9999 | Onshore Wind | [5 empty] | Non-Fossil | G | 2025 | Wind |  | 0 | 0 | 0 | 0 | 0 | 0 | 0 | 0 | 0 | 0 | 0 | 0 | 0 | 0 | 0 | 0 | 49.5772 | 62.2604 | 46.8743 | 158.7119 | 0 | 0 | 0 | 0 | 0 | 0 | 0 | 0 | 0 | 0 | 0 | 0 | 0 | 0 | 0 | 0 | 0 | 0 | 0 | 0 | 1.9773 | 0 | 0 | 0 | 0 | 0 | 0 | 0 | 0 | 0 | 50
58121_G_GEN2 | MIS_LMI | Michigan | 26 | Huron | 63 | 58121 | GEN2 | Echo Wind Park | 0 | 2014 | 9999 | Onshore Wind | [5 empty] | Non-Fossil | G | 2025 | Wind |  | 0 | 0 | 0 | 0 | 0 | 0 | 0 | 0 | 0 | 0 | 0 | 0 | 0 | 0 | 0 | 0 | 61.8724 | 77.7009 | 58.4992 | 198.0725 | 0 | 0 | 0 | 0 | 0 | 0 | 0 | 0 | 0 | 0 | 0 | 0 | 0 | 0 | 0 | 0 | 0 | 0 | 0 | 0 | 2.4677 | 0 | 0 | 0 | 0 | 0 | 0 | 0 | 0 | 0 | 62.4
58121_G_GEN1 | MIS_LMI | Michigan | 26 | Huron | 63 | 58121 | GEN1 | Echo Wind Park | 0 | 2014 | 9999 | Onshore Wind | [5 empty] | Non-Fossil | G | 2025 | Wind |  | 0 | 0 | 0 | 0 | 0 | 0 | 0 | 0 | 0 | 0 | 0 | 0 | 0 | 0 | 0 | 0 | 49.1806 | 61.7623 | 46.4994 | 157.4422 | 0 | 0 | 0 | 0 | 0 | 0 | 0 | 0 | 0 | 0 | 0 | 0 | 0 | 0 | 0 | 0 | 0 | 0 | 0 | 0 | 1.9615 | 0 | 0 | 0 | 0 | 0 | 0 | 0 | 0 | 0 | 49.6
58119_G_DPSS | WEC_BANC | California | 6 | Sacramento | 67 | 58119 | DPSS | Depot Park Solar System | 0 | 2010 | 9999 | Solar PV | [5 empty] | Non-Fossil | G | 2025 | Solar |  | 0 | 0 | 0 | 0 | 0 | 0 | 0 | 0 | 0 | 0 | 0 | 0 | 0 | 0 | 0 | 0 | 1.0369 | 2.2538 | 3.5366 | 6.8274 | 0 | 0 | 0 | 0 | 0 | 0 | 0 | 0 | 0 | 0 | 0 | 0 | 0 | 0 | 0 | 0 | 0 | 0 | 0 | 0 | 0.083956 | 0 | 0 | 0 | 0 | 0 | 0 | 0 | 0 | 0 | 3
58118_G_JDS1 | WEC_CALN | California | 6 | Fresno | 19 | 58118 | JDS1 | La Joya Del Sol | 0 | 2012 | 9999 | Solar PV | [5 empty] | Non-Fossil | G | 2025 | Solar |  | 0 | 0 | 0 | 0 | 0 | 0 | 0 | 0 | 0 | 0 | 0 | 0 | 0 | 0 | 0 | 0 | 0.56278 | 1.1203 | 1.8368 | 3.5199 | 0 | 0 | 0 | 0 | 0 | 0 | 0 | 0 | 0 | 0 | 0 | 0 | 0 | 0 | 0 | 0 | 0 | 0 | 0 | 0 | 0.047987 | 0 | 0 | 0 | 0 | 0 | 0 | 0 | 0 | 0 | 1.4986
58114_G_WTG2 | WECC_SCE | California | 6 | Riverside | 65 | 58114 | WTG2 | Foundation NWNA | 0 | 2012 | 9999 | Onshore Wind | [5 empty] | Non-Fossil | G | 2025 | Wind |  | 0 | 0 | 0 | 0 | 0 | 0 | 0 | 0 | 0 | 0 | 0 | 0 | 0 | 0 | 0 | 0 | 0.55196 | 1.1435 | 1.932 | 3.6274 | 0 | 0 | 0 | 0 | 0 | 0 | 0 | 0 | 0 | 0 | 0 | 0 | 0 | 0 | 0 | 0 | 0 | 0 | 0 | 0 | 0.044904 | 0 | 0 | 0 | 0 | 0 | 0 | 0 | 0 | 0 | 1.5936
58114_G_WTG1 | WECC_SCE | California | 6 | Riverside | 65 | 58114 | WTG1 | Foundation NWNA | 0 | 2012 | 9999 | Onshore Wind | [5 empty] | Non-Fossil | G | 2025 | Wind |  | 0 | 0 | 0 | 0 | 0 | 0 | 0 | 0 | 0 | 0 | 0 | 0 | 0 | 0 | 0 | 0 | 0.55196 | 1.1435 | 1.932 | 3.6274 | 0 | 0 | 0 | 0 | 0 | 0 | 0 | 0 | 0 | 0 | 0 | 0 | 0 | 0 | 0 | 0 | 0 | 0 | 0 | 0 | 0.044904 | 0 | 0 | 0 | 0 | 0 | 0 | 0 | 0 | 0 | 1.5936
58113_G_WTG2 | WECC_SCE | California | 6 | Riverside | 65 | 58113 | WTG2 | Foundation RRM | 0 | 2012 | 9999 | Onshore Wind | [5 empty] | Non-Fossil | G | 2025 | Wind |  | 0 | 0 | 0 | 0 | 0 | 0 | 0 | 0 | 0 | 0 | 0 | 0 | 0 | 0 | 0 | 0 | 0.34498 | 0.71466 | 1.2075 | 2.2671 | 0 | 0 | 0 | 0 | 0 | 0 | 0 | 0 | 0 | 0 | 0 | 0 | 0 | 0 | 0 | 0 | 0 | 0 | 0 | 0 | 0.028065 | 0 | 0 | 0 | 0 | 0 | 0 | 0 | 0 | 0 | 0.99602
58113_G_WTG1 | WECC_SCE | California | 6 | Riverside | 65 | 58113 | WTG1 | Foundation RRM | 0 | 2012 | 9999 | Onshore Wind | [5 empty] | Non-Fossil | G | 2025 | Wind |  | 0 | 0 | 0 | 0 | 0 | 0 | 0 | 0 | 0 | 0 | 0 | 0 | 0 | 0 | 0 | 0 | 0.34498 | 0.71466 | 1.2075 | 2.2671 | 0 | 0 | 0 | 0 | 0 | 0 | 0 | 0 | 0 | 0 | 0 | 0 | 0 | 0 | 0 | 0 | 0 | 0 | 0 | 0 | 0.028065 | 0 | 0 | 0 | 0 | 0 | 0 | 0 | 0 | 0 | 0.99602
58112_G_WTG1 | WEC_CALN | California | 6 | Yolo | 113 | 58112 | WTG1 | Foundation Cemex Madison | 0 | 2012 | 9999 | Onshore Wind | [5 empty] | Non-Fossil | G | 2025 | Wind |  | 0 | 0 | 0 | 0 | 0 | 0 | 0 | 0 | 0 | 0 | 0 | 0 | 0 | 0 | 0 | 0 | 0.32403 | 0.6418 | 1.7511 | 2.7169 | 0 | 0 | 0 | 0 | 0 | 0 | 0 | 0 | 0 | 0 | 0 | 0 | 0 | 0 | 0 | 0 | 0 | 0 | 0 | 0 | 0.028177 | 0 | 0 | 0 | 0 | 0 | 0 | 0 | 0 | 0 | 1
58111_G_1 | MIS_MIDA | Illinois | 17 | Henry | 73 | 58111 | 1 | Bishop Hill II Wind Farm | 0 | 2012 | 9999 | Onshore Wind | [5 empty] | Non-Fossil | G | 2025 | Wind |  | 0 | 0 | 0 | 0 | 0 | 0 | 0 | 0 | 0 | 0 | 0 | 0 | 0 | 0 | 0 | 0 | 81.4734 | 107.2269 | 73.6236 | 262.3239 | 0 | 0 | 0 | 0 | 0 | 0 | 0 | 0 | 0 | 0 | 0 | 0 | 0 | 0 | 0 | 0 | 0 | 0 | 0 | 0 | 2.2823 | 0 | 0 | 0 | 0 | 0 | 0 | 0 | 0 | 0 | 81
58110_G_BRK | PJM_EMAC | Delaware | 10 | New Castle | 3 | 58110 | BRK | Brookside Newark | 7556 | 2012 | 9999 | Fuel Cell | [5 empty] | Non-Fossil | G | 2025 | NaturalGas |  | 0 | 0 | 0 | 0 | 0 | 0 | 0 | 0 | 0 | 0 | 0 | 0 | 0 | 0 | 0 | 0 | 0 | 0 | 0 | 0 | 0 | 0 | 0 | 0 | 0 | 0 | 0 | 0 | 0 | 0 | 0 | 0 | 0 | 0 | 0 | 0 | 0 | 0 | 0 | 0 | 0 | 0 | 0 | 0 | 0 | 0 | 0 | 0 | 0 | 0 | 3
58106_G_MCPC | WECC_ID | Idaho | 16 | Bonneville | 19 | 58106 | MCPC | Meadow Creek Project Company | 0 | 2012 | 9999 | Onshore Wind | [5 empty] | Non-Fossil | G | 2025 | Wind |  | 0 | 0 | 0 | 0 | 0 | 0 | 0 | 0 | 0 | 0 | 0 | 0 | 0 | 0 | 0 | 0 | 78.7412 | 116.8953 | 107.4454 | 303.0819 | 0 | 0 | 0 | 0 | 0 | 0 | 0 | 0 | 0 | 0 | 0 | 0 | 0 | 0 | 0 | 0 | 0 | 0 | 0 | 0 | 4.2144 | 0 | 0 | 0 | 0 | 0 | 0 | 0 | 0 | 0 | 115.8
58105_G_WTG1 | WEC_CALN | California | 6 | Tehama | 103 | 58105 | WTG1 | Foundation Wal-Mart Red Bluff | 0 | 2012 | 9999 | Onshore Wind | [5 empty] | Non-Fossil | G | 2025 | Wind |  | 0 | 0 | 0 | 0 | 0 | 0 | 0 | 0 | 0 | 0 | 0 | 0 | 0 | 0 | 0 | 0 | 0.32403 | 0.6418 | 1.7511 | 2.7169 | 0 | 0 | 0 | 0 | 0 | 0 | 0 | 0 | 0 | 0 | 0 | 0 | 0 | 0 | 0 | 0 | 0 | 0 | 0 | 0 | 0.028177 | 0 | 0 | 0 | 0 | 0 | 0 | 0 | 0 | 0 | 1
58104_G_WTG1 | WEC_CALN | California | 6 | Solano | 95 | 58104 | WTG1 | Foundation Superior Farms | 0 | 2012 | 9999 | Onshore Wind | [5 empty] | Non-Fossil | G | 2025 | Wind |  | 0 | 0 | 0 | 0 | 0 | 0 | 0 | 0 | 0 | 0 | 0 | 0 | 0 | 0 | 0 | 0 | 0.32403 | 0.6418 | 1.7511 | 2.7169 | 0 | 0 | 0 | 0 | 0 | 0 | 0 | 0 | 0 | 0 | 0 | 0 | 0 | 0 | 0 | 0 | 0 | 0 | 0 | 0 | 0.028177 | 0 | 0 | 0 | 0 | 0 | 0 | 0 | 0 | 0 | 1
58103_G_1 | MIS_WUMS | Michigan | 26 | Delta | 41 | 58103 | 1 | Heritage Garden Wind Farm I LLC | 0 | 2012 | 9999 | Onshore Wind | [5 empty] | Non-Fossil | G | 2025 | Wind |  | 0 | 0 | 0 | 0 | 0 | 0 | 0 | 0 | 0 | 0 | 0 | 0 | 0 | 0 | 0 | 0 | 24.0348 | 31.8738 | 25.3862 | 81.2948 | 0 | 0 | 0 | 0 | 0 | 0 | 0 | 0 | 0 | 0 | 0 | 0 | 0 | 0 | 0 | 0 | 0 | 0 | 0 | 0 | 0.78895 | 0 | 0 | 0 | 0 | 0 | 0 | 0 | 0 | 0 | 28
58102_G_WTG2 | WECC_SCE | California | 6 | San Bernardino | 71 | 58102 | WTG2 | Foundation Cemex BMQ | 0 | 2012 | 9999 | Onshore Wind | [5 empty] | Non-Fossil | G | 2025 | Wind |  | 0 | 0 | 0 | 0 | 0 | 0 | 0 | 0 | 0 | 0 | 0 | 0 | 0 | 0 | 0 | 0 | 0.51747 | 1.072 | 1.8112 | 3.4007 | 0 | 0 | 0 | 0 | 0 | 0 | 0 | 0 | 0 | 0 | 0 | 0 | 0 | 0 | 0 | 0 | 0 | 0 | 0 | 0 | 0.042097 | 0 | 0 | 0 | 0 | 0 | 0 | 0 | 0 | 0 | 1.494
58102_G_WTG1 | WECC_SCE | California | 6 | San Bernardino | 71 | 58102 | WTG1 | Foundation Cemex BMQ | 0 | 2012 | 9999 | Onshore Wind | [5 empty] | Non-Fossil | G | 2025 | Wind |  | 0 | 0 | 0 | 0 | 0 | 0 | 0 | 0 | 0 | 0 | 0 | 0 | 0 | 0 | 0 | 0 | 0.51747 | 1.072 | 1.8112 | 3.4007 | 0 | 0 | 0 | 0 | 0 | 0 | 0 | 0 | 0 | 0 | 0 | 0 | 0 | 0 | 0 | 0 | 0 | 0 | 0 | 0 | 0.042097 | 0 | 0 | 0 | 0 | 0 | 0 | 0 | 0 | 0 | 1.494
58101_G_WTG2 | WECC_SCE | California | 6 | San Bernardino | 71 | 58101 | WTG2 | Foundation Cemex River Plant | 0 | 2012 | 9999 | Onshore Wind | [5 empty] | Non-Fossil | G | 2025 | Wind |  | 0 | 0 | 0 | 0 | 0 | 0 | 0 | 0 | 0 | 0 | 0 | 0 | 0 | 0 | 0 | 0 | 0.55196 | 1.1435 | 1.932 | 3.6274 | 0 | 0 | 0 | 0 | 0 | 0 | 0 | 0 | 0 | 0 | 0 | 0 | 0 | 0 | 0 | 0 | 0 | 0 | 0 | 0 | 0.044904 | 0 | 0 | 0 | 0 | 0 | 0 | 0 | 0 | 0 | 1.5936
58101_G_WTG1 | WECC_SCE | California | 6 | San Bernardino | 71 | 58101 | WTG1 | Foundation Cemex River Plant | 0 | 2012 | 9999 | Onshore Wind | [5 empty] | Non-Fossil | G | 2025 | Wind |  | 0 | 0 | 0 | 0 | 0 | 0 | 0 | 0 | 0 | 0 | 0 | 0 | 0 | 0 | 0 | 0 | 0.55196 | 1.1435 | 1.932 | 3.6274 | 0 | 0 | 0 | 0 | 0 | 0 | 0 | 0 | 0 | 0 | 0 | 0 | 0 | 0 | 0 | 0 | 0 | 0 | 0 | 0 | 0.044904 | 0 | 0 | 0 | 0 | 0 | 0 | 0 | 0 | 0 | 1.5936
581_G_5 | NENG_CT | Connecticut | 9 | New London | 11 | 581 | 5 | North Main Street | 13947 | 1972 | 9999 | Combustion Turbine | [5 empty] | Fossil | G | 2025 | Oil |  | 0 | 0 | 0 | 0 | 0 | 0 | 0 | 0 | 0 | 0 | 0 | 0 | 0 | 0 | 0 | 0 | 0 | 0 | 0 | 0 | 0 | 0 | 0 | 0 | 0 | 0 | 0 | 0 | 0 | 0 | 0 | 0 | 0 | 0 | 0 | 0 | 0 | 0 | 0 | 0 | 0.28611 | 0 | 0 | 0 | 0 | 0 | 0 | 0 | 0 | 0 | 15.3
58098_G_1 | WECC_NM | New Mexico | 35 | Torrance | 57 | 58098 | 1 | El Cabo Wind | 0 | 2017 | 9999 | Onshore Wind | [5 empty] | Non-Fossil | G | 2025 | Wind |  | 0 | 0 | 0 | 0 | 0 | 0 | 0 | 0 | 0 | 0 | 0 | 0 | 0 | 0 | 0 | 0 | 220.479 | 293.5305 | 250.3666 | 764.3761 | 0 | 0 | 0 | 0 | 0 | 0 | 0 | 0 | 0 | 0 | 0 | 0 | 0 | 0 | 0 | 0 | 0 | 0 | 0 | 0 | 11.6962 | 0 | 0 | 0 | 0 | 0 | 0 | 0 | 0 | 0 | 298
58097_G_1 | NENGREST | Massachusetts | 25 | Barnstable | 1 | 58097 | 1 | Green Meadows | 0 | 2014 | 9999 | Solar PV | [5 empty] | Non-Fossil | G | 2025 | Solar |  | 0 | 0 | 0 | 0 | 0 | 0 | 0 | 0 | 0 | 0 | 0 | 0 | 0 | 0 | 0 | 0 | 0.76748 | 1.5957 | 2.4379 | 4.8011 | 0 | 0 | 0 | 0 | 0 | 0 | 0 | 0 | 0 | 0 | 0 | 0 | 0 | 0 | 0 | 0 | 0 | 0 | 0 | 0 | 0.095812 | 0 | 0 | 0 | 0 | 0 | 0 | 0 | 0 | 0 | 3.4236
58096_G_PTNJ | PJM_EMAC | New Jersey | 34 | Middlesex | 23 | 58096 | PTNJ | Bed Bath & Beyond DC Port Reading NJ | 0 | 2011 | 9999 | Solar PV | [5 empty] | Non-Fossil | G | 2025 | Solar |  | 0 | 0 | 0 | 0 | 0 | 0 | 0 | 0 | 0 | 0 | 0 | 0 | 0 | 0 | 0 | 0 | 0.38089 | 0.82227 | 1.3065 | 2.5097 | 0 | 0 | 0 | 0 | 0 | 0 | 0 | 0 | 0 | 0 | 0 | 0 | 0 | 0 | 0 | 0 | 0 | 0 | 0 | 0 | 0.063245 | 0 | 0 | 0 | 0 | 0 | 0 | 0 | 0 | 0 | 1.7534
58095_G_TONJ | PJM_EMAC | New Jersey | 34 | Passaic | 31 | 58095 | TONJ | Harmon DC Totowa NJ | 0 | 2012 | 9999 | Solar PV | [5 empty] | Non-Fossil | G | 2025 | Solar |  | 0 | 0 | 0 | 0 | 0 | 0 | 0 | 0 | 0 | 0 | 0 | 0 | 0 | 0 | 0 | 0 | 0.31741 | 0.68523 | 1.0888 | 2.0914 | 0 | 0 | 0 | 0 | 0 | 0 | 0 | 0 | 0 | 0 | 0 | 0 | 0 | 0 | 0 | 0 | 0 | 0 | 0 | 0 | 0.052704 | 0 | 0 | 0 | 0 | 0 | 0 | 0 | 0 | 0 | 1.4612
58094_G_FINJ | PJM_EMAC | New Jersey | 34 | Burlington | 5 | 58094 | FINJ | Christmas Tree Shops DC Burlington NJ | 0 | 2011 | 9999 | Solar PV | [5 empty] | Non-Fossil | G | 2025 | Solar |  | 0 | 0 | 0 | 0 | 0 | 0 | 0 | 0 | 0 | 0 | 0 | 0 | 0 | 0 | 0 | 0 | 0.44437 | 0.95932 | 1.5243 | 2.928 | 0 | 0 | 0 | 0 | 0 | 0 | 0 | 0 | 0 | 0 | 0 | 0 | 0 | 0 | 0 | 0 | 0 | 0 | 0 | 0 | 0.073786 | 0 | 0 | 0 | 0 | 0 | 0 | 0 | 0 | 0 | 2.0456
58093_G_HQNJ | PJM_EMAC | New Jersey | 34 | Union | 39 | 58093 | HQNJ | BBB Corporate Headquarters | 0 | 2010 | 9999 | Solar PV | [5 empty] | Non-Fossil | G | 2025 | Solar |  | 0 | 0 | 0 | 0 | 0 | 0 | 0 | 0 | 0 | 0 | 0 | 0 | 0 | 0 | 0 | 0 | 0.21161 | 0.45682 | 0.72586 | 1.3943 | 0 | 0 | 0 | 0 | 0 | 0 | 0 | 0 | 0 | 0 | 0 | 0 | 0 | 0 | 0 | 0 | 0 | 0 | 0 | 0 | 0.035136 | 0 | 0 | 0 | 0 | 0 | 0 | 0 | 0 | 0 | 0.9741
58091_G_KSTN | PJM_EMAC | Pennsylvania | 42 | Lancaster | 71 | 58091 | KSTN | Keystone Solar | 0 | 2012 | 9999 | Solar PV | [5 empty] | Non-Fossil | G | 2025 | Solar |  | 0 | 0 | 0 | 0 | 0 | 0 | 0 | 0 | 0 | 0 | 0 | 0 | 0 | 0 | 0 | 0 | 1.2429 | 2.8445 | 4.6989 | 8.7863 | 0 | 0 | 0 | 0 | 0 | 0 | 0 | 0 | 0 | 0 | 0 | 0 | 0 | 0 | 0 | 0 | 0 | 0 | 0 | 0 | 0.13993 | 0 | 0 | 0 | 0 | 0 | 0 | 0 | 0 | 0 | 5
58090_G_SEF-2 | PJM_EMAC | New Jersey | 34 | Middlesex | 23 | 58090 | SEF-2 | Middlesex Apple Orchard Solar | 0 | 2013 | 9999 | Solar PV | [5 empty] | Non-Fossil | G | 2025 | Solar |  | 0 | 0 | 0 | 0 | 0 | 0 | 0 | 0 | 0 | 0 | 0 | 0 | 0 | 0 | 0 | 0 | 0.71946 | 1.5532 | 2.4679 | 4.7406 | 0 | 0 | 0 | 0 | 0 | 0 | 0 | 0 | 0 | 0 | 0 | 0 | 0 | 0 | 0 | 0 | 0 | 0 | 0 | 0 | 0.11946 | 0 | 0 | 0 | 0 | 0 | 0 | 0 | 0 | 0 | 3.312
58090_G_SEF-1 | PJM_EMAC | New Jersey | 34 | Middlesex | 23 | 58090 | SEF-1 | Middlesex Apple Orchard Solar | 0 | 2013 | 9999 | Solar PV | [5 empty] | Non-Fossil | G | 2025 | Solar |  | 0 | 0 | 0 | 0 | 0 | 0 | 0 | 0 | 0 | 0 | 0 | 0 | 0 | 0 | 0 | 0 | 0.27509 | 0.59386 | 0.94361 | 1.8126 | 0 | 0 | 0 | 0 | 0 | 0 | 0 | 0 | 0 | 0 | 0 | 0 | 0 | 0 | 0 | 0 | 0 | 0 | 0 | 0 | 0.045677 | 0 | 0 | 0 | 0 | 0 | 0 | 0 | 0 | 0 | 1.2663
58089_G_1 | MIS_IA | Iowa | 19 | Worth | 195 | 58089 | 1 | Roeder Family Wind Farm LLC | 0 | 2011 | 9999 | Onshore Wind | [5 empty] | Non-Fossil | G | 2025 | Wind |  | 0 | 0 | 0 | 0 | 0 | 0 | 0 | 0 | 0 | 0 | 0 | 0 | 0 | 0 | 0 | 0 | 1.3818 | 1.9367 | 1.5456 | 4.8641 | 0 | 0 | 0 | 0 | 0 | 0 | 0 | 0 | 0 | 0 | 0 | 0 | 0 | 0 | 0 | 0 | 0 | 0 | 0 | 0 | 0.045007 | 0 | 0 | 0 | 0 | 0 | 0 | 0 | 0 | 0 | 1.5973
58088_G_1 | NY_Z_C&E | New York | 36 | Wyoming | 121 | 58088 | 1 | Stony Creek Wind Farm NY | 0 | 2013 | 9999 | Onshore Wind | [5 empty] | Non-Fossil | G | 2025 | Wind |  | 0 | 0 | 0 | 0 | 0 | 0 | 0 | 0 | 0 | 0 | 0 | 0 | 0 | 0 | 0 | 0 | 67.2328 | 84.4007 | 63.157 | 214.7905 | 0 | 0 | 0 | 0 | 0 | 0 | 0 | 0 | 0 | 0 | 0 | 0 | 0 | 0 | 0 | 0 | 0 | 0 | 0 | 0 | 3.7489 | 0 | 0 | 0 | 0 | 0 | 0 | 0 | 0 | 0 | 94.4
58086_G_2 | WEC_BANC | California | 6 | Sacramento | 67 | 58086 | 2 | Intel Folsom | 0 | 2010 | 9999 | Solar PV | [5 empty] | Non-Fossil | G | 2025 | Solar |  | 0 | 0 | 0 | 0 | 0 | 0 | 0 | 0 | 0 | 0 | 0 | 0 | 0 | 0 | 0 | 0 | 0.17282 | 0.37564 | 0.58944 | 1.1379 | 0 | 0 | 0 | 0 | 0 | 0 | 0 | 0 | 0 | 0 | 0 | 0 | 0 | 0 | 0 | 0 | 0 | 0 | 0 | 0 | 0.013993 | 0 | 0 | 0 | 0 | 0 | 0 | 0 | 0 | 0 | 0.5
58086_G_1 | WEC_BANC | California | 6 | Sacramento | 67 | 58086 | 1 | Intel Folsom | 0 | 2010 | 9999 | Solar PV | [5 empty] | Non-Fossil | G | 2025 | Solar |  | 0 | 0 | 0 | 0 | 0 | 0 | 0 | 0 | 0 | 0 | 0 | 0 | 0 | 0 | 0 | 0 | 0.17282 | 0.37564 | 0.58944 | 1.1379 | 0 | 0 | 0 | 0 | 0 | 0 | 0 | 0 | 0 | 0 | 0 | 0 | 0 | 0 | 0 | 0 | 0 | 0 | 0 | 0 | 0.013993 | 0 | 0 | 0 | 0 | 0 | 0 | 0 | 0 | 0 | 0.5
58084_G_GT300 | NENG_CT | Connecticut | 9 | Litchfield | 5 | 58084 | GT300 | Kimberly Clark-Unit 1,2,3 | 7590 | 2008 | 9999 | Combined Cycle | [5 empty] | Fossil | G | 2025 | NaturalGas |  | 0.0077976 | 0.073989 | 0.10213 | 0.18392 | 0 | 0 | 0 | 0 | 0 | 0 | 0 | 0 | 0 | 0 | 0 | 0 | 1.0274 | 9.7482 | 13.4562 | 24.2317 | 0.45647 | 4.3313 | 5.9788 | 10.7666 | 5.4584e-10 | 5.1793e-09 | 7.1486e-09 | 1.2874e-08 | 5.1348e-05 | 0.00048722 | 0.0006725 | 0.0012111 | 0 | 0 | 0 | 0 | 0 | 0 | 0 | 0 | 0 | 0.0038128 | 0.019325 | 0.026675 | 0.049812 | 0.058224 | 0.29276 | 0.34488 | 0.69587 | 0 | 4.1
58084_G_GT200 | NENG_CT | Connecticut | 9 | Litchfield | 5 | 58084 | GT200 | Kimberly Clark-Unit 1,2,3 | 11567 | 2008 | 9999 | Combustion Turbine | [5 empty] | Fossil | G | 2025 | NaturalGas |  | 0 | 0 | 0.0051969 | 0.0051969 | 0 | 0 | 0 | 0 | 0 | 0 | 0 | 0 | 0 | 0 | 0 | 0 | 0 | 0 | 0.44928 | 0.44928 | 0 | 0 | 0.30422 | 0.30422 | 0 | 0 | 3.637e-10 | 3.637e-10 | 0 | 0 | 0.00014262 | 0.00014262 | 0 | 0 | 0 | 0 | 0 | 0 | 0 | 0 | 0.27115 | 0 | 0 | 0.0070531 | 0.0070531 | 0 | 0 | 0.017549 | 0.017549 | 0 | 14.5
58084_G_GT100 | NENG_CT | Connecticut | 9 | Litchfield | 5 | 58084 | GT100 | Kimberly Clark-Unit 1,2,3 | 7590 | 2008 | 9999 | Combined Cycle | [5 empty] | Fossil | G | 2025 | NaturalGas |  | 0.027577 | 0.26167 | 0.3612 | 0.65045 | 0 | 0 | 0 | 0 | 0 | 0 | 0 | 0 | 0 | 0 | 0 | 0 | 3.6333 | 34.4754 | 47.5889 | 85.6977 | 1.6144 | 15.3181 | 21.1446 | 38.0771 | 1.9304e-09 | 1.8317e-08 | 2.5282e-08 | 4.5529e-08 | 0.0001816 | 0.0017231 | 0.0023784 | 0.004283 | 0 | 0 | 0 | 0 | 0 | 0 | 0 | 0 | 0 | 0.013484 | 0.068343 | 0.094338 | 0.17617 | 0.20591 | 1.0354 | 1.2197 | 2.461 | 0 | 14.5
58082_G_NSF1 | PJM_ATSI | Ohio | 39 | Henry | 69 | 58082 | NSF1 | AMP Napoleon Solar Facility | 0 | 2012 | 9999 | Solar PV | [5 empty] | Non-Fossil | G | 2025 | Solar |  | 0 | 0 | 0 | 0 | 0 | 0 | 0 | 0 | 0 | 0 | 0 | 0 | 0 | 0 | 0 | 0 | 0.84826 | 1.8253 | 2.8296 | 5.5032 | 0 | 0 | 0 | 0 | 0 | 0 | 0 | 0 | 0 | 0 | 0 | 0 | 0 | 0 | 0 | 0 | 0 | 0 | 0 | 0 | 0.097949 | 0 | 0 | 0 | 0 | 0 | 0 | 0 | 0 | 0 | 3.5
58080_G_1 | ERC_REST | Texas | 48 | Cooke | 97 | 58080 | 1 | Wolf Ridge Wind | 0 | 2008 | 9999 | Onshore Wind | [5 empty] | Non-Fossil | G | 2025 | Wind |  | 0 | 0 | 0 | 0 | 0 | 0 | 0 | 0 | 0 | 0 | 0 | 0 | 0 | 0 | 0 | 0 | 80.7913 | 116.3645 | 138.8393 | 335.995 | 0 | 0 | 0 | 0 | 0 | 0 | 0 | 0 | 0 | 0 | 0 | 0 | 0 | 0 | 0 | 0 | 0 | 0 | 0 | 0 | 3.1699 | 0 | 0 | 0 | 0 | 0 | 0 | 0 | 0 | 0 | 112.5
58079_G_STG-1 | PJM_EMAC | New Jersey | 34 | Essex | 13 | 58079 | STG-1 | Newark Energy Center | 7050 | 2015 | 9999 | Combined Cycle |  |  | SCR | LNB + NH3 |  | Fossil | G | 2025 | NaturalGas |  | 3.5242 | 4.7772 | 6.5943 | 14.8958 | 0 | 0 | 0 | 0 | 0 | 0 | 0 | 0 | 0 | 0 | 0 | 0 | 499.8841 | 677.6207 | 935.3678 | 2112.8726 | 206.3057 | 279.6588 | 386.0328 | 871.9973 | 2.4665e-07 | 3.3435e-07 | 4.6164e-07 | 1.0426e-06 | 0.010855 | 0.014714 | 0.020311 | 0.045879 | 0 | 0 | 0 | 0 | 0 | 0 | 0 | 0 | 8.7052 | 1.0612 | 1.4504 | 1.9856 | 4.4972 | 14.3323 | 14.6032 | 22.5318 | 51.4673 | 0 | 285 | SCR
58079_G_GT-2 | PJM_EMAC | New Jersey | 34 | Essex | 13 | 58079 | GT-2 | Newark Energy Center | 7050 | 2015 | 9999 | Combined Cycle |  |  | SCR |  |  | Fossil | G | 2025 | NaturalGas |  | 2.4731 | 3.3524 | 4.6276 | 10.4532 | 0 | 0 | 0 | 0 | 0 | 0 | 0 | 0 | 0 | 0 | 0 | 0 | 350.7959 | 475.5233 | 656.3984 | 1482.7176 | 144.7759 | 196.2518 | 270.9002 | 611.9279 | 1.7309e-07 | 2.3463e-07 | 3.2388e-07 | 7.316e-07 | 0.0076172 | 0.010326 | 0.014253 | 0.032196 | 0 | 0 | 0 | 0 | 0 | 0 | 0 | 0 | 6.1089 | 0.74467 | 1.0178 | 1.3934 | 3.1559 | 10.0577 | 10.2479 | 15.8118 | 36.1174 | 0 | 200 | SCR
58079_G_GT-1 | PJM_EMAC | New Jersey | 34 | Essex | 13 | 58079 | GT-1 | Newark Energy Center | 7050 | 2015 | 9999 | Combined Cycle |  |  | SCR |  |  | Fossil | G | 2025 | NaturalGas |  | 2.4731 | 3.3524 | 4.6276 | 10.4532 | 0 | 0 | 0 | 0 | 0 | 0 | 0 | 0 | 0 | 0 | 0 | 0 | 350.7959 | 475.5233 | 656.3984 | 1482.7176 | 144.7759 | 196.2518 | 270.9002 | 611.9279 | 1.7309e-07 | 2.3463e-07 | 3.2388e-07 | 7.316e-07 | 0.0076172 | 0.010326 | 0.014253 | 0.032196 | 0 | 0 | 0 | 0 | 0 | 0 | 0 | 0 | 6.1089 | 0.74467 | 1.0178 | 1.3934 | 3.1559 | 10.0577 | 10.2479 | 15.8118 | 36.1174 | 0 | 200 | SCR
58078_G_GE 1. | SPP_WEST | Oklahoma | 40 | Kiowa | 75 | 58078 | GE 1. | Rocky Ridge Wind Project | 0 | 2012 | 9999 | Onshore Wind | [5 empty] | Non-Fossil | G | 2025 | Wind |  | 0 | 0 | 0 | 0 | 0 | 0 | 0 | 0 | 0 | 0 | 0 | 0 | 0 | 0 | 0 | 0 | 127.8712 | 196.716 | 198.9343 | 523.5216 | 0 | 0 | 0 | 0 | 0 | 0 | 0 | 0 | 0 | 0 | 0 | 0 | 0 | 0 | 0 | 0 | 0 | 0 | 0 | 0 | 5.7298 | 0 | 0 | 0 | 0 | 0 | 0 | 0 | 0 | 0 | 147.101
58076_G_3 | WECC_SCE | California | 6 | Kern | 29 | 58076 | 3 | Edwards Air Force Base | 0 | 2011 | 9999 | Solar PV | [5 empty] | Non-Fossil | G | 2025 | Solar |  | 0 | 0 | 0 | 0 | 0 | 0 | 0 | 0 | 0 | 0 | 0 | 0 | 0 | 0 | 0 | 0 | 0.42075 | 0.78061 | 1.2099 | 2.4113 | 0 | 0 | 0 | 0 | 0 | 0 | 0 | 0 | 0 | 0 | 0 | 0 | 0 | 0 | 0 | 0 | 0 | 0 | 0 | 0 | 0.036128 | 0 | 0 | 0 | 0 | 0 | 0 | 0 | 0 | 0 | 1
58076_G_2 | WECC_SCE | California | 6 | Kern | 29 | 58076 | 2 | Edwards Air Force Base | 0 | 2011 | 9999 | Solar PV | [5 empty] | Non-Fossil | G | 2025 | Solar |  | 0 | 0 | 0 | 0 | 0 | 0 | 0 | 0 | 0 | 0 | 0 | 0 | 0 | 0 | 0 | 0 | 0.42075 | 0.78061 | 1.2099 | 2.4113 | 0 | 0 | 0 | 0 | 0 | 0 | 0 | 0 | 0 | 0 | 0 | 0 | 0 | 0 | 0 | 0 | 0 | 0 | 0 | 0 | 0.036128 | 0 | 0 | 0 | 0 | 0 | 0 | 0 | 0 | 0 | 1
58076_G_1 | WECC_SCE | California | 6 | Kern | 29 | 58076 | 1 | Edwards Air Force Base | 0 | 2011 | 9999 | Solar PV | [5 empty] | Non-Fossil | G | 2025 | Solar |  | 0 | 0 | 0 | 0 | 0 | 0 | 0 | 0 | 0 | 0 | 0 | 0 | 0 | 0 | 0 | 0 | 0.42075 | 0.78061 | 1.2099 | 2.4113 | 0 | 0 | 0 | 0 | 0 | 0 | 0 | 0 | 0 | 0 | 0 | 0 | 0 | 0 | 0 | 0 | 0 | 0 | 0 | 0 | 0.036128 | 0 | 0 | 0 | 0 | 0 | 0 | 0 | 0 | 0 | 1
58074_G_SEPV | WECC_SCE | California | 6 | San Bernardino | 71 | 58074 | SEPV | SEPV 2 | 0 | 2012 | 9999 | Solar PV | [5 empty] | Non-Fossil | G | 2025 | Solar |  | 0 | 0 | 0 | 0 | 0 | 0 | 0 | 0 | 0 | 0 | 0 | 0 | 0 | 0 | 0 | 0 | 0.84151 | 1.5612 | 2.4198 | 4.8226 | 0 | 0 | 0 | 0 | 0 | 0 | 0 | 0 | 0 | 0 | 0 | 0 | 0 | 0 | 0 | 0 | 0 | 0 | 0 | 0 | 0.072255 | 0 | 0 | 0 | 0 | 0 | 0 | 0 | 0 | 0 | 2
58073_G_SEPV | WEC_LADW | California | 6 | Los Angeles | 37 | 58073 | SEPV | SEPV 1 | 0 | 2012 | 9999 | Solar PV | [5 empty] | Non-Fossil | G | 2025 | Solar |  | 0 | 0 | 0 | 0 | 0 | 0 | 0 | 0 | 0 | 0 | 0 | 0 | 0 | 0 | 0 | 0 | 0.8069 | 1.5695 | 2.347 | 4.7234 | 0 | 0 | 0 | 0 | 0 | 0 | 0 | 0 | 0 | 0 | 0 | 0 | 0 | 0 | 0 | 0 | 0 | 0 | 0 | 0 | 0.080034 | 0 | 0 | 0 | 0 | 0 | 0 | 0 | 0 | 0 | 1.9688
58071_G_1 | MIS_IA | Iowa | 19 | Worth | 195 | 58071 | 1 | Windwalkers LLC | 0 | 2011 | 9999 | Onshore Wind | [5 empty] | Non-Fossil | G | 2025 | Wind |  | 0 | 0 | 0 | 0 | 0 | 0 | 0 | 0 | 0 | 0 | 0 | 0 | 0 | 0 | 0 | 0 | 1.3818 | 1.9367 | 1.5456 | 4.8641 | 0 | 0 | 0 | 0 | 0 | 0 | 0 | 0 | 0 | 0 | 0 | 0 | 0 | 0 | 0 | 0 | 0 | 0 | 0 | 0 | 0.045007 | 0 | 0 | 0 | 0 | 0 | 0 | 0 | 0 | 0 | 1.5973
58070_G_1 | PJM_EMAC | New Jersey | 34 | Mercer | 21 | 58070 | 1 | Mercer Mall | 0 | 2012 | 9999 | Solar PV | [5 empty] | Non-Fossil | G | 2025 | Solar |  | 0 | 0 | 0 | 0 | 0 | 0 | 0 | 0 | 0 | 0 | 0 | 0 | 0 | 0 | 0 | 0 | 0.23277 | 0.5025 | 0.79844 | 1.5337 | 0 | 0 | 0 | 0 | 0 | 0 | 0 | 0 | 0 | 0 | 0 | 0 | 0 | 0 | 0 | 0 | 0 | 0 | 0 | 0 | 0.03865 | 0 | 0 | 0 | 0 | 0 | 0 | 0 | 0 | 0 | 1.0715
58068_G_1 | ERC_REST | Texas | 48 | Bexar | 29 | 58068 | 1 | SunE CPS1 LLC | 0 | 2012 | 9999 | Solar PV | [5 empty] | Non-Fossil | G | 2025 | Solar |  | 0 | 0 | 0 | 0 | 0 | 0 | 0 | 0 | 0 | 0 | 0 | 0 | 0 | 0 | 0 | 0 | 2.8932 | 5.1062 | 8.786 | 16.7853 | 0 | 0 | 0 | 0 | 0 | 0 | 0 | 0 | 0 | 0 | 0 | 0 | 0 | 0 | 0 | 0 | 0 | 0 | 0 | 0 | 0.24974 | 0 | 0 | 0 | 0 | 0 | 0 | 0 | 0 | 0 | 8.9241
58065_G_CWT1 | NENGREST | Massachusetts | 25 | Suffolk | 25 | 58065 | CWT1 | Charlestown Wind Turbine | 0 | 2011 | 9999 | Onshore Wind | [5 empty] | Non-Fossil | G | 2025 | Wind |  | 0 | 0 | 0 | 0 | 0 | 0 | 0 | 0 | 0 | 0 | 0 | 0 | 0 | 0 | 0 | 0 | 1.2394 | 1.6111 | 1.248 | 4.0986 | 0 | 0 | 0 | 0 | 0 | 0 | 0 | 0 | 0 | 0 | 0 | 0 | 0 | 0 | 0 | 0 | 0 | 0 | 0 | 0 | 0.050402 | 0 | 0 | 0 | 0 | 0 | 0 | 0 | 0 | 0 | 1.5
58064_G_LBFS | S_SOU | Georgia | 13 | Dekalb | 89 | 58064 | LBFS | Laredo Bus Facility Solar Canopies | 0 | 2012 | 9999 | Solar PV | [5 empty] | Non-Fossil | G | 2025 | Solar |  | 0 | 0 | 0 | 0 | 0 | 0 | 0 | 0 | 0 | 0 | 0 | 0 | 0 | 0 | 0 | 0 | 0.38408 | 0.66089 | 0.99221 | 2.0372 | 0 | 0 | 0 | 0 | 0 | 0 | 0 | 0 | 0 | 0 | 0 | 0 | 0 | 0 | 0 | 0 | 0 | 0 | 0 | 0 | 0.027985 | 0 | 0 | 0 | 0 | 0 | 0 | 0 | 0 | 0 | 1
58062_G_0001 | WECC_IID | California | 6 | Imperial | 25 | 58062 | 0001 | Imperial Valley Solar Company 1 LLC | 0 | 2012 | 9999 | Solar PV | [5 empty] | Non-Fossil | G | 2025 | Solar |  | 0 | 0 | 0 | 0 | 0 | 0 | 0 | 0 | 0 | 0 | 0 | 0 | 0 | 0 | 0 | 0 | 11.1941 | 20.0589 | 30.3036 | 61.5567 | 0 | 0 | 0 | 0 | 0 | 0 | 0 | 0 | 0 | 0 | 0 | 0 | 0 | 0 | 0 | 0 | 0 | 0 | 0 | 0 | 0.64367 | 0 | 0 | 0 | 0 | 0 | 0 | 0 | 0 | 0 | 23
58061_G_1496 | S_C_TVA | Alabama | 1 | Morgan | 103 | 58061 | 1496 | Decatur-Morgan Co LFG Recovery Project | 13500 | 2010 | 9999 | Landfill Gas | [5 empty] | Non-Fossil | G | 2025 | LF Gas |  | 0.013923 | 0.020367 | 0.033241 | 0.067531 | 0 | 0 | 0 | 0 | 0 | 0 | 0 | 0 | 0 | 0 | 0 | 0 | 1.0313 | 1.5087 | 2.4623 | 5.0023 | 0.80236 | 1.1738 | 1.9156 | 3.8917 | 0 | 0 | 0 | 0 | 0.0016765 | 0.0024525 | 0.0040024 | 0.0081314 | 0 | 0 | 0 | 0 | 0 | 0 | 0 | 0 | 0.18775 | 0.006744 | 0.0098655 | 0.016101 | 0.032711 | 0 | 0 | 0 | 0 | 0 | 0.8
58061_G_0290 | S_C_TVA | Alabama | 1 | Morgan | 103 | 58061 | 0290 | Decatur-Morgan Co LFG Recovery Project | 13500 | 2011 | 9999 | Landfill Gas | [5 empty] | Non-Fossil | G | 2025 | LF Gas |  | 0.013923 | 0.020367 | 0.033241 | 0.067531 | 0 | 0 | 0 | 0 | 0 | 0 | 0 | 0 | 0 | 0 | 0 | 0 | 1.0313 | 1.5087 | 2.4623 | 5.0023 | 0.80236 | 1.1738 | 1.9156 | 3.8917 | 0 | 0 | 0 | 0 | 0.0016765 | 0.0024525 | 0.0040024 | 0.0081314 | 0 | 0 | 0 | 0 | 0 | 0 | 0 | 0 | 0.18775 | 0.006744 | 0.0098655 | 0.016101 | 0.032711 | 0 | 0 | 0 | 0 | 0 | 0.8
58057_G_WWTP | PJM_Dom | Virginia | 51 | Rockingham | 165 | 58057 | WWTP | MillerCoors Shenandoah Brewery | 11414 | 2012 | 9999 | Non-Fossil Waste | [5 empty] | Non-Fossil | G | 2025 | Non-Fossil |  | 0.01519 | 0.019946 | 0.026107 | 0.061243 | 0 | 0 | 0 | 0 | 0 | 0 | 0 | 0 | 0 | 0 | 0 | 0 | 1.3308 | 1.7475 | 2.2873 | 5.3656 | 0 | 0 | 0 | 0 | 0 | 0 | 0 | 0 | 0 | 0 | 0 | 0 | 0 | 0 | 0 | 0 | 0 | 0 | 0 | 0 | 0.32857 | 0.0087024 | 0.011427 | 0.014957 | 0.035086 | 0 | 0 | 0 | 0 | 0 | 1.4
58055_G_2 | MIS_INKY | Indiana | 18 | Jasper | 73 | 58055 | 2 | Windy Ridge Generating Facility | 11414 | 2012 | 9999 | Non-Fossil Waste | [5 empty] | Non-Fossil | G | 2025 | Non-Fossil |  | 0.0097482 | 0.014781 | 0.020057 | 0.044586 | 0 | 0 | 0 | 0 | 0 | 0 | 0 | 0 | 0 | 0 | 0 | 0 | 0.85406 | 1.295 | 1.7572 | 3.9063 | 0 | 0 | 0 | 0 | 0 | 0 | 0 | 0 | 0 | 0 | 0 | 0 | 0 | 0 | 0 | 0 | 0 | 0 | 0 | 0 | 0.14082 | 0.0055848 | 0.0084683 | 0.011491 | 0.025544 | 0 | 0 | 0 | 0 | 0 | 0.6
58055_G_1 | MIS_INKY | Indiana | 18 | Jasper | 73 | 58055 | 1 | Windy Ridge Generating Facility | 11414 | 2012 | 9999 | Non-Fossil Waste | [5 empty] | Non-Fossil | G | 2025 | Non-Fossil |  | 0.0097482 | 0.014781 | 0.020057 | 0.044586 | 0 | 0 | 0 | 0 | 0 | 0 | 0 | 0 | 0 | 0 | 0 | 0 | 0.85406 | 1.295 | 1.7572 | 3.9063 | 0 | 0 | 0 | 0 | 0 | 0 | 0 | 0 | 0 | 0 | 0 | 0 | 0 | 0 | 0 | 0 | 0 | 0 | 0 | 0 | 0.14082 | 0.0055848 | 0.0084683 | 0.011491 | 0.025544 | 0 | 0 | 0 | 0 | 0 | 0.6
58054_B_ST01 | NENGREST | New Hampshire | 33 | Coos | 7 | 58054 | ST01 | Burgess BioPower | 13540 | 2013 | 9999 | Biomass |  |  | Bag House + SCR |  |  | Non-Fossil | B | 2025 |  | Biomass Retirement | 0 | 0 | 0 | 0 | 0 | 0 | 0 | 0 | 0 | 0 | 0 | 0 | 0 | 0 | 0 | 0 | 0 | 0 | 0 | 0 | 0 | 0 | 0 | 0 | 0 | 0 | 0 | 0 | 0 | 0 | 0 | 0 | 0 | 0 | 0 | 0 | 0 | 0 | 0 | 0 | 0 | 0 | 0 | 0 | 0 | 0 | 0 | 0 | 0 | 0 | 68 | SCR
58049_G_PV | PJM_EMAC | New Jersey | 34 | Middlesex | 23 | 58049 | PV | Jordache Enterprises Solar | 0 | 2011 | 9999 | Solar PV | [5 empty] | Non-Fossil | G | 2025 | Solar |  | 0 | 0 | 0 | 0 | 0 | 0 | 0 | 0 | 0 | 0 | 0 | 0 | 0 | 0 | 0 | 0 | 0.27509 | 0.59386 | 0.94361 | 1.8126 | 0 | 0 | 0 | 0 | 0 | 0 | 0 | 0 | 0 | 0 | 0 | 0 | 0 | 0 | 0 | 0 | 0 | 0 | 0 | 0 | 0.045677 | 0 | 0 | 0 | 0 | 0 | 0 | 0 | 0 | 0 | 1.2663
58048_G_1 | ERC_WEST | Texas | 48 | Kent | 263 | 58048 | 1 | BayWa r.e Mozart LLC | 0 | 2012 | 9999 | Onshore Wind | [5 empty] | Non-Fossil | G | 2025 | Wind |  | 0 | 0 | 0 | 0 | 0 | 0 | 0 | 0 | 0 | 0 | 0 | 0 | 0 | 0 | 0 | 0 | 21.047 | 30.9503 | 31.4179 | 83.4153 | 0 | 0 | 0 | 0 | 0 | 0 | 0 | 0 | 0 | 0 | 0 | 0 | 0 | 0 | 0 | 0 | 0 | 0 | 0 | 0 | 0.8453 | 0 | 0 | 0 | 0 | 0 | 0 | 0 | 0 | 0 | 30
58047_G_3 | PJM_AP | Pennsylvania | 42 | Allegheny | 3 | 58047 | 3 | PPG Monroeville Chemicals Center | 14397 | 1998 | 9999 | Combustion Turbine | [5 empty] | Fossil | G | 2025 | NaturalGas |  | 2.1527e-05 | 0 | 0.0003751 | 0.00039663 | 0 | 0 | 0 | 0 | 0 | 0 | 0 | 0 | 0 | 0 | 0 | 0 | 0.0014955 | 0 | 0.026052 | 0.027547 | 0.0012604 | 0 | 0.021956 | 0.023217 | 1.5055e-12 | 0 | 2.6222e-11 | 2.7727e-11 | 9.8182e-06 | 0 | 0.00017108 | 0.0001809 | 0 | 0 | 0 | 0 | 0 | 0 | 0 | 0 | 0.01496 | 2.3477e-05 | 0 | 0.00040897 | 0.00043245 | 6.0655e-05 | 0 | 0.001064 | 0.0011247 | 0 | 0.8
58047_G_2 | PJM_AP | Pennsylvania | 42 | Allegheny | 3 | 58047 | 2 | PPG Monroeville Chemicals Center | 14397 | 2000 | 9999 | Combustion Turbine | [5 empty] | Fossil | G | 2025 | NaturalGas |  | 8.0727e-06 | 0 | 0.00014066 | 0.00014874 | 0 | 0 | 0 | 0 | 0 | 0 | 0 | 0 | 0 | 0 | 0 | 0 | 0.00056082 | 0 | 0.0097694 | 0.01033 | 0.00047266 | 0 | 0.0082336 | 0.0087063 | 5.6455e-13 | 0 | 9.8332e-12 | 1.0398e-11 | 3.6818e-06 | 0 | 6.4156e-05 | 6.7837e-05 | 0 | 0 | 0 | 0 | 0 | 0 | 0 | 0 | 0.00561 | 8.804e-06 | 0 | 0.00015336 | 0.00016217 | 2.2745e-05 | 0 | 0.00039901 | 0.00042175 | 0 | 0.3
58045_G_GEN1 | MIS_MNWI | Minnesota | 27 | Nobles | 105 | 58045 | GEN1 | Community Wind South | 0 | 2012 | 9999 | Onshore Wind | [5 empty] | Non-Fossil | G | 2025 | Wind |  | 0 | 0 | 0 | 0 | 0 | 0 | 0 | 0 | 0 | 0 | 0 | 0 | 0 | 0 | 0 | 0 | 25.6532 | 35.2956 | 29.4835 | 90.4323 | 0 | 0 | 0 | 0 | 0 | 0 | 0 | 0 | 0 | 0 | 0 | 0 | 0 | 0 | 0 | 0 | 0 | 0 | 0 | 0 | 0.8453 | 0 | 0 | 0 | 0 | 0 | 0 | 0 | 0 | 0 | 30
58044_G_GEN1 | MIS_IA | Iowa | 19 | Cedar | 31 | 58044 | GEN1 | Anchor Wind, LLC | 0 | 2012 | 9999 | Onshore Wind | [5 empty] | Non-Fossil | G | 2025 | Wind |  | 0 | 0 | 0 | 0 | 0 | 0 | 0 | 0 | 0 | 0 | 0 | 0 | 0 | 0 | 0 | 0 | 5.0954 | 7.1416 | 5.6995 | 17.9365 | 0 | 0 | 0 | 0 | 0 | 0 | 0 | 0 | 0 | 0 | 0 | 0 | 0 | 0 | 0 | 0 | 0 | 0 | 0 | 0 | 0.16596 | 0 | 0 | 0 | 0 | 0 | 0 | 0 | 0 | 0 | 5.89
58042_G_1 | WECC_AZ | Arizona | 4 | Mohave | 15 | 58042 | 1 | Black Mountain Solar LLC | 0 | 2012 | 9999 | Solar PV | [5 empty] | Non-Fossil | G | 2025 | Solar |  | 0 | 0 | 0 | 0 | 0 | 0 | 0 | 0 | 0 | 0 | 0 | 0 | 0 | 0 | 0 | 0 | 4.051 | 7.309 | 10.5855 | 21.9456 | 0 | 0 | 0 | 0 | 0 | 0 | 0 | 0 | 0 | 0 | 0 | 0 | 0 | 0 | 0 | 0 | 0 | 0 | 0 | 0 | 0.4053 | 0 | 0 | 0 | 0 | 0 | 0 | 0 | 0 | 0 | 8.9788
58041_G_2 | SPP_WEST | Oklahoma | 40 | Garfield | 47 | 58041 | 2 | Chisholm View Wind Project | 0 | 2016 | 9999 | Onshore Wind | [5 empty] | Non-Fossil | G | 2025 | Wind |  | 0 | 0 | 0 | 0 | 0 | 0 | 0 | 0 | 0 | 0 | 0 | 0 | 0 | 0 | 0 | 0 | 55.6859 | 85.6666 | 86.6327 | 227.9852 | 0 | 0 | 0 | 0 | 0 | 0 | 0 | 0 | 0 | 0 | 0 | 0 | 0 | 0 | 0 | 0 | 0 | 0 | 0 | 0 | 2.4952 | 0 | 0 | 0 | 0 | 0 | 0 | 0 | 0 | 0 | 64.0601
58041_G_1 | SPP_WEST | Oklahoma | 40 | Garfield | 47 | 58041 | 1 | Chisholm View Wind Project | 0 | 2012 | 9999 | Onshore Wind | [5 empty] | Non-Fossil | G | 2025 | Wind |  | 0 | 0 | 0 | 0 | 0 | 0 | 0 | 0 | 0 | 0 | 0 | 0 | 0 | 0 | 0 | 0 | 202.1191 | 310.9381 | 314.4446 | 827.5018 | 0 | 0 | 0 | 0 | 0 | 0 | 0 | 0 | 0 | 0 | 0 | 0 | 0 | 0 | 0 | 0 | 0 | 0 | 0 | 0 | 9.0567 | 0 | 0 | 0 | 0 | 0 | 0 | 0 | 0 | 0 | 232.5145
58040_G_SEF-B | PJM_EMAC | New Jersey | 34 | Middlesex | 23 | 58040 | SEF-B | United Stationers Supply Solar Electric | 0 | 2011 | 9999 | Solar PV | [5 empty] | Non-Fossil | G | 2025 | Solar |  | 0 | 0 | 0 | 0 | 0 | 0 | 0 | 0 | 0 | 0 | 0 | 0 | 0 | 0 | 0 | 0 | 0.16929 | 0.36545 | 0.58069 | 1.1154 | 0 | 0 | 0 | 0 | 0 | 0 | 0 | 0 | 0 | 0 | 0 | 0 | 0 | 0 | 0 | 0 | 0 | 0 | 0 | 0 | 0.028109 | 0 | 0 | 0 | 0 | 0 | 0 | 0 | 0 | 0 | 0.77928
58040_G_SEF-A | PJM_EMAC | New Jersey | 34 | Middlesex | 23 | 58040 | SEF-A | United Stationers Supply Solar Electric | 0 | 2011 | 9999 | Solar PV | [5 empty] | Non-Fossil | G | 2025 | Solar |  | 0 | 0 | 0 | 0 | 0 | 0 | 0 | 0 | 0 | 0 | 0 | 0 | 0 | 0 | 0 | 0 | 0.42321 | 0.91363 | 1.4517 | 2.7886 | 0 | 0 | 0 | 0 | 0 | 0 | 0 | 0 | 0 | 0 | 0 | 0 | 0 | 0 | 0 | 0 | 0 | 0 | 0 | 0 | 0.070272 | 0 | 0 | 0 | 0 | 0 | 0 | 0 | 0 | 0 | 1.9482
58039_G_1 | WEC_CALN | California | 6 | Stanislaus | 99 | 58039 | 1 | RET Modesto Solar | 0 | 2012 | 9999 | Solar PV | [5 empty] | Non-Fossil | G | 2025 | Solar |  | 0 | 0 | 0 | 0 | 0 | 0 | 0 | 0 | 0 | 0 | 0 | 0 | 0 | 0 | 0 | 0 | 9.3797 | 18.6716 | 30.613 | 58.6643 | 0 | 0 | 0 | 0 | 0 | 0 | 0 | 0 | 0 | 0 | 0 | 0 | 0 | 0 | 0 | 0 | 0 | 0 | 0 | 0 | 0.79978 | 0 | 0 | 0 | 0 | 0 | 0 | 0 | 0 | 0 | 24.9761
58038_G_BCW | MIS_IA | Iowa | 19 | Mitchell | 131 | 58038 | BCW | Buffalo Center Wind LLC | 0 | 2011 | 9999 | Onshore Wind | [5 empty] | Non-Fossil | G | 2025 | Wind |  | 0 | 0 | 0 | 0 | 0 | 0 | 0 | 0 | 0 | 0 | 0 | 0 | 0 | 0 | 0 | 0 | 1.2954 | 1.8157 | 1.449 | 4.5601 | 0 | 0 | 0 | 0 | 0 | 0 | 0 | 0 | 0 | 0 | 0 | 0 | 0 | 0 | 0 | 0 | 0 | 0 | 0 | 0 | 0.042194 | 0 | 0 | 0 | 0 | 0 | 0 | 0 | 0 | 0 | 1.4975
58037_G_PV1 | WECC_AZ | Arizona | 4 | Maricopa | 13 | 58037 | PV1 | Buckeye Union HS District 201 | 0 | 2011 | 9999 | Solar PV | [5 empty] | Non-Fossil | G | 2025 | Solar |  | 0 | 0 | 0 | 0 | 0 | 0 | 0 | 0 | 0 | 0 | 0 | 0 | 0 | 0 | 0 | 0 | 1.4854 | 2.68 | 3.8814 | 8.0467 | 0 | 0 | 0 | 0 | 0 | 0 | 0 | 0 | 0 | 0 | 0 | 0 | 0 | 0 | 0 | 0 | 0 | 0 | 0 | 0 | 0.14861 | 0 | 0 | 0 | 0 | 0 | 0 | 0 | 0 | 0 | 3.2922
58036_G_1 | PJM_EMAC | New Jersey | 34 | Camden | 7 | 58036 | 1 | Riverside Renewable Energy LLC | 0 | 2011 | 9999 | Solar PV | [5 empty] | Non-Fossil | G | 2025 | Solar |  | 0 | 0 | 0 | 0 | 0 | 0 | 0 | 0 | 0 | 0 | 0 | 0 | 0 | 0 | 0 | 0 | 1.587 | 3.4261 | 5.4439 | 10.4571 | 0 | 0 | 0 | 0 | 0 | 0 | 0 | 0 | 0 | 0 | 0 | 0 | 0 | 0 | 0 | 0 | 0 | 0 | 0 | 0 | 0.26352 | 0 | 0 | 0 | 0 | 0 | 0 | 0 | 0 | 0 | 7.3058
58035_G_BIWF | NENGREST | Rhode Island | 44 | Washington | 9 | 58035 | BIWF | Block Island Wind Farm | 0 | 2016 | 9999 | Offshore Wind | [5 empty] | Non-Fossil | G | 2025 | Wind |  | 0 | 0 | 0 | 0 | 0 | 0 | 0 | 0 | 0 | 0 | 0 | 0 | 0 | 0 | 0 | 0 | 33.5357 | 44.0427 | 44.8422 | 122.4206 | 0 | 0 | 0 | 0 | 0 | 0 | 0 | 0 | 0 | 0 | 0 | 0 | 0 | 0 | 0 | 0 | 0 | 0 | 0 | 0 | 0.82558 | 0 | 0 | 0 | 0 | 0 | 0 | 0 | 0 | 0 | 29.3
58034_G_1 | WECC_SCE | California | 6 | Kern | 29 | 58034 | 1 | Nickel 1 Solar Facility | 0 | 2012 | 9999 | Solar PV | [5 empty] | Non-Fossil | G | 2025 | Solar |  | 0 | 0 | 0 | 0 | 0 | 0 | 0 | 0 | 0 | 0 | 0 | 0 | 0 | 0 | 0 | 0 | 0.63113 | 1.1709 | 1.8149 | 3.6169 | 0 | 0 | 0 | 0 | 0 | 0 | 0 | 0 | 0 | 0 | 0 | 0 | 0 | 0 | 0 | 0 | 0 | 0 | 0 | 0 | 0.054192 | 0 | 0 | 0 | 0 | 0 | 0 | 0 | 0 | 0 | 1.5
58032_G_PSMA | NENGREST | Massachusetts | 25 | Bristol | 5 | 58032 | PSMA | Padelford Solar | 0 | 2012 | 9999 | Solar PV | [5 empty] | Non-Fossil | G | 2025 | Solar |  | 0 | 0 | 0 | 0 | 0 | 0 | 0 | 0 | 0 | 0 | 0 | 0 | 0 | 0 | 0 | 0 | 0.48241 | 1.003 | 1.5324 | 3.0178 | 0 | 0 | 0 | 0 | 0 | 0 | 0 | 0 | 0 | 0 | 0 | 0 | 0 | 0 | 0 | 0 | 0 | 0 | 0 | 0 | 0.060225 | 0 | 0 | 0 | 0 | 0 | 0 | 0 | 0 | 0 | 2.152
58030_G_REEVE | PJM_EMAC | New Jersey | 34 | Burlington | 5 | 58030 | REEVE | Reeves Station Rd East | 0 | 2012 | 9999 | Solar PV | [5 empty] | Non-Fossil | G | 2025 | Solar |  | 0 | 0 | 0 | 0 | 0 | 0 | 0 | 0 | 0 | 0 | 0 | 0 | 0 | 0 | 0 | 0 | 1.1638 | 2.5125 | 3.9922 | 7.6685 | 0 | 0 | 0 | 0 | 0 | 0 | 0 | 0 | 0 | 0 | 0 | 0 | 0 | 0 | 0 | 0 | 0 | 0 | 0 | 0 | 0.19325 | 0 | 0 | 0 | 0 | 0 | 0 | 0 | 0 | 0 | 5.3576
58029_G_PV1 | PJM_EMAC | New Jersey | 34 | Burlington | 5 | 58029 | PV1 | Constellation New Energy Inc | 0 | 2011 | 9999 | Solar PV | [5 empty] | Non-Fossil | G | 2025 | Solar |  | 0 | 0 | 0 | 0 | 0 | 0 | 0 | 0 | 0 | 0 | 0 | 0 | 0 | 0 | 0 | 0 | 0.82527 | 1.7816 | 2.8308 | 5.4377 | 0 | 0 | 0 | 0 | 0 | 0 | 0 | 0 | 0 | 0 | 0 | 0 | 0 | 0 | 0 | 0 | 0 | 0 | 0 | 0 | 0.13703 | 0 | 0 | 0 | 0 | 0 | 0 | 0 | 0 | 0 | 3.799
58028_G_PV | WECC_SCE | California | 6 | Kern | 29 | 58028 | PV | IKEA Tejon 345 | 0 | 2011 | 9999 | Solar PV | [5 empty] | Non-Fossil | G | 2025 | Solar |  | 0 | 0 | 0 | 0 | 0 | 0 | 0 | 0 | 0 | 0 | 0 | 0 | 0 | 0 | 0 | 0 | 0.63113 | 1.1709 | 1.8149 | 3.6169 | 0 | 0 | 0 | 0 | 0 | 0 | 0 | 0 | 0 | 0 | 0 | 0 | 0 | 0 | 0 | 0 | 0 | 0 | 0 | 0 | 0.054192 | 0 | 0 | 0 | 0 | 0 | 0 | 0 | 0 | 0 | 1.5
58027_G_1 | ERC_REST | Texas | 48 | Bexar | 29 | 58027 | 1 | SunE CPS2 LLC | 0 | 2012 | 9999 | Solar PV | [5 empty] | Non-Fossil | G | 2025 | Solar |  | 0 | 0 | 0 | 0 | 0 | 0 | 0 | 0 | 0 | 0 | 0 | 0 | 0 | 0 | 0 | 0 | 2.8932 | 5.1062 | 8.786 | 16.7853 | 0 | 0 | 0 | 0 | 0 | 0 | 0 | 0 | 0 | 0 | 0 | 0 | 0 | 0 | 0 | 0 | 0 | 0 | 0 | 0 | 0.24974 | 0 | 0 | 0 | 0 | 0 | 0 | 0 | 0 | 0 | 8.9241
58026_G_1 | NENG_ME | Maine | 23 | Oxford | 17 | 58026 | 1 | Spruce Mountain WInd | 0 | 2011 | 9999 | Onshore Wind | [5 empty] | Non-Fossil | G | 2025 | Wind |  | 0 | 0 | 0 | 0 | 0 | 0 | 0 | 0 | 0 | 0 | 0 | 0 | 0 | 0 | 0 | 0 | 14.9471 | 19.0642 | 15.4873 | 49.4986 | 0 | 0 | 0 | 0 | 0 | 0 | 0 | 0 | 0 | 0 | 0 | 0 | 0 | 0 | 0 | 0 | 0 | 0 | 0 | 0 | 0.6096 | 0 | 0 | 0 | 0 | 0 | 0 | 0 | 0 | 0 | 19.7853
58025_G_WTG2 | NENGREST | Massachusetts | 25 | Worcester | 27 | 58025 | WTG2 | Mt Wachusett Community College | 0 | 2011 | 9999 | Onshore Wind | [5 empty] | Non-Fossil | G | 2025 | Wind |  | 0 | 0 | 0 | 0 | 0 | 0 | 0 | 0 | 0 | 0 | 0 | 0 | 0 | 0 | 0 | 0 | 1.4047 | 1.8259 | 1.4144 | 4.645 | 0 | 0 | 0 | 0 | 0 | 0 | 0 | 0 | 0 | 0 | 0 | 0 | 0 | 0 | 0 | 0 | 0 | 0 | 0 | 0 | 0.057123 | 0 | 0 | 0 | 0 | 0 | 0 | 0 | 0 | 0 | 1.7
58025_G_WTG1 | NENGREST | Massachusetts | 25 | Worcester | 27 | 58025 | WTG1 | Mt Wachusett Community College | 0 | 2011 | 9999 | Onshore Wind | [5 empty] | Non-Fossil | G | 2025 | Wind |  | 0 | 0 | 0 | 0 | 0 | 0 | 0 | 0 | 0 | 0 | 0 | 0 | 0 | 0 | 0 | 0 | 1.4047 | 1.8259 | 1.4144 | 4.645 | 0 | 0 | 0 | 0 | 0 | 0 | 0 | 0 | 0 | 0 | 0 | 0 | 0 | 0 | 0 | 0 | 0 | 0 | 0 | 0 | 0.057123 | 0 | 0 | 0 | 0 | 0 | 0 | 0 | 0 | 0 | 1.7
58024_G_UNIT1 | SPP_N | Missouri | 29 | Buchanan | 21 | 58024 | UNIT1 | St Joseph Landfill Generating Station | 13500 | 2011 | 9999 | Landfill Gas | [5 empty] | Non-Fossil | G | 2025 | LF Gas |  | 0.03696 | 0.047835 | 0.062081 | 0.14687 | 0 | 0 | 0 | 0 | 0 | 0 | 0 | 0 | 0 | 0 | 0 | 0 | 2.7377 | 3.5433 | 4.5986 | 10.8796 | 2.1299 | 2.7567 | 3.5776 | 8.4642 | 0 | 0 | 0 | 0 | 0.0044503 | 0.0057598 | 0.0074752 | 0.017685 | 0 | 0 | 0 | 0 | 0 | 0 | 0 | 0 | 0.37551 | 0.017902 | 0.02317 | 0.03007 | 0.071143 | 0 | 0 | 0 | 0 | 0 | 1.6
58022_G_NHS3 | WECC_PNW | Oregon | 41 | Malheur | 45 | 58022 | NHS3 | Neal Hot Springs Geothermal Project | 9771 | 2012 | 9999 | Geothermal | [5 empty] | Non-Fossil | G | 2025 | Geothermal |  | 0.10833 | 0.14685 | 0.17548 | 0.43066 | 0 | 0 | 0 | 0 | 0 | 0 | 0 | 0 | 0 | 0 | 0 | 0 | 11.0873 | 15.0294 | 17.9589 | 44.0756 | 0 | 0 | 0 | 0 | 0.00019773 | 0.00026804 | 0.00032028 | 0.00078605 | 0 | 0 | 0 | 0 | 0 | 0 | 0 | 0 | 0 | 0 | 0 | 0 | 0.55168 | 0.060869 | 0.082512 | 0.098594 | 0.24198 | 0 | 0 | 0 | 0 | 0 | 5.9
58022_G_NHS2 | WECC_PNW | Oregon | 41 | Malheur | 45 | 58022 | NHS2 | Neal Hot Springs Geothermal Project | 9771 | 2012 | 9999 | Geothermal | [5 empty] | Non-Fossil | G | 2025 | Geothermal |  | 0.10833 | 0.14685 | 0.17548 | 0.43066 | 0 | 0 | 0 | 0 | 0 | 0 | 0 | 0 | 0 | 0 | 0 | 0 | 11.0873 | 15.0294 | 17.9589 | 44.0756 | 0 | 0 | 0 | 0 | 0.00019773 | 0.00026804 | 0.00032028 | 0.00078605 | 0 | 0 | 0 | 0 | 0 | 0 | 0 | 0 | 0 | 0 | 0 | 0 | 0.55168 | 0.060869 | 0.082512 | 0.098594 | 0.24198 | 0 | 0 | 0 | 0 | 0 | 5.9
58022_G_NHS1 | WECC_PNW | Oregon | 41 | Malheur | 45 | 58022 | NHS1 | Neal Hot Springs Geothermal Project | 9771 | 2012 | 9999 | Geothermal | [5 empty] | Non-Fossil | G | 2025 | Geothermal |  | 0.10833 | 0.14685 | 0.17548 | 0.43066 | 0 | 0 | 0 | 0 | 0 | 0 | 0 | 0 | 0 | 0 | 0 | 0 | 11.0873 | 15.0294 | 17.9589 | 44.0756 | 0 | 0 | 0 | 0 | 0.00019773 | 0.00026804 | 0.00032028 | 0.00078605 | 0 | 0 | 0 | 0 | 0 | 0 | 0 | 0 | 0 | 0 | 0 | 0 | 0.55168 | 0.060869 | 0.082512 | 0.098594 | 0.24198 | 0 | 0 | 0 | 0 | 0 | 5.9
58021_G_1 | ERC_REST | Texas | 48 | Webb | 479 | 58021 | 1 | Whitetail | 0 | 2012 | 9999 | Onshore Wind | [5 empty] | Non-Fossil | G | 2025 | Wind |  | 0 | 0 | 0 | 0 | 0 | 0 | 0 | 0 | 0 | 0 | 0 | 0 | 0 | 0 | 0 | 0 | 66.0693 | 95.1603 | 113.5397 | 274.7693 | 0 | 0 | 0 | 0 | 0 | 0 | 0 | 0 | 0 | 0 | 0 | 0 | 0 | 0 | 0 | 0 | 0 | 0 | 0 | 0 | 2.5923 | 0 | 0 | 0 | 0 | 0 | 0 | 0 | 0 | 0 | 92
58020_G_1 | MIS_LMI | Michigan | 26 | Gratiot | 57 | 58020 | 1 | Beebe Renewable Energy LLC | 0 | 2012 | 9999 | Onshore Wind | [5 empty] | Non-Fossil | G | 2025 | Wind |  | 0 | 0 | 0 | 0 | 0 | 0 | 0 | 0 | 0 | 0 | 0 | 0 | 0 | 0 | 0 | 0 | 80.91 | 101.6089 | 76.4989 | 259.0179 | 0 | 0 | 0 | 0 | 0 | 0 | 0 | 0 | 0 | 0 | 0 | 0 | 0 | 0 | 0 | 0 | 0 | 0 | 0 | 0 | 3.227 | 0 | 0 | 0 | 0 | 0 | 0 | 0 | 0 | 0 | 81.6
58019_G_1 | WECC_ID | Idaho | 16 | Elmore | 39 | 58019 | 1 | High Mesa | 0 | 2012 | 9999 | Onshore Wind | [5 empty] | Non-Fossil | G | 2025 | Wind |  | 0 | 0 | 0 | 0 | 0 | 0 | 0 | 0 | 0 | 0 | 0 | 0 | 0 | 0 | 0 | 0 | 27.199 | 40.3783 | 37.1141 | 104.6915 | 0 | 0 | 0 | 0 | 0 | 0 | 0 | 0 | 0 | 0 | 0 | 0 | 0 | 0 | 0 | 0 | 0 | 0 | 0 | 0 | 1.4558 | 0 | 0 | 0 | 0 | 0 | 0 | 0 | 0 | 0 | 40
58018_G_1 | SPP_N | Kansas | 20 | Kiowa | 97 | 58018 | 1 | Shooting Star | 0 | 2012 | 9999 | Onshore Wind | [5 empty] | Non-Fossil | G | 2025 | Wind |  | 0 | 0 | 0 | 0 | 0 | 0 | 0 | 0 | 0 | 0 | 0 | 0 | 0 | 0 | 0 | 0 | 89.0846 | 134.6467 | 136.9382 | 360.6695 | 0 | 0 | 0 | 0 | 0 | 0 | 0 | 0 | 0 | 0 | 0 | 0 | 0 | 0 | 0 | 0 | 0 | 0 | 0 | 0 | 4.1038 | 0 | 0 | 0 | 0 | 0 | 0 | 0 | 0 | 0 | 104
58017_G_PV05 | WECC_SNV | Nevada | 32 | Clark | 3 | 58017 | PV05 | Copper Mountain Solar 2 | 0 | 2015 | 9999 | Solar PV | [5 empty] | Non-Fossil | G | 2025 | Solar |  | 0 | 0 | 0 | 0 | 0 | 0 | 0 | 0 | 0 | 0 | 0 | 0 | 0 | 0 | 0 | 0 | 12.9246 | 23.3414 | 34.2229 | 70.489 | 0 | 0 | 0 | 0 | 0 | 0 | 0 | 0 | 0 | 0 | 0 | 0 | 0 | 0 | 0 | 0 | 0 | 0 | 0 | 0 | 0.95488 | 0 | 0 | 0 | 0 | 0 | 0 | 0 | 0 | 0 | 30
58017_G_PV04 | WECC_SNV | Nevada | 32 | Clark | 3 | 58017 | PV04 | Copper Mountain Solar 2 | 0 | 2015 | 9999 | Solar PV | [5 empty] | Non-Fossil | G | 2025 | Solar |  | 0 | 0 | 0 | 0 | 0 | 0 | 0 | 0 | 0 | 0 | 0 | 0 | 0 | 0 | 0 | 0 | 12.9246 | 23.3414 | 34.2229 | 70.489 | 0 | 0 | 0 | 0 | 0 | 0 | 0 | 0 | 0 | 0 | 0 | 0 | 0 | 0 | 0 | 0 | 0 | 0 | 0 | 0 | 0.95488 | 0 | 0 | 0 | 0 | 0 | 0 | 0 | 0 | 0 | 30
58017_G_PV03 | WECC_SNV | Nevada | 32 | Clark | 3 | 58017 | PV03 | Copper Mountain Solar 2 | 0 | 2012 | 9999 | Solar PV | [5 empty] | Non-Fossil | G | 2025 | Solar |  | 0 | 0 | 0 | 0 | 0 | 0 | 0 | 0 | 0 | 0 | 0 | 0 | 0 | 0 | 0 | 0 | 14.6479 | 26.4536 | 38.786 | 79.8875 | 0 | 0 | 0 | 0 | 0 | 0 | 0 | 0 | 0 | 0 | 0 | 0 | 0 | 0 | 0 | 0 | 0 | 0 | 0 | 0 | 1.0822 | 0 | 0 | 0 | 0 | 0 | 0 | 0 | 0 | 0 | 34
58017_G_PV02 | WECC_SNV | Nevada | 32 | Clark | 3 | 58017 | PV02 | Copper Mountain Solar 2 | 0 | 2012 | 9999 | Solar PV | [5 empty] | Non-Fossil | G | 2025 | Solar |  | 0 | 0 | 0 | 0 | 0 | 0 | 0 | 0 | 0 | 0 | 0 | 0 | 0 | 0 | 0 | 0 | 12.9246 | 23.3414 | 34.2229 | 70.489 | 0 | 0 | 0 | 0 | 0 | 0 | 0 | 0 | 0 | 0 | 0 | 0 | 0 | 0 | 0 | 0 | 0 | 0 | 0 | 0 | 0.95488 | 0 | 0 | 0 | 0 | 0 | 0 | 0 | 0 | 0 | 30
58017_G_PV01 | WECC_SNV | Nevada | 32 | Clark | 3 | 58017 | PV01 | Copper Mountain Solar 2 | 0 | 2012 | 9999 | Solar PV | [5 empty] | Non-Fossil | G | 2025 | Solar |  | 0 | 0 | 0 | 0 | 0 | 0 | 0 | 0 | 0 | 0 | 0 | 0 | 0 | 0 | 0 | 0 | 12.9246 | 23.3414 | 34.2229 | 70.489 | 0 | 0 | 0 | 0 | 0 | 0 | 0 | 0 | 0 | 0 | 0 | 0 | 0 | 0 | 0 | 0 | 0 | 0 | 0 | 0 | 0.95488 | 0 | 0 | 0 | 0 | 0 | 0 | 0 | 0 | 0 | 30
58016_G_PV | PJM_EMAC | New Jersey | 34 | Burlington | 5 | 58016 | PV | IKEA Westhampton 061 | 0 | 2013 | 9999 | Solar PV | [5 empty] | Non-Fossil | G | 2025 | Solar |  | 0 | 0 | 0 | 0 | 0 | 0 | 0 | 0 | 0 | 0 | 0 | 0 | 0 | 0 | 0 | 0 | 0.38089 | 0.82227 | 1.3065 | 2.5097 | 0 | 0 | 0 | 0 | 0 | 0 | 0 | 0 | 0 | 0 | 0 | 0 | 0 | 0 | 0 | 0 | 0 | 0 | 0 | 0 | 0.063245 | 0 | 0 | 0 | 0 | 0 | 0 | 0 | 0 | 0 | 1.7534
58015_G_PV | PJM_SMAC | Maryland | 24 | Prince Georges | 33 | 58015 | PV | IKEA College Park 411 | 0 | 2012 | 9999 | Solar PV | [5 empty] | Non-Fossil | G | 2025 | Solar |  | 0 | 0 | 0 | 0 | 0 | 0 | 0 | 0 | 0 | 0 | 0 | 0 | 0 | 0 | 0 | 0 | 0.22726 | 0.46894 | 0.78822 | 1.4844 | 0 | 0 | 0 | 0 | 0 | 0 | 0 | 0 | 0 | 0 | 0 | 0 | 0 | 0 | 0 | 0 | 0 | 0 | 0 | 0 | 0.027985 | 0 | 0 | 0 | 0 | 0 | 0 | 0 | 0 | 0 | 1
58014_G_PV | PJM_EMAC | Maryland | 24 | Cecil | 15 | 58014 | PV | IKEA Perryville 460 | 0 | 2013 | 9999 | Solar PV | [5 empty] | Non-Fossil | G | 2025 | Solar |  | 0 | 0 | 0 | 0 | 0 | 0 | 0 | 0 | 0 | 0 | 0 | 0 | 0 | 0 | 0 | 0 | 0.47913 | 1.0179 | 1.8071 | 3.3041 | 0 | 0 | 0 | 0 | 0 | 0 | 0 | 0 | 0 | 0 | 0 | 0 | 0 | 0 | 0 | 0 | 0 | 0 | 0 | 0 | 0.055971 | 0 | 0 | 0 | 0 | 0 | 0 | 0 | 0 | 0 | 2
58013_G_PV | ERC_REST | Texas | 48 | Williamson | 491 | 58013 | PV | IKEA Round Rock 027 | 0 | 2012 | 9999 | Solar PV | [5 empty] | Non-Fossil | G | 2025 | Solar |  | 0 | 0 | 0 | 0 | 0 | 0 | 0 | 0 | 0 | 0 | 0 | 0 | 0 | 0 | 0 | 0 | 0.37991 | 0.67051 | 1.1537 | 2.2041 | 0 | 0 | 0 | 0 | 0 | 0 | 0 | 0 | 0 | 0 | 0 | 0 | 0 | 0 | 0 | 0 | 0 | 0 | 0 | 0 | 0.032795 | 0 | 0 | 0 | 0 | 0 | 0 | 0 | 0 | 0 | 1.1718
58012_G_PV | FRCC | Florida | 12 | Hillsborough | 57 | 58012 | PV | IKEA Tampa 042 | 0 | 2012 | 9999 | Solar PV | [5 empty] | Non-Fossil | G | 2025 | Solar |  | 0 | 0 | 0 | 0 | 0 | 0 | 0 | 0 | 0 | 0 | 0 | 0 | 0 | 0 | 0 | 0 | 0.31771 | 0.57285 | 0.81572 | 1.7063 | 0 | 0 | 0 | 0 | 0 | 0 | 0 | 0 | 0 | 0 | 0 | 0 | 0 | 0 | 0 | 0 | 0 | 0 | 0 | 0 | 0.027985 | 0 | 0 | 0 | 0 | 0 | 0 | 0 | 0 | 0 | 1
58011_G_PV | S_SOU | Georgia | 13 | Chatham | 51 | 58011 | PV | IKEA Savannah 490 | 0 | 2012 | 9999 | Solar PV | [5 empty] | Non-Fossil | G | 2025 | Solar |  | 0 | 0 | 0 | 0 | 0 | 0 | 0 | 0 | 0 | 0 | 0 | 0 | 0 | 0 | 0 | 0 | 0.4609 | 0.79307 | 1.1907 | 2.4446 | 0 | 0 | 0 | 0 | 0 | 0 | 0 | 0 | 0 | 0 | 0 | 0 | 0 | 0 | 0 | 0 | 0 | 0 | 0 | 0 | 0.033583 | 0 | 0 | 0 | 0 | 0 | 0 | 0 | 0 | 0 | 1.2
58010_G_WSMR2 | WECC_NM | New Mexico | 35 | Dona Ana | 13 | 58010 | WSMR2 | WSMR I | 0 | 2012 | 9999 | Solar PV | [5 empty] | Non-Fossil | G | 2025 | Solar |  | 0 | 0 | 0 | 0 | 0 | 0 | 0 | 0 | 0 | 0 | 0 | 0 | 0 | 0 | 0 | 0 | 0.17409 | 0.29759 | 0.44727 | 0.91895 | 0 | 0 | 0 | 0 | 0 | 0 | 0 | 0 | 0 | 0 | 0 | 0 | 0 | 0 | 0 | 0 | 0 | 0 | 0 | 0 | 0.011194 | 0 | 0 | 0 | 0 | 0 | 0 | 0 | 0 | 0 | 0.4
58010_G_WSMR1 | WECC_NM | New Mexico | 35 | Dona Ana | 13 | 58010 | WSMR1 | WSMR I | 0 | 2012 | 9999 | Solar PV | [5 empty] | Non-Fossil | G | 2025 | Solar |  | 0 | 0 | 0 | 0 | 0 | 0 | 0 | 0 | 0 | 0 | 0 | 0 | 0 | 0 | 0 | 0 | 1.8279 | 3.1247 | 4.6964 | 9.649 | 0 | 0 | 0 | 0 | 0 | 0 | 0 | 0 | 0 | 0 | 0 | 0 | 0 | 0 | 0 | 0 | 0 | 0 | 0 | 0 | 0.11754 | 0 | 0 | 0 | 0 | 0 | 0 | 0 | 0 | 0 | 4.2
58009_G_2 | ERC_REST | Texas | 48 | Bexar | 29 | 58009 | 2 | SunE CPS3 LLC | 0 | 2012 | 9999 | Solar PV | [5 empty] | Non-Fossil | G | 2025 | Solar |  | 0 | 0 | 0 | 0 | 0 | 0 | 0 | 0 | 0 | 0 | 0 | 0 | 0 | 0 | 0 | 0 | 1.4612 | 2.5789 | 4.4374 | 8.4774 | 0 | 0 | 0 | 0 | 0 | 0 | 0 | 0 | 0 | 0 | 0 | 0 | 0 | 0 | 0 | 0 | 0 | 0 | 0 | 0 | 0.12613 | 0 | 0 | 0 | 0 | 0 | 0 | 0 | 0 | 0 | 4.5071
58009_G_1 | ERC_REST | Texas | 48 | Bexar | 29 | 58009 | 1 | SunE CPS3 LLC | 0 | 2012 | 9999 | Solar PV | [5 empty] | Non-Fossil | G | 2025 | Solar |  | 0 | 0 | 0 | 0 | 0 | 0 | 0 | 0 | 0 | 0 | 0 | 0 | 0 | 0 | 0 | 0 | 1.6365 | 2.8883 | 4.9698 | 9.4947 | 0 | 0 | 0 | 0 | 0 | 0 | 0 | 0 | 0 | 0 | 0 | 0 | 0 | 0 | 0 | 0 | 0 | 0 | 0 | 0 | 0.14127 | 0 | 0 | 0 | 0 | 0 | 0 | 0 | 0 | 0 | 5.048
58008_G_CR | MIS_IL | Illinois | 17 | Vermilion | 183 | 58008 | CR | California Ridge Wind Energy LLC | 0 | 2012 | 9999 | Onshore Wind | [5 empty] | Non-Fossil | G | 2025 | Wind |  | 0 | 0 | 0 | 0 | 0 | 0 | 0 | 0 | 0 | 0 | 0 | 0 | 0 | 0 | 0 | 0 | 184.8276 | 245.4276 | 166.1423 | 596.3975 | 0 | 0 | 0 | 0 | 0 | 0 | 0 | 0 | 0 | 0 | 0 | 0 | 0 | 0 | 0 | 0 | 0 | 0 | 0 | 0 | 7.2248 | 0 | 0 | 0 | 0 | 0 | 0 | 0 | 0 | 0 | 200
58007_G_G5 | WECC_SCE | California | 6 | Orange | 59 | 58007 | G5 | Brea Expansion Plant | 13500 | 2012 | 9999 | Landfill Gas | [5 empty] | Non-Fossil | G | 2025 | LF Gas |  | 0.21246 | 0.28537 | 0.36161 | 0.85943 | 0 | 0 | 0 | 0 | 0 | 0 | 0 | 0 | 0 | 0 | 0 | 0 | 15.7377 | 21.1382 | 26.7859 | 63.6618 | 12.2438 | 16.4454 | 20.8392 | 49.5284 | 0 | 0 | 0 | 0 | 0.0095713 | 0.012856 | 0.016291 | 0.038718 | 0 | 0 | 0 | 0 | 0 | 0 | 0 | 0 | 2.3469 | 0.10291 | 0.13822 | 0.17516 | 0.41629 | 0 | 0 | 0 | 0 | 0 | 10
58007_G_G4 | WECC_SCE | California | 6 | Orange | 59 | 58007 | G4 | Brea Expansion Plant | 13500 | 2012 | 9999 | Landfill Gas | [5 empty] | Non-Fossil | G | 2025 | LF Gas |  | 0.14447 | 0.19405 | 0.24589 | 0.58442 | 0 | 0 | 0 | 0 | 0 | 0 | 0 | 0 | 0 | 0 | 0 | 0 | 10.7016 | 14.374 | 18.2144 | 43.29 | 8.3258 | 11.1828 | 14.1707 | 33.6793 | 0 | 0 | 0 | 0 | 0.0065085 | 0.0087419 | 0.011078 | 0.026328 | 0 | 0 | 0 | 0 | 0 | 0 | 0 | 0 | 1.5959 | 0.069979 | 0.093993 | 0.11911 | 0.28308 | 0 | 0 | 0 | 0 | 0 | 6.8
58007_G_G3 | WECC_SCE | California | 6 | Orange | 59 | 58007 | G3 | Brea Expansion Plant | 13500 | 2012 | 9999 | Landfill Gas | [5 empty] | Non-Fossil | G | 2025 | LF Gas |  | 0.14447 | 0.19405 | 0.24589 | 0.58442 | 0 | 0 | 0 | 0 | 0 | 0 | 0 | 0 | 0 | 0 | 0 | 0 | 10.7016 | 14.374 | 18.2144 | 43.29 | 8.3258 | 11.1828 | 14.1707 | 33.6793 | 0 | 0 | 0 | 0 | 0.0065085 | 0.0087419 | 0.011078 | 0.026328 | 0 | 0 | 0 | 0 | 0 | 0 | 0 | 0 | 1.5959 | 0.069979 | 0.093993 | 0.11911 | 0.28308 | 0 | 0 | 0 | 0 | 0 | 6.8
58007_G_G2 | WECC_SCE | California | 6 | Orange | 59 | 58007 | G2 | Brea Expansion Plant | 13500 | 2012 | 9999 | Landfill Gas | [5 empty] | Non-Fossil | G | 2025 | LF Gas |  | 0.14447 | 0.19405 | 0.24589 | 0.58442 | 0 | 0 | 0 | 0 | 0 | 0 | 0 | 0 | 0 | 0 | 0 | 0 | 10.7016 | 14.374 | 18.2144 | 43.29 | 8.3258 | 11.1828 | 14.1707 | 33.6793 | 0 | 0 | 0 | 0 | 0.0065085 | 0.0087419 | 0.011078 | 0.026328 | 0 | 0 | 0 | 0 | 0 | 0 | 0 | 0 | 1.5959 | 0.069979 | 0.093993 | 0.11911 | 0.28308 | 0 | 0 | 0 | 0 | 0 | 6.8
58007_G_G1 | WECC_SCE | California | 6 | Orange | 59 | 58007 | G1 | Brea Expansion Plant | 13500 | 2012 | 9999 | Landfill Gas | [5 empty] | Non-Fossil | G | 2025 | LF Gas |  | 0.14447 | 0.19405 | 0.24589 | 0.58442 | 0 | 0 | 0 | 0 | 0 | 0 | 0 | 0 | 0 | 0 | 0 | 0 | 10.7016 | 14.374 | 18.2144 | 43.29 | 8.3258 | 11.1828 | 14.1707 | 33.6793 | 0 | 0 | 0 | 0 | 0.0065085 | 0.0087419 | 0.011078 | 0.026328 | 0 | 0 | 0 | 0 | 0 | 0 | 0 | 0 | 1.5959 | 0.069979 | 0.093993 | 0.11911 | 0.28308 | 0 | 0 | 0 | 0 | 0 | 6.8
58006_G_2 | WECC_UT | Utah | 49 | Salt Lake | 35 | 58006 | 2 | Salt Palace Solar Gen Plant | 0 | 2012 | 9999 | Solar PV | [5 empty] | Non-Fossil | G | 2025 | Solar |  | 0 | 0 | 0 | 0 | 0 | 0 | 0 | 0 | 0 | 0 | 0 | 0 | 0 | 0 | 0 | 0 | 0.17515 | 0.3679 | 0.66234 | 1.2054 | 0 | 0 | 0 | 0 | 0 | 0 | 0 | 0 | 0 | 0 | 0 | 0 | 0 | 0 | 0 | 0 | 0 | 0 | 0 | 0 | 0.013674 | 0 | 0 | 0 | 0 | 0 | 0 | 0 | 0 | 0 | 0.48862
58006_G_1 | WECC_UT | Utah | 49 | Salt Lake | 35 | 58006 | 1 | Salt Palace Solar Gen Plant | 0 | 2012 | 9999 | Solar PV | [5 empty] | Non-Fossil | G | 2025 | Solar |  | 0 | 0 | 0 | 0 | 0 | 0 | 0 | 0 | 0 | 0 | 0 | 0 | 0 | 0 | 0 | 0 | 0.28024 | 0.58864 | 1.0597 | 1.9286 | 0 | 0 | 0 | 0 | 0 | 0 | 0 | 0 | 0 | 0 | 0 | 0 | 0 | 0 | 0 | 0 | 0 | 0 | 0 | 0 | 0.021879 | 0 | 0 | 0 | 0 | 0 | 0 | 0 | 0 | 0 | 0.78179
58005_G_STG-1 | ERC_REST | Texas | 48 | Grayson | 181 | 58005 | STG-1 | Panda Sherman Power Station | 7189 | 2014 | 9999 | Combined Cycle |  |  | SCR | DLNB |  | Fossil | G | 2025 | NaturalGas |  | 3.8963 | 4.1181 | 7.2906 | 15.305 | 0 | 0 | 0 | 0 | 0 | 0 | 0 | 0 | 0 | 0 | 0 | 0 | 541.9796 | 572.8333 | 1014.1356 | 2128.9485 | 228.0889 | 241.0735 | 426.7929 | 895.9553 | 2.7272e-07 | 2.8825e-07 | 5.1034e-07 | 1.0713e-06 | 0.013345 | 0.014104 | 0.02497 | 0.05242 | 0 | 0 | 0 | 0 | 0 | 0 | 0 | 0 | 9.4383 | 1.1505 | 1.2305 | 2.1528 | 4.5339 | 14.6377 | 14.4827 | 26.8064 | 55.9268 | 0 | 309 | SCR
58005_G_CTG-2 | ERC_REST | Texas | 48 | Grayson | 181 | 58005 | CTG-2 | Panda Sherman Power Station | 7189 | 2014 | 9999 | Combined Cycle |  |  | SCR | DLNB |  | Fossil | G | 2025 | NaturalGas |  | 2.5723 | 2.7187 | 4.8132 | 10.1043 | 0 | 0 | 0 | 0 | 0 | 0 | 0 | 0 | 0 | 0 | 0 | 0 | 357.8118 | 378.1812 | 669.5264 | 1405.5194 | 150.583 | 159.1553 | 281.7662 | 591.5045 | 1.8005e-07 | 1.903e-07 | 3.3692e-07 | 7.0727e-07 | 0.0088102 | 0.0093117 | 0.016485 | 0.034607 | 0 | 0 | 0 | 0 | 0 | 0 | 0 | 0 | 6.2311 | 0.75956 | 0.8124 | 1.4213 | 2.9932 | 9.6637 | 9.5614 | 17.6974 | 36.9226 | 0 | 204 | SCR
58005_G_CTG-1 | ERC_REST | Texas | 48 | Grayson | 181 | 58005 | CTG-1 | Panda Sherman Power Station | 7189 | 2014 | 9999 | Combined Cycle |  |  | SCR | DLNB |  | Fossil | G | 2025 | NaturalGas |  | 2.5723 | 2.7187 | 4.8132 | 10.1043 | 0 | 0 | 0 | 0 | 0 | 0 | 0 | 0 | 0 | 0 | 0 | 0 | 357.8118 | 378.1812 | 669.5264 | 1405.5194 | 150.583 | 159.1553 | 281.7662 | 591.5045 | 1.8005e-07 | 1.903e-07 | 3.3692e-07 | 7.0727e-07 | 0.0088102 | 0.0093117 | 0.016485 | 0.034607 | 0 | 0 | 0 | 0 | 0 | 0 | 0 | 0 | 6.2311 | 0.75956 | 0.8124 | 1.4213 | 2.9932 | 9.6637 | 9.5614 | 17.6974 | 36.9226 | 0 | 204 | SCR
58004_G_1 | NENGREST | New Hampshire | 33 | Coos | 7 | 58004 | 1 | Granite Reliable Power | 0 | 2012 | 9999 | Onshore Wind | [5 empty] | Non-Fossil | G | 2025 | Wind |  | 0 | 0 | 0 | 0 | 0 | 0 | 0 | 0 | 0 | 0 | 0 | 0 | 0 | 0 | 0 | 0 | 71.1903 | 92.2683 | 76.0604 | 239.519 | 0 | 0 | 0 | 0 | 0 | 0 | 0 | 0 | 0 | 0 | 0 | 0 | 0 | 0 | 0 | 0 | 0 | 0 | 0 | 0 | 2.7895 | 0 | 0 | 0 | 0 | 0 | 0 | 0 | 0 | 0 | 99
58003_G_SPS50 | WECC_SCE | California | 6 | Tulare | 107 | 58003 | SPS50 | Alpaugh 50 | 0 | 2012 | 9999 | Solar PV | [5 empty] | Non-Fossil | G | 2025 | Solar |  | 0 | 0 | 0 | 0 | 0 | 0 | 0 | 0 | 0 | 0 | 0 | 0 | 0 | 0 | 0 | 0 | 21.0376 | 39.0307 | 60.4959 | 120.5642 | 0 | 0 | 0 | 0 | 0 | 0 | 0 | 0 | 0 | 0 | 0 | 0 | 0 | 0 | 0 | 0 | 0 | 0 | 0 | 0 | 1.8064 | 0 | 0 | 0 | 0 | 0 | 0 | 0 | 0 | 0 | 50
58002_G_SPS | WECC_SCE | California | 6 | Tulare | 107 | 58002 | SPS | Alpaugh North | 0 | 2012 | 9999 | Solar PV | [5 empty] | Non-Fossil | G | 2025 | Solar |  | 0 | 0 | 0 | 0 | 0 | 0 | 0 | 0 | 0 | 0 | 0 | 0 | 0 | 0 | 0 | 0 | 8.4151 | 15.6123 | 24.1983 | 48.2257 | 0 | 0 | 0 | 0 | 0 | 0 | 0 | 0 | 0 | 0 | 0 | 0 | 0 | 0 | 0 | 0 | 0 | 0 | 0 | 0 | 0.72255 | 0 | 0 | 0 | 0 | 0 | 0 | 0 | 0 | 0 | 20
58001_G_STG-2 | ERC_REST | Texas | 48 | Bell | 27 | 58001 | STG-2 | Panda Temple Power Station | 7050 | 2015 | 9999 | Combined Cycle |  |  | SCR | DLNB |  | Fossil | G | 2025 | NaturalGas |  | 3.8581 | 5.2298 | 7.2191 | 16.3069 | 0 | 0 | 0 | 0 | 0 | 0 | 0 | 0 | 0 | 0 | 0 | 0 | 547.2416 | 741.8163 | 1023.9816 | 2313.0395 | 225.8504 | 306.1528 | 422.6044 | 954.6076 | 2.7006e-07 | 3.6608e-07 | 5.0534e-07 | 1.1415e-06 | 0.014217 | 0.019272 | 0.026602 | 0.060091 | 0 | 0 | 0 | 0 | 0 | 0 | 0 | 0 | 9.5299 | 1.1617 | 1.5747 | 2.1737 | 4.9101 | 14.4941 | 18.3924 | 26.5433 | 59.4298 | 0 | 312 | SCR
58001_G_STG-1 | ERC_REST | Texas | 48 | Bell | 27 | 58001 | STG-1 | Panda Temple Power Station | 7083 | 2014 | 9999 | Combined Cycle |  |  | SCR | DLNB |  | Fossil | G | 2025 | NaturalGas |  | 3.8761 | 5.2543 | 7.2529 | 16.3833 | 0 | 0 | 0 | 0 | 0 | 0 | 0 | 0 | 0 | 0 | 0 | 0 | 547.2416 | 741.8163 | 1023.9816 | 2313.0395 | 226.9076 | 307.5858 | 424.5825 | 959.076 | 2.7133e-07 | 3.678e-07 | 5.0768e-07 | 1.1468e-06 | 0.017908 | 0.024275 | 0.033508 | 0.075691 | 0 | 0 | 0 | 0 | 0 | 0 | 0 | 0 | 9.5299 | 1.1617 | 1.5747 | 2.1737 | 4.9101 | 14.5619 | 18.4785 | 26.6676 | 59.708 | 0 | 312 | SCR
58001_G_CTG-4 | ERC_REST | Texas | 48 | Bell | 27 | 58001 | CTG-4 | Panda Temple Power Station | 7050 | 2015 | 9999 | Combined Cycle |  |  | SCR | DLNB |  | Fossil | G | 2025 | NaturalGas |  | 2.6091 | 3.5368 | 4.8821 | 11.0281 | 0 | 0 | 0 | 0 | 0 | 0 | 0 | 0 | 0 | 0 | 0 | 0 | 370.0896 | 501.6771 | 692.5004 | 1564.2671 | 152.7386 | 207.0456 | 285.7997 | 645.584 | 1.8264e-07 | 2.4758e-07 | 3.4175e-07 | 7.7196e-07 | 0.0096147 | 0.013033 | 0.017991 | 0.040639 | 0 | 0 | 0 | 0 | 0 | 0 | 0 | 0 | 6.4449 | 0.78563 | 1.065 | 1.47 | 3.3206 | 9.8021 | 12.4384 | 17.9508 | 40.1913 | 0 | 211 | SCR
58001_G_CTG-3 | ERC_REST | Texas | 48 | Bell | 27 | 58001 | CTG-3 | Panda Temple Power Station | 7050 | 2015 | 9999 | Combined Cycle |  |  | SCR | DLNB |  | Fossil | G | 2025 | NaturalGas |  | 2.6091 | 3.5368 | 4.8821 | 11.0281 | 0 | 0 | 0 | 0 | 0 | 0 | 0 | 0 | 0 | 0 | 0 | 0 | 370.0896 | 501.6771 | 692.5004 | 1564.2671 | 152.7386 | 207.0456 | 285.7997 | 645.584 | 1.8264e-07 | 2.4758e-07 | 3.4175e-07 | 7.7196e-07 | 0.0096147 | 0.013033 | 0.017991 | 0.040639 | 0 | 0 | 0 | 0 | 0 | 0 | 0 | 0 | 6.4449 | 0.78563 | 1.065 | 1.47 | 3.3206 | 9.8021 | 12.4384 | 17.9508 | 40.1913 | 0 | 211 | SCR
58001_G_CTG-2 | ERC_REST | Texas | 48 | Bell | 27 | 58001 | CTG-2 | Panda Temple Power Station | 7083 | 2014 | 9999 | Combined Cycle |  |  | SCR | DLNB |  | Fossil | G | 2025 | NaturalGas |  | 2.6213 | 3.5534 | 4.905 | 11.0797 | 0 | 0 | 0 | 0 | 0 | 0 | 0 | 0 | 0 | 0 | 0 | 0 | 370.0896 | 501.6771 | 692.5004 | 1564.2671 | 153.4535 | 208.0148 | 287.1375 | 648.6059 | 1.8349e-07 | 2.4873e-07 | 3.4333e-07 | 7.7556e-07 | 0.012111 | 0.016417 | 0.022661 | 0.051188 | 0 | 0 | 0 | 0 | 0 | 0 | 0 | 0 | 6.4449 | 0.78563 | 1.065 | 1.47 | 3.3206 | 9.848 | 12.4967 | 18.0348 | 40.3794 | 0 | 211 | SCR
58001_G_CTG-1 | ERC_REST | Texas | 48 | Bell | 27 | 58001 | CTG-1 | Panda Temple Power Station | 7083 | 2014 | 9999 | Combined Cycle |  |  | SCR | DLNB |  | Fossil | G | 2025 | NaturalGas |  | 2.6213 | 3.5534 | 4.905 | 11.0797 | 0 | 0 | 0 | 0 | 0 | 0 | 0 | 0 | 0 | 0 | 0 | 0 | 370.0896 | 501.6771 | 692.5004 | 1564.2671 | 153.4535 | 208.0148 | 287.1375 | 648.6059 | 1.8349e-07 | 2.4873e-07 | 3.4333e-07 | 7.7556e-07 | 0.012111 | 0.016417 | 0.022661 | 0.051188 | 0 | 0 | 0 | 0 | 0 | 0 | 0 | 0 | 6.4449 | 0.78563 | 1.065 | 1.47 | 3.3206 | 9.848 | 12.4967 | 18.0348 | 40.3794 | 0 | 211 | SCR
58000_G_ANA | ERC_REST | Texas | 48 | Kinney | 271 | 58000 | ANA | Anacacho Wind Farm, LLC | 0 | 2012 | 9999 | Onshore Wind | [5 empty] | Non-Fossil | G | 2025 | Wind |  | 0 | 0 | 0 | 0 | 0 | 0 | 0 | 0 | 0 | 0 | 0 | 0 | 0 | 0 | 0 | 0 | 71.6709 | 103.2282 | 123.1659 | 298.0649 | 0 | 0 | 0 | 0 | 0 | 0 | 0 | 0 | 0 | 0 | 0 | 0 | 0 | 0 | 0 | 0 | 0 | 0 | 0 | 0 | 2.812 | 0 | 0 | 0 | 0 | 0 | 0 | 0 | 0 | 0 | 99.8
57999_G_1 | PJM_PENE | Pennsylvania | 42 | Cambria | 21 | 57999 | 1 | Patton Wind Farm | 0 | 2012 | 9999 | Onshore Wind | [5 empty] | Non-Fossil | G | 2025 | Wind |  | 0 | 0 | 0 | 0 | 0 | 0 | 0 | 0 | 0 | 0 | 0 | 0 | 0 | 0 | 0 | 0 | 25.5388 | 31.6764 | 20.3204 | 77.5356 | 0 | 0 | 0 | 0 | 0 | 0 | 0 | 0 | 0 | 0 | 0 | 0 | 0 | 0 | 0 | 0 | 0 | 0 | 0 | 0 | 1.1866 | 0 | 0 | 0 | 0 | 0 | 0 | 0 | 0 | 0 | 30
57998_G_1 | PJM_PENE | Pennsylvania | 42 | Somerset | 111 | 57998 | 1 | Twin Ridges Wind Farm | 0 | 2012 | 9999 | Onshore Wind | [5 empty] | Non-Fossil | G | 2025 | Wind |  | 0 | 0 | 0 | 0 | 0 | 0 | 0 | 0 | 0 | 0 | 0 | 0 | 0 | 0 | 0 | 0 | 118.6703 | 147.1899 | 94.4222 | 360.2823 | 0 | 0 | 0 | 0 | 0 | 0 | 0 | 0 | 0 | 0 | 0 | 0 | 0 | 0 | 0 | 0 | 0 | 0 | 0 | 0 | 5.5139 | 0 | 0 | 0 | 0 | 0 | 0 | 0 | 0 | 0 | 139.4
57997_G_PV2 | WECC_AZ | Arizona | 4 | Yuma | 27 | 57997 | PV2 | Foothills Solar Plant | 0 | 2013 | 9999 | Solar PV | [5 empty] | Non-Fossil | G | 2025 | Solar |  | 0 | 0 | 0 | 0 | 0 | 0 | 0 | 0 | 0 | 0 | 0 | 0 | 0 | 0 | 0 | 0 | 8.102 | 14.618 | 21.1711 | 43.8912 | 0 | 0 | 0 | 0 | 0 | 0 | 0 | 0 | 0 | 0 | 0 | 0 | 0 | 0 | 0 | 0 | 0 | 0 | 0 | 0 | 0.81061 | 0 | 0 | 0 | 0 | 0 | 0 | 0 | 0 | 0 | 17.9576
57997_G_PV1 | WECC_AZ | Arizona | 4 | Yuma | 27 | 57997 | PV1 | Foothills Solar Plant | 0 | 2013 | 9999 | Solar PV | [5 empty] | Non-Fossil | G | 2025 | Solar |  | 0 | 0 | 0 | 0 | 0 | 0 | 0 | 0 | 0 | 0 | 0 | 0 | 0 | 0 | 0 | 0 | 7.6519 | 13.8059 | 19.9949 | 41.4528 | 0 | 0 | 0 | 0 | 0 | 0 | 0 | 0 | 0 | 0 | 0 | 0 | 0 | 0 | 0 | 0 | 0 | 0 | 0 | 0 | 0.76558 | 0 | 0 | 0 | 0 | 0 | 0 | 0 | 0 | 0 | 16.9599
57995_G_RR | WECC_MT | Montana | 30 | Toole | 101 | 57995 | RR | NaturEner Rim Rock Energy | 0 | 2012 | 9999 | Onshore Wind | [5 empty] | Non-Fossil | G | 2025 | Wind |  | 0 | 0 | 0 | 0 | 0 | 0 | 0 | 0 | 0 | 0 | 0 | 0 | 0 | 0 | 0 | 0 | 182.4689 | 209.9898 | 165.8224 | 558.2811 | 0 | 0 | 0 | 0 | 0 | 0 | 0 | 0 | 0 | 0 | 0 | 0 | 0 | 0 | 0 | 0 | 0 | 0 | 0 | 0 | 6.7045 | 0 | 0 | 0 | 0 | 0 | 0 | 0 | 0 | 0 | 184.6
57994_G_PV1 | S_VACA | North Carolina | 37 | Catawba | 35 | 57994 | PV1 | Apple Data Center PV | 0 | 2013 | 9999 | Solar PV | [5 empty] | Non-Fossil | G | 2025 | Solar |  | 0 | 0 | 0 | 0 | 0 | 0 | 0 | 0 | 0 | 0 | 0 | 0 | 0 | 0 | 0 | 0 | 6.0635 | 10.7556 | 17.9369 | 34.7559 | 0 | 0 | 0 | 0 | 0 | 0 | 0 | 0 | 0 | 0 | 0 | 0 | 0 | 0 | 0 | 0 | 0 | 0 | 0 | 0 | 0.55937 | 0 | 0 | 0 | 0 | 0 | 0 | 0 | 0 | 0 | 19.9879
57993_G_DSL9 | WECC_SCE | California | 6 | Riverside | 65 | 57993 | DSL9 | Desert Sunlight 300, LLC | 0 | 2014 | 9999 | Solar PV | [5 empty] | Non-Fossil | G | 2025 | Solar |  | 0 | 0 | 0 | 0 | 0 | 0 | 0 | 0 | 0 | 0 | 0 | 0 | 0 | 0 | 0 | 0 | 9.5511 | 17.72 | 27.4651 | 54.7362 | 0 | 0 | 0 | 0 | 0 | 0 | 0 | 0 | 0 | 0 | 0 | 0 | 0 | 0 | 0 | 0 | 0 | 0 | 0 | 0 | 0.8201 | 0 | 0 | 0 | 0 | 0 | 0 | 0 | 0 | 0 | 22.7
57993_G_DSL8 | WECC_SCE | California | 6 | Riverside | 65 | 57993 | DSL8 | Desert Sunlight 300, LLC | 0 | 2014 | 9999 | Solar PV | [5 empty] | Non-Fossil | G | 2025 | Solar |  | 0 | 0 | 0 | 0 | 0 | 0 | 0 | 0 | 0 | 0 | 0 | 0 | 0 | 0 | 0 | 0 | 7.9522 | 14.7536 | 22.8674 | 45.5733 | 0 | 0 | 0 | 0 | 0 | 0 | 0 | 0 | 0 | 0 | 0 | 0 | 0 | 0 | 0 | 0 | 0 | 0 | 0 | 0 | 0.68281 | 0 | 0 | 0 | 0 | 0 | 0 | 0 | 0 | 0 | 18.9
57993_G_DSL7 | WECC_SCE | California | 6 | Riverside | 65 | 57993 | DSL7 | Desert Sunlight 300, LLC | 0 | 2014 | 9999 | Solar PV | [5 empty] | Non-Fossil | G | 2025 | Solar |  | 0 | 0 | 0 | 0 | 0 | 0 | 0 | 0 | 0 | 0 | 0 | 0 | 0 | 0 | 0 | 0 | 8.4992 | 15.7684 | 24.4403 | 48.7079 | 0 | 0 | 0 | 0 | 0 | 0 | 0 | 0 | 0 | 0 | 0 | 0 | 0 | 0 | 0 | 0 | 0 | 0 | 0 | 0 | 0.72978 | 0 | 0 | 0 | 0 | 0 | 0 | 0 | 0 | 0 | 20.2
57993_G_DSL6 | WECC_SCE | California | 6 | Riverside | 65 | 57993 | DSL6 | Desert Sunlight 300, LLC | 0 | 2014 | 9999 | Solar PV | [5 empty] | Non-Fossil | G | 2025 | Solar |  | 0 | 0 | 0 | 0 | 0 | 0 | 0 | 0 | 0 | 0 | 0 | 0 | 0 | 0 | 0 | 0 | 10.603 | 19.6715 | 30.4899 | 60.7644 | 0 | 0 | 0 | 0 | 0 | 0 | 0 | 0 | 0 | 0 | 0 | 0 | 0 | 0 | 0 | 0 | 0 | 0 | 0 | 0 | 0.91042 | 0 | 0 | 0 | 0 | 0 | 0 | 0 | 0 | 0 | 25.2
57993_G_DSL5 | WECC_SCE | California | 6 | Riverside | 65 | 57993 | DSL5 | Desert Sunlight 300, LLC | 0 | 2014 | 9999 | Solar PV | [5 empty] | Non-Fossil | G | 2025 | Solar |  | 0 | 0 | 0 | 0 | 0 | 0 | 0 | 0 | 0 | 0 | 0 | 0 | 0 | 0 | 0 | 0 | 10.603 | 19.6715 | 30.4899 | 60.7644 | 0 | 0 | 0 | 0 | 0 | 0 | 0 | 0 | 0 | 0 | 0 | 0 | 0 | 0 | 0 | 0 | 0 | 0 | 0 | 0 | 0.91042 | 0 | 0 | 0 | 0 | 0 | 0 | 0 | 0 | 0 | 25.2
57993_G_DSL4 | WECC_SCE | California | 6 | Riverside | 65 | 57993 | DSL4 | Desert Sunlight 300, LLC | 0 | 2013 | 9999 | Solar PV | [5 empty] | Non-Fossil | G | 2025 | Solar |  | 0 | 0 | 0 | 0 | 0 | 0 | 0 | 0 | 0 | 0 | 0 | 0 | 0 | 0 | 0 | 0 | 12.7067 | 23.5746 | 36.5395 | 72.8208 | 0 | 0 | 0 | 0 | 0 | 0 | 0 | 0 | 0 | 0 | 0 | 0 | 0 | 0 | 0 | 0 | 0 | 0 | 0 | 0 | 1.0911 | 0 | 0 | 0 | 0 | 0 | 0 | 0 | 0 | 0 | 30.2
57993_G_DSL3 | WECC_SCE | California | 6 | Riverside | 65 | 57993 | DSL3 | Desert Sunlight 300, LLC | 0 | 2013 | 9999 | Solar PV | [5 empty] | Non-Fossil | G | 2025 | Solar |  | 0 | 0 | 0 | 0 | 0 | 0 | 0 | 0 | 0 | 0 | 0 | 0 | 0 | 0 | 0 | 0 | 16.9563 | 31.4588 | 48.7597 | 97.1748 | 0 | 0 | 0 | 0 | 0 | 0 | 0 | 0 | 0 | 0 | 0 | 0 | 0 | 0 | 0 | 0 | 0 | 0 | 0 | 0 | 1.4559 | 0 | 0 | 0 | 0 | 0 | 0 | 0 | 0 | 0 | 40.3
57993_G_DSL2 | WECC_SCE | California | 6 | Riverside | 65 | 57993 | DSL2 | Desert Sunlight 300, LLC | 0 | 2013 | 9999 | Solar PV | [5 empty] | Non-Fossil | G | 2025 | Solar |  | 0 | 0 | 0 | 0 | 0 | 0 | 0 | 0 | 0 | 0 | 0 | 0 | 0 | 0 | 0 | 0 | 16.9563 | 31.4588 | 48.7597 | 97.1748 | 0 | 0 | 0 | 0 | 0 | 0 | 0 | 0 | 0 | 0 | 0 | 0 | 0 | 0 | 0 | 0 | 0 | 0 | 0 | 0 | 1.4559 | 0 | 0 | 0 | 0 | 0 | 0 | 0 | 0 | 0 | 40.3
57993_G_DSL11 | WECC_SCE | California | 6 | Riverside | 65 | 57993 | DSL11 | Desert Sunlight 300, LLC | 0 | 2013 | 9999 | Solar PV | [5 empty] | Non-Fossil | G | 2025 | Solar |  | 0 | 0 | 0 | 0 | 0 | 0 | 0 | 0 | 0 | 0 | 0 | 0 | 0 | 0 | 0 | 0 | 8.4992 | 15.7684 | 24.4403 | 48.7079 | 0 | 0 | 0 | 0 | 0 | 0 | 0 | 0 | 0 | 0 | 0 | 0 | 0 | 0 | 0 | 0 | 0 | 0 | 0 | 0 | 0.72978 | 0 | 0 | 0 | 0 | 0 | 0 | 0 | 0 | 0 | 20.2
57993_G_DSL10 | WECC_SCE | California | 6 | Riverside | 65 | 57993 | DSL10 | Desert Sunlight 300, LLC | 0 | 2013 | 9999 | Solar PV | [5 empty] | Non-Fossil | G | 2025 | Solar |  | 0 | 0 | 0 | 0 | 0 | 0 | 0 | 0 | 0 | 0 | 0 | 0 | 0 | 0 | 0 | 0 | 12.7067 | 23.5746 | 36.5395 | 72.8208 | 0 | 0 | 0 | 0 | 0 | 0 | 0 | 0 | 0 | 0 | 0 | 0 | 0 | 0 | 0 | 0 | 0 | 0 | 0 | 0 | 1.0911 | 0 | 0 | 0 | 0 | 0 | 0 | 0 | 0 | 0 | 30.2
57993_G_DSL1 | WECC_SCE | California | 6 | Riverside | 65 | 57993 | DSL1 | Desert Sunlight 300, LLC | 0 | 2013 | 9999 | Solar PV | [5 empty] | Non-Fossil | G | 2025 | Solar |  | 0 | 0 | 0 | 0 | 0 | 0 | 0 | 0 | 0 | 0 | 0 | 0 | 0 | 0 | 0 | 0 | 16.9563 | 31.4588 | 48.7597 | 97.1748 | 0 | 0 | 0 | 0 | 0 | 0 | 0 | 0 | 0 | 0 | 0 | 0 | 0 | 0 | 0 | 0 | 0 | 0 | 0 | 0 | 1.4559 | 0 | 0 | 0 | 0 | 0 | 0 | 0 | 0 | 0 | 40.3
57992_G_BSMA | NENGREST | Massachusetts | 25 | Norfolk | 21 | 57992 | BSMA | Boston Scientific Solar | 0 | 2012 | 9999 | Solar PV | [5 empty] | Non-Fossil | G | 2025 | Solar |  | 0 | 0 | 0 | 0 | 0 | 0 | 0 | 0 | 0 | 0 | 0 | 0 | 0 | 0 | 0 | 0 | 0.24121 | 0.50152 | 0.7662 | 1.5089 | 0 | 0 | 0 | 0 | 0 | 0 | 0 | 0 | 0 | 0 | 0 | 0 | 0 | 0 | 0 | 0 | 0 | 0 | 0 | 0 | 0.030112 | 0 | 0 | 0 | 0 | 0 | 0 | 0 | 0 | 0 | 1.076
57991_G_1 | PJM_PENE | Pennsylvania | 42 | Cambria | 21 | 57991 | 1 | Highland North Wind Farm | 0 | 2012 | 9999 | Onshore Wind | [5 empty] | Non-Fossil | G | 2025 | Wind |  | 0 | 0 | 0 | 0 | 0 | 0 | 0 | 0 | 0 | 0 | 0 | 0 | 0 | 0 | 0 | 0 | 63.847 | 79.1911 | 50.801 | 193.8391 | 0 | 0 | 0 | 0 | 0 | 0 | 0 | 0 | 0 | 0 | 0 | 0 | 0 | 0 | 0 | 0 | 0 | 0 | 0 | 0 | 2.9666 | 0 | 0 | 0 | 0 | 0 | 0 | 0 | 0 | 0 | 75
57990_G_SSMA | NENGREST | Massachusetts | 25 | Worcester | 27 | 57990 | SSMA | Shrewsbury Solar | 0 | 2012 | 9999 | Solar PV | [5 empty] | Non-Fossil | G | 2025 | Solar |  | 0 | 0 | 0 | 0 | 0 | 0 | 0 | 0 | 0 | 0 | 0 | 0 | 0 | 0 | 0 | 0 | 0.5482 | 1.1398 | 1.7414 | 3.4294 | 0 | 0 | 0 | 0 | 0 | 0 | 0 | 0 | 0 | 0 | 0 | 0 | 0 | 0 | 0 | 0 | 0 | 0 | 0 | 0 | 0.068437 | 0 | 0 | 0 | 0 | 0 | 0 | 0 | 0 | 0 | 2.4455
57989_G_GSMA | NENGREST | Massachusetts | 25 | Essex | 9 | 57989 | GSMA | Groveland Solar | 0 | 2012 | 9999 | Solar PV | [5 empty] | Non-Fossil | G | 2025 | Solar |  | 0 | 0 | 0 | 0 | 0 | 0 | 0 | 0 | 0 | 0 | 0 | 0 | 0 | 0 | 0 | 0 | 0.70169 | 1.459 | 2.2289 | 4.3896 | 0 | 0 | 0 | 0 | 0 | 0 | 0 | 0 | 0 | 0 | 0 | 0 | 0 | 0 | 0 | 0 | 0 | 0 | 0 | 0 | 0.087599 | 0 | 0 | 0 | 0 | 0 | 0 | 0 | 0 | 0 | 3.1302
57988_G_GEN4 | WEC_CALN | California | 6 | Placer | 61 | 57988 | GEN4 | Lincoln Landfill | 13500 | 2012 | 9999 | Landfill Gas | [5 empty] | Non-Fossil | G | 2025 | LF Gas |  | 0.018134 | 0.023681 | 0.030482 | 0.072297 | 0 | 0 | 0 | 0 | 0 | 0 | 0 | 0 | 0 | 0 | 0 | 0 | 1.3432 | 1.7542 | 2.2579 | 5.3553 | 1.045 | 1.3647 | 1.7566 | 4.1664 | 0 | 0 | 0 | 0 | 0.00038962 | 0.00050881 | 0.00065492 | 0.0015534 | 0 | 0 | 0 | 0 | 0 | 0 | 0 | 0 | 0.18775 | 0.0087836 | 0.011471 | 0.014765 | 0.035019 | 0 | 0 | 0 | 0 | 0 | 0.8
57988_G_GEN3 | WEC_CALN | California | 6 | Placer | 61 | 57988 | GEN3 | Lincoln Landfill | 13500 | 2004 | 9999 | Landfill Gas | [5 empty] | Non-Fossil | G | 2025 | LF Gas |  | 0.018134 | 0.023681 | 0.030482 | 0.072297 | 0 | 0 | 0 | 0 | 0 | 0 | 0 | 0 | 0 | 0 | 0 | 0 | 1.3432 | 1.7542 | 2.2579 | 5.3553 | 1.045 | 1.3647 | 1.7566 | 4.1664 | 0 | 0 | 0 | 0 | 0.00038961 | 0.0005088 | 0.00065492 | 0.0015533 | 0 | 0 | 0 | 0 | 0 | 0 | 0 | 0 | 0.18775 | 0.0087836 | 0.011471 | 0.014765 | 0.035019 | 0 | 0 | 0 | 0 | 0 | 0.8
57988_G_GEN2 | WEC_CALN | California | 6 | Placer | 61 | 57988 | GEN2 | Lincoln Landfill | 13500 | 2004 | 9999 | Landfill Gas | [5 empty] | Non-Fossil | G | 2025 | LF Gas |  | 0.018134 | 0.023681 | 0.030482 | 0.072297 | 0 | 0 | 0 | 0 | 0 | 0 | 0 | 0 | 0 | 0 | 0 | 0 | 1.3432 | 1.7542 | 2.2579 | 5.3553 | 1.045 | 1.3647 | 1.7566 | 4.1664 | 0 | 0 | 0 | 0 | 0.00038961 | 0.0005088 | 0.00065492 | 0.0015533 | 0 | 0 | 0 | 0 | 0 | 0 | 0 | 0 | 0.18775 | 0.0087836 | 0.011471 | 0.014765 | 0.035019 | 0 | 0 | 0 | 0 | 0 | 0.8
57988_G_GEN1 | WEC_CALN | California | 6 | Placer | 61 | 57988 | GEN1 | Lincoln Landfill | 13500 | 2004 | 9999 | Landfill Gas | [5 empty] | Non-Fossil | G | 2025 | LF Gas |  | 0.018134 | 0.023681 | 0.030482 | 0.072297 | 0 | 0 | 0 | 0 | 0 | 0 | 0 | 0 | 0 | 0 | 0 | 0 | 1.3432 | 1.7542 | 2.2579 | 5.3553 | 1.045 | 1.3647 | 1.7566 | 4.1664 | 0 | 0 | 0 | 0 | 0.00038961 | 0.0005088 | 0.00065492 | 0.0015533 | 0 | 0 | 0 | 0 | 0 | 0 | 0 | 0 | 0.18775 | 0.0087836 | 0.011471 | 0.014765 | 0.035019 | 0 | 0 | 0 | 0 | 0 | 0.8
57988_G_GEN 6 | WEC_CALN | California | 6 | Placer | 61 | 57988 | GEN 6 | Lincoln Landfill | 13500 | 2012 | 9999 | Landfill Gas | [5 empty] | Non-Fossil | G | 2025 | LF Gas |  | 0.018134 | 0.023681 | 0.030482 | 0.072297 | 0 | 0 | 0 | 0 | 0 | 0 | 0 | 0 | 0 | 0 | 0 | 0 | 1.3432 | 1.7542 | 2.2579 | 5.3553 | 1.045 | 1.3647 | 1.7566 | 4.1664 | 0 | 0 | 0 | 0 | 0.00038962 | 0.00050881 | 0.00065492 | 0.0015534 | 0 | 0 | 0 | 0 | 0 | 0 | 0 | 0 | 0.18775 | 0.0087836 | 0.011471 | 0.014765 | 0.035019 | 0 | 0 | 0 | 0 | 0 | 0.8
57988_G_GEN 5 | WEC_CALN | California | 6 | Placer | 61 | 57988 | GEN 5 | Lincoln Landfill | 13500 | 2012 | 9999 | Landfill Gas | [5 empty] | Non-Fossil | G | 2025 | LF Gas |  | 0.018134 | 0.023681 | 0.030482 | 0.072297 | 0 | 0 | 0 | 0 | 0 | 0 | 0 | 0 | 0 | 0 | 0 | 0 | 1.3432 | 1.7542 | 2.2579 | 5.3553 | 1.045 | 1.3647 | 1.7566 | 4.1664 | 0 | 0 | 0 | 0 | 0.00038962 | 0.00050881 | 0.00065492 | 0.0015534 | 0 | 0 | 0 | 0 | 0 | 0 | 0 | 0 | 0.18775 | 0.0087836 | 0.011471 | 0.014765 | 0.035019 | 0 | 0 | 0 | 0 | 0 | 0.8
57987_G_1 | SPP_WEST | Oklahoma | 40 | Canadian | 17 | 57987 | 1 | Canadian Hills Wind | 0 | 2012 | 9999 | Onshore Wind | [5 empty] | Non-Fossil | G | 2025 | Wind |  | 0 | 0 | 0 | 0 | 0 | 0 | 0 | 0 | 0 | 0 | 0 | 0 | 0 | 0 | 0 | 0 | 256.5159 | 394.6217 | 399.0719 | 1050.2096 | 0 | 0 | 0 | 0 | 0 | 0 | 0 | 0 | 0 | 0 | 0 | 0 | 0 | 0 | 0 | 0 | 0 | 0 | 0 | 0 | 11.4942 | 0 | 0 | 0 | 0 | 0 | 0 | 0 | 0 | 0 | 295.0918
57986_G_1 | WECC_NM | New Mexico | 35 | Dona Ana | 13 | 57986 | 1 | SunE EPE1 LLC | 0 | 2012 | 9999 | Solar PV | [5 empty] | Non-Fossil | G | 2025 | Solar |  | 0 | 0 | 0 | 0 | 0 | 0 | 0 | 0 | 0 | 0 | 0 | 0 | 0 | 0 | 0 | 0 | 4.918 | 8.4069 | 12.6354 | 25.9603 | 0 | 0 | 0 | 0 | 0 | 0 | 0 | 0 | 0 | 0 | 0 | 0 | 0 | 0 | 0 | 0 | 0 | 0 | 0 | 0 | 0.31624 | 0 | 0 | 0 | 0 | 0 | 0 | 0 | 0 | 0 | 11.3
57985_G_1 | WECC_NM | New Mexico | 35 | Dona Ana | 13 | 57985 | 1 | SunE EPE2 LLC | 0 | 2012 | 9999 | Solar PV | [5 empty] | Non-Fossil | G | 2025 | Solar |  | 0 | 0 | 0 | 0 | 0 | 0 | 0 | 0 | 0 | 0 | 0 | 0 | 0 | 0 | 0 | 0 | 5.919 | 10.118 | 15.2072 | 31.2443 | 0 | 0 | 0 | 0 | 0 | 0 | 0 | 0 | 0 | 0 | 0 | 0 | 0 | 0 | 0 | 0 | 0 | 0 | 0 | 0 | 0.3806 | 0 | 0 | 0 | 0 | 0 | 0 | 0 | 0 | 0 | 13.6
57984_G_LWEP | MIS_LMI | Michigan | 26 | Mason | 105 | 57984 | LWEP | Lake Winds Energy Park | 0 | 2012 | 9999 | Onshore Wind | [5 empty] | Non-Fossil | G | 2025 | Wind |  | 0 | 0 | 0 | 0 | 0 | 0 | 0 | 0 | 0 | 0 | 0 | 0 | 0 | 0 | 0 | 0 | 21.814 | 27.3946 | 20.6247 | 69.8332 | 0 | 0 | 0 | 0 | 0 | 0 | 0 | 0 | 0 | 0 | 0 | 0 | 0 | 0 | 0 | 0 | 0 | 0 | 0 | 0 | 0.87003 | 0 | 0 | 0 | 0 | 0 | 0 | 0 | 0 | 0 | 22
57983_G_2 | ERC_WEST | Texas | 48 | Borden | 33 | 57983 | 2 | Stephens Ranch Wind Energy LLC | 0 | 2015 | 9999 | Onshore Wind | [5 empty] | Non-Fossil | G | 2025 | Wind |  | 0 | 0 | 0 | 0 | 0 | 0 | 0 | 0 | 0 | 0 | 0 | 0 | 0 | 0 | 0 | 0 | 115.7587 | 170.2268 | 172.7984 | 458.7839 | 0 | 0 | 0 | 0 | 0 | 0 | 0 | 0 | 0 | 0 | 0 | 0 | 0 | 0 | 0 | 0 | 0 | 0 | 0 | 0 | 4.6492 | 0 | 0 | 0 | 0 | 0 | 0 | 0 | 0 | 0 | 165
57983_G_1 | ERC_WEST | Texas | 48 | Borden | 33 | 57983 | 1 | Stephens Ranch Wind Energy LLC | 0 | 2014 | 9999 | Onshore Wind | [5 empty] | Non-Fossil | G | 2025 | Wind |  | 0 | 0 | 0 | 0 | 0 | 0 | 0 | 0 | 0 | 0 | 0 | 0 | 0 | 0 | 0 | 0 | 148.0308 | 217.684 | 220.9725 | 586.6873 | 0 | 0 | 0 | 0 | 0 | 0 | 0 | 0 | 0 | 0 | 0 | 0 | 0 | 0 | 0 | 0 | 0 | 0 | 0 | 0 | 5.9453 | 0 | 0 | 0 | 0 | 0 | 0 | 0 | 0 | 0 | 211
57982_G_PV-2 | WEC_CALN | California | 6 | San Luis Obispo | 79 | 57982 | PV-2 | Meridian Vineyards | 0 | 2010 | 9999 | Solar PV | [5 empty] | Non-Fossil | G | 2025 | Solar |  | 0 | 0 | 0 | 0 | 0 | 0 | 0 | 0 | 0 | 0 | 0 | 0 | 0 | 0 | 0 | 0 | 0.22511 | 0.44812 | 0.73471 | 1.4079 | 0 | 0 | 0 | 0 | 0 | 0 | 0 | 0 | 0 | 0 | 0 | 0 | 0 | 0 | 0 | 0 | 0 | 0 | 0 | 0 | 0.019195 | 0 | 0 | 0 | 0 | 0 | 0 | 0 | 0 | 0 | 0.59943
57982_G_PV-1 | WEC_CALN | California | 6 | San Luis Obispo | 79 | 57982 | PV-1 | Meridian Vineyards | 0 | 2010 | 9999 | Solar PV | [5 empty] | Non-Fossil | G | 2025 | Solar |  | 0 | 0 | 0 | 0 | 0 | 0 | 0 | 0 | 0 | 0 | 0 | 0 | 0 | 0 | 0 | 0 | 0.18759 | 0.37343 | 0.61226 | 1.1733 | 0 | 0 | 0 | 0 | 0 | 0 | 0 | 0 | 0 | 0 | 0 | 0 | 0 | 0 | 0 | 0 | 0 | 0 | 0 | 0 | 0.015996 | 0 | 0 | 0 | 0 | 0 | 0 | 0 | 0 | 0 | 0.49952
57981_G_GEN1 | ERC_WEST | Texas | 48 | Jack | 237 | 57981 | GEN1 | Senate Wind LLC | 0 | 2012 | 9999 | Onshore Wind | [5 empty] | Non-Fossil | G | 2025 | Wind |  | 0 | 0 | 0 | 0 | 0 | 0 | 0 | 0 | 0 | 0 | 0 | 0 | 0 | 0 | 0 | 0 | 105.2352 | 154.7517 | 157.0894 | 417.0763 | 0 | 0 | 0 | 0 | 0 | 0 | 0 | 0 | 0 | 0 | 0 | 0 | 0 | 0 | 0 | 0 | 0 | 0 | 0 | 0 | 4.2265 | 0 | 0 | 0 | 0 | 0 | 0 | 0 | 0 | 0 | 150
57980_G_WTG | WECC_CO | Colorado | 8 | Huerfano | 55 | 57980 | WTG | Busch Ranch Wind Energy Farm | 0 | 2012 | 9999 | Onshore Wind | [5 empty] | Non-Fossil | G | 2025 | Wind |  | 0 | 0 | 0 | 0 | 0 | 0 | 0 | 0 | 0 | 0 | 0 | 0 | 0 | 0 | 0 | 0 | 25.0993 | 31.7396 | 30.2488 | 87.0877 | 0 | 0 | 0 | 0 | 0 | 0 | 0 | 0 | 0 | 0 | 0 | 0 | 0 | 0 | 0 | 0 | 0 | 0 | 0 | 0 | 0.81634 | 0 | 0 | 0 | 0 | 0 | 0 | 0 | 0 | 0 | 28.9722
57979_G_KCW | NENGREST | Vermont | 50 | Orleans | 19 | 57979 | KCW | Kingdom Community Wind | 0 | 2012 | 9999 | Onshore Wind | [5 empty] | Non-Fossil | G | 2025 | Wind |  | 0 | 0 | 0 | 0 | 0 | 0 | 0 | 0 | 0 | 0 | 0 | 0 | 0 | 0 | 0 | 0 | 44.2446 | 58.3817 | 51.2451 | 153.8714 | 0 | 0 | 0 | 0 | 0 | 0 | 0 | 0 | 0 | 0 | 0 | 0 | 0 | 0 | 0 | 0 | 0 | 0 | 0 | 0 | 1.8315 | 0 | 0 | 0 | 0 | 0 | 0 | 0 | 0 | 0 | 65
57978_G_ST1 | WEC_CALN | California | 6 | San Joaquin | 77 | 57978 | ST1 | Lodi Energy Center | 7062 | 2012 | 9999 | Combined Cycle |  |  | SCR |  |  | Fossil | G | 2025 | NaturalGas |  | 1.1767 | 1.5951 | 2.2019 | 4.9737 | 0 | 0 | 0 | 0 | 0 | 0 | 0 | 0 | 0 | 0 | 0 | 0 | 166.628 | 225.8736 | 311.7893 | 704.2909 | 68.8856 | 93.3783 | 128.8966 | 291.1605 | 8.2374e-08 | 1.1166e-07 | 1.5414e-07 | 3.4818e-07 | 0.0043363 | 0.005878 | 0.0081138 | 0.018328 | 0 | 0 | 0 | 0 | 0 | 0 | 0 | 0 | 2.9017 | 0.35666 | 0.47948 | 0.66187 | 1.498 | 4.7856 | 5.8171 | 8.4041 | 19.0068 | 0 | 95 | SCR
57978_G_CT1 | WEC_CALN | California | 6 | San Joaquin | 77 | 57978 | CT1 | Lodi Energy Center | 7062 | 2012 | 9999 | Combined Cycle |  |  | SCR |  |  | Fossil | G | 2025 | NaturalGas |  | 2.0066 | 2.7201 | 3.7547 | 8.4815 | 0 | 0 | 0 | 0 | 0 | 0 | 0 | 0 | 0 | 0 | 0 | 0 | 284.1447 | 385.1739 | 531.6827 | 1201.0013 | 117.4681 | 159.2345 | 219.8027 | 496.5053 | 1.4047e-07 | 1.9041e-07 | 2.6286e-07 | 5.9374e-07 | 0.0073945 | 0.010024 | 0.013836 | 0.031254 | 0 | 0 | 0 | 0 | 0 | 0 | 0 | 0 | 4.9482 | 0.6082 | 0.81765 | 1.1287 | 2.5545 | 8.1606 | 9.9198 | 14.3312 | 32.4116 | 0 | 162 | SCR
57977_G_ENG2 | WEC_CALN | California | 6 | Lassen | 35 | 57977 | ENG2 | High Sierra Cogeneration Plant | 10617 | 2010 | 9999 | Combustion Turbine | [5 empty] | Fossil | G | 2025 | NaturalGas |  | 0 | 0 | 0 | 0 | 0 | 0 | 0 | 0 | 0 | 0 | 0 | 0 | 0 | 0 | 0 | 0 | 0 | 0 | 0 | 0 | 0 | 0 | 0 | 0 | 0 | 0 | 0 | 0 | 0 | 0 | 0 | 0 | 0 | 0 | 0 | 0 | 0 | 0 | 0 | 0 | 0.04675 | 0 | 0 | 0 | 0 | 0 | 0 | 0 | 0 | 0 | 2.5
57977_G_ENG1 | WEC_CALN | California | 6 | Lassen | 35 | 57977 | ENG1 | High Sierra Cogeneration Plant | 10617 | 2010 | 9999 | Combustion Turbine | [5 empty] | Fossil | G | 2025 | NaturalGas |  | 0 | 0 | 0 | 0 | 0 | 0 | 0 | 0 | 0 | 0 | 0 | 0 | 0 | 0 | 0 | 0 | 0 | 0 | 0 | 0 | 0 | 0 | 0 | 0 | 0 | 0 | 0 | 0 | 0 | 0 | 0 | 0 | 0 | 0 | 0 | 0 | 0 | 0 | 0 | 0 | 0.04675 | 0 | 0 | 0 | 0 | 0 | 0 | 0 | 0 | 0 | 2.5
57976_G_1 | MIS_MIDA | Iowa | 19 | Pocahontas | 151 | 57976 | 1 | Pocahontas Prairie Wind Farm | 0 | 2012 | 9999 | Onshore Wind | [5 empty] | Non-Fossil | G | 2025 | Wind |  | 0 | 0 | 0 | 0 | 0 | 0 | 0 | 0 | 0 | 0 | 0 | 0 | 0 | 0 | 0 | 0 | 66.5664 | 95.019 | 76.2713 | 237.8567 | 0 | 0 | 0 | 0 | 0 | 0 | 0 | 0 | 0 | 0 | 0 | 0 | 0 | 0 | 0 | 0 | 0 | 0 | 0 | 0 | 2.2541 | 0 | 0 | 0 | 0 | 0 | 0 | 0 | 0 | 0 | 80
57975_G_GEN1 | SPP_N | Kansas | 20 | Ford | 57 | 57975 | GEN1 | Spearville 3 LLC | 0 | 2012 | 9999 | Onshore Wind | [5 empty] | Non-Fossil | G | 2025 | Wind |  | 0 | 0 | 0 | 0 | 0 | 0 | 0 | 0 | 0 | 0 | 0 | 0 | 0 | 0 | 0 | 0 | 92.511 | 139.8254 | 142.205 | 374.5414 | 0 | 0 | 0 | 0 | 0 | 0 | 0 | 0 | 0 | 0 | 0 | 0 | 0 | 0 | 0 | 0 | 0 | 0 | 0 | 0 | 4.2616 | 0 | 0 | 0 | 0 | 0 | 0 | 0 | 0 | 0 | 108
57974_G_GEN1 | ERC_WEST | Texas | 48 | Archer | 9 | 57974 | GEN1 | Bobcat Bluff Wind Project LLC | 0 | 2012 | 9999 | Onshore Wind | [5 empty] | Non-Fossil | G | 2025 | Wind |  | 0 | 0 | 0 | 0 | 0 | 0 | 0 | 0 | 0 | 0 | 0 | 0 | 0 | 0 | 0 | 0 | 105.2352 | 154.7517 | 157.0894 | 417.0763 | 0 | 0 | 0 | 0 | 0 | 0 | 0 | 0 | 0 | 0 | 0 | 0 | 0 | 0 | 0 | 0 | 0 | 0 | 0 | 0 | 4.2265 | 0 | 0 | 0 | 0 | 0 | 0 | 0 | 0 | 0 | 150
57973_G_GEN1 | SPP_SPS | Texas | 48 | Oldham | 359 | 57973 | GEN1 | Spinning Spur Wind LLC | 0 | 2012 | 9999 | Onshore Wind | [5 empty] | Non-Fossil | G | 2025 | Wind |  | 0 | 0 | 0 | 0 | 0 | 0 | 0 | 0 | 0 | 0 | 0 | 0 | 0 | 0 | 0 | 0 | 130.9754 | 195.5383 | 218.9669 | 545.4806 | 0 | 0 | 0 | 0 | 0 | 0 | 0 | 0 | 0 | 0 | 0 | 0 | 0 | 0 | 0 | 0 | 0 | 0 | 0 | 0 | 6.1228 | 0 | 0 | 0 | 0 | 0 | 0 | 0 | 0 | 0 | 155.6197
57971_G_COGEN | WEC_CALN | California | 6 | San Francisco | 75 | 57971 | COGEN | SF Southeast Cogen Plant | 11414 | 2002 | 9999 | Non-Fossil Waste | [5 empty] | Non-Fossil | G | 2025 | Non-Fossil |  | 0.028202 | 0.036495 | 0.046995 | 0.11169 | 0 | 0 | 0 | 0 | 0 | 0 | 0 | 0 | 0 | 0 | 0 | 0 | 2.4708 | 3.1974 | 4.1173 | 9.7856 | 0 | 0 | 0 | 0 | 0 | 0 | 0 | 0 | 0 | 0 | 0 | 0 | 0 | 0 | 0 | 0 | 0 | 0 | 0 | 0 | 0.44592 | 0.016157 | 0.020908 | 0.026924 | 0.063989 | 0 | 0 | 0 | 0 | 0 | 1.9
57970_G_SOL1 | WEC_CALN | California | 6 | Butte | 7 | 57970 | SOL1 | Butte College Main Campus Solar | 0 | 2011 | 9999 | Solar PV | [5 empty] | Non-Fossil | G | 2025 | Solar |  | 0 | 0 | 0 | 0 | 0 | 0 | 0 | 0 | 0 | 0 | 0 | 0 | 0 | 0 | 0 | 0 | 1.088 | 2.1659 | 3.5511 | 6.8051 | 0 | 0 | 0 | 0 | 0 | 0 | 0 | 0 | 0 | 0 | 0 | 0 | 0 | 0 | 0 | 0 | 0 | 0 | 0 | 0 | 0.092775 | 0 | 0 | 0 | 0 | 0 | 0 | 0 | 0 | 0 | 2.8972
57969_G_GEN1 | WECC_PNW | Washington | 53 | Snohomish | 61 | 57969 | GEN1 | Darrington | 11373 | 2007 | 9999 | Biomass | [5 empty] | Non-Fossil | G | 2025 |  | Biomass Retirement | 0 | 0 | 0 | 0 | 0 | 0 | 0 | 0 | 0 | 0 | 0 | 0 | 0 | 0 | 0 | 0 | 0 | 0 | 0 | 0 | 0 | 0 | 0 | 0 | 0 | 0 | 0 | 0 | 0 | 0 | 0 | 0 | 0 | 0 | 0 | 0 | 0 | 0 | 0 | 0 | 0 | 0 | 0 | 0 | 0 | 0 | 0 | 0 | 0 | 0 | 4.5
57968_G_CGWF | MIS_WUMS | Wisconsin | 55 | Monroe | 81 | 57968 | CGWF | Cashton Greens Wind Farm | 0 | 2012 | 9999 | Onshore Wind | [5 empty] | Non-Fossil | G | 2025 | Wind |  | 0 | 0 | 0 | 0 | 0 | 0 | 0 | 0 | 0 | 0 | 0 | 0 | 0 | 0 | 0 | 0 | 6.7253 | 9.024 | 6.9519 | 22.7013 | 0 | 0 | 0 | 0 | 0 | 0 | 0 | 0 | 0 | 0 | 0 | 0 | 0 | 0 | 0 | 0 | 0 | 0 | 0 | 0 | 0.13525 | 0 | 0 | 0 | 0 | 0 | 0 | 0 | 0 | 0 | 4.8
57965_G_MS02 | WECC_MT | Montana | 30 | Wheatland | 107 | 57965 | MS02 | Musselshell Wind Project Two LLC | 0 | 2012 | 9999 | Onshore Wind | [5 empty] | Non-Fossil | G | 2025 | Wind |  | 0 | 0 | 0 | 0 | 0 | 0 | 0 | 0 | 0 | 0 | 0 | 0 | 0 | 0 | 0 | 0 | 9.8846 | 11.3754 | 8.9828 | 30.2427 | 0 | 0 | 0 | 0 | 0 | 0 | 0 | 0 | 0 | 0 | 0 | 0 | 0 | 0 | 0 | 0 | 0 | 0 | 0 | 0 | 0.36319 | 0 | 0 | 0 | 0 | 0 | 0 | 0 | 0 | 0 | 10
57964_G_1 | PJM_COMD | Illinois | 17 | Lee | 103 | 57964 | 1 | Shady Oaks Wind Farm | 0 | 2012 | 9999 | Onshore Wind | [5 empty] | Non-Fossil | G | 2025 | Wind |  | 0 | 0 | 0 | 0 | 0 | 0 | 0 | 0 | 0 | 0 | 0 | 0 | 0 | 0 | 0 | 0 | 82.0788 | 111.0442 | 73.6287 | 266.7518 | 0 | 0 | 0 | 0 | 0 | 0 | 0 | 0 | 0 | 0 | 0 | 0 | 0 | 0 | 0 | 0 | 0 | 0 | 0 | 0 | 3.9648 | 0 | 0 | 0 | 0 | 0 | 0 | 0 | 0 | 0 | 100.4011
57963_G_MS01 | WECC_MT | Montana | 30 | Wheatland | 107 | 57963 | MS01 | Musselshell Wind Project | 0 | 2012 | 9999 | Onshore Wind | [5 empty] | Non-Fossil | G | 2025 | Wind |  | 0 | 0 | 0 | 0 | 0 | 0 | 0 | 0 | 0 | 0 | 0 | 0 | 0 | 0 | 0 | 0 | 9.8846 | 11.3754 | 8.9828 | 30.2427 | 0 | 0 | 0 | 0 | 0 | 0 | 0 | 0 | 0 | 0 | 0 | 0 | 0 | 0 | 0 | 0 | 0 | 0 | 0 | 0 | 0.36319 | 0 | 0 | 0 | 0 | 0 | 0 | 0 | 0 | 0 | 10
57962_G_BT1 | WECC_SCE | California | 6 | Kern | 29 | 57962 | BT1 | Brookfield Tehachapi 1 | 0 | 2012 | 9999 | Onshore Wind | [5 empty] | Non-Fossil | G | 2025 | Wind |  | 0 | 0 | 0 | 0 | 0 | 0 | 0 | 0 | 0 | 0 | 0 | 0 | 0 | 0 | 0 | 0 | 35.1878 | 72.8954 | 123.1636 | 231.2467 | 0 | 0 | 0 | 0 | 0 | 0 | 0 | 0 | 0 | 0 | 0 | 0 | 0 | 0 | 0 | 0 | 0 | 0 | 0 | 0 | 2.8626 | 0 | 0 | 0 | 0 | 0 | 0 | 0 | 0 | 0 | 101.5943
57959_G_1 | WEC_SDGE | California | 6 | San Diego | 73 | 57959 | 1 | Desert Green Solar Farm LLC | 0 | 2014 | 9999 | Solar PV | [5 empty] | Non-Fossil | G | 2025 | Solar |  | 0 | 0 | 0 | 0 | 0 | 0 | 0 | 0 | 0 | 0 | 0 | 0 | 0 | 0 | 0 | 0 | 2.4647 | 5.2511 | 8.2576 | 15.9734 | 0 | 0 | 0 | 0 | 0 | 0 | 0 | 0 | 0 | 0 | 0 | 0 | 0 | 0 | 0 | 0 | 0 | 0 | 0 | 0 | 0.17631 | 0 | 0 | 0 | 0 | 0 | 0 | 0 | 0 | 0 | 6.3
57956_G_1 | SPP_WEST | Oklahoma | 40 | Grady | 51 | 57956 | 1 | Minco Wind II, LLC | 0 | 2011 | 9999 | Onshore Wind | [5 empty] | Non-Fossil | G | 2025 | Wind |  | 0 | 0 | 0 | 0 | 0 | 0 | 0 | 0 | 0 | 0 | 0 | 0 | 0 | 0 | 0 | 0 | 86.6225 | 133.2592 | 134.762 | 354.6436 | 0 | 0 | 0 | 0 | 0 | 0 | 0 | 0 | 0 | 0 | 0 | 0 | 0 | 0 | 0 | 0 | 0 | 0 | 0 | 0 | 3.8815 | 0 | 0 | 0 | 0 | 0 | 0 | 0 | 0 | 0 | 99.6491
57953_G_HRSG | MIS_MO | Iowa | 19 | Lee | 111 | 57953 | HRSG | Roquette America | 7590 | 2004 | 9999 | Combined Cycle |  |  | SCR |  |  | Fossil | G | 2025 | NaturalGas |  | 0.10946 | 0.13713 | 0.18893 | 0.43552 | 0 | 0 | 0 | 0 | 0 | 0 | 0 | 0 | 0 | 0 | 0 | 0 | 14.4216 | 18.0676 | 24.892 | 57.3812 | 6.4078 | 8.0278 | 11.06 | 25.4956 | 7.6597e-09 | 9.5961e-09 | 1.3227e-08 | 3.0483e-08 | 0.00056755 | 0.00071104 | 0.0009795 | 0.0022581 | 0 | 0 | 0 | 0 | 0 | 0 | 0 | 0 | 0.30545 | 0.031226 | 0.039759 | 0.054777 | 0.12576 | 0.40794 | 0.4809 | 0.66633 | 1.5552 | 0 | 10 | SCR
57953_G_GT | MIS_MO | Iowa | 19 | Lee | 111 | 57953 | GT | Roquette America | 7590 | 2004 | 9999 | Combined Cycle |  |  | SCR |  |  | Fossil | G | 2025 | NaturalGas |  | 0.41595 | 0.52111 | 0.71794 | 1.655 | 0 | 0 | 0 | 0 | 0 | 0 | 0 | 0 | 0 | 0 | 0 | 0 | 54.8021 | 68.6569 | 94.5897 | 218.0487 | 24.3496 | 30.5055 | 42.0279 | 96.8831 | 2.9121e-08 | 3.6483e-08 | 5.0195e-08 | 1.158e-07 | 0.0021567 | 0.0027019 | 0.0037225 | 0.008581 | 0 | 0 | 0 | 0 | 0 | 0 | 0 | 0 | 1.1607 | 0.11866 | 0.15108 | 0.20815 | 0.47789 | 1.5502 | 1.8274 | 2.532 | 5.9096 | 0 | 38 | SCR
57953_B_COGEN | MIS_MO | Iowa | 19 | Lee | 111 | 57953 | COGEN | Roquette America | 11373 | 2003 | 9999 | Coal Steam | FBC | dry | Bag House + Dry Scrubber + SNCR | CF + OFA | Dry Scrubber | Fossil | B | 2025 | Pet. Coke |  | 0.6584 | 0.89249 | 1.174 | 2.7249 | 0 | 0 | 0 | 0 | 0 | 0 | 0 | 0 | 0 | 0 | 0 | 0 | 57.8912 | 78.4748 | 103.2235 | 239.5895 | 75.9834 | 102.9998 | 135.4829 | 314.4661 | 6.1389e-05 | 8.3216e-05 | 0.00010946 | 0.00025407 | 0.057778 | 0.078321 | 0.10302 | 0.23912 | 0.11966 | 0.16221 | 0.21337 | 0.49524 | 0.00016463 | 0.00022317 | 0.0002934 | 0.0006812 | 0 | 0.28274 | 0.38327 | 0.50414 | 1.1702 | 1.0441 | 1.4153 | 1.8616 | 4.321 | 0 | 32 | Scrubber / SNCR | Dry Scrubber
57952_G_GEN3 | SPP_SPS | Texas | 48 | Hemphill | 211 | 57952 | GEN3 | Woodall Gas Plant | 12194 | 2012 | 9999 | Combustion Turbine | [5 empty] | Fossil | G | 2025 | NaturalGas |  | 0 | 0 | 0 | 0 | 0 | 0 | 0 | 0 | 0 | 0 | 0 | 0 | 0 | 0 | 0 | 0 | 0 | 0 | 0 | 0 | 0 | 0 | 0 | 0 | 0 | 0 | 0 | 0 | 0 | 0 | 0 | 0 | 0 | 0 | 0 | 0 | 0 | 0 | 0 | 0 | 0.0187 | 0 | 0 | 0 | 0 | 0 | 0 | 0 | 0 | 0 | 1
57952_G_GEN2 | SPP_SPS | Texas | 48 | Hemphill | 211 | 57952 | GEN2 | Woodall Gas Plant | 12194 | 2012 | 9999 | Combustion Turbine | [5 empty] | Fossil | G | 2025 | NaturalGas |  | 0 | 0 | 0 | 0 | 0 | 0 | 0 | 0 | 0 | 0 | 0 | 0 | 0 | 0 | 0 | 0 | 0 | 0 | 0 | 0 | 0 | 0 | 0 | 0 | 0 | 0 | 0 | 0 | 0 | 0 | 0 | 0 | 0 | 0 | 0 | 0 | 0 | 0 | 0 | 0 | 0.0187 | 0 | 0 | 0 | 0 | 0 | 0 | 0 | 0 | 0 | 1
57952_G_GEN1 | SPP_SPS | Texas | 48 | Hemphill | 211 | 57952 | GEN1 | Woodall Gas Plant | 12194 | 2012 | 9999 | Combustion Turbine | [5 empty] | Fossil | G | 2025 | NaturalGas |  | 0 | 0 | 0 | 0 | 0 | 0 | 0 | 0 | 0 | 0 | 0 | 0 | 0 | 0 | 0 | 0 | 0 | 0 | 0 | 0 | 0 | 0 | 0 | 0 | 0 | 0 | 0 | 0 | 0 | 0 | 0 | 0 | 0 | 0 | 0 | 0 | 0 | 0 | 0 | 0 | 0.0187 | 0 | 0 | 0 | 0 | 0 | 0 | 0 | 0 | 0 | 1
57951_G_1 | PJM_EMAC | New Jersey | 34 | Monmouth | 25 | 57951 | 1 | Shore Point Solar | 0 | 2011 | 9999 | Solar PV | [5 empty] | Non-Fossil | G | 2025 | Solar |  | 0 | 0 | 0 | 0 | 0 | 0 | 0 | 0 | 0 | 0 | 0 | 0 | 0 | 0 | 0 | 0 | 0.21161 | 0.45682 | 0.72586 | 1.3943 | 0 | 0 | 0 | 0 | 0 | 0 | 0 | 0 | 0 | 0 | 0 | 0 | 0 | 0 | 0 | 0 | 0 | 0 | 0 | 0 | 0.035136 | 0 | 0 | 0 | 0 | 0 | 0 | 0 | 0 | 0 | 0.9741
57948_G_OAK | PJM_EMAC | New Jersey | 34 | Cumberland | 11 | 57948 | OAK | NJ Oak Solar Plant | 0 | 2011 | 9999 | Solar PV | [5 empty] | Non-Fossil | G | 2025 | Solar |  | 0 | 0 | 0 | 0 | 0 | 0 | 0 | 0 | 0 | 0 | 0 | 0 | 0 | 0 | 0 | 0 | 2.1161 | 4.5682 | 7.2586 | 13.9428 | 0 | 0 | 0 | 0 | 0 | 0 | 0 | 0 | 0 | 0 | 0 | 0 | 0 | 0 | 0 | 0 | 0 | 0 | 0 | 0 | 0.35136 | 0 | 0 | 0 | 0 | 0 | 0 | 0 | 0 | 0 | 9.741
57947_G_GEN | WECC_NM | New Mexico | 35 | Luna | 29 | 57947 | GEN | Macho Springs Power I | 0 | 2011 | 9999 | Onshore Wind | [5 empty] | Non-Fossil | G | 2025 | Wind |  | 0 | 0 | 0 | 0 | 0 | 0 | 0 | 0 | 0 | 0 | 0 | 0 | 0 | 0 | 0 | 0 | 37.2891 | 49.6441 | 42.3439 | 129.277 | 0 | 0 | 0 | 0 | 0 | 0 | 0 | 0 | 0 | 0 | 0 | 0 | 0 | 0 | 0 | 0 | 0 | 0 | 0 | 0 | 1.9782 | 0 | 0 | 0 | 0 | 0 | 0 | 0 | 0 | 0 | 50.4
57946_G_UNIT2 | MIS_MO | Missouri | 29 | Madison | 123 | 57946 | UNIT2 | Fredericktown Energy Center | 10745 | 2015 | 9999 | Combustion Turbine | [5 empty] | Fossil | G | 2025 | NaturalGas |  | 0.0051606 | 0 | 0.044835 | 0.049996 | 0 | 0 | 0 | 0 | 0 | 0 | 0 | 0 | 0 | 0 | 0 | 0 | 0.48028 | 0 | 4.1727 | 4.6529 | 0.3021 | 0 | 2.6246 | 2.9268 | 3.6125e-10 | 0 | 3.1398e-09 | 3.501e-09 | 2.835e-05 | 0 | 0.0002466 | 0.00027495 | 0 | 0 | 0 | 0 | 0 | 0 | 0 | 0 | 0.2244 | 0.0072221 | 0 | 0.046882 | 0.054104 | 0.019233 | 0 | 0.15813 | 0.17736 | 0 | 12
57946_G_UNIT1 | MIS_MO | Missouri | 29 | Madison | 123 | 57946 | UNIT1 | Fredericktown Energy Center | 10745 | 2015 | 9999 | Combustion Turbine | [5 empty] | Fossil | G | 2025 | NaturalGas |  | 0.0051606 | 0 | 0.044835 | 0.049996 | 0 | 0 | 0 | 0 | 0 | 0 | 0 | 0 | 0 | 0 | 0 | 0 | 0.48028 | 0 | 4.1727 | 4.6529 | 0.3021 | 0 | 2.6246 | 2.9268 | 3.6125e-10 | 0 | 3.1398e-09 | 3.501e-09 | 2.835e-05 | 0 | 0.0002466 | 0.00027495 | 0 | 0 | 0 | 0 | 0 | 0 | 0 | 0 | 0.2244 | 0.0072221 | 0 | 0.046882 | 0.054104 | 0.019233 | 0 | 0.15813 | 0.17736 | 0 | 12
57945_G_B2 | S_VACA | South Carolina | 45 | Berkeley | 15 | 57945 | B2 | Berkeley County Landfill | 13500 | 2011 | 9999 | Landfill Gas | [5 empty] | Non-Fossil | G | 2025 | LF Gas |  | 0.022035 | 0.02872 | 0.034561 | 0.085316 | 0 | 0 | 0 | 0 | 0 | 0 | 0 | 0 | 0 | 0 | 0 | 0 | 1.6322 | 2.1274 | 2.56 | 6.3197 | 1.2698 | 1.6551 | 1.9917 | 4.9166 | 0 | 0 | 0 | 0 | 0.0026532 | 0.0034582 | 0.0041615 | 0.010273 | 0 | 0 | 0 | 0 | 0 | 0 | 0 | 0 | 0.35204 | 0.010673 | 0.013911 | 0.01674 | 0.041325 | 0 | 0 | 0 | 0 | 0 | 1.5
57945_G_B1 | S_VACA | South Carolina | 45 | Berkeley | 15 | 57945 | B1 | Berkeley County Landfill | 13500 | 2011 | 9999 | Landfill Gas | [5 empty] | Non-Fossil | G | 2025 | LF Gas |  | 0.022035 | 0.02872 | 0.034561 | 0.085316 | 0 | 0 | 0 | 0 | 0 | 0 | 0 | 0 | 0 | 0 | 0 | 0 | 1.6322 | 2.1274 | 2.56 | 6.3197 | 1.2698 | 1.6551 | 1.9917 | 4.9166 | 0 | 0 | 0 | 0 | 0.0026532 | 0.0034582 | 0.0041615 | 0.010273 | 0 | 0 | 0 | 0 | 0 | 0 | 0 | 0 | 0.35204 | 0.010673 | 0.013911 | 0.01674 | 0.041325 | 0 | 0 | 0 | 0 | 0 | 1.5
57943_G_05 | SPP_WAUE | North Dakota | 38 | Mckenzie | 53 | 57943 | 05 | Lonesome Creek Station | 10745 | 2017 | 9999 | Combustion Turbine | [5 empty] | Fossil | G | 2025 | NaturalGas |  | 0 | 0 | 0.069885 | 0.069885 | 0 | 0 | 0 | 0 | 0 | 0 | 0 | 0 | 0 | 0 | 0 | 0 | 0 | 0 | 6.504 | 6.504 | 0 | 0 | 4.0911 | 4.0911 | 0 | 0 | 4.8917e-09 | 4.8917e-09 | 0 | 0 | 0.00038436 | 0.00038436 | 0 | 0 | 0 | 0 | 0 | 0 | 0 | 0 | 0.748 | 0 | 0 | 0.089201 | 0.089201 | 0 | 0 | 0.23389 | 0.23389 | 0 | 40
57943_G_04 | SPP_WAUE | North Dakota | 38 | Mckenzie | 53 | 57943 | 04 | Lonesome Creek Station | 10745 | 2017 | 9999 | Combustion Turbine | [5 empty] | Fossil | G | 2025 | NaturalGas |  | 0 | 0 | 0.069885 | 0.069885 | 0 | 0 | 0 | 0 | 0 | 0 | 0 | 0 | 0 | 0 | 0 | 0 | 0 | 0 | 6.504 | 6.504 | 0 | 0 | 4.0911 | 4.0911 | 0 | 0 | 4.8917e-09 | 4.8917e-09 | 0 | 0 | 0.00038436 | 0.00038436 | 0 | 0 | 0 | 0 | 0 | 0 | 0 | 0 | 0.748 | 0 | 0 | 0.089201 | 0.089201 | 0 | 0 | 0.23389 | 0.23389 | 0 | 40
57943_G_03 | SPP_WAUE | North Dakota | 38 | Mckenzie | 53 | 57943 | 03 | Lonesome Creek Station | 10745 | 2015 | 9999 | Combustion Turbine |  |  | SCR | DLNB |  | Fossil | G | 2025 | NaturalGas |  | 0 | 0 | 0.069885 | 0.069885 | 0 | 0 | 0 | 0 | 0 | 0 | 0 | 0 | 0 | 0 | 0 | 0 | 0 | 0 | 6.504 | 6.504 | 0 | 0 | 4.0911 | 4.0911 | 0 | 0 | 4.8917e-09 | 4.8917e-09 | 0 | 0 | 0.00055592 | 0.00055592 | 0 | 0 | 0 | 0 | 0 | 0 | 0 | 0 | 0.82888 | 0 | 0 | 0.090115 | 0.090115 | 0 | 0 | 0.23389 | 0.23389 | 0 | 40 | SCR
57943_G_02 | SPP_WAUE | North Dakota | 38 | Mckenzie | 53 | 57943 | 02 | Lonesome Creek Station | 10745 | 2015 | 9999 | Combustion Turbine |  |  | SCR | DLNB |  | Fossil | G | 2025 | NaturalGas |  | 0 | 0 | 0.069885 | 0.069885 | 0 | 0 | 0 | 0 | 0 | 0 | 0 | 0 | 0 | 0 | 0 | 0 | 0 | 0 | 6.504 | 6.504 | 0 | 0 | 4.0911 | 4.0911 | 0 | 0 | 4.8917e-09 | 4.8917e-09 | 0 | 0 | 0.00055103 | 0.00055103 | 0 | 0 | 0 | 0 | 0 | 0 | 0 | 0 | 0.82888 | 0 | 0 | 0.090115 | 0.090115 | 0 | 0 | 0.23389 | 0.23389 | 0 | 40 | SCR
57943_G_01 | SPP_WAUE | North Dakota | 38 | Mckenzie | 53 | 57943 | 01 | Lonesome Creek Station | 10745 | 2013 | 9999 | Combustion Turbine |  |  | SCR | DLNB |  | Fossil | G | 2025 | NaturalGas |  | 0 | 0 | 0.063579 | 0.063579 | 0 | 0 | 0 | 0 | 0 | 0 | 0 | 0 | 0 | 0 | 0 | 0 | 0 | 0 | 5.9171 | 5.9171 | 0 | 0 | 3.7219 | 3.7219 | 0 | 0 | 4.4525e-09 | 4.4525e-09 | 0 | 0 | 0.00071085 | 0.00071085 | 0 | 0 | 0 | 0 | 0 | 0 | 0 | 0 | 0.82888 | 0 | 0 | 0.082268 | 0.082268 | 0 | 0 | 0.21279 | 0.21279 | 0 | 40 | SCR
57942_G_PV1 | NENGREST | Massachusetts | 25 | Norfolk | 21 | 57942 | PV1 | Town of Norfolk MA at Medway Branch | 0 | 2012 | 9999 | Solar PV | [5 empty] | Non-Fossil | G | 2025 | Solar |  | 0 | 0 | 0 | 0 | 0 | 0 | 0 | 0 | 0 | 0 | 0 | 0 | 0 | 0 | 0 | 0 | 0.26313 | 0.54711 | 0.83586 | 1.6461 | 0 | 0 | 0 | 0 | 0 | 0 | 0 | 0 | 0 | 0 | 0 | 0 | 0 | 0 | 0 | 0 | 0 | 0 | 0 | 0 | 0.03285 | 0 | 0 | 0 | 0 | 0 | 0 | 0 | 0 | 0 | 1.1738
57941_G_PV1 | NENGREST | Massachusetts | 25 | Worcester | 27 | 57941 | PV1 | Town of Uxbridge MA at Commerce Dr | 0 | 2012 | 9999 | Solar PV | [5 empty] | Non-Fossil | G | 2025 | Solar |  | 0 | 0 | 0 | 0 | 0 | 0 | 0 | 0 | 0 | 0 | 0 | 0 | 0 | 0 | 0 | 0 | 0.3947 | 0.82067 | 1.2538 | 2.4691 | 0 | 0 | 0 | 0 | 0 | 0 | 0 | 0 | 0 | 0 | 0 | 0 | 0 | 0 | 0 | 0 | 0 | 0 | 0 | 0 | 0.049275 | 0 | 0 | 0 | 0 | 0 | 0 | 0 | 0 | 0 | 1.7607
57939_G_2 | WECC_AZ | Arizona | 4 | Pinal | 21 | 57939 | 2 | Walmart Casa Grande | 0 | 2011 | 9999 | Solar PV | [5 empty] | Non-Fossil | G | 2025 | Solar |  | 0 | 0 | 0 | 0 | 0 | 0 | 0 | 0 | 0 | 0 | 0 | 0 | 0 | 0 | 0 | 0 | 0.45011 | 0.81211 | 1.1762 | 2.4384 | 0 | 0 | 0 | 0 | 0 | 0 | 0 | 0 | 0 | 0 | 0 | 0 | 0 | 0 | 0 | 0 | 0 | 0 | 0 | 0 | 0.045034 | 0 | 0 | 0 | 0 | 0 | 0 | 0 | 0 | 0 | 0.99764
57939_G_1 | WECC_AZ | Arizona | 4 | Pinal | 21 | 57939 | 1 | Walmart Casa Grande | 0 | 2011 | 9999 | Solar PV | [5 empty] | Non-Fossil | G | 2025 | Solar |  | 0 | 0 | 0 | 0 | 0 | 0 | 0 | 0 | 0 | 0 | 0 | 0 | 0 | 0 | 0 | 0 | 0.45011 | 0.81211 | 1.1762 | 2.4384 | 0 | 0 | 0 | 0 | 0 | 0 | 0 | 0 | 0 | 0 | 0 | 0 | 0 | 0 | 0 | 0 | 0 | 0 | 0 | 0 | 0.045034 | 0 | 0 | 0 | 0 | 0 | 0 | 0 | 0 | 0 | 0.99764
57938_G_GEN1 | MIS_LA | Louisiana | 22 | Red River | 81 | 57938 | GEN1 | ADA Carbon Solutions Red River | 9319 | 2011 | 9999 | Non-Fossil Waste | [5 empty] | Non-Fossil | G | 2025 | Non-Fossil |  | 0.10746 | 0.13224 | 0.17239 | 0.4121 | 0 | 0 | 0 | 0 | 0 | 0 | 0 | 0 | 0 | 0 | 0 | 0 | 11.5313 | 14.1909 | 18.4992 | 44.2213 | 0 | 0 | 0 | 0 | 0 | 0 | 0 | 0 | 0 | 0 | 0 | 0 | 0 | 0 | 0 | 0 | 0 | 0 | 0 | 0 | 0 | 0.075404 | 0.092796 | 0.12097 | 0.28917 | 0 | 0 | 0 | 0 | 0 | 20.5
57934_G_DOMA | NENGREST | Massachusetts | 25 | Worcester | 27 | 57934 | DOMA | Douglas Solar | 0 | 2012 | 9999 | Solar PV | [5 empty] | Non-Fossil | G | 2025 | Solar |  | 0 | 0 | 0 | 0 | 0 | 0 | 0 | 0 | 0 | 0 | 0 | 0 | 0 | 0 | 0 | 0 | 0.43856 | 0.91185 | 1.3931 | 2.7435 | 0 | 0 | 0 | 0 | 0 | 0 | 0 | 0 | 0 | 0 | 0 | 0 | 0 | 0 | 0 | 0 | 0 | 0 | 0 | 0 | 0.05475 | 0 | 0 | 0 | 0 | 0 | 0 | 0 | 0 | 0 | 1.9564
57933_G_1 | WEC_BANC | California | 6 | Sacramento | 67 | 57933 | 1 | Solar Star California II LLC | 0 | 2012 | 9999 | Solar PV | [5 empty] | Non-Fossil | G | 2025 | Solar |  | 0 | 0 | 0 | 0 | 0 | 0 | 0 | 0 | 0 | 0 | 0 | 0 | 0 | 0 | 0 | 0 | 0.69126 | 1.5026 | 2.3578 | 4.5516 | 0 | 0 | 0 | 0 | 0 | 0 | 0 | 0 | 0 | 0 | 0 | 0 | 0 | 0 | 0 | 0 | 0 | 0 | 0 | 0 | 0.055971 | 0 | 0 | 0 | 0 | 0 | 0 | 0 | 0 | 0 | 2
57931_G_PV1 | NENGREST | Massachusetts | 25 | Hampden | 13 | 57931 | PV1 | Holyoke Solar Cooperative at Mueller | 0 | 2011 | 9999 | Solar PV | [5 empty] | Non-Fossil | G | 2025 | Solar |  | 0 | 0 | 0 | 0 | 0 | 0 | 0 | 0 | 0 | 0 | 0 | 0 | 0 | 0 | 0 | 0 | 0.59205 | 1.231 | 1.8807 | 3.7037 | 0 | 0 | 0 | 0 | 0 | 0 | 0 | 0 | 0 | 0 | 0 | 0 | 0 | 0 | 0 | 0 | 0 | 0 | 0 | 0 | 0.073912 | 0 | 0 | 0 | 0 | 0 | 0 | 0 | 0 | 0 | 2.6411
57930_G_UAST | WECC_AZ | Arizona | 4 | Pima | 19 | 57930 | UAST | Amonix UASTP Solar Power Station | 0 | 2011 | 9999 | Solar PV | [5 empty] | Non-Fossil | G | 2025 | Solar |  | 0 | 0 | 0 | 0 | 0 | 0 | 0 | 0 | 0 | 0 | 0 | 0 | 0 | 0 | 0 | 0 | 0.85521 | 1.543 | 2.2347 | 4.633 | 0 | 0 | 0 | 0 | 0 | 0 | 0 | 0 | 0 | 0 | 0 | 0 | 0 | 0 | 0 | 0 | 0 | 0 | 0 | 0 | 0.085564 | 0 | 0 | 0 | 0 | 0 | 0 | 0 | 0 | 0 | 1.8955
57929_G_STG | PJM_West | Ohio | 39 | Hamilton | 61 | 57929 | STG | East Campus Utility Plant | 11269 | 2010 | 9999 | O/G Steam | [5 empty] | Fossil | G | 2025 | NaturalGas |  | 0.0058387 | 0.00089482 | 0.0086755 | 0.015409 | 0 | 0 | 0 | 0 | 0 | 0 | 0 | 0 | 0 | 0 | 0 | 0 | 0.51812 | 0.079405 | 0.76985 | 1.3674 | 0.3418 | 0.052383 | 0.50786 | 0.90204 | 4.0849e-10 | 6.2604e-11 | 6.0695e-10 | 1.078e-09 | 0.00020688 | 3.1706e-05 | 0.00030732 | 0.00054591 | 0 | 0 | 0 | 0 | 0 | 0 | 0 | 0 | 0.020325 | 0.000429 | 6.5747e-05 | 0.00063744 | 0.0011322 | 0.0203 | 0.0028427 | 0.029035 | 0.052178 | 0 | 1.2
57929_G_P008 | PJM_West | Ohio | 39 | Hamilton | 61 | 57929 | P008 | East Campus Utility Plant | 14397 | 2006 | 9999 | Combustion Turbine | [5 empty] | Fossil | G | 2025 | Oil |  | 0 | 0 | 0 | 0 | 0 | 0 | 0 | 0 | 0 | 0 | 0 | 0 | 0 | 0 | 0 | 0 | 0 | 0 | 0 | 0 | 0 | 0 | 0 | 0 | 0 | 0 | 0 | 0 | 0 | 0 | 0 | 0 | 0 | 0 | 0 | 0 | 0 | 0 | 0 | 0 | 0.02805 | 0 | 0 | 0 | 0 | 0 | 0 | 0 | 0 | 0 | 1.5
57929_G_P007 | PJM_West | Ohio | 39 | Hamilton | 61 | 57929 | P007 | East Campus Utility Plant | 14397 | 2006 | 9999 | Combustion Turbine | [5 empty] | Fossil | G | 2025 | Oil |  | 0 | 0 | 0 | 0 | 0 | 0 | 0 | 0 | 0 | 0 | 0 | 0 | 0 | 0 | 0 | 0 | 0 | 0 | 0 | 0 | 0 | 0 | 0 | 0 | 0 | 0 | 0 | 0 | 0 | 0 | 0 | 0 | 0 | 0 | 0 | 0 | 0 | 0 | 0 | 0 | 0.03179 | 0 | 0 | 0 | 0 | 0 | 0 | 0 | 0 | 0 | 1.7
57927_G_1 | ERC_REST | Texas | 48 | Kenedy | 261 | 57927 | 1 | Baffin Wind | 0 | 2014 | 9999 | Onshore Wind | [5 empty] | Non-Fossil | G | 2025 | Wind |  | 0 | 0 | 0 | 0 | 0 | 0 | 0 | 0 | 0 | 0 | 0 | 0 | 0 | 0 | 0 | 0 | 135.0112 | 194.4579 | 232.0159 | 561.485 | 0 | 0 | 0 | 0 | 0 | 0 | 0 | 0 | 0 | 0 | 0 | 0 | 0 | 0 | 0 | 0 | 0 | 0 | 0 | 0 | 5.2972 | 0 | 0 | 0 | 0 | 0 | 0 | 0 | 0 | 0 | 188
57913_G_1 | WEC_SDGE | California | 6 | San Diego | 73 | 57913 | 1 | Tule Wind LLC | 0 | 2017 | 9999 | Onshore Wind | [5 empty] | Non-Fossil | G | 2025 | Wind |  | 0 | 0 | 0 | 0 | 0 | 0 | 0 | 0 | 0 | 0 | 0 | 0 | 0 | 0 | 0 | 0 | 114.2261 | 157.1165 | 138.929 | 410.2716 | 0 | 0 | 0 | 0 | 0 | 0 | 0 | 0 | 0 | 0 | 0 | 0 | 0 | 0 | 0 | 0 | 0 | 0 | 0 | 0 | 5.2444 | 0 | 0 | 0 | 0 | 0 | 0 | 0 | 0 | 0 | 143
57912_G_1 | PJM_COMD | Illinois | 17 | Lasalle | 99 | 57912 | 1 | Grand Ridge Solar Farm | 0 | 2012 | 9999 | Solar PV | [5 empty] | Non-Fossil | G | 2025 | Solar |  | 0 | 0 | 0 | 0 | 0 | 0 | 0 | 0 | 0 | 0 | 0 | 0 | 0 | 0 | 0 | 0 | 4.6975 | 10.3937 | 16.7173 | 31.8085 | 0 | 0 | 0 | 0 | 0 | 0 | 0 | 0 | 0 | 0 | 0 | 0 | 0 | 0 | 0 | 0 | 0 | 0 | 0 | 0 | 0.55971 | 0 | 0 | 0 | 0 | 0 | 0 | 0 | 0 | 0 | 20
57911_G_1 | WECC_PNW | Oregon | 41 | Douglas | 19 | 57911 | 1 | Roseburg LFG | 13500 | 2011 | 9999 | Landfill Gas | [5 empty] | Non-Fossil | G | 2025 | LF Gas |  | 0.037684 | 0.051464 | 0.065097 | 0.15424 | 0 | 0 | 0 | 0 | 0 | 0 | 0 | 0 | 0 | 0 | 0 | 0 | 2.7914 | 3.8121 | 4.822 | 11.4255 | 2.1717 | 2.9658 | 3.7515 | 8.889 | 0 | 0 | 0 | 0 | 0.0045375 | 0.0061968 | 0.0078383 | 0.018573 | 0 | 0 | 0 | 0 | 0 | 0 | 0 | 0 | 0.37551 | 0.018253 | 0.024928 | 0.031532 | 0.074713 | 0 | 0 | 0 | 0 | 0 | 1.6
57910_G_5 | SPP_WAUE | Minnesota | 27 | Clay | 27 | 57910 | 5 | Centennial Generating Station | 21897 | 2011 | 9999 | Combustion Turbine | [5 empty] | Fossil | G | 2025 | Oil |  | 0 | 0 | 0 | 0 | 0 | 0 | 0 | 0 | 0 | 0 | 0 | 0 | 0 | 0 | 0 | 0 | 0 | 0 | 0 | 0 | 0 | 0 | 0 | 0 | 0 | 0 | 0 | 0 | 0 | 0 | 0 | 0 | 0 | 0 | 0 | 0 | 0 | 0 | 0 | 0 | 0.0374 | 0 | 0 | 0 | 0 | 0 | 0 | 0 | 0 | 0 | 2
57910_G_4 | SPP_WAUE | Minnesota | 27 | Clay | 27 | 57910 | 4 | Centennial Generating Station | 21897 | 2011 | 9999 | Combustion Turbine | [5 empty] | Fossil | G | 2025 | Oil |  | 0 | 0 | 0 | 0 | 0 | 0 | 0 | 0 | 0 | 0 | 0 | 0 | 0 | 0 | 0 | 0 | 0 | 0 | 0 | 0 | 0 | 0 | 0 | 0 | 0 | 0 | 0 | 0 | 0 | 0 | 0 | 0 | 0 | 0 | 0 | 0 | 0 | 0 | 0 | 0 | 0.0374 | 0 | 0 | 0 | 0 | 0 | 0 | 0 | 0 | 0 | 2
57910_G_3 | SPP_WAUE | Minnesota | 27 | Clay | 27 | 57910 | 3 | Centennial Generating Station | 21897 | 2011 | 9999 | Combustion Turbine | [5 empty] | Fossil | G | 2025 | Oil |  | 0 | 0 | 0 | 0 | 0 | 0 | 0 | 0 | 0 | 0 | 0 | 0 | 0 | 0 | 0 | 0 | 0 | 0 | 0 | 0 | 0 | 0 | 0 | 0 | 0 | 0 | 0 | 0 | 0 | 0 | 0 | 0 | 0 | 0 | 0 | 0 | 0 | 0 | 0 | 0 | 0.0374 | 0 | 0 | 0 | 0 | 0 | 0 | 0 | 0 | 0 | 2
57910_G_2 | SPP_WAUE | Minnesota | 27 | Clay | 27 | 57910 | 2 | Centennial Generating Station | 21897 | 2011 | 9999 | Combustion Turbine | [5 empty] | Fossil | G | 2025 | Oil |  | 0 | 0 | 0 | 0 | 0 | 0 | 0 | 0 | 0 | 0 | 0 | 0 | 0 | 0 | 0 | 0 | 0 | 0 | 0 | 0 | 0 | 0 | 0 | 0 | 0 | 0 | 0 | 0 | 0 | 0 | 0 | 0 | 0 | 0 | 0 | 0 | 0 | 0 | 0 | 0 | 0.0374 | 0 | 0 | 0 | 0 | 0 | 0 | 0 | 0 | 0 | 2
57910_G_1 | SPP_WAUE | Minnesota | 27 | Clay | 27 | 57910 | 1 | Centennial Generating Station | 23352 | 2011 | 9999 | Combustion Turbine | [5 empty] | Fossil | G | 2025 | Oil |  | 0 | 0 | 0 | 0 | 0 | 0 | 0 | 0 | 0 | 0 | 0 | 0 | 0 | 0 | 0 | 0 | 0 | 0 | 0 | 0 | 0 | 0 | 0 | 0 | 0 | 0 | 0 | 0 | 0 | 0 | 0 | 0 | 0 | 0 | 0 | 0 | 0 | 0 | 0 | 0 | 0.0374 | 0 | 0 | 0 | 0 | 0 | 0 | 0 | 0 | 0 | 2
57909_B_BLR1 | S_SOU | Georgia | 13 | Lamar | 171 | 57909 | BLR1 | Piedmont Green Power | 13500 | 2013 | 9999 | Biomass |  |  | Bag House + SNCR | CF + NH3 + OFA |  | Non-Fossil | B | 2025 |  | Biomass Retirement | 0 | 0 | 0 | 0 | 0 | 0 | 0 | 0 | 0 | 0 | 0 | 0 | 0 | 0 | 0 | 0 | 0 | 0 | 0 | 0 | 0 | 0 | 0 | 0 | 0 | 0 | 0 | 0 | 0 | 0 | 0 | 0 | 0 | 0 | 0 | 0 | 0 | 0 | 0 | 0 | 0 | 0 | 0 | 0 | 0 | 0 | 0 | 0 | 0 | 0 | 54 | SNCR
57904_G_CHNO | WECC_SCE | California | 6 | Riverside | 65 | 57904 | CHNO | San Antonio West Solar Rooftop | 0 | 2012 | 9999 | Solar PV | [5 empty] | Non-Fossil | G | 2025 | Solar |  | 0 | 0 | 0 | 0 | 0 | 0 | 0 | 0 | 0 | 0 | 0 | 0 | 0 | 0 | 0 | 0 | 0.63113 | 1.1709 | 1.8149 | 3.6169 | 0 | 0 | 0 | 0 | 0 | 0 | 0 | 0 | 0 | 0 | 0 | 0 | 0 | 0 | 0 | 0 | 0 | 0 | 0 | 0 | 0.054192 | 0 | 0 | 0 | 0 | 0 | 0 | 0 | 0 | 0 | 1.5
57903_G_UNIT1 | MIS_MNWI | Minnesota | 27 | Kanabec | 65 | 57903 | UNIT1 | SMMPA Methane Energy Facility | 13500 | 2012 | 9999 | Landfill Gas | [5 empty] | Non-Fossil | G | 2025 | LF Gas |  | 0.033413 | 0.047253 | 0.05998 | 0.14065 | 0 | 0 | 0 | 0 | 0 | 0 | 0 | 0 | 0 | 0 | 0 | 0 | 2.475 | 3.5002 | 4.443 | 10.4182 | 1.9255 | 2.7232 | 3.4566 | 8.1053 | 0 | 0 | 0 | 0 | 0.0040233 | 0.0056899 | 0.0072222 | 0.016935 | 0 | 0 | 0 | 0 | 0 | 0 | 0 | 0 | 0.35204 | 0.016184 | 0.022888 | 0.029053 | 0.068126 | 0 | 0 | 0 | 0 | 0 | 1.5
57902_G_G-162 | WECC_PNW | Idaho | 16 | Kootenai | 55 | 57902 | G-162 | Fighting Creek LFGTE Plant | 13500 | 2012 | 9999 | Landfill Gas | [5 empty] | Non-Fossil | G | 2025 | LF Gas |  | 0.017666 | 0.024096 | 0.030559 | 0.072322 | 0 | 0 | 0 | 0 | 0 | 0 | 0 | 0 | 0 | 0 | 0 | 0 | 1.3086 | 1.7849 | 2.2637 | 5.3572 | 1.0181 | 1.3886 | 1.7611 | 4.1678 | 0 | 0 | 0 | 0 | 0.0021272 | 0.0029014 | 0.0036796 | 0.0087083 | 0 | 0 | 0 | 0 | 0 | 0 | 0 | 0 | 0.37551 | 0.0085571 | 0.011672 | 0.014802 | 0.035031 | 0 | 0 | 0 | 0 | 0 | 1.6
57902_G_G-123 | WECC_PNW | Idaho | 16 | Kootenai | 55 | 57902 | G-123 | Fighting Creek LFGTE Plant | 13500 | 2012 | 9999 | Landfill Gas | [5 empty] | Non-Fossil | G | 2025 | LF Gas |  | 0.017666 | 0.024096 | 0.030559 | 0.072322 | 0 | 0 | 0 | 0 | 0 | 0 | 0 | 0 | 0 | 0 | 0 | 0 | 1.3086 | 1.7849 | 2.2637 | 5.3572 | 1.0181 | 1.3886 | 1.7611 | 4.1678 | 0 | 0 | 0 | 0 | 0.0021272 | 0.0029014 | 0.0036796 | 0.0087083 | 0 | 0 | 0 | 0 | 0 | 0 | 0 | 0 | 0.37551 | 0.0085571 | 0.011672 | 0.014802 | 0.035031 | 0 | 0 | 0 | 0 | 0 | 1.6
57901_G_8 | WEC_LADW | California | 6 | Los Angeles | 37 | 57901 | 8 | El Segundo Energy Center LLC | 8291 | 2013 | 9999 | Combined Cycle |  |  | SCR | DLNB |  | Fossil | G | 2025 | NaturalGas |  | 0.87253 | 1.1828 | 1.6327 | 3.688 | 0 | 0 | 0 | 0 | 0 | 0 | 0 | 0 | 0 | 0 | 0 | 0 | 105.2388 | 142.657 | 196.9195 | 444.8153 | 51.0782 | 69.2393 | 95.5759 | 215.8934 | 6.1079e-08 | 8.2795e-08 | 1.1429e-07 | 2.5816e-07 | 0.0027921 | 0.0037849 | 0.0052245 | 0.011802 | 0 | 0 | 0 | 0 | 0 | 0 | 0 | 0 | 1.8327 | 0.22526 | 0.30535 | 0.4215 | 0.95212 | 3.6008 | 4.3607 | 6.2806 | 14.2421 | 0 | 60 | SCR
57901_G_7 | WEC_LADW | California | 6 | Los Angeles | 37 | 57901 | 7 | El Segundo Energy Center LLC | 8291 | 2013 | 9999 | Combined Cycle |  |  | SCR | DLNB |  | Fossil | G | 2025 | NaturalGas |  | 2.8357 | 3.844 | 5.3061 | 11.9859 | 0 | 0 | 0 | 0 | 0 | 0 | 0 | 0 | 0 | 0 | 0 | 0 | 342.026 | 463.6352 | 639.9885 | 1445.6497 | 166.0041 | 225.0277 | 310.6217 | 701.6535 | 1.9851e-07 | 2.6909e-07 | 3.7144e-07 | 8.3904e-07 | 0.0090744 | 0.012301 | 0.01698 | 0.038355 | 0 | 0 | 0 | 0 | 0 | 0 | 0 | 0 | 5.9562 | 0.7321 | 0.9924 | 1.3699 | 3.0944 | 11.7026 | 14.1722 | 20.4119 | 46.2867 | 0 | 195 | SCR
57901_G_6 | WEC_LADW | California | 6 | Los Angeles | 37 | 57901 | 6 | El Segundo Energy Center LLC | 8291 | 2013 | 9999 | Combined Cycle |  |  | SCR | DLNB |  | Fossil | G | 2025 | NaturalGas |  | 0.87253 | 1.1828 | 1.6327 | 3.688 | 0 | 0 | 0 | 0 | 0 | 0 | 0 | 0 | 0 | 0 | 0 | 0 | 105.2388 | 142.657 | 196.9195 | 444.8153 | 51.0782 | 69.2393 | 95.5759 | 215.8934 | 6.1079e-08 | 8.2795e-08 | 1.1429e-07 | 2.5816e-07 | 0.0017014 | 0.0023064 | 0.0031837 | 0.0071915 | 0 | 0 | 0 | 0 | 0 | 0 | 0 | 0 | 1.8327 | 0.22526 | 0.30535 | 0.4215 | 0.95212 | 3.6008 | 4.3607 | 6.2806 | 14.2421 | 0 | 60 | SCR
57901_G_5 | WEC_LADW | California | 6 | Los Angeles | 37 | 57901 | 5 | El Segundo Energy Center LLC | 8291 | 2013 | 9999 | Combined Cycle |  |  | SCR | DLNB |  | Fossil | G | 2025 | NaturalGas |  | 2.8357 | 3.844 | 5.3061 | 11.9859 | 0 | 0 | 0 | 0 | 0 | 0 | 0 | 0 | 0 | 0 | 0 | 0 | 342.026 | 463.6352 | 639.9885 | 1445.6497 | 166.0041 | 225.0277 | 310.6217 | 701.6535 | 1.9851e-07 | 2.6909e-07 | 3.7144e-07 | 8.3904e-07 | 0.0055297 | 0.0074958 | 0.010347 | 0.023373 | 0 | 0 | 0 | 0 | 0 | 0 | 0 | 0 | 5.9562 | 0.7321 | 0.9924 | 1.3699 | 3.0944 | 11.7026 | 14.1722 | 20.4119 | 46.2867 | 0 | 195 | SCR
57900_G_S48J | WECC_SCE | California | 6 | San Bernardino | 71 | 57900 | S48J | Solar Photovoltaic Project #48 | 0 | 2015 | 9999 | Solar PV | [5 empty] | Non-Fossil | G | 2025 | Solar |  | 0 | 0 | 0 | 0 | 0 | 0 | 0 | 0 | 0 | 0 | 0 | 0 | 0 | 0 | 0 | 0 | 0.21038 | 0.39031 | 0.60496 | 1.2056 | 0 | 0 | 0 | 0 | 0 | 0 | 0 | 0 | 0 | 0 | 0 | 0 | 0 | 0 | 0 | 0 | 0 | 0 | 0 | 0 | 0.018064 | 0 | 0 | 0 | 0 | 0 | 0 | 0 | 0 | 0 | 0.5
57900_G_S48I | WECC_SCE | California | 6 | San Bernardino | 71 | 57900 | S48I | Solar Photovoltaic Project #48 | 0 | 2015 | 9999 | Solar PV | [5 empty] | Non-Fossil | G | 2025 | Solar |  | 0 | 0 | 0 | 0 | 0 | 0 | 0 | 0 | 0 | 0 | 0 | 0 | 0 | 0 | 0 | 0 | 0.21038 | 0.39031 | 0.60496 | 1.2056 | 0 | 0 | 0 | 0 | 0 | 0 | 0 | 0 | 0 | 0 | 0 | 0 | 0 | 0 | 0 | 0 | 0 | 0 | 0 | 0 | 0.018064 | 0 | 0 | 0 | 0 | 0 | 0 | 0 | 0 | 0 | 0.5
57900_G_S48H | WECC_SCE | California | 6 | San Bernardino | 71 | 57900 | S48H | Solar Photovoltaic Project #48 | 0 | 2015 | 9999 | Solar PV | [5 empty] | Non-Fossil | G | 2025 | Solar |  | 0 | 0 | 0 | 0 | 0 | 0 | 0 | 0 | 0 | 0 | 0 | 0 | 0 | 0 | 0 | 0 | 0.21038 | 0.39031 | 0.60496 | 1.2056 | 0 | 0 | 0 | 0 | 0 | 0 | 0 | 0 | 0 | 0 | 0 | 0 | 0 | 0 | 0 | 0 | 0 | 0 | 0 | 0 | 0.018064 | 0 | 0 | 0 | 0 | 0 | 0 | 0 | 0 | 0 | 0.5
57900_G_S48G | WECC_SCE | California | 6 | San Bernardino | 71 | 57900 | S48G | Solar Photovoltaic Project #48 | 0 | 2015 | 9999 | Solar PV | [5 empty] | Non-Fossil | G | 2025 | Solar |  | 0 | 0 | 0 | 0 | 0 | 0 | 0 | 0 | 0 | 0 | 0 | 0 | 0 | 0 | 0 | 0 | 0.21038 | 0.39031 | 0.60496 | 1.2056 | 0 | 0 | 0 | 0 | 0 | 0 | 0 | 0 | 0 | 0 | 0 | 0 | 0 | 0 | 0 | 0 | 0 | 0 | 0 | 0 | 0.018064 | 0 | 0 | 0 | 0 | 0 | 0 | 0 | 0 | 0 | 0.5
57900_G_S48F | WECC_SCE | California | 6 | San Bernardino | 71 | 57900 | S48F | Solar Photovoltaic Project #48 | 0 | 2015 | 9999 | Solar PV | [5 empty] | Non-Fossil | G | 2025 | Solar |  | 0 | 0 | 0 | 0 | 0 | 0 | 0 | 0 | 0 | 0 | 0 | 0 | 0 | 0 | 0 | 0 | 0.21038 | 0.39031 | 0.60496 | 1.2056 | 0 | 0 | 0 | 0 | 0 | 0 | 0 | 0 | 0 | 0 | 0 | 0 | 0 | 0 | 0 | 0 | 0 | 0 | 0 | 0 | 0.018064 | 0 | 0 | 0 | 0 | 0 | 0 | 0 | 0 | 0 | 0.5
57900_G_S48E | WECC_SCE | California | 6 | San Bernardino | 71 | 57900 | S48E | Solar Photovoltaic Project #48 | 0 | 2015 | 9999 | Solar PV | [5 empty] | Non-Fossil | G | 2025 | Solar |  | 0 | 0 | 0 | 0 | 0 | 0 | 0 | 0 | 0 | 0 | 0 | 0 | 0 | 0 | 0 | 0 | 0.21038 | 0.39031 | 0.60496 | 1.2056 | 0 | 0 | 0 | 0 | 0 | 0 | 0 | 0 | 0 | 0 | 0 | 0 | 0 | 0 | 0 | 0 | 0 | 0 | 0 | 0 | 0.018064 | 0 | 0 | 0 | 0 | 0 | 0 | 0 | 0 | 0 | 0.5
57900_G_S48D | WECC_SCE | California | 6 | San Bernardino | 71 | 57900 | S48D | Solar Photovoltaic Project #48 | 0 | 2015 | 9999 | Solar PV | [5 empty] | Non-Fossil | G | 2025 | Solar |  | 0 | 0 | 0 | 0 | 0 | 0 | 0 | 0 | 0 | 0 | 0 | 0 | 0 | 0 | 0 | 0 | 0.21038 | 0.39031 | 0.60496 | 1.2056 | 0 | 0 | 0 | 0 | 0 | 0 | 0 | 0 | 0 | 0 | 0 | 0 | 0 | 0 | 0 | 0 | 0 | 0 | 0 | 0 | 0.018064 | 0 | 0 | 0 | 0 | 0 | 0 | 0 | 0 | 0 | 0.5
57900_G_S48C | WECC_SCE | California | 6 | San Bernardino | 71 | 57900 | S48C | Solar Photovoltaic Project #48 | 0 | 2015 | 9999 | Solar PV | [5 empty] | Non-Fossil | G | 2025 | Solar |  | 0 | 0 | 0 | 0 | 0 | 0 | 0 | 0 | 0 | 0 | 0 | 0 | 0 | 0 | 0 | 0 | 0.21038 | 0.39031 | 0.60496 | 1.2056 | 0 | 0 | 0 | 0 | 0 | 0 | 0 | 0 | 0 | 0 | 0 | 0 | 0 | 0 | 0 | 0 | 0 | 0 | 0 | 0 | 0.018064 | 0 | 0 | 0 | 0 | 0 | 0 | 0 | 0 | 0 | 0.5
57900_G_S48B | WECC_SCE | California | 6 | San Bernardino | 71 | 57900 | S48B | Solar Photovoltaic Project #48 | 0 | 2015 | 9999 | Solar PV | [5 empty] | Non-Fossil | G | 2025 | Solar |  | 0 | 0 | 0 | 0 | 0 | 0 | 0 | 0 | 0 | 0 | 0 | 0 | 0 | 0 | 0 | 0 | 0.21038 | 0.39031 | 0.60496 | 1.2056 | 0 | 0 | 0 | 0 | 0 | 0 | 0 | 0 | 0 | 0 | 0 | 0 | 0 | 0 | 0 | 0 | 0 | 0 | 0 | 0 | 0.018064 | 0 | 0 | 0 | 0 | 0 | 0 | 0 | 0 | 0 | 0.5
57900_G_S48A | WECC_SCE | California | 6 | San Bernardino | 71 | 57900 | S48A | Solar Photovoltaic Project #48 | 0 | 2015 | 9999 | Solar PV | [5 empty] | Non-Fossil | G | 2025 | Solar |  | 0 | 0 | 0 | 0 | 0 | 0 | 0 | 0 | 0 | 0 | 0 | 0 | 0 | 0 | 0 | 0 | 0.21038 | 0.39031 | 0.60496 | 1.2056 | 0 | 0 | 0 | 0 | 0 | 0 | 0 | 0 | 0 | 0 | 0 | 0 | 0 | 0 | 0 | 0 | 0 | 0 | 0 | 0 | 0.018064 | 0 | 0 | 0 | 0 | 0 | 0 | 0 | 0 | 0 | 0.5
579_G_1 | NY_Z_G-I | New York | 36 | Ulster | 111 | 579 | 1 | Central Hudson High Falls | 0 | 1986 | 9999 | Hydro | [5 empty] | Non-Fossil | G | 2025 | Hydro |  | 0 | 0 | 0 | 0 | 0 | 0 | 0 | 0 | 0 | 0 | 0 | 0 | 0 | 0 | 0 | 0 | 2.3691 | 3.1638 | 3.8542 | 9.3871 | 0 | 0 | 0 | 0 | 0 | 0 | 0 | 0 | 0 | 0 | 0 | 0 | 0 | 0 | 0 | 0 | 0 | 0 | 0 | 0 | 0.047646 | 0.0063017 | 0.0084157 | 0.010252 | 0.02497 | 0 | 0 | 0 | 0 | 0 | 3.2
57899_G_8 | WECC_UT | Utah | 49 | Washington | 53 | 57899 | 8 | Hurricane City Power | 12520 | 2007 | 9999 | Combustion Turbine | [5 empty] | Fossil | G | 2025 | Oil |  | 0 | 0 | 0 | 0 | 0 | 0 | 0 | 0 | 0 | 0 | 0 | 0 | 0 | 0 | 0 | 0 | 0 | 0 | 0 | 0 | 0 | 0 | 0 | 0 | 0 | 0 | 0 | 0 | 0 | 0 | 0 | 0 | 0 | 0 | 0 | 0 | 0 | 0 | 0 | 0 | 0.03553 | 0 | 0 | 0 | 0 | 0 | 0 | 0 | 0 | 0 | 1.9
57899_G_7 | WECC_UT | Utah | 49 | Washington | 53 | 57899 | 7 | Hurricane City Power | 12520 | 2007 | 9999 | Combustion Turbine | [5 empty] | Fossil | G | 2025 | Oil |  | 0 | 0 | 0 | 0 | 0 | 0 | 0 | 0 | 0 | 0 | 0 | 0 | 0 | 0 | 0 | 0 | 0 | 0 | 0 | 0 | 0 | 0 | 0 | 0 | 0 | 0 | 0 | 0 | 0 | 0 | 0 | 0 | 0 | 0 | 0 | 0 | 0 | 0 | 0 | 0 | 0.03553 | 0 | 0 | 0 | 0 | 0 | 0 | 0 | 0 | 0 | 1.9
57899_G_6 | WECC_UT | Utah | 49 | Washington | 53 | 57899 | 6 | Hurricane City Power | 12520 | 2006 | 9999 | Combustion Turbine | [5 empty] | Fossil | G | 2025 | Oil |  | 0 | 0 | 0 | 0 | 0 | 0 | 0 | 0 | 0 | 0 | 0 | 0 | 0 | 0 | 0 | 0 | 0 | 0 | 0 | 0 | 0 | 0 | 0 | 0 | 0 | 0 | 0 | 0 | 0 | 0 | 0 | 0 | 0 | 0 | 0 | 0 | 0 | 0 | 0 | 0 | 0.03553 | 0 | 0 | 0 | 0 | 0 | 0 | 0 | 0 | 0 | 1.9
57899_G_5 | WECC_UT | Utah | 49 | Washington | 53 | 57899 | 5 | Hurricane City Power | 12520 | 2004 | 9999 | Combustion Turbine | [5 empty] | Fossil | G | 2025 | Oil |  | 0 | 0 | 0 | 0 | 0 | 0 | 0 | 0 | 0 | 0 | 0 | 0 | 0 | 0 | 0 | 0 | 0 | 0 | 0 | 0 | 0 | 0 | 0 | 0 | 0 | 0 | 0 | 0 | 0 | 0 | 0 | 0 | 0 | 0 | 0 | 0 | 0 | 0 | 0 | 0 | 0.03553 | 0 | 0 | 0 | 0 | 0 | 0 | 0 | 0 | 0 | 1.9
57899_G_4 | WECC_UT | Utah | 49 | Washington | 53 | 57899 | 4 | Hurricane City Power | 12482 | 2004 | 9999 | Combustion Turbine | [5 empty] | Fossil | G | 2025 | Oil |  | 0 | 0 | 0 | 0 | 0 | 0 | 0 | 0 | 0 | 0 | 0 | 0 | 0 | 0 | 0 | 0 | 0 | 0 | 0 | 0 | 0 | 0 | 0 | 0 | 0 | 0 | 0 | 0 | 0 | 0 | 0 | 0 | 0 | 0 | 0 | 0 | 0 | 0 | 0 | 0 | 0.03553 | 0 | 0 | 0 | 0 | 0 | 0 | 0 | 0 | 0 | 1.9
57899_G_3 | WECC_UT | Utah | 49 | Washington | 53 | 57899 | 3 | Hurricane City Power | 23539 | 1999 | 9999 | Combustion Turbine | [5 empty] | Fossil | G | 2025 | Oil |  | 0 | 0 | 0 | 0 | 0 | 0 | 0 | 0 | 0 | 0 | 0 | 0 | 0 | 0 | 0 | 0 | 0 | 0 | 0 | 0 | 0 | 0 | 0 | 0 | 0 | 0 | 0 | 0 | 0 | 0 | 0 | 0 | 0 | 0 | 0 | 0 | 0 | 0 | 0 | 0 | 0.02992 | 0 | 0 | 0 | 0 | 0 | 0 | 0 | 0 | 0 | 1.6
57899_G_2 | WECC_UT | Utah | 49 | Washington | 53 | 57899 | 2 | Hurricane City Power | 23539 | 1999 | 9999 | Combustion Turbine | [5 empty] | Fossil | G | 2025 | Oil |  | 0 | 0 | 0 | 0 | 0 | 0 | 0 | 0 | 0 | 0 | 0 | 0 | 0 | 0 | 0 | 0 | 0 | 0 | 0 | 0 | 0 | 0 | 0 | 0 | 0 | 0 | 0 | 0 | 0 | 0 | 0 | 0 | 0 | 0 | 0 | 0 | 0 | 0 | 0 | 0 | 0.02992 | 0 | 0 | 0 | 0 | 0 | 0 | 0 | 0 | 0 | 1.6
57899_G_1 | WECC_UT | Utah | 49 | Washington | 53 | 57899 | 1 | Hurricane City Power | 23454 | 2001 | 9999 | Combustion Turbine | [5 empty] | Fossil | G | 2025 | Oil |  | 0 | 0 | 0 | 0 | 0 | 0 | 0 | 0 | 0 | 0 | 0 | 0 | 0 | 0 | 0 | 0 | 0 | 0 | 0 | 0 | 0 | 0 | 0 | 0 | 0 | 0 | 0 | 0 | 0 | 0 | 0 | 0 | 0 | 0 | 0 | 0 | 0 | 0 | 0 | 0 | 0.02992 | 0 | 0 | 0 | 0 | 0 | 0 | 0 | 0 | 0 | 1.6
57898_B_BLR5 | FRCC | Florida | 12 | Palm Beach | 99 | 57898 | BLR5 | Palm Beach Renewable Energy Facility 2 | 13648 | 2015 | 9999 | Municipal Solid Waste |  |  | Bag House + Dry Scrubber + SCR + ACI | LA + OFA | Dry Scrubber | Non-Fossil | B | 2025 | MSW |  | 0.60539 | 0.76375 | 0.96943 | 2.3386 | 0 | 0 | 0 | 0 | 0 | 0 | 0 | 0 | 0 | 0 | 0 | 0 | 44.3576 | 55.9608 | 71.0311 | 171.3495 | 27.8178 | 35.0945 | 44.5454 | 107.4576 | 0.0017399 | 0.002195 | 0.0027861 | 0.0067211 | 0.14242 | 0.17968 | 0.03393 | 0.35604 | 0.010594 | 0.013366 | 0.016965 | 0.040925 | 0 | 0 | 0 | 0 | 6.5714 | 0.29006 | 0.36593 | 0.46448 | 1.1205 | 0 | 0 | 0 | 0 | 0 | 28 | Scrubber / SCR / Mercury Control | Dry Scrubber
57898_B_BLR4 | FRCC | Florida | 12 | Palm Beach | 99 | 57898 | BLR4 | Palm Beach Renewable Energy Facility 2 | 13648 | 2015 | 9999 | Municipal Solid Waste |  |  | Bag House + Dry Scrubber + SCR + ACI | LA + OFA | Dry Scrubber | Non-Fossil | B | 2025 | MSW |  | 0.60539 | 0.76375 | 0.96943 | 2.3386 | 0 | 0 | 0 | 0 | 0 | 0 | 0 | 0 | 0 | 0 | 0 | 0 | 44.3576 | 55.9608 | 71.0311 | 171.3495 | 27.8178 | 35.0945 | 44.5454 | 107.4576 | 0.0017399 | 0.002195 | 0.0027861 | 0.0067211 | 0.14242 | 0.17968 | 0.03393 | 0.35604 | 0.010594 | 0.013366 | 0.016965 | 0.040925 | 0 | 0 | 0 | 0 | 6.5714 | 0.29006 | 0.36593 | 0.46448 | 1.1205 | 0 | 0 | 0 | 0 | 0 | 28 | Scrubber / SCR / Mercury Control | Dry Scrubber
57898_B_BLR3 | FRCC | Florida | 12 | Palm Beach | 99 | 57898 | BLR3 | Palm Beach Renewable Energy Facility 2 | 13648 | 2015 | 9999 | Municipal Solid Waste |  |  | Bag House + Dry Scrubber + SCR + ACI | LA + OFA | Dry Scrubber | Non-Fossil | B | 2025 | MSW |  | 0.60539 | 0.76375 | 0.96943 | 2.3386 | 0 | 0 | 0 | 0 | 0 | 0 | 0 | 0 | 0 | 0 | 0 | 0 | 44.3576 | 55.9608 | 71.0311 | 171.3495 | 27.8178 | 35.0945 | 44.5454 | 107.4576 | 0.0017399 | 0.002195 | 0.0027861 | 0.0067211 | 0.14242 | 0.17968 | 0.03393 | 0.35604 | 0.010594 | 0.013366 | 0.016965 | 0.040925 | 0 | 0 | 0 | 0 | 6.5714 | 0.29006 | 0.36593 | 0.46448 | 1.1205 | 0 | 0 | 0 | 0 | 0 | 28 | Scrubber / SCR / Mercury Control | Dry Scrubber
57897_G_UNT4 | PJM_Dom | Virginia | 51 | Henrico | 87 | 57897 | UNT4 | Richmond Energy | 13500 | 2012 | 9999 | Landfill Gas | [5 empty] | Non-Fossil | G | 2025 | LF Gas |  | 0.016066 | 0.021302 | 0.029061 | 0.066429 | 0 | 0 | 0 | 0 | 0 | 0 | 0 | 0 | 0 | 0 | 0 | 0 | 1.1901 | 1.5779 | 2.1527 | 4.9207 | 0.92586 | 1.2276 | 1.6748 | 3.8282 | 0 | 0 | 0 | 0 | 0.0048198 | 0.0063905 | 0.0087184 | 0.019929 | 0 | 0 | 0 | 0 | 0 | 0 | 0 | 0 | 0.37551 | 0.007782 | 0.010318 | 0.014077 | 0.032177 | 0 | 0 | 0 | 0 | 0 | 1.6
57897_G_UNT3 | PJM_Dom | Virginia | 51 | Henrico | 87 | 57897 | UNT3 | Richmond Energy | 13500 | 2012 | 9999 | Landfill Gas | [5 empty] | Non-Fossil | G | 2025 | LF Gas |  | 0.016066 | 0.021302 | 0.029061 | 0.066429 | 0 | 0 | 0 | 0 | 0 | 0 | 0 | 0 | 0 | 0 | 0 | 0 | 1.1901 | 1.5779 | 2.1527 | 4.9207 | 0.92586 | 1.2276 | 1.6748 | 3.8282 | 0 | 0 | 0 | 0 | 0.0048198 | 0.0063905 | 0.0087184 | 0.019929 | 0 | 0 | 0 | 0 | 0 | 0 | 0 | 0 | 0.37551 | 0.007782 | 0.010318 | 0.014077 | 0.032177 | 0 | 0 | 0 | 0 | 0 | 1.6
57897_G_UNT2 | PJM_Dom | Virginia | 51 | Henrico | 87 | 57897 | UNT2 | Richmond Energy | 13500 | 2012 | 9999 | Landfill Gas | [5 empty] | Non-Fossil | G | 2025 | LF Gas |  | 0.016066 | 0.021302 | 0.029061 | 0.066429 | 0 | 0 | 0 | 0 | 0 | 0 | 0 | 0 | 0 | 0 | 0 | 0 | 1.1901 | 1.5779 | 2.1527 | 4.9207 | 0.92586 | 1.2276 | 1.6748 | 3.8282 | 0 | 0 | 0 | 0 | 0.0048198 | 0.0063905 | 0.0087184 | 0.019929 | 0 | 0 | 0 | 0 | 0 | 0 | 0 | 0 | 0.37551 | 0.007782 | 0.010318 | 0.014077 | 0.032177 | 0 | 0 | 0 | 0 | 0 | 1.6
57897_G_UNT1 | PJM_Dom | Virginia | 51 | Henrico | 87 | 57897 | UNT1 | Richmond Energy | 13500 | 2012 | 9999 | Landfill Gas | [5 empty] | Non-Fossil | G | 2025 | LF Gas |  | 0.016066 | 0.021302 | 0.029061 | 0.066429 | 0 | 0 | 0 | 0 | 0 | 0 | 0 | 0 | 0 | 0 | 0 | 0 | 1.1901 | 1.5779 | 2.1527 | 4.9207 | 0.92586 | 1.2276 | 1.6748 | 3.8282 | 0 | 0 | 0 | 0 | 0.0048198 | 0.0063905 | 0.0087184 | 0.019929 | 0 | 0 | 0 | 0 | 0 | 0 | 0 | 0 | 0.37551 | 0.007782 | 0.010318 | 0.014077 | 0.032177 | 0 | 0 | 0 | 0 | 0 | 1.6
57896_G_UNT2 | S_VACA | North Carolina | 37 | Cabarrus | 25 | 57896 | UNT2 | Concord Energy | 17722 | 2012 | 9999 | Landfill Gas | [5 empty] | Non-Fossil | G | 2025 | LF Gas |  | 0.11623 | 0.13058 | 0.2051 | 0.45192 | 0 | 0 | 0 | 0 | 0 | 0 | 0 | 0 | 0 | 0 | 0 | 0 | 6.5585 | 7.3685 | 11.5733 | 25.5003 | 6.6982 | 7.5255 | 11.8198 | 26.0434 | 0 | 0 | 0 | 0 | 0.013995 | 0.015724 | 0.024696 | 0.054415 | 0 | 0 | 0 | 0 | 0 | 0 | 0 | 0 | 0.9153 | 0.042887 | 0.048183 | 0.075679 | 0.16675 | 0 | 0 | 0 | 0 | 0 | 3.9
57896_G_UNT1 | S_VACA | North Carolina | 37 | Cabarrus | 25 | 57896 | UNT1 | Concord Energy | 17721 | 2012 | 9999 | Landfill Gas | [5 empty] | Non-Fossil | G | 2025 | LF Gas |  | 0.11622 | 0.13058 | 0.20509 | 0.45189 | 0 | 0 | 0 | 0 | 0 | 0 | 0 | 0 | 0 | 0 | 0 | 0 | 6.5585 | 7.3685 | 11.5733 | 25.5003 | 6.6978 | 7.525 | 11.8191 | 26.042 | 0 | 0 | 0 | 0 | 0.013994 | 0.015723 | 0.024695 | 0.054412 | 0 | 0 | 0 | 0 | 0 | 0 | 0 | 0 | 0.9153 | 0.042887 | 0.048183 | 0.075679 | 0.16675 | 0 | 0 | 0 | 0 | 0 | 3.9
57893_G_LFG1 | PJM_West | Virginia | 51 | Henry | 89 | 57893 | LFG1 | Martinsville LFG Generator | 13500 | 2012 | 9999 | Landfill Gas | [5 empty] | Non-Fossil | G | 2025 | LF Gas |  | 0.011149 | 0.014925 | 0.019602 | 0.045676 | 0 | 0 | 0 | 0 | 0 | 0 | 0 | 0 | 0 | 0 | 0 | 0 | 0.82585 | 1.1056 | 1.452 | 3.3834 | 0.6425 | 0.86013 | 1.1296 | 2.6323 | 0 | 0 | 0 | 0 | 0.0033446 | 0.0044775 | 0.0058805 | 0.013703 | 0 | 0 | 0 | 0 | 0 | 0 | 0 | 0 | 0.23469 | 0.0054003 | 0.0072295 | 0.0094946 | 0.022124 | 0 | 0 | 0 | 0 | 0 | 1
57892_G_1 | WEC_CALN | California | 6 | Fresno | 19 | 57892 | 1 | Gates Solar Station | 0 | 2013 | 9999 | Solar PV | [5 empty] | Non-Fossil | G | 2025 | Solar |  | 0 | 0 | 0 | 0 | 0 | 0 | 0 | 0 | 0 | 0 | 0 | 0 | 0 | 0 | 0 | 0 | 7.5037 | 14.9373 | 24.4904 | 46.9314 | 0 | 0 | 0 | 0 | 0 | 0 | 0 | 0 | 0 | 0 | 0 | 0 | 0 | 0 | 0 | 0 | 0 | 0 | 0 | 0 | 0.63983 | 0 | 0 | 0 | 0 | 0 | 0 | 0 | 0 | 0 | 19.9809
57891_G_1 | WEC_CALN | California | 6 | Kings | 31 | 57891 | 1 | Guernsey Solar Station | 0 | 2013 | 9999 | Solar PV | [5 empty] | Non-Fossil | G | 2025 | Solar |  | 0 | 0 | 0 | 0 | 0 | 0 | 0 | 0 | 0 | 0 | 0 | 0 | 0 | 0 | 0 | 0 | 7.5037 | 14.9373 | 24.4904 | 46.9314 | 0 | 0 | 0 | 0 | 0 | 0 | 0 | 0 | 0 | 0 | 0 | 0 | 0 | 0 | 0 | 0 | 0 | 0 | 0 | 0 | 0.63983 | 0 | 0 | 0 | 0 | 0 | 0 | 0 | 0 | 0 | 19.9809
57890_G_1 | WECC_ID | Idaho | 16 | Bonneville | 19 | 57890 | 1 | Horse Butte Wind I, LLC | 0 | 2012 | 9999 | Onshore Wind | [5 empty] | Non-Fossil | G | 2025 | Wind |  | 0 | 0 | 0 | 0 | 0 | 0 | 0 | 0 | 0 | 0 | 0 | 0 | 0 | 0 | 0 | 0 | 39.1666 | 58.1448 | 53.4443 | 150.7558 | 0 | 0 | 0 | 0 | 0 | 0 | 0 | 0 | 0 | 0 | 0 | 0 | 0 | 0 | 0 | 0 | 0 | 0 | 0 | 0 | 2.0963 | 0 | 0 | 0 | 0 | 0 | 0 | 0 | 0 | 0 | 57.6
57889_G_NOVII | SPP_SPS | Oklahoma | 40 | Texas | 139 | 57889 | NOVII | KODE Novus II | 0 | 2012 | 9999 | Onshore Wind | [5 empty] | Non-Fossil | G | 2025 | Wind |  | 0 | 0 | 0 | 0 | 0 | 0 | 0 | 0 | 0 | 0 | 0 | 0 | 0 | 0 | 0 | 0 | 31.0463 | 46.0543 | 50.8842 | 127.9849 | 0 | 0 | 0 | 0 | 0 | 0 | 0 | 0 | 0 | 0 | 0 | 0 | 0 | 0 | 0 | 0 | 0 | 0 | 0 | 0 | 1.1271 | 0 | 0 | 0 | 0 | 0 | 0 | 0 | 0 | 0 | 40
57888_G_1 | MIS_LMI | Michigan | 26 | Huron | 63 | 57888 | 1 | Harvest 2 | 0 | 2012 | 9999 | Onshore Wind | [5 empty] | Non-Fossil | G | 2025 | Wind |  | 0 | 0 | 0 | 0 | 0 | 0 | 0 | 0 | 0 | 0 | 0 | 0 | 0 | 0 | 0 | 0 | 58.8978 | 73.9653 | 55.6867 | 188.5498 | 0 | 0 | 0 | 0 | 0 | 0 | 0 | 0 | 0 | 0 | 0 | 0 | 0 | 0 | 0 | 0 | 0 | 0 | 0 | 0 | 2.3491 | 0 | 0 | 0 | 0 | 0 | 0 | 0 | 0 | 0 | 59.4
57887_G_1 | SPP_SPS | New Mexico | 35 | Lea | 25 | 57887 | 1 | Wildcat Wind | 0 | 2012 | 9999 | Onshore Wind | [5 empty] | Non-Fossil | G | 2025 | Wind |  | 0 | 0 | 0 | 0 | 0 | 0 | 0 | 0 | 0 | 0 | 0 | 0 | 0 | 0 | 0 | 0 | 25.3181 | 35.4933 | 37.2726 | 98.0841 | 0 | 0 | 0 | 0 | 0 | 0 | 0 | 0 | 0 | 0 | 0 | 0 | 0 | 0 | 0 | 0 | 0 | 0 | 0 | 0 | 0.76923 | 0 | 0 | 0 | 0 | 0 | 0 | 0 | 0 | 0 | 27.3
57886_G_DI4 | S_VACA | South Carolina | 45 | Union | 87 | 57886 | DI4 | City West Diesel Plant | 10745 | 2011 | 9999 | Combustion Turbine | [5 empty] | Fossil | G | 2025 | Oil |  | 0 | 0 | 0 | 0 | 0 | 0 | 0 | 0 | 0 | 0 | 0 | 0 | 0 | 0 | 0 | 0 | 0 | 0 | 0 | 0 | 0 | 0 | 0 | 0 | 0 | 0 | 0 | 0 | 0 | 0 | 0 | 0 | 0 | 0 | 0 | 0 | 0 | 0 | 0 | 0 | 0.03366 | 0 | 0 | 0 | 0 | 0 | 0 | 0 | 0 | 0 | 1.8
57886_G_DI3 | S_VACA | South Carolina | 45 | Union | 87 | 57886 | DI3 | City West Diesel Plant | 10745 | 2011 | 9999 | Combustion Turbine | [5 empty] | Fossil | G | 2025 | Oil |  | 0 | 0 | 0 | 0 | 0 | 0 | 0 | 0 | 0 | 0 | 0 | 0 | 0 | 0 | 0 | 0 | 0 | 0 | 0 | 0 | 0 | 0 | 0 | 0 | 0 | 0 | 0 | 0 | 0 | 0 | 0 | 0 | 0 | 0 | 0 | 0 | 0 | 0 | 0 | 0 | 0.03366 | 0 | 0 | 0 | 0 | 0 | 0 | 0 | 0 | 0 | 1.8
57886_G_DI2 | S_VACA | South Carolina | 45 | Union | 87 | 57886 | DI2 | City West Diesel Plant | 10745 | 2011 | 9999 | Combustion Turbine | [5 empty] | Fossil | G | 2025 | Oil |  | 0 | 0 | 0 | 0 | 0 | 0 | 0 | 0 | 0 | 0 | 0 | 0 | 0 | 0 | 0 | 0 | 0 | 0 | 0 | 0 | 0 | 0 | 0 | 0 | 0 | 0 | 0 | 0 | 0 | 0 | 0 | 0 | 0 | 0 | 0 | 0 | 0 | 0 | 0 | 0 | 0.03366 | 0 | 0 | 0 | 0 | 0 | 0 | 0 | 0 | 0 | 1.8
57886_G_DI1 | S_VACA | South Carolina | 45 | Union | 87 | 57886 | DI1 | City West Diesel Plant | 10745 | 2011 | 9999 | Combustion Turbine | [5 empty] | Fossil | G | 2025 | Oil |  | 0 | 0 | 0 | 0 | 0 | 0 | 0 | 0 | 0 | 0 | 0 | 0 | 0 | 0 | 0 | 0 | 0 | 0 | 0 | 0 | 0 | 0 | 0 | 0 | 0 | 0 | 0 | 0 | 0 | 0 | 0 | 0 | 0 | 0 | 0 | 0 | 0 | 0 | 0 | 0 | 0.03366 | 0 | 0 | 0 | 0 | 0 | 0 | 0 | 0 | 0 | 1.8
57885_G_LFG1 | S_VACA | South Carolina | 45 | Spartanburg | 83 | 57885 | LFG1 | Wellford Renewable Energy Plant | 13500 | 2011 | 9999 | Landfill Gas | [5 empty] | Non-Fossil | G | 2025 | LF Gas |  | 0.023504 | 0.030635 | 0.036865 | 0.091003 | 0 | 0 | 0 | 0 | 0 | 0 | 0 | 0 | 0 | 0 | 0 | 0 | 1.741 | 2.2693 | 2.7307 | 6.741 | 1.3545 | 1.7655 | 2.1245 | 5.2444 | 0 | 0 | 0 | 0 | 0.0028301 | 0.0036888 | 0.0044389 | 0.010958 | 0 | 0 | 0 | 0 | 0 | 0 | 0 | 0 | 0.37551 | 0.011385 | 0.014839 | 0.017856 | 0.04408 | 0 | 0 | 0 | 0 | 0 | 1.6
57884_G_G-902 | MIS_WOTA | Louisiana | 22 | Calcasieu | 19 | 57884 | G-902 | Lake Charles Polymers | 11118 | 2011 | 9999 | Combustion Turbine | [5 empty] | Fossil | G | 2025 | NaturalGas |  | 0 | 0 | 0.004103 | 0.004103 | 0 | 0 | 0 | 0 | 0 | 0 | 0 | 0 | 0 | 0 | 0 | 0 | 0 | 0 | 0.36904 | 0.36904 | 0 | 0 | 0.24019 | 0.24019 | 0 | 0 | 2.8723e-10 | 2.8723e-10 | 0 | 0 | 0.0016261 | 0.0016261 | 0 | 0 | 0 | 0 | 0 | 0 | 0 | 0 | 0.1496 | 0 | 0 | 0.0055494 | 0.0055494 | 0 | 0 | 0.015373 | 0.015373 | 0 | 8
57884_G_G-901 | MIS_WOTA | Louisiana | 22 | Calcasieu | 19 | 57884 | G-901 | Lake Charles Polymers | 11118 | 2011 | 9999 | Combustion Turbine | [5 empty] | Fossil | G | 2025 | NaturalGas |  | 0 | 0 | 0.004103 | 0.004103 | 0 | 0 | 0 | 0 | 0 | 0 | 0 | 0 | 0 | 0 | 0 | 0 | 0 | 0 | 0.36904 | 0.36904 | 0 | 0 | 0.24019 | 0.24019 | 0 | 0 | 2.8723e-10 | 2.8723e-10 | 0 | 0 | 0.0016261 | 0.0016261 | 0 | 0 | 0 | 0 | 0 | 0 | 0 | 0 | 0.1496 | 0 | 0 | 0.0055494 | 0.0055494 | 0 | 0 | 0.015373 | 0.015373 | 0 | 8
57884_G_G-900 | MIS_WOTA | Louisiana | 22 | Calcasieu | 19 | 57884 | G-900 | Lake Charles Polymers | 12445 | 2011 | 9999 | Combustion Turbine | [5 empty] | Fossil | G | 2025 | NaturalGas |  | 0 | 0 | 0 | 0 | 0 | 0 | 0 | 0 | 0 | 0 | 0 | 0 | 0 | 0 | 0 | 0 | 0 | 0 | 0 | 0 | 0 | 0 | 0 | 0 | 0 | 0 | 0 | 0 | 0 | 0 | 0 | 0 | 0 | 0 | 0 | 0 | 0 | 0 | 0 | 0 | 0.23375 | 0 | 0 | 0 | 0 | 0 | 0 | 0 | 0 | 0 | 12.5
57883_G_GEN1 | WECC_AZ | Arizona | 4 | Maricopa | 13 | 57883 | GEN1 | Queen Creek Solar Farm | 0 | 2012 | 9999 | Solar PV | [5 empty] | Non-Fossil | G | 2025 | Solar |  | 0 | 0 | 0 | 0 | 0 | 0 | 0 | 0 | 0 | 0 | 0 | 0 | 0 | 0 | 0 | 0 | 8.3721 | 15.1053 | 21.8768 | 45.3542 | 0 | 0 | 0 | 0 | 0 | 0 | 0 | 0 | 0 | 0 | 0 | 0 | 0 | 0 | 0 | 0 | 0 | 0 | 0 | 0 | 0.83763 | 0 | 0 | 0 | 0 | 0 | 0 | 0 | 0 | 0 | 18.5562
57882_G_BSH1 | WECC_PNW | Oregon | 41 | Clackamas | 5 | 57882 | BSH1 | Baldock Solar Highway | 0 | 2012 | 9999 | Solar PV | [5 empty] | Non-Fossil | G | 2025 | Solar |  | 0 | 0 | 0 | 0 | 0 | 0 | 0 | 0 | 0 | 0 | 0 | 0 | 0 | 0 | 0 | 0 | 0.40891 | 0.90702 | 1.4057 | 2.7216 | 0 | 0 | 0 | 0 | 0 | 0 | 0 | 0 | 0 | 0 | 0 | 0 | 0 | 0 | 0 | 0 | 0 | 0 | 0 | 0 | 0.042651 | 0 | 0 | 0 | 0 | 0 | 0 | 0 | 0 | 0 | 1.524
57881_G_22 | SPP_WAUE | North Dakota | 38 | Williams | 105 | 57881 | 22 | Pioneer Generating Station | 10745 | 2017 | 9999 | Combustion Turbine | [5 empty] | Fossil | G | 2025 | NaturalGas |  | 0 | 0 | 0.01982 | 0.01982 | 0 | 0 | 0 | 0 | 0 | 0 | 0 | 0 | 0 | 0 | 0 | 0 | 0 | 0 | 1.8446 | 1.8446 | 0 | 0 | 1.1602 | 1.1602 | 0 | 0 | 1.3879e-09 | 1.3879e-09 | 0 | 0 | 0.0078551 | 0.0078551 | 0 | 0 | 0 | 0 | 0 | 0 | 0 | 0 | 0.17391 | 0 | 0 | 0.023856 | 0.023856 | 0 | 0 | 0.066333 | 0.066333 | 0 | 9.3
57881_G_21 | SPP_WAUE | North Dakota | 38 | Williams | 105 | 57881 | 21 | Pioneer Generating Station | 10745 | 2017 | 9999 | Combustion Turbine | [5 empty] | Fossil | G | 2025 | NaturalGas |  | 0 | 0 | 0.01982 | 0.01982 | 0 | 0 | 0 | 0 | 0 | 0 | 0 | 0 | 0 | 0 | 0 | 0 | 0 | 0 | 1.8446 | 1.8446 | 0 | 0 | 1.1602 | 1.1602 | 0 | 0 | 1.3879e-09 | 1.3879e-09 | 0 | 0 | 0.0078551 | 0.0078551 | 0 | 0 | 0 | 0 | 0 | 0 | 0 | 0 | 0.17391 | 0 | 0 | 0.023856 | 0.023856 | 0 | 0 | 0.066333 | 0.066333 | 0 | 9.3
57881_G_20 | SPP_WAUE | North Dakota | 38 | Williams | 105 | 57881 | 20 | Pioneer Generating Station | 10745 | 2017 | 9999 | Combustion Turbine | [5 empty] | Fossil | G | 2025 | NaturalGas |  | 0 | 0 | 0.01982 | 0.01982 | 0 | 0 | 0 | 0 | 0 | 0 | 0 | 0 | 0 | 0 | 0 | 0 | 0 | 0 | 1.8446 | 1.8446 | 0 | 0 | 1.1602 | 1.1602 | 0 | 0 | 1.3879e-09 | 1.3879e-09 | 0 | 0 | 0.0078551 | 0.0078551 | 0 | 0 | 0 | 0 | 0 | 0 | 0 | 0 | 0.17391 | 0 | 0 | 0.023856 | 0.023856 | 0 | 0 | 0.066333 | 0.066333 | 0 | 9.3
57881_G_19 | SPP_WAUE | North Dakota | 38 | Williams | 105 | 57881 | 19 | Pioneer Generating Station | 10745 | 2017 | 9999 | Combustion Turbine | [5 empty] | Fossil | G | 2025 | NaturalGas |  | 0 | 0 | 0.01982 | 0.01982 | 0 | 0 | 0 | 0 | 0 | 0 | 0 | 0 | 0 | 0 | 0 | 0 | 0 | 0 | 1.8446 | 1.8446 | 0 | 0 | 1.1602 | 1.1602 | 0 | 0 | 1.3879e-09 | 1.3879e-09 | 0 | 0 | 0.0078551 | 0.0078551 | 0 | 0 | 0 | 0 | 0 | 0 | 0 | 0 | 0.17391 | 0 | 0 | 0.023856 | 0.023856 | 0 | 0 | 0.066333 | 0.066333 | 0 | 9.3
57881_G_18 | SPP_WAUE | North Dakota | 38 | Williams | 105 | 57881 | 18 | Pioneer Generating Station | 10745 | 2017 | 9999 | Combustion Turbine | [5 empty] | Fossil | G | 2025 | NaturalGas |  | 0 | 0 | 0.01982 | 0.01982 | 0 | 0 | 0 | 0 | 0 | 0 | 0 | 0 | 0 | 0 | 0 | 0 | 0 | 0 | 1.8446 | 1.8446 | 0 | 0 | 1.1602 | 1.1602 | 0 | 0 | 1.3879e-09 | 1.3879e-09 | 0 | 0 | 0.0078551 | 0.0078551 | 0 | 0 | 0 | 0 | 0 | 0 | 0 | 0 | 0.17391 | 0 | 0 | 0.023856 | 0.023856 | 0 | 0 | 0.066333 | 0.066333 | 0 | 9.3
57881_G_17 | SPP_WAUE | North Dakota | 38 | Williams | 105 | 57881 | 17 | Pioneer Generating Station | 10745 | 2017 | 9999 | Combustion Turbine | [5 empty] | Fossil | G | 2025 | NaturalGas |  | 0 | 0 | 0.01982 | 0.01982 | 0 | 0 | 0 | 0 | 0 | 0 | 0 | 0 | 0 | 0 | 0 | 0 | 0 | 0 | 1.8446 | 1.8446 | 0 | 0 | 1.1602 | 1.1602 | 0 | 0 | 1.3879e-09 | 1.3879e-09 | 0 | 0 | 0.0078551 | 0.0078551 | 0 | 0 | 0 | 0 | 0 | 0 | 0 | 0 | 0.17391 | 0 | 0 | 0.023856 | 0.023856 | 0 | 0 | 0.066333 | 0.066333 | 0 | 9.3
57881_G_16 | SPP_WAUE | North Dakota | 38 | Williams | 105 | 57881 | 16 | Pioneer Generating Station | 10745 | 2017 | 9999 | Combustion Turbine | [5 empty] | Fossil | G | 2025 | NaturalGas |  | 0 | 0 | 0.01982 | 0.01982 | 0 | 0 | 0 | 0 | 0 | 0 | 0 | 0 | 0 | 0 | 0 | 0 | 0 | 0 | 1.8446 | 1.8446 | 0 | 0 | 1.1602 | 1.1602 | 0 | 0 | 1.3879e-09 | 1.3879e-09 | 0 | 0 | 0.0078551 | 0.0078551 | 0 | 0 | 0 | 0 | 0 | 0 | 0 | 0 | 0.17391 | 0 | 0 | 0.023856 | 0.023856 | 0 | 0 | 0.066333 | 0.066333 | 0 | 9.3
57881_G_15 | SPP_WAUE | North Dakota | 38 | Williams | 105 | 57881 | 15 | Pioneer Generating Station | 10745 | 2017 | 9999 | Combustion Turbine | [5 empty] | Fossil | G | 2025 | NaturalGas |  | 0 | 0 | 0.01982 | 0.01982 | 0 | 0 | 0 | 0 | 0 | 0 | 0 | 0 | 0 | 0 | 0 | 0 | 0 | 0 | 1.8446 | 1.8446 | 0 | 0 | 1.1602 | 1.1602 | 0 | 0 | 1.3879e-09 | 1.3879e-09 | 0 | 0 | 0.0078551 | 0.0078551 | 0 | 0 | 0 | 0 | 0 | 0 | 0 | 0 | 0.17391 | 0 | 0 | 0.023856 | 0.023856 | 0 | 0 | 0.066333 | 0.066333 | 0 | 9.3
57881_G_14 | SPP_WAUE | North Dakota | 38 | Williams | 105 | 57881 | 14 | Pioneer Generating Station | 10745 | 2017 | 9999 | Combustion Turbine | [5 empty] | Fossil | G | 2025 | NaturalGas |  | 0 | 0 | 0.01982 | 0.01982 | 0 | 0 | 0 | 0 | 0 | 0 | 0 | 0 | 0 | 0 | 0 | 0 | 0 | 0 | 1.8446 | 1.8446 | 0 | 0 | 1.1602 | 1.1602 | 0 | 0 | 1.3879e-09 | 1.3879e-09 | 0 | 0 | 0.0078551 | 0.0078551 | 0 | 0 | 0 | 0 | 0 | 0 | 0 | 0 | 0.17391 | 0 | 0 | 0.023856 | 0.023856 | 0 | 0 | 0.066333 | 0.066333 | 0 | 9.3
57881_G_13 | SPP_WAUE | North Dakota | 38 | Williams | 105 | 57881 | 13 | Pioneer Generating Station | 10745 | 2017 | 9999 | Combustion Turbine | [5 empty] | Fossil | G | 2025 | NaturalGas |  | 0 | 0 | 0.01982 | 0.01982 | 0 | 0 | 0 | 0 | 0 | 0 | 0 | 0 | 0 | 0 | 0 | 0 | 0 | 0 | 1.8446 | 1.8446 | 0 | 0 | 1.1602 | 1.1602 | 0 | 0 | 1.3879e-09 | 1.3879e-09 | 0 | 0 | 0.0078551 | 0.0078551 | 0 | 0 | 0 | 0 | 0 | 0 | 0 | 0 | 0.17391 | 0 | 0 | 0.023856 | 0.023856 | 0 | 0 | 0.066333 | 0.066333 | 0 | 9.3
57881_G_12 | SPP_WAUE | North Dakota | 38 | Williams | 105 | 57881 | 12 | Pioneer Generating Station | 10745 | 2017 | 9999 | Combustion Turbine | [5 empty] | Fossil | G | 2025 | NaturalGas |  | 0 | 0 | 0.01982 | 0.01982 | 0 | 0 | 0 | 0 | 0 | 0 | 0 | 0 | 0 | 0 | 0 | 0 | 0 | 0 | 1.8446 | 1.8446 | 0 | 0 | 1.1602 | 1.1602 | 0 | 0 | 1.3879e-09 | 1.3879e-09 | 0 | 0 | 0.0078551 | 0.0078551 | 0 | 0 | 0 | 0 | 0 | 0 | 0 | 0 | 0.17391 | 0 | 0 | 0.023856 | 0.023856 | 0 | 0 | 0.066333 | 0.066333 | 0 | 9.3
57881_G_11 | SPP_WAUE | North Dakota | 38 | Williams | 105 | 57881 | 11 | Pioneer Generating Station | 10745 | 2017 | 9999 | Combustion Turbine | [5 empty] | Fossil | G | 2025 | NaturalGas |  | 0 | 0 | 0.01982 | 0.01982 | 0 | 0 | 0 | 0 | 0 | 0 | 0 | 0 | 0 | 0 | 0 | 0 | 0 | 0 | 1.8446 | 1.8446 | 0 | 0 | 1.1602 | 1.1602 | 0 | 0 | 1.3879e-09 | 1.3879e-09 | 0 | 0 | 0.0078551 | 0.0078551 | 0 | 0 | 0 | 0 | 0 | 0 | 0 | 0 | 0.17391 | 0 | 0 | 0.023856 | 0.023856 | 0 | 0 | 0.066333 | 0.066333 | 0 | 9.3
57881_G_03 | SPP_WAUE | North Dakota | 38 | Williams | 105 | 57881 | 03 | Pioneer Generating Station | 10745 | 2014 | 9999 | Combustion Turbine |  |  | SCR | H2O |  | Fossil | G | 2025 | NaturalGas |  | 0 | 0 | 0.069885 | 0.069885 | 0 | 0 | 0 | 0 | 0 | 0 | 0 | 0 | 0 | 0 | 0 | 0 | 0 | 0 | 6.504 | 6.504 | 0 | 0 | 4.0911 | 4.0911 | 0 | 0 | 4.8917e-09 | 4.8917e-09 | 0 | 0 | 0.00058403 | 0.00058403 | 0 | 0 | 0 | 0 | 0 | 0 | 0 | 0 | 0.82888 | 0 | 0 | 0.090115 | 0.090115 | 0 | 0 | 0.23389 | 0.23389 | 0 | 40 | SCR
57881_G_02 | SPP_WAUE | North Dakota | 38 | Williams | 105 | 57881 | 02 | Pioneer Generating Station | 10745 | 2014 | 9999 | Combustion Turbine |  |  | SCR | H2O |  | Fossil | G | 2025 | NaturalGas |  | 0 | 0 | 0.069885 | 0.069885 | 0 | 0 | 0 | 0 | 0 | 0 | 0 | 0 | 0 | 0 | 0 | 0 | 0 | 0 | 6.504 | 6.504 | 0 | 0 | 4.0911 | 4.0911 | 0 | 0 | 4.8917e-09 | 4.8917e-09 | 0 | 0 | 0.00058997 | 0.00058997 | 0 | 0 | 0 | 0 | 0 | 0 | 0 | 0 | 0.82888 | 0 | 0 | 0.090115 | 0.090115 | 0 | 0 | 0.23389 | 0.23389 | 0 | 40 | SCR
57881_G_01 | SPP_WAUE | North Dakota | 38 | Williams | 105 | 57881 | 01 | Pioneer Generating Station | 10745 | 2013 | 9999 | Combustion Turbine |  |  | SCR | H2O |  | Fossil | G | 2025 | NaturalGas |  | 0 | 0 | 0.069885 | 0.069885 | 0 | 0 | 0 | 0 | 0 | 0 | 0 | 0 | 0 | 0 | 0 | 0 | 0 | 0 | 6.504 | 6.504 | 0 | 0 | 4.0911 | 4.0911 | 0 | 0 | 4.8945e-09 | 4.8945e-09 | 0 | 0 | 0.00065209 | 0.00065209 | 0 | 0 | 0 | 0 | 0 | 0 | 0 | 0 | 0.82888 | 0 | 0 | 0.090115 | 0.090115 | 0 | 0 | 0.23389 | 0.23389 | 0 | 40 | SCR
57880_G_1 | MIS_MNWI | Minnesota | 27 | Dakota | 37 | 57880 | 1 | Eolos Wind Energy Research Field Station | 0 | 2011 | 9999 | Onshore Wind | [5 empty] | Non-Fossil | G | 2025 | Wind |  | 0 | 0 | 0 | 0 | 0 | 0 | 0 | 0 | 0 | 0 | 0 | 0 | 0 | 0 | 0 | 0 | 2.1378 | 2.9413 | 2.457 | 7.536 | 0 | 0 | 0 | 0 | 0 | 0 | 0 | 0 | 0 | 0 | 0 | 0 | 0 | 0 | 0 | 0 | 0 | 0 | 0 | 0 | 0.070442 | 0 | 0 | 0 | 0 | 0 | 0 | 0 | 0 | 0 | 2.5
57879_G_SALI | PJM_EMAC | Maryland | 24 | Wicomico | 45 | 57879 | SALI | Perdue Salisbury Photovoltaic | 0 | 2011 | 9999 | Solar PV | [5 empty] | Non-Fossil | G | 2025 | Solar |  | 0 | 0 | 0 | 0 | 0 | 0 | 0 | 0 | 0 | 0 | 0 | 0 | 0 | 0 | 0 | 0 | 0.23957 | 0.50894 | 0.90353 | 1.652 | 0 | 0 | 0 | 0 | 0 | 0 | 0 | 0 | 0 | 0 | 0 | 0 | 0 | 0 | 0 | 0 | 0 | 0 | 0 | 0 | 0.027985 | 0 | 0 | 0 | 0 | 0 | 0 | 0 | 0 | 0 | 1
57876_G_UNT1 | WEC_CALN | California | 6 | Santa Cruz | 87 | 57876 | UNT1 | Santa Cruz Energy | 13500 | 2009 | 9999 | Landfill Gas | [5 empty] | Non-Fossil | G | 2025 | LF Gas |  | 0.034001 | 0.044402 | 0.057154 | 0.13556 | 0 | 0 | 0 | 0 | 0 | 0 | 0 | 0 | 0 | 0 | 0 | 0 | 2.5186 | 3.2891 | 4.2336 | 10.0412 | 1.9594 | 2.5589 | 3.2937 | 7.812 | 0 | 0 | 0 | 0 | 0.0014763 | 0.0019279 | 0.0024816 | 0.0058859 | 0 | 0 | 0 | 0 | 0 | 0 | 0 | 0 | 0.35204 | 0.016469 | 0.021508 | 0.027684 | 0.065661 | 0 | 0 | 0 | 0 | 0 | 1.5
57875_G_MLWF | MIS_MIDA | Iowa | 19 | Adair | 1 | 57875 | MLWF | Morning Light Wind Farm | 0 | 2012 | 9999 | Onshore Wind | [5 empty] | Non-Fossil | G | 2025 | Wind |  | 0 | 0 | 0 | 0 | 0 | 0 | 0 | 0 | 0 | 0 | 0 | 0 | 0 | 0 | 0 | 0 | 84.2065 | 120.199 | 96.4831 | 300.8887 | 0 | 0 | 0 | 0 | 0 | 0 | 0 | 0 | 0 | 0 | 0 | 0 | 0 | 0 | 0 | 0 | 0 | 0 | 0 | 0 | 2.8515 | 0 | 0 | 0 | 0 | 0 | 0 | 0 | 0 | 0 | 101.2
57874_G_VIWF | MIS_IA | Iowa | 19 | Marshall | 127 | 57874 | VIWF | Vienna Wind Farm | 0 | 2012 | 9999 | Onshore Wind | [5 empty] | Non-Fossil | G | 2025 | Wind |  | 0 | 0 | 0 | 0 | 0 | 0 | 0 | 0 | 0 | 0 | 0 | 0 | 0 | 0 | 0 | 0 | 91.1986 | 127.8234 | 102.0107 | 321.0326 | 0 | 0 | 0 | 0 | 0 | 0 | 0 | 0 | 0 | 0 | 0 | 0 | 0 | 0 | 0 | 0 | 0 | 0 | 0 | 0 | 2.9705 | 0 | 0 | 0 | 0 | 0 | 0 | 0 | 0 | 0 | 105.4219
57874_G_VIIWF | MIS_IA | Iowa | 19 | Marshall | 127 | 57874 | VIIWF | Vienna Wind Farm | 0 | 2013 | 9999 | Onshore Wind | [5 empty] | Non-Fossil | G | 2025 | Wind |  | 0 | 0 | 0 | 0 | 0 | 0 | 0 | 0 | 0 | 0 | 0 | 0 | 0 | 0 | 0 | 0 | 38.5176 | 53.986 | 43.084 | 135.5877 | 0 | 0 | 0 | 0 | 0 | 0 | 0 | 0 | 0 | 0 | 0 | 0 | 0 | 0 | 0 | 0 | 0 | 0 | 0 | 0 | 1.2546 | 0 | 0 | 0 | 0 | 0 | 0 | 0 | 0 | 0 | 44.5248
57873_G_EWF | MIS_IA | Iowa | 19 | Guthrie | 77 | 57873 | EWF | Eclipse Wind Farm | 0 | 2012 | 9999 | Onshore Wind | [5 empty] | Non-Fossil | G | 2025 | Wind |  | 0 | 0 | 0 | 0 | 0 | 0 | 0 | 0 | 0 | 0 | 0 | 0 | 0 | 0 | 0 | 0 | 172.7245 | 242.0898 | 193.202 | 608.0164 | 0 | 0 | 0 | 0 | 0 | 0 | 0 | 0 | 0 | 0 | 0 | 0 | 0 | 0 | 0 | 0 | 0 | 0 | 0 | 0 | 5.6259 | 0 | 0 | 0 | 0 | 0 | 0 | 0 | 0 | 0 | 199.6626
57872_G_UNIT5 | SPP_SPS | New Mexico | 35 | Lea | 25 | 57872 | UNIT5 | LCEC Generation LLVC | 10745 | 2012 | 9999 | Combustion Turbine | [5 empty] | Fossil | G | 2025 | NaturalGas |  | 0 | 0 | 0.001035 | 0.001035 | 0 | 0 | 0 | 0 | 0 | 0 | 0 | 0 | 0 | 0 | 0 | 0 | 0 | 0 | 0.096319 | 0.096319 | 0 | 0 | 0.060586 | 0.060586 | 0 | 0 | 7.24e-11 | 7.24e-11 | 0 | 0 | 0.00041018 | 0.00041018 | 0 | 0 | 0 | 0 | 0 | 0 | 0 | 0 | 0.16269 | 0 | 0 | 0.0015121 | 0.0015121 | 0 | 0 | 0.0036915 | 0.0036915 | 0 | 8.7
57872_G_UNIT4 | SPP_SPS | New Mexico | 35 | Lea | 25 | 57872 | UNIT4 | LCEC Generation LLVC | 10745 | 2012 | 9999 | Combustion Turbine | [5 empty] | Fossil | G | 2025 | NaturalGas |  | 0 | 0 | 0.001035 | 0.001035 | 0 | 0 | 0 | 0 | 0 | 0 | 0 | 0 | 0 | 0 | 0 | 0 | 0 | 0 | 0.096319 | 0.096319 | 0 | 0 | 0.060586 | 0.060586 | 0 | 0 | 7.24e-11 | 7.24e-11 | 0 | 0 | 0.00041018 | 0.00041018 | 0 | 0 | 0 | 0 | 0 | 0 | 0 | 0 | 0.16269 | 0 | 0 | 0.0015121 | 0.0015121 | 0 | 0 | 0.0036915 | 0.0036915 | 0 | 8.7
57872_G_UNIT3 | SPP_SPS | New Mexico | 35 | Lea | 25 | 57872 | UNIT3 | LCEC Generation LLVC | 10745 | 2012 | 9999 | Combustion Turbine | [5 empty] | Fossil | G | 2025 | NaturalGas |  | 0 | 0 | 0.001035 | 0.001035 | 0 | 0 | 0 | 0 | 0 | 0 | 0 | 0 | 0 | 0 | 0 | 0 | 0 | 0 | 0.096319 | 0.096319 | 0 | 0 | 0.060586 | 0.060586 | 0 | 0 | 7.24e-11 | 7.24e-11 | 0 | 0 | 0.00041018 | 0.00041018 | 0 | 0 | 0 | 0 | 0 | 0 | 0 | 0 | 0.16269 | 0 | 0 | 0.0015121 | 0.0015121 | 0 | 0 | 0.0036915 | 0.0036915 | 0 | 8.7
57872_G_UNIT2 | SPP_SPS | New Mexico | 35 | Lea | 25 | 57872 | UNIT2 | LCEC Generation LLVC | 10745 | 2012 | 9999 | Combustion Turbine | [5 empty] | Fossil | G | 2025 | NaturalGas |  | 0 | 0 | 0.001035 | 0.001035 | 0 | 0 | 0 | 0 | 0 | 0 | 0 | 0 | 0 | 0 | 0 | 0 | 0 | 0 | 0.096319 | 0.096319 | 0 | 0 | 0.060586 | 0.060586 | 0 | 0 | 7.24e-11 | 7.24e-11 | 0 | 0 | 0.00041018 | 0.00041018 | 0 | 0 | 0 | 0 | 0 | 0 | 0 | 0 | 0.16269 | 0 | 0 | 0.0015121 | 0.0015121 | 0 | 0 | 0.0036915 | 0.0036915 | 0 | 8.7
57872_G_UNIT1 | SPP_SPS | New Mexico | 35 | Lea | 25 | 57872 | UNIT1 | LCEC Generation LLVC | 10745 | 2012 | 9999 | Combustion Turbine | [5 empty] | Fossil | G | 2025 | NaturalGas |  | 0 | 0 | 0.001035 | 0.001035 | 0 | 0 | 0 | 0 | 0 | 0 | 0 | 0 | 0 | 0 | 0 | 0 | 0 | 0 | 0.096319 | 0.096319 | 0 | 0 | 0.060586 | 0.060586 | 0 | 0 | 7.24e-11 | 7.24e-11 | 0 | 0 | 0.00041018 | 0.00041018 | 0 | 0 | 0 | 0 | 0 | 0 | 0 | 0 | 0.16269 | 0 | 0 | 0.0015121 | 0.0015121 | 0 | 0 | 0.0036915 | 0.0036915 | 0 | 8.7
57871_G_1 | WEC_LADW | California | 6 | Los Angeles | 37 | 57871 | 1 | 2555 E Olympic Bl | 0 | 2012 | 9999 | Solar PV | [5 empty] | Non-Fossil | G | 2025 | Solar |  | 0 | 0 | 0 | 0 | 0 | 0 | 0 | 0 | 0 | 0 | 0 | 0 | 0 | 0 | 0 | 0 | 0.40345 | 0.78475 | 1.1735 | 2.3617 | 0 | 0 | 0 | 0 | 0 | 0 | 0 | 0 | 0 | 0 | 0 | 0 | 0 | 0 | 0 | 0 | 0 | 0 | 0 | 0 | 0.040017 | 0 | 0 | 0 | 0 | 0 | 0 | 0 | 0 | 0 | 0.98442
57870_G_SOLAR | WECC_SCE | California | 6 | Tulare | 107 | 57870 | SOLAR | Castle Rock Vineyards | 0 | 2010 | 9999 | Solar PV | [5 empty] | Non-Fossil | G | 2025 | Solar |  | 0 | 0 | 0 | 0 | 0 | 0 | 0 | 0 | 0 | 0 | 0 | 0 | 0 | 0 | 0 | 0 | 0.42075 | 0.78061 | 1.2099 | 2.4113 | 0 | 0 | 0 | 0 | 0 | 0 | 0 | 0 | 0 | 0 | 0 | 0 | 0 | 0 | 0 | 0 | 0 | 0 | 0 | 0 | 0.036128 | 0 | 0 | 0 | 0 | 0 | 0 | 0 | 0 | 0 | 1
57869_G_UNIT1 | PJM_EMAC | New Jersey | 34 | Middlesex | 23 | 57869 | UNIT1 | Heller Industrial Parks | 0 | 2011 | 9999 | Solar PV | [5 empty] | Non-Fossil | G | 2025 | Solar |  | 0 | 0 | 0 | 0 | 0 | 0 | 0 | 0 | 0 | 0 | 0 | 0 | 0 | 0 | 0 | 0 | 0.57134 | 1.2334 | 1.9598 | 3.7646 | 0 | 0 | 0 | 0 | 0 | 0 | 0 | 0 | 0 | 0 | 0 | 0 | 0 | 0 | 0 | 0 | 0 | 0 | 0 | 0 | 0.094868 | 0 | 0 | 0 | 0 | 0 | 0 | 0 | 0 | 0 | 2.6301
57868_G_UNIT1 | PJM_EMAC | New Jersey | 34 | Middlesex | 23 | 57868 | UNIT1 | L'Oreal Piscataway | 0 | 2011 | 9999 | Solar PV | [5 empty] | Non-Fossil | G | 2025 | Solar |  | 0 | 0 | 0 | 0 | 0 | 0 | 0 | 0 | 0 | 0 | 0 | 0 | 0 | 0 | 0 | 0 | 0.23277 | 0.5025 | 0.79844 | 1.5337 | 0 | 0 | 0 | 0 | 0 | 0 | 0 | 0 | 0 | 0 | 0 | 0 | 0 | 0 | 0 | 0 | 0 | 0 | 0 | 0 | 0.03865 | 0 | 0 | 0 | 0 | 0 | 0 | 0 | 0 | 0 | 1.0715
57867_G_2 | NY_Z_C&E | New York | 36 | Steuben | 101 | 57867 | 2 | Howard Wind Farm | 0 | 2012 | 9999 | Onshore Wind | [5 empty] | Non-Fossil | G | 2025 | Wind |  | 0 | 0 | 0 | 0 | 0 | 0 | 0 | 0 | 0 | 0 | 0 | 0 | 0 | 0 | 0 | 0 | 2.9201 | 3.6657 | 2.743 | 9.3288 | 0 | 0 | 0 | 0 | 0 | 0 | 0 | 0 | 0 | 0 | 0 | 0 | 0 | 0 | 0 | 0 | 0 | 0 | 0 | 0 | 0.11552 | 0 | 0 | 0 | 0 | 0 | 0 | 0 | 0 | 0 | 4.1
57867_G_1 | NY_Z_C&E | New York | 36 | Steuben | 101 | 57867 | 1 | Howard Wind Farm | 0 | 2011 | 9999 | Onshore Wind | [5 empty] | Non-Fossil | G | 2025 | Wind |  | 0 | 0 | 0 | 0 | 0 | 0 | 0 | 0 | 0 | 0 | 0 | 0 | 0 | 0 | 0 | 0 | 36.5365 | 45.8661 | 34.3216 | 116.7241 | 0 | 0 | 0 | 0 | 0 | 0 | 0 | 0 | 0 | 0 | 0 | 0 | 0 | 0 | 0 | 0 | 0 | 0 | 0 | 0 | 2.0373 | 0 | 0 | 0 | 0 | 0 | 0 | 0 | 0 | 0 | 51.3
57866_G_PWR | SPP_SPS | Texas | 48 | Oldham | 359 | 57866 | PWR | Golden Spread Panhandle Wnd Rch | 0 | 2011 | 9999 | Onshore Wind | [5 empty] | Non-Fossil | G | 2025 | Wind |  | 0 | 0 | 0 | 0 | 0 | 0 | 0 | 0 | 0 | 0 | 0 | 0 | 0 | 0 | 0 | 0 | 63.6166 | 94.9757 | 106.3553 | 264.9477 | 0 | 0 | 0 | 0 | 0 | 0 | 0 | 0 | 0 | 0 | 0 | 0 | 0 | 0 | 0 | 0 | 0 | 0 | 0 | 0 | 2.9739 | 0 | 0 | 0 | 0 | 0 | 0 | 0 | 0 | 0 | 75.5867
57865_G_E18 | SPP_SPS | Texas | 48 | Hale | 189 | 57865 | E18 | Antelope Station | 10745 | 2011 | 9999 | Combustion Turbine | [5 empty] | Fossil | G | 2025 | NaturalGas |  | 0 | 0 | 0.0011688 | 0.0011688 | 0 | 0 | 0 | 0 | 0 | 0 | 0 | 0 | 0 | 0 | 0 | 0 | 0 | 0 | 0.10877 | 0.10877 | 0 | 0 | 0.06842 | 0.06842 | 0 | 0 | 8.1861e-11 | 8.1861e-11 | 0 | 0 | 1.4035e-05 | 1.4035e-05 | 0 | 0 | 0 | 0 | 0 | 0 | 0 | 0 | 0.17017 | 0 | 0 | 0.0017076 | 0.0017076 | 0 | 0 | 0.0041688 | 0.0041688 | 0 | 9.1
57865_G_E17 | SPP_SPS | Texas | 48 | Hale | 189 | 57865 | E17 | Antelope Station | 10745 | 2011 | 9999 | Combustion Turbine | [5 empty] | Fossil | G | 2025 | NaturalGas |  | 0 | 0 | 0.0011688 | 0.0011688 | 0 | 0 | 0 | 0 | 0 | 0 | 0 | 0 | 0 | 0 | 0 | 0 | 0 | 0 | 0.10877 | 0.10877 | 0 | 0 | 0.06842 | 0.06842 | 0 | 0 | 8.1861e-11 | 8.1861e-11 | 0 | 0 | 1.4035e-05 | 1.4035e-05 | 0 | 0 | 0 | 0 | 0 | 0 | 0 | 0 | 0.17017 | 0 | 0 | 0.0017076 | 0.0017076 | 0 | 0 | 0.0041688 | 0.0041688 | 0 | 9.1
57865_G_E16 | SPP_SPS | Texas | 48 | Hale | 189 | 57865 | E16 | Antelope Station | 10745 | 2011 | 9999 | Combustion Turbine | [5 empty] | Fossil | G | 2025 | NaturalGas |  | 0 | 0 | 0.0011688 | 0.0011688 | 0 | 0 | 0 | 0 | 0 | 0 | 0 | 0 | 0 | 0 | 0 | 0 | 0 | 0 | 0.10877 | 0.10877 | 0 | 0 | 0.06842 | 0.06842 | 0 | 0 | 8.1861e-11 | 8.1861e-11 | 0 | 0 | 1.4035e-05 | 1.4035e-05 | 0 | 0 | 0 | 0 | 0 | 0 | 0 | 0 | 0.17017 | 0 | 0 | 0.0017076 | 0.0017076 | 0 | 0 | 0.0041688 | 0.0041688 | 0 | 9.1
57865_G_E15 | SPP_SPS | Texas | 48 | Hale | 189 | 57865 | E15 | Antelope Station | 10745 | 2011 | 9999 | Combustion Turbine | [5 empty] | Fossil | G | 2025 | NaturalGas |  | 0 | 0 | 0.0011688 | 0.0011688 | 0 | 0 | 0 | 0 | 0 | 0 | 0 | 0 | 0 | 0 | 0 | 0 | 0 | 0 | 0.10877 | 0.10877 | 0 | 0 | 0.06842 | 0.06842 | 0 | 0 | 8.1861e-11 | 8.1861e-11 | 0 | 0 | 1.4035e-05 | 1.4035e-05 | 0 | 0 | 0 | 0 | 0 | 0 | 0 | 0 | 0.17017 | 0 | 0 | 0.0017076 | 0.0017076 | 0 | 0 | 0.0041688 | 0.0041688 | 0 | 9.1
57865_G_E14 | SPP_SPS | Texas | 48 | Hale | 189 | 57865 | E14 | Antelope Station | 10745 | 2011 | 9999 | Combustion Turbine | [5 empty] | Fossil | G | 2025 | NaturalGas |  | 0 | 0 | 0.0011688 | 0.0011688 | 0 | 0 | 0 | 0 | 0 | 0 | 0 | 0 | 0 | 0 | 0 | 0 | 0 | 0 | 0.10877 | 0.10877 | 0 | 0 | 0.06842 | 0.06842 | 0 | 0 | 8.1861e-11 | 8.1861e-11 | 0 | 0 | 1.4035e-05 | 1.4035e-05 | 0 | 0 | 0 | 0 | 0 | 0 | 0 | 0 | 0.17017 | 0 | 0 | 0.0017076 | 0.0017076 | 0 | 0 | 0.0041688 | 0.0041688 | 0 | 9.1
57865_G_E13 | SPP_SPS | Texas | 48 | Hale | 189 | 57865 | E13 | Antelope Station | 10745 | 2011 | 9999 | Combustion Turbine | [5 empty] | Fossil | G | 2025 | NaturalGas |  | 0 | 0 | 0.0011688 | 0.0011688 | 0 | 0 | 0 | 0 | 0 | 0 | 0 | 0 | 0 | 0 | 0 | 0 | 0 | 0 | 0.10877 | 0.10877 | 0 | 0 | 0.06842 | 0.06842 | 0 | 0 | 8.1861e-11 | 8.1861e-11 | 0 | 0 | 1.4035e-05 | 1.4035e-05 | 0 | 0 | 0 | 0 | 0 | 0 | 0 | 0 | 0.17017 | 0 | 0 | 0.0017076 | 0.0017076 | 0 | 0 | 0.0041688 | 0.0041688 | 0 | 9.1
57865_G_E12 | SPP_SPS | Texas | 48 | Hale | 189 | 57865 | E12 | Antelope Station | 10745 | 2011 | 9999 | Combustion Turbine | [5 empty] | Fossil | G | 2025 | NaturalGas |  | 0 | 0 | 0.0011688 | 0.0011688 | 0 | 0 | 0 | 0 | 0 | 0 | 0 | 0 | 0 | 0 | 0 | 0 | 0 | 0 | 0.10877 | 0.10877 | 0 | 0 | 0.06842 | 0.06842 | 0 | 0 | 8.1861e-11 | 8.1861e-11 | 0 | 0 | 1.4035e-05 | 1.4035e-05 | 0 | 0 | 0 | 0 | 0 | 0 | 0 | 0 | 0.17017 | 0 | 0 | 0.0017076 | 0.0017076 | 0 | 0 | 0.0041688 | 0.0041688 | 0 | 9.1
57865_G_E11 | SPP_SPS | Texas | 48 | Hale | 189 | 57865 | E11 | Antelope Station | 10745 | 2011 | 9999 | Combustion Turbine | [5 empty] | Fossil | G | 2025 | NaturalGas |  | 0 | 0 | 0.0011688 | 0.0011688 | 0 | 0 | 0 | 0 | 0 | 0 | 0 | 0 | 0 | 0 | 0 | 0 | 0 | 0 | 0.10877 | 0.10877 | 0 | 0 | 0.06842 | 0.06842 | 0 | 0 | 8.1861e-11 | 8.1861e-11 | 0 | 0 | 1.4035e-05 | 1.4035e-05 | 0 | 0 | 0 | 0 | 0 | 0 | 0 | 0 | 0.17017 | 0 | 0 | 0.0017076 | 0.0017076 | 0 | 0 | 0.0041688 | 0.0041688 | 0 | 9.1
57865_G_E10 | SPP_SPS | Texas | 48 | Hale | 189 | 57865 | E10 | Antelope Station | 10745 | 2011 | 9999 | Combustion Turbine | [5 empty] | Fossil | G | 2025 | NaturalGas |  | 0 | 0 | 0.0011688 | 0.0011688 | 0 | 0 | 0 | 0 | 0 | 0 | 0 | 0 | 0 | 0 | 0 | 0 | 0 | 0 | 0.10877 | 0.10877 | 0 | 0 | 0.06842 | 0.06842 | 0 | 0 | 8.1861e-11 | 8.1861e-11 | 0 | 0 | 1.4035e-05 | 1.4035e-05 | 0 | 0 | 0 | 0 | 0 | 0 | 0 | 0 | 0.17017 | 0 | 0 | 0.0017076 | 0.0017076 | 0 | 0 | 0.0041688 | 0.0041688 | 0 | 9.1
57865_G_E09 | SPP_SPS | Texas | 48 | Hale | 189 | 57865 | E09 | Antelope Station | 10745 | 2011 | 9999 | Combustion Turbine | [5 empty] | Fossil | G | 2025 | NaturalGas |  | 0 | 0 | 0.0011688 | 0.0011688 | 0 | 0 | 0 | 0 | 0 | 0 | 0 | 0 | 0 | 0 | 0 | 0 | 0 | 0 | 0.10877 | 0.10877 | 0 | 0 | 0.06842 | 0.06842 | 0 | 0 | 8.1861e-11 | 8.1861e-11 | 0 | 0 | 1.4035e-05 | 1.4035e-05 | 0 | 0 | 0 | 0 | 0 | 0 | 0 | 0 | 0.17017 | 0 | 0 | 0.0017076 | 0.0017076 | 0 | 0 | 0.0041688 | 0.0041688 | 0 | 9.1
57865_G_E08 | SPP_SPS | Texas | 48 | Hale | 189 | 57865 | E08 | Antelope Station | 10745 | 2011 | 9999 | Combustion Turbine | [5 empty] | Fossil | G | 2025 | NaturalGas |  | 0 | 0 | 0.0011688 | 0.0011688 | 0 | 0 | 0 | 0 | 0 | 0 | 0 | 0 | 0 | 0 | 0 | 0 | 0 | 0 | 0.10877 | 0.10877 | 0 | 0 | 0.06842 | 0.06842 | 0 | 0 | 8.1861e-11 | 8.1861e-11 | 0 | 0 | 1.4035e-05 | 1.4035e-05 | 0 | 0 | 0 | 0 | 0 | 0 | 0 | 0 | 0.17017 | 0 | 0 | 0.0017076 | 0.0017076 | 0 | 0 | 0.0041688 | 0.0041688 | 0 | 9.1
57865_G_E07 | SPP_SPS | Texas | 48 | Hale | 189 | 57865 | E07 | Antelope Station | 10745 | 2011 | 9999 | Combustion Turbine | [5 empty] | Fossil | G | 2025 | NaturalGas |  | 0 | 0 | 0.0011688 | 0.0011688 | 0 | 0 | 0 | 0 | 0 | 0 | 0 | 0 | 0 | 0 | 0 | 0 | 0 | 0 | 0.10877 | 0.10877 | 0 | 0 | 0.06842 | 0.06842 | 0 | 0 | 8.1861e-11 | 8.1861e-11 | 0 | 0 | 1.4035e-05 | 1.4035e-05 | 0 | 0 | 0 | 0 | 0 | 0 | 0 | 0 | 0.17017 | 0 | 0 | 0.0017076 | 0.0017076 | 0 | 0 | 0.0041688 | 0.0041688 | 0 | 9.1
57865_G_E06 | SPP_SPS | Texas | 48 | Hale | 189 | 57865 | E06 | Antelope Station | 10745 | 2011 | 9999 | Combustion Turbine | [5 empty] | Fossil | G | 2025 | NaturalGas |  | 0 | 0 | 0.0011688 | 0.0011688 | 0 | 0 | 0 | 0 | 0 | 0 | 0 | 0 | 0 | 0 | 0 | 0 | 0 | 0 | 0.10877 | 0.10877 | 0 | 0 | 0.06842 | 0.06842 | 0 | 0 | 8.1861e-11 | 8.1861e-11 | 0 | 0 | 1.4035e-05 | 1.4035e-05 | 0 | 0 | 0 | 0 | 0 | 0 | 0 | 0 | 0.17017 | 0 | 0 | 0.0017076 | 0.0017076 | 0 | 0 | 0.0041688 | 0.0041688 | 0 | 9.1
57865_G_E05 | SPP_SPS | Texas | 48 | Hale | 189 | 57865 | E05 | Antelope Station | 10745 | 2011 | 9999 | Combustion Turbine | [5 empty] | Fossil | G | 2025 | NaturalGas |  | 0 | 0 | 0.0011688 | 0.0011688 | 0 | 0 | 0 | 0 | 0 | 0 | 0 | 0 | 0 | 0 | 0 | 0 | 0 | 0 | 0.10877 | 0.10877 | 0 | 0 | 0.06842 | 0.06842 | 0 | 0 | 8.1861e-11 | 8.1861e-11 | 0 | 0 | 1.4035e-05 | 1.4035e-05 | 0 | 0 | 0 | 0 | 0 | 0 | 0 | 0 | 0.17017 | 0 | 0 | 0.0017076 | 0.0017076 | 0 | 0 | 0.0041688 | 0.0041688 | 0 | 9.1
57865_G_E04 | SPP_SPS | Texas | 48 | Hale | 189 | 57865 | E04 | Antelope Station | 10745 | 2011 | 9999 | Combustion Turbine | [5 empty] | Fossil | G | 2025 | NaturalGas |  | 0 | 0 | 0.0011688 | 0.0011688 | 0 | 0 | 0 | 0 | 0 | 0 | 0 | 0 | 0 | 0 | 0 | 0 | 0 | 0 | 0.10877 | 0.10877 | 0 | 0 | 0.06842 | 0.06842 | 0 | 0 | 8.1861e-11 | 8.1861e-11 | 0 | 0 | 1.4035e-05 | 1.4035e-05 | 0 | 0 | 0 | 0 | 0 | 0 | 0 | 0 | 0.17017 | 0 | 0 | 0.0017076 | 0.0017076 | 0 | 0 | 0.0041688 | 0.0041688 | 0 | 9.1
57865_G_E03 | SPP_SPS | Texas | 48 | Hale | 189 | 57865 | E03 | Antelope Station | 10745 | 2011 | 9999 | Combustion Turbine |  |  |  | DLNB |  | Fossil | G | 2025 | NaturalGas |  | 0 | 0 | 0.0011688 | 0.0011688 | 0 | 0 | 0 | 0 | 0 | 0 | 0 | 0 | 0 | 0 | 0 | 0 | 0 | 0 | 0.10877 | 0.10877 | 0 | 0 | 0.06842 | 0.06842 | 0 | 0 | 8.1861e-11 | 8.1861e-11 | 0 | 0 | 1.4304e-05 | 1.4304e-05 | 0 | 0 | 0 | 0 | 0 | 0 | 0 | 0 | 0.17017 | 0 | 0 | 0.0017076 | 0.0017076 | 0 | 0 | 0.0041688 | 0.0041688 | 0 | 9.1
57865_G_E02 | SPP_SPS | Texas | 48 | Hale | 189 | 57865 | E02 | Antelope Station | 10745 | 2011 | 9999 | Combustion Turbine |  |  |  | DLNB |  | Fossil | G | 2025 | NaturalGas |  | 0 | 0 | 0.0011688 | 0.0011688 | 0 | 0 | 0 | 0 | 0 | 0 | 0 | 0 | 0 | 0 | 0 | 0 | 0 | 0 | 0.10877 | 0.10877 | 0 | 0 | 0.06842 | 0.06842 | 0 | 0 | 8.1861e-11 | 8.1861e-11 | 0 | 0 | 1.3673e-05 | 1.3673e-05 | 0 | 0 | 0 | 0 | 0 | 0 | 0 | 0 | 0.17017 | 0 | 0 | 0.0017076 | 0.0017076 | 0 | 0 | 0.0041688 | 0.0041688 | 0 | 9.1
57865_G_E01 | SPP_SPS | Texas | 48 | Hale | 189 | 57865 | E01 | Antelope Station | 10745 | 2011 | 9999 | Combustion Turbine |  |  |  | DLNB |  | Fossil | G | 2025 | NaturalGas |  | 0 | 0 | 0.0011688 | 0.0011688 | 0 | 0 | 0 | 0 | 0 | 0 | 0 | 0 | 0 | 0 | 0 | 0 | 0 | 0 | 0.10877 | 0.10877 | 0 | 0 | 0.06842 | 0.06842 | 0 | 0 | 8.1861e-11 | 8.1861e-11 | 0 | 0 | 1.4123e-05 | 1.4123e-05 | 0 | 0 | 0 | 0 | 0 | 0 | 0 | 0 | 0.17017 | 0 | 0 | 0.0017076 | 0.0017076 | 0 | 0 | 0.0041688 | 0.0041688 | 0 | 9.1
57863_G_UNIT1 | PJM_EMAC | New Jersey | 34 | Atlantic | 1 | 57863 | UNIT1 | McKee City Solar Phase 2 | 0 | 2011 | 9999 | Solar PV | [5 empty] | Non-Fossil | G | 2025 | Solar |  | 0 | 0 | 0 | 0 | 0 | 0 | 0 | 0 | 0 | 0 | 0 | 0 | 0 | 0 | 0 | 0 | 0.50786 | 1.0964 | 1.7421 | 3.3463 | 0 | 0 | 0 | 0 | 0 | 0 | 0 | 0 | 0 | 0 | 0 | 0 | 0 | 0 | 0 | 0 | 0 | 0 | 0 | 0 | 0.084327 | 0 | 0 | 0 | 0 | 0 | 0 | 0 | 0 | 0 | 2.3379
57862_G_1 | MIS_INKY | Indiana | 18 | Tipton | 159 | 57862 | 1 | Wildcat Wind Farm I, LLC | 0 | 2012 | 9999 | Onshore Wind | [5 empty] | Non-Fossil | G | 2025 | Wind |  | 0 | 0 | 0 | 0 | 0 | 0 | 0 | 0 | 0 | 0 | 0 | 0 | 0 | 0 | 0 | 0 | 159.8936 | 200.9171 | 132.3486 | 493.1593 | 0 | 0 | 0 | 0 | 0 | 0 | 0 | 0 | 0 | 0 | 0 | 0 | 0 | 0 | 0 | 0 | 0 | 0 | 0 | 0 | 5.6354 | 0 | 0 | 0 | 0 | 0 | 0 | 0 | 0 | 0 | 200
57861_G_UNT2 | WECC_ID | Idaho | 16 | Ada | 1 | 57861 | UNT2 | Hidden Hollow Energy | 13500 | 2007 | 9999 | Landfill Gas | [5 empty] | Non-Fossil | G | 2025 | LF Gas |  | 0.034327 | 0.046762 | 0.05932 | 0.14041 | 0 | 0 | 0 | 0 | 0 | 0 | 0 | 0 | 0 | 0 | 0 | 0 | 2.5428 | 3.4638 | 4.3941 | 10.4007 | 1.9782 | 2.6948 | 3.4186 | 8.0916 | 0 | 0 | 0 | 0 | 0.0041333 | 0.0056306 | 0.0071427 | 0.016907 | 0 | 0 | 0 | 0 | 0 | 0 | 0 | 0 | 0.37753 | 0.016627 | 0.02265 | 0.028733 | 0.068011 | 0 | 0 | 0 | 0 | 0 | 1.5
57861_G_UNT1 | WECC_ID | Idaho | 16 | Ada | 1 | 57861 | UNT1 | Hidden Hollow Energy | 13500 | 2007 | 9999 | Landfill Gas | [5 empty] | Non-Fossil | G | 2025 | LF Gas |  | 0.034327 | 0.046762 | 0.05932 | 0.14041 | 0 | 0 | 0 | 0 | 0 | 0 | 0 | 0 | 0 | 0 | 0 | 0 | 2.5428 | 3.4638 | 4.3941 | 10.4007 | 1.9782 | 2.6948 | 3.4186 | 8.0916 | 0 | 0 | 0 | 0 | 0.0041333 | 0.0056306 | 0.0071427 | 0.016907 | 0 | 0 | 0 | 0 | 0 | 0 | 0 | 0 | 0.37753 | 0.016627 | 0.02265 | 0.028733 | 0.068011 | 0 | 0 | 0 | 0 | 0 | 1.5
57860_G_1 | WEC_LADW | California | 6 | Los Angeles | 37 | 57860 | 1 | Industry MetroLink PV 1 | 0 | 2012 | 9999 | Solar PV | [5 empty] | Non-Fossil | G | 2025 | Solar |  | 0 | 0 | 0 | 0 | 0 | 0 | 0 | 0 | 0 | 0 | 0 | 0 | 0 | 0 | 0 | 0 | 0.60517 | 1.1771 | 1.7603 | 3.5426 | 0 | 0 | 0 | 0 | 0 | 0 | 0 | 0 | 0 | 0 | 0 | 0 | 0 | 0 | 0 | 0 | 0 | 0 | 0 | 0 | 0.060026 | 0 | 0 | 0 | 0 | 0 | 0 | 0 | 0 | 0 | 1.4766
57859_G_1 | WECC_SNV | Nevada | 32 | Clark | 3 | 57859 | 1 | Moapa Southern Paiute | 0 | 2016 | 9999 | Solar PV | [5 empty] | Non-Fossil | G | 2025 | Solar |  | 0 | 0 | 0 | 0 | 0 | 0 | 0 | 0 | 0 | 0 | 0 | 0 | 0 | 0 | 0 | 0 | 107.7053 | 194.5117 | 285.1912 | 587.4082 | 0 | 0 | 0 | 0 | 0 | 0 | 0 | 0 | 0 | 0 | 0 | 0 | 0 | 0 | 0 | 0 | 0 | 0 | 0 | 0 | 7.9573 | 0 | 0 | 0 | 0 | 0 | 0 | 0 | 0 | 0 | 250
57858_G_1 | SPP_N | Kansas | 20 | Elk | 49 | 57858 | 1 | Caney River Wind Project | 0 | 2011 | 9999 | Onshore Wind | [5 empty] | Non-Fossil | G | 2025 | Wind |  | 0 | 0 | 0 | 0 | 0 | 0 | 0 | 0 | 0 | 0 | 0 | 0 | 0 | 0 | 0 | 0 | 171.3166 | 258.936 | 263.3427 | 693.5952 | 0 | 0 | 0 | 0 | 0 | 0 | 0 | 0 | 0 | 0 | 0 | 0 | 0 | 0 | 0 | 0 | 0 | 0 | 0 | 0 | 7.8919 | 0 | 0 | 0 | 0 | 0 | 0 | 0 | 0 | 0 | 200
57855_G_1 | NENGREST | Massachusetts | 25 | Essex | 9 | 57855 | 1 | Ipswich Wind Turbine | 0 | 2011 | 9999 | Onshore Wind | [5 empty] | Non-Fossil | G | 2025 | Wind |  | 0 | 0 | 0 | 0 | 0 | 0 | 0 | 0 | 0 | 0 | 0 | 0 | 0 | 0 | 0 | 0 | 1.3221 | 1.7185 | 1.3312 | 4.3718 | 0 | 0 | 0 | 0 | 0 | 0 | 0 | 0 | 0 | 0 | 0 | 0 | 0 | 0 | 0 | 0 | 0 | 0 | 0 | 0 | 0.053762 | 0 | 0 | 0 | 0 | 0 | 0 | 0 | 0 | 0 | 1.6
57854_G_3T2 | WEC_LADW | California | 6 | Los Angeles | 37 | 57854 | 3T2 | North Hollywood | 0 | 1993 | 9999 | Hydro | [5 empty] | Non-Fossil | G | 2025 | Hydro |  | 0 | 0 | 0 | 0 | 0 | 0 | 0 | 0 | 0 | 0 | 0 | 0 | 0 | 0 | 0 | 0 | 0.050052 | 0.075729 | 0.15162 | 0.2774 | 0 | 0 | 0 | 0 | 0 | 0 | 0 | 0 | 0 | 0 | 0 | 0 | 0 | 0 | 0 | 0 | 0 | 0 | 0 | 0 | 0.0029779 | 0.00013314 | 0.00020144 | 0.0004033 | 0.00073788 | 0 | 0 | 0 | 0 | 0 | 0.2
57854_G_3T1 | WEC_LADW | California | 6 | Los Angeles | 37 | 57854 | 3T1 | North Hollywood | 0 | 1993 | 9999 | Hydro | [5 empty] | Non-Fossil | G | 2025 | Hydro |  | 0 | 0 | 0 | 0 | 0 | 0 | 0 | 0 | 0 | 0 | 0 | 0 | 0 | 0 | 0 | 0 | 0.12513 | 0.18932 | 0.37904 | 0.69349 | 0 | 0 | 0 | 0 | 0 | 0 | 0 | 0 | 0 | 0 | 0 | 0 | 0 | 0 | 0 | 0 | 0 | 0 | 0 | 0 | 0.0074447 | 0.00033285 | 0.0005036 | 0.0010082 | 0.0018447 | 0 | 0 | 0 | 0 | 0 | 0.5
57854_G_2T3 | WEC_LADW | California | 6 | Los Angeles | 37 | 57854 | 2T3 | North Hollywood | 0 | 1993 | 9999 | Hydro | [5 empty] | Non-Fossil | G | 2025 | Hydro |  | 0 | 0 | 0 | 0 | 0 | 0 | 0 | 0 | 0 | 0 | 0 | 0 | 0 | 0 | 0 | 0 | 0.12513 | 0.18932 | 0.37904 | 0.69349 | 0 | 0 | 0 | 0 | 0 | 0 | 0 | 0 | 0 | 0 | 0 | 0 | 0 | 0 | 0 | 0 | 0 | 0 | 0 | 0 | 0.0074447 | 0.00033285 | 0.0005036 | 0.0010082 | 0.0018447 | 0 | 0 | 0 | 0 | 0 | 0.5
57854_G_2T2 | WEC_LADW | California | 6 | Los Angeles | 37 | 57854 | 2T2 | North Hollywood | 0 | 1993 | 9999 | Hydro | [5 empty] | Non-Fossil | G | 2025 | Hydro |  | 0 | 0 | 0 | 0 | 0 | 0 | 0 | 0 | 0 | 0 | 0 | 0 | 0 | 0 | 0 | 0 | 0.30031 | 0.45438 | 0.90969 | 1.6644 | 0 | 0 | 0 | 0 | 0 | 0 | 0 | 0 | 0 | 0 | 0 | 0 | 0 | 0 | 0 | 0 | 0 | 0 | 0 | 0 | 0.017867 | 0.00079883 | 0.0012086 | 0.0024198 | 0.0044273 | 0 | 0 | 0 | 0 | 0 | 1.2
57854_G_2T1 | WEC_LADW | California | 6 | Los Angeles | 37 | 57854 | 2T1 | North Hollywood | 0 | 1993 | 9999 | Hydro | [5 empty] | Non-Fossil | G | 2025 | Hydro |  | 0 | 0 | 0 | 0 | 0 | 0 | 0 | 0 | 0 | 0 | 0 | 0 | 0 | 0 | 0 | 0 | 0.30031 | 0.45438 | 0.90969 | 1.6644 | 0 | 0 | 0 | 0 | 0 | 0 | 0 | 0 | 0 | 0 | 0 | 0 | 0 | 0 | 0 | 0 | 0 | 0 | 0 | 0 | 0.017867 | 0.00079883 | 0.0012086 | 0.0024198 | 0.0044273 | 0 | 0 | 0 | 0 | 0 | 1.2
57854_G_1PT3 | WEC_LADW | California | 6 | Los Angeles | 37 | 57854 | 1PT3 | North Hollywood | 0 | 1993 | 9999 | Pumped Storage | [5 empty] | Non-Fossil | G | 2025 | Pumps |  | 0 | 0 | 0 | 0 | 0 | 0 | 0 | 0 | 0 | 0 | 0 | 0 | 0 | 0 | 0 | 0 | 0.10911 | 0.14791 | 0.1855 | 0.44252 | 0 | 0 | 0 | 0 | 0 | 0 | 0 | 0 | 0 | 0 | 0 | 0 | 0 | 0 | 0 | 0 | 0 | 0 | 0 | 0 | 0.031087 | 0.0011099 | 0.0015046 | 0.0018869 | 0.0045014 | 0 | 0 | 0 | 0 | 0 | 1.8
57854_G_1PT2 | WEC_LADW | California | 6 | Los Angeles | 37 | 57854 | 1PT2 | North Hollywood | 0 | 1993 | 9999 | Pumped Storage | [5 empty] | Non-Fossil | G | 2025 | Pumps |  | 0 | 0 | 0 | 0 | 0 | 0 | 0 | 0 | 0 | 0 | 0 | 0 | 0 | 0 | 0 | 0 | 0.10911 | 0.14791 | 0.1855 | 0.44252 | 0 | 0 | 0 | 0 | 0 | 0 | 0 | 0 | 0 | 0 | 0 | 0 | 0 | 0 | 0 | 0 | 0 | 0 | 0 | 0 | 0.031087 | 0.0011099 | 0.0015046 | 0.0018869 | 0.0045014 | 0 | 0 | 0 | 0 | 0 | 1.8
57853_G_1 | MIS_LMI | Michigan | 26 | Huron | 63 | 57853 | 1 | McKinley Wind Park | 0 | 2012 | 9999 | Onshore Wind | [5 empty] | Non-Fossil | G | 2025 | Wind |  | 0 | 0 | 0 | 0 | 0 | 0 | 0 | 0 | 0 | 0 | 0 | 0 | 0 | 0 | 0 | 0 | 13.8816 | 17.4329 | 13.1248 | 44.4393 | 0 | 0 | 0 | 0 | 0 | 0 | 0 | 0 | 0 | 0 | 0 | 0 | 0 | 0 | 0 | 0 | 0 | 0 | 0 | 0 | 0.55366 | 0 | 0 | 0 | 0 | 0 | 0 | 0 | 0 | 0 | 14
57852_G_1 | MIS_LMI | Michigan | 26 | Sanilac | 151 | 57852 | 1 | Minden Wind Park | 0 | 2012 | 9999 | Onshore Wind | [5 empty] | Non-Fossil | G | 2025 | Wind |  | 0 | 0 | 0 | 0 | 0 | 0 | 0 | 0 | 0 | 0 | 0 | 0 | 0 | 0 | 0 | 0 | 31.7294 | 39.8466 | 29.9996 | 101.5756 | 0 | 0 | 0 | 0 | 0 | 0 | 0 | 0 | 0 | 0 | 0 | 0 | 0 | 0 | 0 | 0 | 0 | 0 | 0 | 0 | 1.2655 | 0 | 0 | 0 | 0 | 0 | 0 | 0 | 0 | 0 | 32
57851_G_1 | MIS_LMI | Michigan | 26 | Huron | 63 | 57851 | 1 | Sigel Wind Park | 0 | 2012 | 9999 | Onshore Wind | [5 empty] | Non-Fossil | G | 2025 | Wind |  | 0 | 0 | 0 | 0 | 0 | 0 | 0 | 0 | 0 | 0 | 0 | 0 | 0 | 0 | 0 | 0 | 63.4589 | 79.6933 | 59.9992 | 203.1513 | 0 | 0 | 0 | 0 | 0 | 0 | 0 | 0 | 0 | 0 | 0 | 0 | 0 | 0 | 0 | 0 | 0 | 0 | 0 | 0 | 2.531 | 0 | 0 | 0 | 0 | 0 | 0 | 0 | 0 | 0 | 64
57850_G_GASF2 | WEC_BANC | California | 6 | Sacramento | 67 | 57850 | GASF2 | Green Acres Solar Facility 2 | 0 | 2012 | 9999 | Solar PV | [5 empty] | Non-Fossil | G | 2025 | Solar |  | 0 | 0 | 0 | 0 | 0 | 0 | 0 | 0 | 0 | 0 | 0 | 0 | 0 | 0 | 0 | 0 | 0.31107 | 0.67615 | 1.061 | 2.0482 | 0 | 0 | 0 | 0 | 0 | 0 | 0 | 0 | 0 | 0 | 0 | 0 | 0 | 0 | 0 | 0 | 0 | 0 | 0 | 0 | 0.025187 | 0 | 0 | 0 | 0 | 0 | 0 | 0 | 0 | 0 | 0.9
57849_G_GASF1 | WEC_BANC | California | 6 | Sacramento | 67 | 57849 | GASF1 | Green Acres Solar Facility 1 | 0 | 2012 | 9999 | Solar PV | [5 empty] | Non-Fossil | G | 2025 | Solar |  | 0 | 0 | 0 | 0 | 0 | 0 | 0 | 0 | 0 | 0 | 0 | 0 | 0 | 0 | 0 | 0 | 0.96777 | 2.1036 | 3.3009 | 6.3722 | 0 | 0 | 0 | 0 | 0 | 0 | 0 | 0 | 0 | 0 | 0 | 0 | 0 | 0 | 0 | 0 | 0 | 0 | 0 | 0 | 0.078359 | 0 | 0 | 0 | 0 | 0 | 0 | 0 | 0 | 0 | 2.8
57848_G_SOLAR | PJM_EMAC | New Jersey | 34 | Warren | 41 | 57848 | SOLAR | WC Landfill Energy LLC | 0 | 2013 | 9999 | Solar PV | [5 empty] | Non-Fossil | G | 2025 | Solar |  | 0 | 0 | 0 | 0 | 0 | 0 | 0 | 0 | 0 | 0 | 0 | 0 | 0 | 0 | 0 | 0 | 0.25393 | 0.54818 | 0.87103 | 1.6731 | 0 | 0 | 0 | 0 | 0 | 0 | 0 | 0 | 0 | 0 | 0 | 0 | 0 | 0 | 0 | 0 | 0 | 0 | 0 | 0 | 0.042163 | 0 | 0 | 0 | 0 | 0 | 0 | 0 | 0 | 0 | 1.1689
57848_G_GEN1 | PJM_EMAC | New Jersey | 34 | Warren | 41 | 57848 | GEN1 | WC Landfill Energy LLC | 13500 | 2006 | 9999 | Landfill Gas | [5 empty] | Non-Fossil | G | 2025 | LF Gas |  | 0.023662 | 0.0318 | 0.042198 | 0.09766 | 0 | 0 | 0 | 0 | 0 | 0 | 0 | 0 | 0 | 0 | 0 | 0 | 1.7527 | 2.3556 | 3.1257 | 7.234 | 1.3636 | 1.8326 | 2.4318 | 5.628 | 0 | 0 | 0 | 0 | 0.0028491 | 0.0038291 | 0.005081 | 0.011759 | 0 | 0 | 0 | 0 | 0 | 0 | 0 | 0 | 0.40749 | 0.011461 | 0.015403 | 0.02044 | 0.047304 | 0 | 0 | 0 | 0 | 0 | 1.5
57847_G_UNIT5 | PJM_EMAC | New Jersey | 34 | Burlington | 5 | 57847 | UNIT5 | BC Landfill Energy LLC | 13500 | 2007 | 9999 | Landfill Gas | [5 empty] | Non-Fossil | G | 2025 | LF Gas |  | 0.022084 | 0.02968 | 0.039384 | 0.091149 | 0 | 0 | 0 | 0 | 0 | 0 | 0 | 0 | 0 | 0 | 0 | 0 | 1.6359 | 2.1985 | 2.9174 | 6.7518 | 1.2727 | 1.7104 | 2.2697 | 5.2528 | 0 | 0 | 0 | 0 | 0.0026592 | 0.0035738 | 0.0047423 | 0.010975 | 0 | 0 | 0 | 0 | 0 | 0 | 0 | 0 | 0.35359 | 0.010697 | 0.014376 | 0.019077 | 0.044151 | 0 | 0 | 0 | 0 | 0 | 1.4
57847_G_UNIT4 | PJM_EMAC | New Jersey | 34 | Burlington | 5 | 57847 | UNIT4 | BC Landfill Energy LLC | 13500 | 2007 | 9999 | Landfill Gas | [5 empty] | Non-Fossil | G | 2025 | LF Gas |  | 0.022084 | 0.02968 | 0.039384 | 0.091149 | 0 | 0 | 0 | 0 | 0 | 0 | 0 | 0 | 0 | 0 | 0 | 0 | 1.6359 | 2.1985 | 2.9174 | 6.7518 | 1.2727 | 1.7104 | 2.2697 | 5.2528 | 0 | 0 | 0 | 0 | 0.0026592 | 0.0035738 | 0.0047423 | 0.010975 | 0 | 0 | 0 | 0 | 0 | 0 | 0 | 0 | 0.35359 | 0.010697 | 0.014376 | 0.019077 | 0.044151 | 0 | 0 | 0 | 0 | 0 | 1.4
57847_G_UNIT3 | PJM_EMAC | New Jersey | 34 | Burlington | 5 | 57847 | UNIT3 | BC Landfill Energy LLC | 13500 | 2007 | 9999 | Landfill Gas | [5 empty] | Non-Fossil | G | 2025 | LF Gas |  | 0.022084 | 0.02968 | 0.039384 | 0.091149 | 0 | 0 | 0 | 0 | 0 | 0 | 0 | 0 | 0 | 0 | 0 | 0 | 1.6359 | 2.1985 | 2.9174 | 6.7518 | 1.2727 | 1.7104 | 2.2697 | 5.2528 | 0 | 0 | 0 | 0 | 0.0026592 | 0.0035738 | 0.0047423 | 0.010975 | 0 | 0 | 0 | 0 | 0 | 0 | 0 | 0 | 0.35359 | 0.010697 | 0.014376 | 0.019077 | 0.044151 | 0 | 0 | 0 | 0 | 0 | 1.4
57847_G_UNIT2 | PJM_EMAC | New Jersey | 34 | Burlington | 5 | 57847 | UNIT2 | BC Landfill Energy LLC | 13500 | 2007 | 9999 | Landfill Gas | [5 empty] | Non-Fossil | G | 2025 | LF Gas |  | 0.022084 | 0.02968 | 0.039384 | 0.091149 | 0 | 0 | 0 | 0 | 0 | 0 | 0 | 0 | 0 | 0 | 0 | 0 | 1.6359 | 2.1985 | 2.9174 | 6.7518 | 1.2727 | 1.7104 | 2.2697 | 5.2528 | 0 | 0 | 0 | 0 | 0.0026592 | 0.0035738 | 0.0047423 | 0.010975 | 0 | 0 | 0 | 0 | 0 | 0 | 0 | 0 | 0.35359 | 0.010697 | 0.014376 | 0.019077 | 0.044151 | 0 | 0 | 0 | 0 | 0 | 1.4
57847_G_UNIT1 | PJM_EMAC | New Jersey | 34 | Burlington | 5 | 57847 | UNIT1 | BC Landfill Energy LLC | 13500 | 2007 | 9999 | Landfill Gas | [5 empty] | Non-Fossil | G | 2025 | LF Gas |  | 0.022084 | 0.02968 | 0.039384 | 0.091149 | 0 | 0 | 0 | 0 | 0 | 0 | 0 | 0 | 0 | 0 | 0 | 0 | 1.6359 | 2.1985 | 2.9174 | 6.7518 | 1.2727 | 1.7104 | 2.2697 | 5.2528 | 0 | 0 | 0 | 0 | 0.0026592 | 0.0035738 | 0.0047423 | 0.010975 | 0 | 0 | 0 | 0 | 0 | 0 | 0 | 0 | 0.35359 | 0.010697 | 0.014376 | 0.019077 | 0.044151 | 0 | 0 | 0 | 0 | 0 | 1.4
57846_G_UNIT2 | PJM_EMAC | New Jersey | 34 | Sussex | 37 | 57846 | UNIT2 | SX Landfill Energy LLC | 13500 | 2011 | 9999 | Landfill Gas | [5 empty] | Non-Fossil | G | 2025 | LF Gas |  | 0.023662 | 0.0318 | 0.042198 | 0.09766 | 0 | 0 | 0 | 0 | 0 | 0 | 0 | 0 | 0 | 0 | 0 | 0 | 1.7527 | 2.3556 | 3.1257 | 7.234 | 1.3636 | 1.8326 | 2.4318 | 5.628 | 0 | 0 | 0 | 0 | 0.0028491 | 0.0038291 | 0.005081 | 0.011759 | 0 | 0 | 0 | 0 | 0 | 0 | 0 | 0 | 0.35204 | 0.011461 | 0.015403 | 0.02044 | 0.047304 | 0 | 0 | 0 | 0 | 0 | 1.5
57846_G_UNIT1 | PJM_EMAC | New Jersey | 34 | Sussex | 37 | 57846 | UNIT1 | SX Landfill Energy LLC | 13500 | 2011 | 9999 | Landfill Gas | [5 empty] | Non-Fossil | G | 2025 | LF Gas |  | 0.023662 | 0.0318 | 0.042198 | 0.09766 | 0 | 0 | 0 | 0 | 0 | 0 | 0 | 0 | 0 | 0 | 0 | 0 | 1.7527 | 2.3556 | 3.1257 | 7.234 | 1.3636 | 1.8326 | 2.4318 | 5.628 | 0 | 0 | 0 | 0 | 0.0028491 | 0.0038291 | 0.005081 | 0.011759 | 0 | 0 | 0 | 0 | 0 | 0 | 0 | 0 | 0.35204 | 0.011461 | 0.015403 | 0.02044 | 0.047304 | 0 | 0 | 0 | 0 | 0 | 1.5
57845_G_UNIT3 | PJM_EMAC | New Jersey | 34 | Atlantic | 1 | 57845 | UNIT3 | AC Landfill Energy LLC | 13500 | 2005 | 9999 | Landfill Gas | [5 empty] | Non-Fossil | G | 2025 | LF Gas |  | 0.028394 | 0.03816 | 0.050637 | 0.11719 | 0 | 0 | 0 | 0 | 0 | 0 | 0 | 0 | 0 | 0 | 0 | 0 | 2.1033 | 2.8267 | 3.7509 | 8.6808 | 1.6363 | 2.1991 | 2.9182 | 6.7536 | 0 | 0 | 0 | 0 | 0.0034189 | 0.0045949 | 0.0060972 | 0.014111 | 0 | 0 | 0 | 0 | 0 | 0 | 0 | 0 | 0.42245 | 0.013754 | 0.018484 | 0.024528 | 0.056765 | 0 | 0 | 0 | 0 | 0 | 1.8
57845_G_UNIT2 | PJM_EMAC | New Jersey | 34 | Atlantic | 1 | 57845 | UNIT2 | AC Landfill Energy LLC | 13500 | 2005 | 9999 | Landfill Gas | [5 empty] | Non-Fossil | G | 2025 | LF Gas |  | 0.028394 | 0.03816 | 0.050637 | 0.11719 | 0 | 0 | 0 | 0 | 0 | 0 | 0 | 0 | 0 | 0 | 0 | 0 | 2.1033 | 2.8267 | 3.7509 | 8.6808 | 1.6363 | 2.1991 | 2.9182 | 6.7536 | 0 | 0 | 0 | 0 | 0.0034189 | 0.0045949 | 0.0060972 | 0.014111 | 0 | 0 | 0 | 0 | 0 | 0 | 0 | 0 | 0.42245 | 0.013754 | 0.018484 | 0.024528 | 0.056765 | 0 | 0 | 0 | 0 | 0 | 1.8
57845_G_UNIT1 | PJM_EMAC | New Jersey | 34 | Atlantic | 1 | 57845 | UNIT1 | AC Landfill Energy LLC | 13500 | 2005 | 9999 | Landfill Gas | [5 empty] | Non-Fossil | G | 2025 | LF Gas |  | 0.023662 | 0.0318 | 0.042198 | 0.09766 | 0 | 0 | 0 | 0 | 0 | 0 | 0 | 0 | 0 | 0 | 0 | 0 | 1.7527 | 2.3556 | 3.1257 | 7.234 | 1.3636 | 1.8326 | 2.4318 | 5.628 | 0 | 0 | 0 | 0 | 0.0028491 | 0.0038291 | 0.005081 | 0.011759 | 0 | 0 | 0 | 0 | 0 | 0 | 0 | 0 | 0.35204 | 0.011461 | 0.015403 | 0.02044 | 0.047304 | 0 | 0 | 0 | 0 | 0 | 1.5
57844_G_1 | MIS_MIDA | Iowa | 19 | Franklin | 69 | 57844 | 1 | Franklin County Wind Farm | 0 | 2012 | 9999 | Onshore Wind | [5 empty] | Non-Fossil | G | 2025 | Wind |  | 0 | 0 | 0 | 0 | 0 | 0 | 0 | 0 | 0 | 0 | 0 | 0 | 0 | 0 | 0 | 0 | 82.3759 | 117.586 | 94.3857 | 294.3476 | 0 | 0 | 0 | 0 | 0 | 0 | 0 | 0 | 0 | 0 | 0 | 0 | 0 | 0 | 0 | 0 | 0 | 0 | 0 | 0 | 2.7895 | 0 | 0 | 0 | 0 | 0 | 0 | 0 | 0 | 0 | 99
57843_G_GEN1 | PJM_EMAC | New Jersey | 34 | Salem | 33 | 57843 | GEN1 | SC Landfill Energy LLC | 13500 | 2008 | 9999 | Landfill Gas | [5 empty] | Non-Fossil | G | 2025 | LF Gas |  | 0.028394 | 0.03816 | 0.050637 | 0.11719 | 0 | 0 | 0 | 0 | 0 | 0 | 0 | 0 | 0 | 0 | 0 | 0 | 2.1033 | 2.8267 | 3.7509 | 8.6808 | 1.6363 | 2.1991 | 2.9182 | 6.7536 | 0 | 0 | 0 | 0 | 0.003419 | 0.0045949 | 0.0060972 | 0.014111 | 0 | 0 | 0 | 0 | 0 | 0 | 0 | 0 | 0.42245 | 0.013754 | 0.018484 | 0.024528 | 0.056765 | 0 | 0 | 0 | 0 | 0 | 1.8
57842_G_1A | MIS_INKY | Indiana | 18 | Vigo | 167 | 57842 | 1A | Wabash Valley Power IGCC | 9061 | 1995 | 9999 | Combustion Turbine |  |  |  | NDI |  | Fossil | G | 2025 |  | Coal Retirement | 0 | 0 | 0 | 0 | 0 | 0 | 0 | 0 | 0 | 0 | 0 | 0 | 0 | 0 | 0 | 0 | 0 | 0 | 0 | 0 | 0 | 0 | 0 | 0 | 0 | 0 | 0 | 0 | 0 | 0 | 0 | 0 | 0 | 0 | 0 | 0 | 0 | 0 | 0 | 0 | 0 | 0 | 0 | 0 | 0 | 0 | 0 | 0 | 0 | 0 | 138
57841_G_1 | WEC_LADW | California | 6 | Los Angeles | 37 | 57841 | 1 | ISH Solar Hospital Downey | 0 | 2011 | 9999 | Solar PV | [5 empty] | Non-Fossil | G | 2025 | Solar |  | 0 | 0 | 0 | 0 | 0 | 0 | 0 | 0 | 0 | 0 | 0 | 0 | 0 | 0 | 0 | 0 | 0.44379 | 0.86323 | 1.2909 | 2.5979 | 0 | 0 | 0 | 0 | 0 | 0 | 0 | 0 | 0 | 0 | 0 | 0 | 0 | 0 | 0 | 0 | 0 | 0 | 0 | 0 | 0.044019 | 0 | 0 | 0 | 0 | 0 | 0 | 0 | 0 | 0 | 1.0829
57840_G_1 | WEC_SDGE | California | 6 | San Diego | 73 | 57840 | 1 | ISH Solar Hospital SDMC | 0 | 2011 | 9999 | Solar PV | [5 empty] | Non-Fossil | G | 2025 | Solar |  | 0 | 0 | 0 | 0 | 0 | 0 | 0 | 0 | 0 | 0 | 0 | 0 | 0 | 0 | 0 | 0 | 0.43034 | 0.91685 | 1.4418 | 2.789 | 0 | 0 | 0 | 0 | 0 | 0 | 0 | 0 | 0 | 0 | 0 | 0 | 0 | 0 | 0 | 0 | 0 | 0 | 0 | 0 | 0.030784 | 0 | 0 | 0 | 0 | 0 | 0 | 0 | 0 | 0 | 1.1
57839_G_ST001 | PJM_EMAC | New Jersey | 34 | Middlesex | 23 | 57839 | ST001 | Woodbridge Energy Center | 7050 | 2015 | 9999 | Combined Cycle |  |  | SCR | DLNB |  | Fossil | G | 2025 | NaturalGas |  | 3.7245 | 5.0488 | 6.9692 | 15.7425 | 0 | 0 | 0 | 0 | 0 | 0 | 0 | 0 | 0 | 0 | 0 | 0 | 528.2986 | 716.1381 | 988.5361 | 2232.9727 | 218.0325 | 295.5552 | 407.9758 | 921.5635 | 2.6072e-07 | 3.5342e-07 | 4.8791e-07 | 1.102e-06 | 0.010689 | 0.01449 | 0.020002 | 0.045181 | 0 | 0 | 0 | 0 | 0 | 0 | 0 | 0 | 9.2 | 1.1215 | 1.5329 | 2.0985 | 4.7528 | 15.147 | 15.4333 | 23.8125 | 54.3928 | 0 | 301.2 | SCR
57839_G_CT002 | PJM_EMAC | New Jersey | 34 | Middlesex | 23 | 57839 | CT002 | Woodbridge Energy Center | 7050 | 2015 | 9999 | Combined Cycle |  |  | SCR | DLNB |  | Fossil | G | 2025 | NaturalGas |  | 2.5832 | 3.5016 | 4.8335 | 10.9183 | 0 | 0 | 0 | 0 | 0 | 0 | 0 | 0 | 0 | 0 | 0 | 0 | 366.4063 | 496.6841 | 685.6082 | 1548.6985 | 151.2184 | 204.985 | 282.9553 | 639.1587 | 1.8078e-07 | 2.4506e-07 | 3.3835e-07 | 7.642e-07 | 0.0074136 | 0.01005 | 0.013872 | 0.031335 | 0 | 0 | 0 | 0 | 0 | 0 | 0 | 0 | 6.3808 | 0.77781 | 1.0631 | 1.4554 | 3.2964 | 10.5053 | 10.7039 | 16.5154 | 37.7246 | 0 | 208.9 | SCR
57839_G_CT001 | PJM_EMAC | New Jersey | 34 | Middlesex | 23 | 57839 | CT001 | Woodbridge Energy Center | 7050 | 2015 | 9999 | Combined Cycle |  |  | SCR | DLNB |  | Fossil | G | 2025 | NaturalGas |  | 2.5906 | 3.5117 | 4.8474 | 10.9497 | 0 | 0 | 0 | 0 | 0 | 0 | 0 | 0 | 0 | 0 | 0 | 0 | 367.4587 | 498.1106 | 687.5774 | 1553.1467 | 151.6528 | 205.5737 | 283.768 | 640.9945 | 1.8134e-07 | 2.4582e-07 | 3.3927e-07 | 7.6643e-07 | 0.0074349 | 0.010078 | 0.013912 | 0.031426 | 0 | 0 | 0 | 0 | 0 | 0 | 0 | 0 | 6.3991 | 0.78004 | 1.0662 | 1.4596 | 3.3058 | 10.5355 | 10.7346 | 16.5628 | 37.833 | 0 | 209.5 | SCR
57838_G_D2MA | NENGREST | Massachusetts | 25 | Bristol | 5 | 57838 | D2MA | Dartmouth II Solar | 0 | 2012 | 9999 | Solar PV | [5 empty] | Non-Fossil | G | 2025 | Solar |  | 0 | 0 | 0 | 0 | 0 | 0 | 0 | 0 | 0 | 0 | 0 | 0 | 0 | 0 | 0 | 0 | 0.43856 | 0.91185 | 1.3931 | 2.7435 | 0 | 0 | 0 | 0 | 0 | 0 | 0 | 0 | 0 | 0 | 0 | 0 | 0 | 0 | 0 | 0 | 0 | 0 | 0 | 0 | 0.05475 | 0 | 0 | 0 | 0 | 0 | 0 | 0 | 0 | 0 | 1.9564
57837_G_AW09 | WECC_SCE | California | 6 | Kern | 29 | 57837 | AW09 | Pinyon Pine II | 0 | 2012 | 9999 | Onshore Wind | [5 empty] | Non-Fossil | G | 2025 | Wind |  | 0 | 0 | 0 | 0 | 0 | 0 | 0 | 0 | 0 | 0 | 0 | 0 | 0 | 0 | 0 | 0 | 45.5371 | 94.3353 | 159.3881 | 299.2605 | 0 | 0 | 0 | 0 | 0 | 0 | 0 | 0 | 0 | 0 | 0 | 0 | 0 | 0 | 0 | 0 | 0 | 0 | 0 | 0 | 3.7045 | 0 | 0 | 0 | 0 | 0 | 0 | 0 | 0 | 0 | 131.475
57836_G_TSM | WEC_LADW | California | 6 | Los Angeles | 37 | 57836 | TSM | L-8 Solar Project | 0 | 2012 | 9999 | Solar PV | [5 empty] | Non-Fossil | G | 2025 | Solar |  | 0 | 0 | 0 | 0 | 0 | 0 | 0 | 0 | 0 | 0 | 0 | 0 | 0 | 0 | 0 | 0 | 0.52448 | 1.0202 | 1.5256 | 3.0702 | 0 | 0 | 0 | 0 | 0 | 0 | 0 | 0 | 0 | 0 | 0 | 0 | 0 | 0 | 0 | 0 | 0 | 0 | 0 | 0 | 0.052022 | 0 | 0 | 0 | 0 | 0 | 0 | 0 | 0 | 0 | 1.2797
57835_G_AW08 | WECC_SCE | California | 6 | Kern | 29 | 57835 | AW08 | Alta Wind VIII | 0 | 2012 | 9999 | Onshore Wind | [5 empty] | Non-Fossil | G | 2025 | Wind |  | 0 | 0 | 0 | 0 | 0 | 0 | 0 | 0 | 0 | 0 | 0 | 0 | 0 | 0 | 0 | 0 | 51.7467 | 107.1992 | 181.1229 | 340.0687 | 0 | 0 | 0 | 0 | 0 | 0 | 0 | 0 | 0 | 0 | 0 | 0 | 0 | 0 | 0 | 0 | 0 | 0 | 0 | 0 | 4.2097 | 0 | 0 | 0 | 0 | 0 | 0 | 0 | 0 | 0 | 149.4034
57834_G_AW07 | WECC_SCE | California | 6 | Kern | 29 | 57834 | AW07 | Pinyon Pine I | 0 | 2012 | 9999 | Onshore Wind | [5 empty] | Non-Fossil | G | 2025 | Wind |  | 0 | 0 | 0 | 0 | 0 | 0 | 0 | 0 | 0 | 0 | 0 | 0 | 0 | 0 | 0 | 0 | 57.9563 | 120.0631 | 202.8576 | 380.877 | 0 | 0 | 0 | 0 | 0 | 0 | 0 | 0 | 0 | 0 | 0 | 0 | 0 | 0 | 0 | 0 | 0 | 0 | 0 | 0 | 4.7149 | 0 | 0 | 0 | 0 | 0 | 0 | 0 | 0 | 0 | 167.3318
57833_G_AW06 | WECC_SCE | California | 6 | Kern | 29 | 57833 | AW06 | Mustang Hills LLC | 0 | 2012 | 9999 | Onshore Wind | [5 empty] | Non-Fossil | G | 2025 | Wind |  | 0 | 0 | 0 | 0 | 0 | 0 | 0 | 0 | 0 | 0 | 0 | 0 | 0 | 0 | 0 | 0 | 51.7467 | 107.1992 | 181.1229 | 340.0687 | 0 | 0 | 0 | 0 | 0 | 0 | 0 | 0 | 0 | 0 | 0 | 0 | 0 | 0 | 0 | 0 | 0 | 0 | 0 | 0 | 4.2097 | 0 | 0 | 0 | 0 | 0 | 0 | 0 | 0 | 0 | 149.4034
57832_G_NORD | MIS_MIDA | Iowa | 19 | Bremer | 17 | 57832 | NORD | Hawkeye Wind Farm | 0 | 2012 | 9999 | Onshore Wind | [5 empty] | Non-Fossil | G | 2025 | Wind |  | 0 | 0 | 0 | 0 | 0 | 0 | 0 | 0 | 0 | 0 | 0 | 0 | 0 | 0 | 0 | 0 | 28.2907 | 40.3831 | 32.4153 | 101.0891 | 0 | 0 | 0 | 0 | 0 | 0 | 0 | 0 | 0 | 0 | 0 | 0 | 0 | 0 | 0 | 0 | 0 | 0 | 0 | 0 | 0.95801 | 0 | 0 | 0 | 0 | 0 | 0 | 0 | 0 | 0 | 34
57831_G_1 | WEC_LADW | California | 6 | Los Angeles | 37 | 57831 | 1 | Heliocentric | 0 | 2012 | 9999 | Solar PV | [5 empty] | Non-Fossil | G | 2025 | Solar |  | 0 | 0 | 0 | 0 | 0 | 0 | 0 | 0 | 0 | 0 | 0 | 0 | 0 | 0 | 0 | 0 | 0.52448 | 1.0202 | 1.5256 | 3.0702 | 0 | 0 | 0 | 0 | 0 | 0 | 0 | 0 | 0 | 0 | 0 | 0 | 0 | 0 | 0 | 0 | 0 | 0 | 0 | 0 | 0.052022 | 0 | 0 | 0 | 0 | 0 | 0 | 0 | 0 | 0 | 1.2797
57830_G_NORD | MIS_IA | Iowa | 19 | Greene | 73 | 57830 | NORD | Rippey Wind Farm | 0 | 2012 | 9999 | Onshore Wind | [5 empty] | Non-Fossil | G | 2025 | Wind |  | 0 | 0 | 0 | 0 | 0 | 0 | 0 | 0 | 0 | 0 | 0 | 0 | 0 | 0 | 0 | 0 | 43.1811 | 60.5225 | 48.3005 | 152.0041 | 0 | 0 | 0 | 0 | 0 | 0 | 0 | 0 | 0 | 0 | 0 | 0 | 0 | 0 | 0 | 0 | 0 | 0 | 0 | 0 | 1.4065 | 0 | 0 | 0 | 0 | 0 | 0 | 0 | 0 | 0 | 49.9157
57829_G_GLEN2 | WECC_AZ | Arizona | 4 | Maricopa | 13 | 57829 | GLEN2 | Glendale Energy Power Plant | 13500 | 2010 | 9999 | Landfill Gas | [5 empty] | Non-Fossil | G | 2025 | LF Gas |  | 0.031342 | 0.04274 | 0.054152 | 0.12823 | 0 | 0 | 0 | 0 | 0 | 0 | 0 | 0 | 0 | 0 | 0 | 0 | 2.3216 | 3.1659 | 4.0113 | 9.4989 | 1.8062 | 2.4631 | 3.1207 | 7.39 | 0 | 0 | 0 | 0 | 0.003774 | 0.0051464 | 0.0065205 | 0.015441 | 0 | 0 | 0 | 0 | 0 | 0 | 0 | 0 | 0.32857 | 0.015181 | 0.020702 | 0.02623 | 0.062114 | 0 | 0 | 0 | 0 | 0 | 1.4
57829_G_GLEN1 | WECC_AZ | Arizona | 4 | Maricopa | 13 | 57829 | GLEN1 | Glendale Energy Power Plant | 13500 | 2010 | 9999 | Landfill Gas | [5 empty] | Non-Fossil | G | 2025 | LF Gas |  | 0.031342 | 0.04274 | 0.054152 | 0.12823 | 0 | 0 | 0 | 0 | 0 | 0 | 0 | 0 | 0 | 0 | 0 | 0 | 2.3216 | 3.1659 | 4.0113 | 9.4989 | 1.8062 | 2.4631 | 3.1207 | 7.39 | 0 | 0 | 0 | 0 | 0.003774 | 0.0051464 | 0.0065205 | 0.015441 | 0 | 0 | 0 | 0 | 0 | 0 | 0 | 0 | 0.32857 | 0.015181 | 0.020702 | 0.02623 | 0.062114 | 0 | 0 | 0 | 0 | 0 | 1.4
57828_G_GEN3M | SPP_WEST | Oklahoma | 40 | Osage | 113 | 57828 | GEN3M | Tulsa LFG LLC | 14242 | 2011 | 9999 | Landfill Gas | [5 empty] | Non-Fossil | G | 2025 | LF Gas |  | 0.017499 | 0.023059 | 0.026365 | 0.066923 | 0 | 0 | 0 | 0 | 0 | 0 | 0 | 0 | 0 | 0 | 0 | 0 | 1.2287 | 1.6191 | 1.8512 | 4.699 | 1.0084 | 1.3289 | 1.5194 | 3.8567 | 0 | 0 | 0 | 0 | 0.002107 | 0.0027766 | 0.0031746 | 0.0080581 | 0 | 0 | 0 | 0 | 0 | 0 | 0 | 0 | 0.32857 | 0.0080344 | 0.010588 | 0.012105 | 0.030727 | 0 | 0 | 0 | 0 | 0 | 1.4
57828_G_GEN2 | SPP_WEST | Oklahoma | 40 | Osage | 113 | 57828 | GEN2 | Tulsa LFG LLC | 13500 | 2013 | 9999 | Landfill Gas | [5 empty] | Non-Fossil | G | 2025 | LF Gas |  | 0.0082935 | 0.010929 | 0.012496 | 0.031718 | 0 | 0 | 0 | 0 | 0 | 0 | 0 | 0 | 0 | 0 | 0 | 0 | 0.61433 | 0.80956 | 0.92561 | 2.3495 | 0.47795 | 0.62983 | 0.72011 | 1.8279 | 0 | 0 | 0 | 0 | 0.00099864 | 0.001316 | 0.0015046 | 0.0038192 | 0 | 0 | 0 | 0 | 0 | 0 | 0 | 0 | 0.16429 | 0.0040172 | 0.0052938 | 0.0060526 | 0.015364 | 0 | 0 | 0 | 0 | 0 | 0.7
57828_G_GEN1 | SPP_WEST | Oklahoma | 40 | Osage | 113 | 57828 | GEN1 | Tulsa LFG LLC | 13500 | 2013 | 9999 | Landfill Gas | [5 empty] | Non-Fossil | G | 2025 | LF Gas |  | 0.0082935 | 0.010929 | 0.012496 | 0.031718 | 0 | 0 | 0 | 0 | 0 | 0 | 0 | 0 | 0 | 0 | 0 | 0 | 0.61433 | 0.80956 | 0.92561 | 2.3495 | 0.47795 | 0.62983 | 0.72011 | 1.8279 | 0 | 0 | 0 | 0 | 0.00099864 | 0.001316 | 0.0015046 | 0.0038192 | 0 | 0 | 0 | 0 | 0 | 0 | 0 | 0 | 0.16429 | 0.0040172 | 0.0052938 | 0.0060526 | 0.015364 | 0 | 0 | 0 | 0 | 0 | 0.7
57827_G_DSPV | WECC_SCE | California | 6 | Tulare | 107 | 57827 | DSPV | Dinuba Wastewater Treatment Plant | 0 | 2011 | 9999 | Solar PV | [5 empty] | Non-Fossil | G | 2025 | Solar |  | 0 | 0 | 0 | 0 | 0 | 0 | 0 | 0 | 0 | 0 | 0 | 0 | 0 | 0 | 0 | 0 | 0.42075 | 0.78061 | 1.2099 | 2.4113 | 0 | 0 | 0 | 0 | 0 | 0 | 0 | 0 | 0 | 0 | 0 | 0 | 0 | 0 | 0 | 0 | 0 | 0 | 0 | 0 | 0.036128 | 0 | 0 | 0 | 0 | 0 | 0 | 0 | 0 | 0 | 1
57824_G_416LF | MIS_MNWI | Wisconsin | 55 | La Crosse | 63 | 57824 | 416LF | Onalaska Campus Landfill Biogas | 13500 | 2012 | 9999 | Landfill Gas | [5 empty] | Non-Fossil | G | 2025 | LF Gas |  | 0.017636 | 0.024921 | 0.030336 | 0.072893 | 0 | 0 | 0 | 0 | 0 | 0 | 0 | 0 | 0 | 0 | 0 | 0 | 1.3064 | 1.846 | 2.2471 | 5.3995 | 1.0163 | 1.4362 | 1.7482 | 4.2007 | 0 | 0 | 0 | 0 | 0.0021236 | 0.0030008 | 0.0036525 | 0.008777 | 0 | 0 | 0 | 0 | 0 | 0 | 0 | 0 | 0.25816 | 0.0085425 | 0.012071 | 0.014694 | 0.035308 | 0 | 0 | 0 | 0 | 0 | 1.1
57823_G_WTG1 | MIS_MNWI | Minnesota | 27 | Stevens | 149 | 57823 | WTG1 | WCROC Wind Farm | 0 | 2005 | 9999 | Onshore Wind | [5 empty] | Non-Fossil | G | 2025 | Wind |  | 0 | 0 | 0 | 0 | 0 | 0 | 0 | 0 | 0 | 0 | 0 | 0 | 0 | 0 | 0 | 0 | 0.34204 | 0.47061 | 0.39311 | 1.2058 | 0 | 0 | 0 | 0 | 0 | 0 | 0 | 0 | 0 | 0 | 0 | 0 | 0 | 0 | 0 | 0 | 0 | 0 | 0 | 0 | 0.011271 | 0 | 0 | 0 | 0 | 0 | 0 | 0 | 0 | 0 | 0.4
57822_B_HRSG5 | PJM_West | Ohio | 39 | Butler | 17 | 57822 | HRSG5 | Middletown Coke Company, LLC | 11373 | 2011 | 9999 | Fossil Waste |  |  | Bag House + Dry Scrubber |  | Dry Scrubber | Fossil | B | 2025 | Fwaste |  | 0.19392 | 0.26548 | 0.32181 | 0.7812 | 0 | 0 | 0 | 0 | 0 | 0 | 0 | 0 | 0 | 0 | 0 | 0 | 17.0506 | 23.3429 | 28.2958 | 68.6893 | 52.7321 | 72.1918 | 87.5096 | 212.4335 | 0 | 0 | 0 | 0 | 0.0078745 | 0.01078 | 0.013068 | 0.031723 | 0.001051 | 0.0014389 | 0.0017442 | 0.0042341 | 0 | 0 | 0 | 0 | 0 | 0.1115 | 0.15264 | 0.18503 | 0.44917 | 0 | 0 | 0 | 0 | 0 | 9.4 | Scrubber | Dry Scrubber
57822_B_HRSG4 | PJM_West | Ohio | 39 | Butler | 17 | 57822 | HRSG4 | Middletown Coke Company, LLC | 11373 | 2011 | 9999 | Fossil Waste |  |  | Bag House + Dry Scrubber |  | Dry Scrubber | Fossil | B | 2025 | Fwaste |  | 0.19392 | 0.26548 | 0.32181 | 0.7812 | 0 | 0 | 0 | 0 | 0 | 0 | 0 | 0 | 0 | 0 | 0 | 0 | 17.0506 | 23.3429 | 28.2958 | 68.6893 | 52.7321 | 72.1918 | 87.5096 | 212.4335 | 0 | 0 | 0 | 0 | 0.0078745 | 0.01078 | 0.013068 | 0.031723 | 0.001051 | 0.0014389 | 0.0017442 | 0.0042341 | 0 | 0 | 0 | 0 | 0 | 0.1115 | 0.15264 | 0.18503 | 0.44917 | 0 | 0 | 0 | 0 | 0 | 9.4 | Scrubber | Dry Scrubber
57822_B_HRSG3 | PJM_West | Ohio | 39 | Butler | 17 | 57822 | HRSG3 | Middletown Coke Company, LLC | 11373 | 2011 | 9999 | Fossil Waste |  |  | Bag House + Dry Scrubber |  | Dry Scrubber | Fossil | B | 2025 | Fwaste |  | 0.19392 | 0.26548 | 0.32181 | 0.7812 | 0 | 0 | 0 | 0 | 0 | 0 | 0 | 0 | 0 | 0 | 0 | 0 | 17.0506 | 23.3429 | 28.2958 | 68.6893 | 52.7321 | 72.1918 | 87.5096 | 212.4335 | 0 | 0 | 0 | 0 | 0.0078745 | 0.01078 | 0.013068 | 0.031723 | 0.001051 | 0.0014389 | 0.0017442 | 0.0042341 | 0 | 0 | 0 | 0 | 0 | 0.1115 | 0.15264 | 0.18503 | 0.44917 | 0 | 0 | 0 | 0 | 0 | 9.4 | Scrubber | Dry Scrubber
57822_B_HRSG2 | PJM_West | Ohio | 39 | Butler | 17 | 57822 | HRSG2 | Middletown Coke Company, LLC | 11373 | 2011 | 9999 | Fossil Waste |  |  | Bag House + Dry Scrubber |  | Dry Scrubber | Fossil | B | 2025 | Fwaste |  | 0.19392 | 0.26548 | 0.32181 | 0.7812 | 0 | 0 | 0 | 0 | 0 | 0 | 0 | 0 | 0 | 0 | 0 | 0 | 17.0506 | 23.3429 | 28.2958 | 68.6893 | 52.7321 | 72.1918 | 87.5096 | 212.4335 | 0 | 0 | 0 | 0 | 0.0078745 | 0.01078 | 0.013068 | 0.031723 | 0.001051 | 0.0014389 | 0.0017442 | 0.0042341 | 0 | 0 | 0 | 0 | 0 | 0.1115 | 0.15264 | 0.18503 | 0.44917 | 0 | 0 | 0 | 0 | 0 | 9.4 | Scrubber | Dry Scrubber
57822_B_HRSG1 | PJM_West | Ohio | 39 | Butler | 17 | 57822 | HRSG1 | Middletown Coke Company, LLC | 11373 | 2011 | 9999 | Fossil Waste |  |  | Bag House + Dry Scrubber |  | Dry Scrubber | Fossil | B | 2025 | Fwaste |  | 0.19392 | 0.26548 | 0.32181 | 0.7812 | 0 | 0 | 0 | 0 | 0 | 0 | 0 | 0 | 0 | 0 | 0 | 0 | 17.0506 | 23.3429 | 28.2958 | 68.6893 | 52.7321 | 72.1918 | 87.5096 | 212.4335 | 0 | 0 | 0 | 0 | 0.0078745 | 0.01078 | 0.013068 | 0.031723 | 0.001051 | 0.0014389 | 0.0017442 | 0.0042341 | 0 | 0 | 0 | 0 | 0 | 0.1115 | 0.15264 | 0.18503 | 0.44917 | 0 | 0 | 0 | 0 | 0 | 9.4 | Scrubber | Dry Scrubber
57821_G_MCK6 | WEC_BANC | California | 6 | Sacramento | 67 | 57821 | MCK6 | RE McKenzie 6 | 0 | 2012 | 9999 | Solar PV | [5 empty] | Non-Fossil | G | 2025 | Solar |  | 0 | 0 | 0 | 0 | 0 | 0 | 0 | 0 | 0 | 0 | 0 | 0 | 0 | 0 | 0 | 0 | 1.7282 | 3.7564 | 5.8944 | 11.379 | 0 | 0 | 0 | 0 | 0 | 0 | 0 | 0 | 0 | 0 | 0 | 0 | 0 | 0 | 0 | 0 | 0 | 0 | 0 | 0 | 0.13993 | 0 | 0 | 0 | 0 | 0 | 0 | 0 | 0 | 0 | 5
57820_G_MCK5 | WEC_BANC | California | 6 | Sacramento | 67 | 57820 | MCK5 | RE McKenzie 5 | 0 | 2012 | 9999 | Solar PV | [5 empty] | Non-Fossil | G | 2025 | Solar |  | 0 | 0 | 0 | 0 | 0 | 0 | 0 | 0 | 0 | 0 | 0 | 0 | 0 | 0 | 0 | 0 | 1.7282 | 3.7564 | 5.8944 | 11.379 | 0 | 0 | 0 | 0 | 0 | 0 | 0 | 0 | 0 | 0 | 0 | 0 | 0 | 0 | 0 | 0 | 0 | 0 | 0 | 0 | 0.13993 | 0 | 0 | 0 | 0 | 0 | 0 | 0 | 0 | 0 | 5
57819_G_MCK4 | WEC_BANC | California | 6 | Sacramento | 67 | 57819 | MCK4 | RE McKenzie 4 | 0 | 2012 | 9999 | Solar PV | [5 empty] | Non-Fossil | G | 2025 | Solar |  | 0 | 0 | 0 | 0 | 0 | 0 | 0 | 0 | 0 | 0 | 0 | 0 | 0 | 0 | 0 | 0 | 1.7282 | 3.7564 | 5.8944 | 11.379 | 0 | 0 | 0 | 0 | 0 | 0 | 0 | 0 | 0 | 0 | 0 | 0 | 0 | 0 | 0 | 0 | 0 | 0 | 0 | 0 | 0.13993 | 0 | 0 | 0 | 0 | 0 | 0 | 0 | 0 | 0 | 5
57818_G_MCK3 | WEC_BANC | California | 6 | Sacramento | 67 | 57818 | MCK3 | RE McKenzie 3 | 0 | 2012 | 9999 | Solar PV | [5 empty] | Non-Fossil | G | 2025 | Solar |  | 0 | 0 | 0 | 0 | 0 | 0 | 0 | 0 | 0 | 0 | 0 | 0 | 0 | 0 | 0 | 0 | 1.7282 | 3.7564 | 5.8944 | 11.379 | 0 | 0 | 0 | 0 | 0 | 0 | 0 | 0 | 0 | 0 | 0 | 0 | 0 | 0 | 0 | 0 | 0 | 0 | 0 | 0 | 0.13993 | 0 | 0 | 0 | 0 | 0 | 0 | 0 | 0 | 0 | 5
57817_G_MCK2 | WEC_BANC | California | 6 | Sacramento | 67 | 57817 | MCK2 | RE McKenzie 2 | 0 | 2012 | 9999 | Solar PV | [5 empty] | Non-Fossil | G | 2025 | Solar |  | 0 | 0 | 0 | 0 | 0 | 0 | 0 | 0 | 0 | 0 | 0 | 0 | 0 | 0 | 0 | 0 | 1.7282 | 3.7564 | 5.8944 | 11.379 | 0 | 0 | 0 | 0 | 0 | 0 | 0 | 0 | 0 | 0 | 0 | 0 | 0 | 0 | 0 | 0 | 0 | 0 | 0 | 0 | 0.13993 | 0 | 0 | 0 | 0 | 0 | 0 | 0 | 0 | 0 | 5
57816_G_MCK1 | WEC_BANC | California | 6 | Sacramento | 67 | 57816 | MCK1 | RE McKenzie 1 | 0 | 2012 | 9999 | Solar PV | [5 empty] | Non-Fossil | G | 2025 | Solar |  | 0 | 0 | 0 | 0 | 0 | 0 | 0 | 0 | 0 | 0 | 0 | 0 | 0 | 0 | 0 | 0 | 1.7282 | 3.7564 | 5.8944 | 11.379 | 0 | 0 | 0 | 0 | 0 | 0 | 0 | 0 | 0 | 0 | 0 | 0 | 0 | 0 | 0 | 0 | 0 | 0 | 0 | 0 | 0.13993 | 0 | 0 | 0 | 0 | 0 | 0 | 0 | 0 | 0 | 5
57813_G_TURB2 | MIS_MNWI | Minnesota | 27 | Winona | 169 | 57813 | TURB2 | GL Wind | 0 | 2011 | 9999 | Onshore Wind | [5 empty] | Non-Fossil | G | 2025 | Wind |  | 0 | 0 | 0 | 0 | 0 | 0 | 0 | 0 | 0 | 0 | 0 | 0 | 0 | 0 | 0 | 0 | 2.0523 | 2.8236 | 2.3587 | 7.2346 | 0 | 0 | 0 | 0 | 0 | 0 | 0 | 0 | 0 | 0 | 0 | 0 | 0 | 0 | 0 | 0 | 0 | 0 | 0 | 0 | 0.067624 | 0 | 0 | 0 | 0 | 0 | 0 | 0 | 0 | 0 | 2.4
57813_G_TURB1 | MIS_MNWI | Minnesota | 27 | Winona | 169 | 57813 | TURB1 | GL Wind | 0 | 2011 | 9999 | Onshore Wind | [5 empty] | Non-Fossil | G | 2025 | Wind |  | 0 | 0 | 0 | 0 | 0 | 0 | 0 | 0 | 0 | 0 | 0 | 0 | 0 | 0 | 0 | 0 | 0.94062 | 1.2942 | 1.0811 | 3.3159 | 0 | 0 | 0 | 0 | 0 | 0 | 0 | 0 | 0 | 0 | 0 | 0 | 0 | 0 | 0 | 0 | 0 | 0 | 0 | 0 | 0.030995 | 0 | 0 | 0 | 0 | 0 | 0 | 0 | 0 | 0 | 1.1
57811_G_ADB01 | WEC_CALN | California | 6 | Santa Clara | 85 | 57811 | ADB01 | Adobe San Jose | 8293 | 2010 | 9999 | Fuel Cell | [5 empty] | Non-Fossil | G | 2025 | NaturalGas |  | 0 | 0 | 0 | 0 | 0 | 0 | 0 | 0 | 0 | 0 | 0 | 0 | 0 | 0 | 0 | 0 | 0 | 0 | 0 | 0 | 0 | 0 | 0 | 0 | 0 | 0 | 0 | 0 | 0 | 0 | 0 | 0 | 0 | 0 | 0 | 0 | 0 | 0 | 0 | 0 | 0 | 0 | 0 | 0 | 0 | 0 | 0 | 0 | 0 | 0 | 0.4
57811_G_ADB00 | WEC_CALN | California | 6 | Santa Clara | 85 | 57811 | ADB00 | Adobe San Jose | 8293 | 2010 | 9999 | Fuel Cell | [5 empty] | Non-Fossil | G | 2025 | NaturalGas |  | 0 | 0 | 0 | 0 | 0 | 0 | 0 | 0 | 0 | 0 | 0 | 0 | 0 | 0 | 0 | 0 | 0 | 0 | 0 | 0 | 0 | 0 | 0 | 0 | 0 | 0 | 0 | 0 | 0 | 0 | 0 | 0 | 0 | 0 | 0 | 0 | 0 | 0 | 0 | 0 | 0 | 0 | 0 | 0 | 0 | 0 | 0 | 0 | 0 | 0 | 0.8
57809_G_FRK00 | WEC_CALN | California | 6 | San Mateo | 81 | 57809 | FRK00 | Franklin Templeton San Mateo | 7200 | 2011 | 9999 | Fuel Cell | [5 empty] | Non-Fossil | G | 2025 | NaturalGas |  | 0 | 0 | 0 | 0 | 0 | 0 | 0 | 0 | 0 | 0 | 0 | 0 | 0 | 0 | 0 | 0 | 0 | 0 | 0 | 0 | 0 | 0 | 0 | 0 | 0 | 0 | 0 | 0 | 0 | 0 | 0 | 0 | 0 | 0 | 0 | 0 | 0 | 0 | 0 | 0 | 0 | 0 | 0 | 0 | 0 | 0 | 0 | 0 | 0 | 0 | 1
57808_G_LOK00 | WEC_CALN | California | 6 | Santa Clara | 85 | 57808 | LOK00 | Lockheed Martin Sunnyvale | 7191 | 2011 | 9999 | Fuel Cell | [5 empty] | Non-Fossil | G | 2025 | NaturalGas |  | 0 | 0 | 0 | 0 | 0 | 0 | 0 | 0 | 0 | 0 | 0 | 0 | 0 | 0 | 0 | 0 | 0 | 0 | 0 | 0 | 0 | 0 | 0 | 0 | 0 | 0 | 0 | 0 | 0 | 0 | 0 | 0 | 0 | 0 | 0 | 0 | 0 | 0 | 0 | 0 | 0 | 0 | 0 | 0 | 0 | 0 | 0 | 0 | 0 | 0 | 1
57807_G_COK01 | WEC_CALN | California | 6 | Napa | 55 | 57807 | COK01 | Coca Cola American Canyon | 8886 | 2011 | 9999 | Fuel Cell | [5 empty] | Non-Fossil | G | 2025 | NaturalGas |  | 0 | 0 | 0 | 0 | 0 | 0 | 0 | 0 | 0 | 0 | 0 | 0 | 0 | 0 | 0 | 0 | 0 | 0 | 0 | 0 | 0 | 0 | 0 | 0 | 0 | 0 | 0 | 0 | 0 | 0 | 0 | 0 | 0 | 0 | 0 | 0 | 0 | 0 | 0 | 0 | 0 | 0 | 0 | 0 | 0 | 0 | 0 | 0 | 0 | 0 | 1
57806_G_DIL4 | WEC_BANC | California | 6 | Sacramento | 67 | 57806 | DIL4 | RE Dillard 4 | 0 | 2012 | 9999 | Solar PV | [5 empty] | Non-Fossil | G | 2025 | Solar |  | 0 | 0 | 0 | 0 | 0 | 0 | 0 | 0 | 0 | 0 | 0 | 0 | 0 | 0 | 0 | 0 | 0.13825 | 0.30051 | 0.47155 | 0.91032 | 0 | 0 | 0 | 0 | 0 | 0 | 0 | 0 | 0 | 0 | 0 | 0 | 0 | 0 | 0 | 0 | 0 | 0 | 0 | 0 | 0.011194 | 0 | 0 | 0 | 0 | 0 | 0 | 0 | 0 | 0 | 0.4
57805_G_WPU1 | PJM_EMAC | New Jersey | 34 | Passaic | 31 | 57805 | WPU1 | William Paterson University | 0 | 2010 | 9999 | Solar PV | [5 empty] | Non-Fossil | G | 2025 | Solar |  | 0 | 0 | 0 | 0 | 0 | 0 | 0 | 0 | 0 | 0 | 0 | 0 | 0 | 0 | 0 | 0 | 0.29625 | 0.63954 | 1.0162 | 1.952 | 0 | 0 | 0 | 0 | 0 | 0 | 0 | 0 | 0 | 0 | 0 | 0 | 0 | 0 | 0 | 0 | 0 | 0 | 0 | 0 | 0.049191 | 0 | 0 | 0 | 0 | 0 | 0 | 0 | 0 | 0 | 1.3637
57803_G_T1-6 | WECC_PNW | Oregon | 41 | Baker | 1 | 57803 | T1-6 | Lime Wind | 0 | 2011 | 9999 | Onshore Wind | [5 empty] | Non-Fossil | G | 2025 | Wind |  | 0 | 0 | 0 | 0 | 0 | 0 | 0 | 0 | 0 | 0 | 0 | 0 | 0 | 0 | 0 | 0 | 1.2911 | 2.1687 | 3.4916 | 6.9514 | 0 | 0 | 0 | 0 | 0 | 0 | 0 | 0 | 0 | 0 | 0 | 0 | 0 | 0 | 0 | 0 | 0 | 0 | 0 | 0 | 0.08453 | 0 | 0 | 0 | 0 | 0 | 0 | 0 | 0 | 0 | 3
57802_G_MV1 | ERC_REST | Texas | 48 | Willacy | 489 | 57802 | MV1 | Magic Valley Wind Farm I LLC | 0 | 2012 | 9999 | Onshore Wind | [5 empty] | Non-Fossil | G | 2025 | Wind |  | 0 | 0 | 0 | 0 | 0 | 0 | 0 | 0 | 0 | 0 | 0 | 0 | 0 | 0 | 0 | 0 | 145.7834 | 209.9732 | 250.5278 | 606.2844 | 0 | 0 | 0 | 0 | 0 | 0 | 0 | 0 | 0 | 0 | 0 | 0 | 0 | 0 | 0 | 0 | 0 | 0 | 0 | 0 | 5.7199 | 0 | 0 | 0 | 0 | 0 | 0 | 0 | 0 | 0 | 203
57801_G_BISO3 | MIS_MAPP | North Dakota | 38 | Morton | 59 | 57801 | BISO3 | Bison 3 Wind Energy Center | 0 | 2012 | 9999 | Onshore Wind | [5 empty] | Non-Fossil | G | 2025 | Wind |  | 0 | 0 | 0 | 0 | 0 | 0 | 0 | 0 | 0 | 0 | 0 | 0 | 0 | 0 | 0 | 0 | 90.3296 | 132.3503 | 125.3896 | 348.0696 | 0 | 0 | 0 | 0 | 0 | 0 | 0 | 0 | 0 | 0 | 0 | 0 | 0 | 0 | 0 | 0 | 0 | 0 | 0 | 0 | 4.1409 | 0 | 0 | 0 | 0 | 0 | 0 | 0 | 0 | 0 | 105
57800_G_BISO2 | MIS_MAPP | North Dakota | 38 | Morton | 59 | 57800 | BISO2 | Bison 2 Wind Energy Center | 0 | 2012 | 9999 | Onshore Wind | [5 empty] | Non-Fossil | G | 2025 | Wind |  | 0 | 0 | 0 | 0 | 0 | 0 | 0 | 0 | 0 | 0 | 0 | 0 | 0 | 0 | 0 | 0 | 90.3296 | 132.3503 | 125.3896 | 348.0696 | 0 | 0 | 0 | 0 | 0 | 0 | 0 | 0 | 0 | 0 | 0 | 0 | 0 | 0 | 0 | 0 | 0 | 0 | 0 | 0 | 4.1409 | 0 | 0 | 0 | 0 | 0 | 0 | 0 | 0 | 0 | 105
57799_G_1 | PJM_EMAC | New Jersey | 34 | Monmouth | 25 | 57799 | 1 | ISH Solar Central, LLC | 0 | 2011 | 9999 | Solar PV | [5 empty] | Non-Fossil | G | 2025 | Solar |  | 0 | 0 | 0 | 0 | 0 | 0 | 0 | 0 | 0 | 0 | 0 | 0 | 0 | 0 | 0 | 0 | 0.29625 | 0.63954 | 1.0162 | 1.952 | 0 | 0 | 0 | 0 | 0 | 0 | 0 | 0 | 0 | 0 | 0 | 0 | 0 | 0 | 0 | 0 | 0 | 0 | 0 | 0 | 0.049191 | 0 | 0 | 0 | 0 | 0 | 0 | 0 | 0 | 0 | 1.3637
57798_G_1OBP | NY_Z_J | New York | 36 | New York | 61 | 57798 | 1OBP | OBP Cogen | 12445 | 2010 | 9999 | Combustion Turbine | [5 empty] | Fossil | G | 2025 | NaturalGas |  | 0 | 0 | 0.0017738 | 0.0017738 | 0 | 0 | 0 | 0 | 0 | 0 | 0 | 0 | 0 | 0 | 0 | 0 | 0 | 0 | 0.14253 | 0.14253 | 0 | 0 | 0.10384 | 0.10384 | 0 | 0 | 1.2415e-10 | 1.2415e-10 | 0 | 0 | 8.434e-05 | 8.434e-05 | 0 | 0 | 0 | 0 | 0 | 0 | 0 | 0 | 0.08602 | 0 | 0 | 0.0022375 | 0.0022375 | 0 | 0 | 0.0060253 | 0.0060253 | 0 | 4.6
57797_G_1 | WEC_LADW | California | 6 | Los Angeles | 37 | 57797 | 1 | Golden Springs Building D | 0 | 2012 | 9999 | Solar PV | [5 empty] | Non-Fossil | G | 2025 | Solar |  | 0 | 0 | 0 | 0 | 0 | 0 | 0 | 0 | 0 | 0 | 0 | 0 | 0 | 0 | 0 | 0 | 0.52448 | 1.0202 | 1.5256 | 3.0702 | 0 | 0 | 0 | 0 | 0 | 0 | 0 | 0 | 0 | 0 | 0 | 0 | 0 | 0 | 0 | 0 | 0 | 0 | 0 | 0 | 0.052022 | 0 | 0 | 0 | 0 | 0 | 0 | 0 | 0 | 0 | 1.2797
57796_G_1 | WEC_LADW | California | 6 | Los Angeles | 37 | 57796 | 1 | Golden Springs Building C-1 | 0 | 2012 | 9999 | Solar PV | [5 empty] | Non-Fossil | G | 2025 | Solar |  | 0 | 0 | 0 | 0 | 0 | 0 | 0 | 0 | 0 | 0 | 0 | 0 | 0 | 0 | 0 | 0 | 0.48414 | 0.9417 | 1.4082 | 2.8341 | 0 | 0 | 0 | 0 | 0 | 0 | 0 | 0 | 0 | 0 | 0 | 0 | 0 | 0 | 0 | 0 | 0 | 0 | 0 | 0 | 0.04802 | 0 | 0 | 0 | 0 | 0 | 0 | 0 | 0 | 0 | 1.1813
57795_G_1 | WECC_AZ | Arizona | 4 | Pima | 19 | 57795 | 1 | RE Ajo 1 LLC | 0 | 2011 | 9999 | Solar PV | [5 empty] | Non-Fossil | G | 2025 | Solar |  | 0 | 0 | 0 | 0 | 0 | 0 | 0 | 0 | 0 | 0 | 0 | 0 | 0 | 0 | 0 | 0 | 2.0255 | 3.6545 | 5.2928 | 10.9728 | 0 | 0 | 0 | 0 | 0 | 0 | 0 | 0 | 0 | 0 | 0 | 0 | 0 | 0 | 0 | 0 | 0 | 0 | 0 | 0 | 0.20265 | 0 | 0 | 0 | 0 | 0 | 0 | 0 | 0 | 0 | 4.4894
57794_G_ST1 | PJM_West | Indiana | 18 | St Joseph | 141 | 57794 | ST1 | St Joseph Energy Center | 6250 | 2018 | 9999 | Combined Cycle |  |  | SCR |  |  | Fossil | G | 2025 | NaturalGas |  | 2.6858 | 3.6407 | 5.0256 | 11.3521 | 0 | 0 | 0 | 0 | 0 | 0 | 0 | 0 | 0 | 0 | 0 | 0 | 429.7249 | 582.516 | 804.0881 | 1816.3291 | 157.2256 | 213.1281 | 294.1957 | 664.5494 | 1.8802e-07 | 2.5487e-07 | 3.5177e-07 | 7.9465e-07 | 0.014772 | 0.020024 | 0.027641 | 0.062436 | 0 | 0 | 0 | 0 | 0 | 0 | 0 | 0 | 7.4834 | 0.91222 | 1.2366 | 1.7069 | 3.8557 | 9.338 | 11.566 | 16.8197 | 37.7237 | 0 | 245 | SCR
57794_G_CT2 | PJM_West | Indiana | 18 | St Joseph | 141 | 57794 | CT2 | St Joseph Energy Center | 6250 | 2018 | 9999 | Combined Cycle |  |  | SCR |  |  | Fossil | G | 2025 | NaturalGas |  | 2.5104 | 3.403 | 4.6974 | 10.6107 | 0 | 0 | 0 | 0 | 0 | 0 | 0 | 0 | 0 | 0 | 0 | 0 | 401.6613 | 544.4742 | 751.5762 | 1697.7117 | 146.9578 | 199.2095 | 274.9829 | 621.1503 | 1.7574e-07 | 2.3822e-07 | 3.288e-07 | 7.4276e-07 | 0.013807 | 0.018716 | 0.025835 | 0.058359 | 0 | 0 | 0 | 0 | 0 | 0 | 0 | 0 | 6.9947 | 0.85265 | 1.1558 | 1.5954 | 3.6039 | 8.7282 | 10.8107 | 15.7213 | 35.2601 | 0 | 229 | SCR
57794_G_CT1 | PJM_West | Indiana | 18 | St Joseph | 141 | 57794 | CT1 | St Joseph Energy Center | 6250 | 2018 | 9999 | Combined Cycle |  |  | SCR |  |  | Fossil | G | 2025 | NaturalGas |  | 2.5104 | 3.403 | 4.6974 | 10.6107 | 0 | 0 | 0 | 0 | 0 | 0 | 0 | 0 | 0 | 0 | 0 | 0 | 401.6613 | 544.4742 | 751.5762 | 1697.7117 | 146.9578 | 199.2095 | 274.9829 | 621.1503 | 1.7574e-07 | 2.3822e-07 | 3.288e-07 | 7.4276e-07 | 0.013807 | 0.018716 | 0.025835 | 0.058359 | 0 | 0 | 0 | 0 | 0 | 0 | 0 | 0 | 6.9947 | 0.85265 | 1.1558 | 1.5954 | 3.6039 | 8.7282 | 10.8107 | 15.7213 | 35.2601 | 0 | 229 | SCR
57794_G_2 | PJM_West | Indiana | 18 | St Joseph | 141 | 57794 | 2 | St Joseph Energy Center | 6250 | 2020 | 9999 | Combined Cycle |  |  | SCR |  |  | Fossil | G | 2025 | NaturalGas |  | 0.00010963 | 0.00014861 | 0.00020523 | 0.00046347 | 0 | 0 | 0 | 0 | 0 | 0 | 0 | 0 | 0 | 0 | 0 | 0 | 0.017539 | 0.023775 | 0.03282 | 0.074135 | 0.0064171 | 0.0086988 | 0.012008 | 0.027124 | 7.6743e-12 | 1.0403e-11 | 1.4359e-11 | 3.2437e-11 | 6.03e-07 | 8.174e-07 | 1.1285e-06 | 2.5489e-06 | 0 | 0 | 0 | 0 | 0 | 0 | 0 | 0 | 0.00030545 | 3.7232e-05 | 5.047e-05 | 6.9671e-05 | 0.00015737 | 0.00038101 | 0.00047192 | 0.00068654 | 0.0015395 | 0 | 0.01 | SCR
57793_G_FC-1 | WEC_CALN | California | 6 | Sonoma | 97 | 57793 | FC-1 | Sonoma County Fuel Cell | 8429 | 2010 | 9999 | Fuel Cell | [5 empty] | Non-Fossil | G | 2025 | NaturalGas |  | 0 | 0 | 0 | 0 | 0 | 0 | 0 | 0 | 0 | 0 | 0 | 0 | 0 | 0 | 0 | 0 | 0 | 0 | 0 | 0 | 0 | 0 | 0 | 0 | 0 | 0 | 0 | 0 | 0 | 0 | 0 | 0 | 0 | 0 | 0 | 0 | 0 | 0 | 0 | 0 | 0 | 0 | 0 | 0 | 0 | 0 | 0 | 0 | 0 | 0 | 1.4
57792_G_WTG1 | WECC_SCE | California | 6 | San Bernardino | 71 | 57792 | WTG1 | Foundation IE | 0 | 2011 | 9999 | Onshore Wind | [5 empty] | Non-Fossil | G | 2025 | Wind |  | 0 | 0 | 0 | 0 | 0 | 0 | 0 | 0 | 0 | 0 | 0 | 0 | 0 | 0 | 0 | 0 | 0.34498 | 0.71466 | 1.2075 | 2.2671 | 0 | 0 | 0 | 0 | 0 | 0 | 0 | 0 | 0 | 0 | 0 | 0 | 0 | 0 | 0 | 0 | 0 | 0 | 0 | 0 | 0.028065 | 0 | 0 | 0 | 0 | 0 | 0 | 0 | 0 | 0 | 0.99602
57791_G_WTG1 | WEC_CALN | California | 6 | Solano | 95 | 57791 | WTG1 | Foundation AB | 0 | 2011 | 9999 | Onshore Wind | [5 empty] | Non-Fossil | G | 2025 | Wind |  | 0 | 0 | 0 | 0 | 0 | 0 | 0 | 0 | 0 | 0 | 0 | 0 | 0 | 0 | 0 | 0 | 0.48605 | 0.96269 | 2.6266 | 4.0753 | 0 | 0 | 0 | 0 | 0 | 0 | 0 | 0 | 0 | 0 | 0 | 0 | 0 | 0 | 0 | 0 | 0 | 0 | 0 | 0 | 0.042265 | 0 | 0 | 0 | 0 | 0 | 0 | 0 | 0 | 0 | 1.5
57790_G_1 | WECC_AZ | Arizona | 4 | Yavapai | 25 | 57790 | 1 | RE Bagdad Solar I LLC | 0 | 2011 | 9999 | Solar PV | [5 empty] | Non-Fossil | G | 2025 | Solar |  | 0 | 0 | 0 | 0 | 0 | 0 | 0 | 0 | 0 | 0 | 0 | 0 | 0 | 0 | 0 | 0 | 6.7517 | 12.1817 | 17.6426 | 36.576 | 0 | 0 | 0 | 0 | 0 | 0 | 0 | 0 | 0 | 0 | 0 | 0 | 0 | 0 | 0 | 0 | 0 | 0 | 0 | 0 | 0.67551 | 0 | 0 | 0 | 0 | 0 | 0 | 0 | 0 | 0 | 14.9647
57789_G_GEN3 | NY_Z_J | New York | 36 | New York | 61 | 57789 | GEN3 | Peak Power 1 Cogen | 10878 | 2010 | 9999 | Combustion Turbine | [5 empty] | Fossil | G | 2025 | NaturalGas |  | 0 | 0 | 0.00072259 | 0.00072259 | 0 | 0 | 0 | 0 | 0 | 0 | 0 | 0 | 0 | 0 | 0 | 0 | 0 | 0 | 0.066427 | 0.066427 | 0 | 0 | 0.042301 | 0.042301 | 0 | 0 | 5.0505e-11 | 5.0505e-11 | 0 | 0 | 0.00012512 | 0.00012512 | 0 | 0 | 0 | 0 | 0 | 0 | 0 | 0 | 0.0374 | 0 | 0 | 0.0010428 | 0.0010428 | 0 | 0 | 0.0024545 | 0.0024545 | 0 | 2
57789_G_GEN2 | NY_Z_J | New York | 36 | New York | 61 | 57789 | GEN2 | Peak Power 1 Cogen | 10878 | 2010 | 9999 | Combustion Turbine | [5 empty] | Fossil | G | 2025 | NaturalGas |  | 0 | 0 | 0.00072259 | 0.00072259 | 0 | 0 | 0 | 0 | 0 | 0 | 0 | 0 | 0 | 0 | 0 | 0 | 0 | 0 | 0.066427 | 0.066427 | 0 | 0 | 0.042301 | 0.042301 | 0 | 0 | 5.0505e-11 | 5.0505e-11 | 0 | 0 | 0.00012512 | 0.00012512 | 0 | 0 | 0 | 0 | 0 | 0 | 0 | 0 | 0.0374 | 0 | 0 | 0.0010428 | 0.0010428 | 0 | 0 | 0.0024545 | 0.0024545 | 0 | 2
57789_G_GEN1 | NY_Z_J | New York | 36 | New York | 61 | 57789 | GEN1 | Peak Power 1 Cogen | 10878 | 2010 | 9999 | Combustion Turbine | [5 empty] | Fossil | G | 2025 | NaturalGas |  | 0 | 0 | 0.00072259 | 0.00072259 | 0 | 0 | 0 | 0 | 0 | 0 | 0 | 0 | 0 | 0 | 0 | 0 | 0 | 0 | 0.066427 | 0.066427 | 0 | 0 | 0.042301 | 0.042301 | 0 | 0 | 5.0505e-11 | 5.0505e-11 | 0 | 0 | 0.00012512 | 0.00012512 | 0 | 0 | 0 | 0 | 0 | 0 | 0 | 0 | 0.0374 | 0 | 0 | 0.0010428 | 0.0010428 | 0 | 0 | 0.0024545 | 0.0024545 | 0 | 2
57788_G_TG2 | PJM_SMAC | District Of Columbia | 11 | District Of Columbia | 1 | 57788 | TG2 | US GSA Heating and Transmission | 12445 | 2004 | 9999 | Combustion Turbine | [5 empty] | Fossil | G | 2025 | NaturalGas |  | 0 | 0 | 0.0088208 | 0.0088208 | 0 | 0 | 0 | 0 | 0 | 0 | 0 | 0 | 0 | 0 | 0 | 0 | 0 | 0 | 0.70878 | 0.70878 | 0 | 0 | 0.51637 | 0.51637 | 0 | 0 | 6.1775e-10 | 6.1775e-10 | 0 | 0 | 0.00041941 | 0.00041941 | 0 | 0 | 0 | 0 | 0 | 0 | 0 | 0 | 0.08415 | 0 | 0 | 0.0097209 | 0.0097209 | 0 | 0 | 0.028022 | 0.028022 | 0 | 4.5
57788_G_TG1 | PJM_SMAC | District Of Columbia | 11 | District Of Columbia | 1 | 57788 | TG1 | US GSA Heating and Transmission | 12445 | 2004 | 9999 | Combustion Turbine | [5 empty] | Fossil | G | 2025 | NaturalGas |  | 0 | 0 | 0.0088208 | 0.0088208 | 0 | 0 | 0 | 0 | 0 | 0 | 0 | 0 | 0 | 0 | 0 | 0 | 0 | 0 | 0.70878 | 0.70878 | 0 | 0 | 0.51637 | 0.51637 | 0 | 0 | 6.1775e-10 | 6.1775e-10 | 0 | 0 | 0.00041941 | 0.00041941 | 0 | 0 | 0 | 0 | 0 | 0 | 0 | 0 | 0.08415 | 0 | 0 | 0.0097209 | 0.0097209 | 0 | 0 | 0.028022 | 0.028022 | 0 | 4.5
57787_G_1 | SPP_N | Kansas | 20 | Harper | 77 | 57787 | 1 | Flat Ridge 2 Wind Energy LLC | 0 | 2012 | 9999 | Onshore Wind | [5 empty] | Non-Fossil | G | 2025 | Wind |  | 0 | 0 | 0 | 0 | 0 | 0 | 0 | 0 | 0 | 0 | 0 | 0 | 0 | 0 | 0 | 0 | 402.9366 | 609.0174 | 619.382 | 1631.336 | 0 | 0 | 0 | 0 | 0 | 0 | 0 | 0 | 0 | 0 | 0 | 0 | 0 | 0 | 0 | 0 | 0 | 0 | 0 | 0 | 18.5617 | 0 | 0 | 0 | 0 | 0 | 0 | 0 | 0 | 0 | 470.4
57785_G_BRU3 | WEC_BANC | California | 6 | Sacramento | 67 | 57785 | BRU3 | RE Bruceville 3 | 0 | 2012 | 9999 | Solar PV | [5 empty] | Non-Fossil | G | 2025 | Solar |  | 0 | 0 | 0 | 0 | 0 | 0 | 0 | 0 | 0 | 0 | 0 | 0 | 0 | 0 | 0 | 0 | 1.7282 | 3.7564 | 5.8944 | 11.379 | 0 | 0 | 0 | 0 | 0 | 0 | 0 | 0 | 0 | 0 | 0 | 0 | 0 | 0 | 0 | 0 | 0 | 0 | 0 | 0 | 0.13993 | 0 | 0 | 0 | 0 | 0 | 0 | 0 | 0 | 0 | 5
57784_G_BRU2 | WEC_BANC | California | 6 | Sacramento | 67 | 57784 | BRU2 | RE Bruceville 2 | 0 | 2012 | 9999 | Solar PV | [5 empty] | Non-Fossil | G | 2025 | Solar |  | 0 | 0 | 0 | 0 | 0 | 0 | 0 | 0 | 0 | 0 | 0 | 0 | 0 | 0 | 0 | 0 | 1.7282 | 3.7564 | 5.8944 | 11.379 | 0 | 0 | 0 | 0 | 0 | 0 | 0 | 0 | 0 | 0 | 0 | 0 | 0 | 0 | 0 | 0 | 0 | 0 | 0 | 0 | 0.13993 | 0 | 0 | 0 | 0 | 0 | 0 | 0 | 0 | 0 | 5
57783_G_BRU1 | WEC_BANC | California | 6 | Sacramento | 67 | 57783 | BRU1 | RE Bruceville 1 | 0 | 2012 | 9999 | Solar PV | [5 empty] | Non-Fossil | G | 2025 | Solar |  | 0 | 0 | 0 | 0 | 0 | 0 | 0 | 0 | 0 | 0 | 0 | 0 | 0 | 0 | 0 | 0 | 1.7282 | 3.7564 | 5.8944 | 11.379 | 0 | 0 | 0 | 0 | 0 | 0 | 0 | 0 | 0 | 0 | 0 | 0 | 0 | 0 | 0 | 0 | 0 | 0 | 0 | 0 | 0.13993 | 0 | 0 | 0 | 0 | 0 | 0 | 0 | 0 | 0 | 5
57782_G_KAM3 | WEC_BANC | California | 6 | Sacramento | 67 | 57782 | KAM3 | RE Kammerer 3 | 0 | 2012 | 9999 | Solar PV | [5 empty] | Non-Fossil | G | 2025 | Solar |  | 0 | 0 | 0 | 0 | 0 | 0 | 0 | 0 | 0 | 0 | 0 | 0 | 0 | 0 | 0 | 0 | 1.7282 | 3.7564 | 5.8944 | 11.379 | 0 | 0 | 0 | 0 | 0 | 0 | 0 | 0 | 0 | 0 | 0 | 0 | 0 | 0 | 0 | 0 | 0 | 0 | 0 | 0 | 0.13993 | 0 | 0 | 0 | 0 | 0 | 0 | 0 | 0 | 0 | 5
57781_G_DIL3 | WEC_BANC | California | 6 | Sacramento | 67 | 57781 | DIL3 | RE Dillard 3 | 0 | 2012 | 9999 | Solar PV | [5 empty] | Non-Fossil | G | 2025 | Solar |  | 0 | 0 | 0 | 0 | 0 | 0 | 0 | 0 | 0 | 0 | 0 | 0 | 0 | 0 | 0 | 0 | 1.0369 | 2.2538 | 3.5366 | 6.8274 | 0 | 0 | 0 | 0 | 0 | 0 | 0 | 0 | 0 | 0 | 0 | 0 | 0 | 0 | 0 | 0 | 0 | 0 | 0 | 0 | 0.083956 | 0 | 0 | 0 | 0 | 0 | 0 | 0 | 0 | 0 | 3
57780_G_KAM2 | WEC_BANC | California | 6 | Sacramento | 67 | 57780 | KAM2 | RE Kammerer 2 | 0 | 2012 | 9999 | Solar PV | [5 empty] | Non-Fossil | G | 2025 | Solar |  | 0 | 0 | 0 | 0 | 0 | 0 | 0 | 0 | 0 | 0 | 0 | 0 | 0 | 0 | 0 | 0 | 1.7282 | 3.7564 | 5.8944 | 11.379 | 0 | 0 | 0 | 0 | 0 | 0 | 0 | 0 | 0 | 0 | 0 | 0 | 0 | 0 | 0 | 0 | 0 | 0 | 0 | 0 | 0.13993 | 0 | 0 | 0 | 0 | 0 | 0 | 0 | 0 | 0 | 5
57779_G_DIL2 | WEC_BANC | California | 6 | Sacramento | 67 | 57779 | DIL2 | RE Dillard 2 | 0 | 2012 | 9999 | Solar PV | [5 empty] | Non-Fossil | G | 2025 | Solar |  | 0 | 0 | 0 | 0 | 0 | 0 | 0 | 0 | 0 | 0 | 0 | 0 | 0 | 0 | 0 | 0 | 1.0369 | 2.2538 | 3.5366 | 6.8274 | 0 | 0 | 0 | 0 | 0 | 0 | 0 | 0 | 0 | 0 | 0 | 0 | 0 | 0 | 0 | 0 | 0 | 0 | 0 | 0 | 0.083956 | 0 | 0 | 0 | 0 | 0 | 0 | 0 | 0 | 0 | 3
57778_G_KAM1 | WEC_BANC | California | 6 | Sacramento | 67 | 57778 | KAM1 | RE Kammerer 1 | 0 | 2012 | 9999 | Solar PV | [5 empty] | Non-Fossil | G | 2025 | Solar |  | 0 | 0 | 0 | 0 | 0 | 0 | 0 | 0 | 0 | 0 | 0 | 0 | 0 | 0 | 0 | 0 | 1.7282 | 3.7564 | 5.8944 | 11.379 | 0 | 0 | 0 | 0 | 0 | 0 | 0 | 0 | 0 | 0 | 0 | 0 | 0 | 0 | 0 | 0 | 0 | 0 | 0 | 0 | 0.13993 | 0 | 0 | 0 | 0 | 0 | 0 | 0 | 0 | 0 | 5
57777_G_DL1 | WEC_BANC | California | 6 | Sacramento | 67 | 57777 | DL1 | RE Dillard 1 | 0 | 2012 | 9999 | Solar PV | [5 empty] | Non-Fossil | G | 2025 | Solar |  | 0 | 0 | 0 | 0 | 0 | 0 | 0 | 0 | 0 | 0 | 0 | 0 | 0 | 0 | 0 | 0 | 1.0369 | 2.2538 | 3.5366 | 6.8274 | 0 | 0 | 0 | 0 | 0 | 0 | 0 | 0 | 0 | 0 | 0 | 0 | 0 | 0 | 0 | 0 | 0 | 0 | 0 | 0 | 0.083956 | 0 | 0 | 0 | 0 | 0 | 0 | 0 | 0 | 0 | 3
57776_G_1 | PJM_EMAC | New Jersey | 34 | Middlesex | 23 | 57776 | 1 | FedEx Woodbridge | 0 | 2009 | 9999 | Solar PV | [5 empty] | Non-Fossil | G | 2025 | Solar |  | 0 | 0 | 0 | 0 | 0 | 0 | 0 | 0 | 0 | 0 | 0 | 0 | 0 | 0 | 0 | 0 | 0.50786 | 1.0964 | 1.7421 | 3.3463 | 0 | 0 | 0 | 0 | 0 | 0 | 0 | 0 | 0 | 0 | 0 | 0 | 0 | 0 | 0 | 0 | 0 | 0 | 0 | 0 | 0.084327 | 0 | 0 | 0 | 0 | 0 | 0 | 0 | 0 | 0 | 2.3379
57775_G_WGNS | WECC_AZ | Arizona | 4 | Mohave | 15 | 57775 | WGNS | Kingman 1 | 0 | 2011 | 9999 | Onshore Wind | [5 empty] | Non-Fossil | G | 2025 | Wind |  | 0 | 0 | 0 | 0 | 0 | 0 | 0 | 0 | 0 | 0 | 0 | 0 | 0 | 0 | 0 | 0 | 4.2501 | 7.2149 | 7.6347 | 19.0997 | 0 | 0 | 0 | 0 | 0 | 0 | 0 | 0 | 0 | 0 | 0 | 0 | 0 | 0 | 0 | 0 | 0 | 0 | 0 | 0 | 0.28177 | 0 | 0 | 0 | 0 | 0 | 0 | 0 | 0 | 0 | 10
57775_G_PV | WECC_AZ | Arizona | 4 | Mohave | 15 | 57775 | PV | Kingman 1 | 0 | 2011 | 9999 | Solar PV | [5 empty] | Non-Fossil | G | 2025 | Solar |  | 0 | 0 | 0 | 0 | 0 | 0 | 0 | 0 | 0 | 0 | 0 | 0 | 0 | 0 | 0 | 0 | 0.22506 | 0.40606 | 0.58809 | 1.2192 | 0 | 0 | 0 | 0 | 0 | 0 | 0 | 0 | 0 | 0 | 0 | 0 | 0 | 0 | 0 | 0 | 0 | 0 | 0 | 0 | 0.022517 | 0 | 0 | 0 | 0 | 0 | 0 | 0 | 0 | 0 | 0.49882
57774_G_WGNS | WECC_SCE | California | 6 | Kern | 29 | 57774 | WGNS | Windstar 1 | 0 | 2012 | 9999 | Onshore Wind | [5 empty] | Non-Fossil | G | 2025 | Wind |  | 0 | 0 | 0 | 0 | 0 | 0 | 0 | 0 | 0 | 0 | 0 | 0 | 0 | 0 | 0 | 0 | 41.3974 | 85.7593 | 144.8983 | 272.055 | 0 | 0 | 0 | 0 | 0 | 0 | 0 | 0 | 0 | 0 | 0 | 0 | 0 | 0 | 0 | 0 | 0 | 0 | 0 | 0 | 3.3678 | 0 | 0 | 0 | 0 | 0 | 0 | 0 | 0 | 0 | 119.5227
57773_G_1 | WECC_SCE | California | 6 | Riverside | 65 | 57773 | 1 | Palo Verde College | 0 | 2009 | 9999 | Solar PV | [5 empty] | Non-Fossil | G | 2025 | Solar |  | 0 | 0 | 0 | 0 | 0 | 0 | 0 | 0 | 0 | 0 | 0 | 0 | 0 | 0 | 0 | 0 | 0.5049 | 0.93674 | 1.4519 | 2.8935 | 0 | 0 | 0 | 0 | 0 | 0 | 0 | 0 | 0 | 0 | 0 | 0 | 0 | 0 | 0 | 0 | 0 | 0 | 0 | 0 | 0.043353 | 0 | 0 | 0 | 0 | 0 | 0 | 0 | 0 | 0 | 1.2
57772_G_BRID | PJM_EMAC | Delaware | 10 | Sussex | 5 | 57772 | BRID | Perdue Bridgeville Photovoltaic | 0 | 2011 | 9999 | Solar PV | [5 empty] | Non-Fossil | G | 2025 | Solar |  | 0 | 0 | 0 | 0 | 0 | 0 | 0 | 0 | 0 | 0 | 0 | 0 | 0 | 0 | 0 | 0 | 0.38409 | 0.71256 | 1.1248 | 2.2215 | 0 | 0 | 0 | 0 | 0 | 0 | 0 | 0 | 0 | 0 | 0 | 0 | 0 | 0 | 0 | 0 | 0 | 0 | 0 | 0 | 0.036381 | 0 | 0 | 0 | 0 | 0 | 0 | 0 | 0 | 0 | 1.3
57771_G_1 | WEC_CALN | California | 6 | Butte | 7 | 57771 | 1 | Ameresco Butte County | 13500 | 2013 | 9999 | Landfill Gas | [5 empty] | Non-Fossil | G | 2025 | LF Gas |  | 0.045334 | 0.059203 | 0.076205 | 0.18074 | 0 | 0 | 0 | 0 | 0 | 0 | 0 | 0 | 0 | 0 | 0 | 0 | 3.3581 | 4.3854 | 5.6448 | 13.3883 | 2.6126 | 3.4118 | 4.3916 | 10.416 | 0 | 0 | 0 | 0 | 0.0034608 | 0.0045196 | 0.0058175 | 0.013798 | 0 | 0 | 0 | 0 | 0 | 0 | 0 | 0 | 0.46939 | 0.021959 | 0.028677 | 0.036912 | 0.087548 | 0 | 0 | 0 | 0 | 0 | 2
57770_G_SBFC | WEC_SDGE | California | 6 | San Diego | 73 | 57770 | SBFC | South Bay Fuel Cell Plant | 13500 | 2012 | 9999 | Fuel Cell | [5 empty] | Non-Fossil | G | 2025 | NaturalGas |  | 0 | 0 | 0 | 0 | 0 | 0 | 0 | 0 | 0 | 0 | 0 | 0 | 0 | 0 | 0 | 0 | 0 | 0 | 0 | 0 | 0 | 0 | 0 | 0 | 0 | 0 | 0 | 0 | 0 | 0 | 0 | 0 | 0 | 0 | 0 | 0 | 0 | 0 | 0 | 0 | 0 | 0 | 0 | 0 | 0 | 0 | 0 | 0 | 0 | 0 | 1.4
57769_G_1 | PJM_PENE | Pennsylvania | 42 | Wyoming | 131 | 57769 | 1 | Mehoopany Wind Energy LLC | 0 | 2012 | 9999 | Onshore Wind | [5 empty] | Non-Fossil | G | 2025 | Wind |  | 0 | 0 | 0 | 0 | 0 | 0 | 0 | 0 | 0 | 0 | 0 | 0 | 0 | 0 | 0 | 0 | 121.3944 | 150.5687 | 96.5897 | 368.5528 | 0 | 0 | 0 | 0 | 0 | 0 | 0 | 0 | 0 | 0 | 0 | 0 | 0 | 0 | 0 | 0 | 0 | 0 | 0 | 0 | 5.6405 | 0 | 0 | 0 | 0 | 0 | 0 | 0 | 0 | 0 | 142.6
57768_G_1 | PJM_EMAC | Pennsylvania | 42 | Chester | 29 | 57768 | 1 | Longwood Gardens | 0 | 2010 | 9999 | Solar PV | [5 empty] | Non-Fossil | G | 2025 | Solar |  | 0 | 0 | 0 | 0 | 0 | 0 | 0 | 0 | 0 | 0 | 0 | 0 | 0 | 0 | 0 | 0 | 0.32315 | 0.73957 | 1.2217 | 2.2844 | 0 | 0 | 0 | 0 | 0 | 0 | 0 | 0 | 0 | 0 | 0 | 0 | 0 | 0 | 0 | 0 | 0 | 0 | 0 | 0 | 0.036381 | 0 | 0 | 0 | 0 | 0 | 0 | 0 | 0 | 0 | 1.3
57767_G_1 | MIS_IL | Illinois | 17 | Brown | 9 | 57767 | 1 | Brown County Wind Turbine | 0 | 2011 | 9999 | Onshore Wind | [5 empty] | Non-Fossil | G | 2025 | Wind |  | 0 | 0 | 0 | 0 | 0 | 0 | 0 | 0 | 0 | 0 | 0 | 0 | 0 | 0 | 0 | 0 | 1.3862 | 1.8407 | 1.2461 | 4.473 | 0 | 0 | 0 | 0 | 0 | 0 | 0 | 0 | 0 | 0 | 0 | 0 | 0 | 0 | 0 | 0 | 0 | 0 | 0 | 0 | 0.054186 | 0 | 0 | 0 | 0 | 0 | 0 | 0 | 0 | 0 | 1.5
57766_G_RLWF | WECC_ID | Idaho | 16 | Power | 77 | 57766 | RLWF | Rockland Wind Farm | 0 | 2011 | 9999 | Onshore Wind | [5 empty] | Non-Fossil | G | 2025 | Wind |  | 0 | 0 | 0 | 0 | 0 | 0 | 0 | 0 | 0 | 0 | 0 | 0 | 0 | 0 | 0 | 0 | 53.8541 | 79.9491 | 73.486 | 207.2892 | 0 | 0 | 0 | 0 | 0 | 0 | 0 | 0 | 0 | 0 | 0 | 0 | 0 | 0 | 0 | 0 | 0 | 0 | 0 | 0 | 2.8824 | 0 | 0 | 0 | 0 | 0 | 0 | 0 | 0 | 0 | 79.2
57765_G_SWD | WECC_AZ | Arizona | 4 | Yuma | 27 | 57765 | SWD | Arizona Western College PV | 0 | 2011 | 9999 | Solar PV | [5 empty] | Non-Fossil | G | 2025 | Solar |  | 0 | 0 | 0 | 0 | 0 | 0 | 0 | 0 | 0 | 0 | 0 | 0 | 0 | 0 | 0 | 0 | 0.4051 | 0.7309 | 1.0586 | 2.1946 | 0 | 0 | 0 | 0 | 0 | 0 | 0 | 0 | 0 | 0 | 0 | 0 | 0 | 0 | 0 | 0 | 0 | 0 | 0 | 0 | 0.04053 | 0 | 0 | 0 | 0 | 0 | 0 | 0 | 0 | 0 | 0.89788
57765_G_STE | WECC_AZ | Arizona | 4 | Yuma | 27 | 57765 | STE | Arizona Western College PV | 0 | 2011 | 9999 | Solar PV | [5 empty] | Non-Fossil | G | 2025 | Solar |  | 0 | 0 | 0 | 0 | 0 | 0 | 0 | 0 | 0 | 0 | 0 | 0 | 0 | 0 | 0 | 0 | 0.4051 | 0.7309 | 1.0586 | 2.1946 | 0 | 0 | 0 | 0 | 0 | 0 | 0 | 0 | 0 | 0 | 0 | 0 | 0 | 0 | 0 | 0 | 0 | 0 | 0 | 0 | 0.04053 | 0 | 0 | 0 | 0 | 0 | 0 | 0 | 0 | 0 | 0.89788
57765_G_SOLEG | WECC_AZ | Arizona | 4 | Yuma | 27 | 57765 | SOLEG | Arizona Western College PV | 0 | 2015 | 9999 | Solar PV | [5 empty] | Non-Fossil | G | 2025 | Solar |  | 0 | 0 | 0 | 0 | 0 | 0 | 0 | 0 | 0 | 0 | 0 | 0 | 0 | 0 | 0 | 0 | 0.45011 | 0.81211 | 1.1762 | 2.4384 | 0 | 0 | 0 | 0 | 0 | 0 | 0 | 0 | 0 | 0 | 0 | 0 | 0 | 0 | 0 | 0 | 0 | 0 | 0 | 0 | 0.045034 | 0 | 0 | 0 | 0 | 0 | 0 | 0 | 0 | 0 | 0.99764
57765_G_SHP | WECC_AZ | Arizona | 4 | Yuma | 27 | 57765 | SHP | Arizona Western College PV | 0 | 2011 | 9999 | Solar PV | [5 empty] | Non-Fossil | G | 2025 | Solar |  | 0 | 0 | 0 | 0 | 0 | 0 | 0 | 0 | 0 | 0 | 0 | 0 | 0 | 0 | 0 | 0 | 0.4051 | 0.7309 | 1.0586 | 2.1946 | 0 | 0 | 0 | 0 | 0 | 0 | 0 | 0 | 0 | 0 | 0 | 0 | 0 | 0 | 0 | 0 | 0 | 0 | 0 | 0 | 0.04053 | 0 | 0 | 0 | 0 | 0 | 0 | 0 | 0 | 0 | 0.89788
57765_G_SFC | WECC_AZ | Arizona | 4 | Yuma | 27 | 57765 | SFC | Arizona Western College PV | 0 | 2011 | 9999 | Solar PV | [5 empty] | Non-Fossil | G | 2025 | Solar |  | 0 | 0 | 0 | 0 | 0 | 0 | 0 | 0 | 0 | 0 | 0 | 0 | 0 | 0 | 0 | 0 | 0.45011 | 0.81211 | 1.1762 | 2.4384 | 0 | 0 | 0 | 0 | 0 | 0 | 0 | 0 | 0 | 0 | 0 | 0 | 0 | 0 | 0 | 0 | 0 | 0 | 0 | 0 | 0.045034 | 0 | 0 | 0 | 0 | 0 | 0 | 0 | 0 | 0 | 0.99764
57764_G_1 | WECC_SCE | California | 6 | Kern | 29 | 57764 | 1 | Naval Air Weapons Station China Lake | 0 | 2012 | 9999 | Solar PV | [5 empty] | Non-Fossil | G | 2025 | Solar |  | 0 | 0 | 0 | 0 | 0 | 0 | 0 | 0 | 0 | 0 | 0 | 0 | 0 | 0 | 0 | 0 | 4.6704 | 8.6648 | 13.4301 | 26.7653 | 0 | 0 | 0 | 0 | 0 | 0 | 0 | 0 | 0 | 0 | 0 | 0 | 0 | 0 | 0 | 0 | 0 | 0 | 0 | 0 | 0.40102 | 0 | 0 | 0 | 0 | 0 | 0 | 0 | 0 | 0 | 11.1
57763_G_1 | WECC_PNW | Washington | 53 | Snohomish | 61 | 57763 | 1 | Youngs Creek Hydroelectric Project | 0 | 2011 | 9999 | Hydro | [5 empty] | Non-Fossil | G | 2025 | Hydro |  | 0 | 0 | 0 | 0 | 0 | 0 | 0 | 0 | 0 | 0 | 0 | 0 | 0 | 0 | 0 | 0 | 7.0132 | 8.883 | 12.8673 | 28.7635 | 0 | 0 | 0 | 0 | 0 | 0 | 0 | 0 | 0 | 0 | 0 | 0 | 0 | 0 | 0 | 0 | 0 | 0 | 0 | 0 | 0.11763 | 0.018655 | 0.023629 | 0.034227 | 0.076511 | 0 | 0 | 0 | 0 | 0 | 7.9
57762_G_CPV1 | SPP_N | Kansas | 20 | Gray | 69 | 57762 | CPV1 | Cimarron Wind Energy LLC | 0 | 2012 | 9999 | Onshore Wind | [5 empty] | Non-Fossil | G | 2025 | Wind |  | 0 | 0 | 0 | 0 | 0 | 0 | 0 | 0 | 0 | 0 | 0 | 0 | 0 | 0 | 0 | 0 | 141.8501 | 214.399 | 218.0477 | 574.2969 | 0 | 0 | 0 | 0 | 0 | 0 | 0 | 0 | 0 | 0 | 0 | 0 | 0 | 0 | 0 | 0 | 0 | 0 | 0 | 0 | 6.5345 | 0 | 0 | 0 | 0 | 0 | 0 | 0 | 0 | 0 | 165.6
57761_G_PCWPN | WECC_ID | Idaho | 16 | Power | 77 | 57761 | PCWPN | Power County Wind Park North | 0 | 2011 | 9999 | Onshore Wind | [5 empty] | Non-Fossil | G | 2025 | Wind |  | 0 | 0 | 0 | 0 | 0 | 0 | 0 | 0 | 0 | 0 | 0 | 0 | 0 | 0 | 0 | 0 | 15.2995 | 22.7128 | 20.8767 | 58.889 | 0 | 0 | 0 | 0 | 0 | 0 | 0 | 0 | 0 | 0 | 0 | 0 | 0 | 0 | 0 | 0 | 0 | 0 | 0 | 0 | 0.81886 | 0 | 0 | 0 | 0 | 0 | 0 | 0 | 0 | 0 | 22.5
57760_G_PCWPS | WECC_ID | Idaho | 16 | Power | 77 | 57760 | PCWPS | Power County Wind Park South | 0 | 2011 | 9999 | Onshore Wind | [5 empty] | Non-Fossil | G | 2025 | Wind |  | 0 | 0 | 0 | 0 | 0 | 0 | 0 | 0 | 0 | 0 | 0 | 0 | 0 | 0 | 0 | 0 | 15.2995 | 22.7128 | 20.8767 | 58.889 | 0 | 0 | 0 | 0 | 0 | 0 | 0 | 0 | 0 | 0 | 0 | 0 | 0 | 0 | 0 | 0 | 0 | 0 | 0 | 0 | 0.81886 | 0 | 0 | 0 | 0 | 0 | 0 | 0 | 0 | 0 | 22.5
57759_B_3PB | WECC_PNW | Washington | 53 | Clark | 11 | 57759 | 3PB | Consumer Products (Camas) LLC | 11414 | 1992 | 9999 | Non-Fossil Waste |  |  | ESPH + Cyclone | LNB |  | Non-Fossil | B | 2025 | Non-Fossil |  | 0.045612 | 0.065633 | 0.081284 | 0.19253 | 0 | 0 | 0 | 0 | 0 | 0 | 0 | 0 | 0 | 0 | 0 | 0 | 3.9961 | 5.7502 | 7.1214 | 16.8678 | 0 | 0 | 0 | 0 | 0 | 0 | 0 | 0 | 0 | 0 | 0 | 0 | 0 | 0 | 0 | 0 | 0 | 0 | 0 | 0 | 1.1911 | 0.026131 | 0.037601 | 0.046568 | 0.1103 | 0 | 0 | 0 | 0 | 0 | 5.0753
57758_G_PV1 | PJM_AP | Maryland | 24 | Frederick | 21 | 57758 | PV1 | Mount Saint Mary's | 0 | 2012 | 9999 | Solar PV | [5 empty] | Non-Fossil | G | 2025 | Solar |  | 0 | 0 | 0 | 0 | 0 | 0 | 0 | 0 | 0 | 0 | 0 | 0 | 0 | 0 | 0 | 0 | 3.4504 | 7.4033 | 12.9757 | 23.8294 | 0 | 0 | 0 | 0 | 0 | 0 | 0 | 0 | 0 | 0 | 0 | 0 | 0 | 0 | 0 | 0 | 0 | 0 | 0 | 0 | 0.3834 | 0 | 0 | 0 | 0 | 0 | 0 | 0 | 0 | 0 | 13.7
57757_G_1 | WECC_SCE | California | 6 | Kern | 29 | 57757 | 1 | Pacific Wind LLC | 0 | 2012 | 9999 | Onshore Wind | [5 empty] | Non-Fossil | G | 2025 | Wind |  | 0 | 0 | 0 | 0 | 0 | 0 | 0 | 0 | 0 | 0 | 0 | 0 | 0 | 0 | 0 | 0 | 48.2969 | 100.0525 | 169.048 | 317.3975 | 0 | 0 | 0 | 0 | 0 | 0 | 0 | 0 | 0 | 0 | 0 | 0 | 0 | 0 | 0 | 0 | 0 | 0 | 0 | 0 | 3.9291 | 0 | 0 | 0 | 0 | 0 | 0 | 0 | 0 | 0 | 139.4432
57756_G_1 | WECC_PNW | Washington | 53 | Grays Harbor | 27 | 57756 | 1 | Coastal Energy Project | 0 | 2010 | 9999 | Onshore Wind | [5 empty] | Non-Fossil | G | 2025 | Wind |  | 0 | 0 | 0 | 0 | 0 | 0 | 0 | 0 | 0 | 0 | 0 | 0 | 0 | 0 | 0 | 0 | 3.3224 | 5.3177 | 6.4821 | 15.1221 | 0 | 0 | 0 | 0 | 0 | 0 | 0 | 0 | 0 | 0 | 0 | 0 | 0 | 0 | 0 | 0 | 0 | 0 | 0 | 0 | 0.24066 | 0 | 0 | 0 | 0 | 0 | 0 | 0 | 0 | 0 | 6
57755_G_PETE | SPP_NEBR | Nebraska | 31 | Boone | 11 | 57755 | PETE | TPW Petersburg | 0 | 2011 | 9999 | Onshore Wind | [5 empty] | Non-Fossil | G | 2025 | Wind |  | 0 | 0 | 0 | 0 | 0 | 0 | 0 | 0 | 0 | 0 | 0 | 0 | 0 | 0 | 0 | 0 | 39.7871 | 54.7394 | 49.9846 | 144.511 | 0 | 0 | 0 | 0 | 0 | 0 | 0 | 0 | 0 | 0 | 0 | 0 | 0 | 0 | 0 | 0 | 0 | 0 | 0 | 0 | 1.0748 | 0 | 0 | 0 | 0 | 0 | 0 | 0 | 0 | 0 | 38.1433
57754_G_2 | PJM_AP | Virginia | 51 | Frederick | 69 | 57754 | 2 | Frederick County LFGTE Facility | 14242 | 2010 | 9999 | Landfill Gas | [5 empty] | Non-Fossil | G | 2025 | LF Gas |  | 0.021855 | 0.028633 | 0.039018 | 0.089505 | 0 | 0 | 0 | 0 | 0 | 0 | 0 | 0 | 0 | 0 | 0 | 0 | 1.5345 | 2.0105 | 2.7396 | 6.2846 | 1.2595 | 1.6501 | 2.2485 | 5.1581 | 0 | 0 | 0 | 0 | 0.0065564 | 0.0085899 | 0.011705 | 0.026852 | 0 | 0 | 0 | 0 | 0 | 0 | 0 | 0 | 0.23469 | 0.010034 | 0.013147 | 0.017915 | 0.041096 | 0 | 0 | 0 | 0 | 0 | 1
57754_G_1 | PJM_AP | Virginia | 51 | Frederick | 69 | 57754 | 1 | Frederick County LFGTE Facility | 14242 | 2010 | 9999 | Landfill Gas | [5 empty] | Non-Fossil | G | 2025 | LF Gas |  | 0.021855 | 0.028633 | 0.039018 | 0.089505 | 0 | 0 | 0 | 0 | 0 | 0 | 0 | 0 | 0 | 0 | 0 | 0 | 1.5345 | 2.0105 | 2.7396 | 6.2846 | 1.2595 | 1.6501 | 2.2485 | 5.1581 | 0 | 0 | 0 | 0 | 0.0065564 | 0.0085899 | 0.011705 | 0.026852 | 0 | 0 | 0 | 0 | 0 | 0 | 0 | 0 | 0.23469 | 0.010034 | 0.013147 | 0.017915 | 0.041096 | 0 | 0 | 0 | 0 | 0 | 1
57753_G_PV1 | WEC_BANC | California | 6 | Sacramento | 67 | 57753 | PV1 | SMUD at Lawrence | 0 | 2011 | 9999 | Solar PV | [5 empty] | Non-Fossil | G | 2025 | Solar |  | 0 | 0 | 0 | 0 | 0 | 0 | 0 | 0 | 0 | 0 | 0 | 0 | 0 | 0 | 0 | 0 | 0.34563 | 0.75128 | 1.1789 | 2.2758 | 0 | 0 | 0 | 0 | 0 | 0 | 0 | 0 | 0 | 0 | 0 | 0 | 0 | 0 | 0 | 0 | 0 | 0 | 0 | 0 | 0.027985 | 0 | 0 | 0 | 0 | 0 | 0 | 0 | 0 | 0 | 1
57752_G_1 | ERC_REST | Texas | 48 | Cameron | 61 | 57752 | 1 | Los Vientos Wind 1B | 0 | 2012 | 9999 | Onshore Wind | [5 empty] | Non-Fossil | G | 2025 | Wind |  | 0 | 0 | 0 | 0 | 0 | 0 | 0 | 0 | 0 | 0 | 0 | 0 | 0 | 0 | 0 | 0 | 144.778 | 208.5251 | 248.8 | 602.1031 | 0 | 0 | 0 | 0 | 0 | 0 | 0 | 0 | 0 | 0 | 0 | 0 | 0 | 0 | 0 | 0 | 0 | 0 | 0 | 0 | 5.6804 | 0 | 0 | 0 | 0 | 0 | 0 | 0 | 0 | 0 | 201.6
57751_G_1 | ERC_REST | Texas | 48 | Cameron | 61 | 57751 | 1 | Los Vientos Wind 1A | 0 | 2012 | 9999 | Onshore Wind | [5 empty] | Non-Fossil | G | 2025 | Wind |  | 0 | 0 | 0 | 0 | 0 | 0 | 0 | 0 | 0 | 0 | 0 | 0 | 0 | 0 | 0 | 0 | 143.629 | 206.8702 | 246.8254 | 597.3245 | 0 | 0 | 0 | 0 | 0 | 0 | 0 | 0 | 0 | 0 | 0 | 0 | 0 | 0 | 0 | 0 | 0 | 0 | 0 | 0 | 5.6354 | 0 | 0 | 0 | 0 | 0 | 0 | 0 | 0 | 0 | 200
57750_G_P2 | PJM_EMAC | New Jersey | 34 | Cumberland | 11 | 57750 | P2 | Maple Solar | 0 | 2011 | 9999 | Solar PV | [5 empty] | Non-Fossil | G | 2025 | Solar |  | 0 | 0 | 0 | 0 | 0 | 0 | 0 | 0 | 0 | 0 | 0 | 0 | 0 | 0 | 0 | 0 | 0.16929 | 0.36545 | 0.58069 | 1.1154 | 0 | 0 | 0 | 0 | 0 | 0 | 0 | 0 | 0 | 0 | 0 | 0 | 0 | 0 | 0 | 0 | 0 | 0 | 0 | 0 | 0.028109 | 0 | 0 | 0 | 0 | 0 | 0 | 0 | 0 | 0 | 0.77928
57750_G_P1 | PJM_EMAC | New Jersey | 34 | Cumberland | 11 | 57750 | P1 | Maple Solar | 0 | 2011 | 9999 | Solar PV | [5 empty] | Non-Fossil | G | 2025 | Solar |  | 0 | 0 | 0 | 0 | 0 | 0 | 0 | 0 | 0 | 0 | 0 | 0 | 0 | 0 | 0 | 0 | 0.33857 | 0.73091 | 1.1614 | 2.2308 | 0 | 0 | 0 | 0 | 0 | 0 | 0 | 0 | 0 | 0 | 0 | 0 | 0 | 0 | 0 | 0 | 0 | 0 | 0 | 0 | 0.056218 | 0 | 0 | 0 | 0 | 0 | 0 | 0 | 0 | 0 | 1.5586
57749_G_ST | WECC_ID | Idaho | 16 | Elmore | 39 | 57749 | ST | Sawtooth Wind Project | 0 | 2011 | 9999 | Onshore Wind | [5 empty] | Non-Fossil | G | 2025 | Wind |  | 0 | 0 | 0 | 0 | 0 | 0 | 0 | 0 | 0 | 0 | 0 | 0 | 0 | 0 | 0 | 0 | 15.2315 | 22.6119 | 20.7839 | 58.6272 | 0 | 0 | 0 | 0 | 0 | 0 | 0 | 0 | 0 | 0 | 0 | 0 | 0 | 0 | 0 | 0 | 0 | 0 | 0 | 0 | 0.81522 | 0 | 0 | 0 | 0 | 0 | 0 | 0 | 0 | 0 | 22.4
57748_G_GBW | WECC_MT | Montana | 30 | Meagher | 59 | 57748 | GBW | Gordon Butte Wind LLC | 0 | 2012 | 9999 | Onshore Wind | [5 empty] | Non-Fossil | G | 2025 | Wind |  | 0 | 0 | 0 | 0 | 0 | 0 | 0 | 0 | 0 | 0 | 0 | 0 | 0 | 0 | 0 | 0 | 9.4892 | 10.9204 | 8.6235 | 29.033 | 0 | 0 | 0 | 0 | 0 | 0 | 0 | 0 | 0 | 0 | 0 | 0 | 0 | 0 | 0 | 0 | 0 | 0 | 0 | 0 | 0.34866 | 0 | 0 | 0 | 0 | 0 | 0 | 0 | 0 | 0 | 9.6
57747_G_1 | PJM_SMAC | Maryland | 24 | Prince Georges | 33 | 57747 | 1 | FedEx Field Solar Facility | 0 | 2011 | 9999 | Solar PV | [5 empty] | Non-Fossil | G | 2025 | Solar |  | 0 | 0 | 0 | 0 | 0 | 0 | 0 | 0 | 0 | 0 | 0 | 0 | 0 | 0 | 0 | 0 | 0.45451 | 0.93789 | 1.5764 | 2.9689 | 0 | 0 | 0 | 0 | 0 | 0 | 0 | 0 | 0 | 0 | 0 | 0 | 0 | 0 | 0 | 0 | 0 | 0 | 0 | 0 | 0.055971 | 0 | 0 | 0 | 0 | 0 | 0 | 0 | 0 | 0 | 2
57746_G_PV1 | PJM_EMAC | New Jersey | 34 | Cumberland | 11 | 57746 | PV1 | The City of Vineland at North Vineland | 0 | 2011 | 9999 | Solar PV | [5 empty] | Non-Fossil | G | 2025 | Solar |  | 0 | 0 | 0 | 0 | 0 | 0 | 0 | 0 | 0 | 0 | 0 | 0 | 0 | 0 | 0 | 0 | 0.48669 | 1.0507 | 1.6695 | 3.2068 | 0 | 0 | 0 | 0 | 0 | 0 | 0 | 0 | 0 | 0 | 0 | 0 | 0 | 0 | 0 | 0 | 0 | 0 | 0 | 0 | 0.080813 | 0 | 0 | 0 | 0 | 0 | 0 | 0 | 0 | 0 | 2.2404
57745_G_PV1 | PJM_EMAC | New Jersey | 34 | Cumberland | 11 | 57745 | PV1 | The City of Vineland at West Vineland | 0 | 2011 | 9999 | Solar PV | [5 empty] | Non-Fossil | G | 2025 | Solar |  | 0 | 0 | 0 | 0 | 0 | 0 | 0 | 0 | 0 | 0 | 0 | 0 | 0 | 0 | 0 | 0 | 0.78294 | 1.6902 | 2.6857 | 5.1588 | 0 | 0 | 0 | 0 | 0 | 0 | 0 | 0 | 0 | 0 | 0 | 0 | 0 | 0 | 0 | 0 | 0 | 0 | 0 | 0 | 0.13 | 0 | 0 | 0 | 0 | 0 | 0 | 0 | 0 | 0 | 3.6042
57744_G_1 | PJM_WMAC | Pennsylvania | 42 | Lycoming | 81 | 57744 | 1 | Laurel Hill Wind | 0 | 2012 | 9999 | Onshore Wind | [5 empty] | Non-Fossil | G | 2025 | Wind |  | 0 | 0 | 0 | 0 | 0 | 0 | 0 | 0 | 0 | 0 | 0 | 0 | 0 | 0 | 0 | 0 | 54.2906 | 66.4022 | 41.0659 | 161.7588 | 0 | 0 | 0 | 0 | 0 | 0 | 0 | 0 | 0 | 0 | 0 | 0 | 0 | 0 | 0 | 0 | 0 | 0 | 0 | 0 | 2.7272 | 0 | 0 | 0 | 0 | 0 | 0 | 0 | 0 | 0 | 69
57743_G_1 | WECC_SCE | California | 6 | Riverside | 65 | 57743 | 1 | North Palm Springs 1A | 0 | 2012 | 9999 | Solar PV | [5 empty] | Non-Fossil | G | 2025 | Solar |  | 0 | 0 | 0 | 0 | 0 | 0 | 0 | 0 | 0 | 0 | 0 | 0 | 0 | 0 | 0 | 0 | 1.0098 | 1.8735 | 2.9038 | 5.7871 | 0 | 0 | 0 | 0 | 0 | 0 | 0 | 0 | 0 | 0 | 0 | 0 | 0 | 0 | 0 | 0 | 0 | 0 | 0 | 0 | 0.086706 | 0 | 0 | 0 | 0 | 0 | 0 | 0 | 0 | 0 | 2.4
57742_G_VHQ | PJM_EMAC | New Jersey | 34 | Cumberland | 11 | 57742 | VHQ | Vineland Headquarters | 0 | 2011 | 9999 | Solar PV | [5 empty] | Non-Fossil | G | 2025 | Solar |  | 0 | 0 | 0 | 0 | 0 | 0 | 0 | 0 | 0 | 0 | 0 | 0 | 0 | 0 | 0 | 0 | 0.23277 | 0.5025 | 0.79844 | 1.5337 | 0 | 0 | 0 | 0 | 0 | 0 | 0 | 0 | 0 | 0 | 0 | 0 | 0 | 0 | 0 | 0 | 0 | 0 | 0 | 0 | 0.03865 | 0 | 0 | 0 | 0 | 0 | 0 | 0 | 0 | 0 | 1.0715
57741_G_SP97 | SPP_SPS | Texas | 48 | Hartley | 205 | 57741 | SP97 | Suzlon Project VIII LLC | 0 | 2011 | 9999 | Onshore Wind | [5 empty] | Non-Fossil | G | 2025 | Wind |  | 0 | 0 | 0 | 0 | 0 | 0 | 0 | 0 | 0 | 0 | 0 | 0 | 0 | 0 | 0 | 0 | 1.7084 | 2.5505 | 2.8561 | 7.115 | 0 | 0 | 0 | 0 | 0 | 0 | 0 | 0 | 0 | 0 | 0 | 0 | 0 | 0 | 0 | 0 | 0 | 0 | 0 | 0 | 0.079863 | 0 | 0 | 0 | 0 | 0 | 0 | 0 | 0 | 0 | 2.0298
57741_G_SP111 | SPP_SPS | Texas | 48 | Hartley | 205 | 57741 | SP111 | Suzlon Project VIII LLC | 0 | 2015 | 9999 | Onshore Wind | [5 empty] | Non-Fossil | G | 2025 | Wind |  | 0 | 0 | 0 | 0 | 0 | 0 | 0 | 0 | 0 | 0 | 0 | 0 | 0 | 0 | 0 | 0 | 1.7084 | 2.5505 | 2.8561 | 7.115 | 0 | 0 | 0 | 0 | 0 | 0 | 0 | 0 | 0 | 0 | 0 | 0 | 0 | 0 | 0 | 0 | 0 | 0 | 0 | 0 | 0.079863 | 0 | 0 | 0 | 0 | 0 | 0 | 0 | 0 | 0 | 2.0298
57740_G_1 | SPP_SPS | New Mexico | 35 | Eddy | 15 | 57740 | 1 | SPS5 Hopi | 0 | 2011 | 9999 | Solar PV | [5 empty] | Non-Fossil | G | 2025 | Solar |  | 0 | 0 | 0 | 0 | 0 | 0 | 0 | 0 | 0 | 0 | 0 | 0 | 0 | 0 | 0 | 0 | 3.8194 | 6.3533 | 9.7643 | 19.9369 | 0 | 0 | 0 | 0 | 0 | 0 | 0 | 0 | 0 | 0 | 0 | 0 | 0 | 0 | 0 | 0 | 0 | 0 | 0 | 0 | 0.24468 | 0 | 0 | 0 | 0 | 0 | 0 | 0 | 0 | 0 | 8.7431
57739_G_1 | SPP_SPS | New Mexico | 35 | Lea | 25 | 57739 | 1 | SPS4 Monument | 0 | 2011 | 9999 | Solar PV | [5 empty] | Non-Fossil | G | 2025 | Solar |  | 0 | 0 | 0 | 0 | 0 | 0 | 0 | 0 | 0 | 0 | 0 | 0 | 0 | 0 | 0 | 0 | 3.8194 | 6.3533 | 9.7643 | 19.9369 | 0 | 0 | 0 | 0 | 0 | 0 | 0 | 0 | 0 | 0 | 0 | 0 | 0 | 0 | 0 | 0 | 0 | 0 | 0 | 0 | 0.24468 | 0 | 0 | 0 | 0 | 0 | 0 | 0 | 0 | 0 | 8.7431
57738_G_1 | SPP_SPS | New Mexico | 35 | Lea | 25 | 57738 | 1 | SPS3 Lea | 0 | 2011 | 9999 | Solar PV | [5 empty] | Non-Fossil | G | 2025 | Solar |  | 0 | 0 | 0 | 0 | 0 | 0 | 0 | 0 | 0 | 0 | 0 | 0 | 0 | 0 | 0 | 0 | 3.7816 | 6.2904 | 9.6676 | 19.7395 | 0 | 0 | 0 | 0 | 0 | 0 | 0 | 0 | 0 | 0 | 0 | 0 | 0 | 0 | 0 | 0 | 0 | 0 | 0 | 0 | 0.24226 | 0 | 0 | 0 | 0 | 0 | 0 | 0 | 0 | 0 | 8.6565
57737_G_1 | SPP_SPS | New Mexico | 35 | Lea | 25 | 57737 | 1 | SPS2 Jal | 0 | 2011 | 9999 | Solar PV | [5 empty] | Non-Fossil | G | 2025 | Solar |  | 0 | 0 | 0 | 0 | 0 | 0 | 0 | 0 | 0 | 0 | 0 | 0 | 0 | 0 | 0 | 0 | 3.7816 | 6.2904 | 9.6676 | 19.7395 | 0 | 0 | 0 | 0 | 0 | 0 | 0 | 0 | 0 | 0 | 0 | 0 | 0 | 0 | 0 | 0 | 0 | 0 | 0 | 0 | 0.24226 | 0 | 0 | 0 | 0 | 0 | 0 | 0 | 0 | 0 | 8.6565
57736_G_1 | SPP_SPS | New Mexico | 35 | Lea | 25 | 57736 | 1 | SPS1 Dollarhide | 0 | 2011 | 9999 | Solar PV | [5 empty] | Non-Fossil | G | 2025 | Solar |  | 0 | 0 | 0 | 0 | 0 | 0 | 0 | 0 | 0 | 0 | 0 | 0 | 0 | 0 | 0 | 0 | 3.7816 | 6.2904 | 9.6676 | 19.7395 | 0 | 0 | 0 | 0 | 0 | 0 | 0 | 0 | 0 | 0 | 0 | 0 | 0 | 0 | 0 | 0 | 0 | 0 | 0 | 0 | 0.24226 | 0 | 0 | 0 | 0 | 0 | 0 | 0 | 0 | 0 | 8.6565
57735_G_UCSD | WEC_SDGE | California | 6 | San Diego | 73 | 57735 | UCSD | UCSD Fuel Cell Plant | 13500 | 2011 | 9999 | Fuel Cell | [5 empty] | Non-Fossil | G | 2025 | NaturalGas |  | 0 | 0 | 0 | 0 | 0 | 0 | 0 | 0 | 0 | 0 | 0 | 0 | 0 | 0 | 0 | 0 | 0 | 0 | 0 | 0 | 0 | 0 | 0 | 0 | 0 | 0 | 0 | 0 | 0 | 0 | 0 | 0 | 0 | 0 | 0 | 0 | 0 | 0 | 0 | 0 | 0 | 0 | 0 | 0 | 0 | 0 | 0 | 0 | 0 | 0 | 2.8
57734_G_CH | PJM_EMAC | New Jersey | 34 | Camden | 7 | 57734 | CH | Cherry Hill | 0 | 2010 | 9999 | Solar PV | [5 empty] | Non-Fossil | G | 2025 | Solar |  | 0 | 0 | 0 | 0 | 0 | 0 | 0 | 0 | 0 | 0 | 0 | 0 | 0 | 0 | 0 | 0 | 0.23277 | 0.5025 | 0.79844 | 1.5337 | 0 | 0 | 0 | 0 | 0 | 0 | 0 | 0 | 0 | 0 | 0 | 0 | 0 | 0 | 0 | 0 | 0 | 0 | 0 | 0 | 0.03865 | 0 | 0 | 0 | 0 | 0 | 0 | 0 | 0 | 0 | 1.0715
57733_G_PV1 | PJM_EMAC | New Jersey | 34 | Morris | 27 | 57733 | PV1 | Benjamin Moore & Co. Solar | 0 | 2010 | 9999 | Solar PV | [5 empty] | Non-Fossil | G | 2025 | Solar |  | 0 | 0 | 0 | 0 | 0 | 0 | 0 | 0 | 0 | 0 | 0 | 0 | 0 | 0 | 0 | 0 | 0.29625 | 0.63954 | 1.0162 | 1.952 | 0 | 0 | 0 | 0 | 0 | 0 | 0 | 0 | 0 | 0 | 0 | 0 | 0 | 0 | 0 | 0 | 0 | 0 | 0 | 0 | 0.049191 | 0 | 0 | 0 | 0 | 0 | 0 | 0 | 0 | 0 | 1.3637
57732_G_UMM1 | MIS_MNWI | Minnesota | 27 | Stevens | 149 | 57732 | UMM1 | UMM Wind Turbine | 0 | 2011 | 9999 | Onshore Wind | [5 empty] | Non-Fossil | G | 2025 | Wind |  | 0 | 0 | 0 | 0 | 0 | 0 | 0 | 0 | 0 | 0 | 0 | 0 | 0 | 0 | 0 | 0 | 0.51306 | 0.70591 | 0.58967 | 1.8086 | 0 | 0 | 0 | 0 | 0 | 0 | 0 | 0 | 0 | 0 | 0 | 0 | 0 | 0 | 0 | 0 | 0 | 0 | 0 | 0 | 0.016906 | 0 | 0 | 0 | 0 | 0 | 0 | 0 | 0 | 0 | 0.6
57729_G_2 | WEC_SDGE | California | 6 | San Diego | 73 | 57729 | 2 | Lake Hodges Hydroelectric Facility | 0 | 2012 | 9999 | Pumped Storage | [5 empty] | Non-Fossil | G | 2025 | Pumps |  | 0 | 0 | 0 | 0 | 0 | 0 | 0 | 0 | 0 | 0 | 0 | 0 | 0 | 0 | 0 | 0 | 3.5435 | 14.5546 | 18.2529 | 36.351 | 0 | 0 | 0 | 0 | 0 | 0 | 0 | 0 | 0 | 0 | 0 | 0 | 0 | 0 | 0 | 0 | 0 | 0 | 0 | 0 | 0.36269 | 0.036045 | 0.14805 | 0.18567 | 0.36977 | 0 | 0 | 0 | 0 | 0 | 21
57729_G_1 | WEC_SDGE | California | 6 | San Diego | 73 | 57729 | 1 | Lake Hodges Hydroelectric Facility | 0 | 2012 | 9999 | Pumped Storage | [5 empty] | Non-Fossil | G | 2025 | Pumps |  | 0 | 0 | 0 | 0 | 0 | 0 | 0 | 0 | 0 | 0 | 0 | 0 | 0 | 0 | 0 | 0 | 3.5435 | 14.5546 | 18.2529 | 36.351 | 0 | 0 | 0 | 0 | 0 | 0 | 0 | 0 | 0 | 0 | 0 | 0 | 0 | 0 | 0 | 0 | 0 | 0 | 0 | 0 | 0.36269 | 0.036045 | 0.14805 | 0.18567 | 0.36977 | 0 | 0 | 0 | 0 | 0 | 21
57728_G_MILLC | PJM_EMAC | New Jersey | 34 | Burlington | 5 | 57728 | MILLC | Mill Creek Solar | 0 | 2011 | 9999 | Solar PV | [5 empty] | Non-Fossil | G | 2025 | Solar |  | 0 | 0 | 0 | 0 | 0 | 0 | 0 | 0 | 0 | 0 | 0 | 0 | 0 | 0 | 0 | 0 | 0.74062 | 1.5989 | 2.5405 | 4.88 | 0 | 0 | 0 | 0 | 0 | 0 | 0 | 0 | 0 | 0 | 0 | 0 | 0 | 0 | 0 | 0 | 0 | 0 | 0 | 0 | 0.12298 | 0 | 0 | 0 | 0 | 0 | 0 | 0 | 0 | 0 | 3.4094
57727_G_BLAR | PJM_EMAC | New Jersey | 34 | Middlesex | 23 | 57727 | BLAR | BlackRock-Matrix | 0 | 2012 | 9999 | Solar PV | [5 empty] | Non-Fossil | G | 2025 | Solar |  | 0 | 0 | 0 | 0 | 0 | 0 | 0 | 0 | 0 | 0 | 0 | 0 | 0 | 0 | 0 | 0 | 0.52902 | 1.142 | 1.8146 | 3.4857 | 0 | 0 | 0 | 0 | 0 | 0 | 0 | 0 | 0 | 0 | 0 | 0 | 0 | 0 | 0 | 0 | 0 | 0 | 0 | 0 | 0.08784 | 0 | 0 | 0 | 0 | 0 | 0 | 0 | 0 | 0 | 2.4353
57726_G_SUMA | PJM_EMAC | New Jersey | 34 | Middlesex | 23 | 57726 | SUMA | Summit Associates | 0 | 2011 | 9999 | Solar PV | [5 empty] | Non-Fossil | G | 2025 | Solar |  | 0 | 0 | 0 | 0 | 0 | 0 | 0 | 0 | 0 | 0 | 0 | 0 | 0 | 0 | 0 | 0 | 0.40205 | 0.86795 | 1.3791 | 2.6491 | 0 | 0 | 0 | 0 | 0 | 0 | 0 | 0 | 0 | 0 | 0 | 0 | 0 | 0 | 0 | 0 | 0 | 0 | 0 | 0 | 0.066759 | 0 | 0 | 0 | 0 | 0 | 0 | 0 | 0 | 0 | 1.8508
57725_G_1 | WEC_CALN | California | 6 | Solano | 95 | 57725 | 1 | Shiloh IV Wind Project LLC | 0 | 2012 | 9999 | Onshore Wind | [5 empty] | Non-Fossil | G | 2025 | Wind |  | 0 | 0 | 0 | 0 | 0 | 0 | 0 | 0 | 0 | 0 | 0 | 0 | 0 | 0 | 0 | 0 | 33.2131 | 65.784 | 179.4829 | 278.48 | 0 | 0 | 0 | 0 | 0 | 0 | 0 | 0 | 0 | 0 | 0 | 0 | 0 | 0 | 0 | 0 | 0 | 0 | 0 | 0 | 2.8881 | 0 | 0 | 0 | 0 | 0 | 0 | 0 | 0 | 0 | 102.5
57724_G_NJMC | PJM_EMAC | New Jersey | 34 | Hudson | 17 | 57724 | NJMC | NJMC Landfill | 0 | 2011 | 9999 | Solar PV | [5 empty] | Non-Fossil | G | 2025 | Solar |  | 0 | 0 | 0 | 0 | 0 | 0 | 0 | 0 | 0 | 0 | 0 | 0 | 0 | 0 | 0 | 0 | 0.52902 | 1.142 | 1.8146 | 3.4857 | 0 | 0 | 0 | 0 | 0 | 0 | 0 | 0 | 0 | 0 | 0 | 0 | 0 | 0 | 0 | 0 | 0 | 0 | 0 | 0 | 0.08784 | 0 | 0 | 0 | 0 | 0 | 0 | 0 | 0 | 0 | 2.4353
57723_G_PV1 | PJM_EMAC | New Jersey | 34 | Gloucester | 15 | 57723 | PV1 | Johnson Matthey, Inc. Solar | 0 | 2011 | 9999 | Solar PV | [5 empty] | Non-Fossil | G | 2025 | Solar |  | 0 | 0 | 0 | 0 | 0 | 0 | 0 | 0 | 0 | 0 | 0 | 0 | 0 | 0 | 0 | 0 | 0.84643 | 1.8273 | 2.9034 | 5.5771 | 0 | 0 | 0 | 0 | 0 | 0 | 0 | 0 | 0 | 0 | 0 | 0 | 0 | 0 | 0 | 0 | 0 | 0 | 0 | 0 | 0.14054 | 0 | 0 | 0 | 0 | 0 | 0 | 0 | 0 | 0 | 3.8964
57722_G_1 | WECC_SCE | California | 6 | Riverside | 65 | 57722 | 1 | North Palm Springs 4A | 0 | 2012 | 9999 | Solar PV | [5 empty] | Non-Fossil | G | 2025 | Solar |  | 0 | 0 | 0 | 0 | 0 | 0 | 0 | 0 | 0 | 0 | 0 | 0 | 0 | 0 | 0 | 0 | 1.683 | 3.1225 | 4.8397 | 9.6451 | 0 | 0 | 0 | 0 | 0 | 0 | 0 | 0 | 0 | 0 | 0 | 0 | 0 | 0 | 0 | 0 | 0 | 0 | 0 | 0 | 0.14451 | 0 | 0 | 0 | 0 | 0 | 0 | 0 | 0 | 0 | 4
57721_G_BWP | NENGREST | Massachusetts | 25 | Berkshire | 3 | 57721 | BWP | Berkshire Wind Power Project | 0 | 2011 | 9999 | Onshore Wind | [5 empty] | Non-Fossil | G | 2025 | Wind |  | 0 | 0 | 0 | 0 | 0 | 0 | 0 | 0 | 0 | 0 | 0 | 0 | 0 | 0 | 0 | 0 | 12.3944 | 16.111 | 12.4802 | 40.9855 | 0 | 0 | 0 | 0 | 0 | 0 | 0 | 0 | 0 | 0 | 0 | 0 | 0 | 0 | 0 | 0 | 0 | 0 | 0 | 0 | 0.50402 | 0 | 0 | 0 | 0 | 0 | 0 | 0 | 0 | 0 | 15
57717_G_UATP2 | WECC_AZ | Arizona | 4 | Pima | 19 | 57717 | UATP2 | UASTP II | 0 | 2012 | 9999 | Solar PV | [5 empty] | Non-Fossil | G | 2025 | Solar |  | 0 | 0 | 0 | 0 | 0 | 0 | 0 | 0 | 0 | 0 | 0 | 0 | 0 | 0 | 0 | 0 | 1.8005 | 3.2485 | 4.7047 | 9.7536 | 0 | 0 | 0 | 0 | 0 | 0 | 0 | 0 | 0 | 0 | 0 | 0 | 0 | 0 | 0 | 0 | 0 | 0 | 0 | 0 | 0.18014 | 0 | 0 | 0 | 0 | 0 | 0 | 0 | 0 | 0 | 3.9906
57717_G_UABA | WECC_AZ | Arizona | 4 | Pima | 19 | 57717 | UABA | UASTP II | 0 | 2017 | 9999 | Energy Storage | [5 empty] | Non-Fossil | G | 2025 | EnerStor |  | 0 | 0 | 0 | 0 | 0 | 0 | 0 | 0 | 0 | 0 | 0 | 0 | 0 | 0 | 0 | 0 | 3.2649 | 6.628 | 5.8886 | 15.7815 | 0 | 0 | 0 | 0 | 0 | 0 | 0 | 0 | 0 | 0 | 0 | 0 | 0 | 0 | 0 | 0 | 0 | 0 | 0 | 0 | 0 | 0 | 0 | 0 | 0 | 0 | 0 | 0 | 0 | 0 | 10
57716_G_HRS1 | PJM_WMAC | Pennsylvania | 42 | Luzerne | 79 | 57716 | HRS1 | Hazle Spindle | 0 | 2013 | 9999 | Energy Storage | [5 empty] | Non-Fossil | G | 2025 | EnerStor |  | 0 | 0 | 0 | 0 | 0 | 0 | 0 | 0 | 0 | 0 | 0 | 0 | 0 | 0 | 0 | 0 | 2.412 | 2.754 | 13.806 | 18.972 | 0 | 0 | 0 | 0 | 0 | 0 | 0 | 0 | 0 | 0 | 0 | 0 | 0 | 0 | 0 | 0 | 0 | 0 | 0 | 0 | 0 | 0 | 0 | 0 | 0 | 0 | 0 | 0 | 0 | 0 | 20
57715_G_GEN2 | WEC_SDGE | California | 6 | San Diego | 73 | 57715 | GEN2 | Watkins Manufacturing Co. | 12194 | 2001 | 9999 | Combustion Turbine | [5 empty] | Fossil | G | 2025 | NaturalGas |  | 0 | 0 | 0 | 0 | 0 | 0 | 0 | 0 | 0 | 0 | 0 | 0 | 0 | 0 | 0 | 0 | 0 | 0 | 0 | 0 | 0 | 0 | 0 | 0 | 0 | 0 | 0 | 0 | 0 | 0 | 0 | 0 | 0 | 0 | 0 | 0 | 0 | 0 | 0 | 0 | 0.0187 | 0 | 0 | 0 | 0 | 0 | 0 | 0 | 0 | 0 | 1
57715_G_GEN1 | WEC_SDGE | California | 6 | San Diego | 73 | 57715 | GEN1 | Watkins Manufacturing Co. | 12194 | 2001 | 9999 | Combustion Turbine | [5 empty] | Fossil | G | 2025 | NaturalGas |  | 0 | 0 | 0 | 0 | 0 | 0 | 0 | 0 | 0 | 0 | 0 | 0 | 0 | 0 | 0 | 0 | 0 | 0 | 0 | 0 | 0 | 0 | 0 | 0 | 0 | 0 | 0 | 0 | 0 | 0 | 0 | 0 | 0 | 0 | 0 | 0 | 0 | 0 | 0 | 0 | 0.0187 | 0 | 0 | 0 | 0 | 0 | 0 | 0 | 0 | 0 | 1
57714_G_GEN4 | WEC_CALN | California | 6 | Santa Clara | 85 | 57714 | GEN4 | City of Palo Alto | 11557 | 2002 | 9999 | Combustion Turbine | [5 empty] | Fossil | G | 2025 | NaturalGas |  | 0 | 0 | 0 | 0 | 0 | 0 | 0 | 0 | 0 | 0 | 0 | 0 | 0 | 0 | 0 | 0 | 0 | 0 | 0 | 0 | 0 | 0 | 0 | 0 | 0 | 0 | 0 | 0 | 0 | 0 | 0 | 0 | 0 | 0 | 0 | 0 | 0 | 0 | 0 | 0 | 0.02057 | 0 | 0 | 0 | 0 | 0 | 0 | 0 | 0 | 0 | 1.1
57714_G_GEN3 | WEC_CALN | California | 6 | Santa Clara | 85 | 57714 | GEN3 | City of Palo Alto | 11557 | 2002 | 9999 | Combustion Turbine | [5 empty] | Fossil | G | 2025 | NaturalGas |  | 0 | 0 | 0 | 0 | 0 | 0 | 0 | 0 | 0 | 0 | 0 | 0 | 0 | 0 | 0 | 0 | 0 | 0 | 0 | 0 | 0 | 0 | 0 | 0 | 0 | 0 | 0 | 0 | 0 | 0 | 0 | 0 | 0 | 0 | 0 | 0 | 0 | 0 | 0 | 0 | 0.02057 | 0 | 0 | 0 | 0 | 0 | 0 | 0 | 0 | 0 | 1.1
57714_G_GEN2 | WEC_CALN | California | 6 | Santa Clara | 85 | 57714 | GEN2 | City of Palo Alto | 11557 | 2002 | 9999 | Combustion Turbine | [5 empty] | Fossil | G | 2025 | NaturalGas |  | 0 | 0 | 0 | 0 | 0 | 0 | 0 | 0 | 0 | 0 | 0 | 0 | 0 | 0 | 0 | 0 | 0 | 0 | 0 | 0 | 0 | 0 | 0 | 0 | 0 | 0 | 0 | 0 | 0 | 0 | 0 | 0 | 0 | 0 | 0 | 0 | 0 | 0 | 0 | 0 | 0.02057 | 0 | 0 | 0 | 0 | 0 | 0 | 0 | 0 | 0 | 1.1
57714_G_GEN1 | WEC_CALN | California | 6 | Santa Clara | 85 | 57714 | GEN1 | City of Palo Alto | 11424 | 2002 | 9999 | Combustion Turbine | [5 empty] | Fossil | G | 2025 | NaturalGas |  | 0 | 0 | 0 | 0 | 0 | 0 | 0 | 0 | 0 | 0 | 0 | 0 | 0 | 0 | 0 | 0 | 0 | 0 | 0 | 0 | 0 | 0 | 0 | 0 | 0 | 0 | 0 | 0 | 0 | 0 | 0 | 0 | 0 | 0 | 0 | 0 | 0 | 0 | 0 | 0 | 0.02057 | 0 | 0 | 0 | 0 | 0 | 0 | 0 | 0 | 0 | 1.1
57713_G_153 | WEC_SDGE | California | 6 | San Diego | 73 | 57713 | 153 | Rohr Inc, a UTC Aerospace Systems Company | 11046 | 2002 | 9999 | Combustion Turbine | [5 empty] | Fossil | G | 2025 | Oil |  | 0 | 0 | 0 | 0 | 0 | 0 | 0 | 0 | 0 | 0 | 0 | 0 | 0 | 0 | 0 | 0 | 0 | 0 | 0 | 0 | 0 | 0 | 0 | 0 | 0 | 0 | 0 | 0 | 0 | 0 | 0 | 0 | 0 | 0 | 0 | 0 | 0 | 0 | 0 | 0 | 0.05984 | 0 | 0 | 0 | 0 | 0 | 0 | 0 | 0 | 0 | 3.2
57713_G_152 | WEC_SDGE | California | 6 | San Diego | 73 | 57713 | 152 | Rohr Inc, a UTC Aerospace Systems Company | 11046 | 2002 | 9999 | Combustion Turbine | [5 empty] | Fossil | G | 2025 | Oil |  | 0 | 0 | 0 | 0 | 0 | 0 | 0 | 0 | 0 | 0 | 0 | 0 | 0 | 0 | 0 | 0 | 0 | 0 | 0 | 0 | 0 | 0 | 0 | 0 | 0 | 0 | 0 | 0 | 0 | 0 | 0 | 0 | 0 | 0 | 0 | 0 | 0 | 0 | 0 | 0 | 0.05984 | 0 | 0 | 0 | 0 | 0 | 0 | 0 | 0 | 0 | 3.2
57713_G_151 | WEC_SDGE | California | 6 | San Diego | 73 | 57713 | 151 | Rohr Inc, a UTC Aerospace Systems Company | 11046 | 2002 | 9999 | Combustion Turbine | [5 empty] | Fossil | G | 2025 | Oil |  | 0 | 0 | 0 | 0 | 0 | 0 | 0 | 0 | 0 | 0 | 0 | 0 | 0 | 0 | 0 | 0 | 0 | 0 | 0 | 0 | 0 | 0 | 0 | 0 | 0 | 0 | 0 | 0 | 0 | 0 | 0 | 0 | 0 | 0 | 0 | 0 | 0 | 0 | 0 | 0 | 0.05984 | 0 | 0 | 0 | 0 | 0 | 0 | 0 | 0 | 0 | 3.2
57710_G_SRS1 | NY_Z_F | New York | 36 | Rensselaer | 83 | 57710 | SRS1 | Stephentown Spindle | 0 | 2011 | 9999 | Energy Storage | [5 empty] | Non-Fossil | G | 2025 | EnerStor |  | 0 | 0 | 0 | 0 | 0 | 0 | 0 | 0 | 0 | 0 | 0 | 0 | 0 | 0 | 0 | 0 | 0.198 | 0.34023 | 3.924 | 4.4622 | 0 | 0 | 0 | 0 | 0 | 0 | 0 | 0 | 0 | 0 | 0 | 0 | 0 | 0 | 0 | 0 | 0 | 0 | 0 | 0 | 0 | 0 | 0 | 0 | 0 | 0 | 0 | 0 | 0 | 0 | 20
57708_G_INV | WECC_SCE | California | 6 | Kern | 29 | 57708 | INV | Catalina Solar LLC | 0 | 2012 | 9999 | Solar PV | [5 empty] | Non-Fossil | G | 2025 | Solar |  | 0 | 0 | 0 | 0 | 0 | 0 | 0 | 0 | 0 | 0 | 0 | 0 | 0 | 0 | 0 | 0 | 46.2828 | 85.8676 | 133.0909 | 265.2413 | 0 | 0 | 0 | 0 | 0 | 0 | 0 | 0 | 0 | 0 | 0 | 0 | 0 | 0 | 0 | 0 | 0 | 0 | 0 | 0 | 3.974 | 0 | 0 | 0 | 0 | 0 | 0 | 0 | 0 | 0 | 110
57707_G_9 | WECC_AZ | Arizona | 4 | Maricopa | 13 | 57707 | 9 | Mesquite Solar 1 | 0 | 2012 | 9999 | Solar PV | [5 empty] | Non-Fossil | G | 2025 | Solar |  | 0 | 0 | 0 | 0 | 0 | 0 | 0 | 0 | 0 | 0 | 0 | 0 | 0 | 0 | 0 | 0 | 7.2018 | 12.9938 | 18.8187 | 39.0144 | 0 | 0 | 0 | 0 | 0 | 0 | 0 | 0 | 0 | 0 | 0 | 0 | 0 | 0 | 0 | 0 | 0 | 0 | 0 | 0 | 0.72054 | 0 | 0 | 0 | 0 | 0 | 0 | 0 | 0 | 0 | 15.9623
57707_G_8 | WECC_AZ | Arizona | 4 | Maricopa | 13 | 57707 | 8 | Mesquite Solar 1 | 0 | 2012 | 9999 | Solar PV | [5 empty] | Non-Fossil | G | 2025 | Solar |  | 0 | 0 | 0 | 0 | 0 | 0 | 0 | 0 | 0 | 0 | 0 | 0 | 0 | 0 | 0 | 0 | 5.4014 | 9.7454 | 14.1141 | 29.2608 | 0 | 0 | 0 | 0 | 0 | 0 | 0 | 0 | 0 | 0 | 0 | 0 | 0 | 0 | 0 | 0 | 0 | 0 | 0 | 0 | 0.54041 | 0 | 0 | 0 | 0 | 0 | 0 | 0 | 0 | 0 | 11.9717
57707_G_7 | WECC_AZ | Arizona | 4 | Maricopa | 13 | 57707 | 7 | Mesquite Solar 1 | 0 | 2012 | 9999 | Solar PV | [5 empty] | Non-Fossil | G | 2025 | Solar |  | 0 | 0 | 0 | 0 | 0 | 0 | 0 | 0 | 0 | 0 | 0 | 0 | 0 | 0 | 0 | 0 | 7.2018 | 12.9938 | 18.8187 | 39.0144 | 0 | 0 | 0 | 0 | 0 | 0 | 0 | 0 | 0 | 0 | 0 | 0 | 0 | 0 | 0 | 0 | 0 | 0 | 0 | 0 | 0.72054 | 0 | 0 | 0 | 0 | 0 | 0 | 0 | 0 | 0 | 15.9623
57707_G_6 | WECC_AZ | Arizona | 4 | Maricopa | 13 | 57707 | 6 | Mesquite Solar 1 | 0 | 2012 | 9999 | Solar PV | [5 empty] | Non-Fossil | G | 2025 | Solar |  | 0 | 0 | 0 | 0 | 0 | 0 | 0 | 0 | 0 | 0 | 0 | 0 | 0 | 0 | 0 | 0 | 3.6009 | 6.4969 | 9.4094 | 19.5072 | 0 | 0 | 0 | 0 | 0 | 0 | 0 | 0 | 0 | 0 | 0 | 0 | 0 | 0 | 0 | 0 | 0 | 0 | 0 | 0 | 0.36027 | 0 | 0 | 0 | 0 | 0 | 0 | 0 | 0 | 0 | 7.9811
57707_G_5 | WECC_AZ | Arizona | 4 | Maricopa | 13 | 57707 | 5 | Mesquite Solar 1 | 0 | 2012 | 9999 | Solar PV | [5 empty] | Non-Fossil | G | 2025 | Solar |  | 0 | 0 | 0 | 0 | 0 | 0 | 0 | 0 | 0 | 0 | 0 | 0 | 0 | 0 | 0 | 0 | 7.2018 | 12.9938 | 18.8187 | 39.0144 | 0 | 0 | 0 | 0 | 0 | 0 | 0 | 0 | 0 | 0 | 0 | 0 | 0 | 0 | 0 | 0 | 0 | 0 | 0 | 0 | 0.72054 | 0 | 0 | 0 | 0 | 0 | 0 | 0 | 0 | 0 | 15.9623
57707_G_4 | WECC_AZ | Arizona | 4 | Maricopa | 13 | 57707 | 4 | Mesquite Solar 1 | 0 | 2012 | 9999 | Solar PV | [5 empty] | Non-Fossil | G | 2025 | Solar |  | 0 | 0 | 0 | 0 | 0 | 0 | 0 | 0 | 0 | 0 | 0 | 0 | 0 | 0 | 0 | 0 | 7.2018 | 12.9938 | 18.8187 | 39.0144 | 0 | 0 | 0 | 0 | 0 | 0 | 0 | 0 | 0 | 0 | 0 | 0 | 0 | 0 | 0 | 0 | 0 | 0 | 0 | 0 | 0.72054 | 0 | 0 | 0 | 0 | 0 | 0 | 0 | 0 | 0 | 15.9623
57707_G_3 | WECC_AZ | Arizona | 4 | Maricopa | 13 | 57707 | 3 | Mesquite Solar 1 | 0 | 2011 | 9999 | Solar PV | [5 empty] | Non-Fossil | G | 2025 | Solar |  | 0 | 0 | 0 | 0 | 0 | 0 | 0 | 0 | 0 | 0 | 0 | 0 | 0 | 0 | 0 | 0 | 4.5011 | 8.1211 | 11.7617 | 24.384 | 0 | 0 | 0 | 0 | 0 | 0 | 0 | 0 | 0 | 0 | 0 | 0 | 0 | 0 | 0 | 0 | 0 | 0 | 0 | 0 | 0.45034 | 0 | 0 | 0 | 0 | 0 | 0 | 0 | 0 | 0 | 9.9764
57707_G_2 | WECC_AZ | Arizona | 4 | Maricopa | 13 | 57707 | 2 | Mesquite Solar 1 | 0 | 2012 | 9999 | Solar PV | [5 empty] | Non-Fossil | G | 2025 | Solar |  | 0 | 0 | 0 | 0 | 0 | 0 | 0 | 0 | 0 | 0 | 0 | 0 | 0 | 0 | 0 | 0 | 7.2018 | 12.9938 | 18.8187 | 39.0144 | 0 | 0 | 0 | 0 | 0 | 0 | 0 | 0 | 0 | 0 | 0 | 0 | 0 | 0 | 0 | 0 | 0 | 0 | 0 | 0 | 0.72054 | 0 | 0 | 0 | 0 | 0 | 0 | 0 | 0 | 0 | 15.9623
57707_G_12 | WECC_AZ | Arizona | 4 | Maricopa | 13 | 57707 | 12 | Mesquite Solar 1 | 0 | 2012 | 9999 | Solar PV | [5 empty] | Non-Fossil | G | 2025 | Solar |  | 0 | 0 | 0 | 0 | 0 | 0 | 0 | 0 | 0 | 0 | 0 | 0 | 0 | 0 | 0 | 0 | 7.2018 | 12.9938 | 18.8187 | 39.0144 | 0 | 0 | 0 | 0 | 0 | 0 | 0 | 0 | 0 | 0 | 0 | 0 | 0 | 0 | 0 | 0 | 0 | 0 | 0 | 0 | 0.72054 | 0 | 0 | 0 | 0 | 0 | 0 | 0 | 0 | 0 | 15.9623
57707_G_11 | WECC_AZ | Arizona | 4 | Maricopa | 13 | 57707 | 11 | Mesquite Solar 1 | 0 | 2012 | 9999 | Solar PV | [5 empty] | Non-Fossil | G | 2025 | Solar |  | 0 | 0 | 0 | 0 | 0 | 0 | 0 | 0 | 0 | 0 | 0 | 0 | 0 | 0 | 0 | 0 | 7.2018 | 12.9938 | 18.8187 | 39.0144 | 0 | 0 | 0 | 0 | 0 | 0 | 0 | 0 | 0 | 0 | 0 | 0 | 0 | 0 | 0 | 0 | 0 | 0 | 0 | 0 | 0.72054 | 0 | 0 | 0 | 0 | 0 | 0 | 0 | 0 | 0 | 15.9623
57707_G_10 | WECC_AZ | Arizona | 4 | Maricopa | 13 | 57707 | 10 | Mesquite Solar 1 | 0 | 2012 | 9999 | Solar PV | [5 empty] | Non-Fossil | G | 2025 | Solar |  | 0 | 0 | 0 | 0 | 0 | 0 | 0 | 0 | 0 | 0 | 0 | 0 | 0 | 0 | 0 | 0 | 5.4014 | 9.7454 | 14.1141 | 29.2608 | 0 | 0 | 0 | 0 | 0 | 0 | 0 | 0 | 0 | 0 | 0 | 0 | 0 | 0 | 0 | 0 | 0 | 0 | 0 | 0 | 0.54041 | 0 | 0 | 0 | 0 | 0 | 0 | 0 | 0 | 0 | 11.9717
57707_G_1 | WECC_AZ | Arizona | 4 | Maricopa | 13 | 57707 | 1 | Mesquite Solar 1 | 0 | 2011 | 9999 | Solar PV | [5 empty] | Non-Fossil | G | 2025 | Solar |  | 0 | 0 | 0 | 0 | 0 | 0 | 0 | 0 | 0 | 0 | 0 | 0 | 0 | 0 | 0 | 0 | 7.2018 | 12.9938 | 18.8187 | 39.0144 | 0 | 0 | 0 | 0 | 0 | 0 | 0 | 0 | 0 | 0 | 0 | 0 | 0 | 0 | 0 | 0 | 0 | 0 | 0 | 0 | 0.72054 | 0 | 0 | 0 | 0 | 0 | 0 | 0 | 0 | 0 | 15.9623
57706_G_2 | MIS_LMI | Michigan | 26 | St Clair | 147 | 57706 | 2 | Blue Water Renewables Inc | 13500 | 2011 | 9999 | Landfill Gas | [5 empty] | Non-Fossil | G | 2025 | LF Gas |  | 0.0315 | 0.04752 | 0.063397 | 0.14242 | 0 | 0 | 0 | 0 | 0 | 0 | 0 | 0 | 0 | 0 | 0 | 0 | 2.3334 | 3.52 | 4.6961 | 10.5495 | 1.8153 | 2.7386 | 3.6535 | 8.2074 | 0 | 0 | 0 | 0 | 0.003793 | 0.0057219 | 0.0076336 | 0.017149 | 0 | 0 | 0 | 0 | 0 | 0 | 0 | 0 | 0.37551 | 0.015258 | 0.023018 | 0.030708 | 0.068984 | 0 | 0 | 0 | 0 | 0 | 1.6
57706_G_1 | MIS_LMI | Michigan | 26 | St Clair | 147 | 57706 | 1 | Blue Water Renewables Inc | 13500 | 2011 | 9999 | Landfill Gas | [5 empty] | Non-Fossil | G | 2025 | LF Gas |  | 0.0315 | 0.04752 | 0.063397 | 0.14242 | 0 | 0 | 0 | 0 | 0 | 0 | 0 | 0 | 0 | 0 | 0 | 0 | 2.3334 | 3.52 | 4.6961 | 10.5495 | 1.8153 | 2.7386 | 3.6535 | 8.2074 | 0 | 0 | 0 | 0 | 0.003793 | 0.0057219 | 0.0076336 | 0.017149 | 0 | 0 | 0 | 0 | 0 | 0 | 0 | 0 | 0.37551 | 0.015258 | 0.023018 | 0.030708 | 0.068984 | 0 | 0 | 0 | 0 | 0 | 1.6
57703_G_02A | WECC_WY | Wyoming | 56 | Laramie | 21 | 57703 | 02A | Cheyenne Prairie Generating Station | 10745 | 2014 | 9999 | Combustion Turbine |  |  | SCR | DLNB |  | Fossil | G | 2025 | NaturalGas |  | 0 | 0 | 0 | 0 | 0 | 0 | 0 | 0 | 0 | 0 | 0 | 0 | 0 | 0 | 0 | 0 | 0 | 0 | 0 | 0 | 0 | 0 | 0 | 0 | 0 | 0 | 0 | 0 | 0 | 0 | 0 | 0 | 0 | 0 | 0 | 0 | 0 | 0 | 0 | 0 | 0.76671 | 0 | 0 | 0 | 0 | 0 | 0 | 0 | 0 | 0 | 37 | SCR
57703_G_01C | WECC_WY | Wyoming | 56 | Laramie | 21 | 57703 | 01C | Cheyenne Prairie Generating Station | 8329 | 2014 | 9999 | Combined Cycle |  |  | SCR | DLNB |  | Fossil | G | 2025 | NaturalGas |  | 0 | 0 | 0.027246 | 0.027246 | 0 | 0 | 0 | 0 | 0 | 0 | 0 | 0 | 0 | 0 | 0 | 0 | 0 | 0 | 3.2713 | 3.2713 | 0 | 0 | 1.595 | 1.595 | 0 | 0 | 1.9054e-09 | 1.9054e-09 | 0 | 0 | 0.00011252 | 0.00011252 | 0 | 0 | 0 | 0 | 0 | 0 | 0 | 0 | 0.61089 | 0 | 0 | 0.012721 | 0.012721 | 0 | 0 | 0.091734 | 0.091734 | 0 | 20 | SCR
57703_G_01B | WECC_WY | Wyoming | 56 | Laramie | 21 | 57703 | 01B | Cheyenne Prairie Generating Station | 8329 | 2014 | 9999 | Combined Cycle |  |  | SCR | DLNB |  | Fossil | G | 2025 | NaturalGas |  | 0 | 0 | 0.050406 | 0.050406 | 0 | 0 | 0 | 0 | 0 | 0 | 0 | 0 | 0 | 0 | 0 | 0 | 0 | 0 | 6.0518 | 6.0518 | 0 | 0 | 2.9508 | 2.9508 | 0 | 0 | 3.5267e-09 | 3.5267e-09 | 0 | 0 | 0.00020825 | 0.00020825 | 0 | 0 | 0 | 0 | 0 | 0 | 0 | 0 | 1.1301 | 0 | 0 | 0.023534 | 0.023534 | 0 | 0 | 0.16971 | 0.16971 | 0 | 37 | SCR
57703_G_01A | WECC_WY | Wyoming | 56 | Laramie | 21 | 57703 | 01A | Cheyenne Prairie Generating Station | 8329 | 2014 | 9999 | Combined Cycle |  |  | SCR | DLNB |  | Fossil | G | 2025 | NaturalGas |  | 0 | 0 | 0.050406 | 0.050406 | 0 | 0 | 0 | 0 | 0 | 0 | 0 | 0 | 0 | 0 | 0 | 0 | 0 | 0 | 6.0518 | 6.0518 | 0 | 0 | 2.9508 | 2.9508 | 0 | 0 | 3.5267e-09 | 3.5267e-09 | 0 | 0 | 0.00020825 | 0.00020825 | 0 | 0 | 0 | 0 | 0 | 0 | 0 | 0 | 1.1301 | 0 | 0 | 0.023534 | 0.023534 | 0 | 0 | 0.16971 | 0.16971 | 0 | 37 | SCR
57702_G_1 | WECC_SCE | California | 6 | Los Angeles | 37 | 57702 | 1 | Signal Hill West Unit | 11724 | 2004 | 9999 | Fossil Waste | [5 empty] | Fossil | G | 2025 | Fwaste |  | 0.084553 | 0.10696 | 0.14409 | 0.33561 | 0 | 0 | 0 | 0 | 0 | 0 | 0 | 0 | 0 | 0 | 0 | 0 | 7.212 | 9.1234 | 12.2901 | 28.6255 | 13.575 | 17.1728 | 23.1336 | 53.8814 | 0 | 0 | 0 | 0 | 0.00091261 | 0.0011545 | 0.0015554 | 0.0036224 | 0.0033821 | 0.0042785 | 0.0057637 | 0.013424 | 0 | 0 | 0 | 0 | 1.3378 | 0.04716 | 0.059659 | 0.080366 | 0.18718 | 0 | 0 | 0 | 0 | 0 | 5.7
57701_G_1 | WEC_CALN | California | 6 | Solano | 95 | 57701 | 1 | Montezuma Wind II | 0 | 2012 | 9999 | Onshore Wind | [5 empty] | Non-Fossil | G | 2025 | Wind |  | 0 | 0 | 0 | 0 | 0 | 0 | 0 | 0 | 0 | 0 | 0 | 0 | 0 | 0 | 0 | 0 | 25.3392 | 50.1884 | 136.9323 | 212.4599 | 0 | 0 | 0 | 0 | 0 | 0 | 0 | 0 | 0 | 0 | 0 | 0 | 0 | 0 | 0 | 0 | 0 | 0 | 0 | 0 | 2.2034 | 0 | 0 | 0 | 0 | 0 | 0 | 0 | 0 | 0 | 78.2
57700_G_1 | WEC_CALN | California | 6 | Contra Costa | 13 | 57700 | 1 | Vasco Winds | 0 | 2011 | 9999 | Onshore Wind | [5 empty] | Non-Fossil | G | 2025 | Wind |  | 0 | 0 | 0 | 0 | 0 | 0 | 0 | 0 | 0 | 0 | 0 | 0 | 0 | 0 | 0 | 0 | 25.3392 | 50.1884 | 136.9323 | 212.4599 | 0 | 0 | 0 | 0 | 0 | 0 | 0 | 0 | 0 | 0 | 0 | 0 | 0 | 0 | 0 | 0 | 0 | 0 | 0 | 0 | 2.2034 | 0 | 0 | 0 | 0 | 0 | 0 | 0 | 0 | 0 | 78.2
57699_G_AES1 | ERC_REST | Texas | 48 | Travis | 453 | 57699 | AES1 | Webberville Solar Project | 0 | 2011 | 9999 | Solar PV | [5 empty] | Non-Fossil | G | 2025 | Solar |  | 0 | 0 | 0 | 0 | 0 | 0 | 0 | 0 | 0 | 0 | 0 | 0 | 0 | 0 | 0 | 0 | 8.7672 | 15.4732 | 26.6242 | 50.8646 | 0 | 0 | 0 | 0 | 0 | 0 | 0 | 0 | 0 | 0 | 0 | 0 | 0 | 0 | 0 | 0 | 0 | 0 | 0 | 0 | 0.7568 | 0 | 0 | 0 | 0 | 0 | 0 | 0 | 0 | 0 | 27.0427
57698_G_1 | WEC_CALN | California | 6 | Sacramento | 67 | 57698 | 1 | Aerojet II | 0 | 2010 | 9999 | Solar PV | [5 empty] | Non-Fossil | G | 2025 | Solar |  | 0 | 0 | 0 | 0 | 0 | 0 | 0 | 0 | 0 | 0 | 0 | 0 | 0 | 0 | 0 | 0 | 1.013 | 2.0165 | 3.3062 | 6.3357 | 0 | 0 | 0 | 0 | 0 | 0 | 0 | 0 | 0 | 0 | 0 | 0 | 0 | 0 | 0 | 0 | 0 | 0 | 0 | 0 | 0.086377 | 0 | 0 | 0 | 0 | 0 | 0 | 0 | 0 | 0 | 2.6974
57697_G_1 | WEC_CALN | California | 6 | Sacramento | 67 | 57697 | 1 | Aerojet I | 0 | 2009 | 9999 | Solar PV | [5 empty] | Non-Fossil | G | 2025 | Solar |  | 0 | 0 | 0 | 0 | 0 | 0 | 0 | 0 | 0 | 0 | 0 | 0 | 0 | 0 | 0 | 0 | 1.1256 | 2.2406 | 3.6736 | 7.0397 | 0 | 0 | 0 | 0 | 0 | 0 | 0 | 0 | 0 | 0 | 0 | 0 | 0 | 0 | 0 | 0 | 0 | 0 | 0 | 0 | 0.095974 | 0 | 0 | 0 | 0 | 0 | 0 | 0 | 0 | 0 | 2.9971
57696_G_1 | WEC_CALN | California | 6 | Alameda | 1 | 57696 | 1 | Power Generation Station (PGS) 2 | 11414 | 2011 | 9999 | Non-Fossil Waste | [5 empty] | Non-Fossil | G | 2025 | Non-Fossil |  | 0.056404 | 0.072991 | 0.093991 | 0.22339 | 0 | 0 | 0 | 0 | 0 | 0 | 0 | 0 | 0 | 0 | 0 | 0 | 4.9416 | 6.3948 | 8.2347 | 19.5711 | 0 | 0 | 0 | 0 | 0 | 0 | 0 | 0 | 0 | 0 | 0 | 0 | 0 | 0 | 0 | 0 | 0 | 0 | 0 | 0 | 0.89183 | 0.032314 | 0.041816 | 0.053847 | 0.12798 | 0 | 0 | 0 | 0 | 0 | 3.8
57695_G_TPZ5 | WEC_CALN | California | 6 | San Luis Obispo | 79 | 57695 | TPZ5 | Topaz Solar Farm | 0 | 2014 | 9999 | Solar PV | [5 empty] | Non-Fossil | G | 2025 | Solar |  | 0 | 0 | 0 | 0 | 0 | 0 | 0 | 0 | 0 | 0 | 0 | 0 | 0 | 0 | 0 | 0 | 42.2085 | 84.0222 | 137.7584 | 263.9891 | 0 | 0 | 0 | 0 | 0 | 0 | 0 | 0 | 0 | 0 | 0 | 0 | 0 | 0 | 0 | 0 | 0 | 0 | 0 | 0 | 3.599 | 0 | 0 | 0 | 0 | 0 | 0 | 0 | 0 | 0 | 112.3926
57695_G_TPZ4 | WEC_CALN | California | 6 | San Luis Obispo | 79 | 57695 | TPZ4 | Topaz Solar Farm | 0 | 2014 | 9999 | Solar PV | [5 empty] | Non-Fossil | G | 2025 | Solar |  | 0 | 0 | 0 | 0 | 0 | 0 | 0 | 0 | 0 | 0 | 0 | 0 | 0 | 0 | 0 | 0 | 33.8794 | 67.4418 | 110.5741 | 211.8953 | 0 | 0 | 0 | 0 | 0 | 0 | 0 | 0 | 0 | 0 | 0 | 0 | 0 | 0 | 0 | 0 | 0 | 0 | 0 | 0 | 2.8888 | 0 | 0 | 0 | 0 | 0 | 0 | 0 | 0 | 0 | 90.2138
57695_G_TPZ3 | WEC_CALN | California | 6 | San Luis Obispo | 79 | 57695 | TPZ3 | Topaz Solar Farm | 0 | 2014 | 9999 | Solar PV | [5 empty] | Non-Fossil | G | 2025 | Solar |  | 0 | 0 | 0 | 0 | 0 | 0 | 0 | 0 | 0 | 0 | 0 | 0 | 0 | 0 | 0 | 0 | 38.3066 | 76.2548 | 125.0234 | 239.5848 | 0 | 0 | 0 | 0 | 0 | 0 | 0 | 0 | 0 | 0 | 0 | 0 | 0 | 0 | 0 | 0 | 0 | 0 | 0 | 0 | 3.2663 | 0 | 0 | 0 | 0 | 0 | 0 | 0 | 0 | 0 | 102.0025
57695_G_TPZ2 | WEC_CALN | California | 6 | San Luis Obispo | 79 | 57695 | TPZ2 | Topaz Solar Farm | 0 | 2013 | 9999 | Solar PV | [5 empty] | Non-Fossil | G | 2025 | Solar |  | 0 | 0 | 0 | 0 | 0 | 0 | 0 | 0 | 0 | 0 | 0 | 0 | 0 | 0 | 0 | 0 | 56.7282 | 112.9258 | 185.1473 | 354.8014 | 0 | 0 | 0 | 0 | 0 | 0 | 0 | 0 | 0 | 0 | 0 | 0 | 0 | 0 | 0 | 0 | 0 | 0 | 0 | 0 | 4.8371 | 0 | 0 | 0 | 0 | 0 | 0 | 0 | 0 | 0 | 151.0556
57695_G_TPZ1 | WEC_CALN | California | 6 | San Luis Obispo | 79 | 57695 | TPZ1 | Topaz Solar Farm | 0 | 2013 | 9999 | Solar PV | [5 empty] | Non-Fossil | G | 2025 | Solar |  | 0 | 0 | 0 | 0 | 0 | 0 | 0 | 0 | 0 | 0 | 0 | 0 | 0 | 0 | 0 | 0 | 48.6992 | 96.9429 | 158.9426 | 304.5848 | 0 | 0 | 0 | 0 | 0 | 0 | 0 | 0 | 0 | 0 | 0 | 0 | 0 | 0 | 0 | 0 | 0 | 0 | 0 | 0 | 4.1525 | 0 | 0 | 0 | 0 | 0 | 0 | 0 | 0 | 0 | 129.676
57694_G_STF | WECC_CO | Colorado | 8 | Jefferson | 59 | 57694 | STF | DOE Golden NREL Main Campus | 0 | 2009 | 9999 | Solar PV | [5 empty] | Non-Fossil | G | 2025 | Solar |  | 0 | 0 | 0 | 0 | 0 | 0 | 0 | 0 | 0 | 0 | 0 | 0 | 0 | 0 | 0 | 0 | 0.034599 | 0.06486 | 0.1003 | 0.19976 | 0 | 0 | 0 | 0 | 0 | 0 | 0 | 0 | 0 | 0 | 0 | 0 | 0 | 0 | 0 | 0 | 0 | 0 | 0 | 0 | 0.003158 | 0 | 0 | 0 | 0 | 0 | 0 | 0 | 0 | 0 | 0.1
57694_G_RSF2 | WECC_CO | Colorado | 8 | Jefferson | 59 | 57694 | RSF2 | DOE Golden NREL Main Campus | 0 | 2012 | 9999 | Solar PV | [5 empty] | Non-Fossil | G | 2025 | Solar |  | 0 | 0 | 0 | 0 | 0 | 0 | 0 | 0 | 0 | 0 | 0 | 0 | 0 | 0 | 0 | 0 | 0.1384 | 0.25944 | 0.40119 | 0.79902 | 0 | 0 | 0 | 0 | 0 | 0 | 0 | 0 | 0 | 0 | 0 | 0 | 0 | 0 | 0 | 0 | 0 | 0 | 0 | 0 | 0.012632 | 0 | 0 | 0 | 0 | 0 | 0 | 0 | 0 | 0 | 0.4
57694_G_RSF1 | WECC_CO | Colorado | 8 | Jefferson | 59 | 57694 | RSF1 | DOE Golden NREL Main Campus | 0 | 2010 | 9999 | Solar PV | [5 empty] | Non-Fossil | G | 2025 | Solar |  | 0 | 0 | 0 | 0 | 0 | 0 | 0 | 0 | 0 | 0 | 0 | 0 | 0 | 0 | 0 | 0 | 0.17299 | 0.3243 | 0.50149 | 0.99878 | 0 | 0 | 0 | 0 | 0 | 0 | 0 | 0 | 0 | 0 | 0 | 0 | 0 | 0 | 0 | 0 | 0 | 0 | 0 | 0 | 0.01579 | 0 | 0 | 0 | 0 | 0 | 0 | 0 | 0 | 0 | 0.5
57694_G_PARKL | WECC_CO | Colorado | 8 | Jefferson | 59 | 57694 | PARKL | DOE Golden NREL Main Campus | 0 | 2011 | 9999 | Solar PV | [5 empty] | Non-Fossil | G | 2025 | Solar |  | 0 | 0 | 0 | 0 | 0 | 0 | 0 | 0 | 0 | 0 | 0 | 0 | 0 | 0 | 0 | 0 | 0.17299 | 0.3243 | 0.50149 | 0.99878 | 0 | 0 | 0 | 0 | 0 | 0 | 0 | 0 | 0 | 0 | 0 | 0 | 0 | 0 | 0 | 0 | 0 | 0 | 0 | 0 | 0.01579 | 0 | 0 | 0 | 0 | 0 | 0 | 0 | 0 | 0 | 0.5
57694_G_PARKG | WECC_CO | Colorado | 8 | Jefferson | 59 | 57694 | PARKG | DOE Golden NREL Main Campus | 0 | 2013 | 9999 | Solar PV | [5 empty] | Non-Fossil | G | 2025 | Solar |  | 0 | 0 | 0 | 0 | 0 | 0 | 0 | 0 | 0 | 0 | 0 | 0 | 0 | 0 | 0 | 0 | 0.41519 | 0.77832 | 1.2036 | 2.3971 | 0 | 0 | 0 | 0 | 0 | 0 | 0 | 0 | 0 | 0 | 0 | 0 | 0 | 0 | 0 | 0 | 0 | 0 | 0 | 0 | 0.037896 | 0 | 0 | 0 | 0 | 0 | 0 | 0 | 0 | 0 | 1.2
57694_G_MESA | WECC_CO | Colorado | 8 | Jefferson | 59 | 57694 | MESA | DOE Golden NREL Main Campus | 0 | 2008 | 9999 | Solar PV | [5 empty] | Non-Fossil | G | 2025 | Solar |  | 0 | 0 | 0 | 0 | 0 | 0 | 0 | 0 | 0 | 0 | 0 | 0 | 0 | 0 | 0 | 0 | 0.24219 | 0.45402 | 0.70208 | 1.3983 | 0 | 0 | 0 | 0 | 0 | 0 | 0 | 0 | 0 | 0 | 0 | 0 | 0 | 0 | 0 | 0 | 0 | 0 | 0 | 0 | 0.022106 | 0 | 0 | 0 | 0 | 0 | 0 | 0 | 0 | 0 | 0.7
57693_G_SIEM | WECC_CO | Colorado | 8 | Jefferson | 59 | 57693 | SIEM | DOE Golden NWTC Turbine Side | 0 | 2010 | 9999 | Onshore Wind | [5 empty] | Non-Fossil | G | 2025 | Wind |  | 0 | 0 | 0 | 0 | 0 | 0 | 0 | 0 | 0 | 0 | 0 | 0 | 0 | 0 | 0 | 0 | 1.9906 | 2.5173 | 2.399 | 6.907 | 0 | 0 | 0 | 0 | 0 | 0 | 0 | 0 | 0 | 0 | 0 | 0 | 0 | 0 | 0 | 0 | 0 | 0 | 0 | 0 | 0.064745 | 0 | 0 | 0 | 0 | 0 | 0 | 0 | 0 | 0 | 2.2978
57693_G_GEDOE | WECC_CO | Colorado | 8 | Jefferson | 59 | 57693 | GEDOE | DOE Golden NWTC Turbine Side | 0 | 2010 | 9999 | Onshore Wind | [5 empty] | Non-Fossil | G | 2025 | Wind |  | 0 | 0 | 0 | 0 | 0 | 0 | 0 | 0 | 0 | 0 | 0 | 0 | 0 | 0 | 0 | 0 | 1.2982 | 1.6417 | 1.5646 | 4.5045 | 0 | 0 | 0 | 0 | 0 | 0 | 0 | 0 | 0 | 0 | 0 | 0 | 0 | 0 | 0 | 0 | 0 | 0 | 0 | 0 | 0.042225 | 0 | 0 | 0 | 0 | 0 | 0 | 0 | 0 | 0 | 1.4986
57693_G_GAMES | WECC_CO | Colorado | 8 | Jefferson | 59 | 57693 | GAMES | DOE Golden NWTC Turbine Side | 0 | 2011 | 9999 | Onshore Wind | [5 empty] | Non-Fossil | G | 2025 | Wind |  | 0 | 0 | 0 | 0 | 0 | 0 | 0 | 0 | 0 | 0 | 0 | 0 | 0 | 0 | 0 | 0 | 1.731 | 2.1889 | 2.0861 | 6.006 | 0 | 0 | 0 | 0 | 0 | 0 | 0 | 0 | 0 | 0 | 0 | 0 | 0 | 0 | 0 | 0 | 0 | 0 | 0 | 0 | 0.0563 | 0 | 0 | 0 | 0 | 0 | 0 | 0 | 0 | 0 | 1.9981
57693_G_ALSTO | WECC_CO | Colorado | 8 | Jefferson | 59 | 57693 | ALSTO | DOE Golden NWTC Turbine Side | 0 | 2011 | 9999 | Onshore Wind | [5 empty] | Non-Fossil | G | 2025 | Wind |  | 0 | 0 | 0 | 0 | 0 | 0 | 0 | 0 | 0 | 0 | 0 | 0 | 0 | 0 | 0 | 0 | 2.5965 | 3.2834 | 3.1292 | 9.0091 | 0 | 0 | 0 | 0 | 0 | 0 | 0 | 0 | 0 | 0 | 0 | 0 | 0 | 0 | 0 | 0 | 0 | 0 | 0 | 0 | 0.084449 | 0 | 0 | 0 | 0 | 0 | 0 | 0 | 0 | 0 | 2.9971
57692_G_SEPV | WECC_CO | Colorado | 8 | Jefferson | 59 | 57692 | SEPV | DOE Golden NWTC Load Side | 0 | 2009 | 9999 | Solar PV | [5 empty] | Non-Fossil | G | 2025 | Solar |  | 0 | 0 | 0 | 0 | 0 | 0 | 0 | 0 | 0 | 0 | 0 | 0 | 0 | 0 | 0 | 0 | 0.38059 | 0.71346 | 1.1033 | 2.1973 | 0 | 0 | 0 | 0 | 0 | 0 | 0 | 0 | 0 | 0 | 0 | 0 | 0 | 0 | 0 | 0 | 0 | 0 | 0 | 0 | 0.034738 | 0 | 0 | 0 | 0 | 0 | 0 | 0 | 0 | 0 | 1.1
57690_G_2 | WECC_MT | Montana | 30 | Teton | 99 | 57690 | 2 | Turnbull Hydro | 0 | 2011 | 9999 | Hydro | [5 empty] | Non-Fossil | G | 2025 | Hydro |  | 0 | 0 | 0 | 0 | 0 | 0 | 0 | 0 | 0 | 0 | 0 | 0 | 0 | 0 | 0 | 0 | 6.2099 | 8.2582 | 14.2525 | 28.7205 | 0 | 0 | 0 | 0 | 0 | 0 | 0 | 0 | 0 | 0 | 0 | 0 | 0 | 0 | 0 | 0 | 0 | 0 | 0 | 0 | 0.11465 | 0.016518 | 0.021967 | 0.037912 | 0.076397 | 0 | 0 | 0 | 0 | 0 | 7.7
57690_G_1 | WECC_MT | Montana | 30 | Teton | 99 | 57690 | 1 | Turnbull Hydro | 0 | 2011 | 9999 | Hydro | [5 empty] | Non-Fossil | G | 2025 | Hydro |  | 0 | 0 | 0 | 0 | 0 | 0 | 0 | 0 | 0 | 0 | 0 | 0 | 0 | 0 | 0 | 0 | 4.2744 | 5.6842 | 9.8101 | 19.7687 | 0 | 0 | 0 | 0 | 0 | 0 | 0 | 0 | 0 | 0 | 0 | 0 | 0 | 0 | 0 | 0 | 0 | 0 | 0 | 0 | 0.078914 | 0.01137 | 0.01512 | 0.026095 | 0.052585 | 0 | 0 | 0 | 0 | 0 | 5.3
57689_G_NORD3 | NENG_CT | Connecticut | 9 | Fairfield | 1 | 57689 | NORD3 | Norden 1-3 | 10745 | 2004 | 9999 | Combustion Turbine | [5 empty] | Fossil | G | 2025 | Oil |  | 0 | 0 | 0 | 0 | 0 | 0 | 0 | 0 | 0 | 0 | 0 | 0 | 0 | 0 | 0 | 0 | 0 | 0 | 0 | 0 | 0 | 0 | 0 | 0 | 0 | 0 | 0 | 0 | 0 | 0 | 0 | 0 | 0 | 0 | 0 | 0 | 0 | 0 | 0 | 0 | 0.0374 | 0 | 0 | 0 | 0 | 0 | 0 | 0 | 0 | 0 | 2
57689_G_NORD2 | NENG_CT | Connecticut | 9 | Fairfield | 1 | 57689 | NORD2 | Norden 1-3 | 10745 | 2004 | 9999 | Combustion Turbine | [5 empty] | Fossil | G | 2025 | Oil |  | 0 | 0 | 0 | 0 | 0 | 0 | 0 | 0 | 0 | 0 | 0 | 0 | 0 | 0 | 0 | 0 | 0 | 0 | 0 | 0 | 0 | 0 | 0 | 0 | 0 | 0 | 0 | 0 | 0 | 0 | 0 | 0 | 0 | 0 | 0 | 0 | 0 | 0 | 0 | 0 | 0.0374 | 0 | 0 | 0 | 0 | 0 | 0 | 0 | 0 | 0 | 2
57689_G_NORD1 | NENG_CT | Connecticut | 9 | Fairfield | 1 | 57689 | NORD1 | Norden 1-3 | 10745 | 2004 | 9999 | Combustion Turbine | [5 empty] | Fossil | G | 2025 | Oil |  | 0 | 0 | 0 | 0 | 0 | 0 | 0 | 0 | 0 | 0 | 0 | 0 | 0 | 0 | 0 | 0 | 0 | 0 | 0 | 0 | 0 | 0 | 0 | 0 | 0 | 0 | 0 | 0 | 0 | 0 | 0 | 0 | 0 | 0 | 0 | 0 | 0 | 0 | 0 | 0 | 0.0374 | 0 | 0 | 0 | 0 | 0 | 0 | 0 | 0 | 0 | 2
57687_G_1 | S_C_TVA | North Carolina | 37 | Cherokee | 39 | 57687 | 1 | CS Murphy Point, LLC | 0 | 2011 | 9999 | Solar PV | [5 empty] | Non-Fossil | G | 2025 | Solar |  | 0 | 0 | 0 | 0 | 0 | 0 | 0 | 0 | 0 | 0 | 0 | 0 | 0 | 0 | 0 | 0 | 0.24715 | 0.45152 | 0.74672 | 1.4454 | 0 | 0 | 0 | 0 | 0 | 0 | 0 | 0 | 0 | 0 | 0 | 0 | 0 | 0 | 0 | 0 | 0 | 0 | 0 | 0 | 0.025187 | 0 | 0 | 0 | 0 | 0 | 0 | 0 | 0 | 0 | 0.9
57685_G_1 | FRCC | Florida | 12 | Seminole | 117 | 57685 | 1 | Rinehart | 0 | 2011 | 9999 | Solar PV | [5 empty] | Non-Fossil | G | 2025 | Solar |  | 0 | 0 | 0 | 0 | 0 | 0 | 0 | 0 | 0 | 0 | 0 | 0 | 0 | 0 | 0 | 0 | 3.1771 | 5.7285 | 8.1572 | 17.0629 | 0 | 0 | 0 | 0 | 0 | 0 | 0 | 0 | 0 | 0 | 0 | 0 | 0 | 0 | 0 | 0 | 0 | 0 | 0 | 0 | 0.27985 | 0 | 0 | 0 | 0 | 0 | 0 | 0 | 0 | 0 | 10
57684_B_1 | WECC_NNV | Nevada | 32 | Clark | 3 | 57684 | 1 | Goodsprings Waste Heat Recovery | 8300 | 2010 | 9999 | O/G Steam | [5 empty] | Fossil | B | 2025 | NaturalGas |  | 0.094658 | 0.014374 | 0.025689 | 0.13472 | 0 | 0 | 0 | 0 | 0 | 0 | 0 | 0 | 0 | 0 | 0 | 0 | 11.4045 | 1.7318 | 3.0951 | 16.2314 | 5.5413 | 0.84145 | 1.5038 | 7.8866 | 6.6264e-09 | 1.0062e-09 | 1.8011e-09 | 9.4337e-09 | 0.0033519 | 0.00050899 | 0.00090978 | 0.0047707 | 0 | 0 | 0 | 0 | 0 | 0 | 0 | 0 | 0.1101 | 0.009443 | 0.0014339 | 0.0025627 | 0.01344 | 0.36129 | 0.050263 | 0.092913 | 0.50447 | 0 | 6.5
57683_G_1 | WECC_SCE | California | 6 | Los Angeles | 37 | 57683 | 1 | Staples La Mirada, CA | 0 | 2009 | 9999 | Solar PV | [5 empty] | Non-Fossil | G | 2025 | Solar |  | 0 | 0 | 0 | 0 | 0 | 0 | 0 | 0 | 0 | 0 | 0 | 0 | 0 | 0 | 0 | 0 | 0.37868 | 0.70255 | 1.0889 | 2.1702 | 0 | 0 | 0 | 0 | 0 | 0 | 0 | 0 | 0 | 0 | 0 | 0 | 0 | 0 | 0 | 0 | 0 | 0 | 0 | 0 | 0.032515 | 0 | 0 | 0 | 0 | 0 | 0 | 0 | 0 | 0 | 0.9
57682_G_1 | WEC_CALN | California | 6 | Madera | 39 | 57682 | 1 | City of Madera WWTP | 0 | 2009 | 9999 | Solar PV | [5 empty] | Non-Fossil | G | 2025 | Solar |  | 0 | 0 | 0 | 0 | 0 | 0 | 0 | 0 | 0 | 0 | 0 | 0 | 0 | 0 | 0 | 0 | 0.37519 | 0.74686 | 1.2245 | 2.3466 | 0 | 0 | 0 | 0 | 0 | 0 | 0 | 0 | 0 | 0 | 0 | 0 | 0 | 0 | 0 | 0 | 0 | 0 | 0 | 0 | 0.031991 | 0 | 0 | 0 | 0 | 0 | 0 | 0 | 0 | 0 | 0.99904
57681_G_1 | WECC_CO | Colorado | 8 | Boulder | 13 | 57681 | 1 | City of Boulder WWTP | 0 | 2010 | 9999 | Solar PV | [5 empty] | Non-Fossil | G | 2025 | Solar |  | 0 | 0 | 0 | 0 | 0 | 0 | 0 | 0 | 0 | 0 | 0 | 0 | 0 | 0 | 0 | 0 | 0.31139 | 0.58374 | 0.90267 | 1.7978 | 0 | 0 | 0 | 0 | 0 | 0 | 0 | 0 | 0 | 0 | 0 | 0 | 0 | 0 | 0 | 0 | 0 | 0 | 0 | 0 | 0.028422 | 0 | 0 | 0 | 0 | 0 | 0 | 0 | 0 | 0 | 0.9
57680_G_AVSE5 | WECC_AZ | Arizona | 4 | Maricopa | 13 | 57680 | AVSE5 | Arlington Valley Solar Energy II | 0 | 2013 | 9999 | Solar PV | [5 empty] | Non-Fossil | G | 2025 | Solar |  | 0 | 0 | 0 | 0 | 0 | 0 | 0 | 0 | 0 | 0 | 0 | 0 | 0 | 0 | 0 | 0 | 12.2881 | 22.1707 | 32.1095 | 66.5683 | 0 | 0 | 0 | 0 | 0 | 0 | 0 | 0 | 0 | 0 | 0 | 0 | 0 | 0 | 0 | 0 | 0 | 0 | 0 | 0 | 1.2294 | 0 | 0 | 0 | 0 | 0 | 0 | 0 | 0 | 0 | 27.2357
57680_G_AVSE4 | WECC_AZ | Arizona | 4 | Maricopa | 13 | 57680 | AVSE4 | Arlington Valley Solar Energy II | 0 | 2013 | 9999 | Solar PV | [5 empty] | Non-Fossil | G | 2025 | Solar |  | 0 | 0 | 0 | 0 | 0 | 0 | 0 | 0 | 0 | 0 | 0 | 0 | 0 | 0 | 0 | 0 | 11.2528 | 20.3028 | 29.4043 | 60.9599 | 0 | 0 | 0 | 0 | 0 | 0 | 0 | 0 | 0 | 0 | 0 | 0 | 0 | 0 | 0 | 0 | 0 | 0 | 0 | 0 | 1.1258 | 0 | 0 | 0 | 0 | 0 | 0 | 0 | 0 | 0 | 24.9411
57680_G_AVSE3 | WECC_AZ | Arizona | 4 | Maricopa | 13 | 57680 | AVSE3 | Arlington Valley Solar Energy II | 0 | 2013 | 9999 | Solar PV | [5 empty] | Non-Fossil | G | 2025 | Solar |  | 0 | 0 | 0 | 0 | 0 | 0 | 0 | 0 | 0 | 0 | 0 | 0 | 0 | 0 | 0 | 0 | 12.2881 | 22.1707 | 32.1095 | 66.5683 | 0 | 0 | 0 | 0 | 0 | 0 | 0 | 0 | 0 | 0 | 0 | 0 | 0 | 0 | 0 | 0 | 0 | 0 | 0 | 0 | 1.2294 | 0 | 0 | 0 | 0 | 0 | 0 | 0 | 0 | 0 | 27.2357
57680_G_AVSE2 | WECC_AZ | Arizona | 4 | Maricopa | 13 | 57680 | AVSE2 | Arlington Valley Solar Energy II | 0 | 2013 | 9999 | Solar PV | [5 empty] | Non-Fossil | G | 2025 | Solar |  | 0 | 0 | 0 | 0 | 0 | 0 | 0 | 0 | 0 | 0 | 0 | 0 | 0 | 0 | 0 | 0 | 12.2881 | 22.1707 | 32.1095 | 66.5683 | 0 | 0 | 0 | 0 | 0 | 0 | 0 | 0 | 0 | 0 | 0 | 0 | 0 | 0 | 0 | 0 | 0 | 0 | 0 | 0 | 1.2294 | 0 | 0 | 0 | 0 | 0 | 0 | 0 | 0 | 0 | 27.2357
57680_G_AVSE1 | WECC_AZ | Arizona | 4 | Maricopa | 13 | 57680 | AVSE1 | Arlington Valley Solar Energy II | 0 | 2013 | 9999 | Solar PV | [5 empty] | Non-Fossil | G | 2025 | Solar |  | 0 | 0 | 0 | 0 | 0 | 0 | 0 | 0 | 0 | 0 | 0 | 0 | 0 | 0 | 0 | 0 | 8.3271 | 15.0241 | 21.7592 | 45.1104 | 0 | 0 | 0 | 0 | 0 | 0 | 0 | 0 | 0 | 0 | 0 | 0 | 0 | 0 | 0 | 0 | 0 | 0 | 0 | 0 | 0.83313 | 0 | 0 | 0 | 0 | 0 | 0 | 0 | 0 | 0 | 18.4564
57678_G_1 | SPP_WEST | Kansas | 20 | Ellsworth | 53 | 57678 | 1 | Post Rock Wind Power Project, LLC | 0 | 2012 | 9999 | Onshore Wind | [5 empty] | Non-Fossil | G | 2025 | Wind |  | 0 | 0 | 0 | 0 | 0 | 0 | 0 | 0 | 0 | 0 | 0 | 0 | 0 | 0 | 0 | 0 | 181.7918 | 285.2971 | 294.1009 | 761.1898 | 0 | 0 | 0 | 0 | 0 | 0 | 0 | 0 | 0 | 0 | 0 | 0 | 0 | 0 | 0 | 0 | 0 | 0 | 0 | 0 | 5.6635 | 0 | 0 | 0 | 0 | 0 | 0 | 0 | 0 | 0 | 201
57677_G_1 | PJM_Dom | North Carolina | 37 | Cherokee | 39 | 57677 | 1 | Murphy Farm Power, LLC | 0 | 2011 | 9999 | Solar PV | [5 empty] | Non-Fossil | G | 2025 | Solar |  | 0 | 0 | 0 | 0 | 0 | 0 | 0 | 0 | 0 | 0 | 0 | 0 | 0 | 0 | 0 | 0 | 0.27931 | 0.48458 | 0.87146 | 1.6353 | 0 | 0 | 0 | 0 | 0 | 0 | 0 | 0 | 0 | 0 | 0 | 0 | 0 | 0 | 0 | 0 | 0 | 0 | 0 | 0 | 0.025187 | 0 | 0 | 0 | 0 | 0 | 0 | 0 | 0 | 0 | 0.9
57676_G_1 | NENGREST | Massachusetts | 25 | Berkshire | 3 | 57676 | 1 | Silver Lake Solar Photovoltaic Facility | 0 | 2010 | 9999 | Solar PV | [5 empty] | Non-Fossil | G | 2025 | Solar |  | 0 | 0 | 0 | 0 | 0 | 0 | 0 | 0 | 0 | 0 | 0 | 0 | 0 | 0 | 0 | 0 | 0.3947 | 0.82067 | 1.2538 | 2.4691 | 0 | 0 | 0 | 0 | 0 | 0 | 0 | 0 | 0 | 0 | 0 | 0 | 0 | 0 | 0 | 0 | 0 | 0 | 0 | 0 | 0.049275 | 0 | 0 | 0 | 0 | 0 | 0 | 0 | 0 | 0 | 1.7607
57675_G_PTWF | MIS_IL | Illinois | 17 | Iroquois | 75 | 57675 | PTWF | Pioneer Trail Wind Farm, LLC | 0 | 2011 | 9999 | Onshore Wind | [5 empty] | Non-Fossil | G | 2025 | Wind |  | 0 | 0 | 0 | 0 | 0 | 0 | 0 | 0 | 0 | 0 | 0 | 0 | 0 | 0 | 0 | 0 | 138.9904 | 184.5615 | 124.939 | 448.4909 | 0 | 0 | 0 | 0 | 0 | 0 | 0 | 0 | 0 | 0 | 0 | 0 | 0 | 0 | 0 | 0 | 0 | 0 | 0 | 0 | 5.4331 | 0 | 0 | 0 | 0 | 0 | 0 | 0 | 0 | 0 | 150.4
57674_G_1 | NENGREST | Massachusetts | 25 | Hampden | 13 | 57674 | 1 | Indian Orchard PV Facility | 0 | 2011 | 9999 | Solar PV | [5 empty] | Non-Fossil | G | 2025 | Solar |  | 0 | 0 | 0 | 0 | 0 | 0 | 0 | 0 | 0 | 0 | 0 | 0 | 0 | 0 | 0 | 0 | 0.50434 | 1.0486 | 1.6021 | 3.155 | 0 | 0 | 0 | 0 | 0 | 0 | 0 | 0 | 0 | 0 | 0 | 0 | 0 | 0 | 0 | 0 | 0 | 0 | 0 | 0 | 0.062962 | 0 | 0 | 0 | 0 | 0 | 0 | 0 | 0 | 0 | 2.2498
57673_G_1 | WECC_AZ | Arizona | 4 | Maricopa | 13 | 57673 | 1 | Macys Goodyear | 0 | 2010 | 9999 | Solar PV | [5 empty] | Non-Fossil | G | 2025 | Solar |  | 0 | 0 | 0 | 0 | 0 | 0 | 0 | 0 | 0 | 0 | 0 | 0 | 0 | 0 | 0 | 0 | 1.5754 | 2.8424 | 4.1166 | 8.5344 | 0 | 0 | 0 | 0 | 0 | 0 | 0 | 0 | 0 | 0 | 0 | 0 | 0 | 0 | 0 | 0 | 0 | 0 | 0 | 0 | 0.15762 | 0 | 0 | 0 | 0 | 0 | 0 | 0 | 0 | 0 | 3.4918
57672_G_GE2 | MIS_IA | Iowa | 19 | Johnson | 103 | 57672 | GE2 | Oakdale Renewable Energy Plant | 14242 | 2010 | 9999 | Landfill Gas | [5 empty] | Non-Fossil | G | 2025 | LF Gas |  | 0.03444 | 0.046898 | 0.065894 | 0.14723 | 0 | 0 | 0 | 0 | 0 | 0 | 0 | 0 | 0 | 0 | 0 | 0 | 2.4182 | 3.2929 | 4.6267 | 10.3378 | 1.9847 | 2.7027 | 3.7974 | 8.4848 | 0 | 0 | 0 | 0 | 0.0041469 | 0.005647 | 0.0079343 | 0.017728 | 0 | 0 | 0 | 0 | 0 | 0 | 0 | 0 | 0.32857 | 0.015813 | 0.021533 | 0.030255 | 0.0676 | 0 | 0 | 0 | 0 | 0 | 1.4
57672_G_GE1 | MIS_IA | Iowa | 19 | Johnson | 103 | 57672 | GE1 | Oakdale Renewable Energy Plant | 14242 | 2010 | 9999 | Landfill Gas | [5 empty] | Non-Fossil | G | 2025 | LF Gas |  | 0.03444 | 0.046898 | 0.065894 | 0.14723 | 0 | 0 | 0 | 0 | 0 | 0 | 0 | 0 | 0 | 0 | 0 | 0 | 2.4182 | 3.2929 | 4.6267 | 10.3378 | 1.9847 | 2.7027 | 3.7974 | 8.4848 | 0 | 0 | 0 | 0 | 0.0041469 | 0.005647 | 0.0079343 | 0.017728 | 0 | 0 | 0 | 0 | 0 | 0 | 0 | 0 | 0.32857 | 0.015813 | 0.021533 | 0.030255 | 0.0676 | 0 | 0 | 0 | 0 | 0 | 1.4
57671_G_PV1 | WEC_BANC | California | 6 | Sacramento | 67 | 57671 | PV1 | SMUD at Fleshman | 0 | 2011 | 9999 | Solar PV | [5 empty] | Non-Fossil | G | 2025 | Solar |  | 0 | 0 | 0 | 0 | 0 | 0 | 0 | 0 | 0 | 0 | 0 | 0 | 0 | 0 | 0 | 0 | 1.0023 | 2.1787 | 3.4188 | 6.5998 | 0 | 0 | 0 | 0 | 0 | 0 | 0 | 0 | 0 | 0 | 0 | 0 | 0 | 0 | 0 | 0 | 0 | 0 | 0 | 0 | 0.081158 | 0 | 0 | 0 | 0 | 0 | 0 | 0 | 0 | 0 | 2.9
57670_G_PV1 | WEC_BANC | California | 6 | Sacramento | 67 | 57670 | PV1 | SMUD at Van Conett | 0 | 2011 | 9999 | Solar PV | [5 empty] | Non-Fossil | G | 2025 | Solar |  | 0 | 0 | 0 | 0 | 0 | 0 | 0 | 0 | 0 | 0 | 0 | 0 | 0 | 0 | 0 | 0 | 1.0023 | 2.1787 | 3.4188 | 6.5998 | 0 | 0 | 0 | 0 | 0 | 0 | 0 | 0 | 0 | 0 | 0 | 0 | 0 | 0 | 0 | 0 | 0 | 0 | 0 | 0 | 0.081158 | 0 | 0 | 0 | 0 | 0 | 0 | 0 | 0 | 0 | 2.9
57669_G_PV1 | WEC_BANC | California | 6 | Sacramento | 67 | 57669 | PV1 | SMUD at Grundman | 0 | 2011 | 9999 | Solar PV | [5 empty] | Non-Fossil | G | 2025 | Solar |  | 0 | 0 | 0 | 0 | 0 | 0 | 0 | 0 | 0 | 0 | 0 | 0 | 0 | 0 | 0 | 0 | 5.8757 | 12.7718 | 20.041 | 38.6885 | 0 | 0 | 0 | 0 | 0 | 0 | 0 | 0 | 0 | 0 | 0 | 0 | 0 | 0 | 0 | 0 | 0 | 0 | 0 | 0 | 0.47575 | 0 | 0 | 0 | 0 | 0 | 0 | 0 | 0 | 0 | 17
57668_G_CASDW | PJM_WMAC | Pennsylvania | 42 | Cumberland | 41 | 57668 | CASDW | CASD Solar | 0 | 2010 | 9999 | Solar PV | [5 empty] | Non-Fossil | G | 2025 | Solar |  | 0 | 0 | 0 | 0 | 0 | 0 | 0 | 0 | 0 | 0 | 0 | 0 | 0 | 0 | 0 | 0 | 0.090197 | 0.19518 | 0.31062 | 0.596 | 0 | 0 | 0 | 0 | 0 | 0 | 0 | 0 | 0 | 0 | 0 | 0 | 0 | 0 | 0 | 0 | 0 | 0 | 0 | 0 | 0.011194 | 0 | 0 | 0 | 0 | 0 | 0 | 0 | 0 | 0 | 0.4
57668_G_CASDE | PJM_WMAC | Pennsylvania | 42 | Cumberland | 41 | 57668 | CASDE | CASD Solar | 0 | 2010 | 9999 | Solar PV | [5 empty] | Non-Fossil | G | 2025 | Solar |  | 0 | 0 | 0 | 0 | 0 | 0 | 0 | 0 | 0 | 0 | 0 | 0 | 0 | 0 | 0 | 0 | 0.20294 | 0.43916 | 0.6989 | 1.341 | 0 | 0 | 0 | 0 | 0 | 0 | 0 | 0 | 0 | 0 | 0 | 0 | 0 | 0 | 0 | 0 | 0 | 0 | 0 | 0 | 0.025187 | 0 | 0 | 0 | 0 | 0 | 0 | 0 | 0 | 0 | 0.9
57667_G_SBS1 | PJM_EMAC | New Jersey | 34 | Cumberland | 11 | 57667 | SBS1 | Seabrook Solar Plant | 0 | 2011 | 9999 | Solar PV | [5 empty] | Non-Fossil | G | 2025 | Solar |  | 0 | 0 | 0 | 0 | 0 | 0 | 0 | 0 | 0 | 0 | 0 | 0 | 0 | 0 | 0 | 0 | 0.63482 | 1.3705 | 2.1776 | 4.1828 | 0 | 0 | 0 | 0 | 0 | 0 | 0 | 0 | 0 | 0 | 0 | 0 | 0 | 0 | 0 | 0 | 0 | 0 | 0 | 0 | 0.10541 | 0 | 0 | 0 | 0 | 0 | 0 | 0 | 0 | 0 | 2.9223
57667_G_P2P2 | PJM_EMAC | New Jersey | 34 | Cumberland | 11 | 57667 | P2P2 | Seabrook Solar Plant | 0 | 2014 | 9999 | Solar PV | [5 empty] | Non-Fossil | G | 2025 | Solar |  | 0 | 0 | 0 | 0 | 0 | 0 | 0 | 0 | 0 | 0 | 0 | 0 | 0 | 0 | 0 | 0 | 0.16929 | 0.36545 | 0.58069 | 1.1154 | 0 | 0 | 0 | 0 | 0 | 0 | 0 | 0 | 0 | 0 | 0 | 0 | 0 | 0 | 0 | 0 | 0 | 0 | 0 | 0 | 0.028109 | 0 | 0 | 0 | 0 | 0 | 0 | 0 | 0 | 0 | 0.77928
57667_G_P21B | PJM_EMAC | New Jersey | 34 | Cumberland | 11 | 57667 | P21B | Seabrook Solar Plant | 0 | 2014 | 9999 | Solar PV | [5 empty] | Non-Fossil | G | 2025 | Solar |  | 0 | 0 | 0 | 0 | 0 | 0 | 0 | 0 | 0 | 0 | 0 | 0 | 0 | 0 | 0 | 0 | 0.31741 | 0.68523 | 1.0888 | 2.0914 | 0 | 0 | 0 | 0 | 0 | 0 | 0 | 0 | 0 | 0 | 0 | 0 | 0 | 0 | 0 | 0 | 0 | 0 | 0 | 0 | 0.052704 | 0 | 0 | 0 | 0 | 0 | 0 | 0 | 0 | 0 | 1.4612
57667_G_P21A | PJM_EMAC | New Jersey | 34 | Cumberland | 11 | 57667 | P21A | Seabrook Solar Plant | 0 | 2011 | 9999 | Solar PV | [5 empty] | Non-Fossil | G | 2025 | Solar |  | 0 | 0 | 0 | 0 | 0 | 0 | 0 | 0 | 0 | 0 | 0 | 0 | 0 | 0 | 0 | 0 | 0.31741 | 0.68523 | 1.0888 | 2.0914 | 0 | 0 | 0 | 0 | 0 | 0 | 0 | 0 | 0 | 0 | 0 | 0 | 0 | 0 | 0 | 0 | 0 | 0 | 0 | 0 | 0.052704 | 0 | 0 | 0 | 0 | 0 | 0 | 0 | 0 | 0 | 1.4612
57666_G_STG1 | NENG_CT | Connecticut | 9 | New London | 11 | 57666 | STG1 | Foxwoods CoGen | 11675 | 2016 | 9999 | O/G Steam | [5 empty] | Fossil | G | 2025 | NaturalGas |  | 0 | 0 | 0.0046242 | 0.0046242 | 0 | 0 | 0 | 0 | 0 | 0 | 0 | 0 | 0 | 0 | 0 | 0 | 0 | 0 | 0.39608 | 0.39608 | 0 | 0 | 0.2707 | 0.2707 | 0 | 0 | 3.2351e-10 | 3.2351e-10 | 0 | 0 | 0.00016374 | 0.00016374 | 0 | 0 | 0 | 0 | 0 | 0 | 0 | 0 | 0.042344 | 0 | 0 | 0.00032796 | 0.00032796 | 0 | 0 | 0.015615 | 0.015615 | 0 | 2.5
57666_G_CT2 | NENG_CT | Connecticut | 9 | New London | 11 | 57666 | CT2 | Foxwoods CoGen | 11015 | 2010 | 9999 | Combustion Turbine | [5 empty] | Fossil | G | 2025 | NaturalGas |  | 0 | 0 | 0.0020478 | 0.0020478 | 0 | 0 | 0 | 0 | 0 | 0 | 0 | 0 | 0 | 0 | 0 | 0 | 0 | 0 | 0.18591 | 0.18591 | 0 | 0 | 0.11988 | 0.11988 | 0 | 0 | 1.4323e-10 | 1.4323e-10 | 0 | 0 | 9.7366e-05 | 9.7366e-05 | 0 | 0 | 0 | 0 | 0 | 0 | 0 | 0 | 0.1122 | 0 | 0 | 0.0029185 | 0.0029185 | 0 | 0 | 0.0069151 | 0.0069151 | 0 | 6
57666_G_CT1 | NENG_CT | Connecticut | 9 | New London | 11 | 57666 | CT1 | Foxwoods CoGen | 11015 | 2010 | 9999 | Combustion Turbine | [5 empty] | Fossil | G | 2025 | NaturalGas |  | 0 | 0 | 0.0020478 | 0.0020478 | 0 | 0 | 0 | 0 | 0 | 0 | 0 | 0 | 0 | 0 | 0 | 0 | 0 | 0 | 0.18591 | 0.18591 | 0 | 0 | 0.11988 | 0.11988 | 0 | 0 | 1.4323e-10 | 1.4323e-10 | 0 | 0 | 9.7366e-05 | 9.7366e-05 | 0 | 0 | 0 | 0 | 0 | 0 | 0 | 0 | 0.1122 | 0 | 0 | 0.0029185 | 0.0029185 | 0 | 0 | 0.0069151 | 0.0069151 | 0 | 6
57665_G_9 | MIS_MNWI | Minnesota | 27 | Hennepin | 53 | 57665 | 9 | SAF Hydroelectric LLC | 0 | 2011 | 9999 | Hydro | [5 empty] | Non-Fossil | G | 2025 | Hydro |  | 0 | 0 | 0 | 0 | 0 | 0 | 0 | 0 | 0 | 0 | 0 | 0 | 0 | 0 | 0 | 0 | 0.57809 | 1.0268 | 1.3837 | 2.9886 | 0 | 0 | 0 | 0 | 0 | 0 | 0 | 0 | 0 | 0 | 0 | 0 | 0 | 0 | 0 | 0 | 0 | 0 | 0 | 0 | 0.0089337 | 0.0015377 | 0.0027312 | 0.0036807 | 0.0079496 | 0 | 0 | 0 | 0 | 0 | 0.6
57665_G_8 | MIS_MNWI | Minnesota | 27 | Hennepin | 53 | 57665 | 8 | SAF Hydroelectric LLC | 0 | 2011 | 9999 | Hydro | [5 empty] | Non-Fossil | G | 2025 | Hydro |  | 0 | 0 | 0 | 0 | 0 | 0 | 0 | 0 | 0 | 0 | 0 | 0 | 0 | 0 | 0 | 0 | 0.57809 | 1.0268 | 1.3837 | 2.9886 | 0 | 0 | 0 | 0 | 0 | 0 | 0 | 0 | 0 | 0 | 0 | 0 | 0 | 0 | 0 | 0 | 0 | 0 | 0 | 0 | 0.0089337 | 0.0015377 | 0.0027312 | 0.0036807 | 0.0079496 | 0 | 0 | 0 | 0 | 0 | 0.6
57665_G_7 | MIS_MNWI | Minnesota | 27 | Hennepin | 53 | 57665 | 7 | SAF Hydroelectric LLC | 0 | 2011 | 9999 | Hydro | [5 empty] | Non-Fossil | G | 2025 | Hydro |  | 0 | 0 | 0 | 0 | 0 | 0 | 0 | 0 | 0 | 0 | 0 | 0 | 0 | 0 | 0 | 0 | 0.57809 | 1.0268 | 1.3837 | 2.9886 | 0 | 0 | 0 | 0 | 0 | 0 | 0 | 0 | 0 | 0 | 0 | 0 | 0 | 0 | 0 | 0 | 0 | 0 | 0 | 0 | 0.0089337 | 0.0015377 | 0.0027312 | 0.0036807 | 0.0079496 | 0 | 0 | 0 | 0 | 0 | 0.6
57665_G_6 | MIS_MNWI | Minnesota | 27 | Hennepin | 53 | 57665 | 6 | SAF Hydroelectric LLC | 0 | 2011 | 9999 | Hydro | [5 empty] | Non-Fossil | G | 2025 | Hydro |  | 0 | 0 | 0 | 0 | 0 | 0 | 0 | 0 | 0 | 0 | 0 | 0 | 0 | 0 | 0 | 0 | 0.57809 | 1.0268 | 1.3837 | 2.9886 | 0 | 0 | 0 | 0 | 0 | 0 | 0 | 0 | 0 | 0 | 0 | 0 | 0 | 0 | 0 | 0 | 0 | 0 | 0 | 0 | 0.0089337 | 0.0015377 | 0.0027312 | 0.0036807 | 0.0079496 | 0 | 0 | 0 | 0 | 0 | 0.6
57665_G_5 | MIS_MNWI | Minnesota | 27 | Hennepin | 53 | 57665 | 5 | SAF Hydroelectric LLC | 0 | 2011 | 9999 | Hydro | [5 empty] | Non-Fossil | G | 2025 | Hydro |  | 0 | 0 | 0 | 0 | 0 | 0 | 0 | 0 | 0 | 0 | 0 | 0 | 0 | 0 | 0 | 0 | 0.57809 | 1.0268 | 1.3837 | 2.9886 | 0 | 0 | 0 | 0 | 0 | 0 | 0 | 0 | 0 | 0 | 0 | 0 | 0 | 0 | 0 | 0 | 0 | 0 | 0 | 0 | 0.0089337 | 0.0015377 | 0.0027312 | 0.0036807 | 0.0079496 | 0 | 0 | 0 | 0 | 0 | 0.6
57665_G_4 | MIS_MNWI | Minnesota | 27 | Hennepin | 53 | 57665 | 4 | SAF Hydroelectric LLC | 0 | 2011 | 9999 | Hydro | [5 empty] | Non-Fossil | G | 2025 | Hydro |  | 0 | 0 | 0 | 0 | 0 | 0 | 0 | 0 | 0 | 0 | 0 | 0 | 0 | 0 | 0 | 0 | 0.57809 | 1.0268 | 1.3837 | 2.9886 | 0 | 0 | 0 | 0 | 0 | 0 | 0 | 0 | 0 | 0 | 0 | 0 | 0 | 0 | 0 | 0 | 0 | 0 | 0 | 0 | 0.0089337 | 0.0015377 | 0.0027312 | 0.0036807 | 0.0079496 | 0 | 0 | 0 | 0 | 0 | 0.6
57665_G_3 | MIS_MNWI | Minnesota | 27 | Hennepin | 53 | 57665 | 3 | SAF Hydroelectric LLC | 0 | 2011 | 9999 | Hydro | [5 empty] | Non-Fossil | G | 2025 | Hydro |  | 0 | 0 | 0 | 0 | 0 | 0 | 0 | 0 | 0 | 0 | 0 | 0 | 0 | 0 | 0 | 0 | 0.57809 | 1.0268 | 1.3837 | 2.9886 | 0 | 0 | 0 | 0 | 0 | 0 | 0 | 0 | 0 | 0 | 0 | 0 | 0 | 0 | 0 | 0 | 0 | 0 | 0 | 0 | 0.0089337 | 0.0015377 | 0.0027312 | 0.0036807 | 0.0079496 | 0 | 0 | 0 | 0 | 0 | 0.6
57665_G_2 | MIS_MNWI | Minnesota | 27 | Hennepin | 53 | 57665 | 2 | SAF Hydroelectric LLC | 0 | 2011 | 9999 | Hydro | [5 empty] | Non-Fossil | G | 2025 | Hydro |  | 0 | 0 | 0 | 0 | 0 | 0 | 0 | 0 | 0 | 0 | 0 | 0 | 0 | 0 | 0 | 0 | 0.57809 | 1.0268 | 1.3837 | 2.9886 | 0 | 0 | 0 | 0 | 0 | 0 | 0 | 0 | 0 | 0 | 0 | 0 | 0 | 0 | 0 | 0 | 0 | 0 | 0 | 0 | 0.0089337 | 0.0015377 | 0.0027312 | 0.0036807 | 0.0079496 | 0 | 0 | 0 | 0 | 0 | 0.6
57665_G_16 | MIS_MNWI | Minnesota | 27 | Hennepin | 53 | 57665 | 16 | SAF Hydroelectric LLC | 0 | 2011 | 9999 | Hydro | [5 empty] | Non-Fossil | G | 2025 | Hydro |  | 0 | 0 | 0 | 0 | 0 | 0 | 0 | 0 | 0 | 0 | 0 | 0 | 0 | 0 | 0 | 0 | 0.57809 | 1.0268 | 1.3837 | 2.9886 | 0 | 0 | 0 | 0 | 0 | 0 | 0 | 0 | 0 | 0 | 0 | 0 | 0 | 0 | 0 | 0 | 0 | 0 | 0 | 0 | 0.0089337 | 0.0015377 | 0.0027312 | 0.0036807 | 0.0079496 | 0 | 0 | 0 | 0 | 0 | 0.6
57665_G_15 | MIS_MNWI | Minnesota | 27 | Hennepin | 53 | 57665 | 15 | SAF Hydroelectric LLC | 0 | 2011 | 9999 | Hydro | [5 empty] | Non-Fossil | G | 2025 | Hydro |  | 0 | 0 | 0 | 0 | 0 | 0 | 0 | 0 | 0 | 0 | 0 | 0 | 0 | 0 | 0 | 0 | 0.57809 | 1.0268 | 1.3837 | 2.9886 | 0 | 0 | 0 | 0 | 0 | 0 | 0 | 0 | 0 | 0 | 0 | 0 | 0 | 0 | 0 | 0 | 0 | 0 | 0 | 0 | 0.0089337 | 0.0015377 | 0.0027312 | 0.0036807 | 0.0079496 | 0 | 0 | 0 | 0 | 0 | 0.6
57665_G_14 | MIS_MNWI | Minnesota | 27 | Hennepin | 53 | 57665 | 14 | SAF Hydroelectric LLC | 0 | 2011 | 9999 | Hydro | [5 empty] | Non-Fossil | G | 2025 | Hydro |  | 0 | 0 | 0 | 0 | 0 | 0 | 0 | 0 | 0 | 0 | 0 | 0 | 0 | 0 | 0 | 0 | 0.57809 | 1.0268 | 1.3837 | 2.9886 | 0 | 0 | 0 | 0 | 0 | 0 | 0 | 0 | 0 | 0 | 0 | 0 | 0 | 0 | 0 | 0 | 0 | 0 | 0 | 0 | 0.0089337 | 0.0015377 | 0.0027312 | 0.0036807 | 0.0079496 | 0 | 0 | 0 | 0 | 0 | 0.6
57665_G_13 | MIS_MNWI | Minnesota | 27 | Hennepin | 53 | 57665 | 13 | SAF Hydroelectric LLC | 0 | 2011 | 9999 | Hydro | [5 empty] | Non-Fossil | G | 2025 | Hydro |  | 0 | 0 | 0 | 0 | 0 | 0 | 0 | 0 | 0 | 0 | 0 | 0 | 0 | 0 | 0 | 0 | 0.57809 | 1.0268 | 1.3837 | 2.9886 | 0 | 0 | 0 | 0 | 0 | 0 | 0 | 0 | 0 | 0 | 0 | 0 | 0 | 0 | 0 | 0 | 0 | 0 | 0 | 0 | 0.0089337 | 0.0015377 | 0.0027312 | 0.0036807 | 0.0079496 | 0 | 0 | 0 | 0 | 0 | 0.6
57665_G_12 | MIS_MNWI | Minnesota | 27 | Hennepin | 53 | 57665 | 12 | SAF Hydroelectric LLC | 0 | 2011 | 9999 | Hydro | [5 empty] | Non-Fossil | G | 2025 | Hydro |  | 0 | 0 | 0 | 0 | 0 | 0 | 0 | 0 | 0 | 0 | 0 | 0 | 0 | 0 | 0 | 0 | 0.57809 | 1.0268 | 1.3837 | 2.9886 | 0 | 0 | 0 | 0 | 0 | 0 | 0 | 0 | 0 | 0 | 0 | 0 | 0 | 0 | 0 | 0 | 0 | 0 | 0 | 0 | 0.0089337 | 0.0015377 | 0.0027312 | 0.0036807 | 0.0079496 | 0 | 0 | 0 | 0 | 0 | 0.6
57665_G_11 | MIS_MNWI | Minnesota | 27 | Hennepin | 53 | 57665 | 11 | SAF Hydroelectric LLC | 0 | 2011 | 9999 | Hydro | [5 empty] | Non-Fossil | G | 2025 | Hydro |  | 0 | 0 | 0 | 0 | 0 | 0 | 0 | 0 | 0 | 0 | 0 | 0 | 0 | 0 | 0 | 0 | 0.57809 | 1.0268 | 1.3837 | 2.9886 | 0 | 0 | 0 | 0 | 0 | 0 | 0 | 0 | 0 | 0 | 0 | 0 | 0 | 0 | 0 | 0 | 0 | 0 | 0 | 0 | 0.0089337 | 0.0015377 | 0.0027312 | 0.0036807 | 0.0079496 | 0 | 0 | 0 | 0 | 0 | 0.6
57665_G_10 | MIS_MNWI | Minnesota | 27 | Hennepin | 53 | 57665 | 10 | SAF Hydroelectric LLC | 0 | 2011 | 9999 | Hydro | [5 empty] | Non-Fossil | G | 2025 | Hydro |  | 0 | 0 | 0 | 0 | 0 | 0 | 0 | 0 | 0 | 0 | 0 | 0 | 0 | 0 | 0 | 0 | 0.57809 | 1.0268 | 1.3837 | 2.9886 | 0 | 0 | 0 | 0 | 0 | 0 | 0 | 0 | 0 | 0 | 0 | 0 | 0 | 0 | 0 | 0 | 0 | 0 | 0 | 0 | 0.0089337 | 0.0015377 | 0.0027312 | 0.0036807 | 0.0079496 | 0 | 0 | 0 | 0 | 0 | 0.6
57665_G_1 | MIS_MNWI | Minnesota | 27 | Hennepin | 53 | 57665 | 1 | SAF Hydroelectric LLC | 0 | 2011 | 9999 | Hydro | [5 empty] | Non-Fossil | G | 2025 | Hydro |  | 0 | 0 | 0 | 0 | 0 | 0 | 0 | 0 | 0 | 0 | 0 | 0 | 0 | 0 | 0 | 0 | 0.57809 | 1.0268 | 1.3837 | 2.9886 | 0 | 0 | 0 | 0 | 0 | 0 | 0 | 0 | 0 | 0 | 0 | 0 | 0 | 0 | 0 | 0 | 0 | 0 | 0 | 0 | 0.0089337 | 0.0015377 | 0.0027312 | 0.0036807 | 0.0079496 | 0 | 0 | 0 | 0 | 0 | 0.6
57664_G_ST2 | NY_Z_J | New York | 36 | Queens | 81 | 57664 | ST2 | Astoria Energy II | 7387 | 2011 | 9999 | Combined Cycle |  |  | SCR | DLNB + H2O |  | Fossil | G | 2025 | NaturalGas |  | 2.2211 | 4.0045 | 5.5276 | 11.7532 | 0 | 0 | 0 | 0 | 0 | 0 | 0 | 0 | 0 | 0 | 0 | 0 | 300.671 | 542.0965 | 748.2942 | 1591.0618 | 130.0207 | 234.4215 | 323.5886 | 688.0308 | 1.5548e-07 | 2.8032e-07 | 3.8696e-07 | 8.2276e-07 | 0.010506 | 0.018941 | 0.026146 | 0.055592 | 0 | 0 | 0 | 0 | 0 | 0 | 0 | 0 | 6.9642 | 0.66165 | 1.1738 | 1.5885 | 3.4239 | 14.0745 | 14.1231 | 18.7765 | 46.9741 | 0 | 228 | SCR
57664_G_CT4 | NY_Z_J | New York | 36 | Queens | 81 | 57664 | CT4 | Astoria Energy II | 7387 | 2011 | 9999 | Combined Cycle |  |  | SCR | DLNB + H2O |  | Fossil | G | 2025 | NaturalGas |  | 1.5197 | 2.7399 | 3.7821 | 8.0416 | 0 | 0 | 0 | 0 | 0 | 0 | 0 | 0 | 0 | 0 | 0 | 0 | 205.7223 | 370.9082 | 511.9908 | 1088.6212 | 88.9615 | 160.3937 | 221.4027 | 470.7579 | 1.0638e-07 | 1.918e-07 | 2.6476e-07 | 5.6294e-07 | 0.007188 | 0.01296 | 0.017889 | 0.038037 | 0 | 0 | 0 | 0 | 0 | 0 | 0 | 0 | 4.7649 | 0.45271 | 0.8031 | 1.0869 | 2.3427 | 9.6299 | 9.6632 | 12.8471 | 32.1402 | 0 | 156 | SCR
57664_G_CT3 | NY_Z_J | New York | 36 | Queens | 81 | 57664 | CT3 | Astoria Energy II | 7387 | 2011 | 9999 | Combined Cycle |  |  | SCR | DLNB + H2O |  | Fossil | G | 2025 | NaturalGas |  | 1.5197 | 2.7399 | 3.7821 | 8.0416 | 0 | 0 | 0 | 0 | 0 | 0 | 0 | 0 | 0 | 0 | 0 | 0 | 205.7223 | 370.9082 | 511.9908 | 1088.6212 | 88.9615 | 160.3937 | 221.4027 | 470.7579 | 1.0638e-07 | 1.918e-07 | 2.6476e-07 | 5.6294e-07 | 0.007188 | 0.01296 | 0.017889 | 0.038037 | 0 | 0 | 0 | 0 | 0 | 0 | 0 | 0 | 4.7649 | 0.45271 | 0.8031 | 1.0869 | 2.3427 | 9.6299 | 9.6632 | 12.8471 | 32.1402 | 0 | 156 | SCR
57663_G_1 | SPP_N | Kansas | 20 | Gray | 69 | 57663 | 1 | Cimarron Windpower II | 0 | 2012 | 9999 | Onshore Wind | [5 empty] | Non-Fossil | G | 2025 | Wind |  | 0 | 0 | 0 | 0 | 0 | 0 | 0 | 0 | 0 | 0 | 0 | 0 | 0 | 0 | 0 | 0 | 112.2124 | 169.6031 | 172.4895 | 454.3049 | 0 | 0 | 0 | 0 | 0 | 0 | 0 | 0 | 0 | 0 | 0 | 0 | 0 | 0 | 0 | 0 | 0 | 0 | 0 | 0 | 5.1692 | 0 | 0 | 0 | 0 | 0 | 0 | 0 | 0 | 0 | 131
57662_G_MCGRH | PJM_EMAC | New Jersey | 34 | Mercer | 21 | 57662 | MCGRH | McGraw Hill Solar | 0 | 2011 | 9999 | Solar PV | [5 empty] | Non-Fossil | G | 2025 | Solar |  | 0 | 0 | 0 | 0 | 0 | 0 | 0 | 0 | 0 | 0 | 0 | 0 | 0 | 0 | 0 | 0 | 2.5393 | 5.4818 | 8.7103 | 16.7314 | 0 | 0 | 0 | 0 | 0 | 0 | 0 | 0 | 0 | 0 | 0 | 0 | 0 | 0 | 0 | 0 | 0 | 0 | 0 | 0 | 0.42163 | 0 | 0 | 0 | 0 | 0 | 0 | 0 | 0 | 0 | 11.6893
57661_G_MANVL | PJM_EMAC | New Jersey | 34 | Monmouth | 25 | 57661 | MANVL | Manalapan Village Solar | 0 | 2011 | 9999 | Solar PV | [5 empty] | Non-Fossil | G | 2025 | Solar |  | 0 | 0 | 0 | 0 | 0 | 0 | 0 | 0 | 0 | 0 | 0 | 0 | 0 | 0 | 0 | 0 | 0.74062 | 1.5989 | 2.5405 | 4.88 | 0 | 0 | 0 | 0 | 0 | 0 | 0 | 0 | 0 | 0 | 0 | 0 | 0 | 0 | 0 | 0 | 0 | 0 | 0 | 0 | 0.12298 | 0 | 0 | 0 | 0 | 0 | 0 | 0 | 0 | 0 | 3.4094
57660_G_VNLND | PJM_EMAC | New Jersey | 34 | Cumberland | 11 | 57660 | VNLND | Vineland Mays Landing Solar | 0 | 2011 | 9999 | Solar PV | [5 empty] | Non-Fossil | G | 2025 | Solar |  | 0 | 0 | 0 | 0 | 0 | 0 | 0 | 0 | 0 | 0 | 0 | 0 | 0 | 0 | 0 | 0 | 0.90991 | 1.9643 | 3.1212 | 5.9954 | 0 | 0 | 0 | 0 | 0 | 0 | 0 | 0 | 0 | 0 | 0 | 0 | 0 | 0 | 0 | 0 | 0 | 0 | 0 | 0 | 0.15109 | 0 | 0 | 0 | 0 | 0 | 0 | 0 | 0 | 0 | 4.1886
57657_G_1 | WECC_AZ | Arizona | 4 | Pima | 19 | 57657 | 1 | Avra Valley Solar | 0 | 2013 | 9999 | Solar PV | [5 empty] | Non-Fossil | G | 2025 | Solar |  | 0 | 0 | 0 | 0 | 0 | 0 | 0 | 0 | 0 | 0 | 0 | 0 | 0 | 0 | 0 | 0 | 11.2528 | 20.3028 | 29.4043 | 60.9599 | 0 | 0 | 0 | 0 | 0 | 0 | 0 | 0 | 0 | 0 | 0 | 0 | 0 | 0 | 0 | 0 | 0 | 0 | 0 | 0 | 1.1258 | 0 | 0 | 0 | 0 | 0 | 0 | 0 | 0 | 0 | 24.9411
57656_G_1 | WECC_SCE | California | 6 | Riverside | 65 | 57656 | 1 | Temescal Canyon RV, LLC | 0 | 2011 | 9999 | Solar PV | [5 empty] | Non-Fossil | G | 2025 | Solar |  | 0 | 0 | 0 | 0 | 0 | 0 | 0 | 0 | 0 | 0 | 0 | 0 | 0 | 0 | 0 | 0 | 0.63113 | 1.1709 | 1.8149 | 3.6169 | 0 | 0 | 0 | 0 | 0 | 0 | 0 | 0 | 0 | 0 | 0 | 0 | 0 | 0 | 0 | 0 | 0 | 0 | 0 | 0 | 0.054192 | 0 | 0 | 0 | 0 | 0 | 0 | 0 | 0 | 0 | 1.5
57655_G_BC01 | WEC_CALN | California | 6 | Kern | 29 | 57655 | BC01 | Bakersfield College Solar 01 | 0 | 2010 | 9999 | Solar PV | [5 empty] | Non-Fossil | G | 2025 | Solar |  | 0 | 0 | 0 | 0 | 0 | 0 | 0 | 0 | 0 | 0 | 0 | 0 | 0 | 0 | 0 | 0 | 0.41271 | 0.82155 | 1.347 | 2.5812 | 0 | 0 | 0 | 0 | 0 | 0 | 0 | 0 | 0 | 0 | 0 | 0 | 0 | 0 | 0 | 0 | 0 | 0 | 0 | 0 | 0.03519 | 0 | 0 | 0 | 0 | 0 | 0 | 0 | 0 | 0 | 1.0989
57653_G_STG | WECC_PNW | Oregon | 41 | Benton | 3 | 57653 | STG | Oregon State University Energy Center | 7590 | 2010 | 9999 | Combined Cycle | [5 empty] | Fossil | G | 2025 | NaturalGas |  | 0.0077709 | 0.009034 | 0 | 0.016805 | 0 | 0 | 0 | 0 | 0 | 0 | 0 | 0 | 0 | 0 | 0 | 0 | 1.0238 | 1.1903 | 0 | 2.2141 | 0.45491 | 0.52885 | 0 | 0.98376 | 5.4386e-10 | 6.3226e-10 | 0 | 1.1761e-09 | 0.00010273 | 0.00011943 | 0 | 0.00022216 | 0 | 0 | 0 | 0 | 0 | 0 | 0 | 0 | 0.014597 | 0.0020477 | 0.0023595 | 0 | 0.0044072 | 0.028495 | 0.030145 | 0 | 0.05864 | 0 | 0.5
57653_G_CTG | WECC_PNW | Oregon | 41 | Benton | 3 | 57653 | CTG | Oregon State University Energy Center | 7590 | 2010 | 9999 | Combined Cycle | [5 empty] | Fossil | G | 2025 | NaturalGas |  | 0.080818 | 0.093954 | 0 | 0.17477 | 0 | 0 | 0 | 0 | 0 | 0 | 0 | 0 | 0 | 0 | 0 | 0 | 10.6479 | 12.3787 | 0 | 23.0266 | 4.7311 | 5.5001 | 0 | 10.2311 | 5.6562e-09 | 6.5755e-09 | 0 | 1.2232e-08 | 0.0010684 | 0.001242 | 0 | 0.0023104 | 0 | 0 | 0 | 0 | 0 | 0 | 0 | 0 | 0.15181 | 0.021296 | 0.024539 | 0 | 0.045835 | 0.29635 | 0.31351 | 0 | 0.60986 | 0 | 5.2
57652_G_1 | WECC_PNW | Oregon | 41 | Yamhill | 71 | 57652 | 1 | Yamhill Solar LLC | 0 | 2011 | 9999 | Solar PV | [5 empty] | Non-Fossil | G | 2025 | Solar |  | 0 | 0 | 0 | 0 | 0 | 0 | 0 | 0 | 0 | 0 | 0 | 0 | 0 | 0 | 0 | 0 | 0.24054 | 0.53354 | 0.82689 | 1.601 | 0 | 0 | 0 | 0 | 0 | 0 | 0 | 0 | 0 | 0 | 0 | 0 | 0 | 0 | 0 | 0 | 0 | 0 | 0 | 0 | 0.025089 | 0 | 0 | 0 | 0 | 0 | 0 | 0 | 0 | 0 | 0.89649
57651_G_FRV3 | WECC_SCE | California | 6 | Kern | 29 | 57651 | FRV3 | FRV Cygnus Solar Project | 0 | 2014 | 9999 | Solar PV | [5 empty] | Non-Fossil | G | 2025 | Solar |  | 0 | 0 | 0 | 0 | 0 | 0 | 0 | 0 | 0 | 0 | 0 | 0 | 0 | 0 | 0 | 0 | 8.4151 | 15.6123 | 24.1983 | 48.2257 | 0 | 0 | 0 | 0 | 0 | 0 | 0 | 0 | 0 | 0 | 0 | 0 | 0 | 0 | 0 | 0 | 0 | 0 | 0 | 0 | 0.72255 | 0 | 0 | 0 | 0 | 0 | 0 | 0 | 0 | 0 | 20
57650_G_FRV4 | WECC_SCE | California | 6 | Kern | 29 | 57650 | FRV4 | Regulus Solar Project | 0 | 2014 | 9999 | Solar PV | [5 empty] | Non-Fossil | G | 2025 | Solar |  | 0 | 0 | 0 | 0 | 0 | 0 | 0 | 0 | 0 | 0 | 0 | 0 | 0 | 0 | 0 | 0 | 25.2452 | 46.8369 | 72.595 | 144.6771 | 0 | 0 | 0 | 0 | 0 | 0 | 0 | 0 | 0 | 0 | 0 | 0 | 0 | 0 | 0 | 0 | 0 | 0 | 0 | 0 | 2.1677 | 0 | 0 | 0 | 0 | 0 | 0 | 0 | 0 | 0 | 60
57649_G_1 | MIS_MNWI | Minnesota | 27 | Martin | 91 | 57649 | 1 | Elm Creek Wind II LLC | 0 | 2010 | 9999 | Onshore Wind | [5 empty] | Non-Fossil | G | 2025 | Wind |  | 0 | 0 | 0 | 0 | 0 | 0 | 0 | 0 | 0 | 0 | 0 | 0 | 0 | 0 | 0 | 0 | 127.24 | 175.0661 | 146.238 | 448.5441 | 0 | 0 | 0 | 0 | 0 | 0 | 0 | 0 | 0 | 0 | 0 | 0 | 0 | 0 | 0 | 0 | 0 | 0 | 0 | 0 | 4.1927 | 0 | 0 | 0 | 0 | 0 | 0 | 0 | 0 | 0 | 148.8
57648_G_WT2 | NY_Z_C&E | New York | 36 | Ontario | 69 | 57648 | WT2 | Zotos International WPGF | 0 | 2012 | 9999 | Onshore Wind | [5 empty] | Non-Fossil | G | 2025 | Wind |  | 0 | 0 | 0 | 0 | 0 | 0 | 0 | 0 | 0 | 0 | 0 | 0 | 0 | 0 | 0 | 0 | 1.2108 | 1.5199 | 1.1374 | 3.868 | 0 | 0 | 0 | 0 | 0 | 0 | 0 | 0 | 0 | 0 | 0 | 0 | 0 | 0 | 0 | 0 | 0 | 0 | 0 | 0 | 0.047901 | 0 | 0 | 0 | 0 | 0 | 0 | 0 | 0 | 0 | 1.7
57648_G_WT1 | NY_Z_C&E | New York | 36 | Ontario | 69 | 57648 | WT1 | Zotos International WPGF | 0 | 2012 | 9999 | Onshore Wind | [5 empty] | Non-Fossil | G | 2025 | Wind |  | 0 | 0 | 0 | 0 | 0 | 0 | 0 | 0 | 0 | 0 | 0 | 0 | 0 | 0 | 0 | 0 | 1.2108 | 1.5199 | 1.1374 | 3.868 | 0 | 0 | 0 | 0 | 0 | 0 | 0 | 0 | 0 | 0 | 0 | 0 | 0 | 0 | 0 | 0 | 0 | 0 | 0 | 0 | 0.047901 | 0 | 0 | 0 | 0 | 0 | 0 | 0 | 0 | 0 | 1.7
57647_G_PV1 | PJM_EMAC | New Jersey | 34 | Morris | 27 | 57647 | PV1 | Toys R Us- DE, Inc. at Mt. Olive, NJ | 0 | 2011 | 9999 | Solar PV | [5 empty] | Non-Fossil | G | 2025 | Solar |  | 0 | 0 | 0 | 0 | 0 | 0 | 0 | 0 | 0 | 0 | 0 | 0 | 0 | 0 | 0 | 0 | 0.86759 | 1.8729 | 2.976 | 5.7165 | 0 | 0 | 0 | 0 | 0 | 0 | 0 | 0 | 0 | 0 | 0 | 0 | 0 | 0 | 0 | 0 | 0 | 0 | 0 | 0 | 0.14406 | 0 | 0 | 0 | 0 | 0 | 0 | 0 | 0 | 0 | 3.9938
57646_G_PV1 | PJM_SMAC | Maryland | 24 | Harford | 25 | 57646 | PV1 | McCormick & Co. Inc. at Belcamp | 0 | 2010 | 9999 | Solar PV | [5 empty] | Non-Fossil | G | 2025 | Solar |  | 0 | 0 | 0 | 0 | 0 | 0 | 0 | 0 | 0 | 0 | 0 | 0 | 0 | 0 | 0 | 0 | 0.31816 | 0.65652 | 1.1035 | 2.0782 | 0 | 0 | 0 | 0 | 0 | 0 | 0 | 0 | 0 | 0 | 0 | 0 | 0 | 0 | 0 | 0 | 0 | 0 | 0 | 0 | 0.03918 | 0 | 0 | 0 | 0 | 0 | 0 | 0 | 0 | 0 | 1.4
57645_G_PV1 | WECC_CO | Colorado | 8 | Denver | 31 | 57645 | PV1 | City & County of Denver at Denver Int'l | 0 | 2011 | 9999 | Solar PV | [5 empty] | Non-Fossil | G | 2025 | Solar |  | 0 | 0 | 0 | 0 | 0 | 0 | 0 | 0 | 0 | 0 | 0 | 0 | 0 | 0 | 0 | 0 | 1.1764 | 2.2052 | 3.4101 | 6.7917 | 0 | 0 | 0 | 0 | 0 | 0 | 0 | 0 | 0 | 0 | 0 | 0 | 0 | 0 | 0 | 0 | 0 | 0 | 0 | 0 | 0.10737 | 0 | 0 | 0 | 0 | 0 | 0 | 0 | 0 | 0 | 3.4
57644_G_PR1 | MIS_IA | Minnesota | 27 | Rock | 133 | 57644 | PR1 | Prairie Rose Wind Farm | 0 | 2012 | 9999 | Onshore Wind | [5 empty] | Non-Fossil | G | 2025 | Wind |  | 0 | 0 | 0 | 0 | 0 | 0 | 0 | 0 | 0 | 0 | 0 | 0 | 0 | 0 | 0 | 0 | 180.92 | 252.6841 | 204.9283 | 638.5324 | 0 | 0 | 0 | 0 | 0 | 0 | 0 | 0 | 0 | 0 | 0 | 0 | 0 | 0 | 0 | 0 | 0 | 0 | 0 | 0 | 7.9208 | 0 | 0 | 0 | 0 | 0 | 0 | 0 | 0 | 0 | 200
57643_G_V100 | WECC_CO | Colorado | 8 | Pueblo | 101 | 57643 | V100 | Vestas Towers America, Inc. | 0 | 2010 | 9999 | Onshore Wind | [5 empty] | Non-Fossil | G | 2025 | Wind |  | 0 | 0 | 0 | 0 | 0 | 0 | 0 | 0 | 0 | 0 | 0 | 0 | 0 | 0 | 0 | 0 | 1.5579 | 1.97 | 1.8775 | 5.4054 | 0 | 0 | 0 | 0 | 0 | 0 | 0 | 0 | 0 | 0 | 0 | 0 | 0 | 0 | 0 | 0 | 0 | 0 | 0 | 0 | 0.05067 | 0 | 0 | 0 | 0 | 0 | 0 | 0 | 0 | 0 | 1.7983
57640_G_1 | PJM_EMAC | Pennsylvania | 42 | Montgomery | 91 | 57640 | 1 | 500 Virginia Solar | 0 | 2011 | 9999 | Solar PV | [5 empty] | Non-Fossil | G | 2025 | Solar |  | 0 | 0 | 0 | 0 | 0 | 0 | 0 | 0 | 0 | 0 | 0 | 0 | 0 | 0 | 0 | 0 | 0.24858 | 0.5689 | 0.93978 | 1.7573 | 0 | 0 | 0 | 0 | 0 | 0 | 0 | 0 | 0 | 0 | 0 | 0 | 0 | 0 | 0 | 0 | 0 | 0 | 0 | 0 | 0.027985 | 0 | 0 | 0 | 0 | 0 | 0 | 0 | 0 | 0 | 1
57639_G_1 | SPP_N | Kansas | 20 | Ford | 57 | 57639 | 1 | Ironwood Wind | 0 | 2012 | 9999 | Onshore Wind | [5 empty] | Non-Fossil | G | 2025 | Wind |  | 0 | 0 | 0 | 0 | 0 | 0 | 0 | 0 | 0 | 0 | 0 | 0 | 0 | 0 | 0 | 0 | 143.8203 | 217.3768 | 221.0762 | 582.2732 | 0 | 0 | 0 | 0 | 0 | 0 | 0 | 0 | 0 | 0 | 0 | 0 | 0 | 0 | 0 | 0 | 0 | 0 | 0 | 0 | 6.6252 | 0 | 0 | 0 | 0 | 0 | 0 | 0 | 0 | 0 | 167.9
57638_G_1 | PJM_West | Indiana | 18 | Randolph | 135 | 57638 | 1 | Randolph Eastern School Wind Turbine | 0 | 2010 | 9999 | Onshore Wind | [5 empty] | Non-Fossil | G | 2025 | Wind |  | 0 | 0 | 0 | 0 | 0 | 0 | 0 | 0 | 0 | 0 | 0 | 0 | 0 | 0 | 0 | 0 | 0.77136 | 1.0417 | 0.61867 | 2.4317 | 0 | 0 | 0 | 0 | 0 | 0 | 0 | 0 | 0 | 0 | 0 | 0 | 0 | 0 | 0 | 0 | 0 | 0 | 0 | 0 | 0.028177 | 0 | 0 | 0 | 0 | 0 | 0 | 0 | 0 | 0 | 1
57637_G_1 | PJM_West | Indiana | 18 | Randolph | 135 | 57637 | 1 | Union City Wind Turbine | 0 | 2010 | 9999 | Onshore Wind | [5 empty] | Non-Fossil | G | 2025 | Wind |  | 0 | 0 | 0 | 0 | 0 | 0 | 0 | 0 | 0 | 0 | 0 | 0 | 0 | 0 | 0 | 0 | 0.77136 | 1.0417 | 0.61867 | 2.4317 | 0 | 0 | 0 | 0 | 0 | 0 | 0 | 0 | 0 | 0 | 0 | 0 | 0 | 0 | 0 | 0 | 0 | 0 | 0 | 0 | 0.028177 | 0 | 0 | 0 | 0 | 0 | 0 | 0 | 0 | 0 | 1
57636_G_3 | NY_Z_C&E | New York | 36 | Cayuga | 11 | 57636 | 3 | Auburn LFG Energy Facility | 13500 | 2010 | 9999 | Landfill Gas | [5 empty] | Non-Fossil | G | 2025 | LF Gas |  | 0.025196 | 0.036501 | 0.048668 | 0.11036 | 0 | 0 | 0 | 0 | 0 | 0 | 0 | 0 | 0 | 0 | 0 | 0 | 1.8663 | 2.7038 | 3.6051 | 8.1752 | 1.452 | 2.1035 | 2.8047 | 6.3602 | 0 | 0 | 0 | 0 | 0.0030338 | 0.0043951 | 0.0058601 | 0.013289 | 0 | 0 | 0 | 0 | 0 | 0 | 0 | 0 | 0.25816 | 0.012204 | 0.01768 | 0.023574 | 0.053458 | 0 | 0 | 0 | 0 | 0 | 1.1
57636_G_1 | NY_Z_C&E | New York | 36 | Cayuga | 11 | 57636 | 1 | Auburn LFG Energy Facility | 13500 | 2010 | 9999 | Landfill Gas | [5 empty] | Non-Fossil | G | 2025 | LF Gas |  | 0.025196 | 0.036501 | 0.048668 | 0.11036 | 0 | 0 | 0 | 0 | 0 | 0 | 0 | 0 | 0 | 0 | 0 | 0 | 1.8663 | 2.7038 | 3.6051 | 8.1752 | 1.452 | 2.1035 | 2.8047 | 6.3602 | 0 | 0 | 0 | 0 | 0.0030338 | 0.0043951 | 0.0058601 | 0.013289 | 0 | 0 | 0 | 0 | 0 | 0 | 0 | 0 | 0.25816 | 0.012204 | 0.01768 | 0.023574 | 0.053458 | 0 | 0 | 0 | 0 | 0 | 1.1
57635_G_LW1 | WECC_PNW | Washington | 53 | Klickitat | 39 | 57635 | LW1 | Linden Wind Energy Project | 0 | 2010 | 9999 | Onshore Wind | [5 empty] | Non-Fossil | G | 2025 | Wind |  | 0 | 0 | 0 | 0 | 0 | 0 | 0 | 0 | 0 | 0 | 0 | 0 | 0 | 0 | 0 | 0 | 27.6865 | 44.3139 | 54.0172 | 126.0176 | 0 | 0 | 0 | 0 | 0 | 0 | 0 | 0 | 0 | 0 | 0 | 0 | 0 | 0 | 0 | 0 | 0 | 0 | 0 | 0 | 2.0055 | 0 | 0 | 0 | 0 | 0 | 0 | 0 | 0 | 0 | 50
57632_G_1 | MIS_IA | Iowa | 19 | Adair | 1 | 57632 | 1 | Bulldog | 0 | 2010 | 9999 | Onshore Wind | [5 empty] | Non-Fossil | G | 2025 | Wind |  | 0 | 0 | 0 | 0 | 0 | 0 | 0 | 0 | 0 | 0 | 0 | 0 | 0 | 0 | 0 | 0 | 1.2954 | 1.8157 | 1.449 | 4.5601 | 0 | 0 | 0 | 0 | 0 | 0 | 0 | 0 | 0 | 0 | 0 | 0 | 0 | 0 | 0 | 0 | 0 | 0 | 0 | 0 | 0.042194 | 0 | 0 | 0 | 0 | 0 | 0 | 0 | 0 | 0 | 1.4975
57631_G_1 | MIS_MIDA | Iowa | 19 | Adair | 1 | 57631 | 1 | Wolverine | 0 | 2010 | 9999 | Onshore Wind | [5 empty] | Non-Fossil | G | 2025 | Wind |  | 0 | 0 | 0 | 0 | 0 | 0 | 0 | 0 | 0 | 0 | 0 | 0 | 0 | 0 | 0 | 0 | 1.2481 | 1.7816 | 1.4301 | 4.4598 | 0 | 0 | 0 | 0 | 0 | 0 | 0 | 0 | 0 | 0 | 0 | 0 | 0 | 0 | 0 | 0 | 0 | 0 | 0 | 0 | 0.042265 | 0 | 0 | 0 | 0 | 0 | 0 | 0 | 0 | 0 | 1.5
57630_G_ES3 | S_VACA | North Carolina | 37 | Gaston | 71 | 57630 | ES3 | Long Creek Waste Water Plant | 14397 | 1995 | 9999 | Combustion Turbine | [5 empty] | Fossil | G | 2025 | Oil |  | 0 | 0 | 0 | 0 | 0 | 0 | 0 | 0 | 0 | 0 | 0 | 0 | 0 | 0 | 0 | 0 | 0 | 0 | 0 | 0 | 0 | 0 | 0 | 0 | 0 | 0 | 0 | 0 | 0 | 0 | 0 | 0 | 0 | 0 | 0 | 0 | 0 | 0 | 0 | 0 | 0.03179 | 0 | 0 | 0 | 0 | 0 | 0 | 0 | 0 | 0 | 1.7
57630_G_ES2 | S_VACA | North Carolina | 37 | Gaston | 71 | 57630 | ES2 | Long Creek Waste Water Plant | 14397 | 1995 | 9999 | Combustion Turbine | [5 empty] | Fossil | G | 2025 | Oil |  | 0 | 0 | 0 | 0 | 0 | 0 | 0 | 0 | 0 | 0 | 0 | 0 | 0 | 0 | 0 | 0 | 0 | 0 | 0 | 0 | 0 | 0 | 0 | 0 | 0 | 0 | 0 | 0 | 0 | 0 | 0 | 0 | 0 | 0 | 0 | 0 | 0 | 0 | 0 | 0 | 0.03179 | 0 | 0 | 0 | 0 | 0 | 0 | 0 | 0 | 0 | 1.7
57630_G_ES1 | S_VACA | North Carolina | 37 | Gaston | 71 | 57630 | ES1 | Long Creek Waste Water Plant | 14397 | 1995 | 9999 | Combustion Turbine | [5 empty] | Fossil | G | 2025 | Oil |  | 0 | 0 | 0 | 0 | 0 | 0 | 0 | 0 | 0 | 0 | 0 | 0 | 0 | 0 | 0 | 0 | 0 | 0 | 0 | 0 | 0 | 0 | 0 | 0 | 0 | 0 | 0 | 0 | 0 | 0 | 0 | 0 | 0 | 0 | 0 | 0 | 0 | 0 | 0 | 0 | 0.03179 | 0 | 0 | 0 | 0 | 0 | 0 | 0 | 0 | 0 | 1.7
57629_G_GMH1 | S_VACA | North Carolina | 37 | Gaston | 71 | 57629 | GMH1 | Gaston Memorial Hospital | 14397 | 2006 | 9999 | Combustion Turbine | [5 empty] | Fossil | G | 2025 | NaturalGas |  | 0.0004219 | 0 | 0.0008607 | 0.0012826 | 0 | 0 | 0 | 0 | 0 | 0 | 0 | 0 | 0 | 0 | 0 | 0 | 0.029301 | 0 | 0.059784 | 0.089085 | 0.024695 | 0 | 0.050386 | 0.075081 | 2.951e-11 | 0 | 6.0345e-11 | 8.9855e-11 | 0.00037457 | 0 | 0.0007644 | 0.001139 | 0 | 0 | 0 | 0 | 0 | 0 | 0 | 0 | 0.03366 | 0.00045998 | 0 | 0.00093853 | 0.0013985 | 0.0016945 | 0 | 0.0033455 | 0.00504 | 0 | 1.8
57628_G_GEN1 | MIS_INKY | Indiana | 18 | White | 181 | 57628 | GEN1 | Meadow Lake Wind Farm V LLC | 0 | 2017 | 9999 | Onshore Wind | [5 empty] | Non-Fossil | G | 2025 | Wind |  | 0 | 0 | 0 | 0 | 0 | 0 | 0 | 0 | 0 | 0 | 0 | 0 | 0 | 0 | 0 | 0 | 79.9468 | 100.4585 | 66.1743 | 246.5796 | 0 | 0 | 0 | 0 | 0 | 0 | 0 | 0 | 0 | 0 | 0 | 0 | 0 | 0 | 0 | 0 | 0 | 0 | 0 | 0 | 2.8177 | 0 | 0 | 0 | 0 | 0 | 0 | 0 | 0 | 0 | 100
57626_G_WTG1 | WEC_CALN | California | 6 | San Joaquin | 77 | 57626 | WTG1 | Foundation ST | 0 | 2011 | 9999 | Onshore Wind | [5 empty] | Non-Fossil | G | 2025 | Wind |  | 0 | 0 | 0 | 0 | 0 | 0 | 0 | 0 | 0 | 0 | 0 | 0 | 0 | 0 | 0 | 0 | 0.64806 | 1.2836 | 3.5021 | 5.4338 | 0 | 0 | 0 | 0 | 0 | 0 | 0 | 0 | 0 | 0 | 0 | 0 | 0 | 0 | 0 | 0 | 0 | 0 | 0 | 0 | 0.056354 | 0 | 0 | 0 | 0 | 0 | 0 | 0 | 0 | 0 | 2
57625_G_BOS3 | MIS_INKY | Indiana | 18 | Jasper | 73 | 57625 | BOS3 | Bos Dairy, LLC | 11414 | 2011 | 9999 | Non-Fossil Waste | [5 empty] | Non-Fossil | G | 2025 | Non-Fossil |  | 0.0048741 | 0.0073907 | 0.010028 | 0.022293 | 0 | 0 | 0 | 0 | 0 | 0 | 0 | 0 | 0 | 0 | 0 | 0 | 0.42703 | 0.64751 | 0.8786 | 1.9531 | 0 | 0 | 0 | 0 | 0 | 0 | 0 | 0 | 0 | 0 | 0 | 0 | 0 | 0 | 0 | 0 | 0 | 0 | 0 | 0 | 0.070408 | 0.0027924 | 0.0042342 | 0.0057453 | 0.012772 | 0 | 0 | 0 | 0 | 0 | 0.3
57625_G_BOS2 | MIS_INKY | Indiana | 18 | Jasper | 73 | 57625 | BOS2 | Bos Dairy, LLC | 11414 | 2011 | 9999 | Non-Fossil Waste | [5 empty] | Non-Fossil | G | 2025 | Non-Fossil |  | 0.0097482 | 0.014781 | 0.020057 | 0.044586 | 0 | 0 | 0 | 0 | 0 | 0 | 0 | 0 | 0 | 0 | 0 | 0 | 0.85406 | 1.295 | 1.7572 | 3.9063 | 0 | 0 | 0 | 0 | 0 | 0 | 0 | 0 | 0 | 0 | 0 | 0 | 0 | 0 | 0 | 0 | 0 | 0 | 0 | 0 | 0.14082 | 0.0055848 | 0.0084683 | 0.011491 | 0.025544 | 0 | 0 | 0 | 0 | 0 | 0.6
57624_G_1 | NENG_CT | Connecticut | 9 | New London | 11 | 57624 | 1 | Norwich WWTP | 14397 | 2006 | 9999 | Combustion Turbine | [5 empty] | Fossil | G | 2025 | Oil |  | 0 | 0 | 0 | 0 | 0 | 0 | 0 | 0 | 0 | 0 | 0 | 0 | 0 | 0 | 0 | 0 | 0 | 0 | 0 | 0 | 0 | 0 | 0 | 0 | 0 | 0 | 0 | 0 | 0 | 0 | 0 | 0 | 0 | 0 | 0 | 0 | 0 | 0 | 0 | 0 | 0.0374 | 0 | 0 | 0 | 0 | 0 | 0 | 0 | 0 | 0 | 2
57621_G_GEN1 | WECC_SCE | California | 6 | Kern | 29 | 57621 | GEN1 | Rising Tree Wind Farm | 0 | 2015 | 9999 | Onshore Wind | [5 empty] | Non-Fossil | G | 2025 | Wind |  | 0 | 0 | 0 | 0 | 0 | 0 | 0 | 0 | 0 | 0 | 0 | 0 | 0 | 0 | 0 | 0 | 27.3223 | 56.6012 | 95.6329 | 179.5563 | 0 | 0 | 0 | 0 | 0 | 0 | 0 | 0 | 0 | 0 | 0 | 0 | 0 | 0 | 0 | 0 | 0 | 0 | 0 | 0 | 2.2227 | 0 | 0 | 0 | 0 | 0 | 0 | 0 | 0 | 0 | 78.885
57620_G_GEN1 | PJM_West | Ohio | 39 | Paulding | 125 | 57620 | GEN1 | Paulding Wind Farm II | 0 | 2011 | 9999 | Onshore Wind | [5 empty] | Non-Fossil | G | 2025 | Wind |  | 0 | 0 | 0 | 0 | 0 | 0 | 0 | 0 | 0 | 0 | 0 | 0 | 0 | 0 | 0 | 0 | 77.5 | 94.9749 | 59.5817 | 232.0566 | 0 | 0 | 0 | 0 | 0 | 0 | 0 | 0 | 0 | 0 | 0 | 0 | 0 | 0 | 0 | 0 | 0 | 0 | 0 | 0 | 2.4046 | 0 | 0 | 0 | 0 | 0 | 0 | 0 | 0 | 0 | 85.3392
57617_G_GEN1 | ERC_REST | Texas | 48 | Hidalgo | 215 | 57617 | GEN1 | Hidalgo Wind Farm LLC | 0 | 2016 | 9999 | Onshore Wind | [5 empty] | Non-Fossil | G | 2025 | Wind |  | 0 | 0 | 0 | 0 | 0 | 0 | 0 | 0 | 0 | 0 | 0 | 0 | 0 | 0 | 0 | 0 | 179.5362 | 258.5877 | 308.5317 | 746.6556 | 0 | 0 | 0 | 0 | 0 | 0 | 0 | 0 | 0 | 0 | 0 | 0 | 0 | 0 | 0 | 0 | 0 | 0 | 0 | 0 | 7.0442 | 0 | 0 | 0 | 0 | 0 | 0 | 0 | 0 | 0 | 250
57616_G_GEN1 | SPP_WEST | Oklahoma | 40 | Caddo | 15 | 57616 | GEN1 | Blue Canyon Windpower VI LLC | 0 | 2011 | 9999 | Onshore Wind | [5 empty] | Non-Fossil | G | 2025 | Wind |  | 0 | 0 | 0 | 0 | 0 | 0 | 0 | 0 | 0 | 0 | 0 | 0 | 0 | 0 | 0 | 0 | 85.935 | 132.2016 | 133.6924 | 351.829 | 0 | 0 | 0 | 0 | 0 | 0 | 0 | 0 | 0 | 0 | 0 | 0 | 0 | 0 | 0 | 0 | 0 | 0 | 0 | 0 | 3.8506 | 0 | 0 | 0 | 0 | 0 | 0 | 0 | 0 | 0 | 98.8582
57614_G_GEN1 | SPP_N | Kansas | 20 | Coffey | 31 | 57614 | GEN1 | Waverly Wind Farm LLC | 0 | 2016 | 9999 | Onshore Wind | [5 empty] | Non-Fossil | G | 2025 | Wind |  | 0 | 0 | 0 | 0 | 0 | 0 | 0 | 0 | 0 | 0 | 0 | 0 | 0 | 0 | 0 | 0 | 170.46 | 257.6413 | 262.026 | 690.1273 | 0 | 0 | 0 | 0 | 0 | 0 | 0 | 0 | 0 | 0 | 0 | 0 | 0 | 0 | 0 | 0 | 0 | 0 | 0 | 0 | 7.8524 | 0 | 0 | 0 | 0 | 0 | 0 | 0 | 0 | 0 | 199
57613_G_WTG1 | PJM_ATSI | Ohio | 39 | Cuyahoga | 35 | 57613 | WTG1 | LE Wind Turbine 1 | 0 | 2011 | 9999 | Onshore Wind | [5 empty] | Non-Fossil | G | 2025 | Wind |  | 0 | 0 | 0 | 0 | 0 | 0 | 0 | 0 | 0 | 0 | 0 | 0 | 0 | 0 | 0 | 0 | 1.4767 | 2.0533 | 1.3455 | 4.8755 | 0 | 0 | 0 | 0 | 0 | 0 | 0 | 0 | 0 | 0 | 0 | 0 | 0 | 0 | 0 | 0 | 0 | 0 | 0 | 0 | 0.09781 | 0 | 0 | 0 | 0 | 0 | 0 | 0 | 0 | 0 | 2.5
57609_G_1 | MIS_MIDA | Iowa | 19 | Crawford | 47 | 57609 | 1 | New Harvest Wind Project LLC | 0 | 2011 | 9999 | Onshore Wind | [5 empty] | Non-Fossil | G | 2025 | Wind |  | 0 | 0 | 0 | 0 | 0 | 0 | 0 | 0 | 0 | 0 | 0 | 0 | 0 | 0 | 0 | 0 | 83.208 | 118.7737 | 95.3391 | 297.3208 | 0 | 0 | 0 | 0 | 0 | 0 | 0 | 0 | 0 | 0 | 0 | 0 | 0 | 0 | 0 | 0 | 0 | 0 | 0 | 0 | 2.8177 | 0 | 0 | 0 | 0 | 0 | 0 | 0 | 0 | 0 | 100
57608_G_1 | S_VACA | North Carolina | 37 | Davidson | 57 | 57608 | 1 | Westside WWTP | 25000 | 2005 | 9999 | Combustion Turbine | [5 empty] | Fossil | G | 2025 | Oil |  | 0 | 0 | 0 | 0 | 0 | 0 | 0 | 0 | 0 | 0 | 0 | 0 | 0 | 0 | 0 | 0 | 0 | 0 | 0 | 0 | 0 | 0 | 0 | 0 | 0 | 0 | 0 | 0 | 0 | 0 | 0 | 0 | 0 | 0 | 0 | 0 | 0 | 0 | 0 | 0 | 0.03366 | 0 | 0 | 0 | 0 | 0 | 0 | 0 | 0 | 0 | 1.8
57607_G_2 | S_VACA | North Carolina | 37 | Guilford | 81 | 57607 | 2 | Ward WTP | 25000 | 1999 | 9999 | Combustion Turbine | [5 empty] | Fossil | G | 2025 | Oil |  | 0 | 0 | 0 | 0 | 0 | 0 | 0 | 0 | 0 | 0 | 0 | 0 | 0 | 0 | 0 | 0 | 0 | 0 | 0 | 0 | 0 | 0 | 0 | 0 | 0 | 0 | 0 | 0 | 0 | 0 | 0 | 0 | 0 | 0 | 0 | 0 | 0 | 0 | 0 | 0 | 0.0187 | 0 | 0 | 0 | 0 | 0 | 0 | 0 | 0 | 0 | 1
57607_G_1 | S_VACA | North Carolina | 37 | Guilford | 81 | 57607 | 1 | Ward WTP | 25000 | 1999 | 9999 | Combustion Turbine | [5 empty] | Fossil | G | 2025 | Oil |  | 0 | 0 | 0 | 0 | 0 | 0 | 0 | 0 | 0 | 0 | 0 | 0 | 0 | 0 | 0 | 0 | 0 | 0 | 0 | 0 | 0 | 0 | 0 | 0 | 0 | 0 | 0 | 0 | 0 | 0 | 0 | 0 | 0 | 0 | 0 | 0 | 0 | 0 | 0 | 0 | 0.0187 | 0 | 0 | 0 | 0 | 0 | 0 | 0 | 0 | 0 | 1
57606_G_3 | S_VACA | North Carolina | 37 | Guilford | 81 | 57606 | 3 | Eastside WWTP | 25000 | 2004 | 9999 | Combustion Turbine | [5 empty] | Fossil | G | 2025 | Oil |  | 0 | 0 | 0 | 0 | 0 | 0 | 0 | 0 | 0 | 0 | 0 | 0 | 0 | 0 | 0 | 0 | 0 | 0 | 0 | 0 | 0 | 0 | 0 | 0 | 0 | 0 | 0 | 0 | 0 | 0 | 0 | 0 | 0 | 0 | 0 | 0 | 0 | 0 | 0 | 0 | 0.03366 | 0 | 0 | 0 | 0 | 0 | 0 | 0 | 0 | 0 | 1.8
57606_G_2 | S_VACA | North Carolina | 37 | Guilford | 81 | 57606 | 2 | Eastside WWTP | 25000 | 2004 | 9999 | Combustion Turbine | [5 empty] | Fossil | G | 2025 | Oil |  | 0 | 0 | 0 | 0 | 0 | 0 | 0 | 0 | 0 | 0 | 0 | 0 | 0 | 0 | 0 | 0 | 0 | 0 | 0 | 0 | 0 | 0 | 0 | 0 | 0 | 0 | 0 | 0 | 0 | 0 | 0 | 0 | 0 | 0 | 0 | 0 | 0 | 0 | 0 | 0 | 0.03366 | 0 | 0 | 0 | 0 | 0 | 0 | 0 | 0 | 0 | 1.8
57606_G_1 | S_VACA | North Carolina | 37 | Guilford | 81 | 57606 | 1 | Eastside WWTP | 25000 | 2004 | 9999 | Combustion Turbine | [5 empty] | Fossil | G | 2025 | Oil |  | 0 | 0 | 0 | 0 | 0 | 0 | 0 | 0 | 0 | 0 | 0 | 0 | 0 | 0 | 0 | 0 | 0 | 0 | 0 | 0 | 0 | 0 | 0 | 0 | 0 | 0 | 0 | 0 | 0 | 0 | 0 | 0 | 0 | 0 | 0 | 0 | 0 | 0 | 0 | 0 | 0.03366 | 0 | 0 | 0 | 0 | 0 | 0 | 0 | 0 | 0 | 1.8
57605_G_WT2 | NENG_CT | Connecticut | 9 | New London | 11 | 57605 | WT2 | Water Treatment 1 & 2 | 10745 | 2010 | 9999 | Combustion Turbine | [5 empty] | Fossil | G | 2025 | Oil |  | 0 | 0 | 0 | 0 | 0 | 0 | 0 | 0 | 0 | 0 | 0 | 0 | 0 | 0 | 0 | 0 | 0 | 0 | 0 | 0 | 0 | 0 | 0 | 0 | 0 | 0 | 0 | 0 | 0 | 0 | 0 | 0 | 0 | 0 | 0 | 0 | 0 | 0 | 0 | 0 | 0.04675 | 0 | 0 | 0 | 0 | 0 | 0 | 0 | 0 | 0 | 2.5
57605_G_WT1 | NENG_CT | Connecticut | 9 | New London | 11 | 57605 | WT1 | Water Treatment 1 & 2 | 10745 | 2010 | 9999 | Combustion Turbine | [5 empty] | Fossil | G | 2025 | Oil |  | 0 | 0 | 0 | 0 | 0 | 0 | 0 | 0 | 0 | 0 | 0 | 0 | 0 | 0 | 0 | 0 | 0 | 0 | 0 | 0 | 0 | 0 | 0 | 0 | 0 | 0 | 0 | 0 | 0 | 0 | 0 | 0 | 0 | 0 | 0 | 0 | 0 | 0 | 0 | 0 | 0.04675 | 0 | 0 | 0 | 0 | 0 | 0 | 0 | 0 | 0 | 2.5
57604_G_LP2 | NENG_CT | Connecticut | 9 | New London | 11 | 57604 | LP2 | Lebanon Pines 1 & 2 | 10745 | 2010 | 9999 | Combustion Turbine | [5 empty] | Fossil | G | 2025 | Oil |  | 0 | 0 | 0 | 0 | 0 | 0 | 0 | 0 | 0 | 0 | 0 | 0 | 0 | 0 | 0 | 0 | 0 | 0 | 0 | 0 | 0 | 0 | 0 | 0 | 0 | 0 | 0 | 0 | 0 | 0 | 0 | 0 | 0 | 0 | 0 | 0 | 0 | 0 | 0 | 0 | 0.04675 | 0 | 0 | 0 | 0 | 0 | 0 | 0 | 0 | 0 | 2.5
57604_G_LP1 | NENG_CT | Connecticut | 9 | New London | 11 | 57604 | LP1 | Lebanon Pines 1 & 2 | 10745 | 2010 | 9999 | Combustion Turbine | [5 empty] | Fossil | G | 2025 | Oil |  | 0 | 0 | 0 | 0 | 0 | 0 | 0 | 0 | 0 | 0 | 0 | 0 | 0 | 0 | 0 | 0 | 0 | 0 | 0 | 0 | 0 | 0 | 0 | 0 | 0 | 0 | 0 | 0 | 0 | 0 | 0 | 0 | 0 | 0 | 0 | 0 | 0 | 0 | 0 | 0 | 0.04675 | 0 | 0 | 0 | 0 | 0 | 0 | 0 | 0 | 0 | 2.5
57603_G_LNG2 | NENG_CT | Connecticut | 9 | New London | 11 | 57603 | LNG2 | LNG 1 & 2 | 10745 | 2010 | 9999 | Combustion Turbine | [5 empty] | Fossil | G | 2025 | Oil |  | 0 | 0 | 0 | 0 | 0 | 0 | 0 | 0 | 0 | 0 | 0 | 0 | 0 | 0 | 0 | 0 | 0 | 0 | 0 | 0 | 0 | 0 | 0 | 0 | 0 | 0 | 0 | 0 | 0 | 0 | 0 | 0 | 0 | 0 | 0 | 0 | 0 | 0 | 0 | 0 | 0.04675 | 0 | 0 | 0 | 0 | 0 | 0 | 0 | 0 | 0 | 2.5
57603_G_LNG1 | NENG_CT | Connecticut | 9 | New London | 11 | 57603 | LNG1 | LNG 1 & 2 | 10745 | 2010 | 9999 | Combustion Turbine | [5 empty] | Fossil | G | 2025 | Oil |  | 0 | 0 | 0 | 0 | 0 | 0 | 0 | 0 | 0 | 0 | 0 | 0 | 0 | 0 | 0 | 0 | 0 | 0 | 0 | 0 | 0 | 0 | 0 | 0 | 0 | 0 | 0 | 0 | 0 | 0 | 0 | 0 | 0 | 0 | 0 | 0 | 0 | 0 | 0 | 0 | 0.04675 | 0 | 0 | 0 | 0 | 0 | 0 | 0 | 0 | 0 | 2.5
57602_G_JC1 | NENG_CT | Connecticut | 9 | New London | 11 | 57602 | JC1 | Jewett City 1 | 10745 | 2010 | 9999 | Combustion Turbine | [5 empty] | Fossil | G | 2025 | Oil |  | 0 | 0 | 0 | 0 | 0 | 0 | 0 | 0 | 0 | 0 | 0 | 0 | 0 | 0 | 0 | 0 | 0 | 0 | 0 | 0 | 0 | 0 | 0 | 0 | 0 | 0 | 0 | 0 | 0 | 0 | 0 | 0 | 0 | 0 | 0 | 0 | 0 | 0 | 0 | 0 | 0.04675 | 0 | 0 | 0 | 0 | 0 | 0 | 0 | 0 | 0 | 2.5
57601_G_GC2 | NENG_CT | Connecticut | 9 | New London | 11 | 57601 | GC2 | Gary Court 1 & 2 | 10745 | 2010 | 9999 | Combustion Turbine | [5 empty] | Fossil | G | 2025 | Oil |  | 0 | 0 | 0 | 0 | 0 | 0 | 0 | 0 | 0 | 0 | 0 | 0 | 0 | 0 | 0 | 0 | 0 | 0 | 0 | 0 | 0 | 0 | 0 | 0 | 0 | 0 | 0 | 0 | 0 | 0 | 0 | 0 | 0 | 0 | 0 | 0 | 0 | 0 | 0 | 0 | 0.04675 | 0 | 0 | 0 | 0 | 0 | 0 | 0 | 0 | 0 | 2.5
57601_G_GC1 | NENG_CT | Connecticut | 9 | New London | 11 | 57601 | GC1 | Gary Court 1 & 2 | 10745 | 2010 | 9999 | Combustion Turbine | [5 empty] | Fossil | G | 2025 | Oil |  | 0 | 0 | 0 | 0 | 0 | 0 | 0 | 0 | 0 | 0 | 0 | 0 | 0 | 0 | 0 | 0 | 0 | 0 | 0 | 0 | 0 | 0 | 0 | 0 | 0 | 0 | 0 | 0 | 0 | 0 | 0 | 0 | 0 | 0 | 0 | 0 | 0 | 0 | 0 | 0 | 0.04675 | 0 | 0 | 0 | 0 | 0 | 0 | 0 | 0 | 0 | 2.5
57600_G_FI1 | NY_Z_K | New York | 36 | Suffolk | 103 | 57600 | FI1 | Fishers Island 1 | 10745 | 2010 | 9999 | Combustion Turbine | [5 empty] | Fossil | G | 2025 | Oil |  | 0 | 0 | 0 | 0 | 0 | 0 | 0 | 0 | 0 | 0 | 0 | 0 | 0 | 0 | 0 | 0 | 0 | 0 | 0 | 0 | 0 | 0 | 0 | 0 | 0 | 0 | 0 | 0 | 0 | 0 | 0 | 0 | 0 | 0 | 0 | 0 | 0 | 0 | 0 | 0 | 0.04675 | 0 | 0 | 0 | 0 | 0 | 0 | 0 | 0 | 0 | 2.5
57599_G_FH4 | NENG_CT | Connecticut | 9 | New London | 11 | 57599 | FH4 | Fort Hill 1, 2, 3 & 4 | 10745 | 2010 | 9999 | Combustion Turbine | [5 empty] | Fossil | G | 2025 | Oil |  | 0 | 0 | 0 | 0 | 0 | 0 | 0 | 0 | 0 | 0 | 0 | 0 | 0 | 0 | 0 | 0 | 0 | 0 | 0 | 0 | 0 | 0 | 0 | 0 | 0 | 0 | 0 | 0 | 0 | 0 | 0 | 0 | 0 | 0 | 0 | 0 | 0 | 0 | 0 | 0 | 0.04675 | 0 | 0 | 0 | 0 | 0 | 0 | 0 | 0 | 0 | 2.5
57599_G_FH3 | NENG_CT | Connecticut | 9 | New London | 11 | 57599 | FH3 | Fort Hill 1, 2, 3 & 4 | 10745 | 2010 | 9999 | Combustion Turbine | [5 empty] | Fossil | G | 2025 | Oil |  | 0 | 0 | 0 | 0 | 0 | 0 | 0 | 0 | 0 | 0 | 0 | 0 | 0 | 0 | 0 | 0 | 0 | 0 | 0 | 0 | 0 | 0 | 0 | 0 | 0 | 0 | 0 | 0 | 0 | 0 | 0 | 0 | 0 | 0 | 0 | 0 | 0 | 0 | 0 | 0 | 0.04675 | 0 | 0 | 0 | 0 | 0 | 0 | 0 | 0 | 0 | 2.5
57599_G_FH2 | NENG_CT | Connecticut | 9 | New London | 11 | 57599 | FH2 | Fort Hill 1, 2, 3 & 4 | 10745 | 2010 | 9999 | Combustion Turbine | [5 empty] | Fossil | G | 2025 | Oil |  | 0 | 0 | 0 | 0 | 0 | 0 | 0 | 0 | 0 | 0 | 0 | 0 | 0 | 0 | 0 | 0 | 0 | 0 | 0 | 0 | 0 | 0 | 0 | 0 | 0 | 0 | 0 | 0 | 0 | 0 | 0 | 0 | 0 | 0 | 0 | 0 | 0 | 0 | 0 | 0 | 0.04675 | 0 | 0 | 0 | 0 | 0 | 0 | 0 | 0 | 0 | 2.5
57599_G_FH1 | NENG_CT | Connecticut | 9 | New London | 11 | 57599 | FH1 | Fort Hill 1, 2, 3 & 4 | 10745 | 2010 | 9999 | Combustion Turbine | [5 empty] | Fossil | G | 2025 | Oil |  | 0 | 0 | 0 | 0 | 0 | 0 | 0 | 0 | 0 | 0 | 0 | 0 | 0 | 0 | 0 | 0 | 0 | 0 | 0 | 0 | 0 | 0 | 0 | 0 | 0 | 0 | 0 | 0 | 0 | 0 | 0 | 0 | 0 | 0 | 0 | 0 | 0 | 0 | 0 | 0 | 0.04675 | 0 | 0 | 0 | 0 | 0 | 0 | 0 | 0 | 0 | 2.5
57598_G_BS2 | NENG_CT | Connecticut | 9 | New London | 11 | 57598 | BS2 | Bridge Street 1 & 2 | 10745 | 2010 | 9999 | Combustion Turbine | [5 empty] | Fossil | G | 2025 | Oil |  | 0 | 0 | 0 | 0 | 0 | 0 | 0 | 0 | 0 | 0 | 0 | 0 | 0 | 0 | 0 | 0 | 0 | 0 | 0 | 0 | 0 | 0 | 0 | 0 | 0 | 0 | 0 | 0 | 0 | 0 | 0 | 0 | 0 | 0 | 0 | 0 | 0 | 0 | 0 | 0 | 0.04675 | 0 | 0 | 0 | 0 | 0 | 0 | 0 | 0 | 0 | 2.5
57598_G_BS1 | NENG_CT | Connecticut | 9 | New London | 11 | 57598 | BS1 | Bridge Street 1 & 2 | 10745 | 2010 | 9999 | Combustion Turbine | [5 empty] | Fossil | G | 2025 | Oil |  | 0 | 0 | 0 | 0 | 0 | 0 | 0 | 0 | 0 | 0 | 0 | 0 | 0 | 0 | 0 | 0 | 0 | 0 | 0 | 0 | 0 | 0 | 0 | 0 | 0 | 0 | 0 | 0 | 0 | 0 | 0 | 0 | 0 | 0 | 0 | 0 | 0 | 0 | 0 | 0 | 0.04675 | 0 | 0 | 0 | 0 | 0 | 0 | 0 | 0 | 0 | 2.5
57597_G_6214 | SPP_WEST | Oklahoma | 40 | Canadian | 17 | 57597 | 6214 | Cana Gas Processing Plant | 14397 | 2012 | 9999 | Combustion Turbine | [5 empty] | Fossil | G | 2025 | Oil |  | 0 | 0 | 0 | 0 | 0 | 0 | 0 | 0 | 0 | 0 | 0 | 0 | 0 | 0 | 0 | 0 | 0 | 0 | 0 | 0 | 0 | 0 | 0 | 0 | 0 | 0 | 0 | 0 | 0 | 0 | 0 | 0 | 0 | 0 | 0 | 0 | 0 | 0 | 0 | 0 | 0.04675 | 0 | 0 | 0 | 0 | 0 | 0 | 0 | 0 | 0 | 2.5
57597_G_3006 | SPP_WEST | Oklahoma | 40 | Canadian | 17 | 57597 | 3006 | Cana Gas Processing Plant | 14397 | 2010 | 9999 | Combustion Turbine | [5 empty] | Fossil | G | 2025 | Oil |  | 0 | 0 | 0 | 0 | 0 | 0 | 0 | 0 | 0 | 0 | 0 | 0 | 0 | 0 | 0 | 0 | 0 | 0 | 0 | 0 | 0 | 0 | 0 | 0 | 0 | 0 | 0 | 0 | 0 | 0 | 0 | 0 | 0 | 0 | 0 | 0 | 0 | 0 | 0 | 0 | 0.04675 | 0 | 0 | 0 | 0 | 0 | 0 | 0 | 0 | 0 | 2.5
57597_G_3005 | SPP_WEST | Oklahoma | 40 | Canadian | 17 | 57597 | 3005 | Cana Gas Processing Plant | 14397 | 2010 | 9999 | Combustion Turbine | [5 empty] | Fossil | G | 2025 | Oil |  | 0 | 0 | 0 | 0 | 0 | 0 | 0 | 0 | 0 | 0 | 0 | 0 | 0 | 0 | 0 | 0 | 0 | 0 | 0 | 0 | 0 | 0 | 0 | 0 | 0 | 0 | 0 | 0 | 0 | 0 | 0 | 0 | 0 | 0 | 0 | 0 | 0 | 0 | 0 | 0 | 0.04675 | 0 | 0 | 0 | 0 | 0 | 0 | 0 | 0 | 0 | 2.5
57595_G_1 | PJM_AP | West Virginia | 54 | Mineral | 57 | 57595 | 1 | Pinnacle Wind Force LLC | 0 | 2011 | 9999 | Onshore Wind | [5 empty] | Non-Fossil | G | 2025 | Wind |  | 0 | 0 | 0 | 0 | 0 | 0 | 0 | 0 | 0 | 0 | 0 | 0 | 0 | 0 | 0 | 0 | 44.7883 | 51.7617 | 34.5661 | 131.1161 | 0 | 0 | 0 | 0 | 0 | 0 | 0 | 0 | 0 | 0 | 0 | 0 | 0 | 0 | 0 | 0 | 0 | 0 | 0 | 0 | 2.1665 | 0 | 0 | 0 | 0 | 0 | 0 | 0 | 0 | 0 | 55.2
57594_G_WTG1 | WEC_CALN | California | 6 | San Joaquin | 77 | 57594 | WTG1 | Teichert Materials-Teichert Vernalis | 0 | 2010 | 9999 | Onshore Wind | [5 empty] | Non-Fossil | G | 2025 | Wind |  | 0 | 0 | 0 | 0 | 0 | 0 | 0 | 0 | 0 | 0 | 0 | 0 | 0 | 0 | 0 | 0 | 0.48605 | 0.96269 | 2.6266 | 4.0753 | 0 | 0 | 0 | 0 | 0 | 0 | 0 | 0 | 0 | 0 | 0 | 0 | 0 | 0 | 0 | 0 | 0 | 0 | 0 | 0 | 0.042265 | 0 | 0 | 0 | 0 | 0 | 0 | 0 | 0 | 0 | 1.5
57593_G_1 | SPP_NEBR | Nebraska | 31 | Custer | 41 | 57593 | 1 | Broken Bow Wind LLC | 0 | 2012 | 9999 | Onshore Wind | [5 empty] | Non-Fossil | G | 2025 | Wind |  | 0 | 0 | 0 | 0 | 0 | 0 | 0 | 0 | 0 | 0 | 0 | 0 | 0 | 0 | 0 | 0 | 78.4935 | 107.992 | 98.6115 | 285.097 | 0 | 0 | 0 | 0 | 0 | 0 | 0 | 0 | 0 | 0 | 0 | 0 | 0 | 0 | 0 | 0 | 0 | 0 | 0 | 0 | 2.1203 | 0 | 0 | 0 | 0 | 0 | 0 | 0 | 0 | 0 | 75.2507
57591_G_1 | WECC_NM | New Mexico | 35 | Dona Ana | 13 | 57591 | 1 | Hatch Solar Energy Center I, LLC | 0 | 2011 | 9999 | Solar PV | [5 empty] | Non-Fossil | G | 2025 | Solar |  | 0 | 0 | 0 | 0 | 0 | 0 | 0 | 0 | 0 | 0 | 0 | 0 | 0 | 0 | 0 | 0 | 2.1761 | 3.7199 | 5.5909 | 11.4869 | 0 | 0 | 0 | 0 | 0 | 0 | 0 | 0 | 0 | 0 | 0 | 0 | 0 | 0 | 0 | 0 | 0 | 0 | 0 | 0 | 0.13993 | 0 | 0 | 0 | 0 | 0 | 0 | 0 | 0 | 0 | 5
57590_G_1 | SPP_WEST | Oklahoma | 40 | Grady | 51 | 57590 | 1 | Minco Wind I, LLC | 0 | 2010 | 9999 | Onshore Wind | [5 empty] | Non-Fossil | G | 2025 | Wind |  | 0 | 0 | 0 | 0 | 0 | 0 | 0 | 0 | 0 | 0 | 0 | 0 | 0 | 0 | 0 | 0 | 85.2475 | 131.144 | 132.6229 | 349.0144 | 0 | 0 | 0 | 0 | 0 | 0 | 0 | 0 | 0 | 0 | 0 | 0 | 0 | 0 | 0 | 0 | 0 | 0 | 0 | 0 | 3.8198 | 0 | 0 | 0 | 0 | 0 | 0 | 0 | 0 | 0 | 98.0673
57589_G_9WUBN | NY_Z_K | New York | 36 | Suffolk | 103 | 57589 | 9WUBN | Long Island Solar Farm LLC | 0 | 2011 | 9999 | Solar PV | [5 empty] | Non-Fossil | G | 2025 | Solar |  | 0 | 0 | 0 | 0 | 0 | 0 | 0 | 0 | 0 | 0 | 0 | 0 | 0 | 0 | 0 | 0 | 8.001 | 16.6145 | 25.4598 | 50.0753 | 0 | 0 | 0 | 0 | 0 | 0 | 0 | 0 | 0 | 0 | 0 | 0 | 0 | 0 | 0 | 0 | 0 | 0 | 0 | 0 | 0.88154 | 0 | 0 | 0 | 0 | 0 | 0 | 0 | 0 | 0 | 31.5
57588_G_STULT | PJM_EMAC | New Jersey | 34 | Middlesex | 23 | 57588 | STULT | Matrix Stults Road Solar Facility | 0 | 2011 | 9999 | Solar PV | [5 empty] | Non-Fossil | G | 2025 | Solar |  | 0 | 0 | 0 | 0 | 0 | 0 | 0 | 0 | 0 | 0 | 0 | 0 | 0 | 0 | 0 | 0 | 0.55018 | 1.1877 | 1.8872 | 3.6251 | 0 | 0 | 0 | 0 | 0 | 0 | 0 | 0 | 0 | 0 | 0 | 0 | 0 | 0 | 0 | 0 | 0 | 0 | 0 | 0 | 0.091354 | 0 | 0 | 0 | 0 | 0 | 0 | 0 | 0 | 0 | 2.5327
57586_G_1 | WEC_CALN | California | 6 | Solano | 95 | 57586 | 1 | Shiloh III Wind Project LLC | 0 | 2011 | 9999 | Onshore Wind | [5 empty] | Non-Fossil | G | 2025 | Wind |  | 0 | 0 | 0 | 0 | 0 | 0 | 0 | 0 | 0 | 0 | 0 | 0 | 0 | 0 | 0 | 0 | 33.2131 | 65.784 | 179.4829 | 278.48 | 0 | 0 | 0 | 0 | 0 | 0 | 0 | 0 | 0 | 0 | 0 | 0 | 0 | 0 | 0 | 0 | 0 | 0 | 0 | 0 | 2.8881 | 0 | 0 | 0 | 0 | 0 | 0 | 0 | 0 | 0 | 102.5
57585_G_1 | WECC_SCE | California | 6 | Ventura | 111 | 57585 | 1 | Oxnard Paper Mill | 11180 | 1986 | 9999 | Combustion Turbine | [5 empty] | Fossil | G | 2025 | NaturalGas |  | 0 | 0 | 0 | 0 | 0 | 0 | 0 | 0 | 0 | 0 | 0 | 0 | 0 | 0 | 0 | 0 | 0 | 0 | 0 | 0 | 0 | 0 | 0 | 0 | 0 | 0 | 0 | 0 | 0 | 0 | 0 | 0 | 0 | 0 | 0 | 0 | 0 | 0 | 0 | 0 | 0.87627 | 0 | 0 | 0 | 0 | 0 | 0 | 0 | 0 | 0 | 29
57584_G_STG | WEC_SDGE | California | 6 | San Diego | 73 | 57584 | STG | University of California San Diego | 7590 | 2001 | 9999 | Combined Cycle | [5 empty] | Fossil | G | 2025 | NaturalGas |  | 0.039938 | 0.054138 | 0.074731 | 0.16881 | 0 | 0 | 0 | 0 | 0 | 0 | 0 | 0 | 0 | 0 | 0 | 0 | 5.2619 | 7.1328 | 9.846 | 22.2408 | 2.338 | 3.1693 | 4.3748 | 9.882 | 2.7947e-09 | 3.7883e-09 | 5.2309e-09 | 1.1814e-08 | 9.4853e-05 | 0.00012858 | 0.00017751 | 0.00040094 | 0 | 0 | 0 | 0 | 0 | 0 | 0 | 0 | 0 | 0.010654 | 0.014442 | 0.019936 | 0.045033 | 0.16322 | 0.19527 | 0.28299 | 0.64148 | 0 | 3
57584_G_ST1 | WEC_SDGE | California | 6 | San Diego | 73 | 57584 | ST1 | University of California San Diego | 7590 | 2001 | 9999 | Combined Cycle | [5 empty] | Fossil | G | 2025 | NaturalGas |  | 0.17972 | 0.24362 | 0.33629 | 0.75963 | 0 | 0 | 0 | 0 | 0 | 0 | 0 | 0 | 0 | 0 | 0 | 0 | 23.6787 | 32.0978 | 44.3069 | 100.0834 | 10.5209 | 14.2617 | 19.6864 | 44.4689 | 1.2576e-08 | 1.7047e-08 | 2.3539e-08 | 5.3162e-08 | 0.00042684 | 0.0005786 | 0.00079879 | 0.0018042 | 0 | 0 | 0 | 0 | 0 | 0 | 0 | 0 | 0 | 0.047944 | 0.064991 | 0.089712 | 0.20265 | 0.73449 | 0.87871 | 1.2735 | 2.8867 | 0 | 13.5
57584_G_NT2 | WEC_SDGE | California | 6 | San Diego | 73 | 57584 | NT2 | University of California San Diego | 7590 | 2001 | 9999 | Combined Cycle | [5 empty] | Fossil | G | 2025 | NaturalGas |  | 0.17972 | 0.24362 | 0.33629 | 0.75963 | 0 | 0 | 0 | 0 | 0 | 0 | 0 | 0 | 0 | 0 | 0 | 0 | 23.6787 | 32.0978 | 44.3069 | 100.0834 | 10.5209 | 14.2617 | 19.6864 | 44.4689 | 1.2576e-08 | 1.7047e-08 | 2.3539e-08 | 5.3162e-08 | 0.00042684 | 0.0005786 | 0.00079879 | 0.0018042 | 0 | 0 | 0 | 0 | 0 | 0 | 0 | 0 | 0 | 0.047944 | 0.064991 | 0.089712 | 0.20265 | 0.73449 | 0.87871 | 1.2735 | 2.8867 | 0 | 13.5
57584_G_BS1 | WEC_SDGE | California | 6 | San Diego | 73 | 57584 | BS1 | University of California San Diego | 0 | 2015 | 9999 | Energy Storage | [5 empty] | Non-Fossil | G | 2025 | EnerStor |  | 0 | 0 | 0 | 0 | 0 | 0 | 0 | 0 | 0 | 0 | 0 | 0 | 0 | 0 | 0 | 0 | 0.17667 | 0.23948 | 0.30033 | 0.71648 | 0 | 0 | 0 | 0 | 0 | 0 | 0 | 0 | 0 | 0 | 0 | 0 | 0 | 0 | 0 | 0 | 0 | 0 | 0 | 0 | 0 | 0 | 0 | 0 | 0 | 0 | 0 | 0 | 0 | 0 | 2.5
57582_G_2 | PJM_WMAC | Pennsylvania | 42 | Lycoming | 81 | 57582 | 2 | Lycoming County | 13500 | 2012 | 9999 | Landfill Gas | [5 empty] | Non-Fossil | G | 2025 | LF Gas |  | 0.027908 | 0.03584 | 0.048416 | 0.11216 | 0 | 0 | 0 | 0 | 0 | 0 | 0 | 0 | 0 | 0 | 0 | 0 | 2.0673 | 2.6548 | 3.5864 | 8.3085 | 1.6083 | 2.0655 | 2.7902 | 6.4639 | 0 | 0 | 0 | 0 | 0.00087424 | 0.0011227 | 0.0015166 | 0.0035136 | 0 | 0 | 0 | 0 | 0 | 0 | 0 | 0 | 0.35204 | 0.013518 | 0.01736 | 0.023452 | 0.05433 | 0 | 0 | 0 | 0 | 0 | 1.5
57582_G_1 | PJM_WMAC | Pennsylvania | 42 | Lycoming | 81 | 57582 | 1 | Lycoming County | 13500 | 2012 | 9999 | Landfill Gas | [5 empty] | Non-Fossil | G | 2025 | LF Gas |  | 0.027908 | 0.03584 | 0.048416 | 0.11216 | 0 | 0 | 0 | 0 | 0 | 0 | 0 | 0 | 0 | 0 | 0 | 0 | 2.0673 | 2.6548 | 3.5864 | 8.3085 | 1.6083 | 2.0655 | 2.7902 | 6.4639 | 0 | 0 | 0 | 0 | 0.00087424 | 0.0011227 | 0.0015166 | 0.0035136 | 0 | 0 | 0 | 0 | 0 | 0 | 0 | 0 | 0.35204 | 0.013518 | 0.01736 | 0.023452 | 0.05433 | 0 | 0 | 0 | 0 | 0 | 1.5
57581_G_2 | PJM_WMAC | Pennsylvania | 42 | Lycoming | 81 | 57581 | 2 | Allenwood | 13500 | 2012 | 9999 | Landfill Gas | [5 empty] | Non-Fossil | G | 2025 | LF Gas |  | 0.029769 | 0.03823 | 0.051643 | 0.11964 | 0 | 0 | 0 | 0 | 0 | 0 | 0 | 0 | 0 | 0 | 0 | 0 | 2.2051 | 2.8318 | 3.8254 | 8.8624 | 1.7155 | 2.2031 | 2.9762 | 6.8948 | 0 | 0 | 0 | 0 | 0.00093252 | 0.0011976 | 0.0016177 | 0.0037478 | 0 | 0 | 0 | 0 | 0 | 0 | 0 | 0 | 0.37551 | 0.014419 | 0.018518 | 0.025015 | 0.057952 | 0 | 0 | 0 | 0 | 0 | 1.6
57581_G_1 | PJM_WMAC | Pennsylvania | 42 | Lycoming | 81 | 57581 | 1 | Allenwood | 13500 | 2012 | 9999 | Landfill Gas | [5 empty] | Non-Fossil | G | 2025 | LF Gas |  | 0.029769 | 0.03823 | 0.051643 | 0.11964 | 0 | 0 | 0 | 0 | 0 | 0 | 0 | 0 | 0 | 0 | 0 | 0 | 2.2051 | 2.8318 | 3.8254 | 8.8624 | 1.7155 | 2.2031 | 2.9762 | 6.8948 | 0 | 0 | 0 | 0 | 0.00093252 | 0.0011976 | 0.0016177 | 0.0037478 | 0 | 0 | 0 | 0 | 0 | 0 | 0 | 0 | 0.37551 | 0.014419 | 0.018518 | 0.025015 | 0.057952 | 0 | 0 | 0 | 0 | 0 | 1.6
57580_G_CG2 | WEC_CALN | California | 6 | El Dorado | 17 | 57580 | CG2 | Broadridge Cogen | 9304 | 2008 | 9999 | Combustion Turbine | [5 empty] | Fossil | G | 2025 | NaturalGas |  | 0 | 0.00026504 | 0 | 0.00026504 | 0 | 0 | 0 | 0 | 0 | 0 | 0 | 0 | 0 | 0 | 0 | 0 | 0 | 0.028487 | 0 | 0.028487 | 0 | 0.017919 | 0 | 0.017919 | 0 | 2.1425e-11 | 0 | 2.1425e-11 | 0 | 3.13e-05 | 0 | 3.13e-05 | 0 | 0 | 0 | 0 | 0 | 0 | 0 | 0 | 0.03927 | 0 | 0.0004472 | 0 | 0.0004472 | 0 | 0.00096657 | 0 | 0.00096657 | 0 | 2.1
57580_G_CG1 | WEC_CALN | California | 6 | El Dorado | 17 | 57580 | CG1 | Broadridge Cogen | 9304 | 2008 | 9999 | Combustion Turbine | [5 empty] | Fossil | G | 2025 | NaturalGas |  | 0 | 0.00026504 | 0 | 0.00026504 | 0 | 0 | 0 | 0 | 0 | 0 | 0 | 0 | 0 | 0 | 0 | 0 | 0 | 0.028487 | 0 | 0.028487 | 0 | 0.017919 | 0 | 0.017919 | 0 | 2.1425e-11 | 0 | 2.1425e-11 | 0 | 3.13e-05 | 0 | 3.13e-05 | 0 | 0 | 0 | 0 | 0 | 0 | 0 | 0 | 0.03927 | 0 | 0.0004472 | 0 | 0.0004472 | 0 | 0.00096657 | 0 | 0.00096657 | 0 | 2.1
57579_G_2 | WEC_CALN | California | 6 | Stanislaus | 99 | 57579 | 2 | Robert O Schulz Solar Farm | 0 | 2009 | 9999 | Solar PV | [5 empty] | Non-Fossil | G | 2025 | Solar |  | 0 | 0 | 0 | 0 | 0 | 0 | 0 | 0 | 0 | 0 | 0 | 0 | 0 | 0 | 0 | 0 | 0.15007 | 0.29875 | 0.48981 | 0.93863 | 0 | 0 | 0 | 0 | 0 | 0 | 0 | 0 | 0 | 0 | 0 | 0 | 0 | 0 | 0 | 0 | 0 | 0 | 0 | 0 | 0.012797 | 0 | 0 | 0 | 0 | 0 | 0 | 0 | 0 | 0 | 0.39962
57579_G_1 | WEC_CALN | California | 6 | Stanislaus | 99 | 57579 | 1 | Robert O Schulz Solar Farm | 0 | 2008 | 9999 | Solar PV | [5 empty] | Non-Fossil | G | 2025 | Solar |  | 0 | 0 | 0 | 0 | 0 | 0 | 0 | 0 | 0 | 0 | 0 | 0 | 0 | 0 | 0 | 0 | 0.33767 | 0.67218 | 1.1021 | 2.1119 | 0 | 0 | 0 | 0 | 0 | 0 | 0 | 0 | 0 | 0 | 0 | 0 | 0 | 0 | 0 | 0 | 0 | 0 | 0 | 0 | 0.028792 | 0 | 0 | 0 | 0 | 0 | 0 | 0 | 0 | 0 | 0.89914
57578_G_PATU | WECC_PNW | Oregon | 41 | Sherman | 55 | 57578 | PATU | PaTu Wind Farm LLC | 0 | 2010 | 9999 | Onshore Wind | [5 empty] | Non-Fossil | G | 2025 | Wind |  | 0 | 0 | 0 | 0 | 0 | 0 | 0 | 0 | 0 | 0 | 0 | 0 | 0 | 0 | 0 | 0 | 3.8734 | 6.5061 | 10.4747 | 20.8543 | 0 | 0 | 0 | 0 | 0 | 0 | 0 | 0 | 0 | 0 | 0 | 0 | 0 | 0 | 0 | 0 | 0 | 0 | 0 | 0 | 0.25359 | 0 | 0 | 0 | 0 | 0 | 0 | 0 | 0 | 0 | 9
57577_G_AGSEC | WECC_NM | New Mexico | 35 | Otero | 35 | 57577 | AGSEC | Alamogordo Solar Energy Center | 0 | 2011 | 9999 | Solar PV | [5 empty] | Non-Fossil | G | 2025 | Solar |  | 0 | 0 | 0 | 0 | 0 | 0 | 0 | 0 | 0 | 0 | 0 | 0 | 0 | 0 | 0 | 0 | 2.1326 | 3.6455 | 5.4791 | 11.2571 | 0 | 0 | 0 | 0 | 0 | 0 | 0 | 0 | 0 | 0 | 0 | 0 | 0 | 0 | 0 | 0 | 0 | 0 | 0 | 0 | 0.13713 | 0 | 0 | 0 | 0 | 0 | 0 | 0 | 0 | 0 | 4.9
57576_G_LVSEC | WECC_NM | New Mexico | 35 | San Miguel | 47 | 57576 | LVSEC | Las Vegas Solar Energy Center | 0 | 2011 | 9999 | Solar PV | [5 empty] | Non-Fossil | G | 2025 | Solar |  | 0 | 0 | 0 | 0 | 0 | 0 | 0 | 0 | 0 | 0 | 0 | 0 | 0 | 0 | 0 | 0 | 2.1761 | 3.7199 | 5.5909 | 11.4869 | 0 | 0 | 0 | 0 | 0 | 0 | 0 | 0 | 0 | 0 | 0 | 0 | 0 | 0 | 0 | 0 | 0 | 0 | 0 | 0 | 0.13993 | 0 | 0 | 0 | 0 | 0 | 0 | 0 | 0 | 0 | 5
57575_G_HON2 | WECC_NM | New Mexico | 35 | Luna | 29 | 57575 | HON2 | Deming Solar Energy Center | 0 | 2013 | 9999 | Solar PV | [5 empty] | Non-Fossil | G | 2025 | Solar |  | 0 | 0 | 0 | 0 | 0 | 0 | 0 | 0 | 0 | 0 | 0 | 0 | 0 | 0 | 0 | 0 | 1.7409 | 2.9759 | 4.4727 | 9.1895 | 0 | 0 | 0 | 0 | 0 | 0 | 0 | 0 | 0 | 0 | 0 | 0 | 0 | 0 | 0 | 0 | 0 | 0 | 0 | 0 | 0.11194 | 0 | 0 | 0 | 0 | 0 | 0 | 0 | 0 | 0 | 4
57575_G_DSEC | WECC_NM | New Mexico | 35 | Luna | 29 | 57575 | DSEC | Deming Solar Energy Center | 0 | 2011 | 9999 | Solar PV | [5 empty] | Non-Fossil | G | 2025 | Solar |  | 0 | 0 | 0 | 0 | 0 | 0 | 0 | 0 | 0 | 0 | 0 | 0 | 0 | 0 | 0 | 0 | 2.1761 | 3.7199 | 5.5909 | 11.4869 | 0 | 0 | 0 | 0 | 0 | 0 | 0 | 0 | 0 | 0 | 0 | 0 | 0 | 0 | 0 | 0 | 0 | 0 | 0 | 0 | 0.13993 | 0 | 0 | 0 | 0 | 0 | 0 | 0 | 0 | 0 | 5
57574_G_ETS1 | PJM_EMAC | New Jersey | 34 | Mercer | 21 | 57574 | ETS1 | ETS Ewing Solar Facility | 0 | 2010 | 9999 | Solar PV | [5 empty] | Non-Fossil | G | 2025 | Solar |  | 0 | 0 | 0 | 0 | 0 | 0 | 0 | 0 | 0 | 0 | 0 | 0 | 0 | 0 | 0 | 0 | 0.27509 | 0.59386 | 0.94361 | 1.8126 | 0 | 0 | 0 | 0 | 0 | 0 | 0 | 0 | 0 | 0 | 0 | 0 | 0 | 0 | 0 | 0 | 0 | 0 | 0 | 0 | 0.045677 | 0 | 0 | 0 | 0 | 0 | 0 | 0 | 0 | 0 | 1.2663
57573_G_S188 | WEC_CALN | California | 6 | Contra Costa | 13 | 57573 | S188 | CCCSD Wastewater Treatment Plnt | 11605 | 1995 | 9999 | Combustion Turbine | [5 empty] | Fossil | G | 2025 | NaturalGas |  | 0 | 0 | 0 | 0 | 0 | 0 | 0 | 0 | 0 | 0 | 0 | 0 | 0 | 0 | 0 | 0 | 0 | 0 | 0 | 0 | 0 | 0 | 0 | 0 | 0 | 0 | 0 | 0 | 0 | 0 | 0 | 0 | 0 | 0 | 0 | 0 | 0 | 0 | 0 | 0 | 0.0561 | 0 | 0 | 0 | 0 | 0 | 0 | 0 | 0 | 0 | 3
57571_G_LMS2 | WECC_NM | New Mexico | 35 | Valencia | 61 | 57571 | LMS2 | Los Lunas Solar Energy Center | 0 | 2013 | 9999 | Solar PV | [5 empty] | Non-Fossil | G | 2025 | Solar |  | 0 | 0 | 0 | 0 | 0 | 0 | 0 | 0 | 0 | 0 | 0 | 0 | 0 | 0 | 0 | 0 | 0.87045 | 1.4879 | 2.2364 | 4.5947 | 0 | 0 | 0 | 0 | 0 | 0 | 0 | 0 | 0 | 0 | 0 | 0 | 0 | 0 | 0 | 0 | 0 | 0 | 0 | 0 | 0.055971 | 0 | 0 | 0 | 0 | 0 | 0 | 0 | 0 | 0 | 2
57571_G_LLSEC | WECC_NM | New Mexico | 35 | Valencia | 61 | 57571 | LLSEC | Los Lunas Solar Energy Center | 0 | 2011 | 9999 | Solar PV | [5 empty] | Non-Fossil | G | 2025 | Solar |  | 0 | 0 | 0 | 0 | 0 | 0 | 0 | 0 | 0 | 0 | 0 | 0 | 0 | 0 | 0 | 0 | 2.1761 | 3.7199 | 5.5909 | 11.4869 | 0 | 0 | 0 | 0 | 0 | 0 | 0 | 0 | 0 | 0 | 0 | 0 | 0 | 0 | 0 | 0 | 0 | 0 | 0 | 0 | 0.13993 | 0 | 0 | 0 | 0 | 0 | 0 | 0 | 0 | 0 | 5
57570_G_WTG | PJM_West | Ohio | 39 | Van Wert | 161 | 57570 | WTG | Cooper Farms VW Project | 0 | 2012 | 9999 | Onshore Wind | [5 empty] | Non-Fossil | G | 2025 | Wind |  | 0 | 0 | 0 | 0 | 0 | 0 | 0 | 0 | 0 | 0 | 0 | 0 | 0 | 0 | 0 | 0 | 3.5227 | 4.317 | 2.7083 | 10.548 | 0 | 0 | 0 | 0 | 0 | 0 | 0 | 0 | 0 | 0 | 0 | 0 | 0 | 0 | 0 | 0 | 0 | 0 | 0 | 0 | 0.1093 | 0 | 0 | 0 | 0 | 0 | 0 | 0 | 0 | 0 | 3.8791
57568_G_RHW | NENG_ME | Maine | 23 | Oxford | 17 | 57568 | RHW | Record Hill Wind | 0 | 2012 | 9999 | Onshore Wind | [5 empty] | Non-Fossil | G | 2025 | Wind |  | 0 | 0 | 0 | 0 | 0 | 0 | 0 | 0 | 0 | 0 | 0 | 0 | 0 | 0 | 0 | 0 | 37.8161 | 48.2323 | 39.1829 | 125.2313 | 0 | 0 | 0 | 0 | 0 | 0 | 0 | 0 | 0 | 0 | 0 | 0 | 0 | 0 | 0 | 0 | 0 | 0 | 0 | 0 | 1.5423 | 0 | 0 | 0 | 0 | 0 | 0 | 0 | 0 | 0 | 50.0568
57567_G_ASEC1 | WECC_NM | New Mexico | 35 | Bernalillo | 1 | 57567 | ASEC1 | Albuquerque Solar Energy Center | 0 | 2011 | 9999 | Solar PV | [5 empty] | Non-Fossil | G | 2025 | Solar |  | 0 | 0 | 0 | 0 | 0 | 0 | 0 | 0 | 0 | 0 | 0 | 0 | 0 | 0 | 0 | 0 | 0.87045 | 1.4879 | 2.2364 | 4.5947 | 0 | 0 | 0 | 0 | 0 | 0 | 0 | 0 | 0 | 0 | 0 | 0 | 0 | 0 | 0 | 0 | 0 | 0 | 0 | 0 | 0.055971 | 0 | 0 | 0 | 0 | 0 | 0 | 0 | 0 | 0 | 2
57566_G_1.7SF | WECC_SCE | California | 6 | Kern | 29 | 57566 | 1.7SF | GE 1.7-100 Prototype | 0 | 2014 | 9999 | Onshore Wind | [5 empty] | Non-Fossil | G | 2025 | Wind |  | 0 | 0 | 0 | 0 | 0 | 0 | 0 | 0 | 0 | 0 | 0 | 0 | 0 | 0 | 0 | 0 | 0.62096 | 1.2864 | 2.1735 | 4.0808 | 0 | 0 | 0 | 0 | 0 | 0 | 0 | 0 | 0 | 0 | 0 | 0 | 0 | 0 | 0 | 0 | 0 | 0 | 0 | 0 | 0.050517 | 0 | 0 | 0 | 0 | 0 | 0 | 0 | 0 | 0 | 1.7928
57565_G_1 | FRCC | Florida | 12 | Orange | 95 | 57565 | 1 | RP-Orlando, LLC | 0 | 2011 | 9999 | Solar PV | [5 empty] | Non-Fossil | G | 2025 | Solar |  | 0 | 0 | 0 | 0 | 0 | 0 | 0 | 0 | 0 | 0 | 0 | 0 | 0 | 0 | 0 | 0 | 1.6203 | 2.9216 | 4.1602 | 8.7021 | 0 | 0 | 0 | 0 | 0 | 0 | 0 | 0 | 0 | 0 | 0 | 0 | 0 | 0 | 0 | 0 | 0 | 0 | 0 | 0 | 0.14273 | 0 | 0 | 0 | 0 | 0 | 0 | 0 | 0 | 0 | 5.1
57564_G_STG2 | WEC_CALN | California | 6 | Fresno | 19 | 57564 | STG2 | Algonquin Power Sanger LLC | 7869 | 2012 | 9999 | Combined Cycle |  |  | SCR |  |  | Fossil | G | 2025 | NaturalGas |  | 0.17253 | 0.23387 | 0.026111 | 0.4325 | 0 | 0 | 0 | 0 | 0 | 0 | 0 | 0 | 0 | 0 | 0 | 0 | 21.9247 | 29.7202 | 3.3182 | 54.9631 | 10.0997 | 13.6906 | 1.5285 | 25.3188 | 1.208e-08 | 1.6376e-08 | 1.8262e-09 | 3.0282e-08 | 0.0016029 | 0.0021728 | 0.00024253 | 0.0040181 | 0 | 0 | 0 | 0 | 0 | 0 | 0 | 0 | 0.36492 | 0.04385 | 0.058916 | 0.012378 | 0.11514 | 0.70163 | 0.85288 | 0.099661 | 1.6542 | 0 | 12.5 | SCR
57564_G_CTG | WEC_CALN | California | 6 | Fresno | 19 | 57564 | CTG | Algonquin Power Sanger LLC | 7869 | 2007 | 9999 | Combined Cycle |  |  | SCR |  |  | Fossil | G | 2025 | NaturalGas |  | 0.6763 | 0.91676 | 0.10235 | 1.6954 | 0 | 0 | 0 | 0 | 0 | 0 | 0 | 0 | 0 | 0 | 0 | 0 | 85.945 | 116.5032 | 13.0073 | 215.4555 | 39.5907 | 53.6673 | 5.9918 | 99.2498 | 4.734e-08 | 6.4172e-08 | 7.1605e-09 | 1.1867e-07 | 0.0062829 | 0.0085168 | 0.0009508 | 0.015751 | 0 | 0 | 0 | 0 | 0 | 0 | 0 | 0 | 1.4305 | 0.17189 | 0.23095 | 0.048523 | 0.45137 | 2.7504 | 3.3433 | 0.39067 | 6.4844 | 0 | 49 | SCR
57563_G_PV2 | WECC_AZ | Arizona | 4 | Yuma | 27 | 57563 | PV2 | Hyder Solar | 0 | 2012 | 9999 | Solar PV | [5 empty] | Non-Fossil | G | 2025 | Solar |  | 0 | 0 | 0 | 0 | 0 | 0 | 0 | 0 | 0 | 0 | 0 | 0 | 0 | 0 | 0 | 0 | 2.2506 | 4.0606 | 5.8809 | 12.192 | 0 | 0 | 0 | 0 | 0 | 0 | 0 | 0 | 0 | 0 | 0 | 0 | 0 | 0 | 0 | 0 | 0 | 0 | 0 | 0 | 0.22517 | 0 | 0 | 0 | 0 | 0 | 0 | 0 | 0 | 0 | 4.9882
57563_G_PV1 | WECC_AZ | Arizona | 4 | Yuma | 27 | 57563 | PV1 | Hyder Solar | 0 | 2011 | 9999 | Solar PV | [5 empty] | Non-Fossil | G | 2025 | Solar |  | 0 | 0 | 0 | 0 | 0 | 0 | 0 | 0 | 0 | 0 | 0 | 0 | 0 | 0 | 0 | 0 | 7.6519 | 13.8059 | 19.9949 | 41.4528 | 0 | 0 | 0 | 0 | 0 | 0 | 0 | 0 | 0 | 0 | 0 | 0 | 0 | 0 | 0 | 0 | 0 | 0 | 0 | 0 | 0.76558 | 0 | 0 | 0 | 0 | 0 | 0 | 0 | 0 | 0 | 16.9599
57562_G_PV1 | WECC_AZ | Arizona | 4 | Maricopa | 13 | 57562 | PV1 | Paloma Solar | 0 | 2011 | 9999 | Solar PV | [5 empty] | Non-Fossil | G | 2025 | Solar |  | 0 | 0 | 0 | 0 | 0 | 0 | 0 | 0 | 0 | 0 | 0 | 0 | 0 | 0 | 0 | 0 | 7.922 | 14.2932 | 20.7006 | 42.9158 | 0 | 0 | 0 | 0 | 0 | 0 | 0 | 0 | 0 | 0 | 0 | 0 | 0 | 0 | 0 | 0 | 0 | 0 | 0 | 0 | 0.7926 | 0 | 0 | 0 | 0 | 0 | 0 | 0 | 0 | 0 | 17.5585
57561_G_PV1 | WECC_AZ | Arizona | 4 | Maricopa | 13 | 57561 | PV1 | Cotton Center Solar | 0 | 2011 | 9999 | Solar PV | [5 empty] | Non-Fossil | G | 2025 | Solar |  | 0 | 0 | 0 | 0 | 0 | 0 | 0 | 0 | 0 | 0 | 0 | 0 | 0 | 0 | 0 | 0 | 7.6519 | 13.8059 | 19.9949 | 41.4528 | 0 | 0 | 0 | 0 | 0 | 0 | 0 | 0 | 0 | 0 | 0 | 0 | 0 | 0 | 0 | 0 | 0 | 0 | 0 | 0 | 0.76558 | 0 | 0 | 0 | 0 | 0 | 0 | 0 | 0 | 0 | 16.9599
57560_G_PV1 | WECC_AZ | Arizona | 4 | Yavapai | 25 | 57560 | PV1 | Chino Solar Valley | 0 | 2012 | 9999 | Solar PV | [5 empty] | Non-Fossil | G | 2025 | Solar |  | 0 | 0 | 0 | 0 | 0 | 0 | 0 | 0 | 0 | 0 | 0 | 0 | 0 | 0 | 0 | 0 | 8.5521 | 15.4302 | 22.3472 | 46.3296 | 0 | 0 | 0 | 0 | 0 | 0 | 0 | 0 | 0 | 0 | 0 | 0 | 0 | 0 | 0 | 0 | 0 | 0 | 0 | 0 | 0.85564 | 0 | 0 | 0 | 0 | 0 | 0 | 0 | 0 | 0 | 18.9552
57559_G_1 | WEC_CALN | California | 6 | San Francisco | 75 | 57559 | 1 | Sunset Reservoir North Basin | 0 | 2010 | 9999 | Solar PV | [5 empty] | Non-Fossil | G | 2025 | Solar |  | 0 | 0 | 0 | 0 | 0 | 0 | 0 | 0 | 0 | 0 | 0 | 0 | 0 | 0 | 0 | 0 | 1.6883 | 3.3609 | 5.5103 | 10.5596 | 0 | 0 | 0 | 0 | 0 | 0 | 0 | 0 | 0 | 0 | 0 | 0 | 0 | 0 | 0 | 0 | 0 | 0 | 0 | 0 | 0.14396 | 0 | 0 | 0 | 0 | 0 | 0 | 0 | 0 | 0 | 4.4957
57557_G_S-15 | WEC_CALN | California | 6 | Santa Clara | 85 | 57557 | S-15 | Sunnyvale City of WPCP | 11374 | 1997 | 9999 | Landfill Gas | [5 empty] | Non-Fossil | G | 2025 | LF Gas |  | 0.015278 | 0.019952 | 0.025682 | 0.060912 | 0 | 0 | 0 | 0 | 0 | 0 | 0 | 0 | 0 | 0 | 0 | 0 | 1.3432 | 1.7542 | 2.2579 | 5.3553 | 1.045 | 1.3647 | 1.7566 | 4.1664 | 0 | 0 | 0 | 0 | 0.00078189 | 0.0010211 | 0.0013142 | 0.0031172 | 0 | 0 | 0 | 0 | 0 | 0 | 0 | 0 | 0.18775 | 0.0087836 | 0.011471 | 0.014765 | 0.035019 | 0 | 0 | 0 | 0 | 0 | 0.8
57557_G_S-14 | WEC_CALN | California | 6 | Santa Clara | 85 | 57557 | S-14 | Sunnyvale City of WPCP | 11374 | 1997 | 9999 | Landfill Gas | [5 empty] | Non-Fossil | G | 2025 | LF Gas |  | 0.015278 | 0.019952 | 0.025682 | 0.060912 | 0 | 0 | 0 | 0 | 0 | 0 | 0 | 0 | 0 | 0 | 0 | 0 | 1.3432 | 1.7542 | 2.2579 | 5.3553 | 1.045 | 1.3647 | 1.7566 | 4.1664 | 0 | 0 | 0 | 0 | 0.00078189 | 0.0010211 | 0.0013142 | 0.0031172 | 0 | 0 | 0 | 0 | 0 | 0 | 0 | 0 | 0.18775 | 0.0087836 | 0.011471 | 0.014765 | 0.035019 | 0 | 0 | 0 | 0 | 0 | 0.8
57556_G_1 | WECC_AZ | Arizona | 4 | Mohave | 15 | 57556 | 1 | La Senita | 0 | 2011 | 9999 | Solar PV | [5 empty] | Non-Fossil | G | 2025 | Solar |  | 0 | 0 | 0 | 0 | 0 | 0 | 0 | 0 | 0 | 0 | 0 | 0 | 0 | 0 | 0 | 0 | 0.45011 | 0.81211 | 1.1762 | 2.4384 | 0 | 0 | 0 | 0 | 0 | 0 | 0 | 0 | 0 | 0 | 0 | 0 | 0 | 0 | 0 | 0 | 0 | 0 | 0 | 0 | 0.045034 | 0 | 0 | 0 | 0 | 0 | 0 | 0 | 0 | 0 | 0.99764
57555_G_CTG3 | WEC_SDGE | California | 6 | San Diego | 73 | 57555 | CTG3 | Pio Pico Energy Center | 10745 | 2016 | 9999 | Combustion Turbine |  |  | SCR |  |  | Fossil | G | 2025 | NaturalGas |  | 0 | 0 | 0.0066797 | 0.0066797 | 0 | 0 | 0 | 0 | 0 | 0 | 0 | 0 | 0 | 0 | 0 | 0 | 0 | 0 | 0.62166 | 0.62166 | 0 | 0 | 0.39103 | 0.39103 | 0 | 0 | 4.6833e-10 | 4.6833e-10 | 0 | 0 | 3.9277e-05 | 3.9277e-05 | 0 | 0 | 0 | 0 | 0 | 0 | 0 | 0 | 1.8139 | 0 | 0 | 0.0097591 | 0.0097591 | 0 | 0 | 0.025295 | 0.025295 | 0 | 97 | SCR
57555_G_CTG2 | WEC_SDGE | California | 6 | San Diego | 73 | 57555 | CTG2 | Pio Pico Energy Center | 10745 | 2016 | 9999 | Combustion Turbine |  |  | SCR |  |  | Fossil | G | 2025 | NaturalGas |  | 0 | 0 | 0.0066797 | 0.0066797 | 0 | 0 | 0 | 0 | 0 | 0 | 0 | 0 | 0 | 0 | 0 | 0 | 0 | 0 | 0.62166 | 0.62166 | 0 | 0 | 0.39103 | 0.39103 | 0 | 0 | 4.6833e-10 | 4.6833e-10 | 0 | 0 | 4.1314e-05 | 4.1314e-05 | 0 | 0 | 0 | 0 | 0 | 0 | 0 | 0 | 1.8139 | 0 | 0 | 0.0097591 | 0.0097591 | 0 | 0 | 0.025295 | 0.025295 | 0 | 97 | SCR
57555_G_CTG1 | WEC_SDGE | California | 6 | San Diego | 73 | 57555 | CTG1 | Pio Pico Energy Center | 10745 | 2016 | 9999 | Combustion Turbine |  |  | SCR |  |  | Fossil | G | 2025 | NaturalGas |  | 0 | 0 | 0.0066797 | 0.0066797 | 0 | 0 | 0 | 0 | 0 | 0 | 0 | 0 | 0 | 0 | 0 | 0 | 0 | 0 | 0.62166 | 0.62166 | 0 | 0 | 0.39103 | 0.39103 | 0 | 0 | 4.6833e-10 | 4.6833e-10 | 0 | 0 | 3.9945e-05 | 3.9945e-05 | 0 | 0 | 0 | 0 | 0 | 0 | 0 | 0 | 1.8139 | 0 | 0 | 0.0097591 | 0.0097591 | 0 | 0 | 0.025295 | 0.025295 | 0 | 97 | SCR
57554_G_AFA1 | WECC_CO | Colorado | 8 | El Paso | 41 | 57554 | AFA1 | AFA Solar Farm | 0 | 2011 | 9999 | Solar PV | [5 empty] | Non-Fossil | G | 2025 | Solar |  | 0 | 0 | 0 | 0 | 0 | 0 | 0 | 0 | 0 | 0 | 0 | 0 | 0 | 0 | 0 | 0 | 1.9029 | 3.5673 | 5.5163 | 10.9866 | 0 | 0 | 0 | 0 | 0 | 0 | 0 | 0 | 0 | 0 | 0 | 0 | 0 | 0 | 0 | 0 | 0 | 0 | 0 | 0 | 0.17369 | 0 | 0 | 0 | 0 | 0 | 0 | 0 | 0 | 0 | 5.5
57553_G_1 | MIS_WUMS | Wisconsin | 55 | Brown | 9 | 57553 | 1 | Shirley Wind | 0 | 2010 | 9999 | Onshore Wind | [5 empty] | Non-Fossil | G | 2025 | Wind |  | 0 | 0 | 0 | 0 | 0 | 0 | 0 | 0 | 0 | 0 | 0 | 0 | 0 | 0 | 0 | 0 | 28.0221 | 37.6002 | 28.9665 | 94.5887 | 0 | 0 | 0 | 0 | 0 | 0 | 0 | 0 | 0 | 0 | 0 | 0 | 0 | 0 | 0 | 0 | 0 | 0 | 0 | 0 | 0.56354 | 0 | 0 | 0 | 0 | 0 | 0 | 0 | 0 | 0 | 20
57552_G_ST | WEC_CALN | California | 6 | Contra Costa | 13 | 57552 | ST | Oakley Generating Station | 6250 | 2018 | 9999 | Combined Cycle |  |  | SCR |  |  | Fossil | G | 2025 | NaturalGas |  | 2.0971 | 2.8427 | 3.924 | 8.8639 | 0 | 0 | 0 | 0 | 0 | 0 | 0 | 0 | 0 | 0 | 0 | 0 | 335.5362 | 454.838 | 627.8451 | 1418.2194 | 122.7643 | 166.4139 | 229.7128 | 518.891 | 1.4679e-07 | 1.9898e-07 | 2.7468e-07 | 6.2046e-07 | 0.011534 | 0.015635 | 0.021582 | 0.048751 | 0 | 0 | 0 | 0 | 0 | 0 | 0 | 0 | 5.8432 | 0.71821 | 0.96553 | 1.3328 | 3.0165 | 8.5286 | 10.367 | 14.9774 | 33.873 | 0 | 191.3 | SCR
57552_G_CT2 | WEC_CALN | California | 6 | Contra Costa | 13 | 57552 | CT2 | Oakley Generating Station | 6250 | 2018 | 9999 | Combined Cycle |  |  | SCR |  |  | Fossil | G | 2025 | NaturalGas |  | 2.1629 | 2.9319 | 4.0471 | 9.1419 | 0 | 0 | 0 | 0 | 0 | 0 | 0 | 0 | 0 | 0 | 0 | 0 | 346.0601 | 469.1037 | 647.5371 | 1462.7009 | 126.6147 | 171.6333 | 236.9176 | 535.1657 | 1.5139e-07 | 2.0522e-07 | 2.833e-07 | 6.3992e-07 | 0.011896 | 0.016125 | 0.022259 | 0.05028 | 0 | 0 | 0 | 0 | 0 | 0 | 0 | 0 | 6.0264 | 0.74073 | 0.99581 | 1.3746 | 3.1111 | 8.7961 | 10.6922 | 15.4471 | 34.9354 | 0 | 197.3 | SCR
57552_G_CT1 | WEC_CALN | California | 6 | Contra Costa | 13 | 57552 | CT1 | Oakley Generating Station | 6250 | 2018 | 9999 | Combined Cycle |  |  | SCR |  |  | Fossil | G | 2025 | NaturalGas |  | 2.1629 | 2.9319 | 4.0471 | 9.1419 | 0 | 0 | 0 | 0 | 0 | 0 | 0 | 0 | 0 | 0 | 0 | 0 | 346.0601 | 469.1037 | 647.5371 | 1462.7009 | 126.6147 | 171.6333 | 236.9176 | 535.1657 | 1.5139e-07 | 2.0522e-07 | 2.833e-07 | 6.3992e-07 | 0.011896 | 0.016125 | 0.022259 | 0.05028 | 0 | 0 | 0 | 0 | 0 | 0 | 0 | 0 | 6.0264 | 0.74073 | 0.99581 | 1.3746 | 3.1111 | 8.7961 | 10.6922 | 15.4471 | 34.9354 | 0 | 197.3 | SCR
57551_G_MAIN | WECC_WY | Wyoming | 56 | Park | 29 | 57551 | MAIN | Garland Canal Power Plant | 0 | 1983 | 9999 | Hydro | [5 empty] | Non-Fossil | G | 2025 | Hydro |  | 0 | 0 | 0 | 0 | 0 | 0 | 0 | 0 | 0 | 0 | 0 | 0 | 0 | 0 | 0 | 0 | 0.86426 | 1.7036 | 5.1647 | 7.7325 | 0 | 0 | 0 | 0 | 0 | 0 | 0 | 0 | 0 | 0 | 0 | 0 | 0 | 0 | 0 | 0 | 0 | 0 | 0 | 0 | 0.038713 | 0.0022989 | 0.0045315 | 0.013738 | 0.020568 | 0 | 0 | 0 | 0 | 0 | 2.6
57550_G_HORSE | WECC_PNW | Oregon | 41 | Gilliam | 21 | 57550 | HORSE | Horseshoe Bend Wind LLC | 0 | 2012 | 9999 | Onshore Wind | [5 empty] | Non-Fossil | G | 2025 | Wind |  | 0 | 0 | 0 | 0 | 0 | 0 | 0 | 0 | 0 | 0 | 0 | 0 | 0 | 0 | 0 | 0 | 124.8091 | 209.6421 | 337.5192 | 671.9703 | 0 | 0 | 0 | 0 | 0 | 0 | 0 | 0 | 0 | 0 | 0 | 0 | 0 | 0 | 0 | 0 | 0 | 0 | 0 | 0 | 8.1713 | 0 | 0 | 0 | 0 | 0 | 0 | 0 | 0 | 0 | 290
57549_G_SOUTH | WECC_PNW | Oregon | 41 | Gilliam | 21 | 57549 | SOUTH | South Hurlburt Wind LLC | 0 | 2012 | 9999 | Onshore Wind | [5 empty] | Non-Fossil | G | 2025 | Wind |  | 0 | 0 | 0 | 0 | 0 | 0 | 0 | 0 | 0 | 0 | 0 | 0 | 0 | 0 | 0 | 0 | 124.8091 | 209.6421 | 337.5192 | 671.9703 | 0 | 0 | 0 | 0 | 0 | 0 | 0 | 0 | 0 | 0 | 0 | 0 | 0 | 0 | 0 | 0 | 0 | 0 | 0 | 0 | 8.1713 | 0 | 0 | 0 | 0 | 0 | 0 | 0 | 0 | 0 | 290
57547_G_WCW | MIS_MNWI | Minnesota | 27 | Winona | 169 | 57547 | WCW | Winona County Wind LLC | 0 | 2011 | 9999 | Onshore Wind | [5 empty] | Non-Fossil | G | 2025 | Wind |  | 0 | 0 | 0 | 0 | 0 | 0 | 0 | 0 | 0 | 0 | 0 | 0 | 0 | 0 | 0 | 0 | 0.42755 | 0.58826 | 0.49139 | 1.5072 | 0 | 0 | 0 | 0 | 0 | 0 | 0 | 0 | 0 | 0 | 0 | 0 | 0 | 0 | 0 | 0 | 0 | 0 | 0 | 0 | 0.014088 | 0 | 0 | 0 | 0 | 0 | 0 | 0 | 0 | 0 | 0.5
57544_G_FC01 | WECC_SCE | California | 6 | San Bernardino | 71 | 57544 | FC01 | California State University San Bernardi | 9762 | 2013 | 9999 | Fuel Cell | [5 empty] | Non-Fossil | G | 2025 | NaturalGas |  | 0 | 0 | 0 | 0 | 0 | 0 | 0 | 0 | 0 | 0 | 0 | 0 | 0 | 0 | 0 | 0 | 0 | 0 | 0 | 0 | 0 | 0 | 0 | 0 | 0 | 0 | 0 | 0 | 0 | 0 | 0 | 0 | 0 | 0 | 0 | 0 | 0 | 0 | 0 | 0 | 0 | 0 | 0 | 0 | 0 | 0 | 0 | 0 | 0 | 0 | 1.4
57540_G_S44P | WECC_SCE | California | 6 | Riverside | 65 | 57540 | S44P | Solar Photovoltaic Project #44 | 0 | 2015 | 9999 | Solar PV | [5 empty] | Non-Fossil | G | 2025 | Solar |  | 0 | 0 | 0 | 0 | 0 | 0 | 0 | 0 | 0 | 0 | 0 | 0 | 0 | 0 | 0 | 0 | 0.21038 | 0.39031 | 0.60496 | 1.2056 | 0 | 0 | 0 | 0 | 0 | 0 | 0 | 0 | 0 | 0 | 0 | 0 | 0 | 0 | 0 | 0 | 0 | 0 | 0 | 0 | 0.018064 | 0 | 0 | 0 | 0 | 0 | 0 | 0 | 0 | 0 | 0.5
57540_G_S44O | WECC_SCE | California | 6 | Riverside | 65 | 57540 | S44O | Solar Photovoltaic Project #44 | 0 | 2015 | 9999 | Solar PV | [5 empty] | Non-Fossil | G | 2025 | Solar |  | 0 | 0 | 0 | 0 | 0 | 0 | 0 | 0 | 0 | 0 | 0 | 0 | 0 | 0 | 0 | 0 | 0.21038 | 0.39031 | 0.60496 | 1.2056 | 0 | 0 | 0 | 0 | 0 | 0 | 0 | 0 | 0 | 0 | 0 | 0 | 0 | 0 | 0 | 0 | 0 | 0 | 0 | 0 | 0.018064 | 0 | 0 | 0 | 0 | 0 | 0 | 0 | 0 | 0 | 0.5
57540_G_S44N | WECC_SCE | California | 6 | Riverside | 65 | 57540 | S44N | Solar Photovoltaic Project #44 | 0 | 2015 | 9999 | Solar PV | [5 empty] | Non-Fossil | G | 2025 | Solar |  | 0 | 0 | 0 | 0 | 0 | 0 | 0 | 0 | 0 | 0 | 0 | 0 | 0 | 0 | 0 | 0 | 0.21038 | 0.39031 | 0.60496 | 1.2056 | 0 | 0 | 0 | 0 | 0 | 0 | 0 | 0 | 0 | 0 | 0 | 0 | 0 | 0 | 0 | 0 | 0 | 0 | 0 | 0 | 0.018064 | 0 | 0 | 0 | 0 | 0 | 0 | 0 | 0 | 0 | 0.5
57540_G_S44M | WECC_SCE | California | 6 | Riverside | 65 | 57540 | S44M | Solar Photovoltaic Project #44 | 0 | 2015 | 9999 | Solar PV | [5 empty] | Non-Fossil | G | 2025 | Solar |  | 0 | 0 | 0 | 0 | 0 | 0 | 0 | 0 | 0 | 0 | 0 | 0 | 0 | 0 | 0 | 0 | 0.21038 | 0.39031 | 0.60496 | 1.2056 | 0 | 0 | 0 | 0 | 0 | 0 | 0 | 0 | 0 | 0 | 0 | 0 | 0 | 0 | 0 | 0 | 0 | 0 | 0 | 0 | 0.018064 | 0 | 0 | 0 | 0 | 0 | 0 | 0 | 0 | 0 | 0.5
57540_G_S44L | WECC_SCE | California | 6 | Riverside | 65 | 57540 | S44L | Solar Photovoltaic Project #44 | 0 | 2015 | 9999 | Solar PV | [5 empty] | Non-Fossil | G | 2025 | Solar |  | 0 | 0 | 0 | 0 | 0 | 0 | 0 | 0 | 0 | 0 | 0 | 0 | 0 | 0 | 0 | 0 | 0.21038 | 0.39031 | 0.60496 | 1.2056 | 0 | 0 | 0 | 0 | 0 | 0 | 0 | 0 | 0 | 0 | 0 | 0 | 0 | 0 | 0 | 0 | 0 | 0 | 0 | 0 | 0.018064 | 0 | 0 | 0 | 0 | 0 | 0 | 0 | 0 | 0 | 0.5
57540_G_S44K | WECC_SCE | California | 6 | Riverside | 65 | 57540 | S44K | Solar Photovoltaic Project #44 | 0 | 2015 | 9999 | Solar PV | [5 empty] | Non-Fossil | G | 2025 | Solar |  | 0 | 0 | 0 | 0 | 0 | 0 | 0 | 0 | 0 | 0 | 0 | 0 | 0 | 0 | 0 | 0 | 0.21038 | 0.39031 | 0.60496 | 1.2056 | 0 | 0 | 0 | 0 | 0 | 0 | 0 | 0 | 0 | 0 | 0 | 0 | 0 | 0 | 0 | 0 | 0 | 0 | 0 | 0 | 0.018064 | 0 | 0 | 0 | 0 | 0 | 0 | 0 | 0 | 0 | 0.5
57540_G_S44J | WECC_SCE | California | 6 | Riverside | 65 | 57540 | S44J | Solar Photovoltaic Project #44 | 0 | 2015 | 9999 | Solar PV | [5 empty] | Non-Fossil | G | 2025 | Solar |  | 0 | 0 | 0 | 0 | 0 | 0 | 0 | 0 | 0 | 0 | 0 | 0 | 0 | 0 | 0 | 0 | 0.21038 | 0.39031 | 0.60496 | 1.2056 | 0 | 0 | 0 | 0 | 0 | 0 | 0 | 0 | 0 | 0 | 0 | 0 | 0 | 0 | 0 | 0 | 0 | 0 | 0 | 0 | 0.018064 | 0 | 0 | 0 | 0 | 0 | 0 | 0 | 0 | 0 | 0.5
57540_G_S44I | WECC_SCE | California | 6 | Riverside | 65 | 57540 | S44I | Solar Photovoltaic Project #44 | 0 | 2015 | 9999 | Solar PV | [5 empty] | Non-Fossil | G | 2025 | Solar |  | 0 | 0 | 0 | 0 | 0 | 0 | 0 | 0 | 0 | 0 | 0 | 0 | 0 | 0 | 0 | 0 | 0.21038 | 0.39031 | 0.60496 | 1.2056 | 0 | 0 | 0 | 0 | 0 | 0 | 0 | 0 | 0 | 0 | 0 | 0 | 0 | 0 | 0 | 0 | 0 | 0 | 0 | 0 | 0.018064 | 0 | 0 | 0 | 0 | 0 | 0 | 0 | 0 | 0 | 0.5
57540_G_S44H | WECC_SCE | California | 6 | Riverside | 65 | 57540 | S44H | Solar Photovoltaic Project #44 | 0 | 2015 | 9999 | Solar PV | [5 empty] | Non-Fossil | G | 2025 | Solar |  | 0 | 0 | 0 | 0 | 0 | 0 | 0 | 0 | 0 | 0 | 0 | 0 | 0 | 0 | 0 | 0 | 0.21038 | 0.39031 | 0.60496 | 1.2056 | 0 | 0 | 0 | 0 | 0 | 0 | 0 | 0 | 0 | 0 | 0 | 0 | 0 | 0 | 0 | 0 | 0 | 0 | 0 | 0 | 0.018064 | 0 | 0 | 0 | 0 | 0 | 0 | 0 | 0 | 0 | 0.5
57540_G_S44G | WECC_SCE | California | 6 | Riverside | 65 | 57540 | S44G | Solar Photovoltaic Project #44 | 0 | 2015 | 9999 | Solar PV | [5 empty] | Non-Fossil | G | 2025 | Solar |  | 0 | 0 | 0 | 0 | 0 | 0 | 0 | 0 | 0 | 0 | 0 | 0 | 0 | 0 | 0 | 0 | 0.21038 | 0.39031 | 0.60496 | 1.2056 | 0 | 0 | 0 | 0 | 0 | 0 | 0 | 0 | 0 | 0 | 0 | 0 | 0 | 0 | 0 | 0 | 0 | 0 | 0 | 0 | 0.018064 | 0 | 0 | 0 | 0 | 0 | 0 | 0 | 0 | 0 | 0.5
57540_G_S44F | WECC_SCE | California | 6 | Riverside | 65 | 57540 | S44F | Solar Photovoltaic Project #44 | 0 | 2015 | 9999 | Solar PV | [5 empty] | Non-Fossil | G | 2025 | Solar |  | 0 | 0 | 0 | 0 | 0 | 0 | 0 | 0 | 0 | 0 | 0 | 0 | 0 | 0 | 0 | 0 | 0.21038 | 0.39031 | 0.60496 | 1.2056 | 0 | 0 | 0 | 0 | 0 | 0 | 0 | 0 | 0 | 0 | 0 | 0 | 0 | 0 | 0 | 0 | 0 | 0 | 0 | 0 | 0.018064 | 0 | 0 | 0 | 0 | 0 | 0 | 0 | 0 | 0 | 0.5
57540_G_S44E | WECC_SCE | California | 6 | Riverside | 65 | 57540 | S44E | Solar Photovoltaic Project #44 | 0 | 2015 | 9999 | Solar PV | [5 empty] | Non-Fossil | G | 2025 | Solar |  | 0 | 0 | 0 | 0 | 0 | 0 | 0 | 0 | 0 | 0 | 0 | 0 | 0 | 0 | 0 | 0 | 0.21038 | 0.39031 | 0.60496 | 1.2056 | 0 | 0 | 0 | 0 | 0 | 0 | 0 | 0 | 0 | 0 | 0 | 0 | 0 | 0 | 0 | 0 | 0 | 0 | 0 | 0 | 0.018064 | 0 | 0 | 0 | 0 | 0 | 0 | 0 | 0 | 0 | 0.5
57540_G_S44D | WECC_SCE | California | 6 | Riverside | 65 | 57540 | S44D | Solar Photovoltaic Project #44 | 0 | 2015 | 9999 | Solar PV | [5 empty] | Non-Fossil | G | 2025 | Solar |  | 0 | 0 | 0 | 0 | 0 | 0 | 0 | 0 | 0 | 0 | 0 | 0 | 0 | 0 | 0 | 0 | 0.21038 | 0.39031 | 0.60496 | 1.2056 | 0 | 0 | 0 | 0 | 0 | 0 | 0 | 0 | 0 | 0 | 0 | 0 | 0 | 0 | 0 | 0 | 0 | 0 | 0 | 0 | 0.018064 | 0 | 0 | 0 | 0 | 0 | 0 | 0 | 0 | 0 | 0.5
57540_G_S44C | WECC_SCE | California | 6 | Riverside | 65 | 57540 | S44C | Solar Photovoltaic Project #44 | 0 | 2015 | 9999 | Solar PV | [5 empty] | Non-Fossil | G | 2025 | Solar |  | 0 | 0 | 0 | 0 | 0 | 0 | 0 | 0 | 0 | 0 | 0 | 0 | 0 | 0 | 0 | 0 | 0.21038 | 0.39031 | 0.60496 | 1.2056 | 0 | 0 | 0 | 0 | 0 | 0 | 0 | 0 | 0 | 0 | 0 | 0 | 0 | 0 | 0 | 0 | 0 | 0 | 0 | 0 | 0.018064 | 0 | 0 | 0 | 0 | 0 | 0 | 0 | 0 | 0 | 0.5
57540_G_S44B | WECC_SCE | California | 6 | Riverside | 65 | 57540 | S44B | Solar Photovoltaic Project #44 | 0 | 2015 | 9999 | Solar PV | [5 empty] | Non-Fossil | G | 2025 | Solar |  | 0 | 0 | 0 | 0 | 0 | 0 | 0 | 0 | 0 | 0 | 0 | 0 | 0 | 0 | 0 | 0 | 0.21038 | 0.39031 | 0.60496 | 1.2056 | 0 | 0 | 0 | 0 | 0 | 0 | 0 | 0 | 0 | 0 | 0 | 0 | 0 | 0 | 0 | 0 | 0 | 0 | 0 | 0 | 0.018064 | 0 | 0 | 0 | 0 | 0 | 0 | 0 | 0 | 0 | 0.5
57540_G_S44A | WECC_SCE | California | 6 | Riverside | 65 | 57540 | S44A | Solar Photovoltaic Project #44 | 0 | 2015 | 9999 | Solar PV | [5 empty] | Non-Fossil | G | 2025 | Solar |  | 0 | 0 | 0 | 0 | 0 | 0 | 0 | 0 | 0 | 0 | 0 | 0 | 0 | 0 | 0 | 0 | 0.21038 | 0.39031 | 0.60496 | 1.2056 | 0 | 0 | 0 | 0 | 0 | 0 | 0 | 0 | 0 | 0 | 0 | 0 | 0 | 0 | 0 | 0 | 0 | 0 | 0 | 0 | 0.018064 | 0 | 0 | 0 | 0 | 0 | 0 | 0 | 0 | 0 | 0.5
57535_G_S33B | WECC_SCE | California | 6 | San Bernardino | 71 | 57535 | S33B | Solar Photovoltaic Project #33 | 0 | 2015 | 9999 | Solar PV | [5 empty] | Non-Fossil | G | 2025 | Solar |  | 0 | 0 | 0 | 0 | 0 | 0 | 0 | 0 | 0 | 0 | 0 | 0 | 0 | 0 | 0 | 0 | 0.21038 | 0.39031 | 0.60496 | 1.2056 | 0 | 0 | 0 | 0 | 0 | 0 | 0 | 0 | 0 | 0 | 0 | 0 | 0 | 0 | 0 | 0 | 0 | 0 | 0 | 0 | 0.018064 | 0 | 0 | 0 | 0 | 0 | 0 | 0 | 0 | 0 | 0.5
57535_G_S33A | WECC_SCE | California | 6 | San Bernardino | 71 | 57535 | S33A | Solar Photovoltaic Project #33 | 0 | 2015 | 9999 | Solar PV | [5 empty] | Non-Fossil | G | 2025 | Solar |  | 0 | 0 | 0 | 0 | 0 | 0 | 0 | 0 | 0 | 0 | 0 | 0 | 0 | 0 | 0 | 0 | 0.21038 | 0.39031 | 0.60496 | 1.2056 | 0 | 0 | 0 | 0 | 0 | 0 | 0 | 0 | 0 | 0 | 0 | 0 | 0 | 0 | 0 | 0 | 0 | 0 | 0 | 0 | 0.018064 | 0 | 0 | 0 | 0 | 0 | 0 | 0 | 0 | 0 | 0.5
57534_G_S32C | WECC_SCE | California | 6 | San Bernardino | 71 | 57534 | S32C | Solar Photovoltaic Project #32 | 0 | 2015 | 9999 | Solar PV | [5 empty] | Non-Fossil | G | 2025 | Solar |  | 0 | 0 | 0 | 0 | 0 | 0 | 0 | 0 | 0 | 0 | 0 | 0 | 0 | 0 | 0 | 0 | 0.21038 | 0.39031 | 0.60496 | 1.2056 | 0 | 0 | 0 | 0 | 0 | 0 | 0 | 0 | 0 | 0 | 0 | 0 | 0 | 0 | 0 | 0 | 0 | 0 | 0 | 0 | 0.018064 | 0 | 0 | 0 | 0 | 0 | 0 | 0 | 0 | 0 | 0.5
57534_G_S32B | WECC_SCE | California | 6 | San Bernardino | 71 | 57534 | S32B | Solar Photovoltaic Project #32 | 0 | 2015 | 9999 | Solar PV | [5 empty] | Non-Fossil | G | 2025 | Solar |  | 0 | 0 | 0 | 0 | 0 | 0 | 0 | 0 | 0 | 0 | 0 | 0 | 0 | 0 | 0 | 0 | 0.21038 | 0.39031 | 0.60496 | 1.2056 | 0 | 0 | 0 | 0 | 0 | 0 | 0 | 0 | 0 | 0 | 0 | 0 | 0 | 0 | 0 | 0 | 0 | 0 | 0 | 0 | 0.018064 | 0 | 0 | 0 | 0 | 0 | 0 | 0 | 0 | 0 | 0.5
57534_G_S32A | WECC_SCE | California | 6 | San Bernardino | 71 | 57534 | S32A | Solar Photovoltaic Project #32 | 0 | 2015 | 9999 | Solar PV | [5 empty] | Non-Fossil | G | 2025 | Solar |  | 0 | 0 | 0 | 0 | 0 | 0 | 0 | 0 | 0 | 0 | 0 | 0 | 0 | 0 | 0 | 0 | 0.21038 | 0.39031 | 0.60496 | 1.2056 | 0 | 0 | 0 | 0 | 0 | 0 | 0 | 0 | 0 | 0 | 0 | 0 | 0 | 0 | 0 | 0 | 0 | 0 | 0 | 0 | 0.018064 | 0 | 0 | 0 | 0 | 0 | 0 | 0 | 0 | 0 | 0.5
57531_G_1 | NENG_ME | Maine | 23 | Piscataquis | 21 | 57531 | 1 | Bingham Wind | 0 | 2016 | 9999 | Onshore Wind | [5 empty] | Non-Fossil | G | 2025 | Wind |  | 0 | 0 | 0 | 0 | 0 | 0 | 0 | 0 | 0 | 0 | 0 | 0 | 0 | 0 | 0 | 0 | 139.0079 | 177.2967 | 144.032 | 460.3365 | 0 | 0 | 0 | 0 | 0 | 0 | 0 | 0 | 0 | 0 | 0 | 0 | 0 | 0 | 0 | 0 | 0 | 0 | 0 | 0 | 5.6693 | 0 | 0 | 0 | 0 | 0 | 0 | 0 | 0 | 0 | 184.0034
57530_G_1 | WECC_PNW | Washington | 53 | Whitman | 75 | 57530 | 1 | Palouse | 0 | 2012 | 9999 | Onshore Wind | [5 empty] | Non-Fossil | G | 2025 | Wind |  | 0 | 0 | 0 | 0 | 0 | 0 | 0 | 0 | 0 | 0 | 0 | 0 | 0 | 0 | 0 | 0 | 58.3077 | 93.325 | 113.7602 | 265.393 | 0 | 0 | 0 | 0 | 0 | 0 | 0 | 0 | 0 | 0 | 0 | 0 | 0 | 0 | 0 | 0 | 0 | 0 | 0 | 0 | 4.2236 | 0 | 0 | 0 | 0 | 0 | 0 | 0 | 0 | 0 | 105.3
57526_G_NORTH | WECC_PNW | Oregon | 41 | Gilliam | 21 | 57526 | NORTH | North Hurlburt Wind LLC | 0 | 2012 | 9999 | Onshore Wind | [5 empty] | Non-Fossil | G | 2025 | Wind |  | 0 | 0 | 0 | 0 | 0 | 0 | 0 | 0 | 0 | 0 | 0 | 0 | 0 | 0 | 0 | 0 | 114.0497 | 191.5695 | 308.4227 | 614.0418 | 0 | 0 | 0 | 0 | 0 | 0 | 0 | 0 | 0 | 0 | 0 | 0 | 0 | 0 | 0 | 0 | 0 | 0 | 0 | 0 | 7.4669 | 0 | 0 | 0 | 0 | 0 | 0 | 0 | 0 | 0 | 265
57524_G_1 | WECC_AZ | Arizona | 4 | Pima | 19 | 57524 | 1 | Roger Road WWTP | 0 | 2010 | 9999 | Solar PV | [5 empty] | Non-Fossil | G | 2025 | Solar |  | 0 | 0 | 0 | 0 | 0 | 0 | 0 | 0 | 0 | 0 | 0 | 0 | 0 | 0 | 0 | 0 | 0.4051 | 0.7309 | 1.0586 | 2.1946 | 0 | 0 | 0 | 0 | 0 | 0 | 0 | 0 | 0 | 0 | 0 | 0 | 0 | 0 | 0 | 0 | 0 | 0 | 0 | 0 | 0.04053 | 0 | 0 | 0 | 0 | 0 | 0 | 0 | 0 | 0 | 0.89788
57523_G_1 | WEC_CALN | California | 6 | Fresno | 19 | 57523 | 1 | Huron Solar Station | 0 | 2012 | 9999 | Solar PV | [5 empty] | Non-Fossil | G | 2025 | Solar |  | 0 | 0 | 0 | 0 | 0 | 0 | 0 | 0 | 0 | 0 | 0 | 0 | 0 | 0 | 0 | 0 | 7.5037 | 14.9373 | 24.4904 | 46.9314 | 0 | 0 | 0 | 0 | 0 | 0 | 0 | 0 | 0 | 0 | 0 | 0 | 0 | 0 | 0 | 0 | 0 | 0 | 0 | 0 | 0.63983 | 0 | 0 | 0 | 0 | 0 | 0 | 0 | 0 | 0 | 19.9809
57522_G_1 | WEC_CALN | California | 6 | Fresno | 19 | 57522 | 1 | Cantua Solar Station | 0 | 2012 | 9999 | Solar PV | [5 empty] | Non-Fossil | G | 2025 | Solar |  | 0 | 0 | 0 | 0 | 0 | 0 | 0 | 0 | 0 | 0 | 0 | 0 | 0 | 0 | 0 | 0 | 7.5037 | 14.9373 | 24.4904 | 46.9314 | 0 | 0 | 0 | 0 | 0 | 0 | 0 | 0 | 0 | 0 | 0 | 0 | 0 | 0 | 0 | 0 | 0 | 0 | 0 | 0 | 0.63983 | 0 | 0 | 0 | 0 | 0 | 0 | 0 | 0 | 0 | 19.9809
57521_G_1 | WEC_CALN | California | 6 | Fresno | 19 | 57521 | 1 | Giffen | 0 | 2012 | 9999 | Solar PV | [5 empty] | Non-Fossil | G | 2025 | Solar |  | 0 | 0 | 0 | 0 | 0 | 0 | 0 | 0 | 0 | 0 | 0 | 0 | 0 | 0 | 0 | 0 | 3.7519 | 7.4686 | 12.2452 | 23.4657 | 0 | 0 | 0 | 0 | 0 | 0 | 0 | 0 | 0 | 0 | 0 | 0 | 0 | 0 | 0 | 0 | 0 | 0 | 0 | 0 | 0.31991 | 0 | 0 | 0 | 0 | 0 | 0 | 0 | 0 | 0 | 9.9904
57520_G_1 | ERC_WEST | Texas | 48 | Young | 503 | 57520 | 1 | Trinity Hills | 0 | 2011 | 9999 | Onshore Wind | [5 empty] | Non-Fossil | G | 2025 | Wind |  | 0 | 0 | 0 | 0 | 0 | 0 | 0 | 0 | 0 | 0 | 0 | 0 | 0 | 0 | 0 | 0 | 157.8528 | 232.1275 | 235.6342 | 625.6144 | 0 | 0 | 0 | 0 | 0 | 0 | 0 | 0 | 0 | 0 | 0 | 0 | 0 | 0 | 0 | 0 | 0 | 0 | 0 | 0 | 6.3398 | 0 | 0 | 0 | 0 | 0 | 0 | 0 | 0 | 0 | 225
57519_G_GEN1 | PJM_WMAC | Pennsylvania | 42 | Lehigh | 77 | 57519 | GEN1 | Trexlertown Solar Array North and South | 0 | 2011 | 9999 | Solar PV | [5 empty] | Non-Fossil | G | 2025 | Solar |  | 0 | 0 | 0 | 0 | 0 | 0 | 0 | 0 | 0 | 0 | 0 | 0 | 0 | 0 | 0 | 0 | 0.42843 | 0.92711 | 1.4754 | 2.831 | 0 | 0 | 0 | 0 | 0 | 0 | 0 | 0 | 0 | 0 | 0 | 0 | 0 | 0 | 0 | 0 | 0 | 0 | 0 | 0 | 0.053172 | 0 | 0 | 0 | 0 | 0 | 0 | 0 | 0 | 0 | 1.9
57517_G_FRISC | SPP_SPS | Texas | 48 | Hansford | 195 | 57517 | FRISC | DeWind Frisco | 0 | 2012 | 9999 | Onshore Wind | [5 empty] | Non-Fossil | G | 2025 | Wind |  | 0 | 0 | 0 | 0 | 0 | 0 | 0 | 0 | 0 | 0 | 0 | 0 | 0 | 0 | 0 | 0 | 16.2702 | 24.2905 | 27.2009 | 67.7616 | 0 | 0 | 0 | 0 | 0 | 0 | 0 | 0 | 0 | 0 | 0 | 0 | 0 | 0 | 0 | 0 | 0 | 0 | 0 | 0 | 0.7606 | 0 | 0 | 0 | 0 | 0 | 0 | 0 | 0 | 0 | 19.3316
57516_G_NOVUS | SPP_SPS | Oklahoma | 40 | Texas | 139 | 57516 | NOVUS | KODE Novus I | 0 | 2012 | 9999 | Onshore Wind | [5 empty] | Non-Fossil | G | 2025 | Wind |  | 0 | 0 | 0 | 0 | 0 | 0 | 0 | 0 | 0 | 0 | 0 | 0 | 0 | 0 | 0 | 0 | 62.0927 | 92.1087 | 101.7684 | 255.9698 | 0 | 0 | 0 | 0 | 0 | 0 | 0 | 0 | 0 | 0 | 0 | 0 | 0 | 0 | 0 | 0 | 0 | 0 | 0 | 0 | 2.2541 | 0 | 0 | 0 | 0 | 0 | 0 | 0 | 0 | 0 | 80
57515_G_GT5 | WEC_LADW | California | 6 | Los Angeles | 37 | 57515 | GT5 | Walnut Creek Energy Park | 10745 | 2013 | 9999 | Combustion Turbine |  |  | SCR | H2O |  | Fossil | G | 2025 | NaturalGas |  | 0 | 0 | 0 | 0 | 0 | 0 | 0 | 0 | 0 | 0 | 0 | 0 | 0 | 0 | 0 | 0 | 0 | 0 | 0 | 0 | 0 | 0 | 0 | 0 | 0 | 0 | 0 | 0 | 0 | 0 | 0 | 0 | 0 | 0 | 0 | 0 | 0 | 0 | 0 | 0 | 2.01 | 0 | 0 | 0 | 0 | 0 | 0 | 0 | 0 | 0 | 97 | SCR
57515_G_GT4 | WEC_LADW | California | 6 | Los Angeles | 37 | 57515 | GT4 | Walnut Creek Energy Park | 10745 | 2013 | 9999 | Combustion Turbine |  |  | SCR | H2O |  | Fossil | G | 2025 | NaturalGas |  | 0 | 0 | 0 | 0 | 0 | 0 | 0 | 0 | 0 | 0 | 0 | 0 | 0 | 0 | 0 | 0 | 0 | 0 | 0 | 0 | 0 | 0 | 0 | 0 | 0 | 0 | 0 | 0 | 0 | 0 | 0 | 0 | 0 | 0 | 0 | 0 | 0 | 0 | 0 | 0 | 2.01 | 0 | 0 | 0 | 0 | 0 | 0 | 0 | 0 | 0 | 97 | SCR
57515_G_GT3 | WEC_LADW | California | 6 | Los Angeles | 37 | 57515 | GT3 | Walnut Creek Energy Park | 10745 | 2013 | 9999 | Combustion Turbine |  |  | SCR | H2O |  | Fossil | G | 2025 | NaturalGas |  | 0 | 0 | 0 | 0 | 0 | 0 | 0 | 0 | 0 | 0 | 0 | 0 | 0 | 0 | 0 | 0 | 0 | 0 | 0 | 0 | 0 | 0 | 0 | 0 | 0 | 0 | 0 | 0 | 0 | 0 | 0 | 0 | 0 | 0 | 0 | 0 | 0 | 0 | 0 | 0 | 2.01 | 0 | 0 | 0 | 0 | 0 | 0 | 0 | 0 | 0 | 97 | SCR
57515_G_GT2 | WEC_LADW | California | 6 | Los Angeles | 37 | 57515 | GT2 | Walnut Creek Energy Park | 10745 | 2013 | 9999 | Combustion Turbine |  |  | SCR | H2O |  | Fossil | G | 2025 | NaturalGas |  | 0 | 0 | 0 | 0 | 0 | 0 | 0 | 0 | 0 | 0 | 0 | 0 | 0 | 0 | 0 | 0 | 0 | 0 | 0 | 0 | 0 | 0 | 0 | 0 | 0 | 0 | 0 | 0 | 0 | 0 | 0 | 0 | 0 | 0 | 0 | 0 | 0 | 0 | 0 | 0 | 2.01 | 0 | 0 | 0 | 0 | 0 | 0 | 0 | 0 | 0 | 97 | SCR
57515_G_GT1 | WEC_LADW | California | 6 | Los Angeles | 37 | 57515 | GT1 | Walnut Creek Energy Park | 10745 | 2013 | 9999 | Combustion Turbine |  |  | SCR | H2O |  | Fossil | G | 2025 | NaturalGas |  | 0 | 0 | 0 | 0 | 0 | 0 | 0 | 0 | 0 | 0 | 0 | 0 | 0 | 0 | 0 | 0 | 0 | 0 | 0 | 0 | 0 | 0 | 0 | 0 | 0 | 0 | 0 | 0 | 0 | 0 | 0 | 0 | 0 | 0 | 0 | 0 | 0 | 0 | 0 | 0 | 2.01 | 0 | 0 | 0 | 0 | 0 | 0 | 0 | 0 | 0 | 97 | SCR
57514_G_WTG | WECC_IID | California | 6 | Imperial | 25 | 57514 | WTG | Ocotillo Express LLC | 0 | 2012 | 9999 | Onshore Wind | [5 empty] | Non-Fossil | G | 2025 | Wind |  | 0 | 0 | 0 | 0 | 0 | 0 | 0 | 0 | 0 | 0 | 0 | 0 | 0 | 0 | 0 | 0 | 62.4275 | 173.7258 | 256.235 | 492.3883 | 0 | 0 | 0 | 0 | 0 | 0 | 0 | 0 | 0 | 0 | 0 | 0 | 0 | 0 | 0 | 0 | 0 | 0 | 0 | 0 | 7.4781 | 0 | 0 | 0 | 0 | 0 | 0 | 0 | 0 | 0 | 265.4
57509_G_1 | WECC_CO | Colorado | 8 | El Paso | 41 | 57509 | 1 | Carson Solar I | 0 | 2007 | 9999 | Solar PV | [5 empty] | Non-Fossil | G | 2025 | Solar |  | 0 | 0 | 0 | 0 | 0 | 0 | 0 | 0 | 0 | 0 | 0 | 0 | 0 | 0 | 0 | 0 | 0.51898 | 0.9729 | 1.5045 | 2.9963 | 0 | 0 | 0 | 0 | 0 | 0 | 0 | 0 | 0 | 0 | 0 | 0 | 0 | 0 | 0 | 0 | 0 | 0 | 0 | 0 | 0.04737 | 0 | 0 | 0 | 0 | 0 | 0 | 0 | 0 | 0 | 1.5
57507_G_CSUII | WECC_CO | Colorado | 8 | Larimer | 69 | 57507 | CSUII | RV CSU Power II LLC | 0 | 2010 | 9999 | Solar PV | [5 empty] | Non-Fossil | G | 2025 | Solar |  | 0 | 0 | 0 | 0 | 0 | 0 | 0 | 0 | 0 | 0 | 0 | 0 | 0 | 0 | 0 | 0 | 1.038 | 1.9458 | 3.0089 | 5.9927 | 0 | 0 | 0 | 0 | 0 | 0 | 0 | 0 | 0 | 0 | 0 | 0 | 0 | 0 | 0 | 0 | 0 | 0 | 0 | 0 | 0.09474 | 0 | 0 | 0 | 0 | 0 | 0 | 0 | 0 | 0 | 3
57506_G_SEIM | WEC_CALN | California | 6 | Sacramento | 67 | 57506 | SEIM | FRV SI Transport Solar LP | 0 | 2010 | 9999 | Solar PV | [5 empty] | Non-Fossil | G | 2025 | Solar |  | 0 | 0 | 0 | 0 | 0 | 0 | 0 | 0 | 0 | 0 | 0 | 0 | 0 | 0 | 0 | 0 | 0.37519 | 0.74686 | 1.2245 | 2.3466 | 0 | 0 | 0 | 0 | 0 | 0 | 0 | 0 | 0 | 0 | 0 | 0 | 0 | 0 | 0 | 0 | 0 | 0 | 0 | 0 | 0.031991 | 0 | 0 | 0 | 0 | 0 | 0 | 0 | 0 | 0 | 0.99904
57505_G_2 | S_VACA | North Carolina | 37 | Union | 179 | 57505 | 2 | Monroe Generating Station | 15206 | 2010 | 9999 | Combustion Turbine | [5 empty] | Fossil | G | 2025 | NaturalGas |  | 0.0026828 | 0 | 0.0056539 | 0.0083367 | 0 | 0 | 0 | 0 | 0 | 0 | 0 | 0 | 0 | 0 | 0 | 0 | 0.17643 | 0 | 0.37182 | 0.54825 | 0.15705 | 0 | 0.33098 | 0.48803 | 1.8777e-10 | 0 | 3.9451e-10 | 5.8228e-10 | 0.00012752 | 0 | 0.00026886 | 0.00039638 | 0 | 0 | 0 | 0 | 0 | 0 | 0 | 0 | 0.2244 | 0.0027697 | 0 | 0.005837 | 0.0086067 | 0.010776 | 0 | 0.021976 | 0.032752 | 0 | 12
57505_G_1 | S_VACA | North Carolina | 37 | Union | 179 | 57505 | 1 | Monroe Generating Station | 15203 | 2010 | 9999 | Combustion Turbine | [5 empty] | Fossil | G | 2025 | NaturalGas |  | 0.0026822 | 0 | 0.0056528 | 0.008335 | 0 | 0 | 0 | 0 | 0 | 0 | 0 | 0 | 0 | 0 | 0 | 0 | 0.17643 | 0 | 0.37182 | 0.54825 | 0.15702 | 0 | 0.33091 | 0.48793 | 1.8773e-10 | 0 | 3.9444e-10 | 5.8217e-10 | 0.0001275 | 0 | 0.00026881 | 0.0003963 | 0 | 0 | 0 | 0 | 0 | 0 | 0 | 0 | 0.2244 | 0.0027697 | 0 | 0.005837 | 0.0086067 | 0.010774 | 0 | 0.021971 | 0.032746 | 0 | 12
57504_G_CHP1 | ERC_REST | Texas | 48 | Harris | 201 | 57504 | CHP1 | TECO CHP-1 | 12445 | 2010 | 9999 | Combustion Turbine | [5 empty] | Fossil | G | 2025 | NaturalGas |  | 0 | 0 | 0 | 0 | 0 | 0 | 0 | 0 | 0 | 0 | 0 | 0 | 0 | 0 | 0 | 0 | 0 | 0 | 0 | 0 | 0 | 0 | 0 | 0 | 0 | 0 | 0 | 0 | 0 | 0 | 0 | 0 | 0 | 0 | 0 | 0 | 0 | 0 | 0 | 0 | 0.8976 | 0 | 0 | 0 | 0 | 0 | 0 | 0 | 0 | 0 | 48
57502_G_2 | S_SOU | Florida | 12 | Escambia | 33 | 57502 | 2 | Perdido | 13500 | 2010 | 9999 | Landfill Gas | [5 empty] | Non-Fossil | G | 2025 | LF Gas |  | 0.036539 | 0.04661 | 0.0527 | 0.13585 | 0 | 0 | 0 | 0 | 0 | 0 | 0 | 0 | 0 | 0 | 0 | 0 | 2.7066 | 3.4526 | 3.9037 | 10.0628 | 2.1057 | 2.6861 | 3.037 | 7.8288 | 0 | 0 | 0 | 0 | 0.0018269 | 0.0023305 | 0.002635 | 0.0067924 | 0 | 0 | 0 | 0 | 0 | 0 | 0 | 0 | 0.35204 | 0.017699 | 0.022577 | 0.025527 | 0.065802 | 0 | 0 | 0 | 0 | 0 | 1.5
57502_G_1 | S_SOU | Florida | 12 | Escambia | 33 | 57502 | 1 | Perdido | 13500 | 2010 | 9999 | Landfill Gas | [5 empty] | Non-Fossil | G | 2025 | LF Gas |  | 0.036539 | 0.04661 | 0.0527 | 0.13585 | 0 | 0 | 0 | 0 | 0 | 0 | 0 | 0 | 0 | 0 | 0 | 0 | 2.7066 | 3.4526 | 3.9037 | 10.0628 | 2.1057 | 2.6861 | 3.037 | 7.8288 | 0 | 0 | 0 | 0 | 0.0018269 | 0.0023305 | 0.002635 | 0.0067924 | 0 | 0 | 0 | 0 | 0 | 0 | 0 | 0 | 0.35204 | 0.017699 | 0.022577 | 0.025527 | 0.065802 | 0 | 0 | 0 | 0 | 0 | 1.5
57501_G_RHWF | MIS_MIDA | Iowa | 19 | Cass | 29 | 57501 | RHWF | Rolling Hills Wind Farm | 0 | 2011 | 9999 | Onshore Wind | [5 empty] | Non-Fossil | G | 2025 | Wind |  | 0 | 0 | 0 | 0 | 0 | 0 | 0 | 0 | 0 | 0 | 0 | 0 | 0 | 0 | 0 | 0 | 369.3603 | 527.2366 | 423.2102 | 1319.8071 | 0 | 0 | 0 | 0 | 0 | 0 | 0 | 0 | 0 | 0 | 0 | 0 | 0 | 0 | 0 | 0 | 0 | 0 | 0 | 0 | 12.5077 | 0 | 0 | 0 | 0 | 0 | 0 | 0 | 0 | 0 | 443.9
57500_G_LWF | MIS_IA | Iowa | 19 | Marshall | 127 | 57500 | LWF | Laurel Wind Farm | 0 | 2011 | 9999 | Onshore Wind | [5 empty] | Non-Fossil | G | 2025 | Wind |  | 0 | 0 | 0 | 0 | 0 | 0 | 0 | 0 | 0 | 0 | 0 | 0 | 0 | 0 | 0 | 0 | 103.2893 | 144.7697 | 115.5348 | 363.5938 | 0 | 0 | 0 | 0 | 0 | 0 | 0 | 0 | 0 | 0 | 0 | 0 | 0 | 0 | 0 | 0 | 0 | 0 | 0 | 0 | 3.3643 | 0 | 0 | 0 | 0 | 0 | 0 | 0 | 0 | 0 | 119.3983
57499_G_1 | WEC_CALN | California | 6 | Fresno | 19 | 57499 | 1 | Westside Solar Station | 0 | 2011 | 9999 | Solar PV | [5 empty] | Non-Fossil | G | 2025 | Solar |  | 0 | 0 | 0 | 0 | 0 | 0 | 0 | 0 | 0 | 0 | 0 | 0 | 0 | 0 | 0 | 0 | 5.6278 | 11.203 | 18.3678 | 35.1986 | 0 | 0 | 0 | 0 | 0 | 0 | 0 | 0 | 0 | 0 | 0 | 0 | 0 | 0 | 0 | 0 | 0 | 0 | 0 | 0 | 0.47987 | 0 | 0 | 0 | 0 | 0 | 0 | 0 | 0 | 0 | 14.9857
57498_G_1 | WEC_CALN | California | 6 | Fresno | 19 | 57498 | 1 | Five Points Solar Station | 0 | 2011 | 9999 | Solar PV | [5 empty] | Non-Fossil | G | 2025 | Solar |  | 0 | 0 | 0 | 0 | 0 | 0 | 0 | 0 | 0 | 0 | 0 | 0 | 0 | 0 | 0 | 0 | 5.6278 | 11.203 | 18.3678 | 35.1986 | 0 | 0 | 0 | 0 | 0 | 0 | 0 | 0 | 0 | 0 | 0 | 0 | 0 | 0 | 0 | 0 | 0 | 0 | 0 | 0 | 0.47987 | 0 | 0 | 0 | 0 | 0 | 0 | 0 | 0 | 0 | 14.9857
57497_G_1 | WEC_CALN | California | 6 | Fresno | 19 | 57497 | 1 | Stroud Solar Station | 0 | 2011 | 9999 | Solar PV | [5 empty] | Non-Fossil | G | 2025 | Solar |  | 0 | 0 | 0 | 0 | 0 | 0 | 0 | 0 | 0 | 0 | 0 | 0 | 0 | 0 | 0 | 0 | 7.5037 | 14.9373 | 24.4904 | 46.9314 | 0 | 0 | 0 | 0 | 0 | 0 | 0 | 0 | 0 | 0 | 0 | 0 | 0 | 0 | 0 | 0 | 0 | 0 | 0 | 0 | 0.63983 | 0 | 0 | 0 | 0 | 0 | 0 | 0 | 0 | 0 | 19.9809
57496_G_UNIT2 | WECC_PNW | Washington | 53 | Yakima | 77 | 57496 | UNIT2 | Tieton Dam Hydro Electric Project | 0 | 2006 | 9999 | Hydro | [5 empty] | Non-Fossil | G | 2025 | Hydro |  | 0 | 0 | 0 | 0 | 0 | 0 | 0 | 0 | 0 | 0 | 0 | 0 | 0 | 0 | 0 | 0 | 6.1255 | 7.7586 | 11.2386 | 25.1226 | 0 | 0 | 0 | 0 | 0 | 0 | 0 | 0 | 0 | 0 | 0 | 0 | 0 | 0 | 0 | 0 | 0 | 0 | 0 | 0 | 0.10274 | 0.016294 | 0.020638 | 0.029895 | 0.066826 | 0 | 0 | 0 | 0 | 0 | 6.9
57496_G_UNIT1 | WECC_PNW | Washington | 53 | Yakima | 77 | 57496 | UNIT1 | Tieton Dam Hydro Electric Project | 0 | 2006 | 9999 | Hydro | [5 empty] | Non-Fossil | G | 2025 | Hydro |  | 0 | 0 | 0 | 0 | 0 | 0 | 0 | 0 | 0 | 0 | 0 | 0 | 0 | 0 | 0 | 0 | 6.1255 | 7.7586 | 11.2386 | 25.1226 | 0 | 0 | 0 | 0 | 0 | 0 | 0 | 0 | 0 | 0 | 0 | 0 | 0 | 0 | 0 | 0 | 0 | 0 | 0 | 0 | 0.10274 | 0.016294 | 0.020638 | 0.029895 | 0.066826 | 0 | 0 | 0 | 0 | 0 | 6.9
57494_G_MFRS | PJM_WMAC | Pennsylvania | 42 | Schuylkill | 107 | 57494 | MFRS | Masser Farms Realty Solar | 0 | 2011 | 9999 | Solar PV | [5 empty] | Non-Fossil | G | 2025 | Solar |  | 0 | 0 | 0 | 0 | 0 | 0 | 0 | 0 | 0 | 0 | 0 | 0 | 0 | 0 | 0 | 0 | 0.22549 | 0.48795 | 0.77655 | 1.49 | 0 | 0 | 0 | 0 | 0 | 0 | 0 | 0 | 0 | 0 | 0 | 0 | 0 | 0 | 0 | 0 | 0 | 0 | 0 | 0 | 0.027985 | 0 | 0 | 0 | 0 | 0 | 0 | 0 | 0 | 0 | 1
57493_G_STWF | MIS_IL | Illinois | 17 | Iroquois | 75 | 57493 | STWF | Settlers Trail Wind Farm LLC | 0 | 2011 | 9999 | Onshore Wind | [5 empty] | Non-Fossil | G | 2025 | Wind |  | 0 | 0 | 0 | 0 | 0 | 0 | 0 | 0 | 0 | 0 | 0 | 0 | 0 | 0 | 0 | 0 | 138.9904 | 184.5615 | 124.939 | 448.4909 | 0 | 0 | 0 | 0 | 0 | 0 | 0 | 0 | 0 | 0 | 0 | 0 | 0 | 0 | 0 | 0 | 0 | 0 | 0 | 0 | 5.4331 | 0 | 0 | 0 | 0 | 0 | 0 | 0 | 0 | 0 | 150.4
57492_G_GEN6 | S_VACA | North Carolina | 37 | Sampson | 163 | 57492 | GEN6 | Sampson County Landfill | 13500 | 2014 | 9999 | Landfill Gas | [5 empty] | Non-Fossil | G | 2025 | LF Gas |  | 0.036324 | 0.04081 | 0.064098 | 0.14123 | 0 | 0 | 0 | 0 | 0 | 0 | 0 | 0 | 0 | 0 | 0 | 0 | 2.6907 | 3.023 | 4.748 | 10.4616 | 2.0933 | 2.3519 | 3.6939 | 8.1391 | 0 | 0 | 0 | 0 | 0.0043738 | 0.004914 | 0.0077181 | 0.017006 | 0 | 0 | 0 | 0 | 0 | 0 | 0 | 0 | 0.37551 | 0.017594 | 0.019768 | 0.031048 | 0.06841 | 0 | 0 | 0 | 0 | 0 | 1.6
57492_G_GEN5 | S_VACA | North Carolina | 37 | Sampson | 163 | 57492 | GEN5 | Sampson County Landfill | 13500 | 2011 | 9999 | Landfill Gas | [5 empty] | Non-Fossil | G | 2025 | LF Gas |  | 0.036324 | 0.04081 | 0.064098 | 0.14123 | 0 | 0 | 0 | 0 | 0 | 0 | 0 | 0 | 0 | 0 | 0 | 0 | 2.6907 | 3.023 | 4.748 | 10.4616 | 2.0933 | 2.3519 | 3.6939 | 8.1391 | 0 | 0 | 0 | 0 | 0.0043737 | 0.0049139 | 0.007718 | 0.017006 | 0 | 0 | 0 | 0 | 0 | 0 | 0 | 0 | 0.37551 | 0.017594 | 0.019768 | 0.031048 | 0.06841 | 0 | 0 | 0 | 0 | 0 | 1.6
57492_G_GEN4 | S_VACA | North Carolina | 37 | Sampson | 163 | 57492 | GEN4 | Sampson County Landfill | 13500 | 2011 | 9999 | Landfill Gas | [5 empty] | Non-Fossil | G | 2025 | LF Gas |  | 0.036324 | 0.04081 | 0.064098 | 0.14123 | 0 | 0 | 0 | 0 | 0 | 0 | 0 | 0 | 0 | 0 | 0 | 0 | 2.6907 | 3.023 | 4.748 | 10.4616 | 2.0933 | 2.3519 | 3.6939 | 8.1391 | 0 | 0 | 0 | 0 | 0.0043737 | 0.0049139 | 0.007718 | 0.017006 | 0 | 0 | 0 | 0 | 0 | 0 | 0 | 0 | 0.37551 | 0.017594 | 0.019768 | 0.031048 | 0.06841 | 0 | 0 | 0 | 0 | 0 | 1.6
57492_G_GEN3 | S_VACA | North Carolina | 37 | Sampson | 163 | 57492 | GEN3 | Sampson County Landfill | 13500 | 2011 | 9999 | Landfill Gas | [5 empty] | Non-Fossil | G | 2025 | LF Gas |  | 0.036324 | 0.04081 | 0.064098 | 0.14123 | 0 | 0 | 0 | 0 | 0 | 0 | 0 | 0 | 0 | 0 | 0 | 0 | 2.6907 | 3.023 | 4.748 | 10.4616 | 2.0933 | 2.3519 | 3.6939 | 8.1391 | 0 | 0 | 0 | 0 | 0.0043737 | 0.0049139 | 0.007718 | 0.017006 | 0 | 0 | 0 | 0 | 0 | 0 | 0 | 0 | 0.37551 | 0.017594 | 0.019768 | 0.031048 | 0.06841 | 0 | 0 | 0 | 0 | 0 | 1.6
57492_G_GEN2 | S_VACA | North Carolina | 37 | Sampson | 163 | 57492 | GEN2 | Sampson County Landfill | 13500 | 2011 | 9999 | Landfill Gas | [5 empty] | Non-Fossil | G | 2025 | LF Gas |  | 0.036324 | 0.04081 | 0.064098 | 0.14123 | 0 | 0 | 0 | 0 | 0 | 0 | 0 | 0 | 0 | 0 | 0 | 0 | 2.6907 | 3.023 | 4.748 | 10.4616 | 2.0933 | 2.3519 | 3.6939 | 8.1391 | 0 | 0 | 0 | 0 | 0.0043737 | 0.0049139 | 0.007718 | 0.017006 | 0 | 0 | 0 | 0 | 0 | 0 | 0 | 0 | 0.37551 | 0.017594 | 0.019768 | 0.031048 | 0.06841 | 0 | 0 | 0 | 0 | 0 | 1.6
57492_G_GEN1 | S_VACA | North Carolina | 37 | Sampson | 163 | 57492 | GEN1 | Sampson County Landfill | 13500 | 2011 | 9999 | Landfill Gas | [5 empty] | Non-Fossil | G | 2025 | LF Gas |  | 0.036324 | 0.04081 | 0.064098 | 0.14123 | 0 | 0 | 0 | 0 | 0 | 0 | 0 | 0 | 0 | 0 | 0 | 0 | 2.6907 | 3.023 | 4.748 | 10.4616 | 2.0933 | 2.3519 | 3.6939 | 8.1391 | 0 | 0 | 0 | 0 | 0.0043737 | 0.0049139 | 0.007718 | 0.017006 | 0 | 0 | 0 | 0 | 0 | 0 | 0 | 0 | 0.37551 | 0.017594 | 0.019768 | 0.031048 | 0.06841 | 0 | 0 | 0 | 0 | 0 | 1.6
57491_G_56819 | WECC_IID | California | 6 | Imperial | 25 | 57491 | 56819 | Imperial Solar Energy Center West | 0 | 2016 | 9999 | Solar PV | [5 empty] | Non-Fossil | G | 2025 | Solar |  | 0 | 0 | 0 | 0 | 0 | 0 | 0 | 0 | 0 | 0 | 0 | 0 | 0 | 0 | 0 | 0 | 72.3725 | 129.6851 | 195.9195 | 397.9772 | 0 | 0 | 0 | 0 | 0 | 0 | 0 | 0 | 0 | 0 | 0 | 0 | 0 | 0 | 0 | 0 | 0 | 0 | 0 | 0 | 4.1614 | 0 | 0 | 0 | 0 | 0 | 0 | 0 | 0 | 0 | 148.7
57490_G_56819 | WECC_IID | California | 6 | Imperial | 25 | 57490 | 56819 | Imperial Solar Energy Center South | 0 | 2013 | 9999 | Solar PV | [5 empty] | Non-Fossil | G | 2025 | Solar |  | 0 | 0 | 0 | 0 | 0 | 0 | 0 | 0 | 0 | 0 | 0 | 0 | 0 | 0 | 0 | 0 | 62.7358 | 112.417 | 169.8321 | 344.9849 | 0 | 0 | 0 | 0 | 0 | 0 | 0 | 0 | 0 | 0 | 0 | 0 | 0 | 0 | 0 | 0 | 0 | 0 | 0 | 0 | 3.6073 | 0 | 0 | 0 | 0 | 0 | 0 | 0 | 0 | 0 | 128.9
57489_G_G2 | SPP_N | Kansas | 20 | Crawford | 37 | 57489 | G2 | Oak Grove Gas Producers | 13500 | 2013 | 9999 | Landfill Gas | [5 empty] | Non-Fossil | G | 2025 | LF Gas |  | 0.049864 | 0.06523 | 0.078475 | 0.19357 | 0 | 0 | 0 | 0 | 0 | 0 | 0 | 0 | 0 | 0 | 0 | 0 | 3.6936 | 4.8319 | 5.8129 | 14.3384 | 2.8736 | 3.7592 | 4.5224 | 11.1552 | 0 | 0 | 0 | 0 | 0.006004 | 0.0078544 | 0.0094492 | 0.023308 | 0 | 0 | 0 | 0 | 0 | 0 | 0 | 0 | 0.44592 | 0.024153 | 0.031596 | 0.038011 | 0.09376 | 0 | 0 | 0 | 0 | 0 | 1.9
57489_G_G1 | SPP_N | Kansas | 20 | Crawford | 37 | 57489 | G1 | Oak Grove Gas Producers | 14661 | 2010 | 9999 | Landfill Gas | [5 empty] | Non-Fossil | G | 2025 | LF Gas |  | 0.042751 | 0.055927 | 0.067282 | 0.16596 | 0 | 0 | 0 | 0 | 0 | 0 | 0 | 0 | 0 | 0 | 0 | 0 | 2.916 | 3.8146 | 4.5892 | 11.3198 | 2.4637 | 3.223 | 3.8774 | 9.5641 | 0 | 0 | 0 | 0 | 0.0034562 | 0.0045213 | 0.0054393 | 0.013417 | 0 | 0 | 0 | 0 | 0 | 0 | 0 | 0 | 0.35204 | 0.019068 | 0.024944 | 0.030009 | 0.074021 | 0 | 0 | 0 | 0 | 0 | 1.5
57488_G_LSNJ | PJM_EMAC | New Jersey | 34 | Hunterdon | 19 | 57488 | LSNJ | Lebanon Solar | 0 | 2011 | 9999 | Solar PV | [5 empty] | Non-Fossil | G | 2025 | Solar |  | 0 | 0 | 0 | 0 | 0 | 0 | 0 | 0 | 0 | 0 | 0 | 0 | 0 | 0 | 0 | 0 | 0.42321 | 0.91363 | 1.4517 | 2.7886 | 0 | 0 | 0 | 0 | 0 | 0 | 0 | 0 | 0 | 0 | 0 | 0 | 0 | 0 | 0 | 0 | 0 | 0 | 0 | 0 | 0.070272 | 0 | 0 | 0 | 0 | 0 | 0 | 0 | 0 | 0 | 1.9482
57487_G_F2NJ | PJM_EMAC | New Jersey | 34 | Hunterdon | 19 | 57487 | F2NJ | Frenchtown II Solar | 0 | 2011 | 9999 | Solar PV | [5 empty] | Non-Fossil | G | 2025 | Solar |  | 0 | 0 | 0 | 0 | 0 | 0 | 0 | 0 | 0 | 0 | 0 | 0 | 0 | 0 | 0 | 0 | 0.63482 | 1.3705 | 2.1776 | 4.1828 | 0 | 0 | 0 | 0 | 0 | 0 | 0 | 0 | 0 | 0 | 0 | 0 | 0 | 0 | 0 | 0 | 0 | 0 | 0 | 0 | 0.10541 | 0 | 0 | 0 | 0 | 0 | 0 | 0 | 0 | 0 | 2.9223
57486_G_F1NJ | PJM_EMAC | New Jersey | 34 | Hunterdon | 19 | 57486 | F1NJ | Frenchtown I Solar | 0 | 2012 | 9999 | Solar PV | [5 empty] | Non-Fossil | G | 2025 | Solar |  | 0 | 0 | 0 | 0 | 0 | 0 | 0 | 0 | 0 | 0 | 0 | 0 | 0 | 0 | 0 | 0 | 0.63482 | 1.3705 | 2.1776 | 4.1828 | 0 | 0 | 0 | 0 | 0 | 0 | 0 | 0 | 0 | 0 | 0 | 0 | 0 | 0 | 0 | 0 | 0 | 0 | 0 | 0 | 0.10541 | 0 | 0 | 0 | 0 | 0 | 0 | 0 | 0 | 0 | 2.9223
57485_G_FSNJ | PJM_EMAC | New Jersey | 34 | Hunterdon | 19 | 57485 | FSNJ | Flemington Solar | 0 | 2011 | 9999 | Solar PV | [5 empty] | Non-Fossil | G | 2025 | Solar |  | 0 | 0 | 0 | 0 | 0 | 0 | 0 | 0 | 0 | 0 | 0 | 0 | 0 | 0 | 0 | 0 | 1.6717 | 3.6089 | 5.7343 | 11.0148 | 0 | 0 | 0 | 0 | 0 | 0 | 0 | 0 | 0 | 0 | 0 | 0 | 0 | 0 | 0 | 0 | 0 | 0 | 0 | 0 | 0.27758 | 0 | 0 | 0 | 0 | 0 | 0 | 0 | 0 | 0 | 7.6954
57484_G_GEN1 | WECC_SCE | California | 6 | Kern | 29 | 57484 | GEN1 | Manzana Wind LLC | 0 | 2012 | 9999 | Onshore Wind | [5 empty] | Non-Fossil | G | 2025 | Wind |  | 0 | 0 | 0 | 0 | 0 | 0 | 0 | 0 | 0 | 0 | 0 | 0 | 0 | 0 | 0 | 0 | 65.2008 | 135.0709 | 228.2148 | 428.4866 | 0 | 0 | 0 | 0 | 0 | 0 | 0 | 0 | 0 | 0 | 0 | 0 | 0 | 0 | 0 | 0 | 0 | 0 | 0 | 0 | 5.3042 | 0 | 0 | 0 | 0 | 0 | 0 | 0 | 0 | 0 | 188.2483
57483_G_CTG4 | WEC_CALN | California | 6 | Alameda | 1 | 57483 | CTG4 | Mariposa Energy Project | 10745 | 2012 | 9999 | Combustion Turbine |  |  | SCR |  |  | Fossil | G | 2025 | NaturalGas |  | 0 | 0 | 0 | 0 | 0 | 0 | 0 | 0 | 0 | 0 | 0 | 0 | 0 | 0 | 0 | 0 | 0 | 0 | 0 | 0 | 0 | 0 | 0 | 0 | 0 | 0 | 0 | 0 | 0 | 0 | 0 | 0 | 0 | 0 | 0 | 0 | 0 | 0 | 0 | 0 | 1.034 | 0 | 0 | 0 | 0 | 0 | 0 | 0 | 0 | 0 | 49.9 | SCR
57483_G_CTG3 | WEC_CALN | California | 6 | Alameda | 1 | 57483 | CTG3 | Mariposa Energy Project | 10745 | 2012 | 9999 | Combustion Turbine |  |  | SCR |  |  | Fossil | G | 2025 | NaturalGas |  | 0 | 0 | 0 | 0 | 0 | 0 | 0 | 0 | 0 | 0 | 0 | 0 | 0 | 0 | 0 | 0 | 0 | 0 | 0 | 0 | 0 | 0 | 0 | 0 | 0 | 0 | 0 | 0 | 0 | 0 | 0 | 0 | 0 | 0 | 0 | 0 | 0 | 0 | 0 | 0 | 1.034 | 0 | 0 | 0 | 0 | 0 | 0 | 0 | 0 | 0 | 49.9 | SCR
57483_G_CTG2 | WEC_CALN | California | 6 | Alameda | 1 | 57483 | CTG2 | Mariposa Energy Project | 10745 | 2012 | 9999 | Combustion Turbine |  |  | SCR |  |  | Fossil | G | 2025 | NaturalGas |  | 0 | 0 | 0 | 0 | 0 | 0 | 0 | 0 | 0 | 0 | 0 | 0 | 0 | 0 | 0 | 0 | 0 | 0 | 0 | 0 | 0 | 0 | 0 | 0 | 0 | 0 | 0 | 0 | 0 | 0 | 0 | 0 | 0 | 0 | 0 | 0 | 0 | 0 | 0 | 0 | 1.034 | 0 | 0 | 0 | 0 | 0 | 0 | 0 | 0 | 0 | 49.9 | SCR
57483_G_CTG1 | WEC_CALN | California | 6 | Alameda | 1 | 57483 | CTG1 | Mariposa Energy Project | 10745 | 2012 | 9999 | Combustion Turbine |  |  | SCR |  |  | Fossil | G | 2025 | NaturalGas |  | 0 | 0 | 0 | 0 | 0 | 0 | 0 | 0 | 0 | 0 | 0 | 0 | 0 | 0 | 0 | 0 | 0 | 0 | 0 | 0 | 0 | 0 | 0 | 0 | 0 | 0 | 0 | 0 | 0 | 0 | 0 | 0 | 0 | 0 | 0 | 0 | 0 | 0 | 0 | 0 | 1.034 | 0 | 0 | 0 | 0 | 0 | 0 | 0 | 0 | 0 | 49.9 | SCR
57482_G_CTG8 | WECC_SCE | California | 6 | Riverside | 65 | 57482 | CTG8 | Sentinel Energy Center, LLC | 10745 | 2013 | 9999 | Combustion Turbine |  |  | SCR | H2O |  | Fossil | G | 2025 | NaturalGas |  | 0 | 0 | 0 | 0 | 0 | 0 | 0 | 0 | 0 | 0 | 0 | 0 | 0 | 0 | 0 | 0 | 0 | 0 | 0 | 0 | 0 | 0 | 0 | 0 | 0 | 0 | 0 | 0 | 0 | 0 | 0 | 0 | 0 | 0 | 0 | 0 | 0 | 0 | 0 | 0 | 2.0722 | 0 | 0 | 0 | 0 | 0 | 0 | 0 | 0 | 0 | 100 | SCR
57482_G_CTG7 | WECC_SCE | California | 6 | Riverside | 65 | 57482 | CTG7 | Sentinel Energy Center, LLC | 10745 | 2013 | 9999 | Combustion Turbine |  |  | SCR | H2O |  | Fossil | G | 2025 | NaturalGas |  | 0 | 0 | 0 | 0 | 0 | 0 | 0 | 0 | 0 | 0 | 0 | 0 | 0 | 0 | 0 | 0 | 0 | 0 | 0 | 0 | 0 | 0 | 0 | 0 | 0 | 0 | 0 | 0 | 0 | 0 | 0 | 0 | 0 | 0 | 0 | 0 | 0 | 0 | 0 | 0 | 2.0722 | 0 | 0 | 0 | 0 | 0 | 0 | 0 | 0 | 0 | 100 | SCR
57482_G_CTG6 | WECC_SCE | California | 6 | Riverside | 65 | 57482 | CTG6 | Sentinel Energy Center, LLC | 10745 | 2013 | 9999 | Combustion Turbine |  |  | SCR | H2O |  | Fossil | G | 2025 | NaturalGas |  | 0 | 0 | 0 | 0 | 0 | 0 | 0 | 0 | 0 | 0 | 0 | 0 | 0 | 0 | 0 | 0 | 0 | 0 | 0 | 0 | 0 | 0 | 0 | 0 | 0 | 0 | 0 | 0 | 0 | 0 | 0 | 0 | 0 | 0 | 0 | 0 | 0 | 0 | 0 | 0 | 2.0722 | 0 | 0 | 0 | 0 | 0 | 0 | 0 | 0 | 0 | 100 | SCR
57482_G_CTG5 | WECC_SCE | California | 6 | Riverside | 65 | 57482 | CTG5 | Sentinel Energy Center, LLC | 10745 | 2013 | 9999 | Combustion Turbine |  |  | SCR | H2O |  | Fossil | G | 2025 | NaturalGas |  | 0 | 0 | 0 | 0 | 0 | 0 | 0 | 0 | 0 | 0 | 0 | 0 | 0 | 0 | 0 | 0 | 0 | 0 | 0 | 0 | 0 | 0 | 0 | 0 | 0 | 0 | 0 | 0 | 0 | 0 | 0 | 0 | 0 | 0 | 0 | 0 | 0 | 0 | 0 | 0 | 2.0722 | 0 | 0 | 0 | 0 | 0 | 0 | 0 | 0 | 0 | 100 | SCR
57482_G_CTG4 | WECC_SCE | California | 6 | Riverside | 65 | 57482 | CTG4 | Sentinel Energy Center, LLC | 10745 | 2013 | 9999 | Combustion Turbine |  |  | SCR | H2O |  | Fossil | G | 2025 | NaturalGas |  | 0 | 0 | 0 | 0 | 0 | 0 | 0 | 0 | 0 | 0 | 0 | 0 | 0 | 0 | 0 | 0 | 0 | 0 | 0 | 0 | 0 | 0 | 0 | 0 | 0 | 0 | 0 | 0 | 0 | 0 | 0 | 0 | 0 | 0 | 0 | 0 | 0 | 0 | 0 | 0 | 2.0722 | 0 | 0 | 0 | 0 | 0 | 0 | 0 | 0 | 0 | 100 | SCR
57482_G_CTG3 | WECC_SCE | California | 6 | Riverside | 65 | 57482 | CTG3 | Sentinel Energy Center, LLC | 10745 | 2013 | 9999 | Combustion Turbine |  |  | SCR | H2O |  | Fossil | G | 2025 | NaturalGas |  | 0 | 0 | 0 | 0 | 0 | 0 | 0 | 0 | 0 | 0 | 0 | 0 | 0 | 0 | 0 | 0 | 0 | 0 | 0 | 0 | 0 | 0 | 0 | 0 | 0 | 0 | 0 | 0 | 0 | 0 | 0 | 0 | 0 | 0 | 0 | 0 | 0 | 0 | 0 | 0 | 2.0722 | 0 | 0 | 0 | 0 | 0 | 0 | 0 | 0 | 0 | 100 | SCR
57482_G_CTG2 | WECC_SCE | California | 6 | Riverside | 65 | 57482 | CTG2 | Sentinel Energy Center, LLC | 10745 | 2013 | 9999 | Combustion Turbine |  |  | SCR | H2O |  | Fossil | G | 2025 | NaturalGas |  | 0 | 0 | 0 | 0 | 0 | 0 | 0 | 0 | 0 | 0 | 0 | 0 | 0 | 0 | 0 | 0 | 0 | 0 | 0 | 0 | 0 | 0 | 0 | 0 | 0 | 0 | 0 | 0 | 0 | 0 | 0 | 0 | 0 | 0 | 0 | 0 | 0 | 0 | 0 | 0 | 2.0722 | 0 | 0 | 0 | 0 | 0 | 0 | 0 | 0 | 0 | 100 | SCR
57482_G_CTG1 | WECC_SCE | California | 6 | Riverside | 65 | 57482 | CTG1 | Sentinel Energy Center, LLC | 10745 | 2013 | 9999 | Combustion Turbine |  |  | SCR | H2O |  | Fossil | G | 2025 | NaturalGas |  | 0 | 0 | 0 | 0 | 0 | 0 | 0 | 0 | 0 | 0 | 0 | 0 | 0 | 0 | 0 | 0 | 0 | 0 | 0 | 0 | 0 | 0 | 0 | 0 | 0 | 0 | 0 | 0 | 0 | 0 | 0 | 0 | 0 | 0 | 0 | 0 | 0 | 0 | 0 | 0 | 2.0722 | 0 | 0 | 0 | 0 | 0 | 0 | 0 | 0 | 0 | 100 | SCR
57481_G_01 | NENGREST | Vermont | 50 | Chittenden | 7 | 57481 | 01 | Chittenden County Solar Partners | 0 | 2011 | 9999 | Solar PV | [5 empty] | Non-Fossil | G | 2025 | Solar |  | 0 | 0 | 0 | 0 | 0 | 0 | 0 | 0 | 0 | 0 | 0 | 0 | 0 | 0 | 0 | 0 | 0.52316 | 1.0674 | 1.6189 | 3.2095 | 0 | 0 | 0 | 0 | 0 | 0 | 0 | 0 | 0 | 0 | 0 | 0 | 0 | 0 | 0 | 0 | 0 | 0 | 0 | 0 | 0.061568 | 0 | 0 | 0 | 0 | 0 | 0 | 0 | 0 | 0 | 2.2
57475_G_HRP1 | WECC_IID | California | 6 | Imperial | 25 | 57475 | HRP1 | John L. Featherstone Plant | 9771 | 2012 | 9999 | Geothermal | [5 empty] | Non-Fossil | G | 2025 | Geothermal |  | 0.81629 | 1.0902 | 1.3838 | 3.2903 | 0 | 0 | 0 | 0 | 0 | 0 | 0 | 0 | 0 | 0 | 0 | 0 | 83.5422 | 111.5744 | 141.6206 | 336.7371 | 0 | 0 | 0 | 0 | 0.0015101 | 0.0020169 | 0.00256 | 0.006087 | 0 | 0 | 0 | 0 | 0 | 0 | 0 | 0 | 0 | 0 | 0 | 0 | 4.6659 | 0.45865 | 0.61254 | 0.7775 | 1.8487 | 0 | 0 | 0 | 0 | 0 | 49.9
57474_G_1 | ERC_WEST | Texas | 48 | Crosby | 107 | 57474 | 1 | Ralls Wind Farm | 0 | 2011 | 9999 | Onshore Wind | [5 empty] | Non-Fossil | G | 2025 | Wind |  | 0 | 0 | 0 | 0 | 0 | 0 | 0 | 0 | 0 | 0 | 0 | 0 | 0 | 0 | 0 | 0 | 7.0157 | 10.3168 | 10.4726 | 27.8051 | 0 | 0 | 0 | 0 | 0 | 0 | 0 | 0 | 0 | 0 | 0 | 0 | 0 | 0 | 0 | 0 | 0 | 0 | 0 | 0 | 0.28177 | 0 | 0 | 0 | 0 | 0 | 0 | 0 | 0 | 0 | 10
57473_G_DSMA | NENGREST | Massachusetts | 25 | Bristol | 5 | 57473 | DSMA | Dartmouth Solar | 0 | 2011 | 9999 | Solar PV | [5 empty] | Non-Fossil | G | 2025 | Solar |  | 0 | 0 | 0 | 0 | 0 | 0 | 0 | 0 | 0 | 0 | 0 | 0 | 0 | 0 | 0 | 0 | 0.35085 | 0.72948 | 1.1145 | 2.1948 | 0 | 0 | 0 | 0 | 0 | 0 | 0 | 0 | 0 | 0 | 0 | 0 | 0 | 0 | 0 | 0 | 0 | 0 | 0 | 0 | 0.0438 | 0 | 0 | 0 | 0 | 0 | 0 | 0 | 0 | 0 | 1.5651
57472_G_STG | NY_Z_G-I | New York | 36 | Orange | 71 | 57472 | STG | TBE-Montgomery LLC | 14731 | 2020 | 9999 | Non-Fossil Waste | [5 empty] | Non-Fossil | G | 2025 | Non-Fossil |  | 0.15637 | 0.23132 | 0.30922 | 0.6969 | 0 | 0 | 0 | 0 | 0 | 0 | 0 | 0 | 0 | 0 | 0 | 0 | 10.6147 | 15.7027 | 20.9912 | 47.3086 | 0 | 0 | 0 | 0 | 0 | 0 | 0 | 0 | 0 | 0 | 0 | 0 | 0 | 0 | 0 | 0 | 0 | 0 | 0 | 0 | 1.7367 | 0.069411 | 0.10268 | 0.13726 | 0.30936 | 0 | 0 | 0 | 0 | 0 | 7.4
57472_G_CTG | NY_Z_G-I | New York | 36 | Orange | 71 | 57472 | CTG | TBE-Montgomery LLC | 14731 | 2020 | 9999 | Non-Fossil Waste | [5 empty] | Non-Fossil | G | 2025 | Non-Fossil |  | 0.24511 | 0.3626 | 0.48473 | 1.0924 | 0 | 0 | 0 | 0 | 0 | 0 | 0 | 0 | 0 | 0 | 0 | 0 | 16.6393 | 24.615 | 32.9052 | 74.1594 | 0 | 0 | 0 | 0 | 0 | 0 | 0 | 0 | 0 | 0 | 0 | 0 | 0 | 0 | 0 | 0 | 0 | 0 | 0 | 0 | 2.7224 | 0.10881 | 0.16096 | 0.21517 | 0.48494 | 0 | 0 | 0 | 0 | 0 | 11.6
57471_G_MHNJ | PJM_EMAC | New Jersey | 34 | Union | 39 | 57471 | MHNJ | Murray Hill Solar | 0 | 2011 | 9999 | Solar PV | [5 empty] | Non-Fossil | G | 2025 | Solar |  | 0 | 0 | 0 | 0 | 0 | 0 | 0 | 0 | 0 | 0 | 0 | 0 | 0 | 0 | 0 | 0 | 0.21161 | 0.45682 | 0.72586 | 1.3943 | 0 | 0 | 0 | 0 | 0 | 0 | 0 | 0 | 0 | 0 | 0 | 0 | 0 | 0 | 0 | 0 | 0 | 0 | 0 | 0 | 0.035136 | 0 | 0 | 0 | 0 | 0 | 0 | 0 | 0 | 0 | 0.9741
57470_B_UA-P2 | S_VACA | South Carolina | 45 | Marlboro | 69 | 57470 | UA-P2 | Marlboro Mill | 11414 | 1991 | 9999 | Non-Fossil Waste | wall | dry | ESPH |  |  | Non-Fossil | B | 2025 | Non-Fossil |  | 0.35986 | 0.48978 | 0.63566 | 1.4853 | 0 | 0 | 0 | 0 | 0 | 0 | 0 | 0 | 0 | 0 | 0 | 0 | 31.5278 | 42.9107 | 55.6909 | 130.1294 | 0 | 0 | 0 | 0 | 0 | 0 | 0 | 0 | 0.01746 | 0.023764 | 0.030842 | 0.072067 | 0 | 0 | 0 | 0 | 0 | 0 | 0 | 0 | 4.0133 | 0.20616 | 0.2806 | 0.36417 | 0.85093 | 0 | 0 | 0 | 0 | 0 | 17.1
57470_B_RF-P1 | S_VACA | South Carolina | 45 | Marlboro | 69 | 57470 | RF-P1 | Marlboro Mill | 11414 | 1990 | 9999 | Non-Fossil Waste | wall | dry | ESPH |  |  | Non-Fossil | B | 2025 | Non-Fossil |  | 0.35986 | 0.48978 | 0.63566 | 1.4853 | 0 | 0 | 0 | 0 | 0 | 0 | 0 | 0 | 0 | 0 | 0 | 0 | 31.5278 | 42.9107 | 55.6909 | 130.1294 | 0 | 0 | 0 | 0 | 0 | 0 | 0 | 0 | 0.01746 | 0.023764 | 0.030842 | 0.072067 | 0 | 0 | 0 | 0 | 0 | 0 | 0 | 0 | 4.0133 | 0.20616 | 0.2806 | 0.36417 | 0.85093 | 0 | 0 | 0 | 0 | 0 | 17.1
57469_G_GE1.5 | MIS_MIDA | Iowa | 19 | Hardin | 83 | 57469 | GE1.5 | Garden Wind LLC | 0 | 2009 | 9999 | Onshore Wind | [5 empty] | Non-Fossil | G | 2025 | Wind |  | 0 | 0 | 0 | 0 | 0 | 0 | 0 | 0 | 0 | 0 | 0 | 0 | 0 | 0 | 0 | 0 | 124.812 | 178.1606 | 143.0086 | 445.9812 | 0 | 0 | 0 | 0 | 0 | 0 | 0 | 0 | 0 | 0 | 0 | 0 | 0 | 0 | 0 | 0 | 0 | 0 | 0 | 0 | 4.2265 | 0 | 0 | 0 | 0 | 0 | 0 | 0 | 0 | 0 | 150
57468_G_GE1.5 | MIS_IA | Iowa | 19 | Winnebago | 189 | 57468 | GE1.5 | Crystal Lake 3 LLC | 0 | 2009 | 9999 | Onshore Wind | [5 empty] | Non-Fossil | G | 2025 | Wind |  | 0 | 0 | 0 | 0 | 0 | 0 | 0 | 0 | 0 | 0 | 0 | 0 | 0 | 0 | 0 | 0 | 56.9991 | 79.8896 | 63.7567 | 200.6454 | 0 | 0 | 0 | 0 | 0 | 0 | 0 | 0 | 0 | 0 | 0 | 0 | 0 | 0 | 0 | 0 | 0 | 0 | 0 | 0 | 1.8565 | 0 | 0 | 0 | 0 | 0 | 0 | 0 | 0 | 0 | 65.8887
57467_B_WE | S_SOU | Alabama | 1 | Hale | 65 | 57467 | WE | Westervelt Moundville Cogen | 11373 | 2011 | 9999 | Biomass | [5 empty] | Non-Fossil | B | 2025 |  | Biomass Retirement | 0 | 0 | 0 | 0 | 0 | 0 | 0 | 0 | 0 | 0 | 0 | 0 | 0 | 0 | 0 | 0 | 0 | 0 | 0 | 0 | 0 | 0 | 0 | 0 | 0 | 0 | 0 | 0 | 0 | 0 | 0 | 0 | 0 | 0 | 0 | 0 | 0 | 0 | 0 | 0 | 0 | 0 | 0 | 0 | 0 | 0 | 0 | 0 | 0 | 0 | 4.1
57467_B_TE | S_SOU | Alabama | 1 | Hale | 65 | 57467 | TE | Westervelt Moundville Cogen | 11373 | 2011 | 9999 | Biomass | [5 empty] | Non-Fossil | B | 2025 |  | Biomass Retirement | 0 | 0 | 0 | 0 | 0 | 0 | 0 | 0 | 0 | 0 | 0 | 0 | 0 | 0 | 0 | 0 | 0 | 0 | 0 | 0 | 0 | 0 | 0 | 0 | 0 | 0 | 0 | 0 | 0 | 0 | 0 | 0 | 0 | 0 | 0 | 0 | 0 | 0 | 0 | 0 | 0 | 0 | 0 | 0 | 0 | 0 | 0 | 0 | 0 | 0 | 4.1
57466_G_GEN4 | PJM_AP | Pennsylvania | 42 | Franklin | 55 | 57466 | GEN4 | Blue Ridge Landfill | 13500 | 2013 | 9999 | Landfill Gas | [5 empty] | Non-Fossil | G | 2025 | LF Gas |  | 0.011069 | 0.015021 | 0.019427 | 0.045516 | 0 | 0 | 0 | 0 | 0 | 0 | 0 | 0 | 0 | 0 | 0 | 0 | 0.8199 | 1.1126 | 1.439 | 3.3715 | 0.63788 | 0.86562 | 1.1195 | 2.623 | 0 | 0 | 0 | 0 | 0.00034673 | 0.00047052 | 0.00060853 | 0.0014258 | 0 | 0 | 0 | 0 | 0 | 0 | 0 | 0 | 0.37551 | 0.0053614 | 0.0072756 | 0.0094098 | 0.022047 | 0 | 0 | 0 | 0 | 0 | 1.6
57466_G_GEN3 | PJM_AP | Pennsylvania | 42 | Franklin | 55 | 57466 | GEN3 | Blue Ridge Landfill | 13500 | 2013 | 9999 | Landfill Gas | [5 empty] | Non-Fossil | G | 2025 | LF Gas |  | 0.011069 | 0.015021 | 0.019427 | 0.045516 | 0 | 0 | 0 | 0 | 0 | 0 | 0 | 0 | 0 | 0 | 0 | 0 | 0.8199 | 1.1126 | 1.439 | 3.3715 | 0.63788 | 0.86562 | 1.1195 | 2.623 | 0 | 0 | 0 | 0 | 0.00034673 | 0.00047052 | 0.00060853 | 0.0014258 | 0 | 0 | 0 | 0 | 0 | 0 | 0 | 0 | 0.37551 | 0.0053614 | 0.0072756 | 0.0094098 | 0.022047 | 0 | 0 | 0 | 0 | 0 | 1.6
57466_G_GEN2 | PJM_AP | Pennsylvania | 42 | Franklin | 55 | 57466 | GEN2 | Blue Ridge Landfill | 13500 | 2013 | 9999 | Landfill Gas | [5 empty] | Non-Fossil | G | 2025 | LF Gas |  | 0.011069 | 0.015021 | 0.019427 | 0.045516 | 0 | 0 | 0 | 0 | 0 | 0 | 0 | 0 | 0 | 0 | 0 | 0 | 0.8199 | 1.1126 | 1.439 | 3.3715 | 0.63788 | 0.86562 | 1.1195 | 2.623 | 0 | 0 | 0 | 0 | 0.00034673 | 0.00047052 | 0.00060853 | 0.0014258 | 0 | 0 | 0 | 0 | 0 | 0 | 0 | 0 | 0.37551 | 0.0053614 | 0.0072756 | 0.0094098 | 0.022047 | 0 | 0 | 0 | 0 | 0 | 1.6
57466_G_GEN1 | PJM_AP | Pennsylvania | 42 | Franklin | 55 | 57466 | GEN1 | Blue Ridge Landfill | 13500 | 2013 | 9999 | Landfill Gas | [5 empty] | Non-Fossil | G | 2025 | LF Gas |  | 0.011069 | 0.015021 | 0.019427 | 0.045516 | 0 | 0 | 0 | 0 | 0 | 0 | 0 | 0 | 0 | 0 | 0 | 0 | 0.8199 | 1.1126 | 1.439 | 3.3715 | 0.63788 | 0.86562 | 1.1195 | 2.623 | 0 | 0 | 0 | 0 | 0.00034673 | 0.00047052 | 0.00060853 | 0.0014258 | 0 | 0 | 0 | 0 | 0 | 0 | 0 | 0 | 0.37551 | 0.0053614 | 0.0072756 | 0.0094098 | 0.022047 | 0 | 0 | 0 | 0 | 0 | 1.6
57465_G_1 | PJM_WMAC | Pennsylvania | 42 | Luzerne | 79 | 57465 | 1 | Romark PA Solar | 0 | 2011 | 9999 | Solar PV | [5 empty] | Non-Fossil | G | 2025 | Solar |  | 0 | 0 | 0 | 0 | 0 | 0 | 0 | 0 | 0 | 0 | 0 | 0 | 0 | 0 | 0 | 0 | 0.40589 | 0.87832 | 1.3978 | 2.682 | 0 | 0 | 0 | 0 | 0 | 0 | 0 | 0 | 0 | 0 | 0 | 0 | 0 | 0 | 0 | 0 | 0 | 0 | 0 | 0 | 0.050374 | 0 | 0 | 0 | 0 | 0 | 0 | 0 | 0 | 0 | 1.8
57463_G_1 | MIS_MIDA | Illinois | 17 | Henry | 73 | 57463 | 1 | Bishop Hill Energy LLC | 0 | 2012 | 9999 | Onshore Wind | [5 empty] | Non-Fossil | G | 2025 | Wind |  | 0 | 0 | 0 | 0 | 0 | 0 | 0 | 0 | 0 | 0 | 0 | 0 | 0 | 0 | 0 | 0 | 201.1689 | 264.7578 | 181.7867 | 647.7133 | 0 | 0 | 0 | 0 | 0 | 0 | 0 | 0 | 0 | 0 | 0 | 0 | 0 | 0 | 0 | 0 | 0 | 0 | 0 | 0 | 5.6354 | 0 | 0 | 0 | 0 | 0 | 0 | 0 | 0 | 0 | 200
57462_G_1 | PJM_ATSI | Ohio | 39 | Henry | 69 | 57462 | 1 | Napoleon Solar I | 0 | 2011 | 9999 | Solar PV | [5 empty] | Non-Fossil | G | 2025 | Solar |  | 0 | 0 | 0 | 0 | 0 | 0 | 0 | 0 | 0 | 0 | 0 | 0 | 0 | 0 | 0 | 0 | 1.9389 | 4.1721 | 6.4677 | 12.5787 | 0 | 0 | 0 | 0 | 0 | 0 | 0 | 0 | 0 | 0 | 0 | 0 | 0 | 0 | 0 | 0 | 0 | 0 | 0 | 0 | 0.22388 | 0 | 0 | 0 | 0 | 0 | 0 | 0 | 0 | 0 | 8
57461_G_1 | S_C_TVA | North Carolina | 37 | Cherokee | 39 | 57461 | 1 | Martins Creek Solar NC, LLC | 0 | 2011 | 9999 | Solar PV | [5 empty] | Non-Fossil | G | 2025 | Solar |  | 0 | 0 | 0 | 0 | 0 | 0 | 0 | 0 | 0 | 0 | 0 | 0 | 0 | 0 | 0 | 0 | 0.24715 | 0.45152 | 0.74672 | 1.4454 | 0 | 0 | 0 | 0 | 0 | 0 | 0 | 0 | 0 | 0 | 0 | 0 | 0 | 0 | 0 | 0 | 0 | 0 | 0 | 0 | 0.025187 | 0 | 0 | 0 | 0 | 0 | 0 | 0 | 0 | 0 | 0.9
57459_G_1 | WECC_SCE | California | 6 | Riverside | 65 | 57459 | 1 | Mountain View IV | 0 | 2012 | 9999 | Onshore Wind | [5 empty] | Non-Fossil | G | 2025 | Wind |  | 0 | 0 | 0 | 0 | 0 | 0 | 0 | 0 | 0 | 0 | 0 | 0 | 0 | 0 | 0 | 0 | 16.9039 | 35.0184 | 59.1668 | 111.0891 | 0 | 0 | 0 | 0 | 0 | 0 | 0 | 0 | 0 | 0 | 0 | 0 | 0 | 0 | 0 | 0 | 0 | 0 | 0 | 0 | 1.3752 | 0 | 0 | 0 | 0 | 0 | 0 | 0 | 0 | 0 | 48.8051
57458_G_1 | PJM_EMAC | New Jersey | 34 | Middlesex | 23 | 57458 | 1 | 145 Talmadge Solar | 0 | 2011 | 9999 | Solar PV | [5 empty] | Non-Fossil | G | 2025 | Solar |  | 0 | 0 | 0 | 0 | 0 | 0 | 0 | 0 | 0 | 0 | 0 | 0 | 0 | 0 | 0 | 0 | 0.8041 | 1.7359 | 2.7583 | 5.2983 | 0 | 0 | 0 | 0 | 0 | 0 | 0 | 0 | 0 | 0 | 0 | 0 | 0 | 0 | 0 | 0 | 0 | 0 | 0 | 0 | 0.13352 | 0 | 0 | 0 | 0 | 0 | 0 | 0 | 0 | 0 | 3.7016
57457_B_1 | WECC_PNW | Oregon | 41 | Lane | 39 | 57457 | 1 | Seneca Sustainable Energy LLC | 17397 | 2011 | 9999 | Biomass |  |  | ESPH + SNCR | FR + NH3 |  | Non-Fossil | B | 2025 |  | Biomass Retirement | 0 | 0 | 0 | 0 | 0 | 0 | 0 | 0 | 0 | 0 | 0 | 0 | 0 | 0 | 0 | 0 | 0 | 0 | 0 | 0 | 0 | 0 | 0 | 0 | 0 | 0 | 0 | 0 | 0 | 0 | 0 | 0 | 0 | 0 | 0 | 0 | 0 | 0 | 0 | 0 | 0 | 0 | 0 | 0 | 0 | 0 | 0 | 0 | 0 | 0 | 19.8 | SNCR
57456_G_SE-U1 | WECC_NNV | Nevada | 32 | Washoe | 31 | 57456 | SE-U1 | San Emidio | 9771 | 2012 | 9999 | Geothermal | [5 empty] | Non-Fossil | G | 2025 | Geothermal |  | 0.10157 | 0.13537 | 0.1571 | 0.39404 | 0 | 0 | 0 | 0 | 0 | 0 | 0 | 0 | 0 | 0 | 0 | 0 | 10.3946 | 13.8545 | 16.0785 | 40.3275 | 0 | 0 | 0 | 0 | 0.00018538 | 0.00024708 | 0.00028674 | 0.0007192 | 0 | 0 | 0 | 0 | 0 | 0 | 0 | 0 | 0 | 0 | 0 | 0 | 0.54233 | 0.057066 | 0.076061 | 0.088271 | 0.2214 | 0 | 0 | 0 | 0 | 0 | 5.8
57455_G_SB1 | WEC_SDGE | California | 6 | San Diego | 73 | 57455 | SB1 | NRG Solar Borrego I | 0 | 2013 | 9999 | Solar PV | [5 empty] | Non-Fossil | G | 2025 | Solar |  | 0 | 0 | 0 | 0 | 0 | 0 | 0 | 0 | 0 | 0 | 0 | 0 | 0 | 0 | 0 | 0 | 10.1717 | 21.6711 | 34.079 | 65.9218 | 0 | 0 | 0 | 0 | 0 | 0 | 0 | 0 | 0 | 0 | 0 | 0 | 0 | 0 | 0 | 0 | 0 | 0 | 0 | 0 | 0.72762 | 0 | 0 | 0 | 0 | 0 | 0 | 0 | 0 | 0 | 26
57451_G_G9250 | WECC_NNV | Nevada | 32 | Elko | 7 | 57451 | G9250 | Tuscarora Geothermal Power Plant | 9771 | 2012 | 9999 | Geothermal | [5 empty] | Non-Fossil | G | 2025 | Geothermal |  | 0.1576 | 0.21006 | 0.24378 | 0.61144 | 0 | 0 | 0 | 0 | 0 | 0 | 0 | 0 | 0 | 0 | 0 | 0 | 16.1295 | 21.4984 | 24.9494 | 62.5772 | 0 | 0 | 0 | 0 | 0.00028765 | 0.0003834 | 0.00044495 | 0.001116 | 0 | 0 | 0 | 0 | 0 | 0 | 0 | 0 | 0 | 0 | 0 | 0 | 0.84155 | 0.088551 | 0.11803 | 0.13697 | 0.34355 | 0 | 0 | 0 | 0 | 0 | 9
57451_G_G9200 | WECC_NNV | Nevada | 32 | Elko | 7 | 57451 | G9200 | Tuscarora Geothermal Power Plant | 9771 | 2012 | 9999 | Geothermal | [5 empty] | Non-Fossil | G | 2025 | Geothermal |  | 0.1576 | 0.21006 | 0.24378 | 0.61144 | 0 | 0 | 0 | 0 | 0 | 0 | 0 | 0 | 0 | 0 | 0 | 0 | 16.1295 | 21.4984 | 24.9494 | 62.5772 | 0 | 0 | 0 | 0 | 0.00028765 | 0.0003834 | 0.00044495 | 0.001116 | 0 | 0 | 0 | 0 | 0 | 0 | 0 | 0 | 0 | 0 | 0 | 0 | 0.84155 | 0.088551 | 0.11803 | 0.13697 | 0.34355 | 0 | 0 | 0 | 0 | 0 | 9
57449_G_1 | PJM_West | Ohio | 39 | Van Wert | 161 | 57449 | 1 | Blue Creek Wind Project | 0 | 2011 | 9999 | Onshore Wind | [5 empty] | Non-Fossil | G | 2025 | Wind |  | 0 | 0 | 0 | 0 | 0 | 0 | 0 | 0 | 0 | 0 | 0 | 0 | 0 | 0 | 0 | 0 | 236.4142 | 289.7214 | 181.7543 | 707.89 | 0 | 0 | 0 | 0 | 0 | 0 | 0 | 0 | 0 | 0 | 0 | 0 | 0 | 0 | 0 | 0 | 0 | 0 | 0 | 0 | 7.3352 | 0 | 0 | 0 | 0 | 0 | 0 | 0 | 0 | 0 | 260.3276
57448_G_PILE | PJM_EMAC | New Jersey | 34 | Salem | 33 | 57448 | PILE | Pilesgrove | 0 | 2011 | 9999 | Solar PV | [5 empty] | Non-Fossil | G | 2025 | Solar |  | 0 | 0 | 0 | 0 | 0 | 0 | 0 | 0 | 0 | 0 | 0 | 0 | 0 | 0 | 0 | 0 | 3.7454 | 8.0857 | 12.8477 | 24.6788 | 0 | 0 | 0 | 0 | 0 | 0 | 0 | 0 | 0 | 0 | 0 | 0 | 0 | 0 | 0 | 0 | 0 | 0 | 0 | 0 | 0.62191 | 0 | 0 | 0 | 0 | 0 | 0 | 0 | 0 | 0 | 17.2416
57447_G_2 | PJM_AP | West Virginia | 54 | Barbour | 1 | 57447 | 2 | Laurel Mountain | 0 | 2011 | 9999 | Energy Storage | [5 empty] | Non-Fossil | G | 2025 | EnerStor |  | 0 | 0 | 0 | 0 | 0 | 0 | 0 | 0 | 0 | 0 | 0 | 0 | 0 | 0 | 0 | 0 | 0.6336 | 0.7776 | 8.4397 | 9.8509 | 0 | 0 | 0 | 0 | 0 | 0 | 0 | 0 | 0 | 0 | 0 | 0 | 0 | 0 | 0 | 0 | 0 | 0 | 0 | 0 | 0 | 0 | 0 | 0 | 0 | 0 | 0 | 0 | 0 | 0 | 32
57447_G_1 | PJM_AP | West Virginia | 54 | Barbour | 1 | 57447 | 1 | Laurel Mountain | 0 | 2011 | 9999 | Onshore Wind | [5 empty] | Non-Fossil | G | 2025 | Wind |  | 0 | 0 | 0 | 0 | 0 | 0 | 0 | 0 | 0 | 0 | 0 | 0 | 0 | 0 | 0 | 0 | 79.191 | 91.5207 | 61.1168 | 231.8285 | 0 | 0 | 0 | 0 | 0 | 0 | 0 | 0 | 0 | 0 | 0 | 0 | 0 | 0 | 0 | 0 | 0 | 0 | 0 | 0 | 3.8306 | 0 | 0 | 0 | 0 | 0 | 0 | 0 | 0 | 0 | 97.6
57446_G_OEC23 | WECC_NNV | Nevada | 32 | Lander | 15 | 57446 | OEC23 | McGinness Hills | 9760 | 2015 | 9999 | Geothermal | [5 empty] | Non-Fossil | G | 2025 | Geothermal |  | 0.10495 | 0.13988 | 0.16234 | 0.40717 | 0 | 0 | 0 | 0 | 0 | 0 | 0 | 0 | 0 | 0 | 0 | 0 | 10.753 | 14.3322 | 16.6329 | 41.7181 | 0 | 0 | 0 | 0 | 0.00019155 | 0.00025531 | 0.0002963 | 0.00074316 | 0 | 0 | 0 | 0 | 0 | 0 | 0 | 0 | 0 | 0 | 0 | 0 | 0.56103 | 0.059034 | 0.078684 | 0.091315 | 0.22903 | 0 | 0 | 0 | 0 | 0 | 6
57446_G_OEC22 | WECC_NNV | Nevada | 32 | Lander | 15 | 57446 | OEC22 | McGinness Hills | 9760 | 2015 | 9999 | Geothermal | [5 empty] | Non-Fossil | G | 2025 | Geothermal |  | 0.2099 | 0.27977 | 0.32467 | 0.81434 | 0 | 0 | 0 | 0 | 0 | 0 | 0 | 0 | 0 | 0 | 0 | 0 | 21.506 | 28.6645 | 33.2658 | 83.4363 | 0 | 0 | 0 | 0 | 0.00038311 | 0.00051063 | 0.0005926 | 0.0014863 | 0 | 0 | 0 | 0 | 0 | 0 | 0 | 0 | 0 | 0 | 0 | 0 | 1.1221 | 0.11807 | 0.15737 | 0.18263 | 0.45807 | 0 | 0 | 0 | 0 | 0 | 12
57446_G_OEC21 | WECC_NNV | Nevada | 32 | Lander | 15 | 57446 | OEC21 | McGinness Hills | 9760 | 2015 | 9999 | Geothermal | [5 empty] | Non-Fossil | G | 2025 | Geothermal |  | 0.2099 | 0.27977 | 0.32467 | 0.81434 | 0 | 0 | 0 | 0 | 0 | 0 | 0 | 0 | 0 | 0 | 0 | 0 | 21.506 | 28.6645 | 33.2658 | 83.4363 | 0 | 0 | 0 | 0 | 0.00038311 | 0.00051063 | 0.0005926 | 0.0014863 | 0 | 0 | 0 | 0 | 0 | 0 | 0 | 0 | 0 | 0 | 0 | 0 | 1.1221 | 0.11807 | 0.15737 | 0.18263 | 0.45807 | 0 | 0 | 0 | 0 | 0 | 12
57446_G_3 | WECC_NNV | Nevada | 32 | Lander | 15 | 57446 | 3 | McGinness Hills | 9771 | 2012 | 9999 | Geothermal | [5 empty] | Non-Fossil | G | 2025 | Geothermal |  | 0.10507 | 0.14004 | 0.16252 | 0.40763 | 0 | 0 | 0 | 0 | 0 | 0 | 0 | 0 | 0 | 0 | 0 | 0 | 10.753 | 14.3322 | 16.6329 | 41.7181 | 0 | 0 | 0 | 0 | 0.00019177 | 0.0002556 | 0.00029663 | 0.000744 | 0 | 0 | 0 | 0 | 0 | 0 | 0 | 0 | 0 | 0 | 0 | 0 | 0.56103 | 0.059034 | 0.078684 | 0.091315 | 0.22903 | 0 | 0 | 0 | 0 | 0 | 6
57446_G_2 | WECC_NNV | Nevada | 32 | Lander | 15 | 57446 | 2 | McGinness Hills | 9771 | 2012 | 9999 | Geothermal | [5 empty] | Non-Fossil | G | 2025 | Geothermal |  | 0.21013 | 0.28008 | 0.32504 | 0.81526 | 0 | 0 | 0 | 0 | 0 | 0 | 0 | 0 | 0 | 0 | 0 | 0 | 21.506 | 28.6645 | 33.2658 | 83.4363 | 0 | 0 | 0 | 0 | 0.00038354 | 0.0005112 | 0.00059326 | 0.001488 | 0 | 0 | 0 | 0 | 0 | 0 | 0 | 0 | 0 | 0 | 0 | 0 | 1.1221 | 0.11807 | 0.15737 | 0.18263 | 0.45807 | 0 | 0 | 0 | 0 | 0 | 12
57446_G_1 | WECC_NNV | Nevada | 32 | Lander | 15 | 57446 | 1 | McGinness Hills | 9771 | 2012 | 9999 | Geothermal | [5 empty] | Non-Fossil | G | 2025 | Geothermal |  | 0.21013 | 0.28008 | 0.32504 | 0.81526 | 0 | 0 | 0 | 0 | 0 | 0 | 0 | 0 | 0 | 0 | 0 | 0 | 21.506 | 28.6645 | 33.2658 | 83.4363 | 0 | 0 | 0 | 0 | 0.00038354 | 0.0005112 | 0.00059326 | 0.001488 | 0 | 0 | 0 | 0 | 0 | 0 | 0 | 0 | 0 | 0 | 0 | 0 | 1.1221 | 0.11807 | 0.15737 | 0.18263 | 0.45807 | 0 | 0 | 0 | 0 | 0 | 12
57444_G_1 | WECC_ID | Idaho | 16 | Elmore | 39 | 57444 | 1 | Two Ponds Windfarm | 0 | 2012 | 9999 | Onshore Wind | [5 empty] | Non-Fossil | G | 2025 | Wind |  | 0 | 0 | 0 | 0 | 0 | 0 | 0 | 0 | 0 | 0 | 0 | 0 | 0 | 0 | 0 | 0 | 15.6395 | 23.2175 | 21.3406 | 60.1976 | 0 | 0 | 0 | 0 | 0 | 0 | 0 | 0 | 0 | 0 | 0 | 0 | 0 | 0 | 0 | 0 | 0 | 0 | 0 | 0 | 0.83706 | 0 | 0 | 0 | 0 | 0 | 0 | 0 | 0 | 0 | 23
57443_G_GEN8 | MIS_LMI | Michigan | 26 | Macomb | 99 | 57443 | GEN8 | Pine Tree Acres WM LFGTE | 13500 | 2012 | 9999 | Landfill Gas | [5 empty] | Non-Fossil | G | 2025 | LF Gas |  | 0.0315 | 0.04752 | 0.063397 | 0.14242 | 0 | 0 | 0 | 0 | 0 | 0 | 0 | 0 | 0 | 0 | 0 | 0 | 2.3334 | 3.52 | 4.6961 | 10.5495 | 1.8153 | 2.7386 | 3.6535 | 8.2074 | 0 | 0 | 0 | 0 | 0.003793 | 0.0057219 | 0.0076336 | 0.017149 | 0 | 0 | 0 | 0 | 0 | 0 | 0 | 0 | 0.37551 | 0.015258 | 0.023018 | 0.030708 | 0.068984 | 0 | 0 | 0 | 0 | 0 | 1.6
57443_G_GEN7 | MIS_LMI | Michigan | 26 | Macomb | 99 | 57443 | GEN7 | Pine Tree Acres WM LFGTE | 13500 | 2012 | 9999 | Landfill Gas | [5 empty] | Non-Fossil | G | 2025 | LF Gas |  | 0.0315 | 0.04752 | 0.063397 | 0.14242 | 0 | 0 | 0 | 0 | 0 | 0 | 0 | 0 | 0 | 0 | 0 | 0 | 2.3334 | 3.52 | 4.6961 | 10.5495 | 1.8153 | 2.7386 | 3.6535 | 8.2074 | 0 | 0 | 0 | 0 | 0.003793 | 0.0057219 | 0.0076336 | 0.017149 | 0 | 0 | 0 | 0 | 0 | 0 | 0 | 0 | 0.37551 | 0.015258 | 0.023018 | 0.030708 | 0.068984 | 0 | 0 | 0 | 0 | 0 | 1.6
57443_G_GEN6 | MIS_LMI | Michigan | 26 | Macomb | 99 | 57443 | GEN6 | Pine Tree Acres WM LFGTE | 13500 | 2012 | 9999 | Landfill Gas | [5 empty] | Non-Fossil | G | 2025 | LF Gas |  | 0.0315 | 0.04752 | 0.063397 | 0.14242 | 0 | 0 | 0 | 0 | 0 | 0 | 0 | 0 | 0 | 0 | 0 | 0 | 2.3334 | 3.52 | 4.6961 | 10.5495 | 1.8153 | 2.7386 | 3.6535 | 8.2074 | 0 | 0 | 0 | 0 | 0.003793 | 0.0057219 | 0.0076336 | 0.017149 | 0 | 0 | 0 | 0 | 0 | 0 | 0 | 0 | 0.37551 | 0.015258 | 0.023018 | 0.030708 | 0.068984 | 0 | 0 | 0 | 0 | 0 | 1.6
57443_G_GEN5 | MIS_LMI | Michigan | 26 | Macomb | 99 | 57443 | GEN5 | Pine Tree Acres WM LFGTE | 13500 | 2012 | 9999 | Landfill Gas | [5 empty] | Non-Fossil | G | 2025 | LF Gas |  | 0.0315 | 0.04752 | 0.063397 | 0.14242 | 0 | 0 | 0 | 0 | 0 | 0 | 0 | 0 | 0 | 0 | 0 | 0 | 2.3334 | 3.52 | 4.6961 | 10.5495 | 1.8153 | 2.7386 | 3.6535 | 8.2074 | 0 | 0 | 0 | 0 | 0.003793 | 0.0057219 | 0.0076336 | 0.017149 | 0 | 0 | 0 | 0 | 0 | 0 | 0 | 0 | 0.37551 | 0.015258 | 0.023018 | 0.030708 | 0.068984 | 0 | 0 | 0 | 0 | 0 | 1.6
57443_G_GEN4 | MIS_LMI | Michigan | 26 | Macomb | 99 | 57443 | GEN4 | Pine Tree Acres WM LFGTE | 13500 | 2012 | 9999 | Landfill Gas | [5 empty] | Non-Fossil | G | 2025 | LF Gas |  | 0.0315 | 0.04752 | 0.063397 | 0.14242 | 0 | 0 | 0 | 0 | 0 | 0 | 0 | 0 | 0 | 0 | 0 | 0 | 2.3334 | 3.52 | 4.6961 | 10.5495 | 1.8153 | 2.7386 | 3.6535 | 8.2074 | 0 | 0 | 0 | 0 | 0.003793 | 0.0057219 | 0.0076336 | 0.017149 | 0 | 0 | 0 | 0 | 0 | 0 | 0 | 0 | 0.37551 | 0.015258 | 0.023018 | 0.030708 | 0.068984 | 0 | 0 | 0 | 0 | 0 | 1.6
57443_G_GEN3 | MIS_LMI | Michigan | 26 | Macomb | 99 | 57443 | GEN3 | Pine Tree Acres WM LFGTE | 13500 | 2012 | 9999 | Landfill Gas | [5 empty] | Non-Fossil | G | 2025 | LF Gas |  | 0.0315 | 0.04752 | 0.063397 | 0.14242 | 0 | 0 | 0 | 0 | 0 | 0 | 0 | 0 | 0 | 0 | 0 | 0 | 2.3334 | 3.52 | 4.6961 | 10.5495 | 1.8153 | 2.7386 | 3.6535 | 8.2074 | 0 | 0 | 0 | 0 | 0.003793 | 0.0057219 | 0.0076336 | 0.017149 | 0 | 0 | 0 | 0 | 0 | 0 | 0 | 0 | 0.37551 | 0.015258 | 0.023018 | 0.030708 | 0.068984 | 0 | 0 | 0 | 0 | 0 | 1.6
57443_G_GEN2 | MIS_LMI | Michigan | 26 | Macomb | 99 | 57443 | GEN2 | Pine Tree Acres WM LFGTE | 13500 | 2012 | 9999 | Landfill Gas | [5 empty] | Non-Fossil | G | 2025 | LF Gas |  | 0.0315 | 0.04752 | 0.063397 | 0.14242 | 0 | 0 | 0 | 0 | 0 | 0 | 0 | 0 | 0 | 0 | 0 | 0 | 2.3334 | 3.52 | 4.6961 | 10.5495 | 1.8153 | 2.7386 | 3.6535 | 8.2074 | 0 | 0 | 0 | 0 | 0.003793 | 0.0057219 | 0.0076336 | 0.017149 | 0 | 0 | 0 | 0 | 0 | 0 | 0 | 0 | 0.37551 | 0.015258 | 0.023018 | 0.030708 | 0.068984 | 0 | 0 | 0 | 0 | 0 | 1.6
57443_G_GEN1 | MIS_LMI | Michigan | 26 | Macomb | 99 | 57443 | GEN1 | Pine Tree Acres WM LFGTE | 13500 | 2012 | 9999 | Landfill Gas | [5 empty] | Non-Fossil | G | 2025 | LF Gas |  | 0.0315 | 0.04752 | 0.063397 | 0.14242 | 0 | 0 | 0 | 0 | 0 | 0 | 0 | 0 | 0 | 0 | 0 | 0 | 2.3334 | 3.52 | 4.6961 | 10.5495 | 1.8153 | 2.7386 | 3.6535 | 8.2074 | 0 | 0 | 0 | 0 | 0.003793 | 0.0057219 | 0.0076336 | 0.017149 | 0 | 0 | 0 | 0 | 0 | 0 | 0 | 0 | 0.37551 | 0.015258 | 0.023018 | 0.030708 | 0.068984 | 0 | 0 | 0 | 0 | 0 | 1.6
57442_G_56188 | WECC_SNV | Nevada | 32 | Clark | 3 | 57442 | 56188 | Silver State Solar Power North | 0 | 2012 | 9999 | Solar PV | [5 empty] | Non-Fossil | G | 2025 | Solar |  | 0 | 0 | 0 | 0 | 0 | 0 | 0 | 0 | 0 | 0 | 0 | 0 | 0 | 0 | 0 | 0 | 21.5411 | 38.9023 | 57.0382 | 117.4816 | 0 | 0 | 0 | 0 | 0 | 0 | 0 | 0 | 0 | 0 | 0 | 0 | 0 | 0 | 0 | 0 | 0 | 0 | 0 | 0 | 1.5915 | 0 | 0 | 0 | 0 | 0 | 0 | 0 | 0 | 0 | 50
57441_G_S42J | WECC_SCE | California | 6 | Tulare | 107 | 57441 | S42J | Solar Photovoltaic Project #42 | 0 | 2012 | 9999 | Solar PV | [5 empty] | Non-Fossil | G | 2025 | Solar |  | 0 | 0 | 0 | 0 | 0 | 0 | 0 | 0 | 0 | 0 | 0 | 0 | 0 | 0 | 0 | 0 | 0.21038 | 0.39031 | 0.60496 | 1.2056 | 0 | 0 | 0 | 0 | 0 | 0 | 0 | 0 | 0 | 0 | 0 | 0 | 0 | 0 | 0 | 0 | 0 | 0 | 0 | 0 | 0.018064 | 0 | 0 | 0 | 0 | 0 | 0 | 0 | 0 | 0 | 0.5
57441_G_S42I | WECC_SCE | California | 6 | Tulare | 107 | 57441 | S42I | Solar Photovoltaic Project #42 | 0 | 2012 | 9999 | Solar PV | [5 empty] | Non-Fossil | G | 2025 | Solar |  | 0 | 0 | 0 | 0 | 0 | 0 | 0 | 0 | 0 | 0 | 0 | 0 | 0 | 0 | 0 | 0 | 0.21038 | 0.39031 | 0.60496 | 1.2056 | 0 | 0 | 0 | 0 | 0 | 0 | 0 | 0 | 0 | 0 | 0 | 0 | 0 | 0 | 0 | 0 | 0 | 0 | 0 | 0 | 0.018064 | 0 | 0 | 0 | 0 | 0 | 0 | 0 | 0 | 0 | 0.5
57441_G_S42H | WECC_SCE | California | 6 | Tulare | 107 | 57441 | S42H | Solar Photovoltaic Project #42 | 0 | 2012 | 9999 | Solar PV | [5 empty] | Non-Fossil | G | 2025 | Solar |  | 0 | 0 | 0 | 0 | 0 | 0 | 0 | 0 | 0 | 0 | 0 | 0 | 0 | 0 | 0 | 0 | 0.21038 | 0.39031 | 0.60496 | 1.2056 | 0 | 0 | 0 | 0 | 0 | 0 | 0 | 0 | 0 | 0 | 0 | 0 | 0 | 0 | 0 | 0 | 0 | 0 | 0 | 0 | 0.018064 | 0 | 0 | 0 | 0 | 0 | 0 | 0 | 0 | 0 | 0.5
57441_G_S42G | WECC_SCE | California | 6 | Tulare | 107 | 57441 | S42G | Solar Photovoltaic Project #42 | 0 | 2012 | 9999 | Solar PV | [5 empty] | Non-Fossil | G | 2025 | Solar |  | 0 | 0 | 0 | 0 | 0 | 0 | 0 | 0 | 0 | 0 | 0 | 0 | 0 | 0 | 0 | 0 | 0.21038 | 0.39031 | 0.60496 | 1.2056 | 0 | 0 | 0 | 0 | 0 | 0 | 0 | 0 | 0 | 0 | 0 | 0 | 0 | 0 | 0 | 0 | 0 | 0 | 0 | 0 | 0.018064 | 0 | 0 | 0 | 0 | 0 | 0 | 0 | 0 | 0 | 0.5
57441_G_S42F | WECC_SCE | California | 6 | Tulare | 107 | 57441 | S42F | Solar Photovoltaic Project #42 | 0 | 2012 | 9999 | Solar PV | [5 empty] | Non-Fossil | G | 2025 | Solar |  | 0 | 0 | 0 | 0 | 0 | 0 | 0 | 0 | 0 | 0 | 0 | 0 | 0 | 0 | 0 | 0 | 0.21038 | 0.39031 | 0.60496 | 1.2056 | 0 | 0 | 0 | 0 | 0 | 0 | 0 | 0 | 0 | 0 | 0 | 0 | 0 | 0 | 0 | 0 | 0 | 0 | 0 | 0 | 0.018064 | 0 | 0 | 0 | 0 | 0 | 0 | 0 | 0 | 0 | 0.5
57441_G_S42E | WECC_SCE | California | 6 | Tulare | 107 | 57441 | S42E | Solar Photovoltaic Project #42 | 0 | 2012 | 9999 | Solar PV | [5 empty] | Non-Fossil | G | 2025 | Solar |  | 0 | 0 | 0 | 0 | 0 | 0 | 0 | 0 | 0 | 0 | 0 | 0 | 0 | 0 | 0 | 0 | 0.21038 | 0.39031 | 0.60496 | 1.2056 | 0 | 0 | 0 | 0 | 0 | 0 | 0 | 0 | 0 | 0 | 0 | 0 | 0 | 0 | 0 | 0 | 0 | 0 | 0 | 0 | 0.018064 | 0 | 0 | 0 | 0 | 0 | 0 | 0 | 0 | 0 | 0.5
57441_G_S42D | WECC_SCE | California | 6 | Tulare | 107 | 57441 | S42D | Solar Photovoltaic Project #42 | 0 | 2012 | 9999 | Solar PV | [5 empty] | Non-Fossil | G | 2025 | Solar |  | 0 | 0 | 0 | 0 | 0 | 0 | 0 | 0 | 0 | 0 | 0 | 0 | 0 | 0 | 0 | 0 | 0.21038 | 0.39031 | 0.60496 | 1.2056 | 0 | 0 | 0 | 0 | 0 | 0 | 0 | 0 | 0 | 0 | 0 | 0 | 0 | 0 | 0 | 0 | 0 | 0 | 0 | 0 | 0.018064 | 0 | 0 | 0 | 0 | 0 | 0 | 0 | 0 | 0 | 0.5
57441_G_S42C | WECC_SCE | California | 6 | Tulare | 107 | 57441 | S42C | Solar Photovoltaic Project #42 | 0 | 2012 | 9999 | Solar PV | [5 empty] | Non-Fossil | G | 2025 | Solar |  | 0 | 0 | 0 | 0 | 0 | 0 | 0 | 0 | 0 | 0 | 0 | 0 | 0 | 0 | 0 | 0 | 0.21038 | 0.39031 | 0.60496 | 1.2056 | 0 | 0 | 0 | 0 | 0 | 0 | 0 | 0 | 0 | 0 | 0 | 0 | 0 | 0 | 0 | 0 | 0 | 0 | 0 | 0 | 0.018064 | 0 | 0 | 0 | 0 | 0 | 0 | 0 | 0 | 0 | 0.5
57441_G_S42B | WECC_SCE | California | 6 | Tulare | 107 | 57441 | S42B | Solar Photovoltaic Project #42 | 0 | 2012 | 9999 | Solar PV | [5 empty] | Non-Fossil | G | 2025 | Solar |  | 0 | 0 | 0 | 0 | 0 | 0 | 0 | 0 | 0 | 0 | 0 | 0 | 0 | 0 | 0 | 0 | 0.21038 | 0.39031 | 0.60496 | 1.2056 | 0 | 0 | 0 | 0 | 0 | 0 | 0 | 0 | 0 | 0 | 0 | 0 | 0 | 0 | 0 | 0 | 0 | 0 | 0 | 0 | 0.018064 | 0 | 0 | 0 | 0 | 0 | 0 | 0 | 0 | 0 | 0.5
57441_G_S42A | WECC_SCE | California | 6 | Tulare | 107 | 57441 | S42A | Solar Photovoltaic Project #42 | 0 | 2012 | 9999 | Solar PV | [5 empty] | Non-Fossil | G | 2025 | Solar |  | 0 | 0 | 0 | 0 | 0 | 0 | 0 | 0 | 0 | 0 | 0 | 0 | 0 | 0 | 0 | 0 | 0.21038 | 0.39031 | 0.60496 | 1.2056 | 0 | 0 | 0 | 0 | 0 | 0 | 0 | 0 | 0 | 0 | 0 | 0 | 0 | 0 | 0 | 0 | 0 | 0 | 0 | 0 | 0.018064 | 0 | 0 | 0 | 0 | 0 | 0 | 0 | 0 | 0 | 0.5
57439_G_HPR2D | WEC_CALN | California | 6 | San Luis Obispo | 79 | 57439 | HPR2D | California Valley Solar Ranch | 0 | 2013 | 9999 | Solar PV | [5 empty] | Non-Fossil | G | 2025 | Solar |  | 0 | 0 | 0 | 0 | 0 | 0 | 0 | 0 | 0 | 0 | 0 | 0 | 0 | 0 | 0 | 0 | 15.0075 | 29.8746 | 48.9808 | 93.8628 | 0 | 0 | 0 | 0 | 0 | 0 | 0 | 0 | 0 | 0 | 0 | 0 | 0 | 0 | 0 | 0 | 0 | 0 | 0 | 0 | 1.2797 | 0 | 0 | 0 | 0 | 0 | 0 | 0 | 0 | 0 | 39.9618
57439_G_HPR2C | WEC_CALN | California | 6 | San Luis Obispo | 79 | 57439 | HPR2C | California Valley Solar Ranch | 0 | 2013 | 9999 | Solar PV | [5 empty] | Non-Fossil | G | 2025 | Solar |  | 0 | 0 | 0 | 0 | 0 | 0 | 0 | 0 | 0 | 0 | 0 | 0 | 0 | 0 | 0 | 0 | 26.2631 | 52.2805 | 85.7164 | 164.2599 | 0 | 0 | 0 | 0 | 0 | 0 | 0 | 0 | 0 | 0 | 0 | 0 | 0 | 0 | 0 | 0 | 0 | 0 | 0 | 0 | 2.2394 | 0 | 0 | 0 | 0 | 0 | 0 | 0 | 0 | 0 | 69.9331
57439_G_HPR2B | WEC_CALN | California | 6 | San Luis Obispo | 79 | 57439 | HPR2B | California Valley Solar Ranch | 0 | 2013 | 9999 | Solar PV | [5 empty] | Non-Fossil | G | 2025 | Solar |  | 0 | 0 | 0 | 0 | 0 | 0 | 0 | 0 | 0 | 0 | 0 | 0 | 0 | 0 | 0 | 0 | 32.4537 | 64.6037 | 105.9209 | 202.9783 | 0 | 0 | 0 | 0 | 0 | 0 | 0 | 0 | 0 | 0 | 0 | 0 | 0 | 0 | 0 | 0 | 0 | 0 | 0 | 0 | 2.7672 | 0 | 0 | 0 | 0 | 0 | 0 | 0 | 0 | 0 | 86.4174
57439_G_HPR2A | WEC_CALN | California | 6 | San Luis Obispo | 79 | 57439 | HPR2A | California Valley Solar Ranch | 0 | 2012 | 9999 | Solar PV | [5 empty] | Non-Fossil | G | 2025 | Solar |  | 0 | 0 | 0 | 0 | 0 | 0 | 0 | 0 | 0 | 0 | 0 | 0 | 0 | 0 | 0 | 0 | 7.8789 | 15.6841 | 25.7149 | 49.278 | 0 | 0 | 0 | 0 | 0 | 0 | 0 | 0 | 0 | 0 | 0 | 0 | 0 | 0 | 0 | 0 | 0 | 0 | 0 | 0 | 0.67182 | 0 | 0 | 0 | 0 | 0 | 0 | 0 | 0 | 0 | 20.9799
57439_G_HPR2 | WEC_CALN | California | 6 | San Luis Obispo | 79 | 57439 | HPR2 | California Valley Solar Ranch | 0 | 2013 | 9999 | Solar PV | [5 empty] | Non-Fossil | G | 2025 | Solar |  | 0 | 0 | 0 | 0 | 0 | 0 | 0 | 0 | 0 | 0 | 0 | 0 | 0 | 0 | 0 | 0 | 12.1185 | 24.1237 | 39.552 | 75.7942 | 0 | 0 | 0 | 0 | 0 | 0 | 0 | 0 | 0 | 0 | 0 | 0 | 0 | 0 | 0 | 0 | 0 | 0 | 0 | 0 | 1.0333 | 0 | 0 | 0 | 0 | 0 | 0 | 0 | 0 | 0 | 32.2691
57438_G_1 | FRCC | Florida | 12 | Alachua | 1 | 57438 | 1 | 6th St Solar Park of Gainesville FL | 0 | 2011 | 9999 | Solar PV | [5 empty] | Non-Fossil | G | 2025 | Solar |  | 0 | 0 | 0 | 0 | 0 | 0 | 0 | 0 | 0 | 0 | 0 | 0 | 0 | 0 | 0 | 0 | 0.50833 | 0.91657 | 1.3052 | 2.7301 | 0 | 0 | 0 | 0 | 0 | 0 | 0 | 0 | 0 | 0 | 0 | 0 | 0 | 0 | 0 | 0 | 0 | 0 | 0 | 0 | 0.044777 | 0 | 0 | 0 | 0 | 0 | 0 | 0 | 0 | 0 | 1.6
57437_G_21-01 | WECC_PNW | Oregon | 41 | Deschutes | 17 | 57437 | 21-01 | Juniper Ridge Hydroelectric Project | 0 | 2010 | 9999 | Hydro | [5 empty] | Non-Fossil | G | 2025 | Hydro |  | 0 | 0 | 0 | 0 | 0 | 0 | 0 | 0 | 0 | 0 | 0 | 0 | 0 | 0 | 0 | 0 | 3.7279 | 4.5361 | 5.213 | 13.477 | 0 | 0 | 0 | 0 | 0 | 0 | 0 | 0 | 0 | 0 | 0 | 0 | 0 | 0 | 0 | 0 | 0 | 0 | 0 | 0 | 0.049135 | 0.0099163 | 0.012066 | 0.013867 | 0.035849 | 0 | 0 | 0 | 0 | 0 | 3.3
57436_G_1 | S_VACA | North Carolina | 37 | Davidson | 57 | 57436 | 1 | Davidson Gas Producers LLC | 13500 | 2010 | 9999 | Landfill Gas | [5 empty] | Non-Fossil | G | 2025 | LF Gas |  | 0.036324 | 0.04081 | 0.064098 | 0.14123 | 0 | 0 | 0 | 0 | 0 | 0 | 0 | 0 | 0 | 0 | 0 | 0 | 2.6907 | 3.023 | 4.748 | 10.4616 | 2.0933 | 2.3519 | 3.6939 | 8.1391 | 0 | 0 | 0 | 0 | 0.0043738 | 0.004914 | 0.0077181 | 0.017006 | 0 | 0 | 0 | 0 | 0 | 0 | 0 | 0 | 0.37551 | 0.017594 | 0.019768 | 0.031048 | 0.06841 | 0 | 0 | 0 | 0 | 0 | 1.6
57435_G_5 | PJM_Dom | North Carolina | 37 | Hertford | 91 | 57435 | 5 | Solar Star North Carolina II LLC | 0 | 2011 | 9999 | Solar PV | [5 empty] | Non-Fossil | G | 2025 | Solar |  | 0 | 0 | 0 | 0 | 0 | 0 | 0 | 0 | 0 | 0 | 0 | 0 | 0 | 0 | 0 | 0 | 0.31035 | 0.53842 | 0.96829 | 1.8171 | 0 | 0 | 0 | 0 | 0 | 0 | 0 | 0 | 0 | 0 | 0 | 0 | 0 | 0 | 0 | 0 | 0 | 0 | 0 | 0 | 0.027985 | 0 | 0 | 0 | 0 | 0 | 0 | 0 | 0 | 0 | 1
57435_G_4 | PJM_Dom | North Carolina | 37 | Hertford | 91 | 57435 | 4 | Solar Star North Carolina II LLC | 0 | 2011 | 9999 | Solar PV | [5 empty] | Non-Fossil | G | 2025 | Solar |  | 0 | 0 | 0 | 0 | 0 | 0 | 0 | 0 | 0 | 0 | 0 | 0 | 0 | 0 | 0 | 0 | 0.31035 | 0.53842 | 0.96829 | 1.8171 | 0 | 0 | 0 | 0 | 0 | 0 | 0 | 0 | 0 | 0 | 0 | 0 | 0 | 0 | 0 | 0 | 0 | 0 | 0 | 0 | 0.027985 | 0 | 0 | 0 | 0 | 0 | 0 | 0 | 0 | 0 | 1
57435_G_3 | PJM_Dom | North Carolina | 37 | Hertford | 91 | 57435 | 3 | Solar Star North Carolina II LLC | 0 | 2011 | 9999 | Solar PV | [5 empty] | Non-Fossil | G | 2025 | Solar |  | 0 | 0 | 0 | 0 | 0 | 0 | 0 | 0 | 0 | 0 | 0 | 0 | 0 | 0 | 0 | 0 | 0.31035 | 0.53842 | 0.96829 | 1.8171 | 0 | 0 | 0 | 0 | 0 | 0 | 0 | 0 | 0 | 0 | 0 | 0 | 0 | 0 | 0 | 0 | 0 | 0 | 0 | 0 | 0.027985 | 0 | 0 | 0 | 0 | 0 | 0 | 0 | 0 | 0 | 1
57435_G_2 | PJM_Dom | North Carolina | 37 | Hertford | 91 | 57435 | 2 | Solar Star North Carolina II LLC | 0 | 2011 | 9999 | Solar PV | [5 empty] | Non-Fossil | G | 2025 | Solar |  | 0 | 0 | 0 | 0 | 0 | 0 | 0 | 0 | 0 | 0 | 0 | 0 | 0 | 0 | 0 | 0 | 0.31035 | 0.53842 | 0.96829 | 1.8171 | 0 | 0 | 0 | 0 | 0 | 0 | 0 | 0 | 0 | 0 | 0 | 0 | 0 | 0 | 0 | 0 | 0 | 0 | 0 | 0 | 0.027985 | 0 | 0 | 0 | 0 | 0 | 0 | 0 | 0 | 0 | 1
57435_G_1 | PJM_Dom | North Carolina | 37 | Hertford | 91 | 57435 | 1 | Solar Star North Carolina II LLC | 0 | 2011 | 9999 | Solar PV | [5 empty] | Non-Fossil | G | 2025 | Solar |  | 0 | 0 | 0 | 0 | 0 | 0 | 0 | 0 | 0 | 0 | 0 | 0 | 0 | 0 | 0 | 0 | 0.31035 | 0.53842 | 0.96829 | 1.8171 | 0 | 0 | 0 | 0 | 0 | 0 | 0 | 0 | 0 | 0 | 0 | 0 | 0 | 0 | 0 | 0 | 0 | 0 | 0 | 0 | 0.027985 | 0 | 0 | 0 | 0 | 0 | 0 | 0 | 0 | 0 | 1
57434_G_VVT | MIS_MNWI | Minnesota | 27 | Murray | 101 | 57434 | VVT | Valley View Transmission LLC | 0 | 2011 | 9999 | Onshore Wind | [5 empty] | Non-Fossil | G | 2025 | Wind |  | 0 | 0 | 0 | 0 | 0 | 0 | 0 | 0 | 0 | 0 | 0 | 0 | 0 | 0 | 0 | 0 | 8.5511 | 11.7652 | 9.8278 | 30.1441 | 0 | 0 | 0 | 0 | 0 | 0 | 0 | 0 | 0 | 0 | 0 | 0 | 0 | 0 | 0 | 0 | 0 | 0 | 0 | 0 | 0.28177 | 0 | 0 | 0 | 0 | 0 | 0 | 0 | 0 | 0 | 10
57433_G_3 | PJM_West | Ohio | 39 | Logan | 91 | 57433 | 3 | Bellefontaine Gas Producers LLC | 13500 | 2009 | 9999 | Landfill Gas | [5 empty] | Non-Fossil | G | 2025 | LF Gas |  | 0.040731 | 0.048222 | 0.068553 | 0.15751 | 0 | 0 | 0 | 0 | 0 | 0 | 0 | 0 | 0 | 0 | 0 | 0 | 3.0171 | 3.572 | 5.078 | 11.6671 | 2.3473 | 2.779 | 3.9507 | 9.0769 | 0 | 0 | 0 | 0 | 0.0049044 | 0.0058064 | 0.0082545 | 0.018965 | 0 | 0 | 0 | 0 | 0 | 0 | 0 | 0 | 0.37551 | 0.019729 | 0.023357 | 0.033206 | 0.076292 | 0 | 0 | 0 | 0 | 0 | 1.6
57433_G_2 | PJM_West | Ohio | 39 | Logan | 91 | 57433 | 2 | Bellefontaine Gas Producers LLC | 13500 | 2009 | 9999 | Landfill Gas | [5 empty] | Non-Fossil | G | 2025 | LF Gas |  | 0.040731 | 0.048222 | 0.068553 | 0.15751 | 0 | 0 | 0 | 0 | 0 | 0 | 0 | 0 | 0 | 0 | 0 | 0 | 3.0171 | 3.572 | 5.078 | 11.6671 | 2.3473 | 2.779 | 3.9507 | 9.0769 | 0 | 0 | 0 | 0 | 0.0049044 | 0.0058064 | 0.0082545 | 0.018965 | 0 | 0 | 0 | 0 | 0 | 0 | 0 | 0 | 0.37551 | 0.019729 | 0.023357 | 0.033206 | 0.076292 | 0 | 0 | 0 | 0 | 0 | 1.6
57433_G_1 | PJM_West | Ohio | 39 | Logan | 91 | 57433 | 1 | Bellefontaine Gas Producers LLC | 13500 | 2009 | 9999 | Landfill Gas | [5 empty] | Non-Fossil | G | 2025 | LF Gas |  | 0.040731 | 0.048222 | 0.068553 | 0.15751 | 0 | 0 | 0 | 0 | 0 | 0 | 0 | 0 | 0 | 0 | 0 | 0 | 3.0171 | 3.572 | 5.078 | 11.6671 | 2.3473 | 2.779 | 3.9507 | 9.0769 | 0 | 0 | 0 | 0 | 0.0049044 | 0.0058064 | 0.0082545 | 0.018965 | 0 | 0 | 0 | 0 | 0 | 0 | 0 | 0 | 0.37551 | 0.019729 | 0.023357 | 0.033206 | 0.076292 | 0 | 0 | 0 | 0 | 0 | 1.6
57432_G_1 | MIS_MNWI | Minnesota | 27 | Steele | 147 | 57432 | 1 | Oak Glen Wind Farm | 0 | 2011 | 9999 | Onshore Wind | [5 empty] | Non-Fossil | G | 2025 | Wind |  | 0 | 0 | 0 | 0 | 0 | 0 | 0 | 0 | 0 | 0 | 0 | 0 | 0 | 0 | 0 | 0 | 37.6247 | 51.7669 | 43.2424 | 132.634 | 0 | 0 | 0 | 0 | 0 | 0 | 0 | 0 | 0 | 0 | 0 | 0 | 0 | 0 | 0 | 0 | 0 | 0 | 0 | 0 | 1.2398 | 0 | 0 | 0 | 0 | 0 | 0 | 0 | 0 | 0 | 44
57431_G_1 | WECC_ID | Idaho | 16 | Elmore | 39 | 57431 | 1 | Cold Springs Windfarm | 0 | 2012 | 9999 | Onshore Wind | [5 empty] | Non-Fossil | G | 2025 | Wind |  | 0 | 0 | 0 | 0 | 0 | 0 | 0 | 0 | 0 | 0 | 0 | 0 | 0 | 0 | 0 | 0 | 15.6395 | 23.2175 | 21.3406 | 60.1976 | 0 | 0 | 0 | 0 | 0 | 0 | 0 | 0 | 0 | 0 | 0 | 0 | 0 | 0 | 0 | 0 | 0 | 0 | 0 | 0 | 0.83706 | 0 | 0 | 0 | 0 | 0 | 0 | 0 | 0 | 0 | 23
57430_G_1 | WECC_ID | Idaho | 16 | Elmore | 39 | 57430 | 1 | Desert Meadow Windfarm | 0 | 2012 | 9999 | Onshore Wind | [5 empty] | Non-Fossil | G | 2025 | Wind |  | 0 | 0 | 0 | 0 | 0 | 0 | 0 | 0 | 0 | 0 | 0 | 0 | 0 | 0 | 0 | 0 | 15.6395 | 23.2175 | 21.3406 | 60.1976 | 0 | 0 | 0 | 0 | 0 | 0 | 0 | 0 | 0 | 0 | 0 | 0 | 0 | 0 | 0 | 0 | 0 | 0 | 0 | 0 | 0.83706 | 0 | 0 | 0 | 0 | 0 | 0 | 0 | 0 | 0 | 23
57429_G_1 | WECC_ID | Idaho | 16 | Elmore | 39 | 57429 | 1 | Mainline Windfarm | 0 | 2012 | 9999 | Onshore Wind | [5 empty] | Non-Fossil | G | 2025 | Wind |  | 0 | 0 | 0 | 0 | 0 | 0 | 0 | 0 | 0 | 0 | 0 | 0 | 0 | 0 | 0 | 0 | 15.6395 | 23.2175 | 21.3406 | 60.1976 | 0 | 0 | 0 | 0 | 0 | 0 | 0 | 0 | 0 | 0 | 0 | 0 | 0 | 0 | 0 | 0 | 0 | 0 | 0 | 0 | 0.83706 | 0 | 0 | 0 | 0 | 0 | 0 | 0 | 0 | 0 | 23
57428_G_1 | WECC_ID | Idaho | 16 | Elmore | 39 | 57428 | 1 | Hammett Hill Windfarm | 0 | 2012 | 9999 | Onshore Wind | [5 empty] | Non-Fossil | G | 2025 | Wind |  | 0 | 0 | 0 | 0 | 0 | 0 | 0 | 0 | 0 | 0 | 0 | 0 | 0 | 0 | 0 | 0 | 15.6395 | 23.2175 | 21.3406 | 60.1976 | 0 | 0 | 0 | 0 | 0 | 0 | 0 | 0 | 0 | 0 | 0 | 0 | 0 | 0 | 0 | 0 | 0 | 0 | 0 | 0 | 0.83706 | 0 | 0 | 0 | 0 | 0 | 0 | 0 | 0 | 0 | 23
57427_G_1 | WECC_ID | Idaho | 16 | Elmore | 39 | 57427 | 1 | Ryegrass Windfarm | 0 | 2012 | 9999 | Onshore Wind | [5 empty] | Non-Fossil | G | 2025 | Wind |  | 0 | 0 | 0 | 0 | 0 | 0 | 0 | 0 | 0 | 0 | 0 | 0 | 0 | 0 | 0 | 0 | 15.6395 | 23.2175 | 21.3406 | 60.1976 | 0 | 0 | 0 | 0 | 0 | 0 | 0 | 0 | 0 | 0 | 0 | 0 | 0 | 0 | 0 | 0 | 0 | 0 | 0 | 0 | 0.83706 | 0 | 0 | 0 | 0 | 0 | 0 | 0 | 0 | 0 | 23
57425_G_3 | WECC_ID | Idaho | 16 | Jerome | 53 | 57425 | 3 | Double A Digester | 11373 | 2012 | 9999 | Non-Fossil Waste | [5 empty] | Non-Fossil | G | 2025 | Non-Fossil |  | 0.021093 | 0.028834 | 0.036431 | 0.086358 | 0 | 0 | 0 | 0 | 0 | 0 | 0 | 0 | 0 | 0 | 0 | 0 | 1.8547 | 2.5353 | 3.2033 | 7.5932 | 0 | 0 | 0 | 0 | 0 | 0 | 0 | 0 | 0 | 0 | 0 | 0 | 0 | 0 | 0 | 0 | 0 | 0 | 0 | 0 | 0.35204 | 0.012128 | 0.016578 | 0.020947 | 0.049653 | 0 | 0 | 0 | 0 | 0 | 1.5
57425_G_2 | WECC_ID | Idaho | 16 | Jerome | 53 | 57425 | 2 | Double A Digester | 11373 | 2012 | 9999 | Non-Fossil Waste | [5 empty] | Non-Fossil | G | 2025 | Non-Fossil |  | 0.021093 | 0.028834 | 0.036431 | 0.086358 | 0 | 0 | 0 | 0 | 0 | 0 | 0 | 0 | 0 | 0 | 0 | 0 | 1.8547 | 2.5353 | 3.2033 | 7.5932 | 0 | 0 | 0 | 0 | 0 | 0 | 0 | 0 | 0 | 0 | 0 | 0 | 0 | 0 | 0 | 0 | 0 | 0 | 0 | 0 | 0.35204 | 0.012128 | 0.016578 | 0.020947 | 0.049653 | 0 | 0 | 0 | 0 | 0 | 1.5
57425_G_1 | WECC_ID | Idaho | 16 | Jerome | 53 | 57425 | 1 | Double A Digester | 13500 | 2011 | 9999 | Non-Fossil Waste | [5 empty] | Non-Fossil | G | 2025 | Non-Fossil |  | 0.025038 | 0.034226 | 0.043244 | 0.10251 | 0 | 0 | 0 | 0 | 0 | 0 | 0 | 0 | 0 | 0 | 0 | 0 | 1.8547 | 2.5353 | 3.2033 | 7.5932 | 0 | 0 | 0 | 0 | 0 | 0 | 0 | 0 | 0 | 0 | 0 | 0 | 0 | 0 | 0 | 0 | 0 | 0 | 0 | 0 | 0.35204 | 0.012128 | 0.016578 | 0.020947 | 0.049653 | 0 | 0 | 0 | 0 | 0 | 1.5
57424_G_1 | MIS_MNWI | South Dakota | 46 | Brookings | 11 | 57424 | 1 | Buffalo Ridge II LLC | 0 | 2010 | 9999 | Onshore Wind | [5 empty] | Non-Fossil | G | 2025 | Wind |  | 0 | 0 | 0 | 0 | 0 | 0 | 0 | 0 | 0 | 0 | 0 | 0 | 0 | 0 | 0 | 0 | 171.0528 | 250.7323 | 226.0483 | 647.8335 | 0 | 0 | 0 | 0 | 0 | 0 | 0 | 0 | 0 | 0 | 0 | 0 | 0 | 0 | 0 | 0 | 0 | 0 | 0 | 0 | 5.9171 | 0 | 0 | 0 | 0 | 0 | 0 | 0 | 0 | 0 | 210
57422_G_1 | WEC_CALN | California | 6 | Yolo | 113 | 57422 | 1 | Yolo County Solar Project | 0 | 2010 | 9999 | Solar PV | [5 empty] | Non-Fossil | G | 2025 | Solar |  | 0 | 0 | 0 | 0 | 0 | 0 | 0 | 0 | 0 | 0 | 0 | 0 | 0 | 0 | 0 | 0 | 0.37519 | 0.74686 | 1.2245 | 2.3466 | 0 | 0 | 0 | 0 | 0 | 0 | 0 | 0 | 0 | 0 | 0 | 0 | 0 | 0 | 0 | 0 | 0 | 0 | 0 | 0 | 0.031991 | 0 | 0 | 0 | 0 | 0 | 0 | 0 | 0 | 0 | 0.99904
57421_G_1 | MIS_LMI | Michigan | 26 | Gratiot | 57 | 57421 | 1 | Gratiot Wind Park | 0 | 2011 | 9999 | Onshore Wind | [5 empty] | Non-Fossil | G | 2025 | Wind |  | 0 | 0 | 0 | 0 | 0 | 0 | 0 | 0 | 0 | 0 | 0 | 0 | 0 | 0 | 0 | 0 | 101.1376 | 127.0111 | 95.6237 | 323.7723 | 0 | 0 | 0 | 0 | 0 | 0 | 0 | 0 | 0 | 0 | 0 | 0 | 0 | 0 | 0 | 0 | 0 | 0 | 0 | 0 | 4.0338 | 0 | 0 | 0 | 0 | 0 | 0 | 0 | 0 | 0 | 102
57420_G_0001 | WEC_CALN | California | 6 | Santa Clara | 85 | 57420 | 0001 | UTS SJ1 LLC | 6249 | 2012 | 9999 | Fuel Cell | [5 empty] | Non-Fossil | G | 2025 | NaturalGas |  | 0 | 0 | 0 | 0 | 0 | 0 | 0 | 0 | 0 | 0 | 0 | 0 | 0 | 0 | 0 | 0 | 0 | 0 | 0 | 0 | 0 | 0 | 0 | 0 | 0 | 0 | 0 | 0 | 0 | 0 | 0 | 0 | 0 | 0 | 0 | 0 | 0 | 0 | 0 | 0 | 0 | 0 | 0 | 0 | 0 | 0 | 0 | 0 | 0 | 0 | 1.4
57419_G_0001 | WECC_SCE | California | 6 | San Bernardino | 71 | 57419 | 0001 | RPI Fuel Cell LLC | 11130 | 2013 | 9999 | Fuel Cell | [5 empty] | Non-Fossil | G | 2025 | NaturalGas |  | 0 | 0 | 0 | 0 | 0 | 0 | 0 | 0 | 0 | 0 | 0 | 0 | 0 | 0 | 0 | 0 | 0 | 0 | 0 | 0 | 0 | 0 | 0 | 0 | 0 | 0 | 0 | 0 | 0 | 0 | 0 | 0 | 0 | 0 | 0 | 0 | 0 | 0 | 0 | 0 | 0 | 0 | 0 | 0 | 0 | 0 | 0 | 0 | 0 | 0 | 2.8
57417_G_NORD | MIS_IA | Iowa | 19 | Delaware | 55 | 57417 | NORD | Elk Wind Farm | 0 | 2011 | 9999 | Onshore Wind | [5 empty] | Non-Fossil | G | 2025 | Wind |  | 0 | 0 | 0 | 0 | 0 | 0 | 0 | 0 | 0 | 0 | 0 | 0 | 0 | 0 | 0 | 0 | 35.2358 | 49.3863 | 39.4132 | 124.0353 | 0 | 0 | 0 | 0 | 0 | 0 | 0 | 0 | 0 | 0 | 0 | 0 | 0 | 0 | 0 | 0 | 0 | 0 | 0 | 0 | 1.1477 | 0 | 0 | 0 | 0 | 0 | 0 | 0 | 0 | 0 | 40.7312
57415_G_1 | ERC_WEST | Texas | 48 | Pecos | 371 | 57415 | 1 | Sherbino II | 0 | 2011 | 9999 | Onshore Wind | [5 empty] | Non-Fossil | G | 2025 | Wind |  | 0 | 0 | 0 | 0 | 0 | 0 | 0 | 0 | 0 | 0 | 0 | 0 | 0 | 0 | 0 | 0 | 101.7273 | 149.5933 | 151.8531 | 403.1737 | 0 | 0 | 0 | 0 | 0 | 0 | 0 | 0 | 0 | 0 | 0 | 0 | 0 | 0 | 0 | 0 | 0 | 0 | 0 | 0 | 4.0856 | 0 | 0 | 0 | 0 | 0 | 0 | 0 | 0 | 0 | 145
57414_G_1 | NENGREST | Massachusetts | 25 | Barnstable | 1 | 57414 | 1 | Notus Wind 1 | 0 | 2010 | 9999 | Onshore Wind | [5 empty] | Non-Fossil | G | 2025 | Wind |  | 0 | 0 | 0 | 0 | 0 | 0 | 0 | 0 | 0 | 0 | 0 | 0 | 0 | 0 | 0 | 0 | 1.4047 | 1.8259 | 1.4144 | 4.645 | 0 | 0 | 0 | 0 | 0 | 0 | 0 | 0 | 0 | 0 | 0 | 0 | 0 | 0 | 0 | 0 | 0 | 0 | 0 | 0 | 0.057123 | 0 | 0 | 0 | 0 | 0 | 0 | 0 | 0 | 0 | 1.7
57412_G_1 | PJM_WMAC | Pennsylvania | 42 | Cumberland | 41 | 57412 | 1 | Knouse Solar Project 1 | 0 | 2010 | 9999 | Solar PV | [5 empty] | Non-Fossil | G | 2025 | Solar |  | 0 | 0 | 0 | 0 | 0 | 0 | 0 | 0 | 0 | 0 | 0 | 0 | 0 | 0 | 0 | 0 | 0.090197 | 0.19518 | 0.31062 | 0.596 | 0 | 0 | 0 | 0 | 0 | 0 | 0 | 0 | 0 | 0 | 0 | 0 | 0 | 0 | 0 | 0 | 0 | 0 | 0 | 0 | 0.011194 | 0 | 0 | 0 | 0 | 0 | 0 | 0 | 0 | 0 | 0.4
57411_G_GEN5 | PJM_ATSI | Ohio | 39 | Mahoning | 99 | 57411 | GEN5 | Mahoning | 13500 | 2013 | 9999 | Landfill Gas | [5 empty] | Non-Fossil | G | 2025 | LF Gas |  | 0.014577 | 0.016337 | 0.024966 | 0.055879 | 0 | 0 | 0 | 0 | 0 | 0 | 0 | 0 | 0 | 0 | 0 | 0 | 1.0798 | 1.2101 | 1.8493 | 4.1392 | 0.84005 | 0.94148 | 1.4387 | 3.2203 | 0 | 0 | 0 | 0 | 0.0017552 | 0.0019671 | 0.0030061 | 0.0067284 | 0 | 0 | 0 | 0 | 0 | 0 | 0 | 0 | 0.18775 | 0.0070607 | 0.0079132 | 0.012093 | 0.027067 | 0 | 0 | 0 | 0 | 0 | 0.8
57411_G_GEN4 | PJM_ATSI | Ohio | 39 | Mahoning | 99 | 57411 | GEN4 | Mahoning | 13500 | 2013 | 9999 | Landfill Gas | [5 empty] | Non-Fossil | G | 2025 | LF Gas |  | 0.014577 | 0.016337 | 0.024966 | 0.055879 | 0 | 0 | 0 | 0 | 0 | 0 | 0 | 0 | 0 | 0 | 0 | 0 | 1.0798 | 1.2101 | 1.8493 | 4.1392 | 0.84005 | 0.94148 | 1.4387 | 3.2203 | 0 | 0 | 0 | 0 | 0.0017552 | 0.0019671 | 0.0030061 | 0.0067284 | 0 | 0 | 0 | 0 | 0 | 0 | 0 | 0 | 0.18775 | 0.0070607 | 0.0079132 | 0.012093 | 0.027067 | 0 | 0 | 0 | 0 | 0 | 0.8
57411_G_GEN3 | PJM_ATSI | Ohio | 39 | Mahoning | 99 | 57411 | GEN3 | Mahoning | 13500 | 2013 | 9999 | Landfill Gas | [5 empty] | Non-Fossil | G | 2025 | LF Gas |  | 0.014577 | 0.016337 | 0.024966 | 0.055879 | 0 | 0 | 0 | 0 | 0 | 0 | 0 | 0 | 0 | 0 | 0 | 0 | 1.0798 | 1.2101 | 1.8493 | 4.1392 | 0.84005 | 0.94148 | 1.4387 | 3.2203 | 0 | 0 | 0 | 0 | 0.0017552 | 0.0019671 | 0.0030061 | 0.0067284 | 0 | 0 | 0 | 0 | 0 | 0 | 0 | 0 | 0.18775 | 0.0070607 | 0.0079132 | 0.012093 | 0.027067 | 0 | 0 | 0 | 0 | 0 | 0.8
57411_G_GEN2 | PJM_ATSI | Ohio | 39 | Mahoning | 99 | 57411 | GEN2 | Mahoning | 13500 | 2013 | 9999 | Landfill Gas | [5 empty] | Non-Fossil | G | 2025 | LF Gas |  | 0.014577 | 0.016337 | 0.024966 | 0.055879 | 0 | 0 | 0 | 0 | 0 | 0 | 0 | 0 | 0 | 0 | 0 | 0 | 1.0798 | 1.2101 | 1.8493 | 4.1392 | 0.84005 | 0.94148 | 1.4387 | 3.2203 | 0 | 0 | 0 | 0 | 0.0017552 | 0.0019671 | 0.0030061 | 0.0067284 | 0 | 0 | 0 | 0 | 0 | 0 | 0 | 0 | 0.18775 | 0.0070607 | 0.0079132 | 0.012093 | 0.027067 | 0 | 0 | 0 | 0 | 0 | 0.8
57411_G_GEN1 | PJM_ATSI | Ohio | 39 | Mahoning | 99 | 57411 | GEN1 | Mahoning | 13500 | 2013 | 9999 | Landfill Gas | [5 empty] | Non-Fossil | G | 2025 | LF Gas |  | 0.014577 | 0.016337 | 0.024966 | 0.055879 | 0 | 0 | 0 | 0 | 0 | 0 | 0 | 0 | 0 | 0 | 0 | 0 | 1.0798 | 1.2101 | 1.8493 | 4.1392 | 0.84005 | 0.94148 | 1.4387 | 3.2203 | 0 | 0 | 0 | 0 | 0.0017552 | 0.0019671 | 0.0030061 | 0.0067284 | 0 | 0 | 0 | 0 | 0 | 0 | 0 | 0 | 0.18775 | 0.0070607 | 0.0079132 | 0.012093 | 0.027067 | 0 | 0 | 0 | 0 | 0 | 0.8
57410_G_GEN5 | PJM_ATSI | Ohio | 39 | Ashtabula | 7 | 57410 | GEN5 | Geneva | 13500 | 2013 | 9999 | Landfill Gas | [5 empty] | Non-Fossil | G | 2025 | LF Gas |  | 0.014577 | 0.016337 | 0.024966 | 0.055879 | 0 | 0 | 0 | 0 | 0 | 0 | 0 | 0 | 0 | 0 | 0 | 0 | 1.0798 | 1.2101 | 1.8493 | 4.1392 | 0.84005 | 0.94148 | 1.4387 | 3.2203 | 0 | 0 | 0 | 0 | 0.0017552 | 0.0019671 | 0.0030061 | 0.0067284 | 0 | 0 | 0 | 0 | 0 | 0 | 0 | 0 | 0.18775 | 0.0070607 | 0.0079132 | 0.012093 | 0.027067 | 0 | 0 | 0 | 0 | 0 | 0.8
57410_G_GEN4 | PJM_ATSI | Ohio | 39 | Ashtabula | 7 | 57410 | GEN4 | Geneva | 13500 | 2013 | 9999 | Landfill Gas | [5 empty] | Non-Fossil | G | 2025 | LF Gas |  | 0.014577 | 0.016337 | 0.024966 | 0.055879 | 0 | 0 | 0 | 0 | 0 | 0 | 0 | 0 | 0 | 0 | 0 | 0 | 1.0798 | 1.2101 | 1.8493 | 4.1392 | 0.84005 | 0.94148 | 1.4387 | 3.2203 | 0 | 0 | 0 | 0 | 0.0017552 | 0.0019671 | 0.0030061 | 0.0067284 | 0 | 0 | 0 | 0 | 0 | 0 | 0 | 0 | 0.18775 | 0.0070607 | 0.0079132 | 0.012093 | 0.027067 | 0 | 0 | 0 | 0 | 0 | 0.8
57410_G_GEN3 | PJM_ATSI | Ohio | 39 | Ashtabula | 7 | 57410 | GEN3 | Geneva | 13500 | 2013 | 9999 | Landfill Gas | [5 empty] | Non-Fossil | G | 2025 | LF Gas |  | 0.014577 | 0.016337 | 0.024966 | 0.055879 | 0 | 0 | 0 | 0 | 0 | 0 | 0 | 0 | 0 | 0 | 0 | 0 | 1.0798 | 1.2101 | 1.8493 | 4.1392 | 0.84005 | 0.94148 | 1.4387 | 3.2203 | 0 | 0 | 0 | 0 | 0.0017552 | 0.0019671 | 0.0030061 | 0.0067284 | 0 | 0 | 0 | 0 | 0 | 0 | 0 | 0 | 0.18775 | 0.0070607 | 0.0079132 | 0.012093 | 0.027067 | 0 | 0 | 0 | 0 | 0 | 0.8
57410_G_GEN2 | PJM_ATSI | Ohio | 39 | Ashtabula | 7 | 57410 | GEN2 | Geneva | 13500 | 2013 | 9999 | Landfill Gas | [5 empty] | Non-Fossil | G | 2025 | LF Gas |  | 0.014577 | 0.016337 | 0.024966 | 0.055879 | 0 | 0 | 0 | 0 | 0 | 0 | 0 | 0 | 0 | 0 | 0 | 0 | 1.0798 | 1.2101 | 1.8493 | 4.1392 | 0.84005 | 0.94148 | 1.4387 | 3.2203 | 0 | 0 | 0 | 0 | 0.0017552 | 0.0019671 | 0.0030061 | 0.0067284 | 0 | 0 | 0 | 0 | 0 | 0 | 0 | 0 | 0.18775 | 0.0070607 | 0.0079132 | 0.012093 | 0.027067 | 0 | 0 | 0 | 0 | 0 | 0.8
57410_G_GEN1 | PJM_ATSI | Ohio | 39 | Ashtabula | 7 | 57410 | GEN1 | Geneva | 13500 | 2013 | 9999 | Landfill Gas | [5 empty] | Non-Fossil | G | 2025 | LF Gas |  | 0.014577 | 0.016337 | 0.024966 | 0.055879 | 0 | 0 | 0 | 0 | 0 | 0 | 0 | 0 | 0 | 0 | 0 | 0 | 1.0798 | 1.2101 | 1.8493 | 4.1392 | 0.84005 | 0.94148 | 1.4387 | 3.2203 | 0 | 0 | 0 | 0 | 0.0017552 | 0.0019671 | 0.0030061 | 0.0067284 | 0 | 0 | 0 | 0 | 0 | 0 | 0 | 0 | 0.18775 | 0.0070607 | 0.0079132 | 0.012093 | 0.027067 | 0 | 0 | 0 | 0 | 0 | 0.8
57409_G_GEN3 | S_C_TVA | Tennessee | 47 | Benton | 5 | 57409 | GEN3 | West Camden | 13500 | 2012 | 9999 | Landfill Gas | [5 empty] | Non-Fossil | G | 2025 | LF Gas |  | 0.033533 | 0.050036 | 0.056955 | 0.14052 | 0 | 0 | 0 | 0 | 0 | 0 | 0 | 0 | 0 | 0 | 0 | 0 | 2.4839 | 3.7064 | 4.2189 | 10.4092 | 1.9325 | 2.8835 | 3.2823 | 8.0983 | 0 | 0 | 0 | 0 | 0.0040377 | 0.0060249 | 0.006858 | 0.01692 | 0 | 0 | 0 | 0 | 0 | 0 | 0 | 0 | 0.37551 | 0.016243 | 0.024236 | 0.027588 | 0.068067 | 0 | 0 | 0 | 0 | 0 | 1.6
57409_G_GEN2 | S_C_TVA | Tennessee | 47 | Benton | 5 | 57409 | GEN2 | West Camden | 13500 | 2012 | 9999 | Landfill Gas | [5 empty] | Non-Fossil | G | 2025 | LF Gas |  | 0.033533 | 0.050036 | 0.056955 | 0.14052 | 0 | 0 | 0 | 0 | 0 | 0 | 0 | 0 | 0 | 0 | 0 | 0 | 2.4839 | 3.7064 | 4.2189 | 10.4092 | 1.9325 | 2.8835 | 3.2823 | 8.0983 | 0 | 0 | 0 | 0 | 0.0040377 | 0.0060249 | 0.006858 | 0.01692 | 0 | 0 | 0 | 0 | 0 | 0 | 0 | 0 | 0.37551 | 0.016243 | 0.024236 | 0.027588 | 0.068067 | 0 | 0 | 0 | 0 | 0 | 1.6
57409_G_GEN1 | S_C_TVA | Tennessee | 47 | Benton | 5 | 57409 | GEN1 | West Camden | 13500 | 2012 | 9999 | Landfill Gas | [5 empty] | Non-Fossil | G | 2025 | LF Gas |  | 0.033533 | 0.050036 | 0.056955 | 0.14052 | 0 | 0 | 0 | 0 | 0 | 0 | 0 | 0 | 0 | 0 | 0 | 0 | 2.4839 | 3.7064 | 4.2189 | 10.4092 | 1.9325 | 2.8835 | 3.2823 | 8.0983 | 0 | 0 | 0 | 0 | 0.0040377 | 0.0060249 | 0.006858 | 0.01692 | 0 | 0 | 0 | 0 | 0 | 0 | 0 | 0 | 0.37551 | 0.016243 | 0.024236 | 0.027588 | 0.068067 | 0 | 0 | 0 | 0 | 0 | 1.6
57408_G_GEN1 | S_C_TVA | Mississippi | 28 | Chickasaw | 17 | 57408 | GEN1 | Prairie Bluff | 13500 | 2012 | 9999 | Landfill Gas | [5 empty] | Non-Fossil | G | 2025 | LF Gas |  | 0.030553 | 0.043001 | 0.071384 | 0.14494 | 0 | 0 | 0 | 0 | 0 | 0 | 0 | 0 | 0 | 0 | 0 | 0 | 2.2632 | 3.1853 | 5.2877 | 10.7361 | 1.7607 | 2.4781 | 4.1138 | 8.3526 | 0 | 0 | 0 | 0 | 0.0036789 | 0.0051778 | 0.0085954 | 0.017452 | 0 | 0 | 0 | 0 | 0 | 0 | 0 | 0 | 0.37551 | 0.014799 | 0.020829 | 0.034577 | 0.070205 | 0 | 0 | 0 | 0 | 0 | 1.6
57406_G_GEN3 | PJM_COMD | Illinois | 17 | Will | 197 | 57406 | GEN3 | Prairie View IL | 13500 | 2011 | 9999 | Landfill Gas | [5 empty] | Non-Fossil | G | 2025 | LF Gas |  | 0.031249 | 0.043031 | 0.056994 | 0.13127 | 0 | 0 | 0 | 0 | 0 | 0 | 0 | 0 | 0 | 0 | 0 | 0 | 2.3147 | 3.1875 | 4.2218 | 9.724 | 1.8008 | 2.4798 | 3.2845 | 7.5652 | 0 | 0 | 0 | 0 | 0.0037627 | 0.0051813 | 0.0068626 | 0.015807 | 0 | 0 | 0 | 0 | 0 | 0 | 0 | 0 | 0.37551 | 0.015136 | 0.020843 | 0.027607 | 0.063586 | 0 | 0 | 0 | 0 | 0 | 1.6
57406_G_GEN2 | PJM_COMD | Illinois | 17 | Will | 197 | 57406 | GEN2 | Prairie View IL | 13500 | 2011 | 9999 | Landfill Gas | [5 empty] | Non-Fossil | G | 2025 | LF Gas |  | 0.031249 | 0.043031 | 0.056994 | 0.13127 | 0 | 0 | 0 | 0 | 0 | 0 | 0 | 0 | 0 | 0 | 0 | 0 | 2.3147 | 3.1875 | 4.2218 | 9.724 | 1.8008 | 2.4798 | 3.2845 | 7.5652 | 0 | 0 | 0 | 0 | 0.0037627 | 0.0051813 | 0.0068626 | 0.015807 | 0 | 0 | 0 | 0 | 0 | 0 | 0 | 0 | 0.37551 | 0.015136 | 0.020843 | 0.027607 | 0.063586 | 0 | 0 | 0 | 0 | 0 | 1.6
57406_G_GEN1 | PJM_COMD | Illinois | 17 | Will | 197 | 57406 | GEN1 | Prairie View IL | 13500 | 2011 | 9999 | Landfill Gas | [5 empty] | Non-Fossil | G | 2025 | LF Gas |  | 0.031249 | 0.043031 | 0.056994 | 0.13127 | 0 | 0 | 0 | 0 | 0 | 0 | 0 | 0 | 0 | 0 | 0 | 0 | 2.3147 | 3.1875 | 4.2218 | 9.724 | 1.8008 | 2.4798 | 3.2845 | 7.5652 | 0 | 0 | 0 | 0 | 0.0037627 | 0.0051813 | 0.0068626 | 0.015807 | 0 | 0 | 0 | 0 | 0 | 0 | 0 | 0 | 0.37551 | 0.015136 | 0.020843 | 0.027607 | 0.063586 | 0 | 0 | 0 | 0 | 0 | 1.6
57405_G_GEN2 | MIS_LMI | Michigan | 26 | Oakland | 125 | 57405 | GEN2 | Eagle Valley (MI) | 13500 | 2011 | 9999 | Landfill Gas | [5 empty] | Non-Fossil | G | 2025 | LF Gas |  | 0.0315 | 0.04752 | 0.063397 | 0.14242 | 0 | 0 | 0 | 0 | 0 | 0 | 0 | 0 | 0 | 0 | 0 | 0 | 2.3334 | 3.52 | 4.6961 | 10.5495 | 1.8153 | 2.7386 | 3.6535 | 8.2074 | 0 | 0 | 0 | 0 | 0.003793 | 0.0057219 | 0.0076336 | 0.017149 | 0 | 0 | 0 | 0 | 0 | 0 | 0 | 0 | 0.37551 | 0.015258 | 0.023018 | 0.030708 | 0.068984 | 0 | 0 | 0 | 0 | 0 | 1.6
57405_G_GEN1 | MIS_LMI | Michigan | 26 | Oakland | 125 | 57405 | GEN1 | Eagle Valley (MI) | 13500 | 2011 | 9999 | Landfill Gas | [5 empty] | Non-Fossil | G | 2025 | LF Gas |  | 0.0315 | 0.04752 | 0.063397 | 0.14242 | 0 | 0 | 0 | 0 | 0 | 0 | 0 | 0 | 0 | 0 | 0 | 0 | 2.3334 | 3.52 | 4.6961 | 10.5495 | 1.8153 | 2.7386 | 3.6535 | 8.2074 | 0 | 0 | 0 | 0 | 0.003793 | 0.0057219 | 0.0076336 | 0.017149 | 0 | 0 | 0 | 0 | 0 | 0 | 0 | 0 | 0.37551 | 0.015258 | 0.023018 | 0.030708 | 0.068984 | 0 | 0 | 0 | 0 | 0 | 1.6
57404_G_GEN2 | NY_Z_C&E | New York | 36 | Oneida | 65 | 57404 | GEN2 | Oneida Herkimer | 13500 | 2013 | 9999 | Landfill Gas | [5 empty] | Non-Fossil | G | 2025 | LF Gas |  | 0.036648 | 0.053092 | 0.07079 | 0.16053 | 0 | 0 | 0 | 0 | 0 | 0 | 0 | 0 | 0 | 0 | 0 | 0 | 2.7147 | 3.9328 | 5.2437 | 11.8911 | 2.112 | 3.0596 | 4.0796 | 9.2512 | 0 | 0 | 0 | 0 | 0.0044128 | 0.0063928 | 0.0085238 | 0.019329 | 0 | 0 | 0 | 0 | 0 | 0 | 0 | 0 | 0.37551 | 0.017751 | 0.025717 | 0.034289 | 0.077757 | 0 | 0 | 0 | 0 | 0 | 1.6
57404_G_GEN1 | NY_Z_C&E | New York | 36 | Oneida | 65 | 57404 | GEN1 | Oneida Herkimer | 13500 | 2012 | 9999 | Landfill Gas | [5 empty] | Non-Fossil | G | 2025 | LF Gas |  | 0.036648 | 0.053092 | 0.07079 | 0.16053 | 0 | 0 | 0 | 0 | 0 | 0 | 0 | 0 | 0 | 0 | 0 | 0 | 2.7147 | 3.9327 | 5.2437 | 11.8911 | 2.112 | 3.0596 | 4.0796 | 9.2512 | 0 | 0 | 0 | 0 | 0.0044127 | 0.0063927 | 0.0085239 | 0.019329 | 0 | 0 | 0 | 0 | 0 | 0 | 0 | 0 | 0.37551 | 0.017751 | 0.025717 | 0.034289 | 0.077757 | 0 | 0 | 0 | 0 | 0 | 1.6
57403_G_GEN2 | WECC_AZ | Arizona | 4 | Maricopa | 13 | 57403 | GEN2 | Northwest Regional | 13500 | 2012 | 9999 | Landfill Gas | [5 empty] | Non-Fossil | G | 2025 | LF Gas |  | 0.03582 | 0.048846 | 0.061888 | 0.14655 | 0 | 0 | 0 | 0 | 0 | 0 | 0 | 0 | 0 | 0 | 0 | 0 | 2.6533 | 3.6182 | 4.5843 | 10.8559 | 2.0643 | 2.8149 | 3.5666 | 8.4458 | 0 | 0 | 0 | 0 | 0.004313 | 0.0058815 | 0.007452 | 0.017647 | 0 | 0 | 0 | 0 | 0 | 0 | 0 | 0 | 0.37551 | 0.01735 | 0.02366 | 0.029977 | 0.070988 | 0 | 0 | 0 | 0 | 0 | 1.6
57403_G_GEN1 | WECC_AZ | Arizona | 4 | Maricopa | 13 | 57403 | GEN1 | Northwest Regional | 13500 | 2012 | 9999 | Landfill Gas | [5 empty] | Non-Fossil | G | 2025 | LF Gas |  | 0.03582 | 0.048846 | 0.061888 | 0.14655 | 0 | 0 | 0 | 0 | 0 | 0 | 0 | 0 | 0 | 0 | 0 | 0 | 2.6533 | 3.6182 | 4.5843 | 10.8559 | 2.0643 | 2.8149 | 3.5666 | 8.4458 | 0 | 0 | 0 | 0 | 0.004313 | 0.0058815 | 0.007452 | 0.017647 | 0 | 0 | 0 | 0 | 0 | 0 | 0 | 0 | 0.37551 | 0.01735 | 0.02366 | 0.029977 | 0.070988 | 0 | 0 | 0 | 0 | 0 | 1.6
57402_G_TAY1 | S_VACA | North Carolina | 37 | Alexander | 3 | 57402 | TAY1 | Taylorsville Solar LLC | 0 | 2010 | 9999 | Solar PV | [5 empty] | Non-Fossil | G | 2025 | Solar |  | 0 | 0 | 0 | 0 | 0 | 0 | 0 | 0 | 0 | 0 | 0 | 0 | 0 | 0 | 0 | 0 | 0.30318 | 0.53778 | 0.89684 | 1.7378 | 0 | 0 | 0 | 0 | 0 | 0 | 0 | 0 | 0 | 0 | 0 | 0 | 0 | 0 | 0 | 0 | 0 | 0 | 0 | 0 | 0.027969 | 0 | 0 | 0 | 0 | 0 | 0 | 0 | 0 | 0 | 0.9994
57401_G_WIG2 | PJM_AP | West Virginia | 54 | Pleasants | 73 | 57401 | WIG2 | Willow Island Hydroelectric Plant | 0 | 2016 | 9999 | Hydro | [5 empty] | Non-Fossil | G | 2025 | Hydro |  | 0 | 0 | 0 | 0 | 0 | 0 | 0 | 0 | 0 | 0 | 0 | 0 | 0 | 0 | 0 | 0 | 42.4924 | 48.9313 | 61.3647 | 152.7884 | 0 | 0 | 0 | 0 | 0 | 0 | 0 | 0 | 0 | 0 | 0 | 0 | 0 | 0 | 0 | 0 | 0 | 0 | 0 | 0 | 0.32757 | 0.11303 | 0.13016 | 0.16323 | 0.40642 | 0 | 0 | 0 | 0 | 0 | 22
57401_G_WIG1 | PJM_AP | West Virginia | 54 | Pleasants | 73 | 57401 | WIG1 | Willow Island Hydroelectric Plant | 0 | 2016 | 9999 | Hydro | [5 empty] | Non-Fossil | G | 2025 | Hydro |  | 0 | 0 | 0 | 0 | 0 | 0 | 0 | 0 | 0 | 0 | 0 | 0 | 0 | 0 | 0 | 0 | 42.4924 | 48.9313 | 61.3647 | 152.7884 | 0 | 0 | 0 | 0 | 0 | 0 | 0 | 0 | 0 | 0 | 0 | 0 | 0 | 0 | 0 | 0 | 0 | 0 | 0 | 0 | 0.32757 | 0.11303 | 0.13016 | 0.16323 | 0.40642 | 0 | 0 | 0 | 0 | 0 | 22
57400_G_SG3 | MIS_INKY | Kentucky | 21 | Livingston | 139 | 57400 | SG3 | Smithland Hydroelectric Plant | 0 | 2017 | 9999 | Hydro | [5 empty] | Non-Fossil | G | 2025 | Hydro |  | 0 | 0 | 0 | 0 | 0 | 0 | 0 | 0 | 0 | 0 | 0 | 0 | 0 | 0 | 0 | 0 | 38.4047 | 56.198 | 78.0512 | 172.6539 | 0 | 0 | 0 | 0 | 0 | 0 | 0 | 0 | 0 | 0 | 0 | 0 | 0 | 0 | 0 | 0 | 0 | 0 | 0 | 0 | 0.3767 | 0.10216 | 0.14949 | 0.20762 | 0.45926 | 0 | 0 | 0 | 0 | 0 | 25.3
57400_G_SG2 | MIS_INKY | Kentucky | 21 | Livingston | 139 | 57400 | SG2 | Smithland Hydroelectric Plant | 0 | 2017 | 9999 | Hydro | [5 empty] | Non-Fossil | G | 2025 | Hydro |  | 0 | 0 | 0 | 0 | 0 | 0 | 0 | 0 | 0 | 0 | 0 | 0 | 0 | 0 | 0 | 0 | 38.4047 | 56.198 | 78.0512 | 172.6539 | 0 | 0 | 0 | 0 | 0 | 0 | 0 | 0 | 0 | 0 | 0 | 0 | 0 | 0 | 0 | 0 | 0 | 0 | 0 | 0 | 0.3767 | 0.10216 | 0.14949 | 0.20762 | 0.45926 | 0 | 0 | 0 | 0 | 0 | 25.3
57400_G_SG1 | MIS_INKY | Kentucky | 21 | Livingston | 139 | 57400 | SG1 | Smithland Hydroelectric Plant | 0 | 2017 | 9999 | Hydro | [5 empty] | Non-Fossil | G | 2025 | Hydro |  | 0 | 0 | 0 | 0 | 0 | 0 | 0 | 0 | 0 | 0 | 0 | 0 | 0 | 0 | 0 | 0 | 38.4047 | 56.198 | 78.0512 | 172.6539 | 0 | 0 | 0 | 0 | 0 | 0 | 0 | 0 | 0 | 0 | 0 | 0 | 0 | 0 | 0 | 0 | 0 | 0 | 0 | 0 | 0.3767 | 0.10216 | 0.14949 | 0.20762 | 0.45926 | 0 | 0 | 0 | 0 | 0 | 25.3
57399_G_CG3 | MIS_INKY | Kentucky | 21 | Hancock | 91 | 57399 | CG3 | Cannelton Hydroelectric Plant | 0 | 2016 | 9999 | Hydro | [5 empty] | Non-Fossil | G | 2025 | Hydro |  | 0 | 0 | 0 | 0 | 0 | 0 | 0 | 0 | 0 | 0 | 0 | 0 | 0 | 0 | 0 | 0 | 44.4766 | 65.083 | 90.3913 | 199.9509 | 0 | 0 | 0 | 0 | 0 | 0 | 0 | 0 | 0 | 0 | 0 | 0 | 0 | 0 | 0 | 0 | 0 | 0 | 0 | 0 | 0.43626 | 0.11831 | 0.17312 | 0.24044 | 0.53187 | 0 | 0 | 0 | 0 | 0 | 29.3
57399_G_CG2 | MIS_INKY | Kentucky | 21 | Hancock | 91 | 57399 | CG2 | Cannelton Hydroelectric Plant | 0 | 2016 | 9999 | Hydro | [5 empty] | Non-Fossil | G | 2025 | Hydro |  | 0 | 0 | 0 | 0 | 0 | 0 | 0 | 0 | 0 | 0 | 0 | 0 | 0 | 0 | 0 | 0 | 44.4766 | 65.083 | 90.3913 | 199.9509 | 0 | 0 | 0 | 0 | 0 | 0 | 0 | 0 | 0 | 0 | 0 | 0 | 0 | 0 | 0 | 0 | 0 | 0 | 0 | 0 | 0.43626 | 0.11831 | 0.17312 | 0.24044 | 0.53187 | 0 | 0 | 0 | 0 | 0 | 29.3
57399_G_CG1 | MIS_INKY | Kentucky | 21 | Hancock | 91 | 57399 | CG1 | Cannelton Hydroelectric Plant | 0 | 2016 | 9999 | Hydro | [5 empty] | Non-Fossil | G | 2025 | Hydro |  | 0 | 0 | 0 | 0 | 0 | 0 | 0 | 0 | 0 | 0 | 0 | 0 | 0 | 0 | 0 | 0 | 44.4766 | 65.083 | 90.3913 | 199.9509 | 0 | 0 | 0 | 0 | 0 | 0 | 0 | 0 | 0 | 0 | 0 | 0 | 0 | 0 | 0 | 0 | 0 | 0 | 0 | 0 | 0.43626 | 0.11831 | 0.17312 | 0.24044 | 0.53187 | 0 | 0 | 0 | 0 | 0 | 29.3
57397_G_PV02 | PJM_EMAC | New Jersey | 34 | Middlesex | 23 | 57397 | PV02 | Dow Jones South Brunswick Solar | 0 | 2011 | 9999 | Solar PV | [5 empty] | Non-Fossil | G | 2025 | Solar |  | 0 | 0 | 0 | 0 | 0 | 0 | 0 | 0 | 0 | 0 | 0 | 0 | 0 | 0 | 0 | 0 | 0.33857 | 0.73091 | 1.1614 | 2.2308 | 0 | 0 | 0 | 0 | 0 | 0 | 0 | 0 | 0 | 0 | 0 | 0 | 0 | 0 | 0 | 0 | 0 | 0 | 0 | 0 | 0.056218 | 0 | 0 | 0 | 0 | 0 | 0 | 0 | 0 | 0 | 1.5586
57397_G_PV01 | PJM_EMAC | New Jersey | 34 | Middlesex | 23 | 57397 | PV01 | Dow Jones South Brunswick Solar | 0 | 2010 | 9999 | Solar PV | [5 empty] | Non-Fossil | G | 2025 | Solar |  | 0 | 0 | 0 | 0 | 0 | 0 | 0 | 0 | 0 | 0 | 0 | 0 | 0 | 0 | 0 | 0 | 0.52902 | 1.142 | 1.8146 | 3.4857 | 0 | 0 | 0 | 0 | 0 | 0 | 0 | 0 | 0 | 0 | 0 | 0 | 0 | 0 | 0 | 0 | 0 | 0 | 0 | 0 | 0.08784 | 0 | 0 | 0 | 0 | 0 | 0 | 0 | 0 | 0 | 2.4353
57396_G_DWF | MIS_MNWI | Minnesota | 27 | Kandiyohi | 67 | 57396 | DWF | Danielson Wind Farms LLC | 0 | 2011 | 9999 | Onshore Wind | [5 empty] | Non-Fossil | G | 2025 | Wind |  | 0 | 0 | 0 | 0 | 0 | 0 | 0 | 0 | 0 | 0 | 0 | 0 | 0 | 0 | 0 | 0 | 17.1022 | 23.5304 | 19.6556 | 60.2882 | 0 | 0 | 0 | 0 | 0 | 0 | 0 | 0 | 0 | 0 | 0 | 0 | 0 | 0 | 0 | 0 | 0 | 0 | 0 | 0 | 0.56354 | 0 | 0 | 0 | 0 | 0 | 0 | 0 | 0 | 0 | 20
57394_B_SOLAR | WECC_SCE | California | 6 | Riverside | 65 | 57394 | SOLAR | Genesis Solar Energy Project | 9771 | 2013 | 9999 | Solar Thermal | [5 empty] | Non-Fossil | B | 2025 | Solar |  | 0.36588 | 1.2856 | 2.5415 | 4.193 | 0 | 0 | 0 | 0 | 0 | 0 | 0 | 0 | 0 | 0 | 0 | 0 | 37.4455 | 131.5755 | 260.1031 | 429.1242 | 0 | 0 | 0 | 0 | 0 | 0 | 0 | 0 | 0 | 0 | 0 | 0 | 0 | 0 | 0 | 0 | 0 | 0 | 0 | 0 | 21.7967 | 0 | 0 | 0 | 0 | 0 | 0 | 0 | 0 | 0 | 250
57393_G_GEN2 | WECC_ID | Idaho | 16 | Gooding | 47 | 57393 | GEN2 | Big Sky Dairy Digester | 13500 | 2009 | 9999 | Non-Fossil Waste | [5 empty] | Non-Fossil | G | 2025 | Non-Fossil |  | 0.011685 | 0.015972 | 0.020181 | 0.047837 | 0 | 0 | 0 | 0 | 0 | 0 | 0 | 0 | 0 | 0 | 0 | 0 | 0.86552 | 1.1831 | 1.4949 | 3.5435 | 0 | 0 | 0 | 0 | 0 | 0 | 0 | 0 | 0 | 0 | 0 | 0 | 0 | 0 | 0 | 0 | 0 | 0 | 0 | 0 | 0.16429 | 0.0056597 | 0.0077365 | 0.0097751 | 0.023171 | 0 | 0 | 0 | 0 | 0 | 0.7
57393_G_GEN1 | WECC_ID | Idaho | 16 | Gooding | 47 | 57393 | GEN1 | Big Sky Dairy Digester | 13500 | 2009 | 9999 | Non-Fossil Waste | [5 empty] | Non-Fossil | G | 2025 | Non-Fossil |  | 0.011685 | 0.015972 | 0.020181 | 0.047837 | 0 | 0 | 0 | 0 | 0 | 0 | 0 | 0 | 0 | 0 | 0 | 0 | 0.86552 | 1.1831 | 1.4949 | 3.5435 | 0 | 0 | 0 | 0 | 0 | 0 | 0 | 0 | 0 | 0 | 0 | 0 | 0 | 0 | 0 | 0 | 0 | 0 | 0 | 0 | 0.16429 | 0.0056597 | 0.0077365 | 0.0097751 | 0.023171 | 0 | 0 | 0 | 0 | 0 | 0.7
57392_G_UATP1 | WECC_AZ | Arizona | 4 | Pima | 19 | 57392 | UATP1 | UASTP I | 0 | 2010 | 9999 | Solar PV | [5 empty] | Non-Fossil | G | 2025 | Solar |  | 0 | 0 | 0 | 0 | 0 | 0 | 0 | 0 | 0 | 0 | 0 | 0 | 0 | 0 | 0 | 0 | 0.54014 | 0.97454 | 1.4114 | 2.9261 | 0 | 0 | 0 | 0 | 0 | 0 | 0 | 0 | 0 | 0 | 0 | 0 | 0 | 0 | 0 | 0 | 0 | 0 | 0 | 0 | 0.054041 | 0 | 0 | 0 | 0 | 0 | 0 | 0 | 0 | 0 | 1.1972
57390_G_1 | PJM_WMAC | Pennsylvania | 42 | York | 133 | 57390 | 1 | GSK York RDC Solar Facility | 0 | 2010 | 9999 | Solar PV | [5 empty] | Non-Fossil | G | 2025 | Solar |  | 0 | 0 | 0 | 0 | 0 | 0 | 0 | 0 | 0 | 0 | 0 | 0 | 0 | 0 | 0 | 0 | 0.36079 | 0.78073 | 1.2425 | 2.384 | 0 | 0 | 0 | 0 | 0 | 0 | 0 | 0 | 0 | 0 | 0 | 0 | 0 | 0 | 0 | 0 | 0 | 0 | 0 | 0 | 0.044777 | 0 | 0 | 0 | 0 | 0 | 0 | 0 | 0 | 0 | 1.6
57387_G_GE16 | MIS_MAPP | North Dakota | 38 | Barnes | 3 | 57387 | GE16 | Ashtabula Wind III LLC | 0 | 2010 | 9999 | Onshore Wind | [5 empty] | Non-Fossil | G | 2025 | Wind |  | 0 | 0 | 0 | 0 | 0 | 0 | 0 | 0 | 0 | 0 | 0 | 0 | 0 | 0 | 0 | 0 | 53.6816 | 78.6539 | 74.5173 | 206.8528 | 0 | 0 | 0 | 0 | 0 | 0 | 0 | 0 | 0 | 0 | 0 | 0 | 0 | 0 | 0 | 0 | 0 | 0 | 0 | 0 | 2.4609 | 0 | 0 | 0 | 0 | 0 | 0 | 0 | 0 | 0 | 62.4
57386_G_WTG1 | MIS_MNWI | Minnesota | 27 | Pipestone | 117 | 57386 | WTG1 | Ridgewind | 0 | 2011 | 9999 | Onshore Wind | [5 empty] | Non-Fossil | G | 2025 | Wind |  | 0 | 0 | 0 | 0 | 0 | 0 | 0 | 0 | 0 | 0 | 0 | 0 | 0 | 0 | 0 | 0 | 21.6342 | 29.7659 | 24.8644 | 76.2646 | 0 | 0 | 0 | 0 | 0 | 0 | 0 | 0 | 0 | 0 | 0 | 0 | 0 | 0 | 0 | 0 | 0 | 0 | 0 | 0 | 0.71287 | 0 | 0 | 0 | 0 | 0 | 0 | 0 | 0 | 0 | 25.3
57385_G_34505 | MIS_MNWI | Minnesota | 27 | Lincoln | 81 | 57385 | 34505 | Community Wind North LLC | 0 | 2011 | 9999 | Onshore Wind | [5 empty] | Non-Fossil | G | 2025 | Wind |  | 0 | 0 | 0 | 0 | 0 | 0 | 0 | 0 | 0 | 0 | 0 | 0 | 0 | 0 | 0 | 0 | 25.6532 | 35.2956 | 29.4835 | 90.4323 | 0 | 0 | 0 | 0 | 0 | 0 | 0 | 0 | 0 | 0 | 0 | 0 | 0 | 0 | 0 | 0 | 0 | 0 | 0 | 0 | 0.8453 | 0 | 0 | 0 | 0 | 0 | 0 | 0 | 0 | 0 | 30
57384_G_SWC1 | PJM_EMAC | New Jersey | 34 | Middlesex | 23 | 57384 | SWC1 | Matrix Buildings A&B (Perth Amboy) Solar | 0 | 2012 | 9999 | Solar PV | [5 empty] | Non-Fossil | G | 2025 | Solar |  | 0 | 0 | 0 | 0 | 0 | 0 | 0 | 0 | 0 | 0 | 0 | 0 | 0 | 0 | 0 | 0 | 0.74062 | 1.5989 | 2.5405 | 4.88 | 0 | 0 | 0 | 0 | 0 | 0 | 0 | 0 | 0 | 0 | 0 | 0 | 0 | 0 | 0 | 0 | 0 | 0 | 0 | 0 | 0.12298 | 0 | 0 | 0 | 0 | 0 | 0 | 0 | 0 | 0 | 3.4094
57384_G_MATR | PJM_EMAC | New Jersey | 34 | Middlesex | 23 | 57384 | MATR | Matrix Buildings A&B (Perth Amboy) Solar | 0 | 2011 | 9999 | Solar PV | [5 empty] | Non-Fossil | G | 2025 | Solar |  | 0 | 0 | 0 | 0 | 0 | 0 | 0 | 0 | 0 | 0 | 0 | 0 | 0 | 0 | 0 | 0 | 0.52902 | 1.142 | 1.8146 | 3.4857 | 0 | 0 | 0 | 0 | 0 | 0 | 0 | 0 | 0 | 0 | 0 | 0 | 0 | 0 | 0 | 0 | 0 | 0 | 0 | 0 | 0.08784 | 0 | 0 | 0 | 0 | 0 | 0 | 0 | 0 | 0 | 2.4353
57383_G_BAYO | PJM_EMAC | New Jersey | 34 | Hudson | 17 | 57383 | BAYO | WEA Texas Bayonne | 0 | 2010 | 9999 | Solar PV | [5 empty] | Non-Fossil | G | 2025 | Solar |  | 0 | 0 | 0 | 0 | 0 | 0 | 0 | 0 | 0 | 0 | 0 | 0 | 0 | 0 | 0 | 0 | 0.31741 | 0.68523 | 1.0888 | 2.0914 | 0 | 0 | 0 | 0 | 0 | 0 | 0 | 0 | 0 | 0 | 0 | 0 | 0 | 0 | 0 | 0 | 0 | 0 | 0 | 0 | 0.052704 | 0 | 0 | 0 | 0 | 0 | 0 | 0 | 0 | 0 | 1.4612
57382_G_YARD | PJM_EMAC | New Jersey | 34 | Mercer | 21 | 57382 | YARD | Yardville Solar Farm | 0 | 2010 | 9999 | Solar PV | [5 empty] | Non-Fossil | G | 2025 | Solar |  | 0 | 0 | 0 | 0 | 0 | 0 | 0 | 0 | 0 | 0 | 0 | 0 | 0 | 0 | 0 | 0 | 0.76178 | 1.6445 | 2.6131 | 5.0194 | 0 | 0 | 0 | 0 | 0 | 0 | 0 | 0 | 0 | 0 | 0 | 0 | 0 | 0 | 0 | 0 | 0 | 0 | 0 | 0 | 0.12649 | 0 | 0 | 0 | 0 | 0 | 0 | 0 | 0 | 0 | 3.5068
57381_G_LIND | PJM_EMAC | New Jersey | 34 | Union | 39 | 57381 | LIND | Linden Solar Farm | 0 | 2010 | 9999 | Solar PV | [5 empty] | Non-Fossil | G | 2025 | Solar |  | 0 | 0 | 0 | 0 | 0 | 0 | 0 | 0 | 0 | 0 | 0 | 0 | 0 | 0 | 0 | 0 | 0.57134 | 1.2334 | 1.9598 | 3.7646 | 0 | 0 | 0 | 0 | 0 | 0 | 0 | 0 | 0 | 0 | 0 | 0 | 0 | 0 | 0 | 0 | 0 | 0 | 0 | 0 | 0.094868 | 0 | 0 | 0 | 0 | 0 | 0 | 0 | 0 | 0 | 2.6301
57380_G_1 | NENGREST | Massachusetts | 25 | Berkshire | 3 | 57380 | 1 | New England Wind LLC | 0 | 2012 | 9999 | Onshore Wind | [5 empty] | Non-Fossil | G | 2025 | Wind |  | 0 | 0 | 0 | 0 | 0 | 0 | 0 | 0 | 0 | 0 | 0 | 0 | 0 | 0 | 0 | 0 | 23.5493 | 30.6109 | 23.7123 | 77.8725 | 0 | 0 | 0 | 0 | 0 | 0 | 0 | 0 | 0 | 0 | 0 | 0 | 0 | 0 | 0 | 0 | 0 | 0 | 0 | 0 | 0.95764 | 0 | 0 | 0 | 0 | 0 | 0 | 0 | 0 | 0 | 28.5
57379_G_1 | WECC_AZ | Arizona | 4 | Navajo | 17 | 57379 | 1 | Dry Lake Wind II LLC | 0 | 2010 | 9999 | Onshore Wind | [5 empty] | Non-Fossil | G | 2025 | Wind |  | 0 | 0 | 0 | 0 | 0 | 0 | 0 | 0 | 0 | 0 | 0 | 0 | 0 | 0 | 0 | 0 | 27.6682 | 46.9688 | 49.7019 | 124.3388 | 0 | 0 | 0 | 0 | 0 | 0 | 0 | 0 | 0 | 0 | 0 | 0 | 0 | 0 | 0 | 0 | 0 | 0 | 0 | 0 | 1.8343 | 0 | 0 | 0 | 0 | 0 | 0 | 0 | 0 | 0 | 65.1
57378_G_AVSR | WECC_SCE | California | 6 | Los Angeles | 37 | 57378 | AVSR | AV Solar Ranch One | 0 | 2014 | 9999 | Solar PV | [5 empty] | Non-Fossil | G | 2025 | Solar |  | 0 | 0 | 0 | 0 | 0 | 0 | 0 | 0 | 0 | 0 | 0 | 0 | 0 | 0 | 0 | 0 | 101.6118 | 188.5184 | 292.195 | 582.3252 | 0 | 0 | 0 | 0 | 0 | 0 | 0 | 0 | 0 | 0 | 0 | 0 | 0 | 0 | 0 | 0 | 0 | 0 | 0 | 0 | 8.7248 | 0 | 0 | 0 | 0 | 0 | 0 | 0 | 0 | 0 | 241.5
57377_G_GS-P2 | WECC_CO | Colorado | 8 | Alamosa | 3 | 57377 | GS-P2 | Greater Sandhill I | 0 | 2010 | 9999 | Solar PV | [5 empty] | Non-Fossil | G | 2025 | Solar |  | 0 | 0 | 0 | 0 | 0 | 0 | 0 | 0 | 0 | 0 | 0 | 0 | 0 | 0 | 0 | 0 | 3.1139 | 5.8374 | 9.0267 | 17.9781 | 0 | 0 | 0 | 0 | 0 | 0 | 0 | 0 | 0 | 0 | 0 | 0 | 0 | 0 | 0 | 0 | 0 | 0 | 0 | 0 | 0.28422 | 0 | 0 | 0 | 0 | 0 | 0 | 0 | 0 | 0 | 9
57377_G_GS-P1 | WECC_CO | Colorado | 8 | Alamosa | 3 | 57377 | GS-P1 | Greater Sandhill I | 0 | 2010 | 9999 | Solar PV | [5 empty] | Non-Fossil | G | 2025 | Solar |  | 0 | 0 | 0 | 0 | 0 | 0 | 0 | 0 | 0 | 0 | 0 | 0 | 0 | 0 | 0 | 0 | 3.4599 | 6.486 | 10.0297 | 19.9756 | 0 | 0 | 0 | 0 | 0 | 0 | 0 | 0 | 0 | 0 | 0 | 0 | 0 | 0 | 0 | 0 | 0 | 0 | 0 | 0 | 0.3158 | 0 | 0 | 0 | 0 | 0 | 0 | 0 | 0 | 0 | 10
57376_G_OEC 2 | WECC_NNV | Nevada | 32 | Pershing | 27 | 57376 | OEC 2 | Jersey Valley Geothermal Power Plant | 9771 | 2010 | 9999 | Geothermal | [5 empty] | Non-Fossil | G | 2025 | Geothermal |  | 0.070045 | 0.09336 | 0.10835 | 0.27175 | 0 | 0 | 0 | 0 | 0 | 0 | 0 | 0 | 0 | 0 | 0 | 0 | 7.1687 | 9.5548 | 11.0886 | 27.8121 | 0 | 0 | 0 | 0 | 0.00012785 | 0.0001704 | 0.00019775 | 0.000496 | 0 | 0 | 0 | 0 | 0 | 0 | 0 | 0 | 0 | 0 | 0 | 0 | 0.37402 | 0.039356 | 0.052456 | 0.060876 | 0.15269 | 0 | 0 | 0 | 0 | 0 | 4
57376_G_OEC 1 | WECC_NNV | Nevada | 32 | Pershing | 27 | 57376 | OEC 1 | Jersey Valley Geothermal Power Plant | 9771 | 2010 | 9999 | Geothermal | [5 empty] | Non-Fossil | G | 2025 | Geothermal |  | 0.14885 | 0.19839 | 0.23024 | 0.57747 | 0 | 0 | 0 | 0 | 0 | 0 | 0 | 0 | 0 | 0 | 0 | 0 | 15.2334 | 20.304 | 23.5633 | 59.1007 | 0 | 0 | 0 | 0 | 0.00027167 | 0.0003621 | 0.00042023 | 0.001054 | 0 | 0 | 0 | 0 | 0 | 0 | 0 | 0 | 0 | 0 | 0 | 0 | 0.79479 | 0.083631 | 0.11147 | 0.12936 | 0.32446 | 0 | 0 | 0 | 0 | 0 | 8.5
57375_G_AWG | MIS_MNWI | Minnesota | 27 | Meeker | 93 | 57375 | AWG | Adams Wind Generations LLC | 0 | 2011 | 9999 | Onshore Wind | [5 empty] | Non-Fossil | G | 2025 | Wind |  | 0 | 0 | 0 | 0 | 0 | 0 | 0 | 0 | 0 | 0 | 0 | 0 | 0 | 0 | 0 | 0 | 17.1022 | 23.5304 | 19.6556 | 60.2882 | 0 | 0 | 0 | 0 | 0 | 0 | 0 | 0 | 0 | 0 | 0 | 0 | 0 | 0 | 0 | 0 | 0 | 0 | 0 | 0 | 0.56354 | 0 | 0 | 0 | 0 | 0 | 0 | 0 | 0 | 0 | 20
57374_G_LAKE1 | MIS_MNWI | Minnesota | 27 | Jackson | 63 | 57374 | LAKE1 | Lakefield Wind Project LLC | 0 | 2011 | 9999 | Onshore Wind | [5 empty] | Non-Fossil | G | 2025 | Wind |  | 0 | 0 | 0 | 0 | 0 | 0 | 0 | 0 | 0 | 0 | 0 | 0 | 0 | 0 | 0 | 0 | 175.7246 | 241.7748 | 201.9618 | 619.4612 | 0 | 0 | 0 | 0 | 0 | 0 | 0 | 0 | 0 | 0 | 0 | 0 | 0 | 0 | 0 | 0 | 0 | 0 | 0 | 0 | 5.7903 | 0 | 0 | 0 | 0 | 0 | 0 | 0 | 0 | 0 | 205.5
57373_G_AGU3 | WECC_AZ | Arizona | 4 | Yuma | 27 | 57373 | AGU3 | Agua Caliente Solar Project | 0 | 2014 | 9999 | Solar PV | [5 empty] | Non-Fossil | G | 2025 | Solar |  | 0 | 0 | 0 | 0 | 0 | 0 | 0 | 0 | 0 | 0 | 0 | 0 | 0 | 0 | 0 | 0 | 54.4637 | 98.2658 | 142.3167 | 295.0462 | 0 | 0 | 0 | 0 | 0 | 0 | 0 | 0 | 0 | 0 | 0 | 0 | 0 | 0 | 0 | 0 | 0 | 0 | 0 | 0 | 5.4491 | 0 | 0 | 0 | 0 | 0 | 0 | 0 | 0 | 0 | 120.7149
57373_G_AGU2 | WECC_AZ | Arizona | 4 | Yuma | 27 | 57373 | AGU2 | Agua Caliente Solar Project | 0 | 2012 | 9999 | Solar PV | [5 empty] | Non-Fossil | G | 2025 | Solar |  | 0 | 0 | 0 | 0 | 0 | 0 | 0 | 0 | 0 | 0 | 0 | 0 | 0 | 0 | 0 | 0 | 61.2154 | 110.4475 | 159.9593 | 331.6221 | 0 | 0 | 0 | 0 | 0 | 0 | 0 | 0 | 0 | 0 | 0 | 0 | 0 | 0 | 0 | 0 | 0 | 0 | 0 | 0 | 6.1246 | 0 | 0 | 0 | 0 | 0 | 0 | 0 | 0 | 0 | 135.6795
57373_G_AGU1 | WECC_AZ | Arizona | 4 | Yuma | 27 | 57373 | AGU1 | Agua Caliente Solar Project | 0 | 2012 | 9999 | Solar PV | [5 empty] | Non-Fossil | G | 2025 | Solar |  | 0 | 0 | 0 | 0 | 0 | 0 | 0 | 0 | 0 | 0 | 0 | 0 | 0 | 0 | 0 | 0 | 40.8253 | 73.6587 | 106.6787 | 221.1627 | 0 | 0 | 0 | 0 | 0 | 0 | 0 | 0 | 0 | 0 | 0 | 0 | 0 | 0 | 0 | 0 | 0 | 0 | 0 | 0 | 4.0846 | 0 | 0 | 0 | 0 | 0 | 0 | 0 | 0 | 0 | 90.4863
57372_G_INV-1 | WECC_PNW | Oregon | 41 | Yamhill | 71 | 57372 | INV-1 | Bellevue Solar Project | 0 | 2011 | 9999 | Solar PV | [5 empty] | Non-Fossil | G | 2025 | Solar |  | 0 | 0 | 0 | 0 | 0 | 0 | 0 | 0 | 0 | 0 | 0 | 0 | 0 | 0 | 0 | 0 | 0.38486 | 0.85367 | 1.323 | 2.5616 | 0 | 0 | 0 | 0 | 0 | 0 | 0 | 0 | 0 | 0 | 0 | 0 | 0 | 0 | 0 | 0 | 0 | 0 | 0 | 0 | 0.040142 | 0 | 0 | 0 | 0 | 0 | 0 | 0 | 0 | 0 | 1.4344
57368_G_1 | WECC_CO | Colorado | 8 | Alamosa | 3 | 57368 | 1 | Cogentrix of Alamosa | 0 | 2012 | 9999 | Solar PV | [5 empty] | Non-Fossil | G | 2025 | Solar |  | 0 | 0 | 0 | 0 | 0 | 0 | 0 | 0 | 0 | 0 | 0 | 0 | 0 | 0 | 0 | 0 | 10.3797 | 19.458 | 30.0892 | 59.9269 | 0 | 0 | 0 | 0 | 0 | 0 | 0 | 0 | 0 | 0 | 0 | 0 | 0 | 0 | 0 | 0 | 0 | 0 | 0 | 0 | 0.9474 | 0 | 0 | 0 | 0 | 0 | 0 | 0 | 0 | 0 | 30
57367_G_POCON | PJM_WMAC | Pennsylvania | 42 | Monroe | 89 | 57367 | POCON | Pocono Solar Project | 0 | 2010 | 9999 | Solar PV | [5 empty] | Non-Fossil | G | 2025 | Solar |  | 0 | 0 | 0 | 0 | 0 | 0 | 0 | 0 | 0 | 0 | 0 | 0 | 0 | 0 | 0 | 0 | 0.67648 | 1.4639 | 2.3297 | 4.47 | 0 | 0 | 0 | 0 | 0 | 0 | 0 | 0 | 0 | 0 | 0 | 0 | 0 | 0 | 0 | 0 | 0 | 0 | 0 | 0 | 0.083956 | 0 | 0 | 0 | 0 | 0 | 0 | 0 | 0 | 0 | 3
57366_G_1C | S_VACA | North Carolina | 37 | Wayne | 191 | 57366 | 1C | MP Wayne LLC | 13500 | 2010 | 9999 | Landfill Gas | [5 empty] | Non-Fossil | G | 2025 | LF Gas |  | 0.024973 | 0.028057 | 0.044067 | 0.097097 | 0 | 0 | 0 | 0 | 0 | 0 | 0 | 0 | 0 | 0 | 0 | 0 | 1.8498 | 2.0783 | 3.2643 | 7.1924 | 1.4391 | 1.6169 | 2.5396 | 5.5956 | 0 | 0 | 0 | 0 | 0.003007 | 0.0033783 | 0.0053062 | 0.011691 | 0 | 0 | 0 | 0 | 0 | 0 | 0 | 0 | 0.25816 | 0.012096 | 0.01359 | 0.021345 | 0.047032 | 0 | 0 | 0 | 0 | 0 | 1.1
57366_G_1B | S_VACA | North Carolina | 37 | Wayne | 191 | 57366 | 1B | MP Wayne LLC | 13500 | 2010 | 9999 | Landfill Gas | [5 empty] | Non-Fossil | G | 2025 | LF Gas |  | 0.024973 | 0.028057 | 0.044067 | 0.097097 | 0 | 0 | 0 | 0 | 0 | 0 | 0 | 0 | 0 | 0 | 0 | 0 | 1.8498 | 2.0783 | 3.2643 | 7.1924 | 1.4391 | 1.6169 | 2.5396 | 5.5956 | 0 | 0 | 0 | 0 | 0.003007 | 0.0033783 | 0.0053062 | 0.011691 | 0 | 0 | 0 | 0 | 0 | 0 | 0 | 0 | 0.25816 | 0.012096 | 0.01359 | 0.021345 | 0.047032 | 0 | 0 | 0 | 0 | 0 | 1.1
57366_G_1A | S_VACA | North Carolina | 37 | Wayne | 191 | 57366 | 1A | MP Wayne LLC | 13500 | 2010 | 9999 | Landfill Gas | [5 empty] | Non-Fossil | G | 2025 | LF Gas |  | 0.024973 | 0.028057 | 0.044067 | 0.097097 | 0 | 0 | 0 | 0 | 0 | 0 | 0 | 0 | 0 | 0 | 0 | 0 | 1.8498 | 2.0783 | 3.2643 | 7.1924 | 1.4391 | 1.6169 | 2.5396 | 5.5956 | 0 | 0 | 0 | 0 | 0.003007 | 0.0033783 | 0.0053062 | 0.011691 | 0 | 0 | 0 | 0 | 0 | 0 | 0 | 0 | 0.25816 | 0.012096 | 0.01359 | 0.021345 | 0.047032 | 0 | 0 | 0 | 0 | 0 | 1.1
57365_G_1C | S_VACA | North Carolina | 37 | Durham | 63 | 57365 | 1C | MP Durham LLC | 13500 | 2010 | 9999 | Landfill Gas | [5 empty] | Non-Fossil | G | 2025 | LF Gas |  | 0.024973 | 0.028057 | 0.044067 | 0.097097 | 0 | 0 | 0 | 0 | 0 | 0 | 0 | 0 | 0 | 0 | 0 | 0 | 1.8498 | 2.0783 | 3.2643 | 7.1924 | 1.4391 | 1.6169 | 2.5396 | 5.5956 | 0 | 0 | 0 | 0 | 0.003007 | 0.0033783 | 0.0053062 | 0.011691 | 0 | 0 | 0 | 0 | 0 | 0 | 0 | 0 | 0.25816 | 0.012096 | 0.01359 | 0.021345 | 0.047032 | 0 | 0 | 0 | 0 | 0 | 1.1
57365_G_1B | S_VACA | North Carolina | 37 | Durham | 63 | 57365 | 1B | MP Durham LLC | 13500 | 2010 | 9999 | Landfill Gas | [5 empty] | Non-Fossil | G | 2025 | LF Gas |  | 0.024973 | 0.028057 | 0.044067 | 0.097097 | 0 | 0 | 0 | 0 | 0 | 0 | 0 | 0 | 0 | 0 | 0 | 0 | 1.8498 | 2.0783 | 3.2643 | 7.1924 | 1.4391 | 1.6169 | 2.5396 | 5.5956 | 0 | 0 | 0 | 0 | 0.003007 | 0.0033783 | 0.0053062 | 0.011691 | 0 | 0 | 0 | 0 | 0 | 0 | 0 | 0 | 0.25816 | 0.012096 | 0.01359 | 0.021345 | 0.047032 | 0 | 0 | 0 | 0 | 0 | 1.1
57365_G_1A | S_VACA | North Carolina | 37 | Durham | 63 | 57365 | 1A | MP Durham LLC | 13500 | 2010 | 9999 | Landfill Gas | [5 empty] | Non-Fossil | G | 2025 | LF Gas |  | 0.024973 | 0.028057 | 0.044067 | 0.097097 | 0 | 0 | 0 | 0 | 0 | 0 | 0 | 0 | 0 | 0 | 0 | 0 | 1.8498 | 2.0783 | 3.2643 | 7.1924 | 1.4391 | 1.6169 | 2.5396 | 5.5956 | 0 | 0 | 0 | 0 | 0.003007 | 0.0033783 | 0.0053062 | 0.011691 | 0 | 0 | 0 | 0 | 0 | 0 | 0 | 0 | 0.25816 | 0.012096 | 0.01359 | 0.021345 | 0.047032 | 0 | 0 | 0 | 0 | 0 | 1.1
57364_G_2 | WECC_IID | California | 6 | Imperial | 25 | 57364 | 2 | Siphon Drop Power Plant | 0 | 1987 | 9999 | Hydro | [5 empty] | Non-Fossil | G | 2025 | Hydro |  | 0 | 0 | 0 | 0 | 0 | 0 | 0 | 0 | 0 | 0 | 0 | 0 | 0 | 0 | 0 | 0 | 1.4388 | 2.4117 | 4.9028 | 8.7533 | 0 | 0 | 0 | 0 | 0 | 0 | 0 | 0 | 0 | 0 | 0 | 0 | 0 | 0 | 0 | 0 | 0 | 0 | 0 | 0 | 0.032757 | 0.0038271 | 0.0064151 | 0.013041 | 0.023284 | 0 | 0 | 0 | 0 | 0 | 2.2
57364_G_1 | WECC_IID | California | 6 | Imperial | 25 | 57364 | 1 | Siphon Drop Power Plant | 0 | 1987 | 9999 | Hydro | [5 empty] | Non-Fossil | G | 2025 | Hydro |  | 0 | 0 | 0 | 0 | 0 | 0 | 0 | 0 | 0 | 0 | 0 | 0 | 0 | 0 | 0 | 0 | 1.4388 | 2.4117 | 4.9028 | 8.7533 | 0 | 0 | 0 | 0 | 0 | 0 | 0 | 0 | 0 | 0 | 0 | 0 | 0 | 0 | 0 | 0 | 0 | 0 | 0 | 0 | 0.032757 | 0.0038271 | 0.0064151 | 0.013041 | 0.023284 | 0 | 0 | 0 | 0 | 0 | 2.2
57363_G_1 | PJM_Dom | North Carolina | 37 | Northampton | 131 | 57363 | 1 | 510 REPP One | 0 | 2014 | 9999 | Solar PV | [5 empty] | Non-Fossil | G | 2025 | Solar |  | 0 | 0 | 0 | 0 | 0 | 0 | 0 | 0 | 0 | 0 | 0 | 0 | 0 | 0 | 0 | 0 | 0.40345 | 0.69995 | 1.2588 | 2.3622 | 0 | 0 | 0 | 0 | 0 | 0 | 0 | 0 | 0 | 0 | 0 | 0 | 0 | 0 | 0 | 0 | 0 | 0 | 0 | 0 | 0.036381 | 0 | 0 | 0 | 0 | 0 | 0 | 0 | 0 | 0 | 1.3
57362_G_1 | PJM_WMAC | Pennsylvania | 42 | Berks | 11 | 57362 | 1 | Morgantown Solar Park | 0 | 2011 | 9999 | Solar PV | [5 empty] | Non-Fossil | G | 2025 | Solar |  | 0 | 0 | 0 | 0 | 0 | 0 | 0 | 0 | 0 | 0 | 0 | 0 | 0 | 0 | 0 | 0 | 0.36079 | 0.78073 | 1.2425 | 2.384 | 0 | 0 | 0 | 0 | 0 | 0 | 0 | 0 | 0 | 0 | 0 | 0 | 0 | 0 | 0 | 0 | 0 | 0 | 0 | 0 | 0.044777 | 0 | 0 | 0 | 0 | 0 | 0 | 0 | 0 | 0 | 1.6
57361_G_1 | WEC_CALN | California | 6 | Kings | 31 | 57361 | 1 | Sand Drag LLC | 0 | 2011 | 9999 | Solar PV | [5 empty] | Non-Fossil | G | 2025 | Solar |  | 0 | 0 | 0 | 0 | 0 | 0 | 0 | 0 | 0 | 0 | 0 | 0 | 0 | 0 | 0 | 0 | 7.1285 | 14.1904 | 23.2659 | 44.5848 | 0 | 0 | 0 | 0 | 0 | 0 | 0 | 0 | 0 | 0 | 0 | 0 | 0 | 0 | 0 | 0 | 0 | 0 | 0 | 0 | 0.60783 | 0 | 0 | 0 | 0 | 0 | 0 | 0 | 0 | 0 | 18.9819
57360_G_1 | WEC_CALN | California | 6 | Kings | 31 | 57360 | 1 | Sun City Project LLC | 0 | 2011 | 9999 | Solar PV | [5 empty] | Non-Fossil | G | 2025 | Solar |  | 0 | 0 | 0 | 0 | 0 | 0 | 0 | 0 | 0 | 0 | 0 | 0 | 0 | 0 | 0 | 0 | 7.5037 | 14.9373 | 24.4904 | 46.9314 | 0 | 0 | 0 | 0 | 0 | 0 | 0 | 0 | 0 | 0 | 0 | 0 | 0 | 0 | 0 | 0 | 0 | 0 | 0 | 0 | 0.63983 | 0 | 0 | 0 | 0 | 0 | 0 | 0 | 0 | 0 | 19.9809
57359_G_1 | WEC_CALN | California | 6 | Kings | 31 | 57359 | 1 | Avenal Park | 0 | 2011 | 9999 | Solar PV | [5 empty] | Non-Fossil | G | 2025 | Solar |  | 0 | 0 | 0 | 0 | 0 | 0 | 0 | 0 | 0 | 0 | 0 | 0 | 0 | 0 | 0 | 0 | 2.2511 | 4.4812 | 7.3471 | 14.0794 | 0 | 0 | 0 | 0 | 0 | 0 | 0 | 0 | 0 | 0 | 0 | 0 | 0 | 0 | 0 | 0 | 0 | 0 | 0 | 0 | 0.19195 | 0 | 0 | 0 | 0 | 0 | 0 | 0 | 0 | 0 | 5.9943
57358_G_1 | SPP_WEST | Oklahoma | 40 | Woodward | 153 | 57358 | 1 | Keenan II Renewable Energy Co LLC | 0 | 2010 | 9999 | Onshore Wind | [5 empty] | Non-Fossil | G | 2025 | Wind |  | 0 | 0 | 0 | 0 | 0 | 0 | 0 | 0 | 0 | 0 | 0 | 0 | 0 | 0 | 0 | 0 | 130.4493 | 200.682 | 202.9451 | 534.0764 | 0 | 0 | 0 | 0 | 0 | 0 | 0 | 0 | 0 | 0 | 0 | 0 | 0 | 0 | 0 | 0 | 0 | 0 | 0 | 0 | 5.8453 | 0 | 0 | 0 | 0 | 0 | 0 | 0 | 0 | 0 | 150.0668
57357_G_EXIS | WECC_NM | New Mexico | 35 | Sandoval | 43 | 57357 | EXIS | Red Mesa Wind LLC | 0 | 2010 | 9999 | Onshore Wind | [5 empty] | Non-Fossil | G | 2025 | Wind |  | 0 | 0 | 0 | 0 | 0 | 0 | 0 | 0 | 0 | 0 | 0 | 0 | 0 | 0 | 0 | 0 | 75.7619 | 100.8642 | 86.032 | 262.6581 | 0 | 0 | 0 | 0 | 0 | 0 | 0 | 0 | 0 | 0 | 0 | 0 | 0 | 0 | 0 | 0 | 0 | 0 | 0 | 0 | 4.0191 | 0 | 0 | 0 | 0 | 0 | 0 | 0 | 0 | 0 | 102.4
57356_G_9 | PJM_Dom | Virginia | 51 | Henrico | 87 | 57356 | 9 | Henrico | 13500 | 2010 | 9999 | Landfill Gas | [5 empty] | Non-Fossil | G | 2025 | LF Gas |  | 0.0030124 | 0.003994 | 0.005449 | 0.012455 | 0 | 0 | 0 | 0 | 0 | 0 | 0 | 0 | 0 | 0 | 0 | 0 | 0.22314 | 0.29585 | 0.40363 | 0.92262 | 0.1736 | 0.23017 | 0.31402 | 0.71779 | 0 | 0 | 0 | 0 | 0.00090371 | 0.0011982 | 0.0016347 | 0.0037366 | 0 | 0 | 0 | 0 | 0 | 0 | 0 | 0 | 0.070408 | 0.0014591 | 0.0019346 | 0.0026394 | 0.0060331 | 0 | 0 | 0 | 0 | 0 | 0.3
57356_G_8 | PJM_Dom | Virginia | 51 | Henrico | 87 | 57356 | 8 | Henrico | 13500 | 2010 | 9999 | Landfill Gas | [5 empty] | Non-Fossil | G | 2025 | LF Gas |  | 0.0030124 | 0.003994 | 0.005449 | 0.012455 | 0 | 0 | 0 | 0 | 0 | 0 | 0 | 0 | 0 | 0 | 0 | 0 | 0.22314 | 0.29585 | 0.40363 | 0.92262 | 0.1736 | 0.23017 | 0.31402 | 0.71779 | 0 | 0 | 0 | 0 | 0.00090371 | 0.0011982 | 0.0016347 | 0.0037366 | 0 | 0 | 0 | 0 | 0 | 0 | 0 | 0 | 0.070408 | 0.0014591 | 0.0019346 | 0.0026394 | 0.0060331 | 0 | 0 | 0 | 0 | 0 | 0.3
57356_G_7 | PJM_Dom | Virginia | 51 | Henrico | 87 | 57356 | 7 | Henrico | 13500 | 2010 | 9999 | Landfill Gas | [5 empty] | Non-Fossil | G | 2025 | LF Gas |  | 0.0030124 | 0.003994 | 0.005449 | 0.012455 | 0 | 0 | 0 | 0 | 0 | 0 | 0 | 0 | 0 | 0 | 0 | 0 | 0.22314 | 0.29585 | 0.40363 | 0.92262 | 0.1736 | 0.23017 | 0.31402 | 0.71779 | 0 | 0 | 0 | 0 | 0.00090371 | 0.0011982 | 0.0016347 | 0.0037366 | 0 | 0 | 0 | 0 | 0 | 0 | 0 | 0 | 0.070408 | 0.0014591 | 0.0019346 | 0.0026394 | 0.0060331 | 0 | 0 | 0 | 0 | 0 | 0.3
57356_G_6 | PJM_Dom | Virginia | 51 | Henrico | 87 | 57356 | 6 | Henrico | 13500 | 2010 | 9999 | Landfill Gas | [5 empty] | Non-Fossil | G | 2025 | LF Gas |  | 0.0030124 | 0.003994 | 0.005449 | 0.012455 | 0 | 0 | 0 | 0 | 0 | 0 | 0 | 0 | 0 | 0 | 0 | 0 | 0.22314 | 0.29585 | 0.40363 | 0.92262 | 0.1736 | 0.23017 | 0.31402 | 0.71779 | 0 | 0 | 0 | 0 | 0.00090371 | 0.0011982 | 0.0016347 | 0.0037366 | 0 | 0 | 0 | 0 | 0 | 0 | 0 | 0 | 0.070408 | 0.0014591 | 0.0019346 | 0.0026394 | 0.0060331 | 0 | 0 | 0 | 0 | 0 | 0.3
57356_G_5 | PJM_Dom | Virginia | 51 | Henrico | 87 | 57356 | 5 | Henrico | 13500 | 2010 | 9999 | Landfill Gas | [5 empty] | Non-Fossil | G | 2025 | LF Gas |  | 0.0030124 | 0.003994 | 0.005449 | 0.012455 | 0 | 0 | 0 | 0 | 0 | 0 | 0 | 0 | 0 | 0 | 0 | 0 | 0.22314 | 0.29585 | 0.40363 | 0.92262 | 0.1736 | 0.23017 | 0.31402 | 0.71779 | 0 | 0 | 0 | 0 | 0.00090371 | 0.0011982 | 0.0016347 | 0.0037366 | 0 | 0 | 0 | 0 | 0 | 0 | 0 | 0 | 0.070408 | 0.0014591 | 0.0019346 | 0.0026394 | 0.0060331 | 0 | 0 | 0 | 0 | 0 | 0.3
57356_G_4 | PJM_Dom | Virginia | 51 | Henrico | 87 | 57356 | 4 | Henrico | 13500 | 2010 | 9999 | Landfill Gas | [5 empty] | Non-Fossil | G | 2025 | LF Gas |  | 0.0030124 | 0.003994 | 0.005449 | 0.012455 | 0 | 0 | 0 | 0 | 0 | 0 | 0 | 0 | 0 | 0 | 0 | 0 | 0.22314 | 0.29585 | 0.40363 | 0.92262 | 0.1736 | 0.23017 | 0.31402 | 0.71779 | 0 | 0 | 0 | 0 | 0.00090371 | 0.0011982 | 0.0016347 | 0.0037366 | 0 | 0 | 0 | 0 | 0 | 0 | 0 | 0 | 0.070408 | 0.0014591 | 0.0019346 | 0.0026394 | 0.0060331 | 0 | 0 | 0 | 0 | 0 | 0.3
57356_G_3 | PJM_Dom | Virginia | 51 | Henrico | 87 | 57356 | 3 | Henrico | 13500 | 2010 | 9999 | Landfill Gas | [5 empty] | Non-Fossil | G | 2025 | LF Gas |  | 0.0030124 | 0.003994 | 0.005449 | 0.012455 | 0 | 0 | 0 | 0 | 0 | 0 | 0 | 0 | 0 | 0 | 0 | 0 | 0.22314 | 0.29585 | 0.40363 | 0.92262 | 0.1736 | 0.23017 | 0.31402 | 0.71779 | 0 | 0 | 0 | 0 | 0.00090371 | 0.0011982 | 0.0016347 | 0.0037366 | 0 | 0 | 0 | 0 | 0 | 0 | 0 | 0 | 0.070408 | 0.0014591 | 0.0019346 | 0.0026394 | 0.0060331 | 0 | 0 | 0 | 0 | 0 | 0.3
57356_G_2 | PJM_Dom | Virginia | 51 | Henrico | 87 | 57356 | 2 | Henrico | 13500 | 2010 | 9999 | Landfill Gas | [5 empty] | Non-Fossil | G | 2025 | LF Gas |  | 0.0030124 | 0.003994 | 0.005449 | 0.012455 | 0 | 0 | 0 | 0 | 0 | 0 | 0 | 0 | 0 | 0 | 0 | 0 | 0.22314 | 0.29585 | 0.40363 | 0.92262 | 0.1736 | 0.23017 | 0.31402 | 0.71779 | 0 | 0 | 0 | 0 | 0.00090371 | 0.0011982 | 0.0016347 | 0.0037366 | 0 | 0 | 0 | 0 | 0 | 0 | 0 | 0 | 0.070408 | 0.0014591 | 0.0019346 | 0.0026394 | 0.0060331 | 0 | 0 | 0 | 0 | 0 | 0.3
57356_G_12 | PJM_Dom | Virginia | 51 | Henrico | 87 | 57356 | 12 | Henrico | 13500 | 2010 | 9999 | Landfill Gas | [5 empty] | Non-Fossil | G | 2025 | LF Gas |  | 0.0030124 | 0.003994 | 0.005449 | 0.012455 | 0 | 0 | 0 | 0 | 0 | 0 | 0 | 0 | 0 | 0 | 0 | 0 | 0.22314 | 0.29585 | 0.40363 | 0.92262 | 0.1736 | 0.23017 | 0.31402 | 0.71779 | 0 | 0 | 0 | 0 | 0.00090371 | 0.0011982 | 0.0016347 | 0.0037366 | 0 | 0 | 0 | 0 | 0 | 0 | 0 | 0 | 0.070408 | 0.0014591 | 0.0019346 | 0.0026394 | 0.0060331 | 0 | 0 | 0 | 0 | 0 | 0.3
57356_G_11 | PJM_Dom | Virginia | 51 | Henrico | 87 | 57356 | 11 | Henrico | 13500 | 2010 | 9999 | Landfill Gas | [5 empty] | Non-Fossil | G | 2025 | LF Gas |  | 0.0030124 | 0.003994 | 0.005449 | 0.012455 | 0 | 0 | 0 | 0 | 0 | 0 | 0 | 0 | 0 | 0 | 0 | 0 | 0.22314 | 0.29585 | 0.40363 | 0.92262 | 0.1736 | 0.23017 | 0.31402 | 0.71779 | 0 | 0 | 0 | 0 | 0.00090371 | 0.0011982 | 0.0016347 | 0.0037366 | 0 | 0 | 0 | 0 | 0 | 0 | 0 | 0 | 0.070408 | 0.0014591 | 0.0019346 | 0.0026394 | 0.0060331 | 0 | 0 | 0 | 0 | 0 | 0.3
57356_G_10 | PJM_Dom | Virginia | 51 | Henrico | 87 | 57356 | 10 | Henrico | 13500 | 2010 | 9999 | Landfill Gas | [5 empty] | Non-Fossil | G | 2025 | LF Gas |  | 0.0030124 | 0.003994 | 0.005449 | 0.012455 | 0 | 0 | 0 | 0 | 0 | 0 | 0 | 0 | 0 | 0 | 0 | 0 | 0.22314 | 0.29585 | 0.40363 | 0.92262 | 0.1736 | 0.23017 | 0.31402 | 0.71779 | 0 | 0 | 0 | 0 | 0.00090371 | 0.0011982 | 0.0016347 | 0.0037366 | 0 | 0 | 0 | 0 | 0 | 0 | 0 | 0 | 0.070408 | 0.0014591 | 0.0019346 | 0.0026394 | 0.0060331 | 0 | 0 | 0 | 0 | 0 | 0.3
57356_G_1 | PJM_Dom | Virginia | 51 | Henrico | 87 | 57356 | 1 | Henrico | 13500 | 2010 | 9999 | Landfill Gas | [5 empty] | Non-Fossil | G | 2025 | LF Gas |  | 0.0030124 | 0.003994 | 0.005449 | 0.012455 | 0 | 0 | 0 | 0 | 0 | 0 | 0 | 0 | 0 | 0 | 0 | 0 | 0.22314 | 0.29585 | 0.40363 | 0.92262 | 0.1736 | 0.23017 | 0.31402 | 0.71779 | 0 | 0 | 0 | 0 | 0.00090371 | 0.0011982 | 0.0016347 | 0.0037366 | 0 | 0 | 0 | 0 | 0 | 0 | 0 | 0 | 0.070408 | 0.0014591 | 0.0019346 | 0.0026394 | 0.0060331 | 0 | 0 | 0 | 0 | 0 | 0.3
57354_G_1 | NENG_ME | Maine | 23 | Knox | 13 | 57354 | 1 | Fox Island Wind LLC | 0 | 2009 | 9999 | Onshore Wind | [5 empty] | Non-Fossil | G | 2025 | Wind |  | 0 | 0 | 0 | 0 | 0 | 0 | 0 | 0 | 0 | 0 | 0 | 0 | 0 | 0 | 0 | 0 | 3.3631 | 4.2894 | 3.4846 | 11.1372 | 0 | 0 | 0 | 0 | 0 | 0 | 0 | 0 | 0 | 0 | 0 | 0 | 0 | 0 | 0 | 0 | 0 | 0 | 0 | 0 | 0.13716 | 0 | 0 | 0 | 0 | 0 | 0 | 0 | 0 | 0 | 4.4517
57353_G_2 | WECC_UT | Utah | 49 | Beaver | 1 | 57353 | 2 | Thermo No 1 | 9771 | 2013 | 9999 | Geothermal | [5 empty] | Non-Fossil | G | 2025 | Geothermal |  | 0.25706 | 0.33546 | 0.40027 | 0.9928 | 0 | 0 | 0 | 0 | 0 | 0 | 0 | 0 | 0 | 0 | 0 | 0 | 26.3088 | 34.3326 | 40.9656 | 101.607 | 0 | 0 | 0 | 0 | 0.00046919 | 0.00061229 | 0.00073058 | 0.0018121 | 0 | 0 | 0 | 0 | 0 | 0 | 0 | 0 | 0 | 0 | 0 | 0 | 1.3091 | 0.14444 | 0.18849 | 0.2249 | 0.55782 | 0 | 0 | 0 | 0 | 0 | 14
57352_G_TREN | PJM_EMAC | New Jersey | 34 | Mercer | 21 | 57352 | TREN | Trenton Solar Farm | 0 | 2010 | 9999 | Solar PV | [5 empty] | Non-Fossil | G | 2025 | Solar |  | 0 | 0 | 0 | 0 | 0 | 0 | 0 | 0 | 0 | 0 | 0 | 0 | 0 | 0 | 0 | 0 | 0.21161 | 0.45682 | 0.72586 | 1.3943 | 0 | 0 | 0 | 0 | 0 | 0 | 0 | 0 | 0 | 0 | 0 | 0 | 0 | 0 | 0 | 0 | 0 | 0 | 0 | 0 | 0.035136 | 0 | 0 | 0 | 0 | 0 | 0 | 0 | 0 | 0 | 0.9741
57351_G_FA03 | MIS_MNWI | Minnesota | 27 | Pipestone | 117 | 57351 | FA03 | Uilk Wind LLC | 0 | 2010 | 9999 | Onshore Wind | [5 empty] | Non-Fossil | G | 2025 | Wind |  | 0 | 0 | 0 | 0 | 0 | 0 | 0 | 0 | 0 | 0 | 0 | 0 | 0 | 0 | 0 | 0 | 1.2827 | 1.7648 | 1.4742 | 4.5216 | 0 | 0 | 0 | 0 | 0 | 0 | 0 | 0 | 0 | 0 | 0 | 0 | 0 | 0 | 0 | 0 | 0 | 0 | 0 | 0 | 0.042265 | 0 | 0 | 0 | 0 | 0 | 0 | 0 | 0 | 0 | 1.5
57351_G_FA02 | MIS_MNWI | Minnesota | 27 | Pipestone | 117 | 57351 | FA02 | Uilk Wind LLC | 0 | 2010 | 9999 | Onshore Wind | [5 empty] | Non-Fossil | G | 2025 | Wind |  | 0 | 0 | 0 | 0 | 0 | 0 | 0 | 0 | 0 | 0 | 0 | 0 | 0 | 0 | 0 | 0 | 1.2827 | 1.7648 | 1.4742 | 4.5216 | 0 | 0 | 0 | 0 | 0 | 0 | 0 | 0 | 0 | 0 | 0 | 0 | 0 | 0 | 0 | 0 | 0 | 0 | 0 | 0 | 0.042265 | 0 | 0 | 0 | 0 | 0 | 0 | 0 | 0 | 0 | 1.5
57351_G_FA01 | MIS_MNWI | Minnesota | 27 | Pipestone | 117 | 57351 | FA01 | Uilk Wind LLC | 0 | 2010 | 9999 | Onshore Wind | [5 empty] | Non-Fossil | G | 2025 | Wind |  | 0 | 0 | 0 | 0 | 0 | 0 | 0 | 0 | 0 | 0 | 0 | 0 | 0 | 0 | 0 | 0 | 1.2827 | 1.7648 | 1.4742 | 4.5216 | 0 | 0 | 0 | 0 | 0 | 0 | 0 | 0 | 0 | 0 | 0 | 0 | 0 | 0 | 0 | 0 | 0 | 0 | 0 | 0 | 0.042265 | 0 | 0 | 0 | 0 | 0 | 0 | 0 | 0 | 0 | 1.5
57349_G_STG2 | PJM_EMAC | Delaware | 10 | Kent | 1 | 57349 | STG2 | Garrison Energy Center LLC | 7050 | 2015 | 9999 | Combined Cycle |  |  | SCR | DLNB |  | Fossil | G | 2025 | NaturalGas |  | 1.2259 | 1.6005 | 2.1508 | 4.9772 | 0 | 0 | 0 | 0 | 0 | 0 | 0 | 0 | 0 | 0 | 0 | 0 | 173.89 | 227.0258 | 305.0724 | 705.9883 | 71.7656 | 93.6951 | 125.9055 | 291.3663 | 8.5824e-08 | 1.1205e-07 | 1.5056e-07 | 3.4843e-07 | 0.0043459 | 0.0056739 | 0.0076245 | 0.017644 | 0 | 0 | 0 | 0 | 0 | 0 | 0 | 0 | 3.757 | 0.37221 | 0.49156 | 0.67133 | 1.5351 | 4.9856 | 4.8926 | 7.3488 | 17.227 | 0 | 123 | SCR
57349_G_CTG1 | PJM_EMAC | Delaware | 10 | Kent | 1 | 57349 | CTG1 | Garrison Energy Center LLC | 7050 | 2015 | 9999 | Combined Cycle |  |  | SCR | DLNB |  | Fossil | G | 2025 | NaturalGas |  | 1.9236 | 2.5114 | 3.3748 | 7.8098 | 0 | 0 | 0 | 0 | 0 | 0 | 0 | 0 | 0 | 0 | 0 | 0 | 272.8518 | 356.2275 | 478.6909 | 1107.7702 | 112.6078 | 147.0176 | 197.5591 | 457.1845 | 1.3467e-07 | 1.7582e-07 | 2.3624e-07 | 5.4673e-07 | 0.0068192 | 0.0089029 | 0.011964 | 0.027686 | 0 | 0 | 0 | 0 | 0 | 0 | 0 | 0 | 5.8951 | 0.58403 | 0.77131 | 1.0534 | 2.4087 | 7.823 | 7.677 | 11.531 | 27.031 | 0 | 193 | SCR
57348_G_UNITB | WECC_SNV | Nevada | 32 | Clark | 3 | 57348 | UNITB | CityCenter Central Plant Cogen Units | 11103 | 2009 | 9999 | Combustion Turbine | [5 empty] | Fossil | G | 2025 | NaturalGas |  | 0 | 0 | 0 | 0 | 0 | 0 | 0 | 0 | 0 | 0 | 0 | 0 | 0 | 0 | 0 | 0 | 0 | 0 | 0 | 0 | 0 | 0 | 0 | 0 | 0 | 0 | 0 | 0 | 0 | 0 | 0 | 0 | 0 | 0 | 0 | 0 | 0 | 0 | 0 | 0 | 0.0748 | 0 | 0 | 0 | 0 | 0 | 0 | 0 | 0 | 0 | 4
57348_G_UNITA | WECC_SNV | Nevada | 32 | Clark | 3 | 57348 | UNITA | CityCenter Central Plant Cogen Units | 11103 | 2009 | 9999 | Combustion Turbine | [5 empty] | Fossil | G | 2025 | NaturalGas |  | 0 | 0 | 0 | 0 | 0 | 0 | 0 | 0 | 0 | 0 | 0 | 0 | 0 | 0 | 0 | 0 | 0 | 0 | 0 | 0 | 0 | 0 | 0 | 0 | 0 | 0 | 0 | 0 | 0 | 0 | 0 | 0 | 0 | 0 | 0 | 0 | 0 | 0 | 0 | 0 | 0.0748 | 0 | 0 | 0 | 0 | 0 | 0 | 0 | 0 | 0 | 4
57347_G_GE1 | SPP_WAUE | North Dakota | 38 | Burleigh | 15 | 57347 | GE1 | Baldwin Wind LLC | 0 | 2010 | 9999 | Onshore Wind | [5 empty] | Non-Fossil | G | 2025 | Wind |  | 0 | 0 | 0 | 0 | 0 | 0 | 0 | 0 | 0 | 0 | 0 | 0 | 0 | 0 | 0 | 0 | 100.4877 | 146.6155 | 140.6392 | 387.7424 | 0 | 0 | 0 | 0 | 0 | 0 | 0 | 0 | 0 | 0 | 0 | 0 | 0 | 0 | 0 | 0 | 0 | 0 | 0 | 0 | 4.0374 | 0 | 0 | 0 | 0 | 0 | 0 | 0 | 0 | 0 | 102.4
57346_G_2 | SPP_WEST | Oklahoma | 40 | Roger Mills | 129 | 57346 | 2 | Elk City LLC | 0 | 2010 | 9999 | Onshore Wind | [5 empty] | Non-Fossil | G | 2025 | Wind |  | 0 | 0 | 0 | 0 | 0 | 0 | 0 | 0 | 0 | 0 | 0 | 0 | 0 | 0 | 0 | 0 | 85.2475 | 131.144 | 132.6229 | 349.0144 | 0 | 0 | 0 | 0 | 0 | 0 | 0 | 0 | 0 | 0 | 0 | 0 | 0 | 0 | 0 | 0 | 0 | 0 | 0 | 0 | 3.8198 | 0 | 0 | 0 | 0 | 0 | 0 | 0 | 0 | 0 | 98.0673
57346_G_1 | SPP_WEST | Oklahoma | 40 | Roger Mills | 129 | 57346 | 1 | Elk City LLC | 0 | 2009 | 9999 | Onshore Wind | [5 empty] | Non-Fossil | G | 2025 | Wind |  | 0 | 0 | 0 | 0 | 0 | 0 | 0 | 0 | 0 | 0 | 0 | 0 | 0 | 0 | 0 | 0 | 84.9897 | 130.7474 | 132.2218 | 347.9589 | 0 | 0 | 0 | 0 | 0 | 0 | 0 | 0 | 0 | 0 | 0 | 0 | 0 | 0 | 0 | 0 | 0 | 0 | 0 | 0 | 3.8083 | 0 | 0 | 0 | 0 | 0 | 0 | 0 | 0 | 0 | 97.7708
57345_G_2 | WECC_ID | Idaho | 16 | Jefferson | 51 | 57345 | 2 | Cargill Kettle Butte Biofactory | 11605 | 2011 | 9999 | Non-Fossil Waste | [5 empty] | Non-Fossil | G | 2025 | Non-Fossil |  | 0.012914 | 0.017653 | 0.022304 | 0.052872 | 0 | 0 | 0 | 0 | 0 | 0 | 0 | 0 | 0 | 0 | 0 | 0 | 1.1128 | 1.5212 | 1.922 | 4.5559 | 0 | 0 | 0 | 0 | 0 | 0 | 0 | 0 | 0 | 0 | 0 | 0 | 0 | 0 | 0 | 0 | 0 | 0 | 0 | 0 | 0.21122 | 0.0072768 | 0.009947 | 0.012568 | 0.029792 | 0 | 0 | 0 | 0 | 0 | 0.9
57345_G_1 | WECC_ID | Idaho | 16 | Jefferson | 51 | 57345 | 1 | Cargill Kettle Butte Biofactory | 11605 | 2011 | 9999 | Non-Fossil Waste | [5 empty] | Non-Fossil | G | 2025 | Non-Fossil |  | 0.012914 | 0.017653 | 0.022304 | 0.052872 | 0 | 0 | 0 | 0 | 0 | 0 | 0 | 0 | 0 | 0 | 0 | 0 | 1.1128 | 1.5212 | 1.922 | 4.5559 | 0 | 0 | 0 | 0 | 0 | 0 | 0 | 0 | 0 | 0 | 0 | 0 | 0 | 0 | 0 | 0 | 0 | 0 | 0 | 0 | 0.21122 | 0.0072768 | 0.009947 | 0.012568 | 0.029792 | 0 | 0 | 0 | 0 | 0 | 0.9
57344_G_GS3 | WECC_ID | Idaho | 16 | Twin Falls | 83 | 57344 | GS3 | Cargill Dry Creek Biofactory | 7067 | 2008 | 9999 | Non-Fossil Waste | [5 empty] | Non-Fossil | G | 2025 | Non-Fossil |  | 0.0069905 | 0.0095556 | 0.012073 | 0.028619 | 0 | 0 | 0 | 0 | 0 | 0 | 0 | 0 | 0 | 0 | 0 | 0 | 0.98917 | 1.3521 | 1.7084 | 4.0497 | 0 | 0 | 0 | 0 | 0 | 0 | 0 | 0 | 0 | 0 | 0 | 0 | 0 | 0 | 0 | 0 | 0 | 0 | 0 | 0 | 0.18775 | 0.0064683 | 0.0088418 | 0.011171 | 0.026482 | 0 | 0 | 0 | 0 | 0 | 0.8
57344_G_GS2 | WECC_ID | Idaho | 16 | Twin Falls | 83 | 57344 | GS2 | Cargill Dry Creek Biofactory | 7067 | 2008 | 9999 | Non-Fossil Waste | [5 empty] | Non-Fossil | G | 2025 | Non-Fossil |  | 0.0069905 | 0.0095556 | 0.012073 | 0.028619 | 0 | 0 | 0 | 0 | 0 | 0 | 0 | 0 | 0 | 0 | 0 | 0 | 0.98917 | 1.3521 | 1.7084 | 4.0497 | 0 | 0 | 0 | 0 | 0 | 0 | 0 | 0 | 0 | 0 | 0 | 0 | 0 | 0 | 0 | 0 | 0 | 0 | 0 | 0 | 0.18775 | 0.0064683 | 0.0088418 | 0.011171 | 0.026482 | 0 | 0 | 0 | 0 | 0 | 0.8
57344_G_GS1 | WECC_ID | Idaho | 16 | Twin Falls | 83 | 57344 | GS1 | Cargill Dry Creek Biofactory | 7067 | 2008 | 9999 | Non-Fossil Waste | [5 empty] | Non-Fossil | G | 2025 | Non-Fossil |  | 0.0069905 | 0.0095556 | 0.012073 | 0.028619 | 0 | 0 | 0 | 0 | 0 | 0 | 0 | 0 | 0 | 0 | 0 | 0 | 0.98917 | 1.3521 | 1.7084 | 4.0497 | 0 | 0 | 0 | 0 | 0 | 0 | 0 | 0 | 0 | 0 | 0 | 0 | 0 | 0 | 0 | 0 | 0 | 0 | 0 | 0 | 0.18775 | 0.0064683 | 0.0088418 | 0.011171 | 0.026482 | 0 | 0 | 0 | 0 | 0 | 0.8
57343_G_2 | WECC_ID | Idaho | 16 | Gooding | 47 | 57343 | 2 | Cargill B6 Biofactory | 10058 | 2009 | 9999 | Non-Fossil Waste | [5 empty] | Non-Fossil | G | 2025 | Non-Fossil |  | 0.01368 | 0.0187 | 0.023627 | 0.056007 | 0 | 0 | 0 | 0 | 0 | 0 | 0 | 0 | 0 | 0 | 0 | 0 | 1.3601 | 1.8592 | 2.3491 | 5.5684 | 0 | 0 | 0 | 0 | 0 | 0 | 0 | 0 | 0 | 0 | 0 | 0 | 0 | 0 | 0 | 0 | 0 | 0 | 0 | 0 | 0.25816 | 0.0088939 | 0.012157 | 0.015361 | 0.036412 | 0 | 0 | 0 | 0 | 0 | 1.1
57343_G_1 | WECC_ID | Idaho | 16 | Gooding | 47 | 57343 | 1 | Cargill B6 Biofactory | 10058 | 2009 | 9999 | Non-Fossil Waste | [5 empty] | Non-Fossil | G | 2025 | Non-Fossil |  | 0.01368 | 0.0187 | 0.023627 | 0.056007 | 0 | 0 | 0 | 0 | 0 | 0 | 0 | 0 | 0 | 0 | 0 | 0 | 1.3601 | 1.8592 | 2.3491 | 5.5684 | 0 | 0 | 0 | 0 | 0 | 0 | 0 | 0 | 0 | 0 | 0 | 0 | 0 | 0 | 0 | 0 | 0 | 0 | 0 | 0 | 0.25816 | 0.0088939 | 0.012157 | 0.015361 | 0.036412 | 0 | 0 | 0 | 0 | 0 | 1.1
57342_G_1 | PJM_COMD | Illinois | 17 | Mclean | 113 | 57342 | 1 | White Oak Energy LLC | 0 | 2011 | 9999 | Onshore Wind | [5 empty] | Non-Fossil | G | 2025 | Wind |  | 0 | 0 | 0 | 0 | 0 | 0 | 0 | 0 | 0 | 0 | 0 | 0 | 0 | 0 | 0 | 0 | 112.4368 | 152.1154 | 100.8612 | 365.4134 | 0 | 0 | 0 | 0 | 0 | 0 | 0 | 0 | 0 | 0 | 0 | 0 | 0 | 0 | 0 | 0 | 0 | 0 | 0 | 0 | 5.4312 | 0 | 0 | 0 | 0 | 0 | 0 | 0 | 0 | 0 | 137.5357
57341_G_SILV | PJM_EMAC | New Jersey | 34 | Middlesex | 23 | 57341 | SILV | Silver Lake Solar Farm | 0 | 2010 | 9999 | Solar PV | [5 empty] | Non-Fossil | G | 2025 | Solar |  | 0 | 0 | 0 | 0 | 0 | 0 | 0 | 0 | 0 | 0 | 0 | 0 | 0 | 0 | 0 | 0 | 0.35973 | 0.77659 | 1.234 | 2.3703 | 0 | 0 | 0 | 0 | 0 | 0 | 0 | 0 | 0 | 0 | 0 | 0 | 0 | 0 | 0 | 0 | 0 | 0 | 0 | 0 | 0.059731 | 0 | 0 | 0 | 0 | 0 | 0 | 0 | 0 | 0 | 1.656
57338_G_1 | WECC_NM | New Mexico | 35 | Dona Ana | 13 | 57338 | 1 | Roadrunner Solar | 0 | 2011 | 9999 | Solar PV | [5 empty] | Non-Fossil | G | 2025 | Solar |  | 0 | 0 | 0 | 0 | 0 | 0 | 0 | 0 | 0 | 0 | 0 | 0 | 0 | 0 | 0 | 0 | 8.7045 | 14.8794 | 22.3636 | 45.9475 | 0 | 0 | 0 | 0 | 0 | 0 | 0 | 0 | 0 | 0 | 0 | 0 | 0 | 0 | 0 | 0 | 0 | 0 | 0 | 0 | 0.55971 | 0 | 0 | 0 | 0 | 0 | 0 | 0 | 0 | 0 | 20
57337_G_1 | PJM_EMAC | Delaware | 10 | Kent | 1 | 57337 | 1 | Dover Sun Park | 0 | 2011 | 9999 | Solar PV | [5 empty] | Non-Fossil | G | 2025 | Solar |  | 0 | 0 | 0 | 0 | 0 | 0 | 0 | 0 | 0 | 0 | 0 | 0 | 0 | 0 | 0 | 0 | 2.9546 | 5.4813 | 8.6526 | 17.0884 | 0 | 0 | 0 | 0 | 0 | 0 | 0 | 0 | 0 | 0 | 0 | 0 | 0 | 0 | 0 | 0 | 0 | 0 | 0 | 0 | 0.27985 | 0 | 0 | 0 | 0 | 0 | 0 | 0 | 0 | 0 | 10
57336_G_PV01 | S_VACA | North Carolina | 37 | Gaston | 71 | 57336 | PV01 | DE Solar 1725 Drywall Dr | 0 | 2010 | 9999 | Solar PV | [5 empty] | Non-Fossil | G | 2025 | Solar |  | 0 | 0 | 0 | 0 | 0 | 0 | 0 | 0 | 0 | 0 | 0 | 0 | 0 | 0 | 0 | 0 | 0.30318 | 0.53778 | 0.89684 | 1.7378 | 0 | 0 | 0 | 0 | 0 | 0 | 0 | 0 | 0 | 0 | 0 | 0 | 0 | 0 | 0 | 0 | 0 | 0 | 0 | 0 | 0.027969 | 0 | 0 | 0 | 0 | 0 | 0 | 0 | 0 | 0 | 0.9994
57335_G_PV01 | S_VACA | North Carolina | 37 | Guilford | 81 | 57335 | PV01 | DE Solar 657 Brigham Rd | 0 | 2010 | 9999 | Solar PV | [5 empty] | Non-Fossil | G | 2025 | Solar |  | 0 | 0 | 0 | 0 | 0 | 0 | 0 | 0 | 0 | 0 | 0 | 0 | 0 | 0 | 0 | 0 | 0.39413 | 0.69911 | 1.1659 | 2.2591 | 0 | 0 | 0 | 0 | 0 | 0 | 0 | 0 | 0 | 0 | 0 | 0 | 0 | 0 | 0 | 0 | 0 | 0 | 0 | 0 | 0.036359 | 0 | 0 | 0 | 0 | 0 | 0 | 0 | 0 | 0 | 1.2992
57334_G_PV01 | S_VACA | North Carolina | 37 | Mecklenburg | 119 | 57334 | PV01 | DE Solar 10240 Old Dowd Rd | 0 | 2010 | 9999 | Solar PV | [5 empty] | Non-Fossil | G | 2025 | Solar |  | 0 | 0 | 0 | 0 | 0 | 0 | 0 | 0 | 0 | 0 | 0 | 0 | 0 | 0 | 0 | 0 | 0.57603 | 1.0218 | 1.704 | 3.3018 | 0 | 0 | 0 | 0 | 0 | 0 | 0 | 0 | 0 | 0 | 0 | 0 | 0 | 0 | 0 | 0 | 0 | 0 | 0 | 0 | 0.05314 | 0 | 0 | 0 | 0 | 0 | 0 | 0 | 0 | 0 | 1.8989
57333_G_1 | WECC_PNW | Oregon | 41 | Gilliam | 21 | 57333 | 1 | Leaning Juniper Wind Power II | 0 | 2011 | 9999 | Onshore Wind | [5 empty] | Non-Fossil | G | 2025 | Wind |  | 0 | 0 | 0 | 0 | 0 | 0 | 0 | 0 | 0 | 0 | 0 | 0 | 0 | 0 | 0 | 0 | 86.5056 | 145.3036 | 233.9357 | 465.7449 | 0 | 0 | 0 | 0 | 0 | 0 | 0 | 0 | 0 | 0 | 0 | 0 | 0 | 0 | 0 | 0 | 0 | 0 | 0 | 0 | 5.6635 | 0 | 0 | 0 | 0 | 0 | 0 | 0 | 0 | 0 | 201
57332_G_1-98 | SPP_WEST | Oklahoma | 40 | Dewey | 43 | 57332 | 1-98 | Crossroads Wind Farm | 0 | 2012 | 9999 | Onshore Wind | [5 empty] | Non-Fossil | G | 2025 | Wind |  | 0 | 0 | 0 | 0 | 0 | 0 | 0 | 0 | 0 | 0 | 0 | 0 | 0 | 0 | 0 | 0 | 195.0724 | 300.0976 | 303.4818 | 798.6518 | 0 | 0 | 0 | 0 | 0 | 0 | 0 | 0 | 0 | 0 | 0 | 0 | 0 | 0 | 0 | 0 | 0 | 0 | 0 | 0 | 8.741 | 0 | 0 | 0 | 0 | 0 | 0 | 0 | 0 | 0 | 224.4081
57331_B_MSP2 | WECC_SCE | California | 6 | San Bernardino | 71 | 57331 | MSP2 | Mojave Solar Project | 9771 | 2014 | 9999 | Solar Thermal | [5 empty] | Non-Fossil | B | 2025 | Solar |  | 0.20197 | 0.70966 | 1.4029 | 2.3145 | 0 | 0 | 0 | 0 | 0 | 0 | 0 | 0 | 0 | 0 | 0 | 0 | 20.6699 | 72.6297 | 143.5769 | 236.8765 | 0 | 0 | 0 | 0 | 0 | 0 | 0 | 0 | 0 | 0 | 0 | 0 | 0 | 0 | 0 | 0 | 0 | 0 | 0 | 0 | 12.0318 | 0 | 0 | 0 | 0 | 0 | 0 | 0 | 0 | 0 | 138
57331_B_MSP1 | WECC_SCE | California | 6 | San Bernardino | 71 | 57331 | MSP1 | Mojave Solar Project | 9771 | 2014 | 9999 | Solar Thermal | [5 empty] | Non-Fossil | B | 2025 | Solar |  | 0.20197 | 0.70966 | 1.4029 | 2.3145 | 0 | 0 | 0 | 0 | 0 | 0 | 0 | 0 | 0 | 0 | 0 | 0 | 20.6699 | 72.6297 | 143.5769 | 236.8765 | 0 | 0 | 0 | 0 | 0 | 0 | 0 | 0 | 0 | 0 | 0 | 0 | 0 | 0 | 0 | 0 | 0 | 0 | 0 | 0 | 12.0318 | 0 | 0 | 0 | 0 | 0 | 0 | 0 | 0 | 0 | 138
57330_G_1 | PJM_EMAC | Delaware | 10 | Kent | 1 | 57330 | 1 | Kent County Wastewater Treatment Solar | 0 | 2011 | 9999 | Solar PV | [5 empty] | Non-Fossil | G | 2025 | Solar |  | 0 | 0 | 0 | 0 | 0 | 0 | 0 | 0 | 0 | 0 | 0 | 0 | 0 | 0 | 0 | 0 | 0.35455 | 0.65775 | 1.0383 | 2.0506 | 0 | 0 | 0 | 0 | 0 | 0 | 0 | 0 | 0 | 0 | 0 | 0 | 0 | 0 | 0 | 0 | 0 | 0 | 0 | 0 | 0.033583 | 0 | 0 | 0 | 0 | 0 | 0 | 0 | 0 | 0 | 1.2
57327_G_TOTW1 | WECC_WY | Wyoming | 56 | Converse | 9 | 57327 | TOTW1 | Top of the World Windpower Project | 0 | 2010 | 9999 | Onshore Wind | [5 empty] | Non-Fossil | G | 2025 | Wind |  | 0 | 0 | 0 | 0 | 0 | 0 | 0 | 0 | 0 | 0 | 0 | 0 | 0 | 0 | 0 | 0 | 203.986 | 227.2182 | 167.5795 | 598.7837 | 0 | 0 | 0 | 0 | 0 | 0 | 0 | 0 | 0 | 0 | 0 | 0 | 0 | 0 | 0 | 0 | 0 | 0 | 0 | 0 | 5.6354 | 0 | 0 | 0 | 0 | 0 | 0 | 0 | 0 | 0 | 200
57326_G_WND1 | SPP_SPS | Texas | 48 | Moore | 341 | 57326 | WND1 | Sunray Wind I | 0 | 2009 | 9999 | Onshore Wind | [5 empty] | Non-Fossil | G | 2025 | Wind |  | 0 | 0 | 0 | 0 | 0 | 0 | 0 | 0 | 0 | 0 | 0 | 0 | 0 | 0 | 0 | 0 | 40.2688 | 60.1189 | 67.3221 | 167.7099 | 0 | 0 | 0 | 0 | 0 | 0 | 0 | 0 | 0 | 0 | 0 | 0 | 0 | 0 | 0 | 0 | 0 | 0 | 0 | 0 | 1.8825 | 0 | 0 | 0 | 0 | 0 | 0 | 0 | 0 | 0 | 47.8458
57325_G_GE1.5 | PJM_COMD | Illinois | 17 | Dekalb | 37 | 57325 | GE1.5 | FPL Energy Illinois Wind LLC | 0 | 2009 | 9999 | Onshore Wind | [5 empty] | Non-Fossil | G | 2025 | Wind |  | 0 | 0 | 0 | 0 | 0 | 0 | 0 | 0 | 0 | 0 | 0 | 0 | 0 | 0 | 0 | 0 | 163.0333 | 220.5673 | 146.2487 | 529.8494 | 0 | 0 | 0 | 0 | 0 | 0 | 0 | 0 | 0 | 0 | 0 | 0 | 0 | 0 | 0 | 0 | 0 | 0 | 0 | 0 | 7.8752 | 0 | 0 | 0 | 0 | 0 | 0 | 0 | 0 | 0 | 199.4268
57325_G_BFT | PJM_COMD | Illinois | 17 | Dekalb | 37 | 57325 | BFT | FPL Energy Illinois Wind LLC | 0 | 2014 | 9999 | Energy Storage | [5 empty] | Non-Fossil | G | 2025 | EnerStor |  | 0 | 0 | 0 | 0 | 0 | 0 | 0 | 0 | 0 | 0 | 0 | 0 | 0 | 0 | 0 | 0 | 6.5671 | 4.986 | 11.1641 | 22.7172 | 0 | 0 | 0 | 0 | 0 | 0 | 0 | 0 | 0 | 0 | 0 | 0 | 0 | 0 | 0 | 0 | 0 | 0 | 0 | 0 | 0 | 0 | 0 | 0 | 0 | 0 | 0 | 0 | 0 | 0 | 20
57322_G_GT01 | ERC_REST | Texas | 48 | Chambers | 71 | 57322 | GT01 | Mont Belvieu Cogeneration Unit | 11373 | 2009 | 9999 | Combustion Turbine | [5 empty] | Fossil | G | 2025 | NaturalGas |  | 0 | 0 | 0 | 0 | 0 | 0 | 0 | 0 | 0 | 0 | 0 | 0 | 0 | 0 | 0 | 0 | 0 | 0 | 0 | 0 | 0 | 0 | 0 | 0 | 0 | 0 | 0 | 0 | 0 | 0 | 0 | 0 | 0 | 0 | 0 | 0 | 0 | 0 | 0 | 0 | 0.23001 | 0 | 0 | 0 | 0 | 0 | 0 | 0 | 0 | 0 | 12.3
57321_G_1PV | S_VACA | North Carolina | 37 | Surry | 171 | 57321 | 1PV | Mayberry Solar LLC | 0 | 2011 | 9999 | Solar PV | [5 empty] | Non-Fossil | G | 2025 | Solar |  | 0 | 0 | 0 | 0 | 0 | 0 | 0 | 0 | 0 | 0 | 0 | 0 | 0 | 0 | 0 | 0 | 0.36381 | 0.64533 | 1.0762 | 2.0854 | 0 | 0 | 0 | 0 | 0 | 0 | 0 | 0 | 0 | 0 | 0 | 0 | 0 | 0 | 0 | 0 | 0 | 0 | 0 | 0 | 0.033562 | 0 | 0 | 0 | 0 | 0 | 0 | 0 | 0 | 0 | 1.1993
57320_G_1 | WECC_PNW | Washington | 53 | Klickitat | 39 | 57320 | 1 | Juniper Canyon I Wind Project | 0 | 2011 | 9999 | Onshore Wind | [5 empty] | Non-Fossil | G | 2025 | Wind |  | 0 | 0 | 0 | 0 | 0 | 0 | 0 | 0 | 0 | 0 | 0 | 0 | 0 | 0 | 0 | 0 | 83.7239 | 134.0051 | 163.348 | 381.0771 | 0 | 0 | 0 | 0 | 0 | 0 | 0 | 0 | 0 | 0 | 0 | 0 | 0 | 0 | 0 | 0 | 0 | 0 | 0 | 0 | 6.0647 | 0 | 0 | 0 | 0 | 0 | 0 | 0 | 0 | 0 | 151.2
57319_G_1 | WECC_PNW | Washington | 53 | Klickitat | 39 | 57319 | 1 | Big Horn Wind II | 0 | 2011 | 9999 | Onshore Wind | [5 empty] | Non-Fossil | G | 2025 | Wind |  | 0 | 0 | 0 | 0 | 0 | 0 | 0 | 0 | 0 | 0 | 0 | 0 | 0 | 0 | 0 | 0 | 27.6865 | 44.3139 | 54.0172 | 126.0176 | 0 | 0 | 0 | 0 | 0 | 0 | 0 | 0 | 0 | 0 | 0 | 0 | 0 | 0 | 0 | 0 | 0 | 0 | 0 | 0 | 2.0055 | 0 | 0 | 0 | 0 | 0 | 0 | 0 | 0 | 0 | 50
57318_G_1 | WECC_AZ | Arizona | 4 | Gila | 7 | 57318 | 1 | Copper Crossing Solar LLC | 0 | 2011 | 9999 | Solar PV | [5 empty] | Non-Fossil | G | 2025 | Solar |  | 0 | 0 | 0 | 0 | 0 | 0 | 0 | 0 | 0 | 0 | 0 | 0 | 0 | 0 | 0 | 0 | 9.0023 | 16.2423 | 23.5234 | 48.768 | 0 | 0 | 0 | 0 | 0 | 0 | 0 | 0 | 0 | 0 | 0 | 0 | 0 | 0 | 0 | 0 | 0 | 0 | 0 | 0 | 0.90068 | 0 | 0 | 0 | 0 | 0 | 0 | 0 | 0 | 0 | 19.9529
57317_G_1 | WECC_CO | Colorado | 8 | Alamosa | 3 | 57317 | 1 | San Luis Valley Solar Ranch | 0 | 2011 | 9999 | Solar PV | [5 empty] | Non-Fossil | G | 2025 | Solar |  | 0 | 0 | 0 | 0 | 0 | 0 | 0 | 0 | 0 | 0 | 0 | 0 | 0 | 0 | 0 | 0 | 12.1096 | 22.701 | 35.104 | 69.9147 | 0 | 0 | 0 | 0 | 0 | 0 | 0 | 0 | 0 | 0 | 0 | 0 | 0 | 0 | 0 | 0 | 0 | 0 | 0 | 0 | 1.1053 | 0 | 0 | 0 | 0 | 0 | 0 | 0 | 0 | 0 | 35
57315_G_1-139 | WECC_CO | Colorado | 8 | Lincoln | 73 | 57315 | 1-139 | Cedar Point Wind | 0 | 2011 | 9999 | Onshore Wind | [5 empty] | Non-Fossil | G | 2025 | Wind |  | 0 | 0 | 0 | 0 | 0 | 0 | 0 | 0 | 0 | 0 | 0 | 0 | 0 | 0 | 0 | 0 | 218.1043 | 275.8059 | 262.852 | 756.7622 | 0 | 0 | 0 | 0 | 0 | 0 | 0 | 0 | 0 | 0 | 0 | 0 | 0 | 0 | 0 | 0 | 0 | 0 | 0 | 0 | 7.0938 | 0 | 0 | 0 | 0 | 0 | 0 | 0 | 0 | 0 | 251.7586
57314_G_1 | WEC_LADW | California | 6 | Los Angeles | 37 | 57314 | 1 | Los Angeles Harbor College | 0 | 2010 | 9999 | Solar PV | [5 empty] | Non-Fossil | G | 2025 | Solar |  | 0 | 0 | 0 | 0 | 0 | 0 | 0 | 0 | 0 | 0 | 0 | 0 | 0 | 0 | 0 | 0 | 0.88759 | 1.7265 | 2.5817 | 5.1958 | 0 | 0 | 0 | 0 | 0 | 0 | 0 | 0 | 0 | 0 | 0 | 0 | 0 | 0 | 0 | 0 | 0 | 0 | 0 | 0 | 0.088038 | 0 | 0 | 0 | 0 | 0 | 0 | 0 | 0 | 0 | 2.1657
57313_G_1 | WEC_LADW | California | 6 | Los Angeles | 37 | 57313 | 1 | Metro Support Services Center Solar | 0 | 2005 | 9999 | Solar PV | [5 empty] | Non-Fossil | G | 2025 | Solar |  | 0 | 0 | 0 | 0 | 0 | 0 | 0 | 0 | 0 | 0 | 0 | 0 | 0 | 0 | 0 | 0 | 0.48414 | 0.9417 | 1.4082 | 2.8341 | 0 | 0 | 0 | 0 | 0 | 0 | 0 | 0 | 0 | 0 | 0 | 0 | 0 | 0 | 0 | 0 | 0 | 0 | 0 | 0 | 0.04802 | 0 | 0 | 0 | 0 | 0 | 0 | 0 | 0 | 0 | 1.1813
57311_G_1 | WEC_LADW | California | 6 | Los Angeles | 37 | 57311 | 1 | Occidental College Solar Project | 0 | 2013 | 9999 | Solar PV | [5 empty] | Non-Fossil | G | 2025 | Solar |  | 0 | 0 | 0 | 0 | 0 | 0 | 0 | 0 | 0 | 0 | 0 | 0 | 0 | 0 | 0 | 0 | 0.40345 | 0.78475 | 1.1735 | 2.3617 | 0 | 0 | 0 | 0 | 0 | 0 | 0 | 0 | 0 | 0 | 0 | 0 | 0 | 0 | 0 | 0 | 0 | 0 | 0 | 0 | 0.040017 | 0 | 0 | 0 | 0 | 0 | 0 | 0 | 0 | 0 | 0.98442
57310_G_1 | WEC_LADW | California | 6 | Los Angeles | 37 | 57310 | 1 | 1420 Coil Av #C | 0 | 2011 | 9999 | Solar PV | [5 empty] | Non-Fossil | G | 2025 | Solar |  | 0 | 0 | 0 | 0 | 0 | 0 | 0 | 0 | 0 | 0 | 0 | 0 | 0 | 0 | 0 | 0 | 0.52448 | 1.0202 | 1.5256 | 3.0702 | 0 | 0 | 0 | 0 | 0 | 0 | 0 | 0 | 0 | 0 | 0 | 0 | 0 | 0 | 0 | 0 | 0 | 0 | 0 | 0 | 0.052022 | 0 | 0 | 0 | 0 | 0 | 0 | 0 | 0 | 0 | 1.2797
57309_G_1 | WEC_LADW | California | 6 | Los Angeles | 37 | 57309 | 1 | Pacific Cruise Ship Terminals Berth 93 | 0 | 2010 | 9999 | Solar PV | [5 empty] | Non-Fossil | G | 2025 | Solar |  | 0 | 0 | 0 | 0 | 0 | 0 | 0 | 0 | 0 | 0 | 0 | 0 | 0 | 0 | 0 | 0 | 0.45082 | 0.87689 | 1.3113 | 2.639 | 0 | 0 | 0 | 0 | 0 | 0 | 0 | 0 | 0 | 0 | 0 | 0 | 0 | 0 | 0 | 0 | 0 | 0 | 0 | 0 | 0.030784 | 0 | 0 | 0 | 0 | 0 | 0 | 0 | 0 | 0 | 1.1
57308_G_1 | WEC_LADW | California | 6 | Los Angeles | 37 | 57308 | 1 | Maclay Solar Project | 0 | 2017 | 9999 | Solar PV | [5 empty] | Non-Fossil | G | 2025 | Solar |  | 0 | 0 | 0 | 0 | 0 | 0 | 0 | 0 | 0 | 0 | 0 | 0 | 0 | 0 | 0 | 0 | 0.88759 | 1.7265 | 2.5817 | 5.1958 | 0 | 0 | 0 | 0 | 0 | 0 | 0 | 0 | 0 | 0 | 0 | 0 | 0 | 0 | 0 | 0 | 0 | 0 | 0 | 0 | 0.088038 | 0 | 0 | 0 | 0 | 0 | 0 | 0 | 0 | 0 | 2.1657
57306_G_1 | WECC_SCE | California | 6 | Kern | 29 | 57306 | 1 | Pine Tree Solar Project | 0 | 2013 | 9999 | Solar PV | [5 empty] | Non-Fossil | G | 2025 | Solar |  | 0 | 0 | 0 | 0 | 0 | 0 | 0 | 0 | 0 | 0 | 0 | 0 | 0 | 0 | 0 | 0 | 3.5764 | 6.6352 | 10.2843 | 20.4959 | 0 | 0 | 0 | 0 | 0 | 0 | 0 | 0 | 0 | 0 | 0 | 0 | 0 | 0 | 0 | 0 | 0 | 0 | 0 | 0 | 0.30709 | 0 | 0 | 0 | 0 | 0 | 0 | 0 | 0 | 0 | 8.5
57305_G_1 | WECC_SCE | California | 6 | San Bernardino | 71 | 57305 | 1 | Adelanto Solar Project | 0 | 2012 | 9999 | Solar PV | [5 empty] | Non-Fossil | G | 2025 | Solar |  | 0 | 0 | 0 | 0 | 0 | 0 | 0 | 0 | 0 | 0 | 0 | 0 | 0 | 0 | 0 | 0 | 4.2075 | 7.8061 | 12.0992 | 24.1128 | 0 | 0 | 0 | 0 | 0 | 0 | 0 | 0 | 0 | 0 | 0 | 0 | 0 | 0 | 0 | 0 | 0 | 0 | 0 | 0 | 0.36128 | 0 | 0 | 0 | 0 | 0 | 0 | 0 | 0 | 0 | 10
57303_G_LWG3 | ERC_WEST | Texas | 48 | Mitchell | 335 | 57303 | LWG3 | Loraine Windpark Project LLC | 0 | 2012 | 9999 | Onshore Wind | [5 empty] | Non-Fossil | G | 2025 | Wind |  | 0 | 0 | 0 | 0 | 0 | 0 | 0 | 0 | 0 | 0 | 0 | 0 | 0 | 0 | 0 | 0 | 70.5076 | 103.6836 | 105.2499 | 279.4411 | 0 | 0 | 0 | 0 | 0 | 0 | 0 | 0 | 0 | 0 | 0 | 0 | 0 | 0 | 0 | 0 | 0 | 0 | 0 | 0 | 2.8318 | 0 | 0 | 0 | 0 | 0 | 0 | 0 | 0 | 0 | 100.5
57303_G_LWG2 | ERC_WEST | Texas | 48 | Mitchell | 335 | 57303 | LWG2 | Loraine Windpark Project LLC | 0 | 2009 | 9999 | Onshore Wind | [5 empty] | Non-Fossil | G | 2025 | Wind |  | 0 | 0 | 0 | 0 | 0 | 0 | 0 | 0 | 0 | 0 | 0 | 0 | 0 | 0 | 0 | 0 | 52.6176 | 77.3758 | 78.5447 | 208.5381 | 0 | 0 | 0 | 0 | 0 | 0 | 0 | 0 | 0 | 0 | 0 | 0 | 0 | 0 | 0 | 0 | 0 | 0 | 0 | 0 | 2.1133 | 0 | 0 | 0 | 0 | 0 | 0 | 0 | 0 | 0 | 75
57303_G_LWG1 | ERC_WEST | Texas | 48 | Mitchell | 335 | 57303 | LWG1 | Loraine Windpark Project LLC | 0 | 2009 | 9999 | Onshore Wind | [5 empty] | Non-Fossil | G | 2025 | Wind |  | 0 | 0 | 0 | 0 | 0 | 0 | 0 | 0 | 0 | 0 | 0 | 0 | 0 | 0 | 0 | 0 | 52.6176 | 77.3758 | 78.5447 | 208.5381 | 0 | 0 | 0 | 0 | 0 | 0 | 0 | 0 | 0 | 0 | 0 | 0 | 0 | 0 | 0 | 0 | 0 | 0 | 0 | 0 | 2.1133 | 0 | 0 | 0 | 0 | 0 | 0 | 0 | 0 | 0 | 75
57302_G_1 | WECC_SCE | California | 6 | Riverside | 65 | 57302 | 1 | Garnet Wind Energy Center | 0 | 2009 | 9999 | Onshore Wind | [5 empty] | Non-Fossil | G | 2025 | Wind |  | 0 | 0 | 0 | 0 | 0 | 0 | 0 | 0 | 0 | 0 | 0 | 0 | 0 | 0 | 0 | 0 | 2.2424 | 4.6453 | 7.8487 | 14.7363 | 0 | 0 | 0 | 0 | 0 | 0 | 0 | 0 | 0 | 0 | 0 | 0 | 0 | 0 | 0 | 0 | 0 | 0 | 0 | 0 | 0.18242 | 0 | 0 | 0 | 0 | 0 | 0 | 0 | 0 | 0 | 6.4741
57301_G_DEC | WECC_SCE | California | 6 | Riverside | 65 | 57301 | DEC | Dutch Wind Energy | 0 | 1994 | 9999 | Onshore Wind | [5 empty] | Non-Fossil | G | 2025 | Wind |  | 0 | 0 | 0 | 0 | 0 | 0 | 0 | 0 | 0 | 0 | 0 | 0 | 0 | 0 | 0 | 0 | 2.7598 | 5.7173 | 9.6599 | 18.137 | 0 | 0 | 0 | 0 | 0 | 0 | 0 | 0 | 0 | 0 | 0 | 0 | 0 | 0 | 0 | 0 | 0 | 0 | 0 | 0 | 0.22452 | 0 | 0 | 0 | 0 | 0 | 0 | 0 | 0 | 0 | 7.9682
57300_G_1 | PJM_AP | Maryland | 24 | Garrett | 23 | 57300 | 1 | Criterion | 0 | 2010 | 9999 | Onshore Wind | [5 empty] | Non-Fossil | G | 2025 | Wind |  | 0 | 0 | 0 | 0 | 0 | 0 | 0 | 0 | 0 | 0 | 0 | 0 | 0 | 0 | 0 | 0 | 64.7708 | 76.6448 | 47.7115 | 189.1271 | 0 | 0 | 0 | 0 | 0 | 0 | 0 | 0 | 0 | 0 | 0 | 0 | 0 | 0 | 0 | 0 | 0 | 0 | 0 | 0 | 1.9724 | 0 | 0 | 0 | 0 | 0 | 0 | 0 | 0 | 0 | 70
57299_G_1 | WECC_WY | Wyoming | 56 | Carbon | 7 | 57299 | 1 | Dunlap | 0 | 2010 | 9999 | Onshore Wind | [5 empty] | Non-Fossil | G | 2025 | Wind |  | 0 | 0 | 0 | 0 | 0 | 0 | 0 | 0 | 0 | 0 | 0 | 0 | 0 | 0 | 0 | 0 | 113.2122 | 126.1061 | 93.0066 | 332.3249 | 0 | 0 | 0 | 0 | 0 | 0 | 0 | 0 | 0 | 0 | 0 | 0 | 0 | 0 | 0 | 0 | 0 | 0 | 0 | 0 | 3.1276 | 0 | 0 | 0 | 0 | 0 | 0 | 0 | 0 | 0 | 111
57298_G_9 | WECC_PNW | Washington | 53 | King | 33 | 57298 | 9 | Cedar Hills | 13500 | 2009 | 9999 | Landfill Gas | [5 empty] | Non-Fossil | G | 2025 | LF Gas |  | 0.0043622 | 0.0060018 | 0.0070975 | 0.017462 | 0 | 0 | 0 | 0 | 0 | 0 | 0 | 0 | 0 | 0 | 0 | 0 | 0.32313 | 0.44458 | 0.52574 | 1.2934 | 0.25139 | 0.34588 | 0.40902 | 1.0063 | 0 | 0 | 0 | 0 | 0.00052526 | 0.00072268 | 0.00085461 | 0.0021025 | 0 | 0 | 0 | 0 | 0 | 0 | 0 | 0 | 0.070408 | 0.002113 | 0.0029071 | 0.0034379 | 0.008458 | 0 | 0 | 0 | 0 | 0 | 0.3
57298_G_8 | WECC_PNW | Washington | 53 | King | 33 | 57298 | 8 | Cedar Hills | 13500 | 2009 | 9999 | Landfill Gas | [5 empty] | Non-Fossil | G | 2025 | LF Gas |  | 0.0043622 | 0.0060018 | 0.0070975 | 0.017462 | 0 | 0 | 0 | 0 | 0 | 0 | 0 | 0 | 0 | 0 | 0 | 0 | 0.32313 | 0.44458 | 0.52574 | 1.2934 | 0.25139 | 0.34588 | 0.40902 | 1.0063 | 0 | 0 | 0 | 0 | 0.00052526 | 0.00072268 | 0.00085461 | 0.0021025 | 0 | 0 | 0 | 0 | 0 | 0 | 0 | 0 | 0.070408 | 0.002113 | 0.0029071 | 0.0034379 | 0.008458 | 0 | 0 | 0 | 0 | 0 | 0.3
57298_G_7 | WECC_PNW | Washington | 53 | King | 33 | 57298 | 7 | Cedar Hills | 13500 | 2009 | 9999 | Landfill Gas | [5 empty] | Non-Fossil | G | 2025 | LF Gas |  | 0.0043622 | 0.0060018 | 0.0070975 | 0.017462 | 0 | 0 | 0 | 0 | 0 | 0 | 0 | 0 | 0 | 0 | 0 | 0 | 0.32313 | 0.44458 | 0.52574 | 1.2934 | 0.25139 | 0.34588 | 0.40902 | 1.0063 | 0 | 0 | 0 | 0 | 0.00052526 | 0.00072268 | 0.00085461 | 0.0021025 | 0 | 0 | 0 | 0 | 0 | 0 | 0 | 0 | 0.070408 | 0.002113 | 0.0029071 | 0.0034379 | 0.008458 | 0 | 0 | 0 | 0 | 0 | 0.3
57298_G_6 | WECC_PNW | Washington | 53 | King | 33 | 57298 | 6 | Cedar Hills | 13500 | 2009 | 9999 | Landfill Gas | [5 empty] | Non-Fossil | G | 2025 | LF Gas |  | 0.0043622 | 0.0060018 | 0.0070975 | 0.017462 | 0 | 0 | 0 | 0 | 0 | 0 | 0 | 0 | 0 | 0 | 0 | 0 | 0.32313 | 0.44458 | 0.52574 | 1.2934 | 0.25139 | 0.34588 | 0.40902 | 1.0063 | 0 | 0 | 0 | 0 | 0.00052526 | 0.00072268 | 0.00085461 | 0.0021025 | 0 | 0 | 0 | 0 | 0 | 0 | 0 | 0 | 0.070408 | 0.002113 | 0.0029071 | 0.0034379 | 0.008458 | 0 | 0 | 0 | 0 | 0 | 0.3
57298_G_5 | WECC_PNW | Washington | 53 | King | 33 | 57298 | 5 | Cedar Hills | 13500 | 2009 | 9999 | Landfill Gas | [5 empty] | Non-Fossil | G | 2025 | LF Gas |  | 0.0043622 | 0.0060018 | 0.0070975 | 0.017462 | 0 | 0 | 0 | 0 | 0 | 0 | 0 | 0 | 0 | 0 | 0 | 0 | 0.32313 | 0.44458 | 0.52574 | 1.2934 | 0.25139 | 0.34588 | 0.40902 | 1.0063 | 0 | 0 | 0 | 0 | 0.00052526 | 0.00072268 | 0.00085461 | 0.0021025 | 0 | 0 | 0 | 0 | 0 | 0 | 0 | 0 | 0.070408 | 0.002113 | 0.0029071 | 0.0034379 | 0.008458 | 0 | 0 | 0 | 0 | 0 | 0.3
57298_G_4 | WECC_PNW | Washington | 53 | King | 33 | 57298 | 4 | Cedar Hills | 13500 | 2009 | 9999 | Landfill Gas | [5 empty] | Non-Fossil | G | 2025 | LF Gas |  | 0.0043622 | 0.0060018 | 0.0070975 | 0.017462 | 0 | 0 | 0 | 0 | 0 | 0 | 0 | 0 | 0 | 0 | 0 | 0 | 0.32313 | 0.44458 | 0.52574 | 1.2934 | 0.25139 | 0.34588 | 0.40902 | 1.0063 | 0 | 0 | 0 | 0 | 0.00052526 | 0.00072268 | 0.00085461 | 0.0021025 | 0 | 0 | 0 | 0 | 0 | 0 | 0 | 0 | 0.070408 | 0.002113 | 0.0029071 | 0.0034379 | 0.008458 | 0 | 0 | 0 | 0 | 0 | 0.3
57298_G_3 | WECC_PNW | Washington | 53 | King | 33 | 57298 | 3 | Cedar Hills | 13500 | 2009 | 9999 | Landfill Gas | [5 empty] | Non-Fossil | G | 2025 | LF Gas |  | 0.0043622 | 0.0060018 | 0.0070975 | 0.017462 | 0 | 0 | 0 | 0 | 0 | 0 | 0 | 0 | 0 | 0 | 0 | 0 | 0.32313 | 0.44458 | 0.52574 | 1.2934 | 0.25139 | 0.34588 | 0.40902 | 1.0063 | 0 | 0 | 0 | 0 | 0.00052526 | 0.00072268 | 0.00085461 | 0.0021025 | 0 | 0 | 0 | 0 | 0 | 0 | 0 | 0 | 0.070408 | 0.002113 | 0.0029071 | 0.0034379 | 0.008458 | 0 | 0 | 0 | 0 | 0 | 0.3
57298_G_2 | WECC_PNW | Washington | 53 | King | 33 | 57298 | 2 | Cedar Hills | 13500 | 2009 | 9999 | Landfill Gas | [5 empty] | Non-Fossil | G | 2025 | LF Gas |  | 0.0043622 | 0.0060018 | 0.0070975 | 0.017462 | 0 | 0 | 0 | 0 | 0 | 0 | 0 | 0 | 0 | 0 | 0 | 0 | 0.32313 | 0.44458 | 0.52574 | 1.2934 | 0.25139 | 0.34588 | 0.40902 | 1.0063 | 0 | 0 | 0 | 0 | 0.00052526 | 0.00072268 | 0.00085461 | 0.0021025 | 0 | 0 | 0 | 0 | 0 | 0 | 0 | 0 | 0.070408 | 0.002113 | 0.0029071 | 0.0034379 | 0.008458 | 0 | 0 | 0 | 0 | 0 | 0.3
57298_G_18 | WECC_PNW | Washington | 53 | King | 33 | 57298 | 18 | Cedar Hills | 13500 | 2009 | 9999 | Landfill Gas | [5 empty] | Non-Fossil | G | 2025 | LF Gas |  | 0.0043622 | 0.0060018 | 0.0070975 | 0.017462 | 0 | 0 | 0 | 0 | 0 | 0 | 0 | 0 | 0 | 0 | 0 | 0 | 0.32313 | 0.44458 | 0.52574 | 1.2934 | 0.25139 | 0.34588 | 0.40902 | 1.0063 | 0 | 0 | 0 | 0 | 0.00052526 | 0.00072268 | 0.00085461 | 0.0021025 | 0 | 0 | 0 | 0 | 0 | 0 | 0 | 0 | 0.070408 | 0.002113 | 0.0029071 | 0.0034379 | 0.008458 | 0 | 0 | 0 | 0 | 0 | 0.3
57298_G_17 | WECC_PNW | Washington | 53 | King | 33 | 57298 | 17 | Cedar Hills | 13500 | 2009 | 9999 | Landfill Gas | [5 empty] | Non-Fossil | G | 2025 | LF Gas |  | 0.0043622 | 0.0060018 | 0.0070975 | 0.017462 | 0 | 0 | 0 | 0 | 0 | 0 | 0 | 0 | 0 | 0 | 0 | 0 | 0.32313 | 0.44458 | 0.52574 | 1.2934 | 0.25139 | 0.34588 | 0.40902 | 1.0063 | 0 | 0 | 0 | 0 | 0.00052526 | 0.00072268 | 0.00085461 | 0.0021025 | 0 | 0 | 0 | 0 | 0 | 0 | 0 | 0 | 0.070408 | 0.002113 | 0.0029071 | 0.0034379 | 0.008458 | 0 | 0 | 0 | 0 | 0 | 0.3
57298_G_16 | WECC_PNW | Washington | 53 | King | 33 | 57298 | 16 | Cedar Hills | 13500 | 2009 | 9999 | Landfill Gas | [5 empty] | Non-Fossil | G | 2025 | LF Gas |  | 0.0043622 | 0.0060018 | 0.0070975 | 0.017462 | 0 | 0 | 0 | 0 | 0 | 0 | 0 | 0 | 0 | 0 | 0 | 0 | 0.32313 | 0.44458 | 0.52574 | 1.2934 | 0.25139 | 0.34588 | 0.40902 | 1.0063 | 0 | 0 | 0 | 0 | 0.00052526 | 0.00072268 | 0.00085461 | 0.0021025 | 0 | 0 | 0 | 0 | 0 | 0 | 0 | 0 | 0.070408 | 0.002113 | 0.0029071 | 0.0034379 | 0.008458 | 0 | 0 | 0 | 0 | 0 | 0.3
57298_G_15 | WECC_PNW | Washington | 53 | King | 33 | 57298 | 15 | Cedar Hills | 13500 | 2009 | 9999 | Landfill Gas | [5 empty] | Non-Fossil | G | 2025 | LF Gas |  | 0.0043622 | 0.0060018 | 0.0070975 | 0.017462 | 0 | 0 | 0 | 0 | 0 | 0 | 0 | 0 | 0 | 0 | 0 | 0 | 0.32313 | 0.44458 | 0.52574 | 1.2934 | 0.25139 | 0.34588 | 0.40902 | 1.0063 | 0 | 0 | 0 | 0 | 0.00052526 | 0.00072268 | 0.00085461 | 0.0021025 | 0 | 0 | 0 | 0 | 0 | 0 | 0 | 0 | 0.070408 | 0.002113 | 0.0029071 | 0.0034379 | 0.008458 | 0 | 0 | 0 | 0 | 0 | 0.3
57298_G_14 | WECC_PNW | Washington | 53 | King | 33 | 57298 | 14 | Cedar Hills | 13500 | 2009 | 9999 | Landfill Gas | [5 empty] | Non-Fossil | G | 2025 | LF Gas |  | 0.0043622 | 0.0060018 | 0.0070975 | 0.017462 | 0 | 0 | 0 | 0 | 0 | 0 | 0 | 0 | 0 | 0 | 0 | 0 | 0.32313 | 0.44458 | 0.52574 | 1.2934 | 0.25139 | 0.34588 | 0.40902 | 1.0063 | 0 | 0 | 0 | 0 | 0.00052526 | 0.00072268 | 0.00085461 | 0.0021025 | 0 | 0 | 0 | 0 | 0 | 0 | 0 | 0 | 0.070408 | 0.002113 | 0.0029071 | 0.0034379 | 0.008458 | 0 | 0 | 0 | 0 | 0 | 0.3
57298_G_13 | WECC_PNW | Washington | 53 | King | 33 | 57298 | 13 | Cedar Hills | 13500 | 2009 | 9999 | Landfill Gas | [5 empty] | Non-Fossil | G | 2025 | LF Gas |  | 0.0043622 | 0.0060018 | 0.0070975 | 0.017462 | 0 | 0 | 0 | 0 | 0 | 0 | 0 | 0 | 0 | 0 | 0 | 0 | 0.32313 | 0.44458 | 0.52574 | 1.2934 | 0.25139 | 0.34588 | 0.40902 | 1.0063 | 0 | 0 | 0 | 0 | 0.00052526 | 0.00072268 | 0.00085461 | 0.0021025 | 0 | 0 | 0 | 0 | 0 | 0 | 0 | 0 | 0.070408 | 0.002113 | 0.0029071 | 0.0034379 | 0.008458 | 0 | 0 | 0 | 0 | 0 | 0.3
57298_G_12 | WECC_PNW | Washington | 53 | King | 33 | 57298 | 12 | Cedar Hills | 13500 | 2009 | 9999 | Landfill Gas | [5 empty] | Non-Fossil | G | 2025 | LF Gas |  | 0.0043622 | 0.0060018 | 0.0070975 | 0.017462 | 0 | 0 | 0 | 0 | 0 | 0 | 0 | 0 | 0 | 0 | 0 | 0 | 0.32313 | 0.44458 | 0.52574 | 1.2934 | 0.25139 | 0.34588 | 0.40902 | 1.0063 | 0 | 0 | 0 | 0 | 0.00052526 | 0.00072268 | 0.00085461 | 0.0021025 | 0 | 0 | 0 | 0 | 0 | 0 | 0 | 0 | 0.070408 | 0.002113 | 0.0029071 | 0.0034379 | 0.008458 | 0 | 0 | 0 | 0 | 0 | 0.3
57298_G_11 | WECC_PNW | Washington | 53 | King | 33 | 57298 | 11 | Cedar Hills | 13500 | 2009 | 9999 | Landfill Gas | [5 empty] | Non-Fossil | G | 2025 | LF Gas |  | 0.0043622 | 0.0060018 | 0.0070975 | 0.017462 | 0 | 0 | 0 | 0 | 0 | 0 | 0 | 0 | 0 | 0 | 0 | 0 | 0.32313 | 0.44458 | 0.52574 | 1.2934 | 0.25139 | 0.34588 | 0.40902 | 1.0063 | 0 | 0 | 0 | 0 | 0.00052526 | 0.00072268 | 0.00085461 | 0.0021025 | 0 | 0 | 0 | 0 | 0 | 0 | 0 | 0 | 0.070408 | 0.002113 | 0.0029071 | 0.0034379 | 0.008458 | 0 | 0 | 0 | 0 | 0 | 0.3
57298_G_10 | WECC_PNW | Washington | 53 | King | 33 | 57298 | 10 | Cedar Hills | 13500 | 2009 | 9999 | Landfill Gas | [5 empty] | Non-Fossil | G | 2025 | LF Gas |  | 0.0043622 | 0.0060018 | 0.0070975 | 0.017462 | 0 | 0 | 0 | 0 | 0 | 0 | 0 | 0 | 0 | 0 | 0 | 0 | 0.32313 | 0.44458 | 0.52574 | 1.2934 | 0.25139 | 0.34588 | 0.40902 | 1.0063 | 0 | 0 | 0 | 0 | 0.00052526 | 0.00072268 | 0.00085461 | 0.0021025 | 0 | 0 | 0 | 0 | 0 | 0 | 0 | 0 | 0.070408 | 0.002113 | 0.0029071 | 0.0034379 | 0.008458 | 0 | 0 | 0 | 0 | 0 | 0.3
57298_G_1 | WECC_PNW | Washington | 53 | King | 33 | 57298 | 1 | Cedar Hills | 13500 | 2009 | 9999 | Landfill Gas | [5 empty] | Non-Fossil | G | 2025 | LF Gas |  | 0.0043622 | 0.0060018 | 0.0070975 | 0.017462 | 0 | 0 | 0 | 0 | 0 | 0 | 0 | 0 | 0 | 0 | 0 | 0 | 0.32313 | 0.44458 | 0.52574 | 1.2934 | 0.25139 | 0.34588 | 0.40902 | 1.0063 | 0 | 0 | 0 | 0 | 0.00052526 | 0.00072268 | 0.00085461 | 0.0021025 | 0 | 0 | 0 | 0 | 0 | 0 | 0 | 0 | 0.070408 | 0.002113 | 0.0029071 | 0.0034379 | 0.008458 | 0 | 0 | 0 | 0 | 0 | 0.3
57296_G_WIND2 | MIS_MNWI | Minnesota | 27 | Rice | 131 | 57296 | WIND2 | Carleton College | 0 | 2011 | 9999 | Onshore Wind | [5 empty] | Non-Fossil | G | 2025 | Wind |  | 0 | 0 | 0 | 0 | 0 | 0 | 0 | 0 | 0 | 0 | 0 | 0 | 0 | 0 | 0 | 0 | 1.3682 | 1.8824 | 1.5725 | 4.8231 | 0 | 0 | 0 | 0 | 0 | 0 | 0 | 0 | 0 | 0 | 0 | 0 | 0 | 0 | 0 | 0 | 0 | 0 | 0 | 0 | 0.06353 | 0 | 0 | 0 | 0 | 0 | 0 | 0 | 0 | 0 | 1.6
57296_G_WIND1 | MIS_MNWI | Minnesota | 27 | Rice | 131 | 57296 | WIND1 | Carleton College | 0 | 2004 | 9999 | Onshore Wind | [5 empty] | Non-Fossil | G | 2025 | Wind |  | 0 | 0 | 0 | 0 | 0 | 0 | 0 | 0 | 0 | 0 | 0 | 0 | 0 | 0 | 0 | 0 | 1.3682 | 1.8824 | 1.5725 | 4.8231 | 0 | 0 | 0 | 0 | 0 | 0 | 0 | 0 | 0 | 0 | 0 | 0 | 0 | 0 | 0 | 0 | 0 | 0 | 0 | 0 | 0.06353 | 0 | 0 | 0 | 0 | 0 | 0 | 0 | 0 | 0 | 1.6
57296_G_GEN2 | MIS_MNWI | Minnesota | 27 | Rice | 131 | 57296 | GEN2 | Carleton College | 14397 | 2009 | 9999 | Combustion Turbine | [5 empty] | Fossil | G | 2025 | Oil |  | 0 | 0 | 0 | 0 | 0 | 0 | 0 | 0 | 0 | 0 | 0 | 0 | 0 | 0 | 0 | 0 | 0 | 0 | 0 | 0 | 0 | 0 | 0 | 0 | 0 | 0 | 0 | 0 | 0 | 0 | 0 | 0 | 0 | 0 | 0 | 0 | 0 | 0 | 0 | 0 | 0.04301 | 0 | 0 | 0 | 0 | 0 | 0 | 0 | 0 | 0 | 2.3
57296_G_GEN1 | MIS_MNWI | Minnesota | 27 | Rice | 131 | 57296 | GEN1 | Carleton College | 14397 | 2009 | 9999 | Combustion Turbine | [5 empty] | Fossil | G | 2025 | Oil |  | 0 | 0 | 0 | 0 | 0 | 0 | 0 | 0 | 0 | 0 | 0 | 0 | 0 | 0 | 0 | 0 | 0 | 0 | 0 | 0 | 0 | 0 | 0 | 0 | 0 | 0 | 0 | 0 | 0 | 0 | 0 | 0 | 0 | 0 | 0 | 0 | 0 | 0 | 0 | 0 | 0.04301 | 0 | 0 | 0 | 0 | 0 | 0 | 0 | 0 | 0 | 2.3
57295_G_1 | WEC_LADW | California | 6 | Los Angeles | 37 | 57295 | 1 | Alpine Solar | 0 | 2013 | 9999 | Solar PV | [5 empty] | Non-Fossil | G | 2025 | Solar |  | 0 | 0 | 0 | 0 | 0 | 0 | 0 | 0 | 0 | 0 | 0 | 0 | 0 | 0 | 0 | 0 | 26.6276 | 51.7937 | 77.4519 | 155.8731 | 0 | 0 | 0 | 0 | 0 | 0 | 0 | 0 | 0 | 0 | 0 | 0 | 0 | 0 | 0 | 0 | 0 | 0 | 0 | 0 | 2.6411 | 0 | 0 | 0 | 0 | 0 | 0 | 0 | 0 | 0 | 64.9716
57294_G_AW05 | WECC_SCE | California | 6 | Kern | 29 | 57294 | AW05 | Alta Wind Energy Center V | 0 | 2011 | 9999 | Onshore Wind | [5 empty] | Non-Fossil | G | 2025 | Wind |  | 0 | 0 | 0 | 0 | 0 | 0 | 0 | 0 | 0 | 0 | 0 | 0 | 0 | 0 | 0 | 0 | 57.9563 | 120.0631 | 202.8576 | 380.877 | 0 | 0 | 0 | 0 | 0 | 0 | 0 | 0 | 0 | 0 | 0 | 0 | 0 | 0 | 0 | 0 | 0 | 0 | 0 | 0 | 4.7149 | 0 | 0 | 0 | 0 | 0 | 0 | 0 | 0 | 0 | 167.3318
57293_G_AW04 | WECC_SCE | California | 6 | Kern | 29 | 57293 | AW04 | Alta Wind Energy Center IV | 0 | 2011 | 9999 | Onshore Wind | [5 empty] | Non-Fossil | G | 2025 | Wind |  | 0 | 0 | 0 | 0 | 0 | 0 | 0 | 0 | 0 | 0 | 0 | 0 | 0 | 0 | 0 | 0 | 35.1878 | 72.8954 | 123.1636 | 231.2467 | 0 | 0 | 0 | 0 | 0 | 0 | 0 | 0 | 0 | 0 | 0 | 0 | 0 | 0 | 0 | 0 | 0 | 0 | 0 | 0 | 2.8626 | 0 | 0 | 0 | 0 | 0 | 0 | 0 | 0 | 0 | 101.5943
57292_G_AW03 | WECC_SCE | California | 6 | Kern | 29 | 57292 | AW03 | Alta Wind Energy Center III | 0 | 2011 | 9999 | Onshore Wind | [5 empty] | Non-Fossil | G | 2025 | Wind |  | 0 | 0 | 0 | 0 | 0 | 0 | 0 | 0 | 0 | 0 | 0 | 0 | 0 | 0 | 0 | 0 | 51.7467 | 107.1992 | 181.1229 | 340.0687 | 0 | 0 | 0 | 0 | 0 | 0 | 0 | 0 | 0 | 0 | 0 | 0 | 0 | 0 | 0 | 0 | 0 | 0 | 0 | 0 | 4.2097 | 0 | 0 | 0 | 0 | 0 | 0 | 0 | 0 | 0 | 149.4034
57291_G_AW02 | WECC_SCE | California | 6 | Kern | 29 | 57291 | AW02 | Alta Wind Energy Center II | 0 | 2011 | 9999 | Onshore Wind | [5 empty] | Non-Fossil | G | 2025 | Wind |  | 0 | 0 | 0 | 0 | 0 | 0 | 0 | 0 | 0 | 0 | 0 | 0 | 0 | 0 | 0 | 0 | 51.7467 | 107.1992 | 181.1229 | 340.0687 | 0 | 0 | 0 | 0 | 0 | 0 | 0 | 0 | 0 | 0 | 0 | 0 | 0 | 0 | 0 | 0 | 0 | 0 | 0 | 0 | 4.2097 | 0 | 0 | 0 | 0 | 0 | 0 | 0 | 0 | 0 | 149.4034
57290_G_SIEM | WECC_CO | Colorado | 8 | Logan | 75 | 57290 | SIEM | Northern Colorado Wind LLC | 0 | 2009 | 9999 | Onshore Wind | [5 empty] | Non-Fossil | G | 2025 | Wind |  | 0 | 0 | 0 | 0 | 0 | 0 | 0 | 0 | 0 | 0 | 0 | 0 | 0 | 0 | 0 | 0 | 131.3819 | 166.1402 | 158.337 | 455.8591 | 0 | 0 | 0 | 0 | 0 | 0 | 0 | 0 | 0 | 0 | 0 | 0 | 0 | 0 | 0 | 0 | 0 | 0 | 0 | 0 | 4.2731 | 0 | 0 | 0 | 0 | 0 | 0 | 0 | 0 | 0 | 151.6546
57290_G_GE | WECC_CO | Colorado | 8 | Logan | 75 | 57290 | GE | Northern Colorado Wind LLC | 0 | 2009 | 9999 | Onshore Wind | [5 empty] | Non-Fossil | G | 2025 | Wind |  | 0 | 0 | 0 | 0 | 0 | 0 | 0 | 0 | 0 | 0 | 0 | 0 | 0 | 0 | 0 | 0 | 19.4736 | 24.6255 | 23.4689 | 67.5681 | 0 | 0 | 0 | 0 | 0 | 0 | 0 | 0 | 0 | 0 | 0 | 0 | 0 | 0 | 0 | 0 | 0 | 0 | 0 | 0 | 0.63337 | 0 | 0 | 0 | 0 | 0 | 0 | 0 | 0 | 0 | 22.4784
57289_G_BBWP | MIS_MNWI | Minnesota | 27 | Faribault | 43 | 57289 | BBWP | Big Blue | 0 | 2012 | 9999 | Onshore Wind | [5 empty] | Non-Fossil | G | 2025 | Wind |  | 0 | 0 | 0 | 0 | 0 | 0 | 0 | 0 | 0 | 0 | 0 | 0 | 0 | 0 | 0 | 0 | 30.7839 | 42.3547 | 35.3802 | 108.5187 | 0 | 0 | 0 | 0 | 0 | 0 | 0 | 0 | 0 | 0 | 0 | 0 | 0 | 0 | 0 | 0 | 0 | 0 | 0 | 0 | 1.0144 | 0 | 0 | 0 | 0 | 0 | 0 | 0 | 0 | 0 | 36
57287_G_1 | NY_Z_C&E | New York | 36 | Herkimer | 43 | 57287 | 1 | Hardscrabble Wind Power LLC | 0 | 2011 | 9999 | Onshore Wind | [5 empty] | Non-Fossil | G | 2025 | Wind |  | 0 | 0 | 0 | 0 | 0 | 0 | 0 | 0 | 0 | 0 | 0 | 0 | 0 | 0 | 0 | 0 | 52.7037 | 66.1616 | 49.5087 | 168.3739 | 0 | 0 | 0 | 0 | 0 | 0 | 0 | 0 | 0 | 0 | 0 | 0 | 0 | 0 | 0 | 0 | 0 | 0 | 0 | 0 | 2.9387 | 0 | 0 | 0 | 0 | 0 | 0 | 0 | 0 | 0 | 74
57286_G_WT1 | SPP_WEST | Oklahoma | 40 | Woodward | 153 | 57286 | WT1 | OU Spirit Wind Farm | 0 | 2009 | 9999 | Onshore Wind | [5 empty] | Non-Fossil | G | 2025 | Wind |  | 0 | 0 | 0 | 0 | 0 | 0 | 0 | 0 | 0 | 0 | 0 | 0 | 0 | 0 | 0 | 0 | 86.9662 | 133.788 | 135.2967 | 356.0509 | 0 | 0 | 0 | 0 | 0 | 0 | 0 | 0 | 0 | 0 | 0 | 0 | 0 | 0 | 0 | 0 | 0 | 0 | 0 | 0 | 3.8969 | 0 | 0 | 0 | 0 | 0 | 0 | 0 | 0 | 0 | 100.0445
57285_G_1 | PJM_PENE | Pennsylvania | 42 | Blair | 13 | 57285 | 1 | Sandy Ridge Wind Farm | 0 | 2012 | 9999 | Onshore Wind | [5 empty] | Non-Fossil | G | 2025 | Wind |  | 0 | 0 | 0 | 0 | 0 | 0 | 0 | 0 | 0 | 0 | 0 | 0 | 0 | 0 | 0 | 0 | 41.0323 | 50.8935 | 32.6481 | 124.5739 | 0 | 0 | 0 | 0 | 0 | 0 | 0 | 0 | 0 | 0 | 0 | 0 | 0 | 0 | 0 | 0 | 0 | 0 | 0 | 0 | 1.9065 | 0 | 0 | 0 | 0 | 0 | 0 | 0 | 0 | 0 | 48.2
57284_G_1 | PJM_COMD | Illinois | 17 | Woodford | 203 | 57284 | 1 | Minonk Wind Farm | 0 | 2012 | 9999 | Onshore Wind | [5 empty] | Non-Fossil | G | 2025 | Wind |  | 0 | 0 | 0 | 0 | 0 | 0 | 0 | 0 | 0 | 0 | 0 | 0 | 0 | 0 | 0 | 0 | 144.1439 | 195.0119 | 129.304 | 468.4599 | 0 | 0 | 0 | 0 | 0 | 0 | 0 | 0 | 0 | 0 | 0 | 0 | 0 | 0 | 0 | 0 | 0 | 0 | 0 | 0 | 6.9628 | 0 | 0 | 0 | 0 | 0 | 0 | 0 | 0 | 0 | 176.3208
57283_G_WTG1 | SPP_NEBR | Nebraska | 31 | Richardson | 147 | 57283 | WTG1 | Flat Water Wind Farm LLC | 0 | 2010 | 9999 | Onshore Wind | [5 empty] | Non-Fossil | G | 2025 | Wind |  | 0 | 0 | 0 | 0 | 0 | 0 | 0 | 0 | 0 | 0 | 0 | 0 | 0 | 0 | 0 | 0 | 58.9438 | 81.0954 | 74.0512 | 214.0904 | 0 | 0 | 0 | 0 | 0 | 0 | 0 | 0 | 0 | 0 | 0 | 0 | 0 | 0 | 0 | 0 | 0 | 0 | 0 | 0 | 1.5922 | 0 | 0 | 0 | 0 | 0 | 0 | 0 | 0 | 0 | 56.5086
57282_G_AW01 | WECC_SCE | California | 6 | Kern | 29 | 57282 | AW01 | Alta Wind Energy Center I | 0 | 2011 | 9999 | Onshore Wind | [5 empty] | Non-Fossil | G | 2025 | Wind |  | 0 | 0 | 0 | 0 | 0 | 0 | 0 | 0 | 0 | 0 | 0 | 0 | 0 | 0 | 0 | 0 | 51.7467 | 107.1992 | 181.1229 | 340.0687 | 0 | 0 | 0 | 0 | 0 | 0 | 0 | 0 | 0 | 0 | 0 | 0 | 0 | 0 | 0 | 0 | 0 | 0 | 0 | 0 | 4.2097 | 0 | 0 | 0 | 0 | 0 | 0 | 0 | 0 | 0 | 149.4034
57281_G_CS13 | MIS_IA | Minnesota | 27 | Martin | 91 | 57281 | CS13 | OREG 3 Inc | 9470 | 2010 | 9999 | Non-Fossil Waste | [5 empty] | Non-Fossil | G | 2025 | Non-Fossil |  | 0.092048 | 0.12478 | 0.15648 | 0.37331 | 0 | 0 | 0 | 0 | 0 | 0 | 0 | 0 | 0 | 0 | 0 | 0 | 9.72 | 13.176 | 16.524 | 39.42 | 0 | 0 | 0 | 0 | 0 | 0 | 0 | 0 | 0 | 0 | 0 | 0 | 0 | 0 | 0 | 0 | 0 | 0 | 0 | 0 | 1.1735 | 0.06356 | 0.086159 | 0.10805 | 0.25777 | 0 | 0 | 0 | 0 | 0 | 5
57280_G_1 | PJM_EMAC | Pennsylvania | 42 | Chester | 29 | 57280 | 1 | Aqua Ingrams Mill | 0 | 2009 | 9999 | Solar PV | [5 empty] | Non-Fossil | G | 2025 | Solar |  | 0 | 0 | 0 | 0 | 0 | 0 | 0 | 0 | 0 | 0 | 0 | 0 | 0 | 0 | 0 | 0 | 0.099431 | 0.22756 | 0.37591 | 0.7029 | 0 | 0 | 0 | 0 | 0 | 0 | 0 | 0 | 0 | 0 | 0 | 0 | 0 | 0 | 0 | 0 | 0 | 0 | 0 | 0 | 0.011194 | 0 | 0 | 0 | 0 | 0 | 0 | 0 | 0 | 0 | 0.4
57278_G_CWET1 | SPP_NEBR | Nebraska | 31 | Knox | 107 | 57278 | CWET1 | Crofton Bluffs Wind LLC | 0 | 2012 | 9999 | Onshore Wind | [5 empty] | Non-Fossil | G | 2025 | Wind |  | 0 | 0 | 0 | 0 | 0 | 0 | 0 | 0 | 0 | 0 | 0 | 0 | 0 | 0 | 0 | 0 | 39.2959 | 54.0636 | 49.3675 | 142.7269 | 0 | 0 | 0 | 0 | 0 | 0 | 0 | 0 | 0 | 0 | 0 | 0 | 0 | 0 | 0 | 0 | 0 | 0 | 0 | 0 | 1.0615 | 0 | 0 | 0 | 0 | 0 | 0 | 0 | 0 | 0 | 37.6724
57275_G_TSE-1 | WECC_NNV | Nevada | 32 | Nye | 23 | 57275 | TSE-1 | Crescent Dunes Solar Energy | 9760 | 2015 | 9999 | Solar Thermal | [5 empty] | Non-Fossil | G | 2025 | Solar |  | 0.1034 | 0.1431 | 0.99566 | 1.2422 | 0 | 0 | 0 | 0 | 0 | 0 | 0 | 0 | 0 | 0 | 0 | 0 | 10.5941 | 14.662 | 102.0142 | 127.2703 | 0 | 0 | 0 | 0 | 0 | 0 | 0 | 0 | 0 | 0 | 0 | 0 | 0 | 0 | 0 | 0 | 0 | 0 | 0 | 0 | 8.5719 | 0 | 0 | 0 | 0 | 0 | 0 | 0 | 0 | 0 | 110
57274_G_1 | MIS_MAPP | Minnesota | 27 | Grant | 51 | 57274 | 1 | Grant County Wind LLC | 0 | 2010 | 9999 | Onshore Wind | [5 empty] | Non-Fossil | G | 2025 | Wind |  | 0 | 0 | 0 | 0 | 0 | 0 | 0 | 0 | 0 | 0 | 0 | 0 | 0 | 0 | 0 | 0 | 17.7009 | 25.0584 | 20.4459 | 63.2052 | 0 | 0 | 0 | 0 | 0 | 0 | 0 | 0 | 0 | 0 | 0 | 0 | 0 | 0 | 0 | 0 | 0 | 0 | 0 | 0 | 0.56354 | 0 | 0 | 0 | 0 | 0 | 0 | 0 | 0 | 0 | 20
57270_G_1 | NENGREST | Massachusetts | 25 | Worcester | 27 | 57270 | 1 | NEDC Solar Site | 0 | 2010 | 9999 | Solar PV | [5 empty] | Non-Fossil | G | 2025 | Solar |  | 0 | 0 | 0 | 0 | 0 | 0 | 0 | 0 | 0 | 0 | 0 | 0 | 0 | 0 | 0 | 0 | 0.17542 | 0.36474 | 0.55724 | 1.0974 | 0 | 0 | 0 | 0 | 0 | 0 | 0 | 0 | 0 | 0 | 0 | 0 | 0 | 0 | 0 | 0 | 0 | 0 | 0 | 0 | 0.0219 | 0 | 0 | 0 | 0 | 0 | 0 | 0 | 0 | 0 | 0.78254
57269_G_1 | NENGREST | Massachusetts | 25 | Essex | 9 | 57269 | 1 | Haverhill Solar Power Project | 0 | 2010 | 9999 | Solar PV | [5 empty] | Non-Fossil | G | 2025 | Solar |  | 0 | 0 | 0 | 0 | 0 | 0 | 0 | 0 | 0 | 0 | 0 | 0 | 0 | 0 | 0 | 0 | 0.17542 | 0.36474 | 0.55724 | 1.0974 | 0 | 0 | 0 | 0 | 0 | 0 | 0 | 0 | 0 | 0 | 0 | 0 | 0 | 0 | 0 | 0 | 0 | 0 | 0 | 0 | 0.0219 | 0 | 0 | 0 | 0 | 0 | 0 | 0 | 0 | 0 | 0.78254
57268_G_1 | PJM_PENE | Pennsylvania | 42 | Blair | 13 | 57268 | 1 | Chestnut Flats Wind Farm | 0 | 2011 | 9999 | Onshore Wind | [5 empty] | Non-Fossil | G | 2025 | Wind |  | 0 | 0 | 0 | 0 | 0 | 0 | 0 | 0 | 0 | 0 | 0 | 0 | 0 | 0 | 0 | 0 | 32.3491 | 40.1235 | 25.7392 | 98.2118 | 0 | 0 | 0 | 0 | 0 | 0 | 0 | 0 | 0 | 0 | 0 | 0 | 0 | 0 | 0 | 0 | 0 | 0 | 0 | 0 | 1.5031 | 0 | 0 | 0 | 0 | 0 | 0 | 0 | 0 | 0 | 38
57267_G_4 | WEC_CALN | California | 6 | Contra Costa | 13 | 57267 | 4 | Marsh Landing Generating Station | 13494 | 2013 | 9999 | Combustion Turbine |  |  | SCR | DLNB |  | Fossil | G | 2025 | NaturalGas |  | 0 | 0 | 0 | 0 | 0 | 0 | 0 | 0 | 0 | 0 | 0 | 0 | 0 | 0 | 0 | 0 | 0 | 0 | 0 | 0 | 0 | 0 | 0 | 0 | 0 | 0 | 0 | 0 | 0 | 0 | 0 | 0 | 0 | 0 | 0 | 0 | 0 | 0 | 0 | 0 | 3.9848 | 0 | 0 | 0 | 0 | 0 | 0 | 0 | 0 | 0 | 192.3 | SCR
57267_G_3 | WEC_CALN | California | 6 | Contra Costa | 13 | 57267 | 3 | Marsh Landing Generating Station | 13496 | 2013 | 9999 | Combustion Turbine |  |  | SCR | DLNB |  | Fossil | G | 2025 | NaturalGas |  | 0 | 0 | 0 | 0 | 0 | 0 | 0 | 0 | 0 | 0 | 0 | 0 | 0 | 0 | 0 | 0 | 0 | 0 | 0 | 0 | 0 | 0 | 0 | 0 | 0 | 0 | 0 | 0 | 0 | 0 | 0 | 0 | 0 | 0 | 0 | 0 | 0 | 0 | 0 | 0 | 3.9496 | 0 | 0 | 0 | 0 | 0 | 0 | 0 | 0 | 0 | 190.6 | SCR
57267_G_2 | WEC_CALN | California | 6 | Contra Costa | 13 | 57267 | 2 | Marsh Landing Generating Station | 13493 | 2013 | 9999 | Combustion Turbine |  |  | SCR | DLNB |  | Fossil | G | 2025 | NaturalGas |  | 0 | 0 | 0 | 0 | 0 | 0 | 0 | 0 | 0 | 0 | 0 | 0 | 0 | 0 | 0 | 0 | 0 | 0 | 0 | 0 | 0 | 0 | 0 | 0 | 0 | 0 | 0 | 0 | 0 | 0 | 0 | 0 | 0 | 0 | 0 | 0 | 0 | 0 | 0 | 0 | 3.9579 | 0 | 0 | 0 | 0 | 0 | 0 | 0 | 0 | 0 | 191 | SCR
57267_G_1 | WEC_CALN | California | 6 | Contra Costa | 13 | 57267 | 1 | Marsh Landing Generating Station | 13496 | 2013 | 9999 | Combustion Turbine |  |  | SCR | DLNB |  | Fossil | G | 2025 | NaturalGas |  | 0 | 0 | 0 | 0 | 0 | 0 | 0 | 0 | 0 | 0 | 0 | 0 | 0 | 0 | 0 | 0 | 0 | 0 | 0 | 0 | 0 | 0 | 0 | 0 | 0 | 0 | 0 | 0 | 0 | 0 | 0 | 0 | 0 | 0 | 0 | 0 | 0 | 0 | 0 | 0 | 3.9745 | 0 | 0 | 0 | 0 | 0 | 0 | 0 | 0 | 0 | 191.8 | SCR
57265_G_1 | NENGREST | Massachusetts | 25 | Suffolk | 25 | 57265 | 1 | Dorchester Solar Site | 0 | 2012 | 9999 | Solar PV | [5 empty] | Non-Fossil | G | 2025 | Solar |  | 0 | 0 | 0 | 0 | 0 | 0 | 0 | 0 | 0 | 0 | 0 | 0 | 0 | 0 | 0 | 0 | 0.21928 | 0.45593 | 0.69655 | 1.3717 | 0 | 0 | 0 | 0 | 0 | 0 | 0 | 0 | 0 | 0 | 0 | 0 | 0 | 0 | 0 | 0 | 0 | 0 | 0 | 0 | 0.027375 | 0 | 0 | 0 | 0 | 0 | 0 | 0 | 0 | 0 | 0.97818
57264_G_LP2 | SPP_SPS | Texas | 48 | Hutchinson | 233 | 57264 | LP2 | Little Pringle II Wind Farm | 0 | 2010 | 9999 | Onshore Wind | [5 empty] | Non-Fossil | G | 2025 | Wind |  | 0 | 0 | 0 | 0 | 0 | 0 | 0 | 0 | 0 | 0 | 0 | 0 | 0 | 0 | 0 | 0 | 8.1351 | 12.1452 | 13.6004 | 33.8808 | 0 | 0 | 0 | 0 | 0 | 0 | 0 | 0 | 0 | 0 | 0 | 0 | 0 | 0 | 0 | 0 | 0 | 0 | 0 | 0 | 0.3803 | 0 | 0 | 0 | 0 | 0 | 0 | 0 | 0 | 0 | 9.6658
57263_G_LP1 | SPP_SPS | Texas | 48 | Hutchinson | 233 | 57263 | LP1 | Little Pringle I Wind Farm | 0 | 2010 | 9999 | Onshore Wind | [5 empty] | Non-Fossil | G | 2025 | Wind |  | 0 | 0 | 0 | 0 | 0 | 0 | 0 | 0 | 0 | 0 | 0 | 0 | 0 | 0 | 0 | 0 | 8.1351 | 12.1452 | 13.6004 | 33.8808 | 0 | 0 | 0 | 0 | 0 | 0 | 0 | 0 | 0 | 0 | 0 | 0 | 0 | 0 | 0 | 0 | 0 | 0 | 0 | 0 | 0.3803 | 0 | 0 | 0 | 0 | 0 | 0 | 0 | 0 | 0 | 9.6658
57262_G_1 | SPP_NEBR | Nebraska | 31 | Boone | 11 | 57262 | 1 | Laredo Ridge Wind LLC | 0 | 2011 | 9999 | Onshore Wind | [5 empty] | Non-Fossil | G | 2025 | Wind |  | 0 | 0 | 0 | 0 | 0 | 0 | 0 | 0 | 0 | 0 | 0 | 0 | 0 | 0 | 0 | 0 | 78.4935 | 107.992 | 98.6115 | 285.097 | 0 | 0 | 0 | 0 | 0 | 0 | 0 | 0 | 0 | 0 | 0 | 0 | 0 | 0 | 0 | 0 | 0 | 0 | 0 | 0 | 2.1203 | 0 | 0 | 0 | 0 | 0 | 0 | 0 | 0 | 0 | 75.2507
57261_G_1 | SPP_WEST | Oklahoma | 40 | Dewey | 43 | 57261 | 1 | Taloga Wind LLC | 0 | 2011 | 9999 | Onshore Wind | [5 empty] | Non-Fossil | G | 2025 | Wind |  | 0 | 0 | 0 | 0 | 0 | 0 | 0 | 0 | 0 | 0 | 0 | 0 | 0 | 0 | 0 | 0 | 111.7155 | 171.8621 | 173.8002 | 457.3777 | 0 | 0 | 0 | 0 | 0 | 0 | 0 | 0 | 0 | 0 | 0 | 0 | 0 | 0 | 0 | 0 | 0 | 0 | 0 | 0 | 5.0058 | 0 | 0 | 0 | 0 | 0 | 0 | 0 | 0 | 0 | 128.5157
57260_G_1 | ERC_REST | Texas | 48 | Webb | 479 | 57260 | 1 | Cedro Hill Wind LLC | 0 | 2010 | 9999 | Onshore Wind | [5 empty] | Non-Fossil | G | 2025 | Wind |  | 0 | 0 | 0 | 0 | 0 | 0 | 0 | 0 | 0 | 0 | 0 | 0 | 0 | 0 | 0 | 0 | 107.7217 | 155.1526 | 185.119 | 447.9934 | 0 | 0 | 0 | 0 | 0 | 0 | 0 | 0 | 0 | 0 | 0 | 0 | 0 | 0 | 0 | 0 | 0 | 0 | 0 | 0 | 4.2265 | 0 | 0 | 0 | 0 | 0 | 0 | 0 | 0 | 0 | 150
57259_G_3 | SPP_SPS | Texas | 48 | Lubbock | 303 | 57259 | 3 | Lubbock Wind Ranch | 0 | 2010 | 9999 | Onshore Wind | [5 empty] | Non-Fossil | G | 2025 | Wind |  | 0 | 0 | 0 | 0 | 0 | 0 | 0 | 0 | 0 | 0 | 0 | 0 | 0 | 0 | 0 | 0 | 2.0338 | 3.0363 | 3.4001 | 8.4702 | 0 | 0 | 0 | 0 | 0 | 0 | 0 | 0 | 0 | 0 | 0 | 0 | 0 | 0 | 0 | 0 | 0 | 0 | 0 | 0 | 0.095074 | 0 | 0 | 0 | 0 | 0 | 0 | 0 | 0 | 0 | 2.4165
57259_G_2 | SPP_SPS | Texas | 48 | Lubbock | 303 | 57259 | 2 | Lubbock Wind Ranch | 0 | 2010 | 9999 | Onshore Wind | [5 empty] | Non-Fossil | G | 2025 | Wind |  | 0 | 0 | 0 | 0 | 0 | 0 | 0 | 0 | 0 | 0 | 0 | 0 | 0 | 0 | 0 | 0 | 2.0338 | 3.0363 | 3.4001 | 8.4702 | 0 | 0 | 0 | 0 | 0 | 0 | 0 | 0 | 0 | 0 | 0 | 0 | 0 | 0 | 0 | 0 | 0 | 0 | 0 | 0 | 0.095074 | 0 | 0 | 0 | 0 | 0 | 0 | 0 | 0 | 0 | 2.4165
57259_G_1 | SPP_SPS | Texas | 48 | Lubbock | 303 | 57259 | 1 | Lubbock Wind Ranch | 0 | 2010 | 9999 | Onshore Wind | [5 empty] | Non-Fossil | G | 2025 | Wind |  | 0 | 0 | 0 | 0 | 0 | 0 | 0 | 0 | 0 | 0 | 0 | 0 | 0 | 0 | 0 | 0 | 2.0338 | 3.0363 | 3.4001 | 8.4702 | 0 | 0 | 0 | 0 | 0 | 0 | 0 | 0 | 0 | 0 | 0 | 0 | 0 | 0 | 0 | 0 | 0 | 0 | 0 | 0 | 0.095074 | 0 | 0 | 0 | 0 | 0 | 0 | 0 | 0 | 0 | 2.4165
57258_G_3 | SPP_SPS | New Mexico | 35 | Curry | 9 | 57258 | 3 | Texico Wind Ranch LP | 0 | 2003 | 9999 | Onshore Wind | [5 empty] | Non-Fossil | G | 2025 | Wind |  | 0 | 0 | 0 | 0 | 0 | 0 | 0 | 0 | 0 | 0 | 0 | 0 | 0 | 0 | 0 | 0 | 0.55644 | 0.78007 | 0.81918 | 2.1557 | 0 | 0 | 0 | 0 | 0 | 0 | 0 | 0 | 0 | 0 | 0 | 0 | 0 | 0 | 0 | 0 | 0 | 0 | 0 | 0 | 0.016906 | 0 | 0 | 0 | 0 | 0 | 0 | 0 | 0 | 0 | 0.6
57258_G_2 | SPP_SPS | New Mexico | 35 | Curry | 9 | 57258 | 2 | Texico Wind Ranch LP | 0 | 1999 | 9999 | Onshore Wind | [5 empty] | Non-Fossil | G | 2025 | Wind |  | 0 | 0 | 0 | 0 | 0 | 0 | 0 | 0 | 0 | 0 | 0 | 0 | 0 | 0 | 0 | 0 | 0.55644 | 0.78007 | 0.81918 | 2.1557 | 0 | 0 | 0 | 0 | 0 | 0 | 0 | 0 | 0 | 0 | 0 | 0 | 0 | 0 | 0 | 0 | 0 | 0 | 0 | 0 | 0.016906 | 0 | 0 | 0 | 0 | 0 | 0 | 0 | 0 | 0 | 0.6
57258_G_1 | SPP_SPS | New Mexico | 35 | Curry | 9 | 57258 | 1 | Texico Wind Ranch LP | 0 | 2003 | 9999 | Onshore Wind | [5 empty] | Non-Fossil | G | 2025 | Wind |  | 0 | 0 | 0 | 0 | 0 | 0 | 0 | 0 | 0 | 0 | 0 | 0 | 0 | 0 | 0 | 0 | 0.64918 | 0.91009 | 0.95571 | 2.515 | 0 | 0 | 0 | 0 | 0 | 0 | 0 | 0 | 0 | 0 | 0 | 0 | 0 | 0 | 0 | 0 | 0 | 0 | 0 | 0 | 0.019724 | 0 | 0 | 0 | 0 | 0 | 0 | 0 | 0 | 0 | 0.7
57257_G_VMN82 | MIS_IA | Iowa | 19 | Emmet | 63 | 57257 | VMN82 | Iowa Lakes Community College Wind Farm | 0 | 2005 | 9999 | Onshore Wind | [5 empty] | Non-Fossil | G | 2025 | Wind |  | 0 | 0 | 0 | 0 | 0 | 0 | 0 | 0 | 0 | 0 | 0 | 0 | 0 | 0 | 0 | 0 | 0.86362 | 1.2104 | 0.96601 | 3.0401 | 0 | 0 | 0 | 0 | 0 | 0 | 0 | 0 | 0 | 0 | 0 | 0 | 0 | 0 | 0 | 0 | 0 | 0 | 0 | 0 | 0.028129 | 0 | 0 | 0 | 0 | 0 | 0 | 0 | 0 | 0 | 0.99831
57256_G_1 | PJM_WMAC | Pennsylvania | 42 | Carbon | 25 | 57256 | 1 | PA Solar Park | 0 | 2012 | 9999 | Solar PV | [5 empty] | Non-Fossil | G | 2025 | Solar |  | 0 | 0 | 0 | 0 | 0 | 0 | 0 | 0 | 0 | 0 | 0 | 0 | 0 | 0 | 0 | 0 | 2.2549 | 4.8795 | 7.7655 | 14.9 | 0 | 0 | 0 | 0 | 0 | 0 | 0 | 0 | 0 | 0 | 0 | 0 | 0 | 0 | 0 | 0 | 0 | 0 | 0 | 0 | 0.27985 | 0 | 0 | 0 | 0 | 0 | 0 | 0 | 0 | 0 | 10
57255_G_1 | MIS_MNWI | Minnesota | 27 | Kandiyohi | 67 | 57255 | 1 | Trishe Wind Minnesota | 0 | 2018 | 9999 | Onshore Wind | [5 empty] | Non-Fossil | G | 2025 | Wind |  | 0 | 0 | 0 | 0 | 0 | 0 | 0 | 0 | 0 | 0 | 0 | 0 | 0 | 0 | 0 | 0 | 34.2043 | 47.0608 | 39.3113 | 120.5764 | 0 | 0 | 0 | 0 | 0 | 0 | 0 | 0 | 0 | 0 | 0 | 0 | 0 | 0 | 0 | 0 | 0 | 0 | 0 | 0 | 1.1271 | 0 | 0 | 0 | 0 | 0 | 0 | 0 | 0 | 0 | 40
57254_G_1PV | WECC_SCE | California | 6 | San Bernardino | 71 | 57254 | 1PV | Victor Valley CC CPV Solar | 0 | 2010 | 9999 | Solar PV | [5 empty] | Non-Fossil | G | 2025 | Solar |  | 0 | 0 | 0 | 0 | 0 | 0 | 0 | 0 | 0 | 0 | 0 | 0 | 0 | 0 | 0 | 0 | 0.42075 | 0.78061 | 1.2099 | 2.4113 | 0 | 0 | 0 | 0 | 0 | 0 | 0 | 0 | 0 | 0 | 0 | 0 | 0 | 0 | 0 | 0 | 0 | 0 | 0 | 0 | 0.036128 | 0 | 0 | 0 | 0 | 0 | 0 | 0 | 0 | 0 | 1
57253_G_3 | NENGREST | Massachusetts | 25 | Barnstable | 1 | 57253 | 3 | MA Military Reservation Wind Project | 0 | 2011 | 9999 | Onshore Wind | [5 empty] | Non-Fossil | G | 2025 | Wind |  | 0 | 0 | 0 | 0 | 0 | 0 | 0 | 0 | 0 | 0 | 0 | 0 | 0 | 0 | 0 | 0 | 1.2394 | 1.6111 | 1.248 | 4.0986 | 0 | 0 | 0 | 0 | 0 | 0 | 0 | 0 | 0 | 0 | 0 | 0 | 0 | 0 | 0 | 0 | 0 | 0 | 0 | 0 | 0.050402 | 0 | 0 | 0 | 0 | 0 | 0 | 0 | 0 | 0 | 1.5
57253_G_2 | NENGREST | Massachusetts | 25 | Barnstable | 1 | 57253 | 2 | MA Military Reservation Wind Project | 0 | 2011 | 9999 | Onshore Wind | [5 empty] | Non-Fossil | G | 2025 | Wind |  | 0 | 0 | 0 | 0 | 0 | 0 | 0 | 0 | 0 | 0 | 0 | 0 | 0 | 0 | 0 | 0 | 1.2394 | 1.6111 | 1.248 | 4.0986 | 0 | 0 | 0 | 0 | 0 | 0 | 0 | 0 | 0 | 0 | 0 | 0 | 0 | 0 | 0 | 0 | 0 | 0 | 0 | 0 | 0.050402 | 0 | 0 | 0 | 0 | 0 | 0 | 0 | 0 | 0 | 1.5
57253_G_1 | NENGREST | Massachusetts | 25 | Barnstable | 1 | 57253 | 1 | MA Military Reservation Wind Project | 0 | 2009 | 9999 | Onshore Wind | [5 empty] | Non-Fossil | G | 2025 | Wind |  | 0 | 0 | 0 | 0 | 0 | 0 | 0 | 0 | 0 | 0 | 0 | 0 | 0 | 0 | 0 | 0 | 1.2394 | 1.6111 | 1.248 | 4.0986 | 0 | 0 | 0 | 0 | 0 | 0 | 0 | 0 | 0 | 0 | 0 | 0 | 0 | 0 | 0 | 0 | 0 | 0 | 0 | 0 | 0.050402 | 0 | 0 | 0 | 0 | 0 | 0 | 0 | 0 | 0 | 1.5
57252_G_SUP1 | MIS_IA | Iowa | 19 | Dickinson | 59 | 57252 | SUP1 | Iowa Lakes Superior Wind Farm | 0 | 2009 | 9999 | Onshore Wind | [5 empty] | Non-Fossil | G | 2025 | Wind |  | 0 | 0 | 0 | 0 | 0 | 0 | 0 | 0 | 0 | 0 | 0 | 0 | 0 | 0 | 0 | 0 | 9.068 | 12.7097 | 10.1431 | 31.9209 | 0 | 0 | 0 | 0 | 0 | 0 | 0 | 0 | 0 | 0 | 0 | 0 | 0 | 0 | 0 | 0 | 0 | 0 | 0 | 0 | 0.29536 | 0 | 0 | 0 | 0 | 0 | 0 | 0 | 0 | 0 | 10.4823
57251_G_LAK1 | MIS_MIDA | Iowa | 19 | Kossuth | 109 | 57251 | LAK1 | Lakota Wind Wind Farm | 0 | 2009 | 9999 | Onshore Wind | [5 empty] | Non-Fossil | G | 2025 | Wind |  | 0 | 0 | 0 | 0 | 0 | 0 | 0 | 0 | 0 | 0 | 0 | 0 | 0 | 0 | 0 | 0 | 8.7368 | 12.4712 | 10.0106 | 31.2187 | 0 | 0 | 0 | 0 | 0 | 0 | 0 | 0 | 0 | 0 | 0 | 0 | 0 | 0 | 0 | 0 | 0 | 0 | 0 | 0 | 0.29586 | 0 | 0 | 0 | 0 | 0 | 0 | 0 | 0 | 0 | 10.5
57250_G_6 | MIS_INKY | Indiana | 18 | Elkhart | 39 | 57250 | 6 | Earthmovers LFGTE | 13500 | 2010 | 9999 | Landfill Gas | [5 empty] | Non-Fossil | G | 2025 | LF Gas |  | 0.015034 | 0.022569 | 0.030377 | 0.067981 | 0 | 0 | 0 | 0 | 0 | 0 | 0 | 0 | 0 | 0 | 0 | 0 | 1.1136 | 1.6718 | 2.2502 | 5.0356 | 0.86639 | 1.3007 | 1.7506 | 3.9177 | 0 | 0 | 0 | 0 | 0.0018102 | 0.0027176 | 0.0036577 | 0.0081855 | 0 | 0 | 0 | 0 | 0 | 0 | 0 | 0 | 0.18775 | 0.0072821 | 0.010932 | 0.014714 | 0.032928 | 0 | 0 | 0 | 0 | 0 | 0.8
57250_G_5 | MIS_INKY | Indiana | 18 | Elkhart | 39 | 57250 | 5 | Earthmovers LFGTE | 13500 | 2010 | 9999 | Landfill Gas | [5 empty] | Non-Fossil | G | 2025 | LF Gas |  | 0.015034 | 0.022569 | 0.030377 | 0.067981 | 0 | 0 | 0 | 0 | 0 | 0 | 0 | 0 | 0 | 0 | 0 | 0 | 1.1136 | 1.6718 | 2.2502 | 5.0356 | 0.86639 | 1.3007 | 1.7506 | 3.9177 | 0 | 0 | 0 | 0 | 0.0018102 | 0.0027176 | 0.0036577 | 0.0081855 | 0 | 0 | 0 | 0 | 0 | 0 | 0 | 0 | 0.18775 | 0.0072821 | 0.010932 | 0.014714 | 0.032928 | 0 | 0 | 0 | 0 | 0 | 0.8
57250_G_4 | MIS_INKY | Indiana | 18 | Elkhart | 39 | 57250 | 4 | Earthmovers LFGTE | 13500 | 2010 | 9999 | Landfill Gas | [5 empty] | Non-Fossil | G | 2025 | LF Gas |  | 0.015034 | 0.022569 | 0.030377 | 0.067981 | 0 | 0 | 0 | 0 | 0 | 0 | 0 | 0 | 0 | 0 | 0 | 0 | 1.1136 | 1.6718 | 2.2502 | 5.0356 | 0.86639 | 1.3007 | 1.7506 | 3.9177 | 0 | 0 | 0 | 0 | 0.0018102 | 0.0027176 | 0.0036577 | 0.0081855 | 0 | 0 | 0 | 0 | 0 | 0 | 0 | 0 | 0.18775 | 0.0072821 | 0.010932 | 0.014714 | 0.032928 | 0 | 0 | 0 | 0 | 0 | 0.8
57250_G_3 | MIS_INKY | Indiana | 18 | Elkhart | 39 | 57250 | 3 | Earthmovers LFGTE | 13500 | 2010 | 9999 | Landfill Gas | [5 empty] | Non-Fossil | G | 2025 | LF Gas |  | 0.015034 | 0.022569 | 0.030377 | 0.067981 | 0 | 0 | 0 | 0 | 0 | 0 | 0 | 0 | 0 | 0 | 0 | 0 | 1.1136 | 1.6718 | 2.2502 | 5.0356 | 0.86639 | 1.3007 | 1.7506 | 3.9177 | 0 | 0 | 0 | 0 | 0.0018102 | 0.0027176 | 0.0036577 | 0.0081855 | 0 | 0 | 0 | 0 | 0 | 0 | 0 | 0 | 0.18775 | 0.0072821 | 0.010932 | 0.014714 | 0.032928 | 0 | 0 | 0 | 0 | 0 | 0.8
57250_G_2 | MIS_INKY | Indiana | 18 | Elkhart | 39 | 57250 | 2 | Earthmovers LFGTE | 13500 | 2010 | 9999 | Landfill Gas | [5 empty] | Non-Fossil | G | 2025 | LF Gas |  | 0.015034 | 0.022569 | 0.030377 | 0.067981 | 0 | 0 | 0 | 0 | 0 | 0 | 0 | 0 | 0 | 0 | 0 | 0 | 1.1136 | 1.6718 | 2.2502 | 5.0356 | 0.86639 | 1.3007 | 1.7506 | 3.9177 | 0 | 0 | 0 | 0 | 0.0018102 | 0.0027176 | 0.0036577 | 0.0081855 | 0 | 0 | 0 | 0 | 0 | 0 | 0 | 0 | 0.18775 | 0.0072821 | 0.010932 | 0.014714 | 0.032928 | 0 | 0 | 0 | 0 | 0 | 0.8
57250_G_1 | MIS_INKY | Indiana | 18 | Elkhart | 39 | 57250 | 1 | Earthmovers LFGTE | 13500 | 2010 | 9999 | Landfill Gas | [5 empty] | Non-Fossil | G | 2025 | LF Gas |  | 0.015034 | 0.022569 | 0.030377 | 0.067981 | 0 | 0 | 0 | 0 | 0 | 0 | 0 | 0 | 0 | 0 | 0 | 0 | 1.1136 | 1.6718 | 2.2502 | 5.0356 | 0.86639 | 1.3007 | 1.7506 | 3.9177 | 0 | 0 | 0 | 0 | 0.0018102 | 0.0027176 | 0.0036577 | 0.0081855 | 0 | 0 | 0 | 0 | 0 | 0 | 0 | 0 | 0.18775 | 0.0072821 | 0.010932 | 0.014714 | 0.032928 | 0 | 0 | 0 | 0 | 0 | 0.8
57249_G_GEN2 | PJM_ATSI | Ohio | 39 | Erie | 43 | 57249 | GEN2 | Renewable Energy Services of Ohio | 13500 | 2014 | 9999 | Landfill Gas | [5 empty] | Non-Fossil | G | 2025 | LF Gas |  | 0.014577 | 0.016337 | 0.024966 | 0.055879 | 0 | 0 | 0 | 0 | 0 | 0 | 0 | 0 | 0 | 0 | 0 | 0 | 1.0798 | 1.2101 | 1.8493 | 4.1392 | 0.84005 | 0.94148 | 1.4387 | 3.2203 | 0 | 0 | 0 | 0 | 0.0017551 | 0.0019671 | 0.0030061 | 0.0067282 | 0 | 0 | 0 | 0 | 0 | 0 | 0 | 0 | 0.18775 | 0.0070607 | 0.0079132 | 0.012093 | 0.027067 | 0 | 0 | 0 | 0 | 0 | 0.8
57249_G_GEN1 | PJM_ATSI | Ohio | 39 | Erie | 43 | 57249 | GEN1 | Renewable Energy Services of Ohio | 13500 | 2010 | 9999 | Landfill Gas | [5 empty] | Non-Fossil | G | 2025 | LF Gas |  | 0.029154 | 0.032674 | 0.049931 | 0.11176 | 0 | 0 | 0 | 0 | 0 | 0 | 0 | 0 | 0 | 0 | 0 | 0 | 2.1595 | 2.4203 | 3.6986 | 8.2784 | 1.6801 | 1.883 | 2.8775 | 6.4406 | 0 | 0 | 0 | 0 | 0.0035104 | 0.0039343 | 0.0060122 | 0.013457 | 0 | 0 | 0 | 0 | 0 | 0 | 0 | 0 | 0.37551 | 0.014121 | 0.015826 | 0.024186 | 0.054134 | 0 | 0 | 0 | 0 | 0 | 1.6
57248_G_WIND1 | MIS_MNWI | Minnesota | 27 | Martin | 91 | 57248 | WIND1 | Welcome Wind Turbine | 0 | 2008 | 9999 | Onshore Wind | [5 empty] | Non-Fossil | G | 2025 | Wind |  | 0 | 0 | 0 | 0 | 0 | 0 | 0 | 0 | 0 | 0 | 0 | 0 | 0 | 0 | 0 | 0 | 1.7957 | 2.4707 | 2.0638 | 6.3303 | 0 | 0 | 0 | 0 | 0 | 0 | 0 | 0 | 0 | 0 | 0 | 0 | 0 | 0 | 0 | 0 | 0 | 0 | 0 | 0 | 0.059171 | 0 | 0 | 0 | 0 | 0 | 0 | 0 | 0 | 0 | 2.1
57247_G_S028G | WECC_SCE | California | 6 | San Bernardino | 71 | 57247 | S028G | Solar Photovoltaic Project #28 | 0 | 2015 | 9999 | Solar PV | [5 empty] | Non-Fossil | G | 2025 | Solar |  | 0 | 0 | 0 | 0 | 0 | 0 | 0 | 0 | 0 | 0 | 0 | 0 | 0 | 0 | 0 | 0 | 0.21038 | 0.39031 | 0.60496 | 1.2056 | 0 | 0 | 0 | 0 | 0 | 0 | 0 | 0 | 0 | 0 | 0 | 0 | 0 | 0 | 0 | 0 | 0 | 0 | 0 | 0 | 0.018064 | 0 | 0 | 0 | 0 | 0 | 0 | 0 | 0 | 0 | 0.5
57247_G_S028F | WECC_SCE | California | 6 | San Bernardino | 71 | 57247 | S028F | Solar Photovoltaic Project #28 | 0 | 2015 | 9999 | Solar PV | [5 empty] | Non-Fossil | G | 2025 | Solar |  | 0 | 0 | 0 | 0 | 0 | 0 | 0 | 0 | 0 | 0 | 0 | 0 | 0 | 0 | 0 | 0 | 0.21038 | 0.39031 | 0.60496 | 1.2056 | 0 | 0 | 0 | 0 | 0 | 0 | 0 | 0 | 0 | 0 | 0 | 0 | 0 | 0 | 0 | 0 | 0 | 0 | 0 | 0 | 0.018064 | 0 | 0 | 0 | 0 | 0 | 0 | 0 | 0 | 0 | 0.5
57247_G_S028E | WECC_SCE | California | 6 | San Bernardino | 71 | 57247 | S028E | Solar Photovoltaic Project #28 | 0 | 2015 | 9999 | Solar PV | [5 empty] | Non-Fossil | G | 2025 | Solar |  | 0 | 0 | 0 | 0 | 0 | 0 | 0 | 0 | 0 | 0 | 0 | 0 | 0 | 0 | 0 | 0 | 0.21038 | 0.39031 | 0.60496 | 1.2056 | 0 | 0 | 0 | 0 | 0 | 0 | 0 | 0 | 0 | 0 | 0 | 0 | 0 | 0 | 0 | 0 | 0 | 0 | 0 | 0 | 0.018064 | 0 | 0 | 0 | 0 | 0 | 0 | 0 | 0 | 0 | 0.5
57247_G_S028D | WECC_SCE | California | 6 | San Bernardino | 71 | 57247 | S028D | Solar Photovoltaic Project #28 | 0 | 2015 | 9999 | Solar PV | [5 empty] | Non-Fossil | G | 2025 | Solar |  | 0 | 0 | 0 | 0 | 0 | 0 | 0 | 0 | 0 | 0 | 0 | 0 | 0 | 0 | 0 | 0 | 0.21038 | 0.39031 | 0.60496 | 1.2056 | 0 | 0 | 0 | 0 | 0 | 0 | 0 | 0 | 0 | 0 | 0 | 0 | 0 | 0 | 0 | 0 | 0 | 0 | 0 | 0 | 0.018064 | 0 | 0 | 0 | 0 | 0 | 0 | 0 | 0 | 0 | 0.5
57247_G_S028C | WECC_SCE | California | 6 | San Bernardino | 71 | 57247 | S028C | Solar Photovoltaic Project #28 | 0 | 2015 | 9999 | Solar PV | [5 empty] | Non-Fossil | G | 2025 | Solar |  | 0 | 0 | 0 | 0 | 0 | 0 | 0 | 0 | 0 | 0 | 0 | 0 | 0 | 0 | 0 | 0 | 0.21038 | 0.39031 | 0.60496 | 1.2056 | 0 | 0 | 0 | 0 | 0 | 0 | 0 | 0 | 0 | 0 | 0 | 0 | 0 | 0 | 0 | 0 | 0 | 0 | 0 | 0 | 0.018064 | 0 | 0 | 0 | 0 | 0 | 0 | 0 | 0 | 0 | 0.5
57247_G_S028B | WECC_SCE | California | 6 | San Bernardino | 71 | 57247 | S028B | Solar Photovoltaic Project #28 | 0 | 2015 | 9999 | Solar PV | [5 empty] | Non-Fossil | G | 2025 | Solar |  | 0 | 0 | 0 | 0 | 0 | 0 | 0 | 0 | 0 | 0 | 0 | 0 | 0 | 0 | 0 | 0 | 0.21038 | 0.39031 | 0.60496 | 1.2056 | 0 | 0 | 0 | 0 | 0 | 0 | 0 | 0 | 0 | 0 | 0 | 0 | 0 | 0 | 0 | 0 | 0 | 0 | 0 | 0 | 0.018064 | 0 | 0 | 0 | 0 | 0 | 0 | 0 | 0 | 0 | 0.5
57247_G_S028A | WECC_SCE | California | 6 | San Bernardino | 71 | 57247 | S028A | Solar Photovoltaic Project #28 | 0 | 2015 | 9999 | Solar PV | [5 empty] | Non-Fossil | G | 2025 | Solar |  | 0 | 0 | 0 | 0 | 0 | 0 | 0 | 0 | 0 | 0 | 0 | 0 | 0 | 0 | 0 | 0 | 0.21038 | 0.39031 | 0.60496 | 1.2056 | 0 | 0 | 0 | 0 | 0 | 0 | 0 | 0 | 0 | 0 | 0 | 0 | 0 | 0 | 0 | 0 | 0 | 0 | 0 | 0 | 0.018064 | 0 | 0 | 0 | 0 | 0 | 0 | 0 | 0 | 0 | 0.5
57246_G_S027D | WECC_SCE | California | 6 | San Bernardino | 71 | 57246 | S027D | Solar Photovoltaic Project #27 | 0 | 2015 | 9999 | Solar PV | [5 empty] | Non-Fossil | G | 2025 | Solar |  | 0 | 0 | 0 | 0 | 0 | 0 | 0 | 0 | 0 | 0 | 0 | 0 | 0 | 0 | 0 | 0 | 0.21038 | 0.39031 | 0.60496 | 1.2056 | 0 | 0 | 0 | 0 | 0 | 0 | 0 | 0 | 0 | 0 | 0 | 0 | 0 | 0 | 0 | 0 | 0 | 0 | 0 | 0 | 0.018064 | 0 | 0 | 0 | 0 | 0 | 0 | 0 | 0 | 0 | 0.5
57246_G_S027C | WECC_SCE | California | 6 | San Bernardino | 71 | 57246 | S027C | Solar Photovoltaic Project #27 | 0 | 2015 | 9999 | Solar PV | [5 empty] | Non-Fossil | G | 2025 | Solar |  | 0 | 0 | 0 | 0 | 0 | 0 | 0 | 0 | 0 | 0 | 0 | 0 | 0 | 0 | 0 | 0 | 0.21038 | 0.39031 | 0.60496 | 1.2056 | 0 | 0 | 0 | 0 | 0 | 0 | 0 | 0 | 0 | 0 | 0 | 0 | 0 | 0 | 0 | 0 | 0 | 0 | 0 | 0 | 0.018064 | 0 | 0 | 0 | 0 | 0 | 0 | 0 | 0 | 0 | 0.5
57246_G_S027B | WECC_SCE | California | 6 | San Bernardino | 71 | 57246 | S027B | Solar Photovoltaic Project #27 | 0 | 2015 | 9999 | Solar PV | [5 empty] | Non-Fossil | G | 2025 | Solar |  | 0 | 0 | 0 | 0 | 0 | 0 | 0 | 0 | 0 | 0 | 0 | 0 | 0 | 0 | 0 | 0 | 0.21038 | 0.39031 | 0.60496 | 1.2056 | 0 | 0 | 0 | 0 | 0 | 0 | 0 | 0 | 0 | 0 | 0 | 0 | 0 | 0 | 0 | 0 | 0 | 0 | 0 | 0 | 0.018064 | 0 | 0 | 0 | 0 | 0 | 0 | 0 | 0 | 0 | 0.5
57246_G_S027A | WECC_SCE | California | 6 | San Bernardino | 71 | 57246 | S027A | Solar Photovoltaic Project #27 | 0 | 2015 | 9999 | Solar PV | [5 empty] | Non-Fossil | G | 2025 | Solar |  | 0 | 0 | 0 | 0 | 0 | 0 | 0 | 0 | 0 | 0 | 0 | 0 | 0 | 0 | 0 | 0 | 0.21038 | 0.39031 | 0.60496 | 1.2056 | 0 | 0 | 0 | 0 | 0 | 0 | 0 | 0 | 0 | 0 | 0 | 0 | 0 | 0 | 0 | 0 | 0 | 0 | 0 | 0 | 0.018064 | 0 | 0 | 0 | 0 | 0 | 0 | 0 | 0 | 0 | 0.5
57245_G_SO26L | WECC_SCE | California | 6 | San Bernardino | 71 | 57245 | SO26L | Solar Photovoltaic Project #26 | 0 | 2015 | 9999 | Solar PV | [5 empty] | Non-Fossil | G | 2025 | Solar |  | 0 | 0 | 0 | 0 | 0 | 0 | 0 | 0 | 0 | 0 | 0 | 0 | 0 | 0 | 0 | 0 | 0.21038 | 0.39031 | 0.60496 | 1.2056 | 0 | 0 | 0 | 0 | 0 | 0 | 0 | 0 | 0 | 0 | 0 | 0 | 0 | 0 | 0 | 0 | 0 | 0 | 0 | 0 | 0.018064 | 0 | 0 | 0 | 0 | 0 | 0 | 0 | 0 | 0 | 0.5
57245_G_SO26K | WECC_SCE | California | 6 | San Bernardino | 71 | 57245 | SO26K | Solar Photovoltaic Project #26 | 0 | 2015 | 9999 | Solar PV | [5 empty] | Non-Fossil | G | 2025 | Solar |  | 0 | 0 | 0 | 0 | 0 | 0 | 0 | 0 | 0 | 0 | 0 | 0 | 0 | 0 | 0 | 0 | 0.21038 | 0.39031 | 0.60496 | 1.2056 | 0 | 0 | 0 | 0 | 0 | 0 | 0 | 0 | 0 | 0 | 0 | 0 | 0 | 0 | 0 | 0 | 0 | 0 | 0 | 0 | 0.018064 | 0 | 0 | 0 | 0 | 0 | 0 | 0 | 0 | 0 | 0.5
57245_G_S026J | WECC_SCE | California | 6 | San Bernardino | 71 | 57245 | S026J | Solar Photovoltaic Project #26 | 0 | 2015 | 9999 | Solar PV | [5 empty] | Non-Fossil | G | 2025 | Solar |  | 0 | 0 | 0 | 0 | 0 | 0 | 0 | 0 | 0 | 0 | 0 | 0 | 0 | 0 | 0 | 0 | 0.21038 | 0.39031 | 0.60496 | 1.2056 | 0 | 0 | 0 | 0 | 0 | 0 | 0 | 0 | 0 | 0 | 0 | 0 | 0 | 0 | 0 | 0 | 0 | 0 | 0 | 0 | 0.018064 | 0 | 0 | 0 | 0 | 0 | 0 | 0 | 0 | 0 | 0.5
57245_G_S026I | WECC_SCE | California | 6 | San Bernardino | 71 | 57245 | S026I | Solar Photovoltaic Project #26 | 0 | 2015 | 9999 | Solar PV | [5 empty] | Non-Fossil | G | 2025 | Solar |  | 0 | 0 | 0 | 0 | 0 | 0 | 0 | 0 | 0 | 0 | 0 | 0 | 0 | 0 | 0 | 0 | 0.21038 | 0.39031 | 0.60496 | 1.2056 | 0 | 0 | 0 | 0 | 0 | 0 | 0 | 0 | 0 | 0 | 0 | 0 | 0 | 0 | 0 | 0 | 0 | 0 | 0 | 0 | 0.018064 | 0 | 0 | 0 | 0 | 0 | 0 | 0 | 0 | 0 | 0.5
57245_G_S026H | WECC_SCE | California | 6 | San Bernardino | 71 | 57245 | S026H | Solar Photovoltaic Project #26 | 0 | 2015 | 9999 | Solar PV | [5 empty] | Non-Fossil | G | 2025 | Solar |  | 0 | 0 | 0 | 0 | 0 | 0 | 0 | 0 | 0 | 0 | 0 | 0 | 0 | 0 | 0 | 0 | 0.21038 | 0.39031 | 0.60496 | 1.2056 | 0 | 0 | 0 | 0 | 0 | 0 | 0 | 0 | 0 | 0 | 0 | 0 | 0 | 0 | 0 | 0 | 0 | 0 | 0 | 0 | 0.018064 | 0 | 0 | 0 | 0 | 0 | 0 | 0 | 0 | 0 | 0.5
57245_G_S026G | WECC_SCE | California | 6 | San Bernardino | 71 | 57245 | S026G | Solar Photovoltaic Project #26 | 0 | 2015 | 9999 | Solar PV | [5 empty] | Non-Fossil | G | 2025 | Solar |  | 0 | 0 | 0 | 0 | 0 | 0 | 0 | 0 | 0 | 0 | 0 | 0 | 0 | 0 | 0 | 0 | 0.21038 | 0.39031 | 0.60496 | 1.2056 | 0 | 0 | 0 | 0 | 0 | 0 | 0 | 0 | 0 | 0 | 0 | 0 | 0 | 0 | 0 | 0 | 0 | 0 | 0 | 0 | 0.018064 | 0 | 0 | 0 | 0 | 0 | 0 | 0 | 0 | 0 | 0.5
57245_G_S026F | WECC_SCE | California | 6 | San Bernardino | 71 | 57245 | S026F | Solar Photovoltaic Project #26 | 0 | 2015 | 9999 | Solar PV | [5 empty] | Non-Fossil | G | 2025 | Solar |  | 0 | 0 | 0 | 0 | 0 | 0 | 0 | 0 | 0 | 0 | 0 | 0 | 0 | 0 | 0 | 0 | 0.21038 | 0.39031 | 0.60496 | 1.2056 | 0 | 0 | 0 | 0 | 0 | 0 | 0 | 0 | 0 | 0 | 0 | 0 | 0 | 0 | 0 | 0 | 0 | 0 | 0 | 0 | 0.018064 | 0 | 0 | 0 | 0 | 0 | 0 | 0 | 0 | 0 | 0.5
57245_G_S026E | WECC_SCE | California | 6 | San Bernardino | 71 | 57245 | S026E | Solar Photovoltaic Project #26 | 0 | 2015 | 9999 | Solar PV | [5 empty] | Non-Fossil | G | 2025 | Solar |  | 0 | 0 | 0 | 0 | 0 | 0 | 0 | 0 | 0 | 0 | 0 | 0 | 0 | 0 | 0 | 0 | 0.21038 | 0.39031 | 0.60496 | 1.2056 | 0 | 0 | 0 | 0 | 0 | 0 | 0 | 0 | 0 | 0 | 0 | 0 | 0 | 0 | 0 | 0 | 0 | 0 | 0 | 0 | 0.018064 | 0 | 0 | 0 | 0 | 0 | 0 | 0 | 0 | 0 | 0.5
57245_G_S026D | WECC_SCE | California | 6 | San Bernardino | 71 | 57245 | S026D | Solar Photovoltaic Project #26 | 0 | 2015 | 9999 | Solar PV | [5 empty] | Non-Fossil | G | 2025 | Solar |  | 0 | 0 | 0 | 0 | 0 | 0 | 0 | 0 | 0 | 0 | 0 | 0 | 0 | 0 | 0 | 0 | 0.21038 | 0.39031 | 0.60496 | 1.2056 | 0 | 0 | 0 | 0 | 0 | 0 | 0 | 0 | 0 | 0 | 0 | 0 | 0 | 0 | 0 | 0 | 0 | 0 | 0 | 0 | 0.018064 | 0 | 0 | 0 | 0 | 0 | 0 | 0 | 0 | 0 | 0.5
57245_G_S026C | WECC_SCE | California | 6 | San Bernardino | 71 | 57245 | S026C | Solar Photovoltaic Project #26 | 0 | 2015 | 9999 | Solar PV | [5 empty] | Non-Fossil | G | 2025 | Solar |  | 0 | 0 | 0 | 0 | 0 | 0 | 0 | 0 | 0 | 0 | 0 | 0 | 0 | 0 | 0 | 0 | 0.21038 | 0.39031 | 0.60496 | 1.2056 | 0 | 0 | 0 | 0 | 0 | 0 | 0 | 0 | 0 | 0 | 0 | 0 | 0 | 0 | 0 | 0 | 0 | 0 | 0 | 0 | 0.018064 | 0 | 0 | 0 | 0 | 0 | 0 | 0 | 0 | 0 | 0.5
57245_G_S026B | WECC_SCE | California | 6 | San Bernardino | 71 | 57245 | S026B | Solar Photovoltaic Project #26 | 0 | 2015 | 9999 | Solar PV | [5 empty] | Non-Fossil | G | 2025 | Solar |  | 0 | 0 | 0 | 0 | 0 | 0 | 0 | 0 | 0 | 0 | 0 | 0 | 0 | 0 | 0 | 0 | 0.21038 | 0.39031 | 0.60496 | 1.2056 | 0 | 0 | 0 | 0 | 0 | 0 | 0 | 0 | 0 | 0 | 0 | 0 | 0 | 0 | 0 | 0 | 0 | 0 | 0 | 0 | 0.018064 | 0 | 0 | 0 | 0 | 0 | 0 | 0 | 0 | 0 | 0.5
57245_G_S026A | WECC_SCE | California | 6 | San Bernardino | 71 | 57245 | S026A | Solar Photovoltaic Project #26 | 0 | 2015 | 9999 | Solar PV | [5 empty] | Non-Fossil | G | 2025 | Solar |  | 0 | 0 | 0 | 0 | 0 | 0 | 0 | 0 | 0 | 0 | 0 | 0 | 0 | 0 | 0 | 0 | 0.21038 | 0.39031 | 0.60496 | 1.2056 | 0 | 0 | 0 | 0 | 0 | 0 | 0 | 0 | 0 | 0 | 0 | 0 | 0 | 0 | 0 | 0 | 0 | 0 | 0 | 0 | 0.018064 | 0 | 0 | 0 | 0 | 0 | 0 | 0 | 0 | 0 | 0.5
57244_G_KCW | WECC_CO | Colorado | 8 | Kit Carson | 63 | 57244 | KCW | Kit Carson Windpower | 0 | 2010 | 9999 | Onshore Wind | [5 empty] | Non-Fossil | G | 2025 | Wind |  | 0 | 0 | 0 | 0 | 0 | 0 | 0 | 0 | 0 | 0 | 0 | 0 | 0 | 0 | 0 | 0 | 44.1402 | 55.8179 | 53.1962 | 153.1543 | 0 | 0 | 0 | 0 | 0 | 0 | 0 | 0 | 0 | 0 | 0 | 0 | 0 | 0 | 0 | 0 | 0 | 0 | 0 | 0 | 1.4356 | 0 | 0 | 0 | 0 | 0 | 0 | 0 | 0 | 0 | 50.9511
57243_G_CIM1 | WECC_NM | New Mexico | 35 | Colfax | 7 | 57243 | CIM1 | Cimarron Solar Facility | 0 | 2010 | 9999 | Solar PV | [5 empty] | Non-Fossil | G | 2025 | Solar |  | 0 | 0 | 0 | 0 | 0 | 0 | 0 | 0 | 0 | 0 | 0 | 0 | 0 | 0 | 0 | 0 | 13.0567 | 22.3192 | 33.5454 | 68.9212 | 0 | 0 | 0 | 0 | 0 | 0 | 0 | 0 | 0 | 0 | 0 | 0 | 0 | 0 | 0 | 0 | 0 | 0 | 0 | 0 | 0.83956 | 0 | 0 | 0 | 0 | 0 | 0 | 0 | 0 | 0 | 30
57241_B_BLR1 | FRCC | Florida | 12 | Alachua | 1 | 57241 | BLR1 | Gainesville Renewable Energy Center | 13836 | 2013 | 9999 | Biomass | FBC | dry | Bag House + SCR + DSI | CF |  | Non-Fossil | B | 2025 |  | Biomass Retirement | 0 | 0 | 0 | 0 | 0 | 0 | 0 | 0 | 0 | 0 | 0 | 0 | 0 | 0 | 0 | 0 | 0 | 0 | 0 | 0 | 0 | 0 | 0 | 0 | 0 | 0 | 0 | 0 | 0 | 0 | 0 | 0 | 0 | 0 | 0 | 0 | 0 | 0 | 0 | 0 | 0 | 0 | 0 | 0 | 0 | 0 | 0 | 0 | 0 | 0 | 102 | SCR / DSI
57240_G_SRRNW | PJM_AP | Maryland | 24 | Garrett | 23 | 57240 | SRRNW | Roth Rock North Wind Farm, LLC | 0 | 2011 | 9999 | Onshore Wind | [5 empty] | Non-Fossil | G | 2025 | Wind |  | 0 | 0 | 0 | 0 | 0 | 0 | 0 | 0 | 0 | 0 | 0 | 0 | 0 | 0 | 0 | 0 | 9.253 | 10.9493 | 6.8159 | 27.0182 | 0 | 0 | 0 | 0 | 0 | 0 | 0 | 0 | 0 | 0 | 0 | 0 | 0 | 0 | 0 | 0 | 0 | 0 | 0 | 0 | 0.28177 | 0 | 0 | 0 | 0 | 0 | 0 | 0 | 0 | 0 | 10
57239_G_SRRW1 | PJM_AP | Maryland | 24 | Garrett | 23 | 57239 | SRRW1 | Roth Rock Wind Farm LLC | 0 | 2011 | 9999 | Onshore Wind | [5 empty] | Non-Fossil | G | 2025 | Wind |  | 0 | 0 | 0 | 0 | 0 | 0 | 0 | 0 | 0 | 0 | 0 | 0 | 0 | 0 | 0 | 0 | 37.0119 | 43.797 | 27.2637 | 108.0726 | 0 | 0 | 0 | 0 | 0 | 0 | 0 | 0 | 0 | 0 | 0 | 0 | 0 | 0 | 0 | 0 | 0 | 0 | 0 | 0 | 1.1271 | 0 | 0 | 0 | 0 | 0 | 0 | 0 | 0 | 0 | 40
57237_G_S022D | WECC_SCE | California | 6 | San Bernardino | 71 | 57237 | S022D | Solar Photovoltaic Project #22 | 0 | 2011 | 9999 | Solar PV | [5 empty] | Non-Fossil | G | 2025 | Solar |  | 0 | 0 | 0 | 0 | 0 | 0 | 0 | 0 | 0 | 0 | 0 | 0 | 0 | 0 | 0 | 0 | 0.21038 | 0.39031 | 0.60496 | 1.2056 | 0 | 0 | 0 | 0 | 0 | 0 | 0 | 0 | 0 | 0 | 0 | 0 | 0 | 0 | 0 | 0 | 0 | 0 | 0 | 0 | 0.018064 | 0 | 0 | 0 | 0 | 0 | 0 | 0 | 0 | 0 | 0.5
57237_G_S022C | WECC_SCE | California | 6 | San Bernardino | 71 | 57237 | S022C | Solar Photovoltaic Project #22 | 0 | 2011 | 9999 | Solar PV | [5 empty] | Non-Fossil | G | 2025 | Solar |  | 0 | 0 | 0 | 0 | 0 | 0 | 0 | 0 | 0 | 0 | 0 | 0 | 0 | 0 | 0 | 0 | 0.21038 | 0.39031 | 0.60496 | 1.2056 | 0 | 0 | 0 | 0 | 0 | 0 | 0 | 0 | 0 | 0 | 0 | 0 | 0 | 0 | 0 | 0 | 0 | 0 | 0 | 0 | 0.018064 | 0 | 0 | 0 | 0 | 0 | 0 | 0 | 0 | 0 | 0.5
57237_G_S022B | WECC_SCE | California | 6 | San Bernardino | 71 | 57237 | S022B | Solar Photovoltaic Project #22 | 0 | 2011 | 9999 | Solar PV | [5 empty] | Non-Fossil | G | 2025 | Solar |  | 0 | 0 | 0 | 0 | 0 | 0 | 0 | 0 | 0 | 0 | 0 | 0 | 0 | 0 | 0 | 0 | 0.21038 | 0.39031 | 0.60496 | 1.2056 | 0 | 0 | 0 | 0 | 0 | 0 | 0 | 0 | 0 | 0 | 0 | 0 | 0 | 0 | 0 | 0 | 0 | 0 | 0 | 0 | 0.018064 | 0 | 0 | 0 | 0 | 0 | 0 | 0 | 0 | 0 | 0.5
57237_G_S022A | WECC_SCE | California | 6 | San Bernardino | 71 | 57237 | S022A | Solar Photovoltaic Project #22 | 0 | 2011 | 9999 | Solar PV | [5 empty] | Non-Fossil | G | 2025 | Solar |  | 0 | 0 | 0 | 0 | 0 | 0 | 0 | 0 | 0 | 0 | 0 | 0 | 0 | 0 | 0 | 0 | 0.21038 | 0.39031 | 0.60496 | 1.2056 | 0 | 0 | 0 | 0 | 0 | 0 | 0 | 0 | 0 | 0 | 0 | 0 | 0 | 0 | 0 | 0 | 0 | 0 | 0 | 0 | 0.018064 | 0 | 0 | 0 | 0 | 0 | 0 | 0 | 0 | 0 | 0.5
57236_G_S023E | WECC_SCE | California | 6 | San Bernardino | 71 | 57236 | S023E | Solar Photovoltaic Project #23 | 0 | 2013 | 9999 | Solar PV | [5 empty] | Non-Fossil | G | 2025 | Solar |  | 0 | 0 | 0 | 0 | 0 | 0 | 0 | 0 | 0 | 0 | 0 | 0 | 0 | 0 | 0 | 0 | 0.21038 | 0.39031 | 0.60496 | 1.2056 | 0 | 0 | 0 | 0 | 0 | 0 | 0 | 0 | 0 | 0 | 0 | 0 | 0 | 0 | 0 | 0 | 0 | 0 | 0 | 0 | 0.018064 | 0 | 0 | 0 | 0 | 0 | 0 | 0 | 0 | 0 | 0.5
57236_G_S023D | WECC_SCE | California | 6 | San Bernardino | 71 | 57236 | S023D | Solar Photovoltaic Project #23 | 0 | 2013 | 9999 | Solar PV | [5 empty] | Non-Fossil | G | 2025 | Solar |  | 0 | 0 | 0 | 0 | 0 | 0 | 0 | 0 | 0 | 0 | 0 | 0 | 0 | 0 | 0 | 0 | 0.21038 | 0.39031 | 0.60496 | 1.2056 | 0 | 0 | 0 | 0 | 0 | 0 | 0 | 0 | 0 | 0 | 0 | 0 | 0 | 0 | 0 | 0 | 0 | 0 | 0 | 0 | 0.018064 | 0 | 0 | 0 | 0 | 0 | 0 | 0 | 0 | 0 | 0.5
57236_G_S023C | WECC_SCE | California | 6 | San Bernardino | 71 | 57236 | S023C | Solar Photovoltaic Project #23 | 0 | 2013 | 9999 | Solar PV | [5 empty] | Non-Fossil | G | 2025 | Solar |  | 0 | 0 | 0 | 0 | 0 | 0 | 0 | 0 | 0 | 0 | 0 | 0 | 0 | 0 | 0 | 0 | 0.21038 | 0.39031 | 0.60496 | 1.2056 | 0 | 0 | 0 | 0 | 0 | 0 | 0 | 0 | 0 | 0 | 0 | 0 | 0 | 0 | 0 | 0 | 0 | 0 | 0 | 0 | 0.018064 | 0 | 0 | 0 | 0 | 0 | 0 | 0 | 0 | 0 | 0.5
57236_G_S023B | WECC_SCE | California | 6 | San Bernardino | 71 | 57236 | S023B | Solar Photovoltaic Project #23 | 0 | 2013 | 9999 | Solar PV | [5 empty] | Non-Fossil | G | 2025 | Solar |  | 0 | 0 | 0 | 0 | 0 | 0 | 0 | 0 | 0 | 0 | 0 | 0 | 0 | 0 | 0 | 0 | 0.21038 | 0.39031 | 0.60496 | 1.2056 | 0 | 0 | 0 | 0 | 0 | 0 | 0 | 0 | 0 | 0 | 0 | 0 | 0 | 0 | 0 | 0 | 0 | 0 | 0 | 0 | 0.018064 | 0 | 0 | 0 | 0 | 0 | 0 | 0 | 0 | 0 | 0.5
57236_G_S023A | WECC_SCE | California | 6 | San Bernardino | 71 | 57236 | S023A | Solar Photovoltaic Project #23 | 0 | 2013 | 9999 | Solar PV | [5 empty] | Non-Fossil | G | 2025 | Solar |  | 0 | 0 | 0 | 0 | 0 | 0 | 0 | 0 | 0 | 0 | 0 | 0 | 0 | 0 | 0 | 0 | 0.21038 | 0.39031 | 0.60496 | 1.2056 | 0 | 0 | 0 | 0 | 0 | 0 | 0 | 0 | 0 | 0 | 0 | 0 | 0 | 0 | 0 | 0 | 0 | 0 | 0 | 0 | 0.018064 | 0 | 0 | 0 | 0 | 0 | 0 | 0 | 0 | 0 | 0.5
57232_G_S018C | WECC_SCE | California | 6 | San Bernardino | 71 | 57232 | S018C | Solar Photovoltaic Project #18 | 0 | 2012 | 9999 | Solar PV | [5 empty] | Non-Fossil | G | 2025 | Solar |  | 0 | 0 | 0 | 0 | 0 | 0 | 0 | 0 | 0 | 0 | 0 | 0 | 0 | 0 | 0 | 0 | 0.21038 | 0.39031 | 0.60496 | 1.2056 | 0 | 0 | 0 | 0 | 0 | 0 | 0 | 0 | 0 | 0 | 0 | 0 | 0 | 0 | 0 | 0 | 0 | 0 | 0 | 0 | 0.018064 | 0 | 0 | 0 | 0 | 0 | 0 | 0 | 0 | 0 | 0.5
57232_G_S018B | WECC_SCE | California | 6 | San Bernardino | 71 | 57232 | S018B | Solar Photovoltaic Project #18 | 0 | 2012 | 9999 | Solar PV | [5 empty] | Non-Fossil | G | 2025 | Solar |  | 0 | 0 | 0 | 0 | 0 | 0 | 0 | 0 | 0 | 0 | 0 | 0 | 0 | 0 | 0 | 0 | 0.21038 | 0.39031 | 0.60496 | 1.2056 | 0 | 0 | 0 | 0 | 0 | 0 | 0 | 0 | 0 | 0 | 0 | 0 | 0 | 0 | 0 | 0 | 0 | 0 | 0 | 0 | 0.018064 | 0 | 0 | 0 | 0 | 0 | 0 | 0 | 0 | 0 | 0.5
57232_G_S018A | WECC_SCE | California | 6 | San Bernardino | 71 | 57232 | S018A | Solar Photovoltaic Project #18 | 0 | 2012 | 9999 | Solar PV | [5 empty] | Non-Fossil | G | 2025 | Solar |  | 0 | 0 | 0 | 0 | 0 | 0 | 0 | 0 | 0 | 0 | 0 | 0 | 0 | 0 | 0 | 0 | 0.21038 | 0.39031 | 0.60496 | 1.2056 | 0 | 0 | 0 | 0 | 0 | 0 | 0 | 0 | 0 | 0 | 0 | 0 | 0 | 0 | 0 | 0 | 0 | 0 | 0 | 0 | 0.018064 | 0 | 0 | 0 | 0 | 0 | 0 | 0 | 0 | 0 | 0.5
57231_G_S017G | WECC_SCE | California | 6 | San Bernardino | 71 | 57231 | S017G | Solar Photovoltaic Project #17 | 0 | 2015 | 9999 | Solar PV | [5 empty] | Non-Fossil | G | 2025 | Solar |  | 0 | 0 | 0 | 0 | 0 | 0 | 0 | 0 | 0 | 0 | 0 | 0 | 0 | 0 | 0 | 0 | 0.21038 | 0.39031 | 0.60496 | 1.2056 | 0 | 0 | 0 | 0 | 0 | 0 | 0 | 0 | 0 | 0 | 0 | 0 | 0 | 0 | 0 | 0 | 0 | 0 | 0 | 0 | 0.018064 | 0 | 0 | 0 | 0 | 0 | 0 | 0 | 0 | 0 | 0.5
57231_G_S017F | WECC_SCE | California | 6 | San Bernardino | 71 | 57231 | S017F | Solar Photovoltaic Project #17 | 0 | 2015 | 9999 | Solar PV | [5 empty] | Non-Fossil | G | 2025 | Solar |  | 0 | 0 | 0 | 0 | 0 | 0 | 0 | 0 | 0 | 0 | 0 | 0 | 0 | 0 | 0 | 0 | 0.21038 | 0.39031 | 0.60496 | 1.2056 | 0 | 0 | 0 | 0 | 0 | 0 | 0 | 0 | 0 | 0 | 0 | 0 | 0 | 0 | 0 | 0 | 0 | 0 | 0 | 0 | 0.018064 | 0 | 0 | 0 | 0 | 0 | 0 | 0 | 0 | 0 | 0.5
57231_G_S017E | WECC_SCE | California | 6 | San Bernardino | 71 | 57231 | S017E | Solar Photovoltaic Project #17 | 0 | 2015 | 9999 | Solar PV | [5 empty] | Non-Fossil | G | 2025 | Solar |  | 0 | 0 | 0 | 0 | 0 | 0 | 0 | 0 | 0 | 0 | 0 | 0 | 0 | 0 | 0 | 0 | 0.21038 | 0.39031 | 0.60496 | 1.2056 | 0 | 0 | 0 | 0 | 0 | 0 | 0 | 0 | 0 | 0 | 0 | 0 | 0 | 0 | 0 | 0 | 0 | 0 | 0 | 0 | 0.018064 | 0 | 0 | 0 | 0 | 0 | 0 | 0 | 0 | 0 | 0.5
57231_G_S017D | WECC_SCE | California | 6 | San Bernardino | 71 | 57231 | S017D | Solar Photovoltaic Project #17 | 0 | 2015 | 9999 | Solar PV | [5 empty] | Non-Fossil | G | 2025 | Solar |  | 0 | 0 | 0 | 0 | 0 | 0 | 0 | 0 | 0 | 0 | 0 | 0 | 0 | 0 | 0 | 0 | 0.21038 | 0.39031 | 0.60496 | 1.2056 | 0 | 0 | 0 | 0 | 0 | 0 | 0 | 0 | 0 | 0 | 0 | 0 | 0 | 0 | 0 | 0 | 0 | 0 | 0 | 0 | 0.018064 | 0 | 0 | 0 | 0 | 0 | 0 | 0 | 0 | 0 | 0.5
57231_G_S017C | WECC_SCE | California | 6 | San Bernardino | 71 | 57231 | S017C | Solar Photovoltaic Project #17 | 0 | 2015 | 9999 | Solar PV | [5 empty] | Non-Fossil | G | 2025 | Solar |  | 0 | 0 | 0 | 0 | 0 | 0 | 0 | 0 | 0 | 0 | 0 | 0 | 0 | 0 | 0 | 0 | 0.21038 | 0.39031 | 0.60496 | 1.2056 | 0 | 0 | 0 | 0 | 0 | 0 | 0 | 0 | 0 | 0 | 0 | 0 | 0 | 0 | 0 | 0 | 0 | 0 | 0 | 0 | 0.018064 | 0 | 0 | 0 | 0 | 0 | 0 | 0 | 0 | 0 | 0.5
57231_G_S017B | WECC_SCE | California | 6 | San Bernardino | 71 | 57231 | S017B | Solar Photovoltaic Project #17 | 0 | 2015 | 9999 | Solar PV | [5 empty] | Non-Fossil | G | 2025 | Solar |  | 0 | 0 | 0 | 0 | 0 | 0 | 0 | 0 | 0 | 0 | 0 | 0 | 0 | 0 | 0 | 0 | 0.21038 | 0.39031 | 0.60496 | 1.2056 | 0 | 0 | 0 | 0 | 0 | 0 | 0 | 0 | 0 | 0 | 0 | 0 | 0 | 0 | 0 | 0 | 0 | 0 | 0 | 0 | 0.018064 | 0 | 0 | 0 | 0 | 0 | 0 | 0 | 0 | 0 | 0.5
57231_G_S017A | WECC_SCE | California | 6 | San Bernardino | 71 | 57231 | S017A | Solar Photovoltaic Project #17 | 0 | 2015 | 9999 | Solar PV | [5 empty] | Non-Fossil | G | 2025 | Solar |  | 0 | 0 | 0 | 0 | 0 | 0 | 0 | 0 | 0 | 0 | 0 | 0 | 0 | 0 | 0 | 0 | 0.21038 | 0.39031 | 0.60496 | 1.2056 | 0 | 0 | 0 | 0 | 0 | 0 | 0 | 0 | 0 | 0 | 0 | 0 | 0 | 0 | 0 | 0 | 0 | 0 | 0 | 0 | 0.018064 | 0 | 0 | 0 | 0 | 0 | 0 | 0 | 0 | 0 | 0.5
57230_G_S016C | WECC_SCE | California | 6 | San Bernardino | 71 | 57230 | S016C | Solar Photovoltaic Project #16 | 0 | 2015 | 9999 | Solar PV | [5 empty] | Non-Fossil | G | 2025 | Solar |  | 0 | 0 | 0 | 0 | 0 | 0 | 0 | 0 | 0 | 0 | 0 | 0 | 0 | 0 | 0 | 0 | 0.21038 | 0.39031 | 0.60496 | 1.2056 | 0 | 0 | 0 | 0 | 0 | 0 | 0 | 0 | 0 | 0 | 0 | 0 | 0 | 0 | 0 | 0 | 0 | 0 | 0 | 0 | 0.018064 | 0 | 0 | 0 | 0 | 0 | 0 | 0 | 0 | 0 | 0.5
57230_G_S016B | WECC_SCE | California | 6 | San Bernardino | 71 | 57230 | S016B | Solar Photovoltaic Project #16 | 0 | 2015 | 9999 | Solar PV | [5 empty] | Non-Fossil | G | 2025 | Solar |  | 0 | 0 | 0 | 0 | 0 | 0 | 0 | 0 | 0 | 0 | 0 | 0 | 0 | 0 | 0 | 0 | 0.21038 | 0.39031 | 0.60496 | 1.2056 | 0 | 0 | 0 | 0 | 0 | 0 | 0 | 0 | 0 | 0 | 0 | 0 | 0 | 0 | 0 | 0 | 0 | 0 | 0 | 0 | 0.018064 | 0 | 0 | 0 | 0 | 0 | 0 | 0 | 0 | 0 | 0.5
57230_G_S016A | WECC_SCE | California | 6 | San Bernardino | 71 | 57230 | S016A | Solar Photovoltaic Project #16 | 0 | 2015 | 9999 | Solar PV | [5 empty] | Non-Fossil | G | 2025 | Solar |  | 0 | 0 | 0 | 0 | 0 | 0 | 0 | 0 | 0 | 0 | 0 | 0 | 0 | 0 | 0 | 0 | 0.21038 | 0.39031 | 0.60496 | 1.2056 | 0 | 0 | 0 | 0 | 0 | 0 | 0 | 0 | 0 | 0 | 0 | 0 | 0 | 0 | 0 | 0 | 0 | 0 | 0 | 0 | 0.018064 | 0 | 0 | 0 | 0 | 0 | 0 | 0 | 0 | 0 | 0.5
57229_G_S015G | WECC_SCE | California | 6 | San Bernardino | 71 | 57229 | S015G | Solar Photovoltaic Project #15 | 0 | 2013 | 9999 | Solar PV | [5 empty] | Non-Fossil | G | 2025 | Solar |  | 0 | 0 | 0 | 0 | 0 | 0 | 0 | 0 | 0 | 0 | 0 | 0 | 0 | 0 | 0 | 0 | 0.21038 | 0.39031 | 0.60496 | 1.2056 | 0 | 0 | 0 | 0 | 0 | 0 | 0 | 0 | 0 | 0 | 0 | 0 | 0 | 0 | 0 | 0 | 0 | 0 | 0 | 0 | 0.018064 | 0 | 0 | 0 | 0 | 0 | 0 | 0 | 0 | 0 | 0.5
57229_G_S015F | WECC_SCE | California | 6 | San Bernardino | 71 | 57229 | S015F | Solar Photovoltaic Project #15 | 0 | 2013 | 9999 | Solar PV | [5 empty] | Non-Fossil | G | 2025 | Solar |  | 0 | 0 | 0 | 0 | 0 | 0 | 0 | 0 | 0 | 0 | 0 | 0 | 0 | 0 | 0 | 0 | 0.21038 | 0.39031 | 0.60496 | 1.2056 | 0 | 0 | 0 | 0 | 0 | 0 | 0 | 0 | 0 | 0 | 0 | 0 | 0 | 0 | 0 | 0 | 0 | 0 | 0 | 0 | 0.018064 | 0 | 0 | 0 | 0 | 0 | 0 | 0 | 0 | 0 | 0.5
57229_G_S015E | WECC_SCE | California | 6 | San Bernardino | 71 | 57229 | S015E | Solar Photovoltaic Project #15 | 0 | 2013 | 9999 | Solar PV | [5 empty] | Non-Fossil | G | 2025 | Solar |  | 0 | 0 | 0 | 0 | 0 | 0 | 0 | 0 | 0 | 0 | 0 | 0 | 0 | 0 | 0 | 0 | 0.21038 | 0.39031 | 0.60496 | 1.2056 | 0 | 0 | 0 | 0 | 0 | 0 | 0 | 0 | 0 | 0 | 0 | 0 | 0 | 0 | 0 | 0 | 0 | 0 | 0 | 0 | 0.018064 | 0 | 0 | 0 | 0 | 0 | 0 | 0 | 0 | 0 | 0.5
57229_G_S015D | WECC_SCE | California | 6 | San Bernardino | 71 | 57229 | S015D | Solar Photovoltaic Project #15 | 0 | 2013 | 9999 | Solar PV | [5 empty] | Non-Fossil | G | 2025 | Solar |  | 0 | 0 | 0 | 0 | 0 | 0 | 0 | 0 | 0 | 0 | 0 | 0 | 0 | 0 | 0 | 0 | 0.21038 | 0.39031 | 0.60496 | 1.2056 | 0 | 0 | 0 | 0 | 0 | 0 | 0 | 0 | 0 | 0 | 0 | 0 | 0 | 0 | 0 | 0 | 0 | 0 | 0 | 0 | 0.018064 | 0 | 0 | 0 | 0 | 0 | 0 | 0 | 0 | 0 | 0.5
57229_G_S015C | WECC_SCE | California | 6 | San Bernardino | 71 | 57229 | S015C | Solar Photovoltaic Project #15 | 0 | 2013 | 9999 | Solar PV | [5 empty] | Non-Fossil | G | 2025 | Solar |  | 0 | 0 | 0 | 0 | 0 | 0 | 0 | 0 | 0 | 0 | 0 | 0 | 0 | 0 | 0 | 0 | 0.21038 | 0.39031 | 0.60496 | 1.2056 | 0 | 0 | 0 | 0 | 0 | 0 | 0 | 0 | 0 | 0 | 0 | 0 | 0 | 0 | 0 | 0 | 0 | 0 | 0 | 0 | 0.018064 | 0 | 0 | 0 | 0 | 0 | 0 | 0 | 0 | 0 | 0.5
57229_G_S015B | WECC_SCE | California | 6 | San Bernardino | 71 | 57229 | S015B | Solar Photovoltaic Project #15 | 0 | 2013 | 9999 | Solar PV | [5 empty] | Non-Fossil | G | 2025 | Solar |  | 0 | 0 | 0 | 0 | 0 | 0 | 0 | 0 | 0 | 0 | 0 | 0 | 0 | 0 | 0 | 0 | 0.21038 | 0.39031 | 0.60496 | 1.2056 | 0 | 0 | 0 | 0 | 0 | 0 | 0 | 0 | 0 | 0 | 0 | 0 | 0 | 0 | 0 | 0 | 0 | 0 | 0 | 0 | 0.018064 | 0 | 0 | 0 | 0 | 0 | 0 | 0 | 0 | 0 | 0.5
57229_G_S015A | WECC_SCE | California | 6 | San Bernardino | 71 | 57229 | S015A | Solar Photovoltaic Project #15 | 0 | 2013 | 9999 | Solar PV | [5 empty] | Non-Fossil | G | 2025 | Solar |  | 0 | 0 | 0 | 0 | 0 | 0 | 0 | 0 | 0 | 0 | 0 | 0 | 0 | 0 | 0 | 0 | 0.21038 | 0.39031 | 0.60496 | 1.2056 | 0 | 0 | 0 | 0 | 0 | 0 | 0 | 0 | 0 | 0 | 0 | 0 | 0 | 0 | 0 | 0 | 0 | 0 | 0 | 0 | 0.018064 | 0 | 0 | 0 | 0 | 0 | 0 | 0 | 0 | 0 | 0.5
57227_G_S013G | WECC_SCE | California | 6 | San Bernardino | 71 | 57227 | S013G | Solar Photovoltaic Project #13 | 0 | 2015 | 9999 | Solar PV | [5 empty] | Non-Fossil | G | 2025 | Solar |  | 0 | 0 | 0 | 0 | 0 | 0 | 0 | 0 | 0 | 0 | 0 | 0 | 0 | 0 | 0 | 0 | 0.21038 | 0.39031 | 0.60496 | 1.2056 | 0 | 0 | 0 | 0 | 0 | 0 | 0 | 0 | 0 | 0 | 0 | 0 | 0 | 0 | 0 | 0 | 0 | 0 | 0 | 0 | 0.018064 | 0 | 0 | 0 | 0 | 0 | 0 | 0 | 0 | 0 | 0.5
57227_G_S013F | WECC_SCE | California | 6 | San Bernardino | 71 | 57227 | S013F | Solar Photovoltaic Project #13 | 0 | 2015 | 9999 | Solar PV | [5 empty] | Non-Fossil | G | 2025 | Solar |  | 0 | 0 | 0 | 0 | 0 | 0 | 0 | 0 | 0 | 0 | 0 | 0 | 0 | 0 | 0 | 0 | 0.21038 | 0.39031 | 0.60496 | 1.2056 | 0 | 0 | 0 | 0 | 0 | 0 | 0 | 0 | 0 | 0 | 0 | 0 | 0 | 0 | 0 | 0 | 0 | 0 | 0 | 0 | 0.018064 | 0 | 0 | 0 | 0 | 0 | 0 | 0 | 0 | 0 | 0.5
57227_G_S013E | WECC_SCE | California | 6 | San Bernardino | 71 | 57227 | S013E | Solar Photovoltaic Project #13 | 0 | 2015 | 9999 | Solar PV | [5 empty] | Non-Fossil | G | 2025 | Solar |  | 0 | 0 | 0 | 0 | 0 | 0 | 0 | 0 | 0 | 0 | 0 | 0 | 0 | 0 | 0 | 0 | 0.21038 | 0.39031 | 0.60496 | 1.2056 | 0 | 0 | 0 | 0 | 0 | 0 | 0 | 0 | 0 | 0 | 0 | 0 | 0 | 0 | 0 | 0 | 0 | 0 | 0 | 0 | 0.018064 | 0 | 0 | 0 | 0 | 0 | 0 | 0 | 0 | 0 | 0.5
57227_G_S013D | WECC_SCE | California | 6 | San Bernardino | 71 | 57227 | S013D | Solar Photovoltaic Project #13 | 0 | 2015 | 9999 | Solar PV | [5 empty] | Non-Fossil | G | 2025 | Solar |  | 0 | 0 | 0 | 0 | 0 | 0 | 0 | 0 | 0 | 0 | 0 | 0 | 0 | 0 | 0 | 0 | 0.21038 | 0.39031 | 0.60496 | 1.2056 | 0 | 0 | 0 | 0 | 0 | 0 | 0 | 0 | 0 | 0 | 0 | 0 | 0 | 0 | 0 | 0 | 0 | 0 | 0 | 0 | 0.018064 | 0 | 0 | 0 | 0 | 0 | 0 | 0 | 0 | 0 | 0.5
57227_G_S013C | WECC_SCE | California | 6 | San Bernardino | 71 | 57227 | S013C | Solar Photovoltaic Project #13 | 0 | 2015 | 9999 | Solar PV | [5 empty] | Non-Fossil | G | 2025 | Solar |  | 0 | 0 | 0 | 0 | 0 | 0 | 0 | 0 | 0 | 0 | 0 | 0 | 0 | 0 | 0 | 0 | 0.21038 | 0.39031 | 0.60496 | 1.2056 | 0 | 0 | 0 | 0 | 0 | 0 | 0 | 0 | 0 | 0 | 0 | 0 | 0 | 0 | 0 | 0 | 0 | 0 | 0 | 0 | 0.018064 | 0 | 0 | 0 | 0 | 0 | 0 | 0 | 0 | 0 | 0.5
57227_G_S013B | WECC_SCE | California | 6 | San Bernardino | 71 | 57227 | S013B | Solar Photovoltaic Project #13 | 0 | 2015 | 9999 | Solar PV | [5 empty] | Non-Fossil | G | 2025 | Solar |  | 0 | 0 | 0 | 0 | 0 | 0 | 0 | 0 | 0 | 0 | 0 | 0 | 0 | 0 | 0 | 0 | 0.21038 | 0.39031 | 0.60496 | 1.2056 | 0 | 0 | 0 | 0 | 0 | 0 | 0 | 0 | 0 | 0 | 0 | 0 | 0 | 0 | 0 | 0 | 0 | 0 | 0 | 0 | 0.018064 | 0 | 0 | 0 | 0 | 0 | 0 | 0 | 0 | 0 | 0.5
57227_G_S013A | WECC_SCE | California | 6 | San Bernardino | 71 | 57227 | S013A | Solar Photovoltaic Project #13 | 0 | 2015 | 9999 | Solar PV | [5 empty] | Non-Fossil | G | 2025 | Solar |  | 0 | 0 | 0 | 0 | 0 | 0 | 0 | 0 | 0 | 0 | 0 | 0 | 0 | 0 | 0 | 0 | 0.21038 | 0.39031 | 0.60496 | 1.2056 | 0 | 0 | 0 | 0 | 0 | 0 | 0 | 0 | 0 | 0 | 0 | 0 | 0 | 0 | 0 | 0 | 0 | 0 | 0 | 0 | 0.018064 | 0 | 0 | 0 | 0 | 0 | 0 | 0 | 0 | 0 | 0.5
57226_G_S012A | WECC_SCE | California | 6 | San Bernardino | 71 | 57226 | S012A | Solar Photovoltaic Project #12 | 0 | 2011 | 9999 | Solar PV | [5 empty] | Non-Fossil | G | 2025 | Solar |  | 0 | 0 | 0 | 0 | 0 | 0 | 0 | 0 | 0 | 0 | 0 | 0 | 0 | 0 | 0 | 0 | 0.21038 | 0.39031 | 0.60496 | 1.2056 | 0 | 0 | 0 | 0 | 0 | 0 | 0 | 0 | 0 | 0 | 0 | 0 | 0 | 0 | 0 | 0 | 0 | 0 | 0 | 0 | 0.018064 | 0 | 0 | 0 | 0 | 0 | 0 | 0 | 0 | 0 | 0.5
57225_G_S011G | WECC_SCE | California | 6 | San Bernardino | 71 | 57225 | S011G | Solar Photovoltaic Project #11 | 0 | 2015 | 9999 | Solar PV | [5 empty] | Non-Fossil | G | 2025 | Solar |  | 0 | 0 | 0 | 0 | 0 | 0 | 0 | 0 | 0 | 0 | 0 | 0 | 0 | 0 | 0 | 0 | 0.21038 | 0.39031 | 0.60496 | 1.2056 | 0 | 0 | 0 | 0 | 0 | 0 | 0 | 0 | 0 | 0 | 0 | 0 | 0 | 0 | 0 | 0 | 0 | 0 | 0 | 0 | 0.018064 | 0 | 0 | 0 | 0 | 0 | 0 | 0 | 0 | 0 | 0.5
57225_G_S011F | WECC_SCE | California | 6 | San Bernardino | 71 | 57225 | S011F | Solar Photovoltaic Project #11 | 0 | 2015 | 9999 | Solar PV | [5 empty] | Non-Fossil | G | 2025 | Solar |  | 0 | 0 | 0 | 0 | 0 | 0 | 0 | 0 | 0 | 0 | 0 | 0 | 0 | 0 | 0 | 0 | 0.21038 | 0.39031 | 0.60496 | 1.2056 | 0 | 0 | 0 | 0 | 0 | 0 | 0 | 0 | 0 | 0 | 0 | 0 | 0 | 0 | 0 | 0 | 0 | 0 | 0 | 0 | 0.018064 | 0 | 0 | 0 | 0 | 0 | 0 | 0 | 0 | 0 | 0.5
57225_G_S011E | WECC_SCE | California | 6 | San Bernardino | 71 | 57225 | S011E | Solar Photovoltaic Project #11 | 0 | 2015 | 9999 | Solar PV | [5 empty] | Non-Fossil | G | 2025 | Solar |  | 0 | 0 | 0 | 0 | 0 | 0 | 0 | 0 | 0 | 0 | 0 | 0 | 0 | 0 | 0 | 0 | 0.21038 | 0.39031 | 0.60496 | 1.2056 | 0 | 0 | 0 | 0 | 0 | 0 | 0 | 0 | 0 | 0 | 0 | 0 | 0 | 0 | 0 | 0 | 0 | 0 | 0 | 0 | 0.018064 | 0 | 0 | 0 | 0 | 0 | 0 | 0 | 0 | 0 | 0.5
57225_G_S011D | WECC_SCE | California | 6 | San Bernardino | 71 | 57225 | S011D | Solar Photovoltaic Project #11 | 0 | 2015 | 9999 | Solar PV | [5 empty] | Non-Fossil | G | 2025 | Solar |  | 0 | 0 | 0 | 0 | 0 | 0 | 0 | 0 | 0 | 0 | 0 | 0 | 0 | 0 | 0 | 0 | 0.21038 | 0.39031 | 0.60496 | 1.2056 | 0 | 0 | 0 | 0 | 0 | 0 | 0 | 0 | 0 | 0 | 0 | 0 | 0 | 0 | 0 | 0 | 0 | 0 | 0 | 0 | 0.018064 | 0 | 0 | 0 | 0 | 0 | 0 | 0 | 0 | 0 | 0.5
57225_G_S011C | WECC_SCE | California | 6 | San Bernardino | 71 | 57225 | S011C | Solar Photovoltaic Project #11 | 0 | 2015 | 9999 | Solar PV | [5 empty] | Non-Fossil | G | 2025 | Solar |  | 0 | 0 | 0 | 0 | 0 | 0 | 0 | 0 | 0 | 0 | 0 | 0 | 0 | 0 | 0 | 0 | 0.21038 | 0.39031 | 0.60496 | 1.2056 | 0 | 0 | 0 | 0 | 0 | 0 | 0 | 0 | 0 | 0 | 0 | 0 | 0 | 0 | 0 | 0 | 0 | 0 | 0 | 0 | 0.018064 | 0 | 0 | 0 | 0 | 0 | 0 | 0 | 0 | 0 | 0.5
57225_G_S011B | WECC_SCE | California | 6 | San Bernardino | 71 | 57225 | S011B | Solar Photovoltaic Project #11 | 0 | 2015 | 9999 | Solar PV | [5 empty] | Non-Fossil | G | 2025 | Solar |  | 0 | 0 | 0 | 0 | 0 | 0 | 0 | 0 | 0 | 0 | 0 | 0 | 0 | 0 | 0 | 0 | 0.21038 | 0.39031 | 0.60496 | 1.2056 | 0 | 0 | 0 | 0 | 0 | 0 | 0 | 0 | 0 | 0 | 0 | 0 | 0 | 0 | 0 | 0 | 0 | 0 | 0 | 0 | 0.018064 | 0 | 0 | 0 | 0 | 0 | 0 | 0 | 0 | 0 | 0.5
57225_G_S011A | WECC_SCE | California | 6 | San Bernardino | 71 | 57225 | S011A | Solar Photovoltaic Project #11 | 0 | 2015 | 9999 | Solar PV | [5 empty] | Non-Fossil | G | 2025 | Solar |  | 0 | 0 | 0 | 0 | 0 | 0 | 0 | 0 | 0 | 0 | 0 | 0 | 0 | 0 | 0 | 0 | 0.21038 | 0.39031 | 0.60496 | 1.2056 | 0 | 0 | 0 | 0 | 0 | 0 | 0 | 0 | 0 | 0 | 0 | 0 | 0 | 0 | 0 | 0 | 0 | 0 | 0 | 0 | 0.018064 | 0 | 0 | 0 | 0 | 0 | 0 | 0 | 0 | 0 | 0.5
57224_G_S010C | WECC_SCE | California | 6 | San Bernardino | 71 | 57224 | S010C | Solar Photovoltaic Project #10 | 0 | 2013 | 9999 | Solar PV | [5 empty] | Non-Fossil | G | 2025 | Solar |  | 0 | 0 | 0 | 0 | 0 | 0 | 0 | 0 | 0 | 0 | 0 | 0 | 0 | 0 | 0 | 0 | 0.21038 | 0.39031 | 0.60496 | 1.2056 | 0 | 0 | 0 | 0 | 0 | 0 | 0 | 0 | 0 | 0 | 0 | 0 | 0 | 0 | 0 | 0 | 0 | 0 | 0 | 0 | 0.018064 | 0 | 0 | 0 | 0 | 0 | 0 | 0 | 0 | 0 | 0.5
57224_G_S010B | WECC_SCE | California | 6 | San Bernardino | 71 | 57224 | S010B | Solar Photovoltaic Project #10 | 0 | 2013 | 9999 | Solar PV | [5 empty] | Non-Fossil | G | 2025 | Solar |  | 0 | 0 | 0 | 0 | 0 | 0 | 0 | 0 | 0 | 0 | 0 | 0 | 0 | 0 | 0 | 0 | 0.21038 | 0.39031 | 0.60496 | 1.2056 | 0 | 0 | 0 | 0 | 0 | 0 | 0 | 0 | 0 | 0 | 0 | 0 | 0 | 0 | 0 | 0 | 0 | 0 | 0 | 0 | 0.018064 | 0 | 0 | 0 | 0 | 0 | 0 | 0 | 0 | 0 | 0.5
57224_G_S010A | WECC_SCE | California | 6 | San Bernardino | 71 | 57224 | S010A | Solar Photovoltaic Project #10 | 0 | 2013 | 9999 | Solar PV | [5 empty] | Non-Fossil | G | 2025 | Solar |  | 0 | 0 | 0 | 0 | 0 | 0 | 0 | 0 | 0 | 0 | 0 | 0 | 0 | 0 | 0 | 0 | 0.21038 | 0.39031 | 0.60496 | 1.2056 | 0 | 0 | 0 | 0 | 0 | 0 | 0 | 0 | 0 | 0 | 0 | 0 | 0 | 0 | 0 | 0 | 0 | 0 | 0 | 0 | 0.018064 | 0 | 0 | 0 | 0 | 0 | 0 | 0 | 0 | 0 | 0.5
57223_G_S009B | WECC_SCE | California | 6 | San Bernardino | 71 | 57223 | S009B | Solar Photovoltaic Project #09 | 0 | 2011 | 9999 | Solar PV | [5 empty] | Non-Fossil | G | 2025 | Solar |  | 0 | 0 | 0 | 0 | 0 | 0 | 0 | 0 | 0 | 0 | 0 | 0 | 0 | 0 | 0 | 0 | 0.21038 | 0.39031 | 0.60496 | 1.2056 | 0 | 0 | 0 | 0 | 0 | 0 | 0 | 0 | 0 | 0 | 0 | 0 | 0 | 0 | 0 | 0 | 0 | 0 | 0 | 0 | 0.018064 | 0 | 0 | 0 | 0 | 0 | 0 | 0 | 0 | 0 | 0.5
57223_G_S009A | WECC_SCE | California | 6 | San Bernardino | 71 | 57223 | S009A | Solar Photovoltaic Project #09 | 0 | 2011 | 9999 | Solar PV | [5 empty] | Non-Fossil | G | 2025 | Solar |  | 0 | 0 | 0 | 0 | 0 | 0 | 0 | 0 | 0 | 0 | 0 | 0 | 0 | 0 | 0 | 0 | 0.21038 | 0.39031 | 0.60496 | 1.2056 | 0 | 0 | 0 | 0 | 0 | 0 | 0 | 0 | 0 | 0 | 0 | 0 | 0 | 0 | 0 | 0 | 0 | 0 | 0 | 0 | 0.018064 | 0 | 0 | 0 | 0 | 0 | 0 | 0 | 0 | 0 | 0.5
57222_G_S008D | WECC_SCE | California | 6 | San Bernardino | 71 | 57222 | S008D | Solar Photovoltaic Project #08 | 0 | 2011 | 9999 | Solar PV | [5 empty] | Non-Fossil | G | 2025 | Solar |  | 0 | 0 | 0 | 0 | 0 | 0 | 0 | 0 | 0 | 0 | 0 | 0 | 0 | 0 | 0 | 0 | 0.21038 | 0.39031 | 0.60496 | 1.2056 | 0 | 0 | 0 | 0 | 0 | 0 | 0 | 0 | 0 | 0 | 0 | 0 | 0 | 0 | 0 | 0 | 0 | 0 | 0 | 0 | 0.018064 | 0 | 0 | 0 | 0 | 0 | 0 | 0 | 0 | 0 | 0.5
57222_G_S008C | WECC_SCE | California | 6 | San Bernardino | 71 | 57222 | S008C | Solar Photovoltaic Project #08 | 0 | 2011 | 9999 | Solar PV | [5 empty] | Non-Fossil | G | 2025 | Solar |  | 0 | 0 | 0 | 0 | 0 | 0 | 0 | 0 | 0 | 0 | 0 | 0 | 0 | 0 | 0 | 0 | 0.21038 | 0.39031 | 0.60496 | 1.2056 | 0 | 0 | 0 | 0 | 0 | 0 | 0 | 0 | 0 | 0 | 0 | 0 | 0 | 0 | 0 | 0 | 0 | 0 | 0 | 0 | 0.018064 | 0 | 0 | 0 | 0 | 0 | 0 | 0 | 0 | 0 | 0.5
57222_G_S008B | WECC_SCE | California | 6 | San Bernardino | 71 | 57222 | S008B | Solar Photovoltaic Project #08 | 0 | 2011 | 9999 | Solar PV | [5 empty] | Non-Fossil | G | 2025 | Solar |  | 0 | 0 | 0 | 0 | 0 | 0 | 0 | 0 | 0 | 0 | 0 | 0 | 0 | 0 | 0 | 0 | 0.21038 | 0.39031 | 0.60496 | 1.2056 | 0 | 0 | 0 | 0 | 0 | 0 | 0 | 0 | 0 | 0 | 0 | 0 | 0 | 0 | 0 | 0 | 0 | 0 | 0 | 0 | 0.018064 | 0 | 0 | 0 | 0 | 0 | 0 | 0 | 0 | 0 | 0.5
57222_G_S008A | WECC_SCE | California | 6 | San Bernardino | 71 | 57222 | S008A | Solar Photovoltaic Project #08 | 0 | 2011 | 9999 | Solar PV | [5 empty] | Non-Fossil | G | 2025 | Solar |  | 0 | 0 | 0 | 0 | 0 | 0 | 0 | 0 | 0 | 0 | 0 | 0 | 0 | 0 | 0 | 0 | 0.21038 | 0.39031 | 0.60496 | 1.2056 | 0 | 0 | 0 | 0 | 0 | 0 | 0 | 0 | 0 | 0 | 0 | 0 | 0 | 0 | 0 | 0 | 0 | 0 | 0 | 0 | 0.018064 | 0 | 0 | 0 | 0 | 0 | 0 | 0 | 0 | 0 | 0.5
57221_G_S007E | WECC_SCE | California | 6 | San Bernardino | 71 | 57221 | S007E | Solar Photovoltaic Project #07 | 0 | 2012 | 9999 | Solar PV | [5 empty] | Non-Fossil | G | 2025 | Solar |  | 0 | 0 | 0 | 0 | 0 | 0 | 0 | 0 | 0 | 0 | 0 | 0 | 0 | 0 | 0 | 0 | 0.21038 | 0.39031 | 0.60496 | 1.2056 | 0 | 0 | 0 | 0 | 0 | 0 | 0 | 0 | 0 | 0 | 0 | 0 | 0 | 0 | 0 | 0 | 0 | 0 | 0 | 0 | 0.018064 | 0 | 0 | 0 | 0 | 0 | 0 | 0 | 0 | 0 | 0.5
57221_G_S007D | WECC_SCE | California | 6 | San Bernardino | 71 | 57221 | S007D | Solar Photovoltaic Project #07 | 0 | 2012 | 9999 | Solar PV | [5 empty] | Non-Fossil | G | 2025 | Solar |  | 0 | 0 | 0 | 0 | 0 | 0 | 0 | 0 | 0 | 0 | 0 | 0 | 0 | 0 | 0 | 0 | 0.21038 | 0.39031 | 0.60496 | 1.2056 | 0 | 0 | 0 | 0 | 0 | 0 | 0 | 0 | 0 | 0 | 0 | 0 | 0 | 0 | 0 | 0 | 0 | 0 | 0 | 0 | 0.018064 | 0 | 0 | 0 | 0 | 0 | 0 | 0 | 0 | 0 | 0.5
57221_G_S007C | WECC_SCE | California | 6 | San Bernardino | 71 | 57221 | S007C | Solar Photovoltaic Project #07 | 0 | 2012 | 9999 | Solar PV | [5 empty] | Non-Fossil | G | 2025 | Solar |  | 0 | 0 | 0 | 0 | 0 | 0 | 0 | 0 | 0 | 0 | 0 | 0 | 0 | 0 | 0 | 0 | 0.21038 | 0.39031 | 0.60496 | 1.2056 | 0 | 0 | 0 | 0 | 0 | 0 | 0 | 0 | 0 | 0 | 0 | 0 | 0 | 0 | 0 | 0 | 0 | 0 | 0 | 0 | 0.018064 | 0 | 0 | 0 | 0 | 0 | 0 | 0 | 0 | 0 | 0.5
57221_G_S007B | WECC_SCE | California | 6 | San Bernardino | 71 | 57221 | S007B | Solar Photovoltaic Project #07 | 0 | 2012 | 9999 | Solar PV | [5 empty] | Non-Fossil | G | 2025 | Solar |  | 0 | 0 | 0 | 0 | 0 | 0 | 0 | 0 | 0 | 0 | 0 | 0 | 0 | 0 | 0 | 0 | 0.21038 | 0.39031 | 0.60496 | 1.2056 | 0 | 0 | 0 | 0 | 0 | 0 | 0 | 0 | 0 | 0 | 0 | 0 | 0 | 0 | 0 | 0 | 0 | 0 | 0 | 0 | 0.018064 | 0 | 0 | 0 | 0 | 0 | 0 | 0 | 0 | 0 | 0.5
57221_G_S007A | WECC_SCE | California | 6 | San Bernardino | 71 | 57221 | S007A | Solar Photovoltaic Project #07 | 0 | 2012 | 9999 | Solar PV | [5 empty] | Non-Fossil | G | 2025 | Solar |  | 0 | 0 | 0 | 0 | 0 | 0 | 0 | 0 | 0 | 0 | 0 | 0 | 0 | 0 | 0 | 0 | 0.21038 | 0.39031 | 0.60496 | 1.2056 | 0 | 0 | 0 | 0 | 0 | 0 | 0 | 0 | 0 | 0 | 0 | 0 | 0 | 0 | 0 | 0 | 0 | 0 | 0 | 0 | 0.018064 | 0 | 0 | 0 | 0 | 0 | 0 | 0 | 0 | 0 | 0.5
57220_G_S006D | WECC_SCE | California | 6 | San Bernardino | 71 | 57220 | S006D | Solar Photovoltaic Project #06 | 0 | 2011 | 9999 | Solar PV | [5 empty] | Non-Fossil | G | 2025 | Solar |  | 0 | 0 | 0 | 0 | 0 | 0 | 0 | 0 | 0 | 0 | 0 | 0 | 0 | 0 | 0 | 0 | 0.21038 | 0.39031 | 0.60496 | 1.2056 | 0 | 0 | 0 | 0 | 0 | 0 | 0 | 0 | 0 | 0 | 0 | 0 | 0 | 0 | 0 | 0 | 0 | 0 | 0 | 0 | 0.018064 | 0 | 0 | 0 | 0 | 0 | 0 | 0 | 0 | 0 | 0.5
57220_G_S006C | WECC_SCE | California | 6 | San Bernardino | 71 | 57220 | S006C | Solar Photovoltaic Project #06 | 0 | 2011 | 9999 | Solar PV | [5 empty] | Non-Fossil | G | 2025 | Solar |  | 0 | 0 | 0 | 0 | 0 | 0 | 0 | 0 | 0 | 0 | 0 | 0 | 0 | 0 | 0 | 0 | 0.21038 | 0.39031 | 0.60496 | 1.2056 | 0 | 0 | 0 | 0 | 0 | 0 | 0 | 0 | 0 | 0 | 0 | 0 | 0 | 0 | 0 | 0 | 0 | 0 | 0 | 0 | 0.018064 | 0 | 0 | 0 | 0 | 0 | 0 | 0 | 0 | 0 | 0.5
57220_G_S006B | WECC_SCE | California | 6 | San Bernardino | 71 | 57220 | S006B | Solar Photovoltaic Project #06 | 0 | 2011 | 9999 | Solar PV | [5 empty] | Non-Fossil | G | 2025 | Solar |  | 0 | 0 | 0 | 0 | 0 | 0 | 0 | 0 | 0 | 0 | 0 | 0 | 0 | 0 | 0 | 0 | 0.21038 | 0.39031 | 0.60496 | 1.2056 | 0 | 0 | 0 | 0 | 0 | 0 | 0 | 0 | 0 | 0 | 0 | 0 | 0 | 0 | 0 | 0 | 0 | 0 | 0 | 0 | 0.018064 | 0 | 0 | 0 | 0 | 0 | 0 | 0 | 0 | 0 | 0.5
57220_G_S006A | WECC_SCE | California | 6 | San Bernardino | 71 | 57220 | S006A | Solar Photovoltaic Project #06 | 0 | 2011 | 9999 | Solar PV | [5 empty] | Non-Fossil | G | 2025 | Solar |  | 0 | 0 | 0 | 0 | 0 | 0 | 0 | 0 | 0 | 0 | 0 | 0 | 0 | 0 | 0 | 0 | 0.21038 | 0.39031 | 0.60496 | 1.2056 | 0 | 0 | 0 | 0 | 0 | 0 | 0 | 0 | 0 | 0 | 0 | 0 | 0 | 0 | 0 | 0 | 0 | 0 | 0 | 0 | 0.018064 | 0 | 0 | 0 | 0 | 0 | 0 | 0 | 0 | 0 | 0.5
57219_G_S005E | WECC_SCE | California | 6 | San Bernardino | 71 | 57219 | S005E | Solar Photovoltaic Project #05 | 0 | 2012 | 9999 | Solar PV | [5 empty] | Non-Fossil | G | 2025 | Solar |  | 0 | 0 | 0 | 0 | 0 | 0 | 0 | 0 | 0 | 0 | 0 | 0 | 0 | 0 | 0 | 0 | 0.21038 | 0.39031 | 0.60496 | 1.2056 | 0 | 0 | 0 | 0 | 0 | 0 | 0 | 0 | 0 | 0 | 0 | 0 | 0 | 0 | 0 | 0 | 0 | 0 | 0 | 0 | 0.018064 | 0 | 0 | 0 | 0 | 0 | 0 | 0 | 0 | 0 | 0.5
57219_G_S005D | WECC_SCE | California | 6 | San Bernardino | 71 | 57219 | S005D | Solar Photovoltaic Project #05 | 0 | 2012 | 9999 | Solar PV | [5 empty] | Non-Fossil | G | 2025 | Solar |  | 0 | 0 | 0 | 0 | 0 | 0 | 0 | 0 | 0 | 0 | 0 | 0 | 0 | 0 | 0 | 0 | 0.21038 | 0.39031 | 0.60496 | 1.2056 | 0 | 0 | 0 | 0 | 0 | 0 | 0 | 0 | 0 | 0 | 0 | 0 | 0 | 0 | 0 | 0 | 0 | 0 | 0 | 0 | 0.018064 | 0 | 0 | 0 | 0 | 0 | 0 | 0 | 0 | 0 | 0.5
57219_G_S005C | WECC_SCE | California | 6 | San Bernardino | 71 | 57219 | S005C | Solar Photovoltaic Project #05 | 0 | 2012 | 9999 | Solar PV | [5 empty] | Non-Fossil | G | 2025 | Solar |  | 0 | 0 | 0 | 0 | 0 | 0 | 0 | 0 | 0 | 0 | 0 | 0 | 0 | 0 | 0 | 0 | 0.21038 | 0.39031 | 0.60496 | 1.2056 | 0 | 0 | 0 | 0 | 0 | 0 | 0 | 0 | 0 | 0 | 0 | 0 | 0 | 0 | 0 | 0 | 0 | 0 | 0 | 0 | 0.018064 | 0 | 0 | 0 | 0 | 0 | 0 | 0 | 0 | 0 | 0.5
57219_G_S005B | WECC_SCE | California | 6 | San Bernardino | 71 | 57219 | S005B | Solar Photovoltaic Project #05 | 0 | 2012 | 9999 | Solar PV | [5 empty] | Non-Fossil | G | 2025 | Solar |  | 0 | 0 | 0 | 0 | 0 | 0 | 0 | 0 | 0 | 0 | 0 | 0 | 0 | 0 | 0 | 0 | 0.21038 | 0.39031 | 0.60496 | 1.2056 | 0 | 0 | 0 | 0 | 0 | 0 | 0 | 0 | 0 | 0 | 0 | 0 | 0 | 0 | 0 | 0 | 0 | 0 | 0 | 0 | 0.018064 | 0 | 0 | 0 | 0 | 0 | 0 | 0 | 0 | 0 | 0.5
57219_G_S005A | WECC_SCE | California | 6 | San Bernardino | 71 | 57219 | S005A | Solar Photovoltaic Project #05 | 0 | 2012 | 9999 | Solar PV | [5 empty] | Non-Fossil | G | 2025 | Solar |  | 0 | 0 | 0 | 0 | 0 | 0 | 0 | 0 | 0 | 0 | 0 | 0 | 0 | 0 | 0 | 0 | 0.21038 | 0.39031 | 0.60496 | 1.2056 | 0 | 0 | 0 | 0 | 0 | 0 | 0 | 0 | 0 | 0 | 0 | 0 | 0 | 0 | 0 | 0 | 0 | 0 | 0 | 0 | 0.018064 | 0 | 0 | 0 | 0 | 0 | 0 | 0 | 0 | 0 | 0.5
57217_G_S003B | WECC_SCE | California | 6 | San Bernardino | 71 | 57217 | S003B | Solar Photovoltaic Project #03 | 0 | 2011 | 9999 | Solar PV | [5 empty] | Non-Fossil | G | 2025 | Solar |  | 0 | 0 | 0 | 0 | 0 | 0 | 0 | 0 | 0 | 0 | 0 | 0 | 0 | 0 | 0 | 0 | 0.21038 | 0.39031 | 0.60496 | 1.2056 | 0 | 0 | 0 | 0 | 0 | 0 | 0 | 0 | 0 | 0 | 0 | 0 | 0 | 0 | 0 | 0 | 0 | 0 | 0 | 0 | 0.018064 | 0 | 0 | 0 | 0 | 0 | 0 | 0 | 0 | 0 | 0.5
57217_G_S003A | WECC_SCE | California | 6 | San Bernardino | 71 | 57217 | S003A | Solar Photovoltaic Project #03 | 0 | 2011 | 9999 | Solar PV | [5 empty] | Non-Fossil | G | 2025 | Solar |  | 0 | 0 | 0 | 0 | 0 | 0 | 0 | 0 | 0 | 0 | 0 | 0 | 0 | 0 | 0 | 0 | 0.21038 | 0.39031 | 0.60496 | 1.2056 | 0 | 0 | 0 | 0 | 0 | 0 | 0 | 0 | 0 | 0 | 0 | 0 | 0 | 0 | 0 | 0 | 0 | 0 | 0 | 0 | 0.018064 | 0 | 0 | 0 | 0 | 0 | 0 | 0 | 0 | 0 | 0.5
57216_G_3 | PJM_WMAC | Pennsylvania | 42 | Northampton | 95 | 57216 | 3 | Crayola Solar Project | 0 | 2012 | 9999 | Solar PV | [5 empty] | Non-Fossil | G | 2025 | Solar |  | 0 | 0 | 0 | 0 | 0 | 0 | 0 | 0 | 0 | 0 | 0 | 0 | 0 | 0 | 0 | 0 | 0.18039 | 0.39036 | 0.62124 | 1.192 | 0 | 0 | 0 | 0 | 0 | 0 | 0 | 0 | 0 | 0 | 0 | 0 | 0 | 0 | 0 | 0 | 0 | 0 | 0 | 0 | 0.022388 | 0 | 0 | 0 | 0 | 0 | 0 | 0 | 0 | 0 | 0.8
57216_G_2 | PJM_WMAC | Pennsylvania | 42 | Northampton | 95 | 57216 | 2 | Crayola Solar Project | 0 | 2011 | 9999 | Solar PV | [5 empty] | Non-Fossil | G | 2025 | Solar |  | 0 | 0 | 0 | 0 | 0 | 0 | 0 | 0 | 0 | 0 | 0 | 0 | 0 | 0 | 0 | 0 | 0.22549 | 0.48795 | 0.77655 | 1.49 | 0 | 0 | 0 | 0 | 0 | 0 | 0 | 0 | 0 | 0 | 0 | 0 | 0 | 0 | 0 | 0 | 0 | 0 | 0 | 0 | 0.027985 | 0 | 0 | 0 | 0 | 0 | 0 | 0 | 0 | 0 | 1
57216_G_1 | PJM_WMAC | Pennsylvania | 42 | Northampton | 95 | 57216 | 1 | Crayola Solar Project | 0 | 2010 | 9999 | Solar PV | [5 empty] | Non-Fossil | G | 2025 | Solar |  | 0 | 0 | 0 | 0 | 0 | 0 | 0 | 0 | 0 | 0 | 0 | 0 | 0 | 0 | 0 | 0 | 0.22549 | 0.48795 | 0.77655 | 1.49 | 0 | 0 | 0 | 0 | 0 | 0 | 0 | 0 | 0 | 0 | 0 | 0 | 0 | 0 | 0 | 0 | 0 | 0 | 0 | 0 | 0.027985 | 0 | 0 | 0 | 0 | 0 | 0 | 0 | 0 | 0 | 1
57214_G_SK4 | MIS_MIDA | Iowa | 19 | Bremer | 17 | 57214 | SK4 | Waverly Community Wind Project | 0 | 2001 | 9999 | Onshore Wind | [5 empty] | Non-Fossil | G | 2025 | Wind |  | 0 | 0 | 0 | 0 | 0 | 0 | 0 | 0 | 0 | 0 | 0 | 0 | 0 | 0 | 0 | 0 | 0.74887 | 1.069 | 0.85805 | 2.6759 | 0 | 0 | 0 | 0 | 0 | 0 | 0 | 0 | 0 | 0 | 0 | 0 | 0 | 0 | 0 | 0 | 0 | 0 | 0 | 0 | 0.025359 | 0 | 0 | 0 | 0 | 0 | 0 | 0 | 0 | 0 | 0.9
57214_G_CAN2 | MIS_MIDA | Iowa | 19 | Bremer | 17 | 57214 | CAN2 | Waverly Community Wind Project | 0 | 2012 | 9999 | Onshore Wind | [5 empty] | Non-Fossil | G | 2025 | Wind |  | 0 | 0 | 0 | 0 | 0 | 0 | 0 | 0 | 0 | 0 | 0 | 0 | 0 | 0 | 0 | 0 | 0.74887 | 1.069 | 0.85805 | 2.6759 | 0 | 0 | 0 | 0 | 0 | 0 | 0 | 0 | 0 | 0 | 0 | 0 | 0 | 0 | 0 | 0 | 0 | 0 | 0 | 0 | 0.025359 | 0 | 0 | 0 | 0 | 0 | 0 | 0 | 0 | 0 | 0.9
57214_G_CAN1 | MIS_MIDA | Iowa | 19 | Bremer | 17 | 57214 | CAN1 | Waverly Community Wind Project | 0 | 2009 | 9999 | Onshore Wind | [5 empty] | Non-Fossil | G | 2025 | Wind |  | 0 | 0 | 0 | 0 | 0 | 0 | 0 | 0 | 0 | 0 | 0 | 0 | 0 | 0 | 0 | 0 | 0.74887 | 1.069 | 0.85805 | 2.6759 | 0 | 0 | 0 | 0 | 0 | 0 | 0 | 0 | 0 | 0 | 0 | 0 | 0 | 0 | 0 | 0 | 0 | 0 | 0 | 0 | 0.025359 | 0 | 0 | 0 | 0 | 0 | 0 | 0 | 0 | 0 | 0.9
57213_G_201 | WECC_NNV | Nevada | 32 | Churchill | 1 | 57213 | 201 | ENEL Salt Wells LLC | 9771 | 2009 | 9999 | Geothermal | [5 empty] | Non-Fossil | G | 2025 | Geothermal |  | 0.17686 | 0.23573 | 0.27358 | 0.68617 | 0 | 0 | 0 | 0 | 0 | 0 | 0 | 0 | 0 | 0 | 0 | 0 | 18.1009 | 24.1259 | 27.9987 | 70.2255 | 0 | 0 | 0 | 0 | 0.00032281 | 0.00043026 | 0.00049933 | 0.0012524 | 0 | 0 | 0 | 0 | 0 | 0 | 0 | 0 | 0 | 0 | 0 | 0 | 0.9444 | 0.099374 | 0.13245 | 0.15371 | 0.38554 | 0 | 0 | 0 | 0 | 0 | 10.1
57213_G_101 | WECC_NNV | Nevada | 32 | Churchill | 1 | 57213 | 101 | ENEL Salt Wells LLC | 9771 | 2009 | 9999 | Geothermal | [5 empty] | Non-Fossil | G | 2025 | Geothermal |  | 0.17686 | 0.23573 | 0.27358 | 0.68617 | 0 | 0 | 0 | 0 | 0 | 0 | 0 | 0 | 0 | 0 | 0 | 0 | 18.1009 | 24.1259 | 27.9987 | 70.2255 | 0 | 0 | 0 | 0 | 0.00032281 | 0.00043026 | 0.00049933 | 0.0012524 | 0 | 0 | 0 | 0 | 0 | 0 | 0 | 0 | 0 | 0 | 0 | 0 | 0.9444 | 0.099374 | 0.13245 | 0.15371 | 0.38554 | 0 | 0 | 0 | 0 | 0 | 10.1
57212_G_1 | ERC_REST | Texas | 48 | San Patricio | 409 | 57212 | 1 | EC&R Papalote Creek II LLC | 0 | 2010 | 9999 | Onshore Wind | [5 empty] | Non-Fossil | G | 2025 | Wind |  | 0 | 0 | 0 | 0 | 0 | 0 | 0 | 0 | 0 | 0 | 0 | 0 | 0 | 0 | 0 | 0 | 143.7008 | 206.9736 | 246.9488 | 597.6232 | 0 | 0 | 0 | 0 | 0 | 0 | 0 | 0 | 0 | 0 | 0 | 0 | 0 | 0 | 0 | 0 | 0 | 0 | 0 | 0 | 5.6382 | 0 | 0 | 0 | 0 | 0 | 0 | 0 | 0 | 0 | 200.1
57211_G_1 | WECC_ID | Idaho | 16 | Bonneville | 19 | 57211 | 1 | Goshen Phase II | 0 | 2010 | 9999 | Onshore Wind | [5 empty] | Non-Fossil | G | 2025 | Wind |  | 0 | 0 | 0 | 0 | 0 | 0 | 0 | 0 | 0 | 0 | 0 | 0 | 0 | 0 | 0 | 0 | 84.657 | 125.6775 | 115.5177 | 325.8523 | 0 | 0 | 0 | 0 | 0 | 0 | 0 | 0 | 0 | 0 | 0 | 0 | 0 | 0 | 0 | 0 | 0 | 0 | 0 | 0 | 4.531 | 0 | 0 | 0 | 0 | 0 | 0 | 0 | 0 | 0 | 124.5
57210_G_1 | WECC_CO | Colorado | 8 | Weld | 123 | 57210 | 1 | Cedar Creek II | 0 | 2011 | 9999 | Onshore Wind | [5 empty] | Non-Fossil | G | 2025 | Wind |  | 0 | 0 | 0 | 0 | 0 | 0 | 0 | 0 | 0 | 0 | 0 | 0 | 0 | 0 | 0 | 0 | 214.902 | 271.7564 | 258.9927 | 745.651 | 0 | 0 | 0 | 0 | 0 | 0 | 0 | 0 | 0 | 0 | 0 | 0 | 0 | 0 | 0 | 0 | 0 | 0 | 0 | 0 | 6.9896 | 0 | 0 | 0 | 0 | 0 | 0 | 0 | 0 | 0 | 248.0621
57208_G_4 | MIS_MNWI | Minnesota | 27 | Dakota | 37 | 57208 | 4 | Thomson Reuters Data Center Bldg H | 14397 | 2007 | 9999 | Combustion Turbine | [5 empty] | Fossil | G | 2025 | Oil |  | 0 | 0 | 0 | 0 | 0 | 0 | 0 | 0 | 0 | 0 | 0 | 0 | 0 | 0 | 0 | 0 | 0 | 0 | 0 | 0 | 0 | 0 | 0 | 0 | 0 | 0 | 0 | 0 | 0 | 0 | 0 | 0 | 0 | 0 | 0 | 0 | 0 | 0 | 0 | 0 | 0.01122 | 0 | 0 | 0 | 0 | 0 | 0 | 0 | 0 | 0 | 0.6
57208_G_3 | MIS_MNWI | Minnesota | 27 | Dakota | 37 | 57208 | 3 | Thomson Reuters Data Center Bldg H | 14397 | 2007 | 9999 | Combustion Turbine | [5 empty] | Fossil | G | 2025 | Oil |  | 0 | 0 | 0 | 0 | 0 | 0 | 0 | 0 | 0 | 0 | 0 | 0 | 0 | 0 | 0 | 0 | 0 | 0 | 0 | 0 | 0 | 0 | 0 | 0 | 0 | 0 | 0 | 0 | 0 | 0 | 0 | 0 | 0 | 0 | 0 | 0 | 0 | 0 | 0 | 0 | 0.01122 | 0 | 0 | 0 | 0 | 0 | 0 | 0 | 0 | 0 | 0.6
57208_G_2 | MIS_MNWI | Minnesota | 27 | Dakota | 37 | 57208 | 2 | Thomson Reuters Data Center Bldg H | 14397 | 2007 | 9999 | Combustion Turbine | [5 empty] | Fossil | G | 2025 | Oil |  | 0 | 0 | 0 | 0 | 0 | 0 | 0 | 0 | 0 | 0 | 0 | 0 | 0 | 0 | 0 | 0 | 0 | 0 | 0 | 0 | 0 | 0 | 0 | 0 | 0 | 0 | 0 | 0 | 0 | 0 | 0 | 0 | 0 | 0 | 0 | 0 | 0 | 0 | 0 | 0 | 0.01122 | 0 | 0 | 0 | 0 | 0 | 0 | 0 | 0 | 0 | 0.6
57208_G_1 | MIS_MNWI | Minnesota | 27 | Dakota | 37 | 57208 | 1 | Thomson Reuters Data Center Bldg H | 14397 | 2007 | 9999 | Combustion Turbine | [5 empty] | Fossil | G | 2025 | Oil |  | 0 | 0 | 0 | 0 | 0 | 0 | 0 | 0 | 0 | 0 | 0 | 0 | 0 | 0 | 0 | 0 | 0 | 0 | 0 | 0 | 0 | 0 | 0 | 0 | 0 | 0 | 0 | 0 | 0 | 0 | 0 | 0 | 0 | 0 | 0 | 0 | 0 | 0 | 0 | 0 | 0.01122 | 0 | 0 | 0 | 0 | 0 | 0 | 0 | 0 | 0 | 0.6
57207_G_1 | MIS_MNWI | Minnesota | 27 | Dakota | 37 | 57207 | 1 | Thomson Reuters Data Center Bldg ES101 | 14397 | 2009 | 9999 | Combustion Turbine | [5 empty] | Fossil | G | 2025 | Oil |  | 0 | 0 | 0 | 0 | 0 | 0 | 0 | 0 | 0 | 0 | 0 | 0 | 0 | 0 | 0 | 0 | 0 | 0 | 0 | 0 | 0 | 0 | 0 | 0 | 0 | 0 | 0 | 0 | 0 | 0 | 0 | 0 | 0 | 0 | 0 | 0 | 0 | 0 | 0 | 0 | 0.01122 | 0 | 0 | 0 | 0 | 0 | 0 | 0 | 0 | 0 | 0.6
57205_G_PV06 | WECC_SNV | Nevada | 32 | Clark | 3 | 57205 | PV06 | CM48 | 0 | 2010 | 9999 | Solar PV | [5 empty] | Non-Fossil | G | 2025 | Solar |  | 0 | 0 | 0 | 0 | 0 | 0 | 0 | 0 | 0 | 0 | 0 | 0 | 0 | 0 | 0 | 0 | 4.3082 | 7.7805 | 11.4076 | 23.4963 | 0 | 0 | 0 | 0 | 0 | 0 | 0 | 0 | 0 | 0 | 0 | 0 | 0 | 0 | 0 | 0 | 0 | 0 | 0 | 0 | 0.31829 | 0 | 0 | 0 | 0 | 0 | 0 | 0 | 0 | 0 | 10
57205_G_PV05 | WECC_SNV | Nevada | 32 | Clark | 3 | 57205 | PV05 | CM48 | 0 | 2010 | 9999 | Solar PV | [5 empty] | Non-Fossil | G | 2025 | Solar |  | 0 | 0 | 0 | 0 | 0 | 0 | 0 | 0 | 0 | 0 | 0 | 0 | 0 | 0 | 0 | 0 | 4.3082 | 7.7805 | 11.4076 | 23.4963 | 0 | 0 | 0 | 0 | 0 | 0 | 0 | 0 | 0 | 0 | 0 | 0 | 0 | 0 | 0 | 0 | 0 | 0 | 0 | 0 | 0.31829 | 0 | 0 | 0 | 0 | 0 | 0 | 0 | 0 | 0 | 10
57205_G_PV04 | WECC_SNV | Nevada | 32 | Clark | 3 | 57205 | PV04 | CM48 | 0 | 2010 | 9999 | Solar PV | [5 empty] | Non-Fossil | G | 2025 | Solar |  | 0 | 0 | 0 | 0 | 0 | 0 | 0 | 0 | 0 | 0 | 0 | 0 | 0 | 0 | 0 | 0 | 4.3082 | 7.7805 | 11.4076 | 23.4963 | 0 | 0 | 0 | 0 | 0 | 0 | 0 | 0 | 0 | 0 | 0 | 0 | 0 | 0 | 0 | 0 | 0 | 0 | 0 | 0 | 0.31829 | 0 | 0 | 0 | 0 | 0 | 0 | 0 | 0 | 0 | 10
57205_G_PV03 | WECC_SNV | Nevada | 32 | Clark | 3 | 57205 | PV03 | CM48 | 0 | 2010 | 9999 | Solar PV | [5 empty] | Non-Fossil | G | 2025 | Solar |  | 0 | 0 | 0 | 0 | 0 | 0 | 0 | 0 | 0 | 0 | 0 | 0 | 0 | 0 | 0 | 0 | 4.3082 | 7.7805 | 11.4076 | 23.4963 | 0 | 0 | 0 | 0 | 0 | 0 | 0 | 0 | 0 | 0 | 0 | 0 | 0 | 0 | 0 | 0 | 0 | 0 | 0 | 0 | 0.31829 | 0 | 0 | 0 | 0 | 0 | 0 | 0 | 0 | 0 | 10
57205_G_PV02 | WECC_SNV | Nevada | 32 | Clark | 3 | 57205 | PV02 | CM48 | 0 | 2010 | 9999 | Solar PV | [5 empty] | Non-Fossil | G | 2025 | Solar |  | 0 | 0 | 0 | 0 | 0 | 0 | 0 | 0 | 0 | 0 | 0 | 0 | 0 | 0 | 0 | 0 | 3.4466 | 6.2244 | 9.1261 | 18.7971 | 0 | 0 | 0 | 0 | 0 | 0 | 0 | 0 | 0 | 0 | 0 | 0 | 0 | 0 | 0 | 0 | 0 | 0 | 0 | 0 | 0.25463 | 0 | 0 | 0 | 0 | 0 | 0 | 0 | 0 | 0 | 8
57204_G_1 | PJM_EMAC | New Jersey | 34 | Warren | 41 | 57204 | 1 | PSEG Hackettstown | 0 | 2009 | 9999 | Solar PV | [5 empty] | Non-Fossil | G | 2025 | Solar |  | 0 | 0 | 0 | 0 | 0 | 0 | 0 | 0 | 0 | 0 | 0 | 0 | 0 | 0 | 0 | 0 | 0.46553 | 1.005 | 1.5969 | 3.0674 | 0 | 0 | 0 | 0 | 0 | 0 | 0 | 0 | 0 | 0 | 0 | 0 | 0 | 0 | 0 | 0 | 0 | 0 | 0 | 0 | 0.0773 | 0 | 0 | 0 | 0 | 0 | 0 | 0 | 0 | 0 | 2.143
57203_G_1 | PJM_West | Ohio | 39 | Wyandot | 175 | 57203 | 1 | Wyandot Solar Farm | 0 | 2010 | 9999 | Solar PV | [5 empty] | Non-Fossil | G | 2025 | Solar |  | 0 | 0 | 0 | 0 | 0 | 0 | 0 | 0 | 0 | 0 | 0 | 0 | 0 | 0 | 0 | 0 | 2.0962 | 4.7161 | 7.731 | 14.5432 | 0 | 0 | 0 | 0 | 0 | 0 | 0 | 0 | 0 | 0 | 0 | 0 | 0 | 0 | 0 | 0 | 0 | 0 | 0 | 0 | 0.27985 | 0 | 0 | 0 | 0 | 0 | 0 | 0 | 0 | 0 | 10
57202_G_1 | FRCC | Florida | 12 | Duval | 31 | 57202 | 1 | Jacksonville Solar | 0 | 2010 | 9999 | Solar PV | [5 empty] | Non-Fossil | G | 2025 | Solar |  | 0 | 0 | 0 | 0 | 0 | 0 | 0 | 0 | 0 | 0 | 0 | 0 | 0 | 0 | 0 | 0 | 3.9714 | 7.1607 | 10.1966 | 21.3286 | 0 | 0 | 0 | 0 | 0 | 0 | 0 | 0 | 0 | 0 | 0 | 0 | 0 | 0 | 0 | 0 | 0 | 0 | 0 | 0 | 0.34982 | 0 | 0 | 0 | 0 | 0 | 0 | 0 | 0 | 0 | 12.5
57201_G_S2.3 | WEC_CALN | California | 6 | Solano | 95 | 57201 | S2.3 | FPL Energy Montezuma Winds LLC | 0 | 2010 | 9999 | Onshore Wind | [5 empty] | Non-Fossil | G | 2025 | Wind |  | 0 | 0 | 0 | 0 | 0 | 0 | 0 | 0 | 0 | 0 | 0 | 0 | 0 | 0 | 0 | 0 | 11.9243 | 23.6181 | 64.4387 | 99.9811 | 0 | 0 | 0 | 0 | 0 | 0 | 0 | 0 | 0 | 0 | 0 | 0 | 0 | 0 | 0 | 0 | 0 | 0 | 0 | 0 | 1.0369 | 0 | 0 | 0 | 0 | 0 | 0 | 0 | 0 | 0 | 36.8
57200_G_1 | S_VACA | North Carolina | 37 | Cleveland | 45 | 57200 | 1 | Shelby Solar Energy Generation Facility | 0 | 2010 | 9999 | Solar PV | [5 empty] | Non-Fossil | G | 2025 | Solar |  | 0 | 0 | 0 | 0 | 0 | 0 | 0 | 0 | 0 | 0 | 0 | 0 | 0 | 0 | 0 | 0 | 0.30318 | 0.53778 | 0.89684 | 1.7378 | 0 | 0 | 0 | 0 | 0 | 0 | 0 | 0 | 0 | 0 | 0 | 0 | 0 | 0 | 0 | 0 | 0 | 0 | 0 | 0 | 0.027969 | 0 | 0 | 0 | 0 | 0 | 0 | 0 | 0 | 0 | 0.9994
57199_G_1 | MIS_WUMS | Wisconsin | 55 | Columbia | 21 | 57199 | 1 | Glacier Hills | 0 | 2011 | 9999 | Onshore Wind | [5 empty] | Non-Fossil | G | 2025 | Wind |  | 0 | 0 | 0 | 0 | 0 | 0 | 0 | 0 | 0 | 0 | 0 | 0 | 0 | 0 | 0 | 0 | 39.231 | 52.6402 | 40.553 | 132.4242 | 0 | 0 | 0 | 0 | 0 | 0 | 0 | 0 | 0 | 0 | 0 | 0 | 0 | 0 | 0 | 0 | 0 | 0 | 0 | 0 | 0.78895 | 0 | 0 | 0 | 0 | 0 | 0 | 0 | 0 | 0 | 28
57198_G_1 | MIS_MNWI | Minnesota | 27 | Freeborn | 47 | 57198 | 1 | Bent Tree Wind Farm Phase 1 | 0 | 2011 | 9999 | Onshore Wind | [5 empty] | Non-Fossil | G | 2025 | Wind |  | 0 | 0 | 0 | 0 | 0 | 0 | 0 | 0 | 0 | 0 | 0 | 0 | 0 | 0 | 0 | 0 | 172.1332 | 236.8334 | 197.8341 | 606.8006 | 0 | 0 | 0 | 0 | 0 | 0 | 0 | 0 | 0 | 0 | 0 | 0 | 0 | 0 | 0 | 0 | 0 | 0 | 0 | 0 | 5.672 | 0 | 0 | 0 | 0 | 0 | 0 | 0 | 0 | 0 | 201.3
57197_G_1 | ERC_REST | Texas | 48 | Bexar | 29 | 57197 | 1 | Blue Wing Solar Energy Generation | 0 | 2010 | 9999 | Solar PV | [5 empty] | Non-Fossil | G | 2025 | Solar |  | 0 | 0 | 0 | 0 | 0 | 0 | 0 | 0 | 0 | 0 | 0 | 0 | 0 | 0 | 0 | 0 | 3.9452 | 6.9629 | 11.9809 | 22.8891 | 0 | 0 | 0 | 0 | 0 | 0 | 0 | 0 | 0 | 0 | 0 | 0 | 0 | 0 | 0 | 0 | 0 | 0 | 0 | 0 | 0.34056 | 0 | 0 | 0 | 0 | 0 | 0 | 0 | 0 | 0 | 12.1692
57196_G_1 | S_VACA | North Carolina | 37 | Guilford | 81 | 57196 | 1 | High Point, POLO | 23230 | 2007 | 9999 | Combustion Turbine | [5 empty] | Fossil | G | 2025 | Oil |  | 0 | 0 | 0 | 0 | 0 | 0 | 0 | 0 | 0 | 0 | 0 | 0 | 0 | 0 | 0 | 0 | 0 | 0 | 0 | 0 | 0 | 0 | 0 | 0 | 0 | 0 | 0 | 0 | 0 | 0 | 0 | 0 | 0 | 0 | 0 | 0 | 0 | 0 | 0 | 0 | 0.03366 | 0 | 0 | 0 | 0 | 0 | 0 | 0 | 0 | 0 | 1.8
57195_G_LSR 1 | WECC_PNW | Washington | 53 | Garfield | 23 | 57195 | LSR 1 | Lower Snake River Wind Energy Project | 0 | 2012 | 9999 | Onshore Wind | [5 empty] | Non-Fossil | G | 2025 | Wind |  | 0 | 0 | 0 | 0 | 0 | 0 | 0 | 0 | 0 | 0 | 0 | 0 | 0 | 0 | 0 | 0 | 189.7632 | 303.7272 | 370.234 | 863.7244 | 0 | 0 | 0 | 0 | 0 | 0 | 0 | 0 | 0 | 0 | 0 | 0 | 0 | 0 | 0 | 0 | 0 | 0 | 0 | 0 | 13.7459 | 0 | 0 | 0 | 0 | 0 | 0 | 0 | 0 | 0 | 342.7
57194_G_GE15 | SPP_WAUE | South Dakota | 46 | Day | 37 | 57194 | GE15 | Day County Wind LLC | 0 | 2010 | 9999 | Onshore Wind | [5 empty] | Non-Fossil | G | 2025 | Wind |  | 0 | 0 | 0 | 0 | 0 | 0 | 0 | 0 | 0 | 0 | 0 | 0 | 0 | 0 | 0 | 0 | 93.0195 | 135.719 | 130.1869 | 358.9254 | 0 | 0 | 0 | 0 | 0 | 0 | 0 | 0 | 0 | 0 | 0 | 0 | 0 | 0 | 0 | 0 | 0 | 0 | 0 | 0 | 3.7601 | 0 | 0 | 0 | 0 | 0 | 0 | 0 | 0 | 0 | 94.7896
57192_G_WTG | WECC_NNV | Nevada | 32 | White Pine | 33 | 57192 | WTG | Spring Valley Wind Project | 0 | 2012 | 9999 | Onshore Wind | [5 empty] | Non-Fossil | G | 2025 | Wind |  | 0 | 0 | 0 | 0 | 0 | 0 | 0 | 0 | 0 | 0 | 0 | 0 | 0 | 0 | 0 | 0 | 69.4397 | 106.3185 | 125.3097 | 301.068 | 0 | 0 | 0 | 0 | 0 | 0 | 0 | 0 | 0 | 0 | 0 | 0 | 0 | 0 | 0 | 0 | 0 | 0 | 0 | 0 | 4.2265 | 0 | 0 | 0 | 0 | 0 | 0 | 0 | 0 | 0 | 150
57191_G_ECS1 | PJM_COMD | Illinois | 17 | Cook | 31 | 57191 | ECS1 | Exelon Solar Chicago | 0 | 2009 | 9999 | Solar PV | [5 empty] | Non-Fossil | G | 2025 | Solar |  | 0 | 0 | 0 | 0 | 0 | 0 | 0 | 0 | 0 | 0 | 0 | 0 | 0 | 0 | 0 | 0 | 2.1139 | 4.6772 | 7.5228 | 14.3138 | 0 | 0 | 0 | 0 | 0 | 0 | 0 | 0 | 0 | 0 | 0 | 0 | 0 | 0 | 0 | 0 | 0 | 0 | 0 | 0 | 0.25187 | 0 | 0 | 0 | 0 | 0 | 0 | 0 | 0 | 0 | 9
57190_G_UNIT6 | MIS_WUMS | Wisconsin | 55 | Marinette | 75 | 57190 | UNIT6 | Little Quinnesec Falls Hydro Project | 0 | 1916 | 9999 | Hydro | [5 empty] | Non-Fossil | G | 2025 | Hydro |  | 0 | 0 | 0 | 0 | 0 | 0 | 0 | 0 | 0 | 0 | 0 | 0 | 0 | 0 | 0 | 0 | 2.6038 | 3.9805 | 5.6283 | 12.2126 | 0 | 0 | 0 | 0 | 0 | 0 | 0 | 0 | 0 | 0 | 0 | 0 | 0 | 0 | 0 | 0 | 0 | 0 | 0 | 0 | 0.035735 | 0.0069262 | 0.010588 | 0.014971 | 0.032486 | 0 | 0 | 0 | 0 | 0 | 2.4
57190_G_UNIT5 | MIS_WUMS | Wisconsin | 55 | Marinette | 75 | 57190 | UNIT5 | Little Quinnesec Falls Hydro Project | 0 | 1900 | 9999 | Hydro | [5 empty] | Non-Fossil | G | 2025 | Hydro |  | 0 | 0 | 0 | 0 | 0 | 0 | 0 | 0 | 0 | 0 | 0 | 0 | 0 | 0 | 0 | 0 | 1.0849 | 1.6586 | 2.3451 | 5.0886 | 0 | 0 | 0 | 0 | 0 | 0 | 0 | 0 | 0 | 0 | 0 | 0 | 0 | 0 | 0 | 0 | 0 | 0 | 0 | 0 | 0.014889 | 0.0028859 | 0.0044118 | 0.006238 | 0.013536 | 0 | 0 | 0 | 0 | 0 | 1
57190_G_UNIT4 | MIS_WUMS | Wisconsin | 55 | Marinette | 75 | 57190 | UNIT4 | Little Quinnesec Falls Hydro Project | 0 | 1900 | 9999 | Hydro | [5 empty] | Non-Fossil | G | 2025 | Hydro |  | 0 | 0 | 0 | 0 | 0 | 0 | 0 | 0 | 0 | 0 | 0 | 0 | 0 | 0 | 0 | 0 | 1.0849 | 1.6586 | 2.3451 | 5.0886 | 0 | 0 | 0 | 0 | 0 | 0 | 0 | 0 | 0 | 0 | 0 | 0 | 0 | 0 | 0 | 0 | 0 | 0 | 0 | 0 | 0.014889 | 0.0028859 | 0.0044118 | 0.006238 | 0.013536 | 0 | 0 | 0 | 0 | 0 | 1
57190_G_UNIT3 | MIS_WUMS | Wisconsin | 55 | Marinette | 75 | 57190 | UNIT3 | Little Quinnesec Falls Hydro Project | 0 | 1911 | 9999 | Hydro | [5 empty] | Non-Fossil | G | 2025 | Hydro |  | 0 | 0 | 0 | 0 | 0 | 0 | 0 | 0 | 0 | 0 | 0 | 0 | 0 | 0 | 0 | 0 | 2.0614 | 3.1513 | 4.4557 | 9.6683 | 0 | 0 | 0 | 0 | 0 | 0 | 0 | 0 | 0 | 0 | 0 | 0 | 0 | 0 | 0 | 0 | 0 | 0 | 0 | 0 | 0.02829 | 0.0054832 | 0.0083824 | 0.011852 | 0.025718 | 0 | 0 | 0 | 0 | 0 | 1.9
57190_G_UNIT2 | MIS_WUMS | Wisconsin | 55 | Marinette | 75 | 57190 | UNIT2 | Little Quinnesec Falls Hydro Project | 0 | 1900 | 9999 | Hydro | [5 empty] | Non-Fossil | G | 2025 | Hydro |  | 0 | 0 | 0 | 0 | 0 | 0 | 0 | 0 | 0 | 0 | 0 | 0 | 0 | 0 | 0 | 0 | 0.86794 | 1.3268 | 1.8761 | 4.0709 | 0 | 0 | 0 | 0 | 0 | 0 | 0 | 0 | 0 | 0 | 0 | 0 | 0 | 0 | 0 | 0 | 0 | 0 | 0 | 0 | 0.011912 | 0.0023087 | 0.0035294 | 0.0049904 | 0.010829 | 0 | 0 | 0 | 0 | 0 | 0.8
57190_G_UNIT1 | MIS_WUMS | Wisconsin | 55 | Marinette | 75 | 57190 | UNIT1 | Little Quinnesec Falls Hydro Project | 0 | 1909 | 9999 | Hydro | [5 empty] | Non-Fossil | G | 2025 | Hydro |  | 0 | 0 | 0 | 0 | 0 | 0 | 0 | 0 | 0 | 0 | 0 | 0 | 0 | 0 | 0 | 0 | 2.0614 | 3.1513 | 4.4557 | 9.6683 | 0 | 0 | 0 | 0 | 0 | 0 | 0 | 0 | 0 | 0 | 0 | 0 | 0 | 0 | 0 | 0 | 0 | 0 | 0 | 0 | 0.02829 | 0.0054832 | 0.0083824 | 0.011852 | 0.025718 | 0 | 0 | 0 | 0 | 0 | 1.9
57189_G_LCW | S_D_AECI | Missouri | 29 | Dekalb | 63 | 57189 | LCW | Lost Creek Wind Energy Facility | 0 | 2010 | 9999 | Onshore Wind | [5 empty] | Non-Fossil | G | 2025 | Wind |  | 0 | 0 | 0 | 0 | 0 | 0 | 0 | 0 | 0 | 0 | 0 | 0 | 0 | 0 | 0 | 0 | 104.3279 | 156.3588 | 116.881 | 377.5677 | 0 | 0 | 0 | 0 | 0 | 0 | 0 | 0 | 0 | 0 | 0 | 0 | 0 | 0 | 0 | 0 | 0 | 0 | 0 | 0 | 4.6024 | 0 | 0 | 0 | 0 | 0 | 0 | 0 | 0 | 0 | 150
57188_G_1 | WECC_PNW | Washington | 53 | Kittitas | 37 | 57188 | 1 | Vantage Wind Energy LLC | 0 | 2010 | 9999 | Onshore Wind | [5 empty] | Non-Fossil | G | 2025 | Wind |  | 0 | 0 | 0 | 0 | 0 | 0 | 0 | 0 | 0 | 0 | 0 | 0 | 0 | 0 | 0 | 0 | 49.8357 | 79.765 | 97.231 | 226.8316 | 0 | 0 | 0 | 0 | 0 | 0 | 0 | 0 | 0 | 0 | 0 | 0 | 0 | 0 | 0 | 0 | 0 | 0 | 0 | 0 | 3.6099 | 0 | 0 | 0 | 0 | 0 | 0 | 0 | 0 | 0 | 90
57186_G_GEN6 | NY_Z_A | New York | 36 | Chautauqua | 13 | 57186 | GEN6 | Chautauqua LFGTE Facility | 13500 | 2011 | 9999 | Landfill Gas | [5 empty] | Non-Fossil | G | 2025 | LF Gas |  | 0.032942 | 0.04751 | 0.063318 | 0.14377 | 0 | 0 | 0 | 0 | 0 | 0 | 0 | 0 | 0 | 0 | 0 | 0 | 2.4402 | 3.5192 | 4.6902 | 10.6496 | 1.8984 | 2.7379 | 3.649 | 8.2853 | 0 | 0 | 0 | 0 | 0.0039665 | 0.0057206 | 0.0076242 | 0.017311 | 0 | 0 | 0 | 0 | 0 | 0 | 0 | 0 | 0.37551 | 0.015956 | 0.023013 | 0.03067 | 0.069639 | 0 | 0 | 0 | 0 | 0 | 1.6
57186_G_GEN5 | NY_Z_A | New York | 36 | Chautauqua | 13 | 57186 | GEN5 | Chautauqua LFGTE Facility | 13500 | 2011 | 9999 | Landfill Gas | [5 empty] | Non-Fossil | G | 2025 | LF Gas |  | 0.032942 | 0.04751 | 0.063318 | 0.14377 | 0 | 0 | 0 | 0 | 0 | 0 | 0 | 0 | 0 | 0 | 0 | 0 | 2.4402 | 3.5192 | 4.6902 | 10.6496 | 1.8984 | 2.7379 | 3.649 | 8.2853 | 0 | 0 | 0 | 0 | 0.0039665 | 0.0057206 | 0.0076242 | 0.017311 | 0 | 0 | 0 | 0 | 0 | 0 | 0 | 0 | 0.37551 | 0.015956 | 0.023013 | 0.03067 | 0.069639 | 0 | 0 | 0 | 0 | 0 | 1.6
57186_G_GEN4 | NY_Z_A | New York | 36 | Chautauqua | 13 | 57186 | GEN4 | Chautauqua LFGTE Facility | 13500 | 2010 | 9999 | Landfill Gas | [5 empty] | Non-Fossil | G | 2025 | LF Gas |  | 0.032942 | 0.04751 | 0.063318 | 0.14377 | 0 | 0 | 0 | 0 | 0 | 0 | 0 | 0 | 0 | 0 | 0 | 0 | 2.4402 | 3.5192 | 4.6902 | 10.6496 | 1.8984 | 2.7379 | 3.649 | 8.2853 | 0 | 0 | 0 | 0 | 0.0039666 | 0.0057206 | 0.0076242 | 0.017311 | 0 | 0 | 0 | 0 | 0 | 0 | 0 | 0 | 0.37551 | 0.015956 | 0.023013 | 0.03067 | 0.069639 | 0 | 0 | 0 | 0 | 0 | 1.6
57186_G_GEN3 | NY_Z_A | New York | 36 | Chautauqua | 13 | 57186 | GEN3 | Chautauqua LFGTE Facility | 13500 | 2010 | 9999 | Landfill Gas | [5 empty] | Non-Fossil | G | 2025 | LF Gas |  | 0.032942 | 0.04751 | 0.063318 | 0.14377 | 0 | 0 | 0 | 0 | 0 | 0 | 0 | 0 | 0 | 0 | 0 | 0 | 2.4402 | 3.5192 | 4.6902 | 10.6496 | 1.8984 | 2.7379 | 3.649 | 8.2853 | 0 | 0 | 0 | 0 | 0.0039666 | 0.0057206 | 0.0076242 | 0.017311 | 0 | 0 | 0 | 0 | 0 | 0 | 0 | 0 | 0.37551 | 0.015956 | 0.023013 | 0.03067 | 0.069639 | 0 | 0 | 0 | 0 | 0 | 1.6
57186_G_GEN2 | NY_Z_A | New York | 36 | Chautauqua | 13 | 57186 | GEN2 | Chautauqua LFGTE Facility | 13500 | 2010 | 9999 | Landfill Gas | [5 empty] | Non-Fossil | G | 2025 | LF Gas |  | 0.032942 | 0.04751 | 0.063318 | 0.14377 | 0 | 0 | 0 | 0 | 0 | 0 | 0 | 0 | 0 | 0 | 0 | 0 | 2.4402 | 3.5192 | 4.6902 | 10.6496 | 1.8984 | 2.7379 | 3.649 | 8.2853 | 0 | 0 | 0 | 0 | 0.0039666 | 0.0057206 | 0.0076242 | 0.017311 | 0 | 0 | 0 | 0 | 0 | 0 | 0 | 0 | 0.37551 | 0.015956 | 0.023013 | 0.03067 | 0.069639 | 0 | 0 | 0 | 0 | 0 | 1.6
57186_G_GEN1 | NY_Z_A | New York | 36 | Chautauqua | 13 | 57186 | GEN1 | Chautauqua LFGTE Facility | 13500 | 2010 | 9999 | Landfill Gas | [5 empty] | Non-Fossil | G | 2025 | LF Gas |  | 0.032942 | 0.04751 | 0.063318 | 0.14377 | 0 | 0 | 0 | 0 | 0 | 0 | 0 | 0 | 0 | 0 | 0 | 0 | 2.4402 | 3.5192 | 4.6902 | 10.6496 | 1.8984 | 2.7379 | 3.649 | 8.2853 | 0 | 0 | 0 | 0 | 0.0039666 | 0.0057206 | 0.0076242 | 0.017311 | 0 | 0 | 0 | 0 | 0 | 0 | 0 | 0 | 0.37551 | 0.015956 | 0.023013 | 0.03067 | 0.069639 | 0 | 0 | 0 | 0 | 0 | 1.6
57184_G_4 | NENG_ME | Maine | 23 | Penobscot | 19 | 57184 | 4 | Orono Hydro Station | 0 | 2009 | 9999 | Hydro | [5 empty] | Non-Fossil | G | 2025 | Hydro |  | 0 | 0 | 0 | 0 | 0 | 0 | 0 | 0 | 0 | 0 | 0 | 0 | 0 | 0 | 0 | 0 | 1.1199 | 1.3688 | 1.6629 | 4.1516 | 0 | 0 | 0 | 0 | 0 | 0 | 0 | 0 | 0 | 0 | 0 | 0 | 0 | 0 | 0 | 0 | 0 | 0 | 0 | 0 | 0.011912 | 0.0029789 | 0.003641 | 0.0044233 | 0.011043 | 0 | 0 | 0 | 0 | 0 | 0.8
57184_G_3 | NENG_ME | Maine | 23 | Penobscot | 19 | 57184 | 3 | Orono Hydro Station | 0 | 2009 | 9999 | Hydro | [5 empty] | Non-Fossil | G | 2025 | Hydro |  | 0 | 0 | 0 | 0 | 0 | 0 | 0 | 0 | 0 | 0 | 0 | 0 | 0 | 0 | 0 | 0 | 1.1199 | 1.3688 | 1.6629 | 4.1516 | 0 | 0 | 0 | 0 | 0 | 0 | 0 | 0 | 0 | 0 | 0 | 0 | 0 | 0 | 0 | 0 | 0 | 0 | 0 | 0 | 0.011912 | 0.0029789 | 0.003641 | 0.0044233 | 0.011043 | 0 | 0 | 0 | 0 | 0 | 0.8
57184_G_2 | NENG_ME | Maine | 23 | Penobscot | 19 | 57184 | 2 | Orono Hydro Station | 0 | 2009 | 9999 | Hydro | [5 empty] | Non-Fossil | G | 2025 | Hydro |  | 0 | 0 | 0 | 0 | 0 | 0 | 0 | 0 | 0 | 0 | 0 | 0 | 0 | 0 | 0 | 0 | 0.83992 | 1.0266 | 1.2472 | 3.1137 | 0 | 0 | 0 | 0 | 0 | 0 | 0 | 0 | 0 | 0 | 0 | 0 | 0 | 0 | 0 | 0 | 0 | 0 | 0 | 0 | 0.0089337 | 0.0022342 | 0.0027308 | 0.0033175 | 0.0082824 | 0 | 0 | 0 | 0 | 0 | 0.6
57184_G_1 | NENG_ME | Maine | 23 | Penobscot | 19 | 57184 | 1 | Orono Hydro Station | 0 | 2009 | 9999 | Hydro | [5 empty] | Non-Fossil | G | 2025 | Hydro |  | 0 | 0 | 0 | 0 | 0 | 0 | 0 | 0 | 0 | 0 | 0 | 0 | 0 | 0 | 0 | 0 | 0.69993 | 0.8555 | 1.0393 | 2.5947 | 0 | 0 | 0 | 0 | 0 | 0 | 0 | 0 | 0 | 0 | 0 | 0 | 0 | 0 | 0 | 0 | 0 | 0 | 0 | 0 | 0.0074447 | 0.0018618 | 0.0022756 | 0.0027646 | 0.006902 | 0 | 0 | 0 | 0 | 0 | 0.5
57183_G_2 | PJM_WMAC | Pennsylvania | 42 | Northampton | 95 | 57183 | 2 | PPL Glendon LFGTE Plant | 13500 | 2011 | 9999 | Landfill Gas | [5 empty] | Non-Fossil | G | 2025 | LF Gas |  | 0.029769 | 0.03823 | 0.051643 | 0.11964 | 0 | 0 | 0 | 0 | 0 | 0 | 0 | 0 | 0 | 0 | 0 | 0 | 2.2051 | 2.8318 | 3.8254 | 8.8624 | 1.7155 | 2.2031 | 2.9762 | 6.8948 | 0 | 0 | 0 | 0 | 0.00093251 | 0.0011976 | 0.0016178 | 0.0037479 | 0 | 0 | 0 | 0 | 0 | 0 | 0 | 0 | 0.37551 | 0.014419 | 0.018518 | 0.025015 | 0.057952 | 0 | 0 | 0 | 0 | 0 | 1.6
57183_G_1 | PJM_WMAC | Pennsylvania | 42 | Northampton | 95 | 57183 | 1 | PPL Glendon LFGTE Plant | 13500 | 2011 | 9999 | Landfill Gas | [5 empty] | Non-Fossil | G | 2025 | LF Gas |  | 0.029769 | 0.03823 | 0.051643 | 0.11964 | 0 | 0 | 0 | 0 | 0 | 0 | 0 | 0 | 0 | 0 | 0 | 0 | 2.2051 | 2.8318 | 3.8254 | 8.8624 | 1.7155 | 2.2031 | 2.9762 | 6.8948 | 0 | 0 | 0 | 0 | 0.00093251 | 0.0011976 | 0.0016178 | 0.0037479 | 0 | 0 | 0 | 0 | 0 | 0 | 0 | 0 | 0.37551 | 0.014419 | 0.018518 | 0.025015 | 0.057952 | 0 | 0 | 0 | 0 | 0 | 1.6
57182_G_1 | PJM_EMAC | Pennsylvania | 42 | Lancaster | 71 | 57182 | 1 | PPL Frey Farm Landfill Wind | 0 | 2011 | 9999 | Onshore Wind | [5 empty] | Non-Fossil | G | 2025 | Wind |  | 0 | 0 | 0 | 0 | 0 | 0 | 0 | 0 | 0 | 0 | 0 | 0 | 0 | 0 | 0 | 0 | 2.02 | 2.6259 | 1.6284 | 6.2742 | 0 | 0 | 0 | 0 | 0 | 0 | 0 | 0 | 0 | 0 | 0 | 0 | 0 | 0 | 0 | 0 | 0 | 0 | 0 | 0 | 0.090166 | 0 | 0 | 0 | 0 | 0 | 0 | 0 | 0 | 0 | 3.2
57179_G_1 | NENG_CT | Connecticut | 9 | Hartford | 3 | 57179 | 1 | HSCo CHP | 11675 | 2009 | 9999 | Combustion Turbine | [5 empty] | Fossil | G | 2025 | NaturalGas |  | 0 | 0 | 0.0012661 | 0.0012661 | 0 | 0 | 0 | 0 | 0 | 0 | 0 | 0 | 0 | 0 | 0 | 0 | 0 | 0 | 0.10845 | 0.10845 | 0 | 0 | 0.074119 | 0.074119 | 0 | 0 | 8.8525e-11 | 8.8525e-11 | 0 | 0 | 6.014e-05 | 6.014e-05 | 0 | 0 | 0 | 0 | 0 | 0 | 0 | 0 | 0.06545 | 0 | 0 | 0.0017025 | 0.0017025 | 0 | 0 | 0.0042755 | 0.0042755 | 0 | 3.5
57177_G_GEN 1 | PJM_West | Indiana | 18 | White | 181 | 57177 | GEN 1 | Meadow Lake Wind Farm IV | 0 | 2010 | 9999 | Onshore Wind | [5 empty] | Non-Fossil | G | 2025 | Wind |  | 0 | 0 | 0 | 0 | 0 | 0 | 0 | 0 | 0 | 0 | 0 | 0 | 0 | 0 | 0 | 0 | 76.1328 | 102.8118 | 61.0631 | 240.0077 | 0 | 0 | 0 | 0 | 0 | 0 | 0 | 0 | 0 | 0 | 0 | 0 | 0 | 0 | 0 | 0 | 0 | 0 | 0 | 0 | 2.7811 | 0 | 0 | 0 | 0 | 0 | 0 | 0 | 0 | 0 | 98.7
57176_G_FSMW | PJM_EMAC | Delaware | 10 | Sussex | 5 | 57176 | FSMW | University of Delaware Wind Turbine | 0 | 2010 | 9999 | Onshore Wind | [5 empty] | Non-Fossil | G | 2025 | Wind |  | 0 | 0 | 0 | 0 | 0 | 0 | 0 | 0 | 0 | 0 | 0 | 0 | 0 | 0 | 0 | 0 | 1.5289 | 1.9028 | 1.1879 | 4.6196 | 0 | 0 | 0 | 0 | 0 | 0 | 0 | 0 | 0 | 0 | 0 | 0 | 0 | 0 | 0 | 0 | 0 | 0 | 0 | 0 | 0.056354 | 0 | 0 | 0 | 0 | 0 | 0 | 0 | 0 | 0 | 2
57174_G_CHW2 | WECC_CO | Colorado | 8 | Logan | 75 | 57174 | CHW2 | Colorado Highlands Wind | 0 | 2013 | 9999 | Onshore Wind | [5 empty] | Non-Fossil | G | 2025 | Wind |  | 0 | 0 | 0 | 0 | 0 | 0 | 0 | 0 | 0 | 0 | 0 | 0 | 0 | 0 | 0 | 0 | 20.5987 | 26.0483 | 24.8249 | 71.472 | 0 | 0 | 0 | 0 | 0 | 0 | 0 | 0 | 0 | 0 | 0 | 0 | 0 | 0 | 0 | 0 | 0 | 0 | 0 | 0 | 0.66997 | 0 | 0 | 0 | 0 | 0 | 0 | 0 | 0 | 0 | 23.7772
57174_G_CHW1 | WECC_CO | Colorado | 8 | Logan | 75 | 57174 | CHW1 | Colorado Highlands Wind | 0 | 2012 | 9999 | Onshore Wind | [5 empty] | Non-Fossil | G | 2025 | Wind |  | 0 | 0 | 0 | 0 | 0 | 0 | 0 | 0 | 0 | 0 | 0 | 0 | 0 | 0 | 0 | 0 | 58.1611 | 73.5483 | 70.0939 | 201.8033 | 0 | 0 | 0 | 0 | 0 | 0 | 0 | 0 | 0 | 0 | 0 | 0 | 0 | 0 | 0 | 0 | 0 | 0 | 0 | 0 | 1.8917 | 0 | 0 | 0 | 0 | 0 | 0 | 0 | 0 | 0 | 67.1356
57173_G_2 | PJM_West | Ohio | 39 | Williams | 171 | 57173 | 2 | Bridgewater Dairy Anaerobic Digester | 11414 | 2008 | 9999 | Non-Fossil Waste | [5 empty] | Non-Fossil | G | 2025 | Non-Fossil |  | 0.0029407 | 0.003492 | 0.005116 | 0.011549 | 0 | 0 | 0 | 0 | 0 | 0 | 0 | 0 | 0 | 0 | 0 | 0 | 0.25764 | 0.30594 | 0.44822 | 1.0118 | 0 | 0 | 0 | 0 | 0 | 0 | 0 | 0 | 0 | 0 | 0 | 0 | 0 | 0 | 0 | 0 | 0 | 0 | 0 | 0 | 0.14082 | 0.0016847 | 0.0020006 | 0.0029309 | 0.0066163 | 0 | 0 | 0 | 0 | 0 | 0.6
57173_G_1 | PJM_West | Ohio | 39 | Williams | 171 | 57173 | 1 | Bridgewater Dairy Anaerobic Digester | 11414 | 2008 | 9999 | Non-Fossil Waste | [5 empty] | Non-Fossil | G | 2025 | Non-Fossil |  | 0.0029407 | 0.003492 | 0.005116 | 0.011549 | 0 | 0 | 0 | 0 | 0 | 0 | 0 | 0 | 0 | 0 | 0 | 0 | 0.25764 | 0.30594 | 0.44822 | 1.0118 | 0 | 0 | 0 | 0 | 0 | 0 | 0 | 0 | 0 | 0 | 0 | 0 | 0 | 0 | 0 | 0 | 0 | 0 | 0 | 0 | 0.14082 | 0.0016847 | 0.0020006 | 0.0029309 | 0.0066163 | 0 | 0 | 0 | 0 | 0 | 0.6
57172_G_1 | MIS_MAPP | North Dakota | 38 | Morton | 59 | 57172 | 1 | Glen Ullin Station 6 | 9524 | 2009 | 9999 | Non-Fossil Waste | [5 empty] | Non-Fossil | G | 2025 | Non-Fossil |  | 0.092845 | 0.13129 | 0.16682 | 0.39095 | 0 | 0 | 0 | 0 | 0 | 0 | 0 | 0 | 0 | 0 | 0 | 0 | 9.7485 | 13.7852 | 17.5154 | 41.0491 | 0 | 0 | 0 | 0 | 0 | 0 | 0 | 0 | 0 | 0 | 0 | 0 | 0 | 0 | 0 | 0 | 0 | 0 | 0 | 0 | 1.2439 | 0.063746 | 0.090143 | 0.11454 | 0.26842 | 0 | 0 | 0 | 0 | 0 | 5.3
57171_G_1 | MIS_MAPP | North Dakota | 38 | Bowman | 11 | 57171 | 1 | Cedar Hills Wind Farm | 0 | 2010 | 9999 | Onshore Wind | [5 empty] | Non-Fossil | G | 2025 | Wind |  | 0 | 0 | 0 | 0 | 0 | 0 | 0 | 0 | 0 | 0 | 0 | 0 | 0 | 0 | 0 | 0 | 16.7755 | 24.5793 | 23.2866 | 64.6415 | 0 | 0 | 0 | 0 | 0 | 0 | 0 | 0 | 0 | 0 | 0 | 0 | 0 | 0 | 0 | 0 | 0 | 0 | 0 | 0 | 0.76903 | 0 | 0 | 0 | 0 | 0 | 0 | 0 | 0 | 0 | 19.5
57170_G_GEN7 | PJM_West | Ohio | 39 | Perry | 127 | 57170 | GEN7 | Suburban Landfill Gas Recovery | 13500 | 2011 | 9999 | Landfill Gas | [5 empty] | Non-Fossil | G | 2025 | LF Gas |  | 0.020366 | 0.024111 | 0.034277 | 0.078753 | 0 | 0 | 0 | 0 | 0 | 0 | 0 | 0 | 0 | 0 | 0 | 0 | 1.5086 | 1.786 | 2.539 | 5.8336 | 1.1737 | 1.3895 | 1.9753 | 4.5385 | 0 | 0 | 0 | 0 | 0.0024522 | 0.0029032 | 0.0041272 | 0.0094826 | 0 | 0 | 0 | 0 | 0 | 0 | 0 | 0 | 0.18775 | 0.0098647 | 0.011679 | 0.016603 | 0.038146 | 0 | 0 | 0 | 0 | 0 | 0.8
57170_G_GEN6 | PJM_West | Ohio | 39 | Perry | 127 | 57170 | GEN6 | Suburban Landfill Gas Recovery | 13500 | 2011 | 9999 | Landfill Gas | [5 empty] | Non-Fossil | G | 2025 | LF Gas |  | 0.020366 | 0.024111 | 0.034277 | 0.078753 | 0 | 0 | 0 | 0 | 0 | 0 | 0 | 0 | 0 | 0 | 0 | 0 | 1.5086 | 1.786 | 2.539 | 5.8336 | 1.1737 | 1.3895 | 1.9753 | 4.5385 | 0 | 0 | 0 | 0 | 0.0024522 | 0.0029032 | 0.0041272 | 0.0094826 | 0 | 0 | 0 | 0 | 0 | 0 | 0 | 0 | 0.18775 | 0.0098647 | 0.011679 | 0.016603 | 0.038146 | 0 | 0 | 0 | 0 | 0 | 0.8
57170_G_GEN5 | PJM_West | Ohio | 39 | Perry | 127 | 57170 | GEN5 | Suburban Landfill Gas Recovery | 13500 | 2011 | 9999 | Landfill Gas | [5 empty] | Non-Fossil | G | 2025 | LF Gas |  | 0.020366 | 0.024111 | 0.034277 | 0.078753 | 0 | 0 | 0 | 0 | 0 | 0 | 0 | 0 | 0 | 0 | 0 | 0 | 1.5086 | 1.786 | 2.539 | 5.8336 | 1.1737 | 1.3895 | 1.9753 | 4.5385 | 0 | 0 | 0 | 0 | 0.0024522 | 0.0029032 | 0.0041272 | 0.0094826 | 0 | 0 | 0 | 0 | 0 | 0 | 0 | 0 | 0.18775 | 0.0098647 | 0.011679 | 0.016603 | 0.038146 | 0 | 0 | 0 | 0 | 0 | 0.8
57170_G_GEN4 | PJM_West | Ohio | 39 | Perry | 127 | 57170 | GEN4 | Suburban Landfill Gas Recovery | 13500 | 2011 | 9999 | Landfill Gas | [5 empty] | Non-Fossil | G | 2025 | LF Gas |  | 0.020366 | 0.024111 | 0.034277 | 0.078753 | 0 | 0 | 0 | 0 | 0 | 0 | 0 | 0 | 0 | 0 | 0 | 0 | 1.5086 | 1.786 | 2.539 | 5.8336 | 1.1737 | 1.3895 | 1.9753 | 4.5385 | 0 | 0 | 0 | 0 | 0.0024522 | 0.0029032 | 0.0041272 | 0.0094826 | 0 | 0 | 0 | 0 | 0 | 0 | 0 | 0 | 0.18775 | 0.0098647 | 0.011679 | 0.016603 | 0.038146 | 0 | 0 | 0 | 0 | 0 | 0.8
57170_G_GEN3 | PJM_West | Ohio | 39 | Perry | 127 | 57170 | GEN3 | Suburban Landfill Gas Recovery | 13500 | 2011 | 9999 | Landfill Gas | [5 empty] | Non-Fossil | G | 2025 | LF Gas |  | 0.020366 | 0.024111 | 0.034277 | 0.078753 | 0 | 0 | 0 | 0 | 0 | 0 | 0 | 0 | 0 | 0 | 0 | 0 | 1.5086 | 1.786 | 2.539 | 5.8336 | 1.1737 | 1.3895 | 1.9753 | 4.5385 | 0 | 0 | 0 | 0 | 0.0024522 | 0.0029032 | 0.0041272 | 0.0094826 | 0 | 0 | 0 | 0 | 0 | 0 | 0 | 0 | 0.18775 | 0.0098647 | 0.011679 | 0.016603 | 0.038146 | 0 | 0 | 0 | 0 | 0 | 0.8
57170_G_GEN2 | PJM_West | Ohio | 39 | Perry | 127 | 57170 | GEN2 | Suburban Landfill Gas Recovery | 13500 | 2011 | 9999 | Landfill Gas | [5 empty] | Non-Fossil | G | 2025 | LF Gas |  | 0.020366 | 0.024111 | 0.034277 | 0.078753 | 0 | 0 | 0 | 0 | 0 | 0 | 0 | 0 | 0 | 0 | 0 | 0 | 1.5086 | 1.786 | 2.539 | 5.8336 | 1.1737 | 1.3895 | 1.9753 | 4.5385 | 0 | 0 | 0 | 0 | 0.0024522 | 0.0029032 | 0.0041272 | 0.0094826 | 0 | 0 | 0 | 0 | 0 | 0 | 0 | 0 | 0.18775 | 0.0098647 | 0.011679 | 0.016603 | 0.038146 | 0 | 0 | 0 | 0 | 0 | 0.8
57170_G_GEN1 | PJM_West | Ohio | 39 | Perry | 127 | 57170 | GEN1 | Suburban Landfill Gas Recovery | 13500 | 2011 | 9999 | Landfill Gas | [5 empty] | Non-Fossil | G | 2025 | LF Gas |  | 0.020366 | 0.024111 | 0.034277 | 0.078753 | 0 | 0 | 0 | 0 | 0 | 0 | 0 | 0 | 0 | 0 | 0 | 0 | 1.5086 | 1.786 | 2.539 | 5.8336 | 1.1737 | 1.3895 | 1.9753 | 4.5385 | 0 | 0 | 0 | 0 | 0.0024522 | 0.0029032 | 0.0041272 | 0.0094826 | 0 | 0 | 0 | 0 | 0 | 0 | 0 | 0 | 0.18775 | 0.0098647 | 0.011679 | 0.016603 | 0.038146 | 0 | 0 | 0 | 0 | 0 | 0.8
57169_G_GEN3 | S_VACA | North Carolina | 37 | Forsyth | 67 | 57169 | GEN3 | Waste Management Piedmont LFGTE Project | 13500 | 2011 | 9999 | Landfill Gas | [5 empty] | Non-Fossil | G | 2025 | LF Gas |  | 0.018162 | 0.020405 | 0.032049 | 0.070616 | 0 | 0 | 0 | 0 | 0 | 0 | 0 | 0 | 0 | 0 | 0 | 0 | 1.3453 | 1.5115 | 2.374 | 5.2308 | 1.0467 | 1.1759 | 1.847 | 4.0695 | 0 | 0 | 0 | 0 | 0.0021869 | 0.002457 | 0.003859 | 0.0085029 | 0 | 0 | 0 | 0 | 0 | 0 | 0 | 0 | 0.18775 | 0.0087972 | 0.0098838 | 0.015524 | 0.034205 | 0 | 0 | 0 | 0 | 0 | 0.8
57169_G_GEN2 | S_VACA | North Carolina | 37 | Forsyth | 67 | 57169 | GEN2 | Waste Management Piedmont LFGTE Project | 13500 | 2011 | 9999 | Landfill Gas | [5 empty] | Non-Fossil | G | 2025 | LF Gas |  | 0.018162 | 0.020405 | 0.032049 | 0.070616 | 0 | 0 | 0 | 0 | 0 | 0 | 0 | 0 | 0 | 0 | 0 | 0 | 1.3453 | 1.5115 | 2.374 | 5.2308 | 1.0467 | 1.1759 | 1.847 | 4.0695 | 0 | 0 | 0 | 0 | 0.0021869 | 0.002457 | 0.003859 | 0.0085029 | 0 | 0 | 0 | 0 | 0 | 0 | 0 | 0 | 0.18775 | 0.0087972 | 0.0098838 | 0.015524 | 0.034205 | 0 | 0 | 0 | 0 | 0 | 0.8
57169_G_GEN1 | S_VACA | North Carolina | 37 | Forsyth | 67 | 57169 | GEN1 | Waste Management Piedmont LFGTE Project | 13500 | 2011 | 9999 | Landfill Gas | [5 empty] | Non-Fossil | G | 2025 | LF Gas |  | 0.018162 | 0.020405 | 0.032049 | 0.070616 | 0 | 0 | 0 | 0 | 0 | 0 | 0 | 0 | 0 | 0 | 0 | 0 | 1.3453 | 1.5115 | 2.374 | 5.2308 | 1.0467 | 1.1759 | 1.847 | 4.0695 | 0 | 0 | 0 | 0 | 0.0021869 | 0.002457 | 0.003859 | 0.0085029 | 0 | 0 | 0 | 0 | 0 | 0 | 0 | 0 | 0.18775 | 0.0087972 | 0.0098838 | 0.015524 | 0.034205 | 0 | 0 | 0 | 0 | 0 | 0.8
57168_G_GEN5 | FRCC | Florida | 12 | Collier | 21 | 57168 | GEN5 | Waste Management Naples LFGTE Project | 13500 | 2011 | 9999 | Landfill Gas | [5 empty] | Non-Fossil | G | 2025 | LF Gas |  | 0.017563 | 0.022764 | 0.026064 | 0.066391 | 0 | 0 | 0 | 0 | 0 | 0 | 0 | 0 | 0 | 0 | 0 | 0 | 1.301 | 1.6862 | 1.9306 | 4.9179 | 1.0122 | 1.3119 | 1.502 | 3.8261 | 0 | 0 | 0 | 0 | 0.00087818 | 0.0011382 | 0.0013032 | 0.0033196 | 0 | 0 | 0 | 0 | 0 | 0 | 0 | 0 | 0.18775 | 0.0085073 | 0.011026 | 0.012625 | 0.032158 | 0 | 0 | 0 | 0 | 0 | 0.8
57168_G_GEN4 | FRCC | Florida | 12 | Collier | 21 | 57168 | GEN4 | Waste Management Naples LFGTE Project | 13500 | 2011 | 9999 | Landfill Gas | [5 empty] | Non-Fossil | G | 2025 | LF Gas |  | 0.017563 | 0.022764 | 0.026064 | 0.066391 | 0 | 0 | 0 | 0 | 0 | 0 | 0 | 0 | 0 | 0 | 0 | 0 | 1.301 | 1.6862 | 1.9306 | 4.9179 | 1.0122 | 1.3119 | 1.502 | 3.8261 | 0 | 0 | 0 | 0 | 0.00087818 | 0.0011382 | 0.0013032 | 0.0033196 | 0 | 0 | 0 | 0 | 0 | 0 | 0 | 0 | 0.18775 | 0.0085073 | 0.011026 | 0.012625 | 0.032158 | 0 | 0 | 0 | 0 | 0 | 0.8
57168_G_GEN3 | FRCC | Florida | 12 | Collier | 21 | 57168 | GEN3 | Waste Management Naples LFGTE Project | 13500 | 2011 | 9999 | Landfill Gas | [5 empty] | Non-Fossil | G | 2025 | LF Gas |  | 0.017563 | 0.022764 | 0.026064 | 0.066391 | 0 | 0 | 0 | 0 | 0 | 0 | 0 | 0 | 0 | 0 | 0 | 0 | 1.301 | 1.6862 | 1.9306 | 4.9179 | 1.0122 | 1.3119 | 1.502 | 3.8261 | 0 | 0 | 0 | 0 | 0.00087818 | 0.0011382 | 0.0013032 | 0.0033196 | 0 | 0 | 0 | 0 | 0 | 0 | 0 | 0 | 0.18775 | 0.0085073 | 0.011026 | 0.012625 | 0.032158 | 0 | 0 | 0 | 0 | 0 | 0.8
57168_G_GEN2 | FRCC | Florida | 12 | Collier | 21 | 57168 | GEN2 | Waste Management Naples LFGTE Project | 13500 | 2011 | 9999 | Landfill Gas | [5 empty] | Non-Fossil | G | 2025 | LF Gas |  | 0.017563 | 0.022764 | 0.026064 | 0.066391 | 0 | 0 | 0 | 0 | 0 | 0 | 0 | 0 | 0 | 0 | 0 | 0 | 1.301 | 1.6862 | 1.9306 | 4.9179 | 1.0122 | 1.3119 | 1.502 | 3.8261 | 0 | 0 | 0 | 0 | 0.00087818 | 0.0011382 | 0.0013032 | 0.0033196 | 0 | 0 | 0 | 0 | 0 | 0 | 0 | 0 | 0.18775 | 0.0085073 | 0.011026 | 0.012625 | 0.032158 | 0 | 0 | 0 | 0 | 0 | 0.8
57168_G_GEN1 | FRCC | Florida | 12 | Collier | 21 | 57168 | GEN1 | Waste Management Naples LFGTE Project | 13500 | 2011 | 9999 | Landfill Gas | [5 empty] | Non-Fossil | G | 2025 | LF Gas |  | 0.017563 | 0.022764 | 0.026064 | 0.066391 | 0 | 0 | 0 | 0 | 0 | 0 | 0 | 0 | 0 | 0 | 0 | 0 | 1.301 | 1.6862 | 1.9306 | 4.9179 | 1.0122 | 1.3119 | 1.502 | 3.8261 | 0 | 0 | 0 | 0 | 0.00087818 | 0.0011382 | 0.0013032 | 0.0033196 | 0 | 0 | 0 | 0 | 0 | 0 | 0 | 0 | 0.18775 | 0.0085073 | 0.011026 | 0.012625 | 0.032158 | 0 | 0 | 0 | 0 | 0 | 0.8
57167_G_GEN2 | ERC_REST | Texas | 48 | Comal | 91 | 57167 | GEN2 | Mesquite Creek LFGTE Project | 13500 | 2010 | 9999 | Landfill Gas | [5 empty] | Non-Fossil | G | 2025 | LF Gas |  | 0.03799 | 0.047302 | 0.0475 | 0.13279 | 0 | 0 | 0 | 0 | 0 | 0 | 0 | 0 | 0 | 0 | 0 | 0 | 2.8141 | 3.5039 | 3.5185 | 9.8365 | 2.1893 | 2.726 | 2.7374 | 7.6527 | 0 | 0 | 0 | 0 | 0.0045744 | 0.0056957 | 0.0057195 | 0.01599 | 0 | 0 | 0 | 0 | 0 | 0 | 0 | 0 | 0.37551 | 0.018402 | 0.022912 | 0.023008 | 0.064322 | 0 | 0 | 0 | 0 | 0 | 1.6
57167_G_GEN1 | ERC_REST | Texas | 48 | Comal | 91 | 57167 | GEN1 | Mesquite Creek LFGTE Project | 13500 | 2010 | 9999 | Landfill Gas | [5 empty] | Non-Fossil | G | 2025 | LF Gas |  | 0.03799 | 0.047302 | 0.0475 | 0.13279 | 0 | 0 | 0 | 0 | 0 | 0 | 0 | 0 | 0 | 0 | 0 | 0 | 2.8141 | 3.5039 | 3.5185 | 9.8365 | 2.1893 | 2.726 | 2.7374 | 7.6527 | 0 | 0 | 0 | 0 | 0.0045744 | 0.0056957 | 0.0057195 | 0.01599 | 0 | 0 | 0 | 0 | 0 | 0 | 0 | 0 | 0.37551 | 0.018402 | 0.022912 | 0.023008 | 0.064322 | 0 | 0 | 0 | 0 | 0 | 1.6
57166_G_GEN2 | WECC_NNV | Nevada | 32 | Washoe | 31 | 57166 | GEN2 | Waste Management Lockwood LFGTE | 13500 | 2012 | 9999 | Landfill Gas | [5 empty] | Non-Fossil | G | 2025 | LF Gas |  | 0.040975 | 0.055888 | 0.070853 | 0.16772 | 0 | 0 | 0 | 0 | 0 | 0 | 0 | 0 | 0 | 0 | 0 | 0 | 3.0352 | 4.1398 | 5.2483 | 12.4233 | 2.3613 | 3.2207 | 4.0832 | 9.6652 | 0 | 0 | 0 | 0 | 0.0049337 | 0.0067294 | 0.0085313 | 0.020194 | 0 | 0 | 0 | 0 | 0 | 0 | 0 | 0 | 0.37551 | 0.019847 | 0.027071 | 0.034319 | 0.081237 | 0 | 0 | 0 | 0 | 0 | 1.6
57166_G_GEN1 | WECC_NNV | Nevada | 32 | Washoe | 31 | 57166 | GEN1 | Waste Management Lockwood LFGTE | 13500 | 2012 | 9999 | Landfill Gas | [5 empty] | Non-Fossil | G | 2025 | LF Gas |  | 0.040975 | 0.055888 | 0.070853 | 0.16772 | 0 | 0 | 0 | 0 | 0 | 0 | 0 | 0 | 0 | 0 | 0 | 0 | 3.0352 | 4.1398 | 5.2483 | 12.4233 | 2.3613 | 3.2207 | 4.0832 | 9.6652 | 0 | 0 | 0 | 0 | 0.0049337 | 0.0067294 | 0.0085313 | 0.020194 | 0 | 0 | 0 | 0 | 0 | 0 | 0 | 0 | 0.37551 | 0.019847 | 0.027071 | 0.034319 | 0.081237 | 0 | 0 | 0 | 0 | 0 | 1.6
57165_G_GEN2 | ERC_REST | Texas | 48 | Denton | 121 | 57165 | GEN2 | Farmers Branch Renewable Energy Facility | 13500 | 2011 | 9999 | Landfill Gas | [5 empty] | Non-Fossil | G | 2025 | LF Gas |  | 0.03799 | 0.047302 | 0.0475 | 0.13279 | 0 | 0 | 0 | 0 | 0 | 0 | 0 | 0 | 0 | 0 | 0 | 0 | 2.8141 | 3.5039 | 3.5185 | 9.8365 | 2.1893 | 2.726 | 2.7374 | 7.6527 | 0 | 0 | 0 | 0 | 0.0045744 | 0.0056957 | 0.0057195 | 0.01599 | 0 | 0 | 0 | 0 | 0 | 0 | 0 | 0 | 0.37551 | 0.018402 | 0.022912 | 0.023008 | 0.064322 | 0 | 0 | 0 | 0 | 0 | 1.6
57165_G_GEN1 | ERC_REST | Texas | 48 | Denton | 121 | 57165 | GEN1 | Farmers Branch Renewable Energy Facility | 13500 | 2011 | 9999 | Landfill Gas | [5 empty] | Non-Fossil | G | 2025 | LF Gas |  | 0.03799 | 0.047302 | 0.0475 | 0.13279 | 0 | 0 | 0 | 0 | 0 | 0 | 0 | 0 | 0 | 0 | 0 | 0 | 2.8141 | 3.5039 | 3.5185 | 9.8365 | 2.1893 | 2.726 | 2.7374 | 7.6527 | 0 | 0 | 0 | 0 | 0.0045744 | 0.0056957 | 0.0057195 | 0.01599 | 0 | 0 | 0 | 0 | 0 | 0 | 0 | 0 | 0.37551 | 0.018402 | 0.022912 | 0.023008 | 0.064322 | 0 | 0 | 0 | 0 | 0 | 1.6
57163_G_GEN3 | WECC_SCE | California | 6 | Los Angeles | 37 | 57163 | GEN3 | Calabasas Gas to Energy Facility | 14242 | 2010 | 9999 | Landfill Gas | [5 empty] | Non-Fossil | G | 2025 | LF Gas |  | 0.073965 | 0.099347 | 0.12589 | 0.2992 | 0 | 0 | 0 | 0 | 0 | 0 | 0 | 0 | 0 | 0 | 0 | 0 | 5.1934 | 6.9756 | 8.8394 | 21.0084 | 4.2625 | 5.7252 | 7.2549 | 17.2427 | 0 | 0 | 0 | 0 | 0.0013024 | 0.0017493 | 0.0022167 | 0.0052683 | 0 | 0 | 0 | 0 | 0 | 0 | 0 | 0 | 0.77449 | 0.03396 | 0.045614 | 0.057801 | 0.13738 | 0 | 0 | 0 | 0 | 0 | 3.3
57163_G_GEN2 | WECC_SCE | California | 6 | Los Angeles | 37 | 57163 | GEN2 | Calabasas Gas to Energy Facility | 14242 | 2010 | 9999 | Landfill Gas | [5 empty] | Non-Fossil | G | 2025 | LF Gas |  | 0.073965 | 0.099347 | 0.12589 | 0.2992 | 0 | 0 | 0 | 0 | 0 | 0 | 0 | 0 | 0 | 0 | 0 | 0 | 5.1934 | 6.9756 | 8.8394 | 21.0084 | 4.2625 | 5.7252 | 7.2549 | 17.2427 | 0 | 0 | 0 | 0 | 0.0013024 | 0.0017493 | 0.0022167 | 0.0052683 | 0 | 0 | 0 | 0 | 0 | 0 | 0 | 0 | 0.77449 | 0.03396 | 0.045614 | 0.057801 | 0.13738 | 0 | 0 | 0 | 0 | 0 | 3.3
57163_G_GEN1 | WECC_SCE | California | 6 | Los Angeles | 37 | 57163 | GEN1 | Calabasas Gas to Energy Facility | 14242 | 2010 | 9999 | Landfill Gas | [5 empty] | Non-Fossil | G | 2025 | LF Gas |  | 0.073965 | 0.099347 | 0.12589 | 0.2992 | 0 | 0 | 0 | 0 | 0 | 0 | 0 | 0 | 0 | 0 | 0 | 0 | 5.1934 | 6.9756 | 8.8394 | 21.0084 | 4.2625 | 5.7252 | 7.2549 | 17.2427 | 0 | 0 | 0 | 0 | 0.0013024 | 0.0017493 | 0.0022167 | 0.0052683 | 0 | 0 | 0 | 0 | 0 | 0 | 0 | 0 | 0.77449 | 0.03396 | 0.045614 | 0.057801 | 0.13738 | 0 | 0 | 0 | 0 | 0 | 3.3
57162_G_LD#3 | SPP_WEST | Arkansas | 5 | Stone | 137 | 57162 | LD#3 | White River Lock and Dam 3 | 0 | 2006 | 9999 | Hydro | [5 empty] | Non-Fossil | G | 2025 | Hydro |  | 0 | 0 | 0 | 0 | 0 | 0 | 0 | 0 | 0 | 0 | 0 | 0 | 0 | 0 | 0 | 0 | 2.6854 | 2.9978 | 4.5822 | 10.2653 | 0 | 0 | 0 | 0 | 0 | 0 | 0 | 0 | 0 | 0 | 0 | 0 | 0 | 0 | 0 | 0 | 0 | 0 | 0 | 0 | 0.064025 | 0.0071431 | 0.0079741 | 0.012189 | 0.027306 | 0 | 0 | 0 | 0 | 0 | 4.3
57161_G_LD#2 | SPP_WEST | Arkansas | 5 | Independence | 63 | 57161 | LD#2 | White River Lock and Dam 2 | 0 | 2007 | 9999 | Hydro | [5 empty] | Non-Fossil | G | 2025 | Hydro |  | 0 | 0 | 0 | 0 | 0 | 0 | 0 | 0 | 0 | 0 | 0 | 0 | 0 | 0 | 0 | 0 | 2.1858 | 2.44 | 3.7297 | 8.3555 | 0 | 0 | 0 | 0 | 0 | 0 | 0 | 0 | 0 | 0 | 0 | 0 | 0 | 0 | 0 | 0 | 0 | 0 | 0 | 0 | 0.052113 | 0.0058142 | 0.0064905 | 0.009921 | 0.022226 | 0 | 0 | 0 | 0 | 0 | 3.5
57160_G_LD#1 | SPP_WEST | Arkansas | 5 | Independence | 63 | 57160 | LD#1 | White River Lock and Dam 1 | 0 | 2007 | 9999 | Hydro | [5 empty] | Non-Fossil | G | 2025 | Hydro |  | 0 | 0 | 0 | 0 | 0 | 0 | 0 | 0 | 0 | 0 | 0 | 0 | 0 | 0 | 0 | 0 | 2.6854 | 2.9978 | 4.5822 | 10.2653 | 0 | 0 | 0 | 0 | 0 | 0 | 0 | 0 | 0 | 0 | 0 | 0 | 0 | 0 | 0 | 0 | 0 | 0 | 0 | 0 | 0.064025 | 0.0071431 | 0.0079741 | 0.012189 | 0.027306 | 0 | 0 | 0 | 0 | 0 | 4.3
57159_G_GEN1 | WECC_PNW | Washington | 53 | Klickitat | 39 | 57159 | GEN1 | Windy Flats Wind Project | 0 | 2009 | 9999 | Onshore Wind | [5 empty] | Non-Fossil | G | 2025 | Wind |  | 0 | 0 | 0 | 0 | 0 | 0 | 0 | 0 | 0 | 0 | 0 | 0 | 0 | 0 | 0 | 0 | 145.1879 | 232.3819 | 283.2663 | 660.8361 | 0 | 0 | 0 | 0 | 0 | 0 | 0 | 0 | 0 | 0 | 0 | 0 | 0 | 0 | 0 | 0 | 0 | 0 | 0 | 0 | 10.517 | 0 | 0 | 0 | 0 | 0 | 0 | 0 | 0 | 0 | 262.2
57156_G_BC | ERC_WEST | Texas | 48 | Jack | 237 | 57156 | BC | Barton Chapel Wind Farm | 0 | 2009 | 9999 | Onshore Wind | [5 empty] | Non-Fossil | G | 2025 | Wind |  | 0 | 0 | 0 | 0 | 0 | 0 | 0 | 0 | 0 | 0 | 0 | 0 | 0 | 0 | 0 | 0 | 84.1881 | 123.8013 | 125.6716 | 333.661 | 0 | 0 | 0 | 0 | 0 | 0 | 0 | 0 | 0 | 0 | 0 | 0 | 0 | 0 | 0 | 0 | 0 | 0 | 0 | 0 | 3.3812 | 0 | 0 | 0 | 0 | 0 | 0 | 0 | 0 | 0 | 120
57153_G_1 | ERC_WEST | Texas | 48 | Tom Green | 451 | 57153 | 1 | Langford Wind Power | 0 | 2009 | 9999 | Onshore Wind | [5 empty] | Non-Fossil | G | 2025 | Wind |  | 0 | 0 | 0 | 0 | 0 | 0 | 0 | 0 | 0 | 0 | 0 | 0 | 0 | 0 | 0 | 0 | 105.2352 | 154.7517 | 157.0894 | 417.0763 | 0 | 0 | 0 | 0 | 0 | 0 | 0 | 0 | 0 | 0 | 0 | 0 | 0 | 0 | 0 | 0 | 0 | 0 | 0 | 0 | 4.2265 | 0 | 0 | 0 | 0 | 0 | 0 | 0 | 0 | 0 | 150
57152_G_HWP1 | WECC_PNW | Washington | 53 | Klickitat | 39 | 57152 | HWP1 | Harvest Wind Project | 0 | 2009 | 9999 | Onshore Wind | [5 empty] | Non-Fossil | G | 2025 | Wind |  | 0 | 0 | 0 | 0 | 0 | 0 | 0 | 0 | 0 | 0 | 0 | 0 | 0 | 0 | 0 | 0 | 54.7639 | 87.6528 | 106.846 | 249.2627 | 0 | 0 | 0 | 0 | 0 | 0 | 0 | 0 | 0 | 0 | 0 | 0 | 0 | 0 | 0 | 0 | 0 | 0 | 0 | 0 | 3.9669 | 0 | 0 | 0 | 0 | 0 | 0 | 0 | 0 | 0 | 98.9
57151_G_GEN1 | PJM_AP | West Virginia | 54 | Greenbrier | 25 | 57151 | GEN1 | Beech Ridge Energy LLC | 0 | 2010 | 9999 | Onshore Wind | [5 empty] | Non-Fossil | G | 2025 | Wind |  | 0 | 0 | 0 | 0 | 0 | 0 | 0 | 0 | 0 | 0 | 0 | 0 | 0 | 0 | 0 | 0 | 81.544 | 94.2401 | 62.9328 | 238.7169 | 0 | 0 | 0 | 0 | 0 | 0 | 0 | 0 | 0 | 0 | 0 | 0 | 0 | 0 | 0 | 0 | 0 | 0 | 0 | 0 | 3.9445 | 0 | 0 | 0 | 0 | 0 | 0 | 0 | 0 | 0 | 100.5
57141_G_CSU1 | WECC_CO | Colorado | 8 | Larimer | 69 | 57141 | CSU1 | RV CSU Power LLC | 0 | 2009 | 9999 | Solar PV | [5 empty] | Non-Fossil | G | 2025 | Solar |  | 0 | 0 | 0 | 0 | 0 | 0 | 0 | 0 | 0 | 0 | 0 | 0 | 0 | 0 | 0 | 0 | 0.65738 | 1.2323 | 1.9056 | 3.7954 | 0 | 0 | 0 | 0 | 0 | 0 | 0 | 0 | 0 | 0 | 0 | 0 | 0 | 0 | 0 | 0 | 0 | 0 | 0 | 0 | 0.060002 | 0 | 0 | 0 | 0 | 0 | 0 | 0 | 0 | 0 | 1.9
57139_G_1 | PJM_PENE | Pennsylvania | 42 | Cambria | 21 | 57139 | 1 | Highland Wind Project (PA) | 0 | 2009 | 9999 | Onshore Wind | [5 empty] | Non-Fossil | G | 2025 | Wind |  | 0 | 0 | 0 | 0 | 0 | 0 | 0 | 0 | 0 | 0 | 0 | 0 | 0 | 0 | 0 | 0 | 53.2058 | 65.9926 | 42.3342 | 161.5326 | 0 | 0 | 0 | 0 | 0 | 0 | 0 | 0 | 0 | 0 | 0 | 0 | 0 | 0 | 0 | 0 | 0 | 0 | 0 | 0 | 2.4722 | 0 | 0 | 0 | 0 | 0 | 0 | 0 | 0 | 0 | 62.5
57138_B_HRSG2 | S_VACA | South Carolina | 45 | Aiken | 3 | 57138 | HRSG2 | Savannah River Site Biomass Cogen | 16362 | 2012 | 9999 | Biomass |  |  | Bag House + DSI | NH3 |  | Non-Fossil | B | 2025 |  | Biomass Retirement | 0 | 0 | 0 | 0 | 0 | 0 | 0 | 0 | 0 | 0 | 0 | 0 | 0 | 0 | 0 | 0 | 0 | 0 | 0 | 0 | 0 | 0 | 0 | 0 | 0 | 0 | 0 | 0 | 0 | 0 | 0 | 0 | 0 | 0 | 0 | 0 | 0 | 0 | 0 | 0 | 0 | 0 | 0 | 0 | 0 | 0 | 0 | 0 | 0 | 0 | 8 | DSI
57138_B_HRSG1 | S_VACA | South Carolina | 45 | Aiken | 3 | 57138 | HRSG1 | Savannah River Site Biomass Cogen | 16362 | 2012 | 9999 | Biomass |  |  | Bag House + DSI | NH3 |  | Non-Fossil | B | 2025 |  | Biomass Retirement | 0 | 0 | 0 | 0 | 0 | 0 | 0 | 0 | 0 | 0 | 0 | 0 | 0 | 0 | 0 | 0 | 0 | 0 | 0 | 0 | 0 | 0 | 0 | 0 | 0 | 0 | 0 | 0 | 0 | 0 | 0 | 0 | 0 | 0 | 0 | 0 | 0 | 0 | 0 | 0 | 0 | 0 | 0 | 0 | 0 | 0 | 0 | 0 | 0 | 0 | 8 | DSI
57137_G_1 | WECC_PNW | Oregon | 41 | Umatilla | 59 | 57137 | 1 | Eurus Combine Hills Turbine Ranch 2 | 0 | 2010 | 9999 | Onshore Wind | [5 empty] | Non-Fossil | G | 2025 | Wind |  | 0 | 0 | 0 | 0 | 0 | 0 | 0 | 0 | 0 | 0 | 0 | 0 | 0 | 0 | 0 | 0 | 27.1137 | 45.5429 | 73.3231 | 145.9798 | 0 | 0 | 0 | 0 | 0 | 0 | 0 | 0 | 0 | 0 | 0 | 0 | 0 | 0 | 0 | 0 | 0 | 0 | 0 | 0 | 1.7751 | 0 | 0 | 0 | 0 | 0 | 0 | 0 | 0 | 0 | 63
57136_G_1 | WECC_ID | Idaho | 16 | Twin Falls | 83 | 57136 | 1 | Tuana Springs | 0 | 2010 | 9999 | Onshore Wind | [5 empty] | Non-Fossil | G | 2025 | Wind |  | 0 | 0 | 0 | 0 | 0 | 0 | 0 | 0 | 0 | 0 | 0 | 0 | 0 | 0 | 0 | 0 | 11.4236 | 16.9589 | 15.5879 | 43.9704 | 0 | 0 | 0 | 0 | 0 | 0 | 0 | 0 | 0 | 0 | 0 | 0 | 0 | 0 | 0 | 0 | 0 | 0 | 0 | 0 | 0.61142 | 0 | 0 | 0 | 0 | 0 | 0 | 0 | 0 | 0 | 16.8
57135_G_1 | PJM_COMD | Illinois | 17 | Bureau | 11 | 57135 | 1 | Big Sky Wind LLC | 0 | 2011 | 9999 | Onshore Wind | [5 empty] | Non-Fossil | G | 2025 | Wind |  | 0 | 0 | 0 | 0 | 0 | 0 | 0 | 0 | 0 | 0 | 0 | 0 | 0 | 0 | 0 | 0 | 179.8988 | 243.3846 | 161.3779 | 584.6614 | 0 | 0 | 0 | 0 | 0 | 0 | 0 | 0 | 0 | 0 | 0 | 0 | 0 | 0 | 0 | 0 | 0 | 0 | 0 | 0 | 8.6899 | 0 | 0 | 0 | 0 | 0 | 0 | 0 | 0 | 0 | 220.0572
57134_G_1 | WECC_CO | Colorado | 8 | Logan | 75 | 57134 | 1 | OREG 4 Peetz | 9530 | 2009 | 9999 | Non-Fossil Waste | [5 empty] | Non-Fossil | G | 2025 | Non-Fossil |  | 0.035108 | 0.048976 | 0.060673 | 0.14476 | 0 | 0 | 0 | 0 | 0 | 0 | 0 | 0 | 0 | 0 | 0 | 0 | 3.684 | 5.1392 | 6.3665 | 15.1897 | 0 | 0 | 0 | 0 | 0 | 0 | 0 | 0 | 0 | 0 | 0 | 0 | 0 | 0 | 0 | 0 | 0 | 0 | 0 | 0 | 0.75102 | 0.02409 | 0.033606 | 0.041631 | 0.099327 | 0 | 0 | 0 | 0 | 0 | 3.2
57133_G_361 | WEC_CALN | California | 6 | Yuba | 115 | 57133 | 361 | G2 Energy Ostrom Road LLC | 13500 | 2013 | 9999 | Landfill Gas | [5 empty] | Non-Fossil | G | 2025 | LF Gas |  | 0.034001 | 0.044402 | 0.057154 | 0.13556 | 0 | 0 | 0 | 0 | 0 | 0 | 0 | 0 | 0 | 0 | 0 | 0 | 2.5186 | 3.2891 | 4.2336 | 10.0412 | 1.9594 | 2.5589 | 3.2937 | 7.812 | 0 | 0 | 0 | 0 | 0.0024158 | 0.0031548 | 0.0040608 | 0.0096313 | 0 | 0 | 0 | 0 | 0 | 0 | 0 | 0 | 0.35204 | 0.016469 | 0.021508 | 0.027684 | 0.065661 | 0 | 0 | 0 | 0 | 0 | 1.5
57133_G_359 | WEC_CALN | California | 6 | Yuba | 115 | 57133 | 359 | G2 Energy Ostrom Road LLC | 13500 | 2009 | 9999 | Landfill Gas | [5 empty] | Non-Fossil | G | 2025 | LF Gas |  | 0.040801 | 0.053283 | 0.068584 | 0.16267 | 0 | 0 | 0 | 0 | 0 | 0 | 0 | 0 | 0 | 0 | 0 | 0 | 3.0223 | 3.9469 | 5.0803 | 12.0495 | 2.3513 | 3.0706 | 3.9524 | 9.3744 | 0 | 0 | 0 | 0 | 0.0028989 | 0.0037857 | 0.0048729 | 0.011558 | 0 | 0 | 0 | 0 | 0 | 0 | 0 | 0 | 0.42245 | 0.019763 | 0.025809 | 0.033221 | 0.078793 | 0 | 0 | 0 | 0 | 0 | 1.8
57131_G_SCWF1 | MIS_LMI | Michigan | 26 | Missaukee | 113 | 57131 | SCWF1 | Stoney Corners Wind Farm | 0 | 2009 | 9999 | Onshore Wind | [5 empty] | Non-Fossil | G | 2025 | Wind |  | 0 | 0 | 0 | 0 | 0 | 0 | 0 | 0 | 0 | 0 | 0 | 0 | 0 | 0 | 0 | 0 | 58.5011 | 73.4672 | 55.3117 | 187.2801 | 0 | 0 | 0 | 0 | 0 | 0 | 0 | 0 | 0 | 0 | 0 | 0 | 0 | 0 | 0 | 0 | 0 | 0 | 0 | 0 | 2.3333 | 0 | 0 | 0 | 0 | 0 | 0 | 0 | 0 | 0 | 59
57130_G_BR1 | NENG_ME | Maine | 23 | Waldo | 27 | 57130 | BR1 | Beaver Ridge Wind | 0 | 2008 | 9999 | Onshore Wind | [5 empty] | Non-Fossil | G | 2025 | Wind |  | 0 | 0 | 0 | 0 | 0 | 0 | 0 | 0 | 0 | 0 | 0 | 0 | 0 | 0 | 0 | 0 | 3.3631 | 4.2894 | 3.4846 | 11.1372 | 0 | 0 | 0 | 0 | 0 | 0 | 0 | 0 | 0 | 0 | 0 | 0 | 0 | 0 | 0 | 0 | 0 | 0 | 0 | 0 | 0.13716 | 0 | 0 | 0 | 0 | 0 | 0 | 0 | 0 | 0 | 4.4517
57128_G_360 | FRCC | Florida | 12 | Marion | 83 | 57128 | 360 | G2 Energy Marion LLC | 13500 | 2010 | 9999 | Landfill Gas | [5 empty] | Non-Fossil | G | 2025 | LF Gas |  | 0.017563 | 0.022764 | 0.026064 | 0.066391 | 0 | 0 | 0 | 0 | 0 | 0 | 0 | 0 | 0 | 0 | 0 | 0 | 1.301 | 1.6862 | 1.9306 | 4.9179 | 1.0122 | 1.3119 | 1.502 | 3.8261 | 0 | 0 | 0 | 0 | 0.00087819 | 0.0011382 | 0.0013032 | 0.0033196 | 0 | 0 | 0 | 0 | 0 | 0 | 0 | 0 | 0.18775 | 0.0085073 | 0.011026 | 0.012625 | 0.032158 | 0 | 0 | 0 | 0 | 0 | 0.8
57128_G_358 | FRCC | Florida | 12 | Marion | 83 | 57128 | 358 | G2 Energy Marion LLC | 13500 | 2009 | 9999 | Landfill Gas | [5 empty] | Non-Fossil | G | 2025 | LF Gas |  | 0.032931 | 0.042682 | 0.04887 | 0.12448 | 0 | 0 | 0 | 0 | 0 | 0 | 0 | 0 | 0 | 0 | 0 | 0 | 2.4394 | 3.1617 | 3.62 | 9.221 | 1.8978 | 2.4597 | 2.8163 | 7.1739 | 0 | 0 | 0 | 0 | 0.0016466 | 0.0021342 | 0.0024435 | 0.0062243 | 0 | 0 | 0 | 0 | 0 | 0 | 0 | 0 | 0.35204 | 0.015951 | 0.020674 | 0.023671 | 0.060297 | 0 | 0 | 0 | 0 | 0 | 1.5
57128_G_357 | FRCC | Florida | 12 | Marion | 83 | 57128 | 357 | G2 Energy Marion LLC | 13500 | 2009 | 9999 | Landfill Gas | [5 empty] | Non-Fossil | G | 2025 | LF Gas |  | 0.032931 | 0.042682 | 0.04887 | 0.12448 | 0 | 0 | 0 | 0 | 0 | 0 | 0 | 0 | 0 | 0 | 0 | 0 | 2.4394 | 3.1617 | 3.62 | 9.221 | 1.8978 | 2.4597 | 2.8163 | 7.1739 | 0 | 0 | 0 | 0 | 0.0016466 | 0.0021342 | 0.0024435 | 0.0062243 | 0 | 0 | 0 | 0 | 0 | 0 | 0 | 0 | 0.35204 | 0.015951 | 0.020674 | 0.023671 | 0.060297 | 0 | 0 | 0 | 0 | 0 | 1.5
57126_G_YCWP | WECC_ID | Idaho | 16 | Twin Falls | 83 | 57126 | YCWP | Yahoo Creek | 0 | 2010 | 9999 | Onshore Wind | [5 empty] | Non-Fossil | G | 2025 | Wind |  | 0 | 0 | 0 | 0 | 0 | 0 | 0 | 0 | 0 | 0 | 0 | 0 | 0 | 0 | 0 | 0 | 14.2795 | 21.1986 | 19.4849 | 54.963 | 0 | 0 | 0 | 0 | 0 | 0 | 0 | 0 | 0 | 0 | 0 | 0 | 0 | 0 | 0 | 0 | 0 | 0 | 0 | 0 | 0.76427 | 0 | 0 | 0 | 0 | 0 | 0 | 0 | 0 | 0 | 21
57125_G_CRWP | WECC_ID | Idaho | 16 | Elmore | 39 | 57125 | CRWP | Camp Reed | 0 | 2010 | 9999 | Onshore Wind | [5 empty] | Non-Fossil | G | 2025 | Wind |  | 0 | 0 | 0 | 0 | 0 | 0 | 0 | 0 | 0 | 0 | 0 | 0 | 0 | 0 | 0 | 0 | 15.2995 | 22.7128 | 20.8767 | 58.889 | 0 | 0 | 0 | 0 | 0 | 0 | 0 | 0 | 0 | 0 | 0 | 0 | 0 | 0 | 0 | 0 | 0 | 0 | 0 | 0 | 0.81886 | 0 | 0 | 0 | 0 | 0 | 0 | 0 | 0 | 0 | 22.5
57124_G_PFWP | WECC_ID | Idaho | 16 | Twin Falls | 83 | 57124 | PFWP | Payne's Ferry | 0 | 2010 | 9999 | Onshore Wind | [5 empty] | Non-Fossil | G | 2025 | Wind |  | 0 | 0 | 0 | 0 | 0 | 0 | 0 | 0 | 0 | 0 | 0 | 0 | 0 | 0 | 0 | 0 | 14.2795 | 21.1986 | 19.4849 | 54.963 | 0 | 0 | 0 | 0 | 0 | 0 | 0 | 0 | 0 | 0 | 0 | 0 | 0 | 0 | 0 | 0 | 0 | 0 | 0 | 0 | 0.76427 | 0 | 0 | 0 | 0 | 0 | 0 | 0 | 0 | 0 | 21
57123_G_6 | FRCC | Florida | 12 | Duval | 31 | 57123 | 6 | Trail Ridge Landfill Gas Recovery | 13500 | 2008 | 9999 | Landfill Gas | [5 empty] | Non-Fossil | G | 2025 | LF Gas |  | 0.032931 | 0.042682 | 0.04887 | 0.12448 | 0 | 0 | 0 | 0 | 0 | 0 | 0 | 0 | 0 | 0 | 0 | 0 | 2.4394 | 3.1617 | 3.62 | 9.221 | 1.8978 | 2.4597 | 2.8163 | 7.1739 | 0 | 0 | 0 | 0 | 0.0016466 | 0.0021341 | 0.0024435 | 0.0062241 | 0 | 0 | 0 | 0 | 0 | 0 | 0 | 0 | 0.35204 | 0.015951 | 0.020674 | 0.023671 | 0.060297 | 0 | 0 | 0 | 0 | 0 | 1.5
57123_G_5 | FRCC | Florida | 12 | Duval | 31 | 57123 | 5 | Trail Ridge Landfill Gas Recovery | 13500 | 2008 | 9999 | Landfill Gas | [5 empty] | Non-Fossil | G | 2025 | LF Gas |  | 0.032931 | 0.042682 | 0.04887 | 0.12448 | 0 | 0 | 0 | 0 | 0 | 0 | 0 | 0 | 0 | 0 | 0 | 0 | 2.4394 | 3.1617 | 3.62 | 9.221 | 1.8978 | 2.4597 | 2.8163 | 7.1739 | 0 | 0 | 0 | 0 | 0.0016466 | 0.0021341 | 0.0024435 | 0.0062241 | 0 | 0 | 0 | 0 | 0 | 0 | 0 | 0 | 0.35204 | 0.015951 | 0.020674 | 0.023671 | 0.060297 | 0 | 0 | 0 | 0 | 0 | 1.5
57123_G_4 | FRCC | Florida | 12 | Duval | 31 | 57123 | 4 | Trail Ridge Landfill Gas Recovery | 13500 | 2008 | 9999 | Landfill Gas | [5 empty] | Non-Fossil | G | 2025 | LF Gas |  | 0.032931 | 0.042682 | 0.04887 | 0.12448 | 0 | 0 | 0 | 0 | 0 | 0 | 0 | 0 | 0 | 0 | 0 | 0 | 2.4394 | 3.1617 | 3.62 | 9.221 | 1.8978 | 2.4597 | 2.8163 | 7.1739 | 0 | 0 | 0 | 0 | 0.0016466 | 0.0021341 | 0.0024435 | 0.0062241 | 0 | 0 | 0 | 0 | 0 | 0 | 0 | 0 | 0.35204 | 0.015951 | 0.020674 | 0.023671 | 0.060297 | 0 | 0 | 0 | 0 | 0 | 1.5
57123_G_3 | FRCC | Florida | 12 | Duval | 31 | 57123 | 3 | Trail Ridge Landfill Gas Recovery | 13500 | 2008 | 9999 | Landfill Gas | [5 empty] | Non-Fossil | G | 2025 | LF Gas |  | 0.032931 | 0.042682 | 0.04887 | 0.12448 | 0 | 0 | 0 | 0 | 0 | 0 | 0 | 0 | 0 | 0 | 0 | 0 | 2.4394 | 3.1617 | 3.62 | 9.221 | 1.8978 | 2.4597 | 2.8163 | 7.1739 | 0 | 0 | 0 | 0 | 0.0016466 | 0.0021341 | 0.0024435 | 0.0062241 | 0 | 0 | 0 | 0 | 0 | 0 | 0 | 0 | 0.35204 | 0.015951 | 0.020674 | 0.023671 | 0.060297 | 0 | 0 | 0 | 0 | 0 | 1.5
57123_G_2 | FRCC | Florida | 12 | Duval | 31 | 57123 | 2 | Trail Ridge Landfill Gas Recovery | 13500 | 2008 | 9999 | Landfill Gas | [5 empty] | Non-Fossil | G | 2025 | LF Gas |  | 0.032931 | 0.042682 | 0.04887 | 0.12448 | 0 | 0 | 0 | 0 | 0 | 0 | 0 | 0 | 0 | 0 | 0 | 0 | 2.4394 | 3.1617 | 3.62 | 9.221 | 1.8978 | 2.4597 | 2.8163 | 7.1739 | 0 | 0 | 0 | 0 | 0.0016466 | 0.0021341 | 0.0024435 | 0.0062241 | 0 | 0 | 0 | 0 | 0 | 0 | 0 | 0 | 0.35204 | 0.015951 | 0.020674 | 0.023671 | 0.060297 | 0 | 0 | 0 | 0 | 0 | 1.5
57123_G_1 | FRCC | Florida | 12 | Duval | 31 | 57123 | 1 | Trail Ridge Landfill Gas Recovery | 13500 | 2008 | 9999 | Landfill Gas | [5 empty] | Non-Fossil | G | 2025 | LF Gas |  | 0.032931 | 0.042682 | 0.04887 | 0.12448 | 0 | 0 | 0 | 0 | 0 | 0 | 0 | 0 | 0 | 0 | 0 | 0 | 2.4394 | 3.1617 | 3.62 | 9.221 | 1.8978 | 2.4597 | 2.8163 | 7.1739 | 0 | 0 | 0 | 0 | 0.0016466 | 0.0021341 | 0.0024435 | 0.0062241 | 0 | 0 | 0 | 0 | 0 | 0 | 0 | 0 | 0.35204 | 0.015951 | 0.020674 | 0.023671 | 0.060297 | 0 | 0 | 0 | 0 | 0 | 1.5
57122_G_STG1 | WECC_SCE | California | 6 | Orange | 59 | 57122 | STG1 | UCI Facilities Management Central Plant | 7590 | 2007 | 9999 | Combined Cycle | [5 empty] | Fossil | G | 2025 | NaturalGas |  | 0.07322 | 0.099254 | 0.13186 | 0.30433 | 0 | 0 | 0 | 0 | 0 | 0 | 0 | 0 | 0 | 0 | 0 | 0 | 9.6469 | 13.0769 | 17.3726 | 40.0963 | 4.2863 | 5.8103 | 7.719 | 17.8156 | 5.1258e-09 | 6.9483e-09 | 9.2262e-09 | 2.13e-08 | 0.00066885 | 0.00090667 | 0.0012044 | 0.00278 | 0 | 0 | 0 | 0 | 0 | 0 | 0 | 0 | 0.16056 | 0.019294 | 0.026154 | 0.034746 | 0.080194 | 0.29411 | 0.35601 | 0.49669 | 1.1468 | 0 | 5.5
57122_G_CTG1 | WECC_SCE | California | 6 | Orange | 59 | 57122 | CTG1 | UCI Facilities Management Central Plant | 7590 | 2007 | 9999 | Combined Cycle | [5 empty] | Fossil | G | 2025 | NaturalGas |  | 0.17972 | 0.24362 | 0.32365 | 0.74699 | 0 | 0 | 0 | 0 | 0 | 0 | 0 | 0 | 0 | 0 | 0 | 0 | 23.6787 | 32.0978 | 42.6418 | 98.4183 | 10.5209 | 14.2617 | 18.9465 | 43.7291 | 1.2583e-08 | 1.7057e-08 | 2.2659e-08 | 5.2298e-08 | 0.0016416 | 0.0022253 | 0.0029564 | 0.0068234 | 0 | 0 | 0 | 0 | 0 | 0 | 0 | 0 | 0.39411 | 0.047358 | 0.064197 | 0.085285 | 0.19684 | 0.72191 | 0.87383 | 1.2191 | 2.8149 | 0 | 13.5
57121_G_1 | MIS_MAPP | North Dakota | 38 | Steele | 91 | 57121 | 1 | Ashtabula Wind II LLC | 0 | 2009 | 9999 | Onshore Wind | [5 empty] | Non-Fossil | G | 2025 | Wind |  | 0 | 0 | 0 | 0 | 0 | 0 | 0 | 0 | 0 | 0 | 0 | 0 | 0 | 0 | 0 | 0 | 103.2339 | 151.2575 | 143.3025 | 397.7938 | 0 | 0 | 0 | 0 | 0 | 0 | 0 | 0 | 0 | 0 | 0 | 0 | 0 | 0 | 0 | 0 | 0 | 0 | 0 | 0 | 4.7325 | 0 | 0 | 0 | 0 | 0 | 0 | 0 | 0 | 0 | 120
57120_G_1 | SPP_WAUE | North Dakota | 38 | Burleigh | 15 | 57120 | 1 | Wilton Wind II LLC | 0 | 2009 | 9999 | Onshore Wind | [5 empty] | Non-Fossil | G | 2025 | Wind |  | 0 | 0 | 0 | 0 | 0 | 0 | 0 | 0 | 0 | 0 | 0 | 0 | 0 | 0 | 0 | 0 | 48.5756 | 70.8737 | 67.9848 | 187.4341 | 0 | 0 | 0 | 0 | 0 | 0 | 0 | 0 | 0 | 0 | 0 | 0 | 0 | 0 | 0 | 0 | 0 | 0 | 0 | 0 | 1.9516 | 0 | 0 | 0 | 0 | 0 | 0 | 0 | 0 | 0 | 49.5
57119_B_1111 | MIS_MNWI | Minnesota | 27 | Scott | 139 | 57119 | 1111 | Koda Biomass Plant | 13718 | 2009 | 9999 | Biomass |  |  | ESPC + SNCR + DSI | LA + OFA |  | Non-Fossil | B | 2025 | Biomass |  | 0.0030047 | 0 | 0.035364 | 0.038368 | 0 | 0 | 0 | 0 | 0 | 0 | 0 | 0 | 0 | 0 | 0 | 0 | 0.21904 | 0 | 2.5779 | 2.7969 | 0.40747 | 0 | 4.7957 | 5.2031 | 1.1911e-06 | 0 | 1.4018e-05 | 1.5209e-05 | 0.0005255 | 0 | 0.0061847 | 0.0067102 | 8.36e-05 | 0 | 0.00098376 | 0.0010674 | 0 | 0 | 0 | 0 | 0 | 0.0015969 | 0 | 0.018795 | 0.020392 | 0.010568 | 0 | 0.12438 | 0.13495 | 0 | 20.3 | SNCR / DSI
57118_G_GEN 1 | SPP_N | Kansas | 20 | Kiowa | 97 | 57118 | GEN 1 | Greensburg | 0 | 2010 | 9999 | Onshore Wind | [5 empty] | Non-Fossil | G | 2025 | Wind |  | 0 | 0 | 0 | 0 | 0 | 0 | 0 | 0 | 0 | 0 | 0 | 0 | 0 | 0 | 0 | 0 | 10.7073 | 16.1835 | 16.4589 | 43.3497 | 0 | 0 | 0 | 0 | 0 | 0 | 0 | 0 | 0 | 0 | 0 | 0 | 0 | 0 | 0 | 0 | 0 | 0 | 0 | 0 | 0.49324 | 0 | 0 | 0 | 0 | 0 | 0 | 0 | 0 | 0 | 12.5
57116_G_GEN 1 | MIS_WUMS | Wisconsin | 55 | Lafayette | 65 | 57116 | GEN 1 | Quilt Block Wind Farm LLC | 0 | 2017 | 9999 | Onshore Wind | [5 empty] | Non-Fossil | G | 2025 | Wind |  | 0 | 0 | 0 | 0 | 0 | 0 | 0 | 0 | 0 | 0 | 0 | 0 | 0 | 0 | 0 | 0 | 137.3084 | 184.2407 | 141.9356 | 463.4848 | 0 | 0 | 0 | 0 | 0 | 0 | 0 | 0 | 0 | 0 | 0 | 0 | 0 | 0 | 0 | 0 | 0 | 0 | 0 | 0 | 2.7613 | 0 | 0 | 0 | 0 | 0 | 0 | 0 | 0 | 0 | 98
57115_G_GEN 1 | PJM_West | Indiana | 18 | White | 181 | 57115 | GEN 1 | Meadow Lake Wind Farm III LLC | 0 | 2010 | 9999 | Onshore Wind | [5 empty] | Non-Fossil | G | 2025 | Wind |  | 0 | 0 | 0 | 0 | 0 | 0 | 0 | 0 | 0 | 0 | 0 | 0 | 0 | 0 | 0 | 0 | 79.8353 | 107.8117 | 64.0327 | 251.6798 | 0 | 0 | 0 | 0 | 0 | 0 | 0 | 0 | 0 | 0 | 0 | 0 | 0 | 0 | 0 | 0 | 0 | 0 | 0 | 0 | 2.9163 | 0 | 0 | 0 | 0 | 0 | 0 | 0 | 0 | 0 | 103.5
57113_G_GEN 1 | PJM_COMD | Illinois | 17 | Livingston | 105 | 57113 | GEN 1 | Blackstone Wind Farm II LLC | 0 | 2010 | 9999 | Onshore Wind | [5 empty] | Non-Fossil | G | 2025 | Wind |  | 0 | 0 | 0 | 0 | 0 | 0 | 0 | 0 | 0 | 0 | 0 | 0 | 0 | 0 | 0 | 0 | 149.9157 | 202.8205 | 134.4816 | 487.2178 | 0 | 0 | 0 | 0 | 0 | 0 | 0 | 0 | 0 | 0 | 0 | 0 | 0 | 0 | 0 | 0 | 0 | 0 | 0 | 0 | 7.2416 | 0 | 0 | 0 | 0 | 0 | 0 | 0 | 0 | 0 | 183.381
57112_G_GEN1 | PJM_West | Indiana | 18 | White | 181 | 57112 | GEN1 | Meadow Lake Wind Farm II LLC | 0 | 2010 | 9999 | Onshore Wind | [5 empty] | Non-Fossil | G | 2025 | Wind |  | 0 | 0 | 0 | 0 | 0 | 0 | 0 | 0 | 0 | 0 | 0 | 0 | 0 | 0 | 0 | 0 | 76.3642 | 103.1243 | 61.2487 | 240.7372 | 0 | 0 | 0 | 0 | 0 | 0 | 0 | 0 | 0 | 0 | 0 | 0 | 0 | 0 | 0 | 0 | 0 | 0 | 0 | 0 | 2.7895 | 0 | 0 | 0 | 0 | 0 | 0 | 0 | 0 | 0 | 99
57111_G_GEN 1 | MIS_IA | Iowa | 19 | Dickinson | 59 | 57111 | GEN 1 | Lost Lakes Wind Farm LLC | 0 | 2009 | 9999 | Onshore Wind | [5 empty] | Non-Fossil | G | 2025 | Wind |  | 0 | 0 | 0 | 0 | 0 | 0 | 0 | 0 | 0 | 0 | 0 | 0 | 0 | 0 | 0 | 0 | 86.3623 | 121.0449 | 96.601 | 304.0082 | 0 | 0 | 0 | 0 | 0 | 0 | 0 | 0 | 0 | 0 | 0 | 0 | 0 | 0 | 0 | 0 | 0 | 0 | 0 | 0 | 2.8129 | 0 | 0 | 0 | 0 | 0 | 0 | 0 | 0 | 0 | 99.8313
57110_G_GEN 1 | PJM_COMD | Illinois | 17 | Livingston | 105 | 57110 | GEN 1 | Blackstone Wind Farm LLC | 0 | 2009 | 9999 | Onshore Wind | [5 empty] | Non-Fossil | G | 2025 | Wind |  | 0 | 0 | 0 | 0 | 0 | 0 | 0 | 0 | 0 | 0 | 0 | 0 | 0 | 0 | 0 | 0 | 76.457 | 103.4385 | 68.5856 | 248.4811 | 0 | 0 | 0 | 0 | 0 | 0 | 0 | 0 | 0 | 0 | 0 | 0 | 0 | 0 | 0 | 0 | 0 | 0 | 0 | 0 | 3.6932 | 0 | 0 | 0 | 0 | 0 | 0 | 0 | 0 | 0 | 93.5243
57109_G_GEN 1 | PJM_West | Indiana | 18 | White | 181 | 57109 | GEN 1 | Meadow Lake Wind Farm LLC | 0 | 2009 | 9999 | Onshore Wind | [5 empty] | Non-Fossil | G | 2025 | Wind |  | 0 | 0 | 0 | 0 | 0 | 0 | 0 | 0 | 0 | 0 | 0 | 0 | 0 | 0 | 0 | 0 | 154.0397 | 208.0194 | 123.5491 | 485.6082 | 0 | 0 | 0 | 0 | 0 | 0 | 0 | 0 | 0 | 0 | 0 | 0 | 0 | 0 | 0 | 0 | 0 | 0 | 0 | 0 | 5.6269 | 0 | 0 | 0 | 0 | 0 | 0 | 0 | 0 | 0 | 199.7
57108_G_GEN 1 | SPP_WEST | Oklahoma | 40 | Caddo | 15 | 57108 | GEN 1 | Blue Canyon Windpower V LLC | 0 | 2009 | 9999 | Onshore Wind | [5 empty] | Non-Fossil | G | 2025 | Wind |  | 0 | 0 | 0 | 0 | 0 | 0 | 0 | 0 | 0 | 0 | 0 | 0 | 0 | 0 | 0 | 0 | 85.0756 | 130.8796 | 132.3555 | 348.3107 | 0 | 0 | 0 | 0 | 0 | 0 | 0 | 0 | 0 | 0 | 0 | 0 | 0 | 0 | 0 | 0 | 0 | 0 | 0 | 0 | 3.8121 | 0 | 0 | 0 | 0 | 0 | 0 | 0 | 0 | 0 | 97.8696
57107_G_1 | WECC_UT | Utah | 49 | Beaver | 1 | 57107 | 1 | Milford Wind Corridor Stage II LLC | 0 | 2011 | 9999 | Onshore Wind | [5 empty] | Non-Fossil | G | 2025 | Wind |  | 0 | 0 | 0 | 0 | 0 | 0 | 0 | 0 | 0 | 0 | 0 | 0 | 0 | 0 | 0 | 0 | 42.0379 | 68.3715 | 94.648 | 205.0574 | 0 | 0 | 0 | 0 | 0 | 0 | 0 | 0 | 0 | 0 | 0 | 0 | 0 | 0 | 0 | 0 | 0 | 0 | 0 | 0 | 2.874 | 0 | 0 | 0 | 0 | 0 | 0 | 0 | 0 | 0 | 102
57106_G_1 | SPP_SPS | New Mexico | 35 | Quay | 37 | 57106 | 1 | Mesalands Comm College Wind Turbine | 0 | 2008 | 9999 | Onshore Wind | [5 empty] | Non-Fossil | G | 2025 | Wind |  | 0 | 0 | 0 | 0 | 0 | 0 | 0 | 0 | 0 | 0 | 0 | 0 | 0 | 0 | 0 | 0 | 1.3911 | 1.9502 | 2.0479 | 5.3892 | 0 | 0 | 0 | 0 | 0 | 0 | 0 | 0 | 0 | 0 | 0 | 0 | 0 | 0 | 0 | 0 | 0 | 0 | 0 | 0 | 0.042265 | 0 | 0 | 0 | 0 | 0 | 0 | 0 | 0 | 0 | 1.5
57103_B_2 | NENGREST | Massachusetts | 25 | Worcester | 27 | 57103 | 2 | Newark America Mill | 11269 | 2007 | 9999 | O/G Steam | [5 empty] | Fossil | B | 2025 | NaturalGas |  | 0 | 0 | 0.0053561 | 0.0053561 | 0 | 0 | 0 | 0 | 0 | 0 | 0 | 0 | 0 | 0 | 0 | 0 | 0 | 0 | 0.4753 | 0.4753 | 0 | 0 | 0.31355 | 0.31355 | 0 | 0 | 3.751e-10 | 3.751e-10 | 0 | 0 | 0.00018965 | 0.00018965 | 0 | 0 | 0 | 0 | 0 | 0 | 0 | 0 | 0.050813 | 0 | 0 | 0.00039355 | 0.00039355 | 0 | 0 | 0.01798 | 0.01798 | 0 | 3
57102_G_EN02 | WECC_SCE | California | 6 | Los Angeles | 37 | 57102 | EN02 | Whittier LFG Power Plant #1 | 13500 | 2010 | 9999 | Landfill Gas | [5 empty] | Non-Fossil | G | 2025 | LF Gas |  | 0.021246 | 0.028537 | 0.036161 | 0.085943 | 0 | 0 | 0 | 0 | 0 | 0 | 0 | 0 | 0 | 0 | 0 | 0 | 1.5738 | 2.1138 | 2.6786 | 6.3662 | 1.2244 | 1.6445 | 2.0839 | 4.9528 | 0 | 0 | 0 | 0 | 0.0009159 | 0.0012302 | 0.0015589 | 0.003705 | 0 | 0 | 0 | 0 | 0 | 0 | 0 | 0 | 0.23469 | 0.010291 | 0.013822 | 0.017516 | 0.041629 | 0 | 0 | 0 | 0 | 0 | 1
57102_G_EN01 | WECC_SCE | California | 6 | Los Angeles | 37 | 57102 | EN01 | Whittier LFG Power Plant #1 | 6264 | 2006 | 9999 | Landfill Gas | [5 empty] | Non-Fossil | G | 2025 | LF Gas |  | 0.0098581 | 0.013241 | 0.016779 | 0.039878 | 0 | 0 | 0 | 0 | 0 | 0 | 0 | 0 | 0 | 0 | 0 | 0 | 1.5738 | 2.1138 | 2.6786 | 6.3662 | 1.2244 | 1.6445 | 2.0839 | 4.9528 | 0 | 0 | 0 | 0 | 0.000916 | 0.0012303 | 0.001559 | 0.0037053 | 0 | 0 | 0 | 0 | 0 | 0 | 0 | 0 | 0.27247 | 0.010291 | 0.013822 | 0.017516 | 0.041629 | 0 | 0 | 0 | 0 | 0 | 1
57101_G_1 | WEC_CALN | California | 6 | Santa Barbara | 83 | 57101 | 1 | J&A-Santa Maria II LLC | 9137 | 2010 | 9999 | Landfill Gas | [5 empty] | Non-Fossil | G | 2025 | LF Gas |  | 0.021478 | 0.028049 | 0.036104 | 0.08563 | 0 | 0 | 0 | 0 | 0 | 0 | 0 | 0 | 0 | 0 | 0 | 0 | 2.3507 | 3.0698 | 3.9514 | 9.3718 | 1.8288 | 2.3883 | 3.0741 | 7.2912 | 0 | 0 | 0 | 0 | 0.0008943 | 0.0011679 | 0.0015031 | 0.0035653 | 0 | 0 | 0 | 0 | 0 | 0 | 0 | 0 | 0.32857 | 0.015371 | 0.020074 | 0.025838 | 0.061283 | 0 | 0 | 0 | 0 | 0 | 1.4
57100_G_EN01 | WEC_CALN | California | 6 | Santa Barbara | 83 | 57100 | EN01 | Santa Maria LFG Power Plant | 8771 | 2008 | 9999 | Landfill Gas | [5 empty] | Non-Fossil | G | 2025 | LF Gas |  | 0.014727 | 0.019232 | 0.024755 | 0.058715 | 0 | 0 | 0 | 0 | 0 | 0 | 0 | 0 | 0 | 0 | 0 | 0 | 1.6791 | 2.1927 | 2.8224 | 6.6942 | 1.3063 | 1.7059 | 2.1958 | 5.208 | 0 | 0 | 0 | 0 | 0.00018286 | 0.0002388 | 0.00030732 | 0.00072898 | 0 | 0 | 0 | 0 | 0 | 0 | 0 | 0 | 0.23469 | 0.01098 | 0.014338 | 0.018456 | 0.043774 | 0 | 0 | 0 | 0 | 0 | 1
57099_B_7PB | WECC_PNW | Washington | 53 | Pierce | 53 | 57099 | 7PB | WestRock (WA) | 11414 | 1991 | 9999 | Non-Fossil Waste |  |  | ESPC + Cyclone | OFA |  | Non-Fossil | B | 2025 | Non-Fossil |  | 0.23651 | 0.34032 | 0.42147 | 0.9983 | 0 | 0 | 0 | 0 | 0 | 0 | 0 | 0 | 0 | 0 | 0 | 0 | 20.7207 | 29.816 | 36.9258 | 87.4626 | 0 | 0 | 0 | 0 | 0 | 0 | 0 | 0 | 0 | 0 | 0 | 0 | 0 | 0 | 0 | 0 | 0 | 0 | 0 | 0 | 6.1762 | 0.13549 | 0.19497 | 0.24146 | 0.57193 | 0 | 0 | 0 | 0 | 0 | 26.3163
57099_B_4RB | WECC_PNW | Washington | 53 | Pierce | 53 | 57099 | 4RB | WestRock (WA) | 11414 | 1973 | 9999 | Non-Fossil Waste |  |  | ESPC |  |  | Non-Fossil | B | 2025 | Non-Fossil |  | 0.23651 | 0.34032 | 0.42147 | 0.9983 | 0 | 0 | 0 | 0 | 0 | 0 | 0 | 0 | 0 | 0 | 0 | 0 | 20.7207 | 29.816 | 36.9258 | 87.4626 | 0 | 0 | 0 | 0 | 0 | 0 | 0 | 0 | 0 | 0 | 0 | 0 | 0 | 0 | 0 | 0 | 0 | 0 | 0 | 0 | 6.1762 | 0.13549 | 0.19497 | 0.24146 | 0.57193 | 0 | 0 | 0 | 0 | 0 | 26.3163
57098_G_1 | WECC_AZ | Arizona | 4 | Navajo | 17 | 57098 | 1 | Dry Lake Wind LLC | 0 | 2009 | 9999 | Onshore Wind | [5 empty] | Non-Fossil | G | 2025 | Wind |  | 0 | 0 | 0 | 0 | 0 | 0 | 0 | 0 | 0 | 0 | 0 | 0 | 0 | 0 | 0 | 0 | 26.7757 | 45.4536 | 48.0986 | 120.3279 | 0 | 0 | 0 | 0 | 0 | 0 | 0 | 0 | 0 | 0 | 0 | 0 | 0 | 0 | 0 | 0 | 0 | 0 | 0 | 0 | 1.7751 | 0 | 0 | 0 | 0 | 0 | 0 | 0 | 0 | 0 | 63
57097_G_1 | MIS_MAPP | North Dakota | 38 | Pierce | 69 | 57097 | 1 | Rugby Wind Power Project | 0 | 2009 | 9999 | Onshore Wind | [5 empty] | Non-Fossil | G | 2025 | Wind |  | 0 | 0 | 0 | 0 | 0 | 0 | 0 | 0 | 0 | 0 | 0 | 0 | 0 | 0 | 0 | 0 | 128.182 | 187.8114 | 177.9339 | 493.9273 | 0 | 0 | 0 | 0 | 0 | 0 | 0 | 0 | 0 | 0 | 0 | 0 | 0 | 0 | 0 | 0 | 0 | 0 | 0 | 0 | 5.8762 | 0 | 0 | 0 | 0 | 0 | 0 | 0 | 0 | 0 | 149
57096_G_1 | WECC_PNW | Oregon | 41 | Sherman | 55 | 57096 | 1 | Star Point Wind Project LLC | 0 | 2010 | 9999 | Onshore Wind | [5 empty] | Non-Fossil | G | 2025 | Wind |  | 0 | 0 | 0 | 0 | 0 | 0 | 0 | 0 | 0 | 0 | 0 | 0 | 0 | 0 | 0 | 0 | 42.4781 | 71.3506 | 114.8729 | 228.7016 | 0 | 0 | 0 | 0 | 0 | 0 | 0 | 0 | 0 | 0 | 0 | 0 | 0 | 0 | 0 | 0 | 0 | 0 | 0 | 0 | 2.7811 | 0 | 0 | 0 | 0 | 0 | 0 | 0 | 0 | 0 | 98.7
57095_G_1 | ERC_REST | Texas | 48 | Kenedy | 261 | 57095 | 1 | Penascal II Wind Project LLC | 0 | 2010 | 9999 | Onshore Wind | [5 empty] | Non-Fossil | G | 2025 | Wind |  | 0 | 0 | 0 | 0 | 0 | 0 | 0 | 0 | 0 | 0 | 0 | 0 | 0 | 0 | 0 | 0 | 144.3471 | 207.9045 | 248.0595 | 600.3111 | 0 | 0 | 0 | 0 | 0 | 0 | 0 | 0 | 0 | 0 | 0 | 0 | 0 | 0 | 0 | 0 | 0 | 0 | 0 | 0 | 5.6635 | 0 | 0 | 0 | 0 | 0 | 0 | 0 | 0 | 0 | 201
57094_G_1 | PJM_COMD | Illinois | 17 | Livingston | 105 | 57094 | 1 | Streator Cayuga Ridge South | 0 | 2010 | 9999 | Onshore Wind | [5 empty] | Non-Fossil | G | 2025 | Wind |  | 0 | 0 | 0 | 0 | 0 | 0 | 0 | 0 | 0 | 0 | 0 | 0 | 0 | 0 | 0 | 0 | 224.8735 | 304.2308 | 201.7224 | 730.8267 | 0 | 0 | 0 | 0 | 0 | 0 | 0 | 0 | 0 | 0 | 0 | 0 | 0 | 0 | 0 | 0 | 0 | 0 | 0 | 0 | 10.8624 | 0 | 0 | 0 | 0 | 0 | 0 | 0 | 0 | 0 | 275.0715
57093_G_CWGT | WECC_WY | Wyoming | 56 | Natrona | 25 | 57093 | CWGT | Casper Wind Farm | 0 | 2009 | 9999 | Onshore Wind | [5 empty] | Non-Fossil | G | 2025 | Wind |  | 0 | 0 | 0 | 0 | 0 | 0 | 0 | 0 | 0 | 0 | 0 | 0 | 0 | 0 | 0 | 0 | 17.3388 | 19.3135 | 14.2443 | 50.8966 | 0 | 0 | 0 | 0 | 0 | 0 | 0 | 0 | 0 | 0 | 0 | 0 | 0 | 0 | 0 | 0 | 0 | 0 | 0 | 0 | 0.47901 | 0 | 0 | 0 | 0 | 0 | 0 | 0 | 0 | 0 | 17
57091_G_SSW01 | WECC_WY | Wyoming | 56 | Laramie | 21 | 57091 | SSW01 | Silver Sage Windpower | 0 | 2009 | 9999 | Onshore Wind | [5 empty] | Non-Fossil | G | 2025 | Wind |  | 0 | 0 | 0 | 0 | 0 | 0 | 0 | 0 | 0 | 0 | 0 | 0 | 0 | 0 | 0 | 0 | 42.8371 | 47.7158 | 35.1917 | 125.7446 | 0 | 0 | 0 | 0 | 0 | 0 | 0 | 0 | 0 | 0 | 0 | 0 | 0 | 0 | 0 | 0 | 0 | 0 | 0 | 0 | 1.1834 | 0 | 0 | 0 | 0 | 0 | 0 | 0 | 0 | 0 | 42
57090_G_CHWF | WECC_WY | Wyoming | 56 | Converse | 9 | 57090 | CHWF | Campbell Hill Windpower | 0 | 2009 | 9999 | Onshore Wind | [5 empty] | Non-Fossil | G | 2025 | Wind |  | 0 | 0 | 0 | 0 | 0 | 0 | 0 | 0 | 0 | 0 | 0 | 0 | 0 | 0 | 0 | 0 | 100.9731 | 112.473 | 82.9518 | 296.3979 | 0 | 0 | 0 | 0 | 0 | 0 | 0 | 0 | 0 | 0 | 0 | 0 | 0 | 0 | 0 | 0 | 0 | 0 | 0 | 0 | 2.7895 | 0 | 0 | 0 | 0 | 0 | 0 | 0 | 0 | 0 | 99
57083_G_1 | NENG_ME | Maine | 23 | Hancock | 9 | 57083 | 1 | Bull Hill Wind Project | 0 | 2012 | 9999 | Onshore Wind | [5 empty] | Non-Fossil | G | 2025 | Wind |  | 0 | 0 | 0 | 0 | 0 | 0 | 0 | 0 | 0 | 0 | 0 | 0 | 0 | 0 | 0 | 0 | 25.7837 | 32.8857 | 26.7156 | 85.385 | 0 | 0 | 0 | 0 | 0 | 0 | 0 | 0 | 0 | 0 | 0 | 0 | 0 | 0 | 0 | 0 | 0 | 0 | 0 | 0 | 1.0516 | 0 | 0 | 0 | 0 | 0 | 0 | 0 | 0 | 0 | 34.1297
57081_G_CVS2 | PJM_EMAC | New Jersey | 34 | Cumberland | 11 | 57081 | CVS2 | Calpine Vineland Solar LLC | 0 | 2009 | 9999 | Solar PV | [5 empty] | Non-Fossil | G | 2025 | Solar |  | 0 | 0 | 0 | 0 | 0 | 0 | 0 | 0 | 0 | 0 | 0 | 0 | 0 | 0 | 0 | 0 | 0.38089 | 0.82227 | 1.3065 | 2.5097 | 0 | 0 | 0 | 0 | 0 | 0 | 0 | 0 | 0 | 0 | 0 | 0 | 0 | 0 | 0 | 0 | 0 | 0 | 0 | 0 | 0.063245 | 0 | 0 | 0 | 0 | 0 | 0 | 0 | 0 | 0 | 1.7534
57081_G_CVS1 | PJM_EMAC | New Jersey | 34 | Cumberland | 11 | 57081 | CVS1 | Calpine Vineland Solar LLC | 0 | 2009 | 9999 | Solar PV | [5 empty] | Non-Fossil | G | 2025 | Solar |  | 0 | 0 | 0 | 0 | 0 | 0 | 0 | 0 | 0 | 0 | 0 | 0 | 0 | 0 | 0 | 0 | 0.48669 | 1.0507 | 1.6695 | 3.2068 | 0 | 0 | 0 | 0 | 0 | 0 | 0 | 0 | 0 | 0 | 0 | 0 | 0 | 0 | 0 | 0 | 0 | 0 | 0 | 0 | 0.080813 | 0 | 0 | 0 | 0 | 0 | 0 | 0 | 0 | 0 | 2.2404
57080_G_1 | NENGREST | Vermont | 50 | Caledonia | 5 | 57080 | 1 | Sheffield Wind | 0 | 2011 | 9999 | Onshore Wind | [5 empty] | Non-Fossil | G | 2025 | Wind |  | 0 | 0 | 0 | 0 | 0 | 0 | 0 | 0 | 0 | 0 | 0 | 0 | 0 | 0 | 0 | 0 | 27.2275 | 35.9272 | 31.5354 | 94.6901 | 0 | 0 | 0 | 0 | 0 | 0 | 0 | 0 | 0 | 0 | 0 | 0 | 0 | 0 | 0 | 0 | 0 | 0 | 0 | 0 | 1.1271 | 0 | 0 | 0 | 0 | 0 | 0 | 0 | 0 | 0 | 40
57079_G_1 | WECC_UT | Utah | 49 | Beaver | 1 | 57079 | 1 | Milford Wind Corridor I LLC | 0 | 2009 | 9999 | Onshore Wind | [5 empty] | Non-Fossil | G | 2025 | Wind |  | 0 | 0 | 0 | 0 | 0 | 0 | 0 | 0 | 0 | 0 | 0 | 0 | 0 | 0 | 0 | 0 | 83.8697 | 136.4078 | 188.832 | 409.1095 | 0 | 0 | 0 | 0 | 0 | 0 | 0 | 0 | 0 | 0 | 0 | 0 | 0 | 0 | 0 | 0 | 0 | 0 | 0 | 0 | 5.734 | 0 | 0 | 0 | 0 | 0 | 0 | 0 | 0 | 0 | 203.5
57078_G_1 | NY_Z_A | New York | 36 | Erie | 29 | 57078 | 1 | Steel Winds II | 0 | 2012 | 9999 | Onshore Wind | [5 empty] | Non-Fossil | G | 2025 | Wind |  | 0 | 0 | 0 | 0 | 0 | 0 | 0 | 0 | 0 | 0 | 0 | 0 | 0 | 0 | 0 | 0 | 10.4137 | 12.1578 | 8.5657 | 31.1373 | 0 | 0 | 0 | 0 | 0 | 0 | 0 | 0 | 0 | 0 | 0 | 0 | 0 | 0 | 0 | 0 | 0 | 0 | 0 | 0 | 0.46053 | 0 | 0 | 0 | 0 | 0 | 0 | 0 | 0 | 0 | 15
57076_G_GEN2 | S_SOU | Georgia | 13 | Muscogee | 215 | 57076 | GEN2 | South Columbus Water Resource Facility | 10679 | 2010 | 9999 | Non-Fossil Waste | [5 empty] | Non-Fossil | G | 2025 | Non-Fossil |  | 0.019599 | 0.026279 | 0.03379 | 0.079668 | 0 | 0 | 0 | 0 | 0 | 0 | 0 | 0 | 0 | 0 | 0 | 0 | 1.8353 | 2.4608 | 3.1641 | 7.4602 | 0 | 0 | 0 | 0 | 0 | 0 | 0 | 0 | 0 | 0 | 0 | 0 | 0 | 0 | 0 | 0 | 0 | 0 | 0 | 0 | 0.42245 | 0.012001 | 0.016092 | 0.02069 | 0.048783 | 0 | 0 | 0 | 0 | 0 | 1.8
57076_G_GEN1 | S_SOU | Georgia | 13 | Muscogee | 215 | 57076 | GEN1 | South Columbus Water Resource Facility | 10679 | 2010 | 9999 | Non-Fossil Waste | [5 empty] | Non-Fossil | G | 2025 | Non-Fossil |  | 0.019599 | 0.026279 | 0.03379 | 0.079668 | 0 | 0 | 0 | 0 | 0 | 0 | 0 | 0 | 0 | 0 | 0 | 0 | 1.8353 | 2.4608 | 3.1641 | 7.4602 | 0 | 0 | 0 | 0 | 0 | 0 | 0 | 0 | 0 | 0 | 0 | 0 | 0 | 0 | 0 | 0 | 0 | 0 | 0 | 0 | 0.42245 | 0.012001 | 0.016092 | 0.02069 | 0.048783 | 0 | 0 | 0 | 0 | 0 | 1.8
57075_B_BLR1 | WECC_SCE | California | 6 | San Bernardino | 71 | 57075 | BLR1 | Ivanpah 3 | 9771 | 2013 | 9999 | Solar Thermal | [5 empty] | Non-Fossil | B | 2025 | Solar |  | 0.19465 | 0.68395 | 1.3521 | 2.2307 | 0 | 0 | 0 | 0 | 0 | 0 | 0 | 0 | 0 | 0 | 0 | 0 | 19.921 | 69.9982 | 138.3749 | 228.294 | 0 | 0 | 0 | 0 | 0 | 0 | 0 | 0 | 0 | 0 | 0 | 0 | 0 | 0 | 0 | 0 | 0 | 0 | 0 | 0 | 11.5958 | 0 | 0 | 0 | 0 | 0 | 0 | 0 | 0 | 0 | 133
57074_B_BLR1 | WECC_SCE | California | 6 | San Bernardino | 71 | 57074 | BLR1 | Ivanpah 1 | 9771 | 2013 | 9999 | Solar Thermal | [5 empty] | Non-Fossil | B | 2025 | Solar |  | 0.19465 | 0.68395 | 1.3521 | 2.2307 | 0 | 0 | 0 | 0 | 0 | 0 | 0 | 0 | 0 | 0 | 0 | 0 | 19.921 | 69.9982 | 138.3749 | 228.294 | 0 | 0 | 0 | 0 | 0 | 0 | 0 | 0 | 0 | 0 | 0 | 0 | 0 | 0 | 0 | 0 | 0 | 0 | 0 | 0 | 11.5958 | 0 | 0 | 0 | 0 | 0 | 0 | 0 | 0 | 0 | 133
57073_B_BLR1 | WECC_SCE | California | 6 | San Bernardino | 71 | 57073 | BLR1 | Ivanpah 2 | 9771 | 2013 | 9999 | Solar Thermal | [5 empty] | Non-Fossil | B | 2025 | Solar |  | 0.19465 | 0.68395 | 1.3521 | 2.2307 | 0 | 0 | 0 | 0 | 0 | 0 | 0 | 0 | 0 | 0 | 0 | 0 | 19.921 | 69.9982 | 138.3749 | 228.294 | 0 | 0 | 0 | 0 | 0 | 0 | 0 | 0 | 0 | 0 | 0 | 0 | 0 | 0 | 0 | 0 | 0 | 0 | 0 | 0 | 11.5958 | 0 | 0 | 0 | 0 | 0 | 0 | 0 | 0 | 0 | 133
57072_B_PB-1 | MIS_IL | Illinois | 17 | Madison | 119 | 57072 | PB-1 | Granite City Works | 10584 | 2010 | 9999 | Fossil Waste | [5 empty] | Fossil | B | 2025 | Fwaste |  | 0.42823 | 0.40844 | 0.70777 | 1.5444 | 0 | 0 | 0 | 0 | 0 | 0 | 0 | 0 | 0 | 0 | 0 | 0 | 40.4602 | 38.5908 | 66.8715 | 145.9225 | 68.7525 | 65.5758 | 113.6322 | 247.9605 | 0 | 0 | 0 | 0 | 0.010267 | 0.0097925 | 0.016969 | 0.037028 | 0.017129 | 0.016338 | 0.028311 | 0.061778 | 0 | 0 | 0 | 0 | 18.3061 | 0.26457 | 0.25235 | 0.43728 | 0.9542 | 0 | 0 | 0 | 0 | 0 | 78
57071_G_1 | ERC_REST | Texas | 48 | Denton | 121 | 57071 | 1 | Denton Power LLC | 13500 | 2008 | 9999 | Landfill Gas | [5 empty] | Non-Fossil | G | 2025 | LF Gas |  | 0.03799 | 0.047302 | 0.0475 | 0.13279 | 0 | 0 | 0 | 0 | 0 | 0 | 0 | 0 | 0 | 0 | 0 | 0 | 2.8141 | 3.5039 | 3.5185 | 9.8365 | 2.1893 | 2.726 | 2.7374 | 7.6527 | 0 | 0 | 0 | 0 | 0.0045743 | 0.0056956 | 0.0057194 | 0.015989 | 0 | 0 | 0 | 0 | 0 | 0 | 0 | 0 | 0.37551 | 0.018402 | 0.022912 | 0.023008 | 0.064322 | 0 | 0 | 0 | 0 | 0 | 1.6
57070_G_18 | NENG_CT | Connecticut | 9 | New Haven | 9 | 57070 | 18 | GenConn Devon LLC | 10745 | 2010 | 9999 | Combustion Turbine |  |  | SCR | H2O |  | Fossil | G | 2025 | Oil |  | 0 | 0 | 0 | 0 | 0 | 0 | 0 | 0 | 0 | 0 | 0 | 0 | 0 | 0 | 0 | 0 | 0 | 0 | 0 | 0 | 0 | 0 | 0 | 0 | 0 | 0 | 0 | 0 | 0 | 0 | 0 | 0 | 0 | 0 | 0 | 0 | 0 | 0 | 0 | 0 | 0.97186 | 0 | 0 | 0 | 0 | 0 | 0 | 0 | 0 | 0 | 46.9 | SCR
57070_G_17 | NENG_CT | Connecticut | 9 | New Haven | 9 | 57070 | 17 | GenConn Devon LLC | 10745 | 2010 | 9999 | Combustion Turbine |  |  | SCR | H2O |  | Fossil | G | 2025 | Oil |  | 0 | 0 | 0 | 0 | 0 | 0 | 0 | 0 | 0 | 0 | 0 | 0 | 0 | 0 | 0 | 0 | 0 | 0 | 0 | 0 | 0 | 0 | 0 | 0 | 0 | 0 | 0 | 0 | 0 | 0 | 0 | 0 | 0 | 0 | 0 | 0 | 0 | 0 | 0 | 0 | 0.97186 | 0 | 0 | 0 | 0 | 0 | 0 | 0 | 0 | 0 | 46.9 | SCR
57070_G_16 | NENG_CT | Connecticut | 9 | New Haven | 9 | 57070 | 16 | GenConn Devon LLC | 10745 | 2010 | 9999 | Combustion Turbine |  |  | SCR | H2O |  | Fossil | G | 2025 | Oil |  | 0 | 0 | 0 | 0 | 0 | 0 | 0 | 0 | 0 | 0 | 0 | 0 | 0 | 0 | 0 | 0 | 0 | 0 | 0 | 0 | 0 | 0 | 0 | 0 | 0 | 0 | 0 | 0 | 0 | 0 | 0 | 0 | 0 | 0 | 0 | 0 | 0 | 0 | 0 | 0 | 0.97186 | 0 | 0 | 0 | 0 | 0 | 0 | 0 | 0 | 0 | 46.9 | SCR
57070_G_15 | NENG_CT | Connecticut | 9 | New Haven | 9 | 57070 | 15 | GenConn Devon LLC | 10745 | 2010 | 9999 | Combustion Turbine |  |  | SCR | H2O |  | Fossil | G | 2025 | Oil |  | 0 | 0 | 0 | 0 | 0 | 0 | 0 | 0 | 0 | 0 | 0 | 0 | 0 | 0 | 0 | 0 | 0 | 0 | 0 | 0 | 0 | 0 | 0 | 0 | 0 | 0 | 0 | 0 | 0 | 0 | 0 | 0 | 0 | 0 | 0 | 0 | 0 | 0 | 0 | 0 | 0.97186 | 0 | 0 | 0 | 0 | 0 | 0 | 0 | 0 | 0 | 46.9 | SCR
57069_G_4 | MIS_MNWI | Minnesota | 27 | Ramsey | 123 | 57069 | 4 | Twin Cities Hydro LLC | 0 | 1924 | 9999 | Hydro | [5 empty] | Non-Fossil | G | 2025 | Hydro |  | 0 | 0 | 0 | 0 | 0 | 0 | 0 | 0 | 0 | 0 | 0 | 0 | 0 | 0 | 0 | 0 | 4.3357 | 7.7008 | 10.3779 | 22.4144 | 0 | 0 | 0 | 0 | 0 | 0 | 0 | 0 | 0 | 0 | 0 | 0 | 0 | 0 | 0 | 0 | 0 | 0 | 0 | 0 | 0.067003 | 0.011533 | 0.020484 | 0.027605 | 0.059622 | 0 | 0 | 0 | 0 | 0 | 4.5
57069_G_3 | MIS_MNWI | Minnesota | 27 | Ramsey | 123 | 57069 | 3 | Twin Cities Hydro LLC | 0 | 1924 | 9999 | Hydro | [5 empty] | Non-Fossil | G | 2025 | Hydro |  | 0 | 0 | 0 | 0 | 0 | 0 | 0 | 0 | 0 | 0 | 0 | 0 | 0 | 0 | 0 | 0 | 4.3357 | 7.7008 | 10.3779 | 22.4144 | 0 | 0 | 0 | 0 | 0 | 0 | 0 | 0 | 0 | 0 | 0 | 0 | 0 | 0 | 0 | 0 | 0 | 0 | 0 | 0 | 0.067003 | 0.011533 | 0.020484 | 0.027605 | 0.059622 | 0 | 0 | 0 | 0 | 0 | 4.5
57069_G_2 | MIS_MNWI | Minnesota | 27 | Ramsey | 123 | 57069 | 2 | Twin Cities Hydro LLC | 0 | 1924 | 9999 | Hydro | [5 empty] | Non-Fossil | G | 2025 | Hydro |  | 0 | 0 | 0 | 0 | 0 | 0 | 0 | 0 | 0 | 0 | 0 | 0 | 0 | 0 | 0 | 0 | 4.3357 | 7.7008 | 10.3779 | 22.4144 | 0 | 0 | 0 | 0 | 0 | 0 | 0 | 0 | 0 | 0 | 0 | 0 | 0 | 0 | 0 | 0 | 0 | 0 | 0 | 0 | 0.067003 | 0.011533 | 0.020484 | 0.027605 | 0.059622 | 0 | 0 | 0 | 0 | 0 | 4.5
57069_G_1 | MIS_MNWI | Minnesota | 27 | Ramsey | 123 | 57069 | 1 | Twin Cities Hydro LLC | 0 | 1924 | 9999 | Hydro | [5 empty] | Non-Fossil | G | 2025 | Hydro |  | 0 | 0 | 0 | 0 | 0 | 0 | 0 | 0 | 0 | 0 | 0 | 0 | 0 | 0 | 0 | 0 | 4.3357 | 7.7008 | 10.3779 | 22.4144 | 0 | 0 | 0 | 0 | 0 | 0 | 0 | 0 | 0 | 0 | 0 | 0 | 0 | 0 | 0 | 0 | 0 | 0 | 0 | 0 | 0.067003 | 0.011533 | 0.020484 | 0.027605 | 0.059622 | 0 | 0 | 0 | 0 | 0 | 4.5
57068_G_15 | NENG_CT | Connecticut | 9 | Middlesex | 7 | 57068 | 15 | GenConn Middletown LLC | 11474 | 2011 | 9999 | Combustion Turbine |  |  | SCR | H2O |  | Fossil | G | 2025 | Oil |  | 0 | 0 | 0 | 0 | 0 | 0 | 0 | 0 | 0 | 0 | 0 | 0 | 0 | 0 | 0 | 0 | 0 | 0 | 0 | 0 | 0 | 0 | 0 | 0 | 0 | 0 | 0 | 0 | 0 | 0 | 0 | 0 | 0 | 0 | 0 | 0 | 0 | 0 | 0 | 0 | 1.005 | 0 | 0 | 0 | 0 | 0 | 0 | 0 | 0 | 0 | 48.5 | SCR
57068_G_14 | NENG_CT | Connecticut | 9 | Middlesex | 7 | 57068 | 14 | GenConn Middletown LLC | 11474 | 2011 | 9999 | Combustion Turbine |  |  | SCR | H2O |  | Fossil | G | 2025 | Oil |  | 0 | 0 | 0 | 0 | 0 | 0 | 0 | 0 | 0 | 0 | 0 | 0 | 0 | 0 | 0 | 0 | 0 | 0 | 0 | 0 | 0 | 0 | 0 | 0 | 0 | 0 | 0 | 0 | 0 | 0 | 0 | 0 | 0 | 0 | 0 | 0 | 0 | 0 | 0 | 0 | 1.005 | 0 | 0 | 0 | 0 | 0 | 0 | 0 | 0 | 0 | 48.5 | SCR
57068_G_13 | NENG_CT | Connecticut | 9 | Middlesex | 7 | 57068 | 13 | GenConn Middletown LLC | 11474 | 2011 | 9999 | Combustion Turbine |  |  | SCR | H2O |  | Fossil | G | 2025 | Oil |  | 0 | 0 | 0 | 0 | 0 | 0 | 0 | 0 | 0 | 0 | 0 | 0 | 0 | 0 | 0 | 0 | 0 | 0 | 0 | 0 | 0 | 0 | 0 | 0 | 0 | 0 | 0 | 0 | 0 | 0 | 0 | 0 | 0 | 0 | 0 | 0 | 0 | 0 | 0 | 0 | 1.005 | 0 | 0 | 0 | 0 | 0 | 0 | 0 | 0 | 0 | 48.5 | SCR
57068_G_12 | NENG_CT | Connecticut | 9 | Middlesex | 7 | 57068 | 12 | GenConn Middletown LLC | 11472 | 2011 | 9999 | Combustion Turbine |  |  | SCR | H2O |  | Fossil | G | 2025 | Oil |  | 0 | 0 | 0 | 0 | 0 | 0 | 0 | 0 | 0 | 0 | 0 | 0 | 0 | 0 | 0 | 0 | 0 | 0 | 0 | 0 | 0 | 0 | 0 | 0 | 0 | 0 | 0 | 0 | 0 | 0 | 0 | 0 | 0 | 0 | 0 | 0 | 0 | 0 | 0 | 0 | 1.005 | 0 | 0 | 0 | 0 | 0 | 0 | 0 | 0 | 0 | 48.5 | SCR
57050_G_NGW2 | WECC_MT | Montana | 30 | Toole | 101 | 57050 | NGW2 | NaturEner Glacier Wind Energy 2 | 0 | 2009 | 9999 | Onshore Wind | [5 empty] | Non-Fossil | G | 2025 | Wind |  | 0 | 0 | 0 | 0 | 0 | 0 | 0 | 0 | 0 | 0 | 0 | 0 | 0 | 0 | 0 | 0 | 100.2294 | 115.3465 | 91.0856 | 306.6614 | 0 | 0 | 0 | 0 | 0 | 0 | 0 | 0 | 0 | 0 | 0 | 0 | 0 | 0 | 0 | 0 | 0 | 0 | 0 | 0 | 3.6828 | 0 | 0 | 0 | 0 | 0 | 0 | 0 | 0 | 0 | 101.4
57049_G_NGW1 | WECC_MT | Montana | 30 | Toole | 101 | 57049 | NGW1 | NaturEner Glacier Wind Energy 1 | 0 | 2008 | 9999 | Onshore Wind | [5 empty] | Non-Fossil | G | 2025 | Wind |  | 0 | 0 | 0 | 0 | 0 | 0 | 0 | 0 | 0 | 0 | 0 | 0 | 0 | 0 | 0 | 0 | 102.9971 | 118.5316 | 93.6007 | 315.1294 | 0 | 0 | 0 | 0 | 0 | 0 | 0 | 0 | 0 | 0 | 0 | 0 | 0 | 0 | 0 | 0 | 0 | 0 | 0 | 0 | 3.7845 | 0 | 0 | 0 | 0 | 0 | 0 | 0 | 0 | 0 | 104.2
57047_G_1 | MIS_MNWI | Minnesota | 27 | Nobles | 105 | 57047 | 1 | Nobles Wind Project | 0 | 2010 | 9999 | Onshore Wind | [5 empty] | Non-Fossil | G | 2025 | Wind |  | 0 | 0 | 0 | 0 | 0 | 0 | 0 | 0 | 0 | 0 | 0 | 0 | 0 | 0 | 0 | 0 | 171.0215 | 235.3039 | 196.5565 | 602.8819 | 0 | 0 | 0 | 0 | 0 | 0 | 0 | 0 | 0 | 0 | 0 | 0 | 0 | 0 | 0 | 0 | 0 | 0 | 0 | 0 | 5.6354 | 0 | 0 | 0 | 0 | 0 | 0 | 0 | 0 | 0 | 200
57046_B_CFB2 | SPP_NEBR | Nebraska | 31 | Platte | 141 | 57046 | CFB2 | Archer Daniels Midland Columbus | 11844 | 2009 | 9999 | Coal Steam | FBC | dry | Bag House + SNCR + DSI | LA + NH3 |  | Fossil | B | 2025 | Coal |  | 0.64281 | 0.87136 | 1.1462 | 2.6603 | 0 | 0 | 0 | 0 | 0.64281 | 0.87136 | 1.1462 | 2.6603 | 0 | 0 | 0 | 0 | 54.273 | 73.5701 | 96.772 | 224.6152 | 68.8771 | 93.3667 | 122.8119 | 285.0556 | 0.00018035 | 0.00024447 | 0.00032157 | 0.00074639 | 0.05641 | 0.076467 | 0.10058 | 0.23346 | 0.022703 | 0.030776 | 0.040481 | 0.093961 | 0.00032141 | 0.00043569 | 0.00057298 | 0.0013301 | 0.89954 | 0.49609 | 0.67248 | 0.88456 | 2.0531 | 0.89314 | 1.2107 | 1.5925 | 3.6964 | 0 | 30 | SNCR / DSI
57046_B_CFB1 | SPP_NEBR | Nebraska | 31 | Platte | 141 | 57046 | CFB1 | Archer Daniels Midland Columbus | 11844 | 2009 | 9999 | Coal Steam | FBC | dry | Bag House + SNCR + DSI | LA + NH3 |  | Fossil | B | 2025 | Coal |  | 0.64281 | 0.87136 | 1.1462 | 2.6603 | 0 | 0 | 0 | 0 | 0.64281 | 0.87136 | 1.1462 | 2.6603 | 0 | 0 | 0 | 0 | 54.273 | 73.5701 | 96.772 | 224.6152 | 68.8771 | 93.3667 | 122.8119 | 285.0556 | 0.00018035 | 0.00024447 | 0.00032157 | 0.00074639 | 0.05641 | 0.076467 | 0.10058 | 0.23346 | 0.022703 | 0.030776 | 0.040481 | 0.093961 | 0.00032141 | 0.00043569 | 0.00057298 | 0.0013301 | 0.89954 | 0.49609 | 0.67248 | 0.88456 | 2.0531 | 0.89314 | 1.2107 | 1.5925 | 3.6964 | 0 | 30 | SNCR / DSI
57045_G_1 | SPP_WAUE | South Dakota | 46 | Hand | 59 | 57045 | 1 | Rolling Thunder Wind Farm | 0 | 2009 | 9999 | Onshore Wind | [5 empty] | Non-Fossil | G | 2025 | Wind |  | 0 | 0 | 0 | 0 | 0 | 0 | 0 | 0 | 0 | 0 | 0 | 0 | 0 | 0 | 0 | 0 | 23.4898 | 34.2725 | 32.8755 | 90.6377 | 0 | 0 | 0 | 0 | 0 | 0 | 0 | 0 | 0 | 0 | 0 | 0 | 0 | 0 | 0 | 0 | 0 | 0 | 0 | 0 | 0.94953 | 0 | 0 | 0 | 0 | 0 | 0 | 0 | 0 | 0 | 23.9368
57044_G_1 | PJM_PENE | Pennsylvania | 42 | Tioga | 117 | 57044 | 1 | Armenia Mountain Wind Farm | 0 | 2009 | 9999 | Onshore Wind | [5 empty] | Non-Fossil | G | 2025 | Wind |  | 0 | 0 | 0 | 0 | 0 | 0 | 0 | 0 | 0 | 0 | 0 | 0 | 0 | 0 | 0 | 0 | 85.555 | 106.1161 | 68.0734 | 259.7444 | 0 | 0 | 0 | 0 | 0 | 0 | 0 | 0 | 0 | 0 | 0 | 0 | 0 | 0 | 0 | 0 | 0 | 0 | 0 | 0 | 3.9752 | 0 | 0 | 0 | 0 | 0 | 0 | 0 | 0 | 0 | 100.5
57043_G_2 | WEC_CALN | California | 6 | San Francisco | 75 | 57043 | 2 | SF State University | 9623 | 2011 | 9999 | Fuel Cell | [5 empty] | Non-Fossil | G | 2025 | NaturalGas |  | 0 | 0 | 0 | 0 | 0 | 0 | 0 | 0 | 0 | 0 | 0 | 0 | 0 | 0 | 0 | 0 | 0 | 0 | 0 | 0 | 0 | 0 | 0 | 0 | 0 | 0 | 0 | 0 | 0 | 0 | 0 | 0 | 0 | 0 | 0 | 0 | 0 | 0 | 0 | 0 | 0 | 0 | 0 | 0 | 0 | 0 | 0 | 0 | 0 | 0 | 1.4
57043_G_1 | WEC_CALN | California | 6 | San Francisco | 75 | 57043 | 1 | SF State University | 9623 | 2011 | 9999 | Fuel Cell | [5 empty] | Non-Fossil | G | 2025 | NaturalGas |  | 0 | 0 | 0 | 0 | 0 | 0 | 0 | 0 | 0 | 0 | 0 | 0 | 0 | 0 | 0 | 0 | 0 | 0 | 0 | 0 | 0 | 0 | 0 | 0 | 0 | 0 | 0 | 0 | 0 | 0 | 0 | 0 | 0 | 0 | 0 | 0 | 0 | 0 | 0 | 0 | 0 | 0 | 0 | 0 | 0 | 0 | 0 | 0 | 0 | 0 | 0.2
57042_G_1 | WEC_CALN | California | 6 | Alameda | 1 | 57042 | 1 | CSU East Bay | 8646 | 2011 | 9999 | Fuel Cell | [5 empty] | Non-Fossil | G | 2025 | NaturalGas |  | 0 | 0 | 0 | 0 | 0 | 0 | 0 | 0 | 0 | 0 | 0 | 0 | 0 | 0 | 0 | 0 | 0 | 0 | 0 | 0 | 0 | 0 | 0 | 0 | 0 | 0 | 0 | 0 | 0 | 0 | 0 | 0 | 0 | 0 | 0 | 0 | 0 | 0 | 0 | 0 | 0 | 0 | 0 | 0 | 0 | 0 | 0 | 0 | 0 | 0 | 1.4
57041_G_1 | WEC_CALN | California | 6 | Solano | 95 | 57041 | 1 | Vaca Dixon Solar Station | 0 | 2009 | 9999 | Solar PV | [5 empty] | Non-Fossil | G | 2025 | Solar |  | 0 | 0 | 0 | 0 | 0 | 0 | 0 | 0 | 0 | 0 | 0 | 0 | 0 | 0 | 0 | 0 | 0.75037 | 1.4937 | 2.449 | 4.6931 | 0 | 0 | 0 | 0 | 0 | 0 | 0 | 0 | 0 | 0 | 0 | 0 | 0 | 0 | 0 | 0 | 0 | 0 | 0 | 0 | 0.063983 | 0 | 0 | 0 | 0 | 0 | 0 | 0 | 0 | 0 | 1.9981
57040_G_1 | WECC_WY | Wyoming | 56 | Albany | 1 | 57040 | 1 | High Plains | 0 | 2009 | 9999 | Onshore Wind | [5 empty] | Non-Fossil | G | 2025 | Wind |  | 0 | 0 | 0 | 0 | 0 | 0 | 0 | 0 | 0 | 0 | 0 | 0 | 0 | 0 | 0 | 0 | 100.9731 | 112.473 | 82.9518 | 296.3979 | 0 | 0 | 0 | 0 | 0 | 0 | 0 | 0 | 0 | 0 | 0 | 0 | 0 | 0 | 0 | 0 | 0 | 0 | 0 | 0 | 2.7895 | 0 | 0 | 0 | 0 | 0 | 0 | 0 | 0 | 0 | 99
57039_G_1 | WECC_WY | Wyoming | 56 | Albany | 1 | 57039 | 1 | McFadden Ridge | 0 | 2009 | 9999 | Onshore Wind | [5 empty] | Non-Fossil | G | 2025 | Wind |  | 0 | 0 | 0 | 0 | 0 | 0 | 0 | 0 | 0 | 0 | 0 | 0 | 0 | 0 | 0 | 0 | 29.068 | 32.3786 | 23.8801 | 85.3267 | 0 | 0 | 0 | 0 | 0 | 0 | 0 | 0 | 0 | 0 | 0 | 0 | 0 | 0 | 0 | 0 | 0 | 0 | 0 | 0 | 0.80304 | 0 | 0 | 0 | 0 | 0 | 0 | 0 | 0 | 0 | 28.5
57038_G_PHS2 | MIS_MAPP | North Dakota | 38 | Morton | 59 | 57038 | PHS2 | Bison I Wind Energy Center | 0 | 2012 | 9999 | Onshore Wind | [5 empty] | Non-Fossil | G | 2025 | Wind |  | 0 | 0 | 0 | 0 | 0 | 0 | 0 | 0 | 0 | 0 | 0 | 0 | 0 | 0 | 0 | 0 | 38.7127 | 56.7216 | 53.7384 | 149.1727 | 0 | 0 | 0 | 0 | 0 | 0 | 0 | 0 | 0 | 0 | 0 | 0 | 0 | 0 | 0 | 0 | 0 | 0 | 0 | 0 | 1.7747 | 0 | 0 | 0 | 0 | 0 | 0 | 0 | 0 | 0 | 45
57038_G_PHS1 | MIS_MAPP | North Dakota | 38 | Morton | 59 | 57038 | PHS1 | Bison I Wind Energy Center | 0 | 2010 | 9999 | Onshore Wind | [5 empty] | Non-Fossil | G | 2025 | Wind |  | 0 | 0 | 0 | 0 | 0 | 0 | 0 | 0 | 0 | 0 | 0 | 0 | 0 | 0 | 0 | 0 | 31.6584 | 46.3856 | 43.9461 | 121.9901 | 0 | 0 | 0 | 0 | 0 | 0 | 0 | 0 | 0 | 0 | 0 | 0 | 0 | 0 | 0 | 0 | 0 | 0 | 0 | 0 | 1.4513 | 0 | 0 | 0 | 0 | 0 | 0 | 0 | 0 | 0 | 36.8
57037_G_1C | S_SOU | Mississippi | 28 | Kemper | 69 | 57037 | 1C | Kemper County IGCC Project | 10700 | 2014 | 9999 | Combined Cycle |  |  | SCR | NDI |  | Fossil | G | 2025 |  | Coal Retirement | 0 | 0 | 0 | 0 | 0 | 0 | 0 | 0 | 0 | 0 | 0 | 0 | 0 | 0 | 0 | 0 | 0 | 0 | 0 | 0 | 0 | 0 | 0 | 0 | 0 | 0 | 0 | 0 | 0 | 0 | 0 | 0 | 0 | 0 | 0 | 0 | 0 | 0 | 0 | 0 | 0 | 0 | 0 | 0 | 0 | 0 | 0 | 0 | 0 | 0 | 146.2 | SCR
57037_G_1B | S_SOU | Mississippi | 28 | Kemper | 69 | 57037 | 1B | Kemper County IGCC Project | 10700 | 2014 | 9999 | Combined Cycle |  |  | SCR | NDI |  | Fossil | G | 2025 |  | Coal Retirement | 0 | 0 | 0 | 0 | 0 | 0 | 0 | 0 | 0 | 0 | 0 | 0 | 0 | 0 | 0 | 0 | 0 | 0 | 0 | 0 | 0 | 0 | 0 | 0 | 0 | 0 | 0 | 0 | 0 | 0 | 0 | 0 | 0 | 0 | 0 | 0 | 0 | 0 | 0 | 0 | 0 | 0 | 0 | 0 | 0 | 0 | 0 | 0 | 0 | 0 | 204.5 | SCR
57037_G_1A | S_SOU | Mississippi | 28 | Kemper | 69 | 57037 | 1A | Kemper County IGCC Project | 10700 | 2014 | 9999 | Combined Cycle |  |  | SCR | NDI |  | Fossil | G | 2025 |  | Coal Retirement | 0 | 0 | 0 | 0 | 0 | 0 | 0 | 0 | 0 | 0 | 0 | 0 | 0 | 0 | 0 | 0 | 0 | 0 | 0 | 0 | 0 | 0 | 0 | 0 | 0 | 0 | 0 | 0 | 0 | 0 | 0 | 0 | 0 | 0 | 0 | 0 | 0 | 0 | 0 | 0 | 0 | 0 | 0 | 0 | 0 | 0 | 0 | 0 | 0 | 0 | 204.5 | SCR
57035_G_SW03 | MIS_MNWI | Minnesota | 27 | Kandiyohi | 67 | 57035 | SW03 | Willmar Municipal SW Substation | 10813 | 2000 | 9999 | Combustion Turbine | [5 empty] | Fossil | G | 2025 | Oil |  | 0 | 0 | 0 | 0 | 0 | 0 | 0 | 0 | 0 | 0 | 0 | 0 | 0 | 0 | 0 | 0 | 0 | 0 | 0 | 0 | 0 | 0 | 0 | 0 | 0 | 0 | 0 | 0 | 0 | 0 | 0 | 0 | 0 | 0 | 0 | 0 | 0 | 0 | 0 | 0 | 0.0374 | 0 | 0 | 0 | 0 | 0 | 0 | 0 | 0 | 0 | 2
57035_G_SW02 | MIS_MNWI | Minnesota | 27 | Kandiyohi | 67 | 57035 | SW02 | Willmar Municipal SW Substation | 10813 | 2000 | 9999 | Combustion Turbine | [5 empty] | Fossil | G | 2025 | Oil |  | 0 | 0 | 0 | 0 | 0 | 0 | 0 | 0 | 0 | 0 | 0 | 0 | 0 | 0 | 0 | 0 | 0 | 0 | 0 | 0 | 0 | 0 | 0 | 0 | 0 | 0 | 0 | 0 | 0 | 0 | 0 | 0 | 0 | 0 | 0 | 0 | 0 | 0 | 0 | 0 | 0.0374 | 0 | 0 | 0 | 0 | 0 | 0 | 0 | 0 | 0 | 2
57035_G_SW01 | MIS_MNWI | Minnesota | 27 | Kandiyohi | 67 | 57035 | SW01 | Willmar Municipal SW Substation | 10745 | 2000 | 9999 | Combustion Turbine | [5 empty] | Fossil | G | 2025 | Oil |  | 0 | 0 | 0 | 0 | 0 | 0 | 0 | 0 | 0 | 0 | 0 | 0 | 0 | 0 | 0 | 0 | 0 | 0 | 0 | 0 | 0 | 0 | 0 | 0 | 0 | 0 | 0 | 0 | 0 | 0 | 0 | 0 | 0 | 0 | 0 | 0 | 0 | 0 | 0 | 0 | 0.0374 | 0 | 0 | 0 | 0 | 0 | 0 | 0 | 0 | 0 | 2
57034_G_E06 | MIS_MNWI | Minnesota | 27 | Kandiyohi | 67 | 57034 | E06 | Willmar Municipal East Substation | 10745 | 2000 | 9999 | Combustion Turbine | [5 empty] | Fossil | G | 2025 | Oil |  | 0 | 0 | 0 | 0 | 0 | 0 | 0 | 0 | 0 | 0 | 0 | 0 | 0 | 0 | 0 | 0 | 0 | 0 | 0 | 0 | 0 | 0 | 0 | 0 | 0 | 0 | 0 | 0 | 0 | 0 | 0 | 0 | 0 | 0 | 0 | 0 | 0 | 0 | 0 | 0 | 0.0374 | 0 | 0 | 0 | 0 | 0 | 0 | 0 | 0 | 0 | 2
57034_G_E05 | MIS_MNWI | Minnesota | 27 | Kandiyohi | 67 | 57034 | E05 | Willmar Municipal East Substation | 10745 | 2000 | 9999 | Combustion Turbine | [5 empty] | Fossil | G | 2025 | Oil |  | 0 | 0 | 0 | 0 | 0 | 0 | 0 | 0 | 0 | 0 | 0 | 0 | 0 | 0 | 0 | 0 | 0 | 0 | 0 | 0 | 0 | 0 | 0 | 0 | 0 | 0 | 0 | 0 | 0 | 0 | 0 | 0 | 0 | 0 | 0 | 0 | 0 | 0 | 0 | 0 | 0.0374 | 0 | 0 | 0 | 0 | 0 | 0 | 0 | 0 | 0 | 2
57034_G_E04 | MIS_MNWI | Minnesota | 27 | Kandiyohi | 67 | 57034 | E04 | Willmar Municipal East Substation | 10745 | 2000 | 9999 | Combustion Turbine | [5 empty] | Fossil | G | 2025 | Oil |  | 0 | 0 | 0 | 0 | 0 | 0 | 0 | 0 | 0 | 0 | 0 | 0 | 0 | 0 | 0 | 0 | 0 | 0 | 0 | 0 | 0 | 0 | 0 | 0 | 0 | 0 | 0 | 0 | 0 | 0 | 0 | 0 | 0 | 0 | 0 | 0 | 0 | 0 | 0 | 0 | 0.0374 | 0 | 0 | 0 | 0 | 0 | 0 | 0 | 0 | 0 | 2
57033_G_1 | MIS_MAPP | North Dakota | 38 | Cavalier | 19 | 57033 | 1 | Langdon Wind Energy Center | 0 | 2007 | 9999 | Onshore Wind | [5 empty] | Non-Fossil | G | 2025 | Wind |  | 0 | 0 | 0 | 0 | 0 | 0 | 0 | 0 | 0 | 0 | 0 | 0 | 0 | 0 | 0 | 0 | 34.8414 | 51.0494 | 48.3646 | 134.2554 | 0 | 0 | 0 | 0 | 0 | 0 | 0 | 0 | 0 | 0 | 0 | 0 | 0 | 0 | 0 | 0 | 0 | 0 | 0 | 0 | 1.5972 | 0 | 0 | 0 | 0 | 0 | 0 | 0 | 0 | 0 | 40.5
57032_G_1 | MIS_MAPP | North Dakota | 38 | Barnes | 3 | 57032 | 1 | Ashtabula Wind Energy Center | 0 | 2008 | 9999 | Onshore Wind | [5 empty] | Non-Fossil | G | 2025 | Wind |  | 0 | 0 | 0 | 0 | 0 | 0 | 0 | 0 | 0 | 0 | 0 | 0 | 0 | 0 | 0 | 0 | 41.2935 | 60.503 | 57.321 | 159.1175 | 0 | 0 | 0 | 0 | 0 | 0 | 0 | 0 | 0 | 0 | 0 | 0 | 0 | 0 | 0 | 0 | 0 | 0 | 0 | 0 | 1.893 | 0 | 0 | 0 | 0 | 0 | 0 | 0 | 0 | 0 | 48
57031_G_1 | MIS_MAPP | North Dakota | 38 | Steele | 91 | 57031 | 1 | Luverne Wind Farm | 0 | 2009 | 9999 | Onshore Wind | [5 empty] | Non-Fossil | G | 2025 | Wind |  | 0 | 0 | 0 | 0 | 0 | 0 | 0 | 0 | 0 | 0 | 0 | 0 | 0 | 0 | 0 | 0 | 42.584 | 62.3937 | 59.1123 | 164.0899 | 0 | 0 | 0 | 0 | 0 | 0 | 0 | 0 | 0 | 0 | 0 | 0 | 0 | 0 | 0 | 0 | 0 | 0 | 0 | 0 | 1.9521 | 0 | 0 | 0 | 0 | 0 | 0 | 0 | 0 | 0 | 49.5
57030_G_DI 3 | S_VACA | South Carolina | 45 | Spartanburg | 83 | 57030 | DI 3 | Pacolet Diesel Generation Facility | 15880 | 2006 | 9999 | Combustion Turbine | [5 empty] | Fossil | G | 2025 | Oil |  | 0 | 0 | 0 | 0 | 0 | 0 | 0 | 0 | 0 | 0 | 0 | 0 | 0 | 0 | 0 | 0 | 0 | 0 | 0 | 0 | 0 | 0 | 0 | 0 | 0 | 0 | 0 | 0 | 0 | 0 | 0 | 0 | 0 | 0 | 0 | 0 | 0 | 0 | 0 | 0 | 0.03366 | 0 | 0 | 0 | 0 | 0 | 0 | 0 | 0 | 0 | 1.8
57030_G_DI 2 | S_VACA | South Carolina | 45 | Spartanburg | 83 | 57030 | DI 2 | Pacolet Diesel Generation Facility | 15880 | 2006 | 9999 | Combustion Turbine | [5 empty] | Fossil | G | 2025 | Oil |  | 0 | 0 | 0 | 0 | 0 | 0 | 0 | 0 | 0 | 0 | 0 | 0 | 0 | 0 | 0 | 0 | 0 | 0 | 0 | 0 | 0 | 0 | 0 | 0 | 0 | 0 | 0 | 0 | 0 | 0 | 0 | 0 | 0 | 0 | 0 | 0 | 0 | 0 | 0 | 0 | 0.03366 | 0 | 0 | 0 | 0 | 0 | 0 | 0 | 0 | 0 | 1.8
57030_G_DI 1 | S_VACA | South Carolina | 45 | Spartanburg | 83 | 57030 | DI 1 | Pacolet Diesel Generation Facility | 15883 | 2006 | 9999 | Combustion Turbine | [5 empty] | Fossil | G | 2025 | Oil |  | 0 | 0 | 0 | 0 | 0 | 0 | 0 | 0 | 0 | 0 | 0 | 0 | 0 | 0 | 0 | 0 | 0 | 0 | 0 | 0 | 0 | 0 | 0 | 0 | 0 | 0 | 0 | 0 | 0 | 0 | 0 | 0 | 0 | 0 | 0 | 0 | 0 | 0 | 0 | 0 | 0.03366 | 0 | 0 | 0 | 0 | 0 | 0 | 0 | 0 | 0 | 1.8
57029_G_4 | S_VACA | North Carolina | 37 | Cleveland | 45 | 57029 | 4 | Cleveland Cnty Generating Facility | 10745 | 2012 | 9999 | Combustion Turbine |  |  |  | DLNB + H2O |  | Fossil | G | 2025 | NaturalGas |  | 0.55384 | 0.24957 | 3.0409 | 3.8443 | 0 | 0 | 0 | 0 | 0 | 0 | 0 | 0 | 0 | 0 | 0 | 0 | 51.5439 | 23.2266 | 283.0064 | 357.7769 | 32.4217 | 14.6098 | 178.0145 | 225.0461 | 3.8768e-08 | 1.747e-08 | 2.1288e-07 | 2.6912e-07 | 0.0085982 | 0.0038745 | 0.047209 | 0.059682 | 0 | 0 | 0 | 0 | 0 | 0 | 0 | 0 | 3.4221 | 0.48541 | 0.30319 | 1.3104 | 2.099 | 2.2247 | 0.90265 | 11.8195 | 14.9468 | 0 | 183
57029_G_3 | S_VACA | North Carolina | 37 | Cleveland | 45 | 57029 | 3 | Cleveland Cnty Generating Facility | 10745 | 2012 | 9999 | Combustion Turbine |  |  |  | DLNB + H2O |  | Fossil | G | 2025 | NaturalGas |  | 0.55444 | 0.24984 | 3.0442 | 3.8485 | 0 | 0 | 0 | 0 | 0 | 0 | 0 | 0 | 0 | 0 | 0 | 0 | 51.6002 | 23.2519 | 283.3157 | 358.1679 | 32.4572 | 14.6258 | 178.2091 | 225.292 | 3.8811e-08 | 1.7489e-08 | 2.1311e-07 | 2.6941e-07 | 0.0087628 | 0.0039487 | 0.048113 | 0.060824 | 0 | 0 | 0 | 0 | 0 | 0 | 0 | 0 | 3.4259 | 0.48595 | 0.30352 | 1.3118 | 2.1013 | 2.2271 | 0.90364 | 11.8324 | 14.9632 | 0 | 183.2
57029_G_2 | S_VACA | North Carolina | 37 | Cleveland | 45 | 57029 | 2 | Cleveland Cnty Generating Facility | 10745 | 2012 | 9999 | Combustion Turbine |  |  |  | DLNB + H2O |  | Fossil | G | 2025 | NaturalGas |  | 0.56594 | 0.25502 | 3.1074 | 3.9283 | 0 | 0 | 0 | 0 | 0 | 0 | 0 | 0 | 0 | 0 | 0 | 0 | 52.6705 | 23.7342 | 289.1924 | 365.5971 | 33.1304 | 14.9291 | 181.9055 | 229.9651 | 3.9616e-08 | 1.7852e-08 | 2.1753e-07 | 2.75e-07 | 0.0085145 | 0.0038368 | 0.046749 | 0.059101 | 0 | 0 | 0 | 0 | 0 | 0 | 0 | 0 | 3.4969 | 0.49603 | 0.30982 | 1.3391 | 2.1449 | 2.2733 | 0.92238 | 12.0778 | 15.2735 | 0 | 187
57029_G_1 | S_VACA | North Carolina | 37 | Cleveland | 45 | 57029 | 1 | Cleveland Cnty Generating Facility | 10745 | 2012 | 9999 | Combustion Turbine |  |  |  | DLNB + H2O |  | Fossil | G | 2025 | NaturalGas |  | 0.55989 | 0.2523 | 3.0741 | 3.8863 | 0 | 0 | 0 | 0 | 0 | 0 | 0 | 0 | 0 | 0 | 0 | 0 | 52.1072 | 23.4804 | 286.0994 | 361.687 | 32.7761 | 14.7695 | 179.96 | 227.5056 | 3.9192e-08 | 1.7661e-08 | 2.1521e-07 | 2.7206e-07 | 0.0086417 | 0.0038941 | 0.047448 | 0.059984 | 0 | 0 | 0 | 0 | 0 | 0 | 0 | 0 | 3.4595 | 0.49072 | 0.30651 | 1.3247 | 2.122 | 2.249 | 0.91252 | 11.9487 | 15.1102 | 0 | 185
57028_G_STG | WECC_ID | Idaho | 16 | Payette | 75 | 57028 | STG | Langley Gulch Power Plant | 7248 | 2012 | 9999 | Combined Cycle |  |  | SCR | DLNB + LNB + NH3 |  | Fossil | G | 2025 | NaturalGas |  | 1.5611 | 2.1162 | 2.9212 | 6.5985 | 0 | 0 | 0 | 0 | 0 | 0 | 0 | 0 | 0 | 0 | 0 | 0 | 215.3887 | 291.9713 | 403.0286 | 910.3886 | 91.389 | 123.8828 | 171.0042 | 386.276 | 1.0928e-07 | 1.4813e-07 | 2.0448e-07 | 4.6188e-07 | 0.0054796 | 0.0074279 | 0.010253 | 0.023161 | 0 | 0 | 0 | 0 | 0 | 0 | 0 | 0 | 3.7509 | 0.45723 | 0.6198 | 0.85555 | 1.9326 | 5.5527 | 6.998 | 9.7182 | 22.2689 | 0 | 122.8 | SCR
57028_G_GTG | WECC_ID | Idaho | 16 | Payette | 75 | 57028 | GTG | Langley Gulch Power Plant | 7248 | 2012 | 9999 | Combined Cycle |  |  | SCR | DLNB |  | Fossil | G | 2025 | NaturalGas |  | 2.2489 | 3.0485 | 4.2081 | 9.5055 | 0 | 0 | 0 | 0 | 0 | 0 | 0 | 0 | 0 | 0 | 0 | 0 | 310.2789 | 420.6003 | 580.5844 | 1311.4637 | 131.6507 | 178.4599 | 246.3408 | 556.4513 | 1.5742e-07 | 2.1339e-07 | 2.9456e-07 | 6.6537e-07 | 0.0078936 | 0.0107 | 0.01477 | 0.033364 | 0 | 0 | 0 | 0 | 0 | 0 | 0 | 0 | 5.4033 | 0.65866 | 0.89285 | 1.2325 | 2.784 | 7.999 | 10.0809 | 13.9996 | 32.0795 | 0 | 176.9 | SCR
57027_G_CPP4 | WECC_SCE | California | 6 | Orange | 59 | 57027 | CPP4 | Canyon Power Plant | 10745 | 2011 | 9999 | Combustion Turbine |  |  |  | H2O + NH3 |  | Fossil | G | 2025 | NaturalGas |  | 0 | 0 | 0 | 0 | 0 | 0 | 0 | 0 | 0 | 0 | 0 | 0 | 0 | 0 | 0 | 0 | 0 | 0 | 0 | 0 | 0 | 0 | 0 | 0 | 0 | 0 | 0 | 0 | 0 | 0 | 0 | 0 | 0 | 0 | 0 | 0 | 0 | 0 | 0 | 0 | 0.92378 | 0 | 0 | 0 | 0 | 0 | 0 | 0 | 0 | 0 | 49.4
57027_G_CPP3 | WECC_SCE | California | 6 | Orange | 59 | 57027 | CPP3 | Canyon Power Plant | 10745 | 2011 | 9999 | Combustion Turbine |  |  |  | H2O + NH3 |  | Fossil | G | 2025 | NaturalGas |  | 0 | 0 | 0 | 0 | 0 | 0 | 0 | 0 | 0 | 0 | 0 | 0 | 0 | 0 | 0 | 0 | 0 | 0 | 0 | 0 | 0 | 0 | 0 | 0 | 0 | 0 | 0 | 0 | 0 | 0 | 0 | 0 | 0 | 0 | 0 | 0 | 0 | 0 | 0 | 0 | 0.8976 | 0 | 0 | 0 | 0 | 0 | 0 | 0 | 0 | 0 | 48
57027_G_CPP2 | WECC_SCE | California | 6 | Orange | 59 | 57027 | CPP2 | Canyon Power Plant | 10745 | 2011 | 9999 | Combustion Turbine |  |  |  | H2O + NH3 |  | Fossil | G | 2025 | NaturalGas |  | 0 | 0 | 0 | 0 | 0 | 0 | 0 | 0 | 0 | 0 | 0 | 0 | 0 | 0 | 0 | 0 | 0 | 0 | 0 | 0 | 0 | 0 | 0 | 0 | 0 | 0 | 0 | 0 | 0 | 0 | 0 | 0 | 0 | 0 | 0 | 0 | 0 | 0 | 0 | 0 | 0.8976 | 0 | 0 | 0 | 0 | 0 | 0 | 0 | 0 | 0 | 48
57027_G_CPP1 | WECC_SCE | California | 6 | Orange | 59 | 57027 | CPP1 | Canyon Power Plant | 10745 | 2011 | 9999 | Combustion Turbine |  |  |  | H2O + NH3 |  | Fossil | G | 2025 | NaturalGas |  | 0 | 0 | 0 | 0 | 0 | 0 | 0 | 0 | 0 | 0 | 0 | 0 | 0 | 0 | 0 | 0 | 0 | 0 | 0 | 0 | 0 | 0 | 0 | 0 | 0 | 0 | 0 | 0 | 0 | 0 | 0 | 0 | 0 | 0 | 0 | 0 | 0 | 0 | 0 | 0 | 0.92378 | 0 | 0 | 0 | 0 | 0 | 0 | 0 | 0 | 0 | 49.4
57026_G_GEN8 | S_SOU | Georgia | 13 | Chatham | 51 | 57026 | GEN8 | Superior Landfill Gas Recovery | 13500 | 2009 | 9999 | Landfill Gas | [5 empty] | Non-Fossil | G | 2025 | LF Gas |  | 0.014429 | 0.019672 | 0.02883 | 0.062932 | 0 | 0 | 0 | 0 | 0 | 0 | 0 | 0 | 0 | 0 | 0 | 0 | 1.0689 | 1.4572 | 2.1356 | 4.6616 | 0.83156 | 1.1337 | 1.6615 | 3.6267 | 0 | 0 | 0 | 0 | 0.0017375 | 0.0023687 | 0.0034715 | 0.0075776 | 0 | 0 | 0 | 0 | 0 | 0 | 0 | 0 | 0.18775 | 0.0069893 | 0.0095285 | 0.013965 | 0.030483 | 0 | 0 | 0 | 0 | 0 | 0.8
57026_G_GEN7 | S_SOU | Georgia | 13 | Chatham | 51 | 57026 | GEN7 | Superior Landfill Gas Recovery | 13500 | 2009 | 9999 | Landfill Gas | [5 empty] | Non-Fossil | G | 2025 | LF Gas |  | 0.014429 | 0.019672 | 0.02883 | 0.062932 | 0 | 0 | 0 | 0 | 0 | 0 | 0 | 0 | 0 | 0 | 0 | 0 | 1.0689 | 1.4572 | 2.1356 | 4.6616 | 0.83156 | 1.1337 | 1.6615 | 3.6267 | 0 | 0 | 0 | 0 | 0.0017375 | 0.0023687 | 0.0034715 | 0.0075776 | 0 | 0 | 0 | 0 | 0 | 0 | 0 | 0 | 0.18775 | 0.0069893 | 0.0095285 | 0.013965 | 0.030483 | 0 | 0 | 0 | 0 | 0 | 0.8
57026_G_GEN6 | S_SOU | Georgia | 13 | Chatham | 51 | 57026 | GEN6 | Superior Landfill Gas Recovery | 13500 | 2009 | 9999 | Landfill Gas | [5 empty] | Non-Fossil | G | 2025 | LF Gas |  | 0.014429 | 0.019672 | 0.02883 | 0.062932 | 0 | 0 | 0 | 0 | 0 | 0 | 0 | 0 | 0 | 0 | 0 | 0 | 1.0689 | 1.4572 | 2.1356 | 4.6616 | 0.83156 | 1.1337 | 1.6615 | 3.6267 | 0 | 0 | 0 | 0 | 0.0017375 | 0.0023687 | 0.0034715 | 0.0075776 | 0 | 0 | 0 | 0 | 0 | 0 | 0 | 0 | 0.18775 | 0.0069893 | 0.0095285 | 0.013965 | 0.030483 | 0 | 0 | 0 | 0 | 0 | 0.8
57026_G_GEN4 | S_SOU | Georgia | 13 | Chatham | 51 | 57026 | GEN4 | Superior Landfill Gas Recovery | 13500 | 2009 | 9999 | Landfill Gas | [5 empty] | Non-Fossil | G | 2025 | LF Gas |  | 0.014429 | 0.019672 | 0.02883 | 0.062932 | 0 | 0 | 0 | 0 | 0 | 0 | 0 | 0 | 0 | 0 | 0 | 0 | 1.0689 | 1.4572 | 2.1356 | 4.6616 | 0.83156 | 1.1337 | 1.6615 | 3.6267 | 0 | 0 | 0 | 0 | 0.0017375 | 0.0023687 | 0.0034715 | 0.0075776 | 0 | 0 | 0 | 0 | 0 | 0 | 0 | 0 | 0.18775 | 0.0069893 | 0.0095285 | 0.013965 | 0.030483 | 0 | 0 | 0 | 0 | 0 | 0.8
57026_G_GEN3 | S_SOU | Georgia | 13 | Chatham | 51 | 57026 | GEN3 | Superior Landfill Gas Recovery | 13500 | 2009 | 9999 | Landfill Gas | [5 empty] | Non-Fossil | G | 2025 | LF Gas |  | 0.014429 | 0.019672 | 0.02883 | 0.062932 | 0 | 0 | 0 | 0 | 0 | 0 | 0 | 0 | 0 | 0 | 0 | 0 | 1.0689 | 1.4572 | 2.1356 | 4.6616 | 0.83156 | 1.1337 | 1.6615 | 3.6267 | 0 | 0 | 0 | 0 | 0.0017375 | 0.0023687 | 0.0034715 | 0.0075776 | 0 | 0 | 0 | 0 | 0 | 0 | 0 | 0 | 0.18775 | 0.0069893 | 0.0095285 | 0.013965 | 0.030483 | 0 | 0 | 0 | 0 | 0 | 0.8
57026_G_GEN2 | S_SOU | Georgia | 13 | Chatham | 51 | 57026 | GEN2 | Superior Landfill Gas Recovery | 13500 | 2009 | 9999 | Landfill Gas | [5 empty] | Non-Fossil | G | 2025 | LF Gas |  | 0.014429 | 0.019672 | 0.02883 | 0.062932 | 0 | 0 | 0 | 0 | 0 | 0 | 0 | 0 | 0 | 0 | 0 | 0 | 1.0689 | 1.4572 | 2.1356 | 4.6616 | 0.83156 | 1.1337 | 1.6615 | 3.6267 | 0 | 0 | 0 | 0 | 0.0017375 | 0.0023687 | 0.0034715 | 0.0075776 | 0 | 0 | 0 | 0 | 0 | 0 | 0 | 0 | 0.18775 | 0.0069893 | 0.0095285 | 0.013965 | 0.030483 | 0 | 0 | 0 | 0 | 0 | 0.8
57026_G_GEN1 | S_SOU | Georgia | 13 | Chatham | 51 | 57026 | GEN1 | Superior Landfill Gas Recovery | 13500 | 2009 | 9999 | Landfill Gas | [5 empty] | Non-Fossil | G | 2025 | LF Gas |  | 0.014429 | 0.019672 | 0.02883 | 0.062932 | 0 | 0 | 0 | 0 | 0 | 0 | 0 | 0 | 0 | 0 | 0 | 0 | 1.0689 | 1.4572 | 2.1356 | 4.6616 | 0.83156 | 1.1337 | 1.6615 | 3.6267 | 0 | 0 | 0 | 0 | 0.0017375 | 0.0023687 | 0.0034715 | 0.0075776 | 0 | 0 | 0 | 0 | 0 | 0 | 0 | 0 | 0.18775 | 0.0069893 | 0.0095285 | 0.013965 | 0.030483 | 0 | 0 | 0 | 0 | 0 | 0.8
57026_G_GEN 5 | S_SOU | Georgia | 13 | Chatham | 51 | 57026 | GEN 5 | Superior Landfill Gas Recovery | 13500 | 2009 | 9999 | Landfill Gas | [5 empty] | Non-Fossil | G | 2025 | LF Gas |  | 0.014429 | 0.019672 | 0.02883 | 0.062932 | 0 | 0 | 0 | 0 | 0 | 0 | 0 | 0 | 0 | 0 | 0 | 0 | 1.0689 | 1.4572 | 2.1356 | 4.6616 | 0.83156 | 1.1337 | 1.6615 | 3.6267 | 0 | 0 | 0 | 0 | 0.0017375 | 0.0023687 | 0.0034715 | 0.0075776 | 0 | 0 | 0 | 0 | 0 | 0 | 0 | 0 | 0.18775 | 0.0069893 | 0.0095285 | 0.013965 | 0.030483 | 0 | 0 | 0 | 0 | 0 | 0.8
57025_G_GEN5 | SPP_WEST | Arkansas | 5 | Washington | 143 | 57025 | GEN5 | Waste Management Eco Vista LFGTE | 13500 | 2010 | 9999 | Landfill Gas | [5 empty] | Non-Fossil | G | 2025 | LF Gas |  | 0.019768 | 0.027676 | 0.034555 | 0.081998 | 0 | 0 | 0 | 0 | 0 | 0 | 0 | 0 | 0 | 0 | 0 | 0 | 1.4643 | 2.0501 | 2.5596 | 6.074 | 1.1392 | 1.595 | 1.9913 | 4.7255 | 0 | 0 | 0 | 0 | 0.0023802 | 0.0033325 | 0.0041607 | 0.0098735 | 0 | 0 | 0 | 0 | 0 | 0 | 0 | 0 | 0.18775 | 0.009575 | 0.013406 | 0.016737 | 0.039718 | 0 | 0 | 0 | 0 | 0 | 0.8
57025_G_GEN4 | SPP_WEST | Arkansas | 5 | Washington | 143 | 57025 | GEN4 | Waste Management Eco Vista LFGTE | 13500 | 2010 | 9999 | Landfill Gas | [5 empty] | Non-Fossil | G | 2025 | LF Gas |  | 0.019768 | 0.027676 | 0.034555 | 0.081998 | 0 | 0 | 0 | 0 | 0 | 0 | 0 | 0 | 0 | 0 | 0 | 0 | 1.4643 | 2.0501 | 2.5596 | 6.074 | 1.1392 | 1.595 | 1.9913 | 4.7255 | 0 | 0 | 0 | 0 | 0.0023802 | 0.0033325 | 0.0041607 | 0.0098735 | 0 | 0 | 0 | 0 | 0 | 0 | 0 | 0 | 0.18775 | 0.009575 | 0.013406 | 0.016737 | 0.039718 | 0 | 0 | 0 | 0 | 0 | 0.8
57025_G_GEN3 | SPP_WEST | Arkansas | 5 | Washington | 143 | 57025 | GEN3 | Waste Management Eco Vista LFGTE | 13500 | 2010 | 9999 | Landfill Gas | [5 empty] | Non-Fossil | G | 2025 | LF Gas |  | 0.019768 | 0.027676 | 0.034555 | 0.081998 | 0 | 0 | 0 | 0 | 0 | 0 | 0 | 0 | 0 | 0 | 0 | 0 | 1.4643 | 2.0501 | 2.5596 | 6.074 | 1.1392 | 1.595 | 1.9913 | 4.7255 | 0 | 0 | 0 | 0 | 0.0023802 | 0.0033325 | 0.0041607 | 0.0098735 | 0 | 0 | 0 | 0 | 0 | 0 | 0 | 0 | 0.18775 | 0.009575 | 0.013406 | 0.016737 | 0.039718 | 0 | 0 | 0 | 0 | 0 | 0.8
57025_G_GEN2 | SPP_WEST | Arkansas | 5 | Washington | 143 | 57025 | GEN2 | Waste Management Eco Vista LFGTE | 13500 | 2010 | 9999 | Landfill Gas | [5 empty] | Non-Fossil | G | 2025 | LF Gas |  | 0.019768 | 0.027676 | 0.034555 | 0.081998 | 0 | 0 | 0 | 0 | 0 | 0 | 0 | 0 | 0 | 0 | 0 | 0 | 1.4643 | 2.0501 | 2.5596 | 6.074 | 1.1392 | 1.595 | 1.9913 | 4.7255 | 0 | 0 | 0 | 0 | 0.0023802 | 0.0033325 | 0.0041607 | 0.0098735 | 0 | 0 | 0 | 0 | 0 | 0 | 0 | 0 | 0.18775 | 0.009575 | 0.013406 | 0.016737 | 0.039718 | 0 | 0 | 0 | 0 | 0 | 0.8
57025_G_GEN1 | SPP_WEST | Arkansas | 5 | Washington | 143 | 57025 | GEN1 | Waste Management Eco Vista LFGTE | 13500 | 2010 | 9999 | Landfill Gas | [5 empty] | Non-Fossil | G | 2025 | LF Gas |  | 0.019768 | 0.027676 | 0.034555 | 0.081998 | 0 | 0 | 0 | 0 | 0 | 0 | 0 | 0 | 0 | 0 | 0 | 0 | 1.4643 | 2.0501 | 2.5596 | 6.074 | 1.1392 | 1.595 | 1.9913 | 4.7255 | 0 | 0 | 0 | 0 | 0.0023802 | 0.0033325 | 0.0041607 | 0.0098735 | 0 | 0 | 0 | 0 | 0 | 0 | 0 | 0 | 0.18775 | 0.009575 | 0.013406 | 0.016737 | 0.039718 | 0 | 0 | 0 | 0 | 0 | 0.8
57024_G_GEN1 | MIS_LMI | Michigan | 26 | Clare | 35 | 57024 | GEN1 | Waste Management Northern Oaks LFGTE | 13500 | 2010 | 9999 | Landfill Gas | [5 empty] | Non-Fossil | G | 2025 | LF Gas |  | 0.0315 | 0.04752 | 0.063397 | 0.14242 | 0 | 0 | 0 | 0 | 0 | 0 | 0 | 0 | 0 | 0 | 0 | 0 | 2.3334 | 3.52 | 4.6961 | 10.5495 | 1.8153 | 2.7386 | 3.6535 | 8.2074 | 0 | 0 | 0 | 0 | 0.003793 | 0.0057219 | 0.0076337 | 0.017149 | 0 | 0 | 0 | 0 | 0 | 0 | 0 | 0 | 0.37551 | 0.015258 | 0.023018 | 0.030708 | 0.068984 | 0 | 0 | 0 | 0 | 0 | 1.6
57023_G_GEN7 | SPP_N | Kansas | 20 | Shawnee | 177 | 57023 | GEN7 | Waste Management Rolling Meadows LFGTE | 13500 | 2010 | 9999 | Landfill Gas | [5 empty] | Non-Fossil | G | 2025 | LF Gas |  | 0.020995 | 0.027465 | 0.033042 | 0.081503 | 0 | 0 | 0 | 0 | 0 | 0 | 0 | 0 | 0 | 0 | 0 | 0 | 1.5552 | 2.0345 | 2.4476 | 6.0372 | 1.2099 | 1.5828 | 1.9042 | 4.6969 | 0 | 0 | 0 | 0 | 0.002528 | 0.0033071 | 0.0039785 | 0.0098136 | 0 | 0 | 0 | 0 | 0 | 0 | 0 | 0 | 0.18775 | 0.01017 | 0.013304 | 0.016005 | 0.039478 | 0 | 0 | 0 | 0 | 0 | 0.8
57023_G_GEN6 | SPP_N | Kansas | 20 | Shawnee | 177 | 57023 | GEN6 | Waste Management Rolling Meadows LFGTE | 13500 | 2010 | 9999 | Landfill Gas | [5 empty] | Non-Fossil | G | 2025 | LF Gas |  | 0.020995 | 0.027465 | 0.033042 | 0.081503 | 0 | 0 | 0 | 0 | 0 | 0 | 0 | 0 | 0 | 0 | 0 | 0 | 1.5552 | 2.0345 | 2.4476 | 6.0372 | 1.2099 | 1.5828 | 1.9042 | 4.6969 | 0 | 0 | 0 | 0 | 0.002528 | 0.0033071 | 0.0039785 | 0.0098136 | 0 | 0 | 0 | 0 | 0 | 0 | 0 | 0 | 0.18775 | 0.01017 | 0.013304 | 0.016005 | 0.039478 | 0 | 0 | 0 | 0 | 0 | 0.8
57023_G_GEN5 | SPP_N | Kansas | 20 | Shawnee | 177 | 57023 | GEN5 | Waste Management Rolling Meadows LFGTE | 13500 | 2010 | 9999 | Landfill Gas | [5 empty] | Non-Fossil | G | 2025 | LF Gas |  | 0.020995 | 0.027465 | 0.033042 | 0.081503 | 0 | 0 | 0 | 0 | 0 | 0 | 0 | 0 | 0 | 0 | 0 | 0 | 1.5552 | 2.0345 | 2.4476 | 6.0372 | 1.2099 | 1.5828 | 1.9042 | 4.6969 | 0 | 0 | 0 | 0 | 0.002528 | 0.0033071 | 0.0039785 | 0.0098136 | 0 | 0 | 0 | 0 | 0 | 0 | 0 | 0 | 0.18775 | 0.01017 | 0.013304 | 0.016005 | 0.039478 | 0 | 0 | 0 | 0 | 0 | 0.8
57023_G_GEN4 | SPP_N | Kansas | 20 | Shawnee | 177 | 57023 | GEN4 | Waste Management Rolling Meadows LFGTE | 13500 | 2010 | 9999 | Landfill Gas | [5 empty] | Non-Fossil | G | 2025 | LF Gas |  | 0.020995 | 0.027465 | 0.033042 | 0.081503 | 0 | 0 | 0 | 0 | 0 | 0 | 0 | 0 | 0 | 0 | 0 | 0 | 1.5552 | 2.0345 | 2.4476 | 6.0372 | 1.2099 | 1.5828 | 1.9042 | 4.6969 | 0 | 0 | 0 | 0 | 0.002528 | 0.0033071 | 0.0039785 | 0.0098136 | 0 | 0 | 0 | 0 | 0 | 0 | 0 | 0 | 0.18775 | 0.01017 | 0.013304 | 0.016005 | 0.039478 | 0 | 0 | 0 | 0 | 0 | 0.8
57023_G_GEN3 | SPP_N | Kansas | 20 | Shawnee | 177 | 57023 | GEN3 | Waste Management Rolling Meadows LFGTE | 13500 | 2010 | 9999 | Landfill Gas | [5 empty] | Non-Fossil | G | 2025 | LF Gas |  | 0.020995 | 0.027465 | 0.033042 | 0.081503 | 0 | 0 | 0 | 0 | 0 | 0 | 0 | 0 | 0 | 0 | 0 | 0 | 1.5552 | 2.0345 | 2.4476 | 6.0372 | 1.2099 | 1.5828 | 1.9042 | 4.6969 | 0 | 0 | 0 | 0 | 0.002528 | 0.0033071 | 0.0039785 | 0.0098136 | 0 | 0 | 0 | 0 | 0 | 0 | 0 | 0 | 0.18775 | 0.01017 | 0.013304 | 0.016005 | 0.039478 | 0 | 0 | 0 | 0 | 0 | 0.8
57023_G_GEN2 | SPP_N | Kansas | 20 | Shawnee | 177 | 57023 | GEN2 | Waste Management Rolling Meadows LFGTE | 13500 | 2010 | 9999 | Landfill Gas | [5 empty] | Non-Fossil | G | 2025 | LF Gas |  | 0.020995 | 0.027465 | 0.033042 | 0.081503 | 0 | 0 | 0 | 0 | 0 | 0 | 0 | 0 | 0 | 0 | 0 | 0 | 1.5552 | 2.0345 | 2.4476 | 6.0372 | 1.2099 | 1.5828 | 1.9042 | 4.6969 | 0 | 0 | 0 | 0 | 0.002528 | 0.0033071 | 0.0039785 | 0.0098136 | 0 | 0 | 0 | 0 | 0 | 0 | 0 | 0 | 0.18775 | 0.01017 | 0.013304 | 0.016005 | 0.039478 | 0 | 0 | 0 | 0 | 0 | 0.8
57023_G_GEN1 | SPP_N | Kansas | 20 | Shawnee | 177 | 57023 | GEN1 | Waste Management Rolling Meadows LFGTE | 13500 | 2010 | 9999 | Landfill Gas | [5 empty] | Non-Fossil | G | 2025 | LF Gas |  | 0.020995 | 0.027465 | 0.033042 | 0.081503 | 0 | 0 | 0 | 0 | 0 | 0 | 0 | 0 | 0 | 0 | 0 | 0 | 1.5552 | 2.0345 | 2.4476 | 6.0372 | 1.2099 | 1.5828 | 1.9042 | 4.6969 | 0 | 0 | 0 | 0 | 0.002528 | 0.0033071 | 0.0039785 | 0.0098136 | 0 | 0 | 0 | 0 | 0 | 0 | 0 | 0 | 0.18775 | 0.01017 | 0.013304 | 0.016005 | 0.039478 | 0 | 0 | 0 | 0 | 0 | 0.8
57022_G_GEN4 | PJM_Dom | Virginia | 51 | King George | 99 | 57022 | GEN4 | Waste Management King George LFGTE | 16702 | 2011 | 9999 | Landfill Gas | [5 empty] | Non-Fossil | G | 2025 | LF Gas |  | 0.036026 | 0.047767 | 0.065167 | 0.14896 | 0 | 0 | 0 | 0 | 0 | 0 | 0 | 0 | 0 | 0 | 0 | 0 | 2.157 | 2.8599 | 3.9018 | 8.9187 | 2.0762 | 2.7527 | 3.7555 | 8.5844 | 0 | 0 | 0 | 0 | 0.010808 | 0.01433 | 0.01955 | 0.044688 | 0 | 0 | 0 | 0 | 0 | 0 | 0 | 0 | 0.68061 | 0.014105 | 0.018701 | 0.025514 | 0.05832 | 0 | 0 | 0 | 0 | 0 | 2.9
57022_G_GEN3 | PJM_Dom | Virginia | 51 | King George | 99 | 57022 | GEN3 | Waste Management King George LFGTE | 16642 | 2010 | 9999 | Landfill Gas | [5 empty] | Non-Fossil | G | 2025 | LF Gas |  | 0.034659 | 0.045954 | 0.062694 | 0.14331 | 0 | 0 | 0 | 0 | 0 | 0 | 0 | 0 | 0 | 0 | 0 | 0 | 2.0826 | 2.7613 | 3.7672 | 8.6112 | 1.9974 | 2.6483 | 3.613 | 8.2586 | 0 | 0 | 0 | 0 | 0.010398 | 0.013786 | 0.018808 | 0.042992 | 0 | 0 | 0 | 0 | 0 | 0 | 0 | 0 | 0.65714 | 0.013618 | 0.018056 | 0.024634 | 0.056309 | 0 | 0 | 0 | 0 | 0 | 2.8
57022_G_GEN2 | PJM_Dom | Virginia | 51 | King George | 99 | 57022 | GEN2 | Waste Management King George LFGTE | 16642 | 2010 | 9999 | Landfill Gas | [5 empty] | Non-Fossil | G | 2025 | LF Gas |  | 0.034659 | 0.045954 | 0.062694 | 0.14331 | 0 | 0 | 0 | 0 | 0 | 0 | 0 | 0 | 0 | 0 | 0 | 0 | 2.0826 | 2.7613 | 3.7672 | 8.6112 | 1.9974 | 2.6483 | 3.613 | 8.2586 | 0 | 0 | 0 | 0 | 0.010398 | 0.013786 | 0.018808 | 0.042992 | 0 | 0 | 0 | 0 | 0 | 0 | 0 | 0 | 0.65714 | 0.013618 | 0.018056 | 0.024634 | 0.056309 | 0 | 0 | 0 | 0 | 0 | 2.8
57022_G_GEN1 | PJM_Dom | Virginia | 51 | King George | 99 | 57022 | GEN1 | Waste Management King George LFGTE | 16642 | 2010 | 9999 | Landfill Gas | [5 empty] | Non-Fossil | G | 2025 | LF Gas |  | 0.034659 | 0.045954 | 0.062694 | 0.14331 | 0 | 0 | 0 | 0 | 0 | 0 | 0 | 0 | 0 | 0 | 0 | 0 | 2.0826 | 2.7613 | 3.7672 | 8.6112 | 1.9974 | 2.6483 | 3.613 | 8.2586 | 0 | 0 | 0 | 0 | 0.010398 | 0.013786 | 0.018808 | 0.042992 | 0 | 0 | 0 | 0 | 0 | 0 | 0 | 0 | 0.65714 | 0.013618 | 0.018056 | 0.024634 | 0.056309 | 0 | 0 | 0 | 0 | 0 | 2.8
57021_G_GEN1 | NY_Z_C&E | New York | 36 | Madison | 53 | 57021 | GEN1 | Waste Management Madison County LFGTE | 13500 | 2009 | 9999 | Landfill Gas | [5 empty] | Non-Fossil | G | 2025 | LF Gas |  | 0.036648 | 0.053092 | 0.07079 | 0.16053 | 0 | 0 | 0 | 0 | 0 | 0 | 0 | 0 | 0 | 0 | 0 | 0 | 2.7147 | 3.9328 | 5.2437 | 11.8911 | 2.112 | 3.0596 | 4.0796 | 9.2512 | 0 | 0 | 0 | 0 | 0.0044128 | 0.0063928 | 0.0085237 | 0.019329 | 0 | 0 | 0 | 0 | 0 | 0 | 0 | 0 | 0.37551 | 0.017751 | 0.025717 | 0.034289 | 0.077757 | 0 | 0 | 0 | 0 | 0 | 1.6
57020_G_GEN3 | ERC_REST | Texas | 48 | Parker | 367 | 57020 | GEN3 | Westside Landfill Gas Recovery | 13500 | 2010 | 9999 | Landfill Gas | [5 empty] | Non-Fossil | G | 2025 | LF Gas |  | 0.03799 | 0.047302 | 0.0475 | 0.13279 | 0 | 0 | 0 | 0 | 0 | 0 | 0 | 0 | 0 | 0 | 0 | 0 | 2.8141 | 3.5039 | 3.5185 | 9.8365 | 2.1893 | 2.726 | 2.7374 | 7.6527 | 0 | 0 | 0 | 0 | 0.0045744 | 0.0056957 | 0.0057195 | 0.01599 | 0 | 0 | 0 | 0 | 0 | 0 | 0 | 0 | 0.37551 | 0.018402 | 0.022912 | 0.023008 | 0.064322 | 0 | 0 | 0 | 0 | 0 | 1.6
57020_G_GEN2 | ERC_REST | Texas | 48 | Parker | 367 | 57020 | GEN2 | Westside Landfill Gas Recovery | 13500 | 2010 | 9999 | Landfill Gas | [5 empty] | Non-Fossil | G | 2025 | LF Gas |  | 0.03799 | 0.047302 | 0.0475 | 0.13279 | 0 | 0 | 0 | 0 | 0 | 0 | 0 | 0 | 0 | 0 | 0 | 0 | 2.8141 | 3.5039 | 3.5185 | 9.8365 | 2.1893 | 2.726 | 2.7374 | 7.6527 | 0 | 0 | 0 | 0 | 0.0045744 | 0.0056957 | 0.0057195 | 0.01599 | 0 | 0 | 0 | 0 | 0 | 0 | 0 | 0 | 0.37551 | 0.018402 | 0.022912 | 0.023008 | 0.064322 | 0 | 0 | 0 | 0 | 0 | 1.6
57020_G_GEN1 | ERC_REST | Texas | 48 | Parker | 367 | 57020 | GEN1 | Westside Landfill Gas Recovery | 13500 | 2010 | 9999 | Landfill Gas | [5 empty] | Non-Fossil | G | 2025 | LF Gas |  | 0.03799 | 0.047302 | 0.0475 | 0.13279 | 0 | 0 | 0 | 0 | 0 | 0 | 0 | 0 | 0 | 0 | 0 | 0 | 2.8141 | 3.5039 | 3.5185 | 9.8365 | 2.1893 | 2.726 | 2.7374 | 7.6527 | 0 | 0 | 0 | 0 | 0.0045744 | 0.0056957 | 0.0057195 | 0.01599 | 0 | 0 | 0 | 0 | 0 | 0 | 0 | 0 | 0.37551 | 0.018402 | 0.022912 | 0.023008 | 0.064322 | 0 | 0 | 0 | 0 | 0 | 1.6
57019_G_GEN6 | WECC_PNW | Oregon | 41 | Yamhill | 71 | 57019 | GEN6 | Riverbend Landfill | 13500 | 2010 | 9999 | Landfill Gas | [5 empty] | Non-Fossil | G | 2025 | LF Gas |  | 0.018842 | 0.025732 | 0.032549 | 0.077122 | 0 | 0 | 0 | 0 | 0 | 0 | 0 | 0 | 0 | 0 | 0 | 0 | 1.3957 | 1.9061 | 2.411 | 5.7128 | 1.0858 | 1.4829 | 1.8757 | 4.4445 | 0 | 0 | 0 | 0 | 0.0022687 | 0.0030984 | 0.0039192 | 0.0092863 | 0 | 0 | 0 | 0 | 0 | 0 | 0 | 0 | 0.18775 | 0.0091265 | 0.012464 | 0.015766 | 0.037356 | 0 | 0 | 0 | 0 | 0 | 0.8
57019_G_GEN5 | WECC_PNW | Oregon | 41 | Yamhill | 71 | 57019 | GEN5 | Riverbend Landfill | 13500 | 2010 | 9999 | Landfill Gas | [5 empty] | Non-Fossil | G | 2025 | LF Gas |  | 0.018842 | 0.025732 | 0.032549 | 0.077122 | 0 | 0 | 0 | 0 | 0 | 0 | 0 | 0 | 0 | 0 | 0 | 0 | 1.3957 | 1.9061 | 2.411 | 5.7128 | 1.0858 | 1.4829 | 1.8757 | 4.4445 | 0 | 0 | 0 | 0 | 0.0022687 | 0.0030984 | 0.0039192 | 0.0092863 | 0 | 0 | 0 | 0 | 0 | 0 | 0 | 0 | 0.18775 | 0.0091265 | 0.012464 | 0.015766 | 0.037356 | 0 | 0 | 0 | 0 | 0 | 0.8
57019_G_GEN4 | WECC_PNW | Oregon | 41 | Yamhill | 71 | 57019 | GEN4 | Riverbend Landfill | 13500 | 2010 | 9999 | Landfill Gas | [5 empty] | Non-Fossil | G | 2025 | LF Gas |  | 0.018842 | 0.025732 | 0.032549 | 0.077122 | 0 | 0 | 0 | 0 | 0 | 0 | 0 | 0 | 0 | 0 | 0 | 0 | 1.3957 | 1.9061 | 2.411 | 5.7128 | 1.0858 | 1.4829 | 1.8757 | 4.4445 | 0 | 0 | 0 | 0 | 0.0022687 | 0.0030984 | 0.0039192 | 0.0092863 | 0 | 0 | 0 | 0 | 0 | 0 | 0 | 0 | 0.18775 | 0.0091265 | 0.012464 | 0.015766 | 0.037356 | 0 | 0 | 0 | 0 | 0 | 0.8
57019_G_GEN3 | WECC_PNW | Oregon | 41 | Yamhill | 71 | 57019 | GEN3 | Riverbend Landfill | 13500 | 2010 | 9999 | Landfill Gas | [5 empty] | Non-Fossil | G | 2025 | LF Gas |  | 0.018842 | 0.025732 | 0.032549 | 0.077122 | 0 | 0 | 0 | 0 | 0 | 0 | 0 | 0 | 0 | 0 | 0 | 0 | 1.3957 | 1.9061 | 2.411 | 5.7128 | 1.0858 | 1.4829 | 1.8757 | 4.4445 | 0 | 0 | 0 | 0 | 0.0022687 | 0.0030984 | 0.0039192 | 0.0092863 | 0 | 0 | 0 | 0 | 0 | 0 | 0 | 0 | 0.18775 | 0.0091265 | 0.012464 | 0.015766 | 0.037356 | 0 | 0 | 0 | 0 | 0 | 0.8
57019_G_GEN2 | WECC_PNW | Oregon | 41 | Yamhill | 71 | 57019 | GEN2 | Riverbend Landfill | 13500 | 2010 | 9999 | Landfill Gas | [5 empty] | Non-Fossil | G | 2025 | LF Gas |  | 0.018842 | 0.025732 | 0.032549 | 0.077122 | 0 | 0 | 0 | 0 | 0 | 0 | 0 | 0 | 0 | 0 | 0 | 0 | 1.3957 | 1.9061 | 2.411 | 5.7128 | 1.0858 | 1.4829 | 1.8757 | 4.4445 | 0 | 0 | 0 | 0 | 0.0022687 | 0.0030984 | 0.0039192 | 0.0092863 | 0 | 0 | 0 | 0 | 0 | 0 | 0 | 0 | 0.18775 | 0.0091265 | 0.012464 | 0.015766 | 0.037356 | 0 | 0 | 0 | 0 | 0 | 0.8
57019_G_GEN1 | WECC_PNW | Oregon | 41 | Yamhill | 71 | 57019 | GEN1 | Riverbend Landfill | 13500 | 2010 | 9999 | Landfill Gas | [5 empty] | Non-Fossil | G | 2025 | LF Gas |  | 0.018842 | 0.025732 | 0.032549 | 0.077122 | 0 | 0 | 0 | 0 | 0 | 0 | 0 | 0 | 0 | 0 | 0 | 0 | 1.3957 | 1.9061 | 2.411 | 5.7128 | 1.0858 | 1.4829 | 1.8757 | 4.4445 | 0 | 0 | 0 | 0 | 0.0022687 | 0.0030984 | 0.0039192 | 0.0092863 | 0 | 0 | 0 | 0 | 0 | 0 | 0 | 0 | 0.18775 | 0.0091265 | 0.012464 | 0.015766 | 0.037356 | 0 | 0 | 0 | 0 | 0 | 0.8
57018_G_GEN8 | PJM_Dom | Virginia | 51 | Middlesex | 119 | 57018 | GEN8 | Waste Management Middle Peninsula LFGTE | 13500 | 2009 | 9999 | Landfill Gas | [5 empty] | Non-Fossil | G | 2025 | LF Gas |  | 0.008033 | 0.010651 | 0.014531 | 0.033214 | 0 | 0 | 0 | 0 | 0 | 0 | 0 | 0 | 0 | 0 | 0 | 0 | 0.59504 | 0.78895 | 1.0764 | 2.4603 | 0.46293 | 0.61379 | 0.83739 | 1.9141 | 0 | 0 | 0 | 0 | 0.001205 | 0.0015976 | 0.0021796 | 0.0049822 | 0 | 0 | 0 | 0 | 0 | 0 | 0 | 0 | 0.18775 | 0.003891 | 0.005159 | 0.0070384 | 0.016088 | 0 | 0 | 0 | 0 | 0 | 0.8
57018_G_GEN7 | PJM_Dom | Virginia | 51 | Middlesex | 119 | 57018 | GEN7 | Waste Management Middle Peninsula LFGTE | 13500 | 2009 | 9999 | Landfill Gas | [5 empty] | Non-Fossil | G | 2025 | LF Gas |  | 0.008033 | 0.010651 | 0.014531 | 0.033214 | 0 | 0 | 0 | 0 | 0 | 0 | 0 | 0 | 0 | 0 | 0 | 0 | 0.59504 | 0.78895 | 1.0764 | 2.4603 | 0.46293 | 0.61379 | 0.83739 | 1.9141 | 0 | 0 | 0 | 0 | 0.001205 | 0.0015976 | 0.0021796 | 0.0049822 | 0 | 0 | 0 | 0 | 0 | 0 | 0 | 0 | 0.18775 | 0.003891 | 0.005159 | 0.0070384 | 0.016088 | 0 | 0 | 0 | 0 | 0 | 0.8
57018_G_GEN6 | PJM_Dom | Virginia | 51 | Middlesex | 119 | 57018 | GEN6 | Waste Management Middle Peninsula LFGTE | 13500 | 2009 | 9999 | Landfill Gas | [5 empty] | Non-Fossil | G | 2025 | LF Gas |  | 0.008033 | 0.010651 | 0.014531 | 0.033214 | 0 | 0 | 0 | 0 | 0 | 0 | 0 | 0 | 0 | 0 | 0 | 0 | 0.59504 | 0.78895 | 1.0764 | 2.4603 | 0.46293 | 0.61379 | 0.83739 | 1.9141 | 0 | 0 | 0 | 0 | 0.001205 | 0.0015976 | 0.0021796 | 0.0049822 | 0 | 0 | 0 | 0 | 0 | 0 | 0 | 0 | 0.18775 | 0.003891 | 0.005159 | 0.0070384 | 0.016088 | 0 | 0 | 0 | 0 | 0 | 0.8
57018_G_GEN5 | PJM_Dom | Virginia | 51 | Middlesex | 119 | 57018 | GEN5 | Waste Management Middle Peninsula LFGTE | 13500 | 2009 | 9999 | Landfill Gas | [5 empty] | Non-Fossil | G | 2025 | LF Gas |  | 0.008033 | 0.010651 | 0.014531 | 0.033214 | 0 | 0 | 0 | 0 | 0 | 0 | 0 | 0 | 0 | 0 | 0 | 0 | 0.59504 | 0.78895 | 1.0764 | 2.4603 | 0.46293 | 0.61379 | 0.83739 | 1.9141 | 0 | 0 | 0 | 0 | 0.001205 | 0.0015976 | 0.0021796 | 0.0049822 | 0 | 0 | 0 | 0 | 0 | 0 | 0 | 0 | 0.18775 | 0.003891 | 0.005159 | 0.0070384 | 0.016088 | 0 | 0 | 0 | 0 | 0 | 0.8
57018_G_GEN4 | PJM_Dom | Virginia | 51 | Middlesex | 119 | 57018 | GEN4 | Waste Management Middle Peninsula LFGTE | 13500 | 2009 | 9999 | Landfill Gas | [5 empty] | Non-Fossil | G | 2025 | LF Gas |  | 0.008033 | 0.010651 | 0.014531 | 0.033214 | 0 | 0 | 0 | 0 | 0 | 0 | 0 | 0 | 0 | 0 | 0 | 0 | 0.59504 | 0.78895 | 1.0764 | 2.4603 | 0.46293 | 0.61379 | 0.83739 | 1.9141 | 0 | 0 | 0 | 0 | 0.001205 | 0.0015976 | 0.0021796 | 0.0049822 | 0 | 0 | 0 | 0 | 0 | 0 | 0 | 0 | 0.18775 | 0.003891 | 0.005159 | 0.0070384 | 0.016088 | 0 | 0 | 0 | 0 | 0 | 0.8
57018_G_GEN3 | PJM_Dom | Virginia | 51 | Middlesex | 119 | 57018 | GEN3 | Waste Management Middle Peninsula LFGTE | 13500 | 2009 | 9999 | Landfill Gas | [5 empty] | Non-Fossil | G | 2025 | LF Gas |  | 0.008033 | 0.010651 | 0.014531 | 0.033214 | 0 | 0 | 0 | 0 | 0 | 0 | 0 | 0 | 0 | 0 | 0 | 0 | 0.59504 | 0.78895 | 1.0764 | 2.4603 | 0.46293 | 0.61379 | 0.83739 | 1.9141 | 0 | 0 | 0 | 0 | 0.001205 | 0.0015976 | 0.0021796 | 0.0049822 | 0 | 0 | 0 | 0 | 0 | 0 | 0 | 0 | 0.18775 | 0.003891 | 0.005159 | 0.0070384 | 0.016088 | 0 | 0 | 0 | 0 | 0 | 0.8
57018_G_GEN2 | PJM_Dom | Virginia | 51 | Middlesex | 119 | 57018 | GEN2 | Waste Management Middle Peninsula LFGTE | 13500 | 2009 | 9999 | Landfill Gas | [5 empty] | Non-Fossil | G | 2025 | LF Gas |  | 0.008033 | 0.010651 | 0.014531 | 0.033214 | 0 | 0 | 0 | 0 | 0 | 0 | 0 | 0 | 0 | 0 | 0 | 0 | 0.59504 | 0.78895 | 1.0764 | 2.4603 | 0.46293 | 0.61379 | 0.83739 | 1.9141 | 0 | 0 | 0 | 0 | 0.001205 | 0.0015976 | 0.0021796 | 0.0049822 | 0 | 0 | 0 | 0 | 0 | 0 | 0 | 0 | 0.18775 | 0.003891 | 0.005159 | 0.0070384 | 0.016088 | 0 | 0 | 0 | 0 | 0 | 0.8
57018_G_GEN1 | PJM_Dom | Virginia | 51 | Middlesex | 119 | 57018 | GEN1 | Waste Management Middle Peninsula LFGTE | 13500 | 2009 | 9999 | Landfill Gas | [5 empty] | Non-Fossil | G | 2025 | LF Gas |  | 0.008033 | 0.010651 | 0.014531 | 0.033214 | 0 | 0 | 0 | 0 | 0 | 0 | 0 | 0 | 0 | 0 | 0 | 0 | 0.59504 | 0.78895 | 1.0764 | 2.4603 | 0.46293 | 0.61379 | 0.83739 | 1.9141 | 0 | 0 | 0 | 0 | 0.001205 | 0.0015976 | 0.0021796 | 0.0049822 | 0 | 0 | 0 | 0 | 0 | 0 | 0 | 0 | 0.18775 | 0.003891 | 0.005159 | 0.0070384 | 0.016088 | 0 | 0 | 0 | 0 | 0 | 0.8
57017_G_GEN4 | MIS_MNWI | Minnesota | 27 | Mcleod | 85 | 57017 | GEN4 | Spruce Ridge Gas Recovery | 13500 | 2010 | 9999 | Landfill Gas | [5 empty] | Non-Fossil | G | 2025 | LF Gas |  | 0.01782 | 0.025202 | 0.03199 | 0.075011 | 0 | 0 | 0 | 0 | 0 | 0 | 0 | 0 | 0 | 0 | 0 | 0 | 1.32 | 1.8668 | 2.3696 | 5.5564 | 1.027 | 1.4523 | 1.8435 | 4.3228 | 0 | 0 | 0 | 0 | 0.0021457 | 0.0030345 | 0.0038518 | 0.009032 | 0 | 0 | 0 | 0 | 0 | 0 | 0 | 0 | 0.18775 | 0.0086316 | 0.012207 | 0.015495 | 0.036334 | 0 | 0 | 0 | 0 | 0 | 0.8
57017_G_GEN3 | MIS_MNWI | Minnesota | 27 | Mcleod | 85 | 57017 | GEN3 | Spruce Ridge Gas Recovery | 13500 | 2008 | 9999 | Landfill Gas | [5 empty] | Non-Fossil | G | 2025 | LF Gas |  | 0.01782 | 0.025202 | 0.03199 | 0.075011 | 0 | 0 | 0 | 0 | 0 | 0 | 0 | 0 | 0 | 0 | 0 | 0 | 1.32 | 1.8668 | 2.3696 | 5.5564 | 1.027 | 1.4523 | 1.8435 | 4.3228 | 0 | 0 | 0 | 0 | 0.0021457 | 0.0030345 | 0.0038518 | 0.0090321 | 0 | 0 | 0 | 0 | 0 | 0 | 0 | 0 | 0.18775 | 0.0086316 | 0.012207 | 0.015495 | 0.036334 | 0 | 0 | 0 | 0 | 0 | 0.8
57017_G_GEN2 | MIS_MNWI | Minnesota | 27 | Mcleod | 85 | 57017 | GEN2 | Spruce Ridge Gas Recovery | 13500 | 2008 | 9999 | Landfill Gas | [5 empty] | Non-Fossil | G | 2025 | LF Gas |  | 0.01782 | 0.025202 | 0.03199 | 0.075011 | 0 | 0 | 0 | 0 | 0 | 0 | 0 | 0 | 0 | 0 | 0 | 0 | 1.32 | 1.8668 | 2.3696 | 5.5564 | 1.027 | 1.4523 | 1.8435 | 4.3228 | 0 | 0 | 0 | 0 | 0.0021457 | 0.0030345 | 0.0038518 | 0.0090321 | 0 | 0 | 0 | 0 | 0 | 0 | 0 | 0 | 0.18775 | 0.0086316 | 0.012207 | 0.015495 | 0.036334 | 0 | 0 | 0 | 0 | 0 | 0.8
57017_G_GEN1 | MIS_MNWI | Minnesota | 27 | Mcleod | 85 | 57017 | GEN1 | Spruce Ridge Gas Recovery | 13500 | 2008 | 9999 | Landfill Gas | [5 empty] | Non-Fossil | G | 2025 | LF Gas |  | 0.01782 | 0.025202 | 0.03199 | 0.075011 | 0 | 0 | 0 | 0 | 0 | 0 | 0 | 0 | 0 | 0 | 0 | 0 | 1.32 | 1.8668 | 2.3696 | 5.5564 | 1.027 | 1.4523 | 1.8435 | 4.3228 | 0 | 0 | 0 | 0 | 0.0021457 | 0.0030345 | 0.0038518 | 0.0090321 | 0 | 0 | 0 | 0 | 0 | 0 | 0 | 0 | 0.18775 | 0.0086316 | 0.012207 | 0.015495 | 0.036334 | 0 | 0 | 0 | 0 | 0 | 0.8
57016_G_GEN2 | NENG_ME | Maine | 23 | Somerset | 25 | 57016 | GEN2 | Waste Management Crossroads LFGTE | 13500 | 2009 | 9999 | Landfill Gas | [5 empty] | Non-Fossil | G | 2025 | LF Gas |  | 0.031798 | 0.044451 | 0.061611 | 0.13786 | 0 | 0 | 0 | 0 | 0 | 0 | 0 | 0 | 0 | 0 | 0 | 0 | 2.3554 | 3.2927 | 4.5638 | 10.2118 | 1.8325 | 2.5617 | 3.5506 | 7.9447 | 0 | 0 | 0 | 0 | 0.0038287 | 0.0053523 | 0.0074185 | 0.0166 | 0 | 0 | 0 | 0 | 0 | 0 | 0 | 0 | 0.37551 | 0.015402 | 0.021531 | 0.029843 | 0.066776 | 0 | 0 | 0 | 0 | 0 | 1.6
57016_G_GEN1 | NENG_ME | Maine | 23 | Somerset | 25 | 57016 | GEN1 | Waste Management Crossroads LFGTE | 13500 | 2009 | 9999 | Landfill Gas | [5 empty] | Non-Fossil | G | 2025 | LF Gas |  | 0.031798 | 0.044451 | 0.061611 | 0.13786 | 0 | 0 | 0 | 0 | 0 | 0 | 0 | 0 | 0 | 0 | 0 | 0 | 2.3554 | 3.2927 | 4.5638 | 10.2118 | 1.8325 | 2.5617 | 3.5506 | 7.9447 | 0 | 0 | 0 | 0 | 0.0038287 | 0.0053523 | 0.0074185 | 0.0166 | 0 | 0 | 0 | 0 | 0 | 0 | 0 | 0 | 0.37551 | 0.015402 | 0.021531 | 0.029843 | 0.066776 | 0 | 0 | 0 | 0 | 0 | 1.6
57015_G_GEN9 | WECC_PNW | Oregon | 41 | Gilliam | 21 | 57015 | GEN9 | Waste Management Columbia Ridge LFGTE | 13500 | 2014 | 9999 | Landfill Gas | [5 empty] | Non-Fossil | G | 2025 | LF Gas |  | 0.037684 | 0.051464 | 0.065097 | 0.15424 | 0 | 0 | 0 | 0 | 0 | 0 | 0 | 0 | 0 | 0 | 0 | 0 | 2.7914 | 3.8121 | 4.822 | 11.4255 | 2.1717 | 2.9658 | 3.7515 | 8.889 | 0 | 0 | 0 | 0 | 0.0045375 | 0.0061967 | 0.0078384 | 0.018573 | 0 | 0 | 0 | 0 | 0 | 0 | 0 | 0 | 0.37551 | 0.018253 | 0.024928 | 0.031532 | 0.074713 | 0 | 0 | 0 | 0 | 0 | 1.6
57015_G_GEN8 | WECC_PNW | Oregon | 41 | Gilliam | 21 | 57015 | GEN8 | Waste Management Columbia Ridge LFGTE | 13500 | 2009 | 9999 | Landfill Gas | [5 empty] | Non-Fossil | G | 2025 | LF Gas |  | 0.018842 | 0.025732 | 0.032549 | 0.077122 | 0 | 0 | 0 | 0 | 0 | 0 | 0 | 0 | 0 | 0 | 0 | 0 | 1.3957 | 1.9061 | 2.411 | 5.7128 | 1.0858 | 1.4829 | 1.8757 | 4.4445 | 0 | 0 | 0 | 0 | 0.0022687 | 0.0030984 | 0.0039192 | 0.0092863 | 0 | 0 | 0 | 0 | 0 | 0 | 0 | 0 | 0.18775 | 0.0091265 | 0.012464 | 0.015766 | 0.037356 | 0 | 0 | 0 | 0 | 0 | 0.8
57015_G_GEN7 | WECC_PNW | Oregon | 41 | Gilliam | 21 | 57015 | GEN7 | Waste Management Columbia Ridge LFGTE | 13500 | 2009 | 9999 | Landfill Gas | [5 empty] | Non-Fossil | G | 2025 | LF Gas |  | 0.018842 | 0.025732 | 0.032549 | 0.077122 | 0 | 0 | 0 | 0 | 0 | 0 | 0 | 0 | 0 | 0 | 0 | 0 | 1.3957 | 1.9061 | 2.411 | 5.7128 | 1.0858 | 1.4829 | 1.8757 | 4.4445 | 0 | 0 | 0 | 0 | 0.0022687 | 0.0030984 | 0.0039192 | 0.0092863 | 0 | 0 | 0 | 0 | 0 | 0 | 0 | 0 | 0.18775 | 0.0091265 | 0.012464 | 0.015766 | 0.037356 | 0 | 0 | 0 | 0 | 0 | 0.8
57015_G_GEN6 | WECC_PNW | Oregon | 41 | Gilliam | 21 | 57015 | GEN6 | Waste Management Columbia Ridge LFGTE | 13500 | 2009 | 9999 | Landfill Gas | [5 empty] | Non-Fossil | G | 2025 | LF Gas |  | 0.018842 | 0.025732 | 0.032549 | 0.077122 | 0 | 0 | 0 | 0 | 0 | 0 | 0 | 0 | 0 | 0 | 0 | 0 | 1.3957 | 1.9061 | 2.411 | 5.7128 | 1.0858 | 1.4829 | 1.8757 | 4.4445 | 0 | 0 | 0 | 0 | 0.0022687 | 0.0030984 | 0.0039192 | 0.0092863 | 0 | 0 | 0 | 0 | 0 | 0 | 0 | 0 | 0.18775 | 0.0091265 | 0.012464 | 0.015766 | 0.037356 | 0 | 0 | 0 | 0 | 0 | 0.8
57015_G_GEN5 | WECC_PNW | Oregon | 41 | Gilliam | 21 | 57015 | GEN5 | Waste Management Columbia Ridge LFGTE | 13500 | 2009 | 9999 | Landfill Gas | [5 empty] | Non-Fossil | G | 2025 | LF Gas |  | 0.018842 | 0.025732 | 0.032549 | 0.077122 | 0 | 0 | 0 | 0 | 0 | 0 | 0 | 0 | 0 | 0 | 0 | 0 | 1.3957 | 1.9061 | 2.411 | 5.7128 | 1.0858 | 1.4829 | 1.8757 | 4.4445 | 0 | 0 | 0 | 0 | 0.0022687 | 0.0030984 | 0.0039192 | 0.0092863 | 0 | 0 | 0 | 0 | 0 | 0 | 0 | 0 | 0.18775 | 0.0091265 | 0.012464 | 0.015766 | 0.037356 | 0 | 0 | 0 | 0 | 0 | 0.8
57015_G_GEN4 | WECC_PNW | Oregon | 41 | Gilliam | 21 | 57015 | GEN4 | Waste Management Columbia Ridge LFGTE | 13500 | 2009 | 9999 | Landfill Gas | [5 empty] | Non-Fossil | G | 2025 | LF Gas |  | 0.018842 | 0.025732 | 0.032549 | 0.077122 | 0 | 0 | 0 | 0 | 0 | 0 | 0 | 0 | 0 | 0 | 0 | 0 | 1.3957 | 1.9061 | 2.411 | 5.7128 | 1.0858 | 1.4829 | 1.8757 | 4.4445 | 0 | 0 | 0 | 0 | 0.0022687 | 0.0030984 | 0.0039192 | 0.0092863 | 0 | 0 | 0 | 0 | 0 | 0 | 0 | 0 | 0.18775 | 0.0091265 | 0.012464 | 0.015766 | 0.037356 | 0 | 0 | 0 | 0 | 0 | 0.8
57015_G_GEN3 | WECC_PNW | Oregon | 41 | Gilliam | 21 | 57015 | GEN3 | Waste Management Columbia Ridge LFGTE | 13500 | 2009 | 9999 | Landfill Gas | [5 empty] | Non-Fossil | G | 2025 | LF Gas |  | 0.018842 | 0.025732 | 0.032549 | 0.077122 | 0 | 0 | 0 | 0 | 0 | 0 | 0 | 0 | 0 | 0 | 0 | 0 | 1.3957 | 1.9061 | 2.411 | 5.7128 | 1.0858 | 1.4829 | 1.8757 | 4.4445 | 0 | 0 | 0 | 0 | 0.0022687 | 0.0030984 | 0.0039192 | 0.0092863 | 0 | 0 | 0 | 0 | 0 | 0 | 0 | 0 | 0.18775 | 0.0091265 | 0.012464 | 0.015766 | 0.037356 | 0 | 0 | 0 | 0 | 0 | 0.8
57015_G_GEN2 | WECC_PNW | Oregon | 41 | Gilliam | 21 | 57015 | GEN2 | Waste Management Columbia Ridge LFGTE | 13500 | 2009 | 9999 | Landfill Gas | [5 empty] | Non-Fossil | G | 2025 | LF Gas |  | 0.018842 | 0.025732 | 0.032549 | 0.077122 | 0 | 0 | 0 | 0 | 0 | 0 | 0 | 0 | 0 | 0 | 0 | 0 | 1.3957 | 1.9061 | 2.411 | 5.7128 | 1.0858 | 1.4829 | 1.8757 | 4.4445 | 0 | 0 | 0 | 0 | 0.0022687 | 0.0030984 | 0.0039192 | 0.0092863 | 0 | 0 | 0 | 0 | 0 | 0 | 0 | 0 | 0.18775 | 0.0091265 | 0.012464 | 0.015766 | 0.037356 | 0 | 0 | 0 | 0 | 0 | 0.8
57015_G_GEN12 | WECC_PNW | Oregon | 41 | Gilliam | 21 | 57015 | GEN12 | Waste Management Columbia Ridge LFGTE | 13500 | 2014 | 9999 | Landfill Gas | [5 empty] | Non-Fossil | G | 2025 | LF Gas |  | 0.037684 | 0.051464 | 0.065097 | 0.15424 | 0 | 0 | 0 | 0 | 0 | 0 | 0 | 0 | 0 | 0 | 0 | 0 | 2.7914 | 3.8121 | 4.822 | 11.4255 | 2.1717 | 2.9658 | 3.7515 | 8.889 | 0 | 0 | 0 | 0 | 0.0045375 | 0.0061967 | 0.0078384 | 0.018573 | 0 | 0 | 0 | 0 | 0 | 0 | 0 | 0 | 0.37551 | 0.018253 | 0.024928 | 0.031532 | 0.074713 | 0 | 0 | 0 | 0 | 0 | 1.6
57015_G_GEN11 | WECC_PNW | Oregon | 41 | Gilliam | 21 | 57015 | GEN11 | Waste Management Columbia Ridge LFGTE | 13500 | 2014 | 9999 | Landfill Gas | [5 empty] | Non-Fossil | G | 2025 | LF Gas |  | 0.037684 | 0.051464 | 0.065097 | 0.15424 | 0 | 0 | 0 | 0 | 0 | 0 | 0 | 0 | 0 | 0 | 0 | 0 | 2.7914 | 3.8121 | 4.822 | 11.4255 | 2.1717 | 2.9658 | 3.7515 | 8.889 | 0 | 0 | 0 | 0 | 0.0045375 | 0.0061967 | 0.0078384 | 0.018573 | 0 | 0 | 0 | 0 | 0 | 0 | 0 | 0 | 0.37551 | 0.018253 | 0.024928 | 0.031532 | 0.074713 | 0 | 0 | 0 | 0 | 0 | 1.6
57015_G_GEN10 | WECC_PNW | Oregon | 41 | Gilliam | 21 | 57015 | GEN10 | Waste Management Columbia Ridge LFGTE | 13500 | 2014 | 9999 | Landfill Gas | [5 empty] | Non-Fossil | G | 2025 | LF Gas |  | 0.037684 | 0.051464 | 0.065097 | 0.15424 | 0 | 0 | 0 | 0 | 0 | 0 | 0 | 0 | 0 | 0 | 0 | 0 | 2.7914 | 3.8121 | 4.822 | 11.4255 | 2.1717 | 2.9658 | 3.7515 | 8.889 | 0 | 0 | 0 | 0 | 0.0045375 | 0.0061967 | 0.0078384 | 0.018573 | 0 | 0 | 0 | 0 | 0 | 0 | 0 | 0 | 0.37551 | 0.018253 | 0.024928 | 0.031532 | 0.074713 | 0 | 0 | 0 | 0 | 0 | 1.6
57015_G_GEN1 | WECC_PNW | Oregon | 41 | Gilliam | 21 | 57015 | GEN1 | Waste Management Columbia Ridge LFGTE | 13500 | 2009 | 9999 | Landfill Gas | [5 empty] | Non-Fossil | G | 2025 | LF Gas |  | 0.018842 | 0.025732 | 0.032549 | 0.077122 | 0 | 0 | 0 | 0 | 0 | 0 | 0 | 0 | 0 | 0 | 0 | 0 | 1.3957 | 1.9061 | 2.411 | 5.7128 | 1.0858 | 1.4829 | 1.8757 | 4.4445 | 0 | 0 | 0 | 0 | 0.0022687 | 0.0030984 | 0.0039192 | 0.0092863 | 0 | 0 | 0 | 0 | 0 | 0 | 0 | 0 | 0.18775 | 0.0091265 | 0.012464 | 0.015766 | 0.037356 | 0 | 0 | 0 | 0 | 0 | 0.8
57014_G_GEN6 | PJM_AP | Pennsylvania | 42 | Washington | 125 | 57014 | GEN6 | Waste Management Arden LFGTE | 13500 | 2009 | 9999 | Landfill Gas | [5 empty] | Non-Fossil | G | 2025 | LF Gas |  | 0.0055344 | 0.0075103 | 0.0097133 | 0.022758 | 0 | 0 | 0 | 0 | 0 | 0 | 0 | 0 | 0 | 0 | 0 | 0 | 0.40995 | 0.55632 | 0.7195 | 1.6858 | 0.31894 | 0.43281 | 0.55977 | 1.3115 | 0 | 0 | 0 | 0 | 0.00017337 | 0.00023527 | 0.00030426 | 0.0007129 | 0 | 0 | 0 | 0 | 0 | 0 | 0 | 0 | 0.18775 | 0.0026807 | 0.0036378 | 0.0047049 | 0.011023 | 0 | 0 | 0 | 0 | 0 | 0.8
57014_G_GEN5 | PJM_AP | Pennsylvania | 42 | Washington | 125 | 57014 | GEN5 | Waste Management Arden LFGTE | 13500 | 2009 | 9999 | Landfill Gas | [5 empty] | Non-Fossil | G | 2025 | LF Gas |  | 0.0055344 | 0.0075103 | 0.0097133 | 0.022758 | 0 | 0 | 0 | 0 | 0 | 0 | 0 | 0 | 0 | 0 | 0 | 0 | 0.40995 | 0.55632 | 0.7195 | 1.6858 | 0.31894 | 0.43281 | 0.55977 | 1.3115 | 0 | 0 | 0 | 0 | 0.00017337 | 0.00023527 | 0.00030426 | 0.0007129 | 0 | 0 | 0 | 0 | 0 | 0 | 0 | 0 | 0.18775 | 0.0026807 | 0.0036378 | 0.0047049 | 0.011023 | 0 | 0 | 0 | 0 | 0 | 0.8
57014_G_GEN4 | PJM_AP | Pennsylvania | 42 | Washington | 125 | 57014 | GEN4 | Waste Management Arden LFGTE | 13500 | 2009 | 9999 | Landfill Gas | [5 empty] | Non-Fossil | G | 2025 | LF Gas |  | 0.0055344 | 0.0075103 | 0.0097133 | 0.022758 | 0 | 0 | 0 | 0 | 0 | 0 | 0 | 0 | 0 | 0 | 0 | 0 | 0.40995 | 0.55632 | 0.7195 | 1.6858 | 0.31894 | 0.43281 | 0.55977 | 1.3115 | 0 | 0 | 0 | 0 | 0.00017337 | 0.00023527 | 0.00030426 | 0.0007129 | 0 | 0 | 0 | 0 | 0 | 0 | 0 | 0 | 0.18775 | 0.0026807 | 0.0036378 | 0.0047049 | 0.011023 | 0 | 0 | 0 | 0 | 0 | 0.8
57014_G_GEN3 | PJM_AP | Pennsylvania | 42 | Washington | 125 | 57014 | GEN3 | Waste Management Arden LFGTE | 13500 | 2009 | 9999 | Landfill Gas | [5 empty] | Non-Fossil | G | 2025 | LF Gas |  | 0.0055344 | 0.0075103 | 0.0097133 | 0.022758 | 0 | 0 | 0 | 0 | 0 | 0 | 0 | 0 | 0 | 0 | 0 | 0 | 0.40995 | 0.55632 | 0.7195 | 1.6858 | 0.31894 | 0.43281 | 0.55977 | 1.3115 | 0 | 0 | 0 | 0 | 0.00017337 | 0.00023527 | 0.00030426 | 0.0007129 | 0 | 0 | 0 | 0 | 0 | 0 | 0 | 0 | 0.18775 | 0.0026807 | 0.0036378 | 0.0047049 | 0.011023 | 0 | 0 | 0 | 0 | 0 | 0.8
57014_G_GEN2 | PJM_AP | Pennsylvania | 42 | Washington | 125 | 57014 | GEN2 | Waste Management Arden LFGTE | 13500 | 2009 | 9999 | Landfill Gas | [5 empty] | Non-Fossil | G | 2025 | LF Gas |  | 0.0055344 | 0.0075103 | 0.0097133 | 0.022758 | 0 | 0 | 0 | 0 | 0 | 0 | 0 | 0 | 0 | 0 | 0 | 0 | 0.40995 | 0.55632 | 0.7195 | 1.6858 | 0.31894 | 0.43281 | 0.55977 | 1.3115 | 0 | 0 | 0 | 0 | 0.00017337 | 0.00023527 | 0.00030426 | 0.0007129 | 0 | 0 | 0 | 0 | 0 | 0 | 0 | 0 | 0.18775 | 0.0026807 | 0.0036378 | 0.0047049 | 0.011023 | 0 | 0 | 0 | 0 | 0 | 0.8
57014_G_GEN1 | PJM_AP | Pennsylvania | 42 | Washington | 125 | 57014 | GEN1 | Waste Management Arden LFGTE | 13500 | 2009 | 9999 | Landfill Gas | [5 empty] | Non-Fossil | G | 2025 | LF Gas |  | 0.0055344 | 0.0075103 | 0.0097133 | 0.022758 | 0 | 0 | 0 | 0 | 0 | 0 | 0 | 0 | 0 | 0 | 0 | 0 | 0.40995 | 0.55632 | 0.7195 | 1.6858 | 0.31894 | 0.43281 | 0.55977 | 1.3115 | 0 | 0 | 0 | 0 | 0.00017337 | 0.00023527 | 0.00030426 | 0.0007129 | 0 | 0 | 0 | 0 | 0 | 0 | 0 | 0 | 0.18775 | 0.0026807 | 0.0036378 | 0.0047049 | 0.011023 | 0 | 0 | 0 | 0 | 0 | 0.8
57012_G_1 | WECC_SCE | California | 6 | San Bernardino | 71 | 57012 | 1 | SunEdison Walmart Apple Valley DC | 0 | 2009 | 9999 | Solar PV | [5 empty] | Non-Fossil | G | 2025 | Solar |  | 0 | 0 | 0 | 0 | 0 | 0 | 0 | 0 | 0 | 0 | 0 | 0 | 0 | 0 | 0 | 0 | 0.37868 | 0.70255 | 1.0889 | 2.1702 | 0 | 0 | 0 | 0 | 0 | 0 | 0 | 0 | 0 | 0 | 0 | 0 | 0 | 0 | 0 | 0 | 0 | 0 | 0 | 0 | 0.032515 | 0 | 0 | 0 | 0 | 0 | 0 | 0 | 0 | 0 | 0.9
57011_G_1 | WECC_SCE | California | 6 | Riverside | 65 | 57011 | 1 | Chuckawalla Valley State Prison | 0 | 2006 | 9999 | Solar PV | [5 empty] | Non-Fossil | G | 2025 | Solar |  | 0 | 0 | 0 | 0 | 0 | 0 | 0 | 0 | 0 | 0 | 0 | 0 | 0 | 0 | 0 | 0 | 0.37868 | 0.70255 | 1.0889 | 2.1702 | 0 | 0 | 0 | 0 | 0 | 0 | 0 | 0 | 0 | 0 | 0 | 0 | 0 | 0 | 0 | 0 | 0 | 0 | 0 | 0 | 0.032515 | 0 | 0 | 0 | 0 | 0 | 0 | 0 | 0 | 0 | 0.9
57010_G_1 | WEC_CALN | California | 6 | Solano | 95 | 57010 | 1 | SunEdison Anheuser Busch Fairfield | 0 | 2008 | 9999 | Solar PV | [5 empty] | Non-Fossil | G | 2025 | Solar |  | 0 | 0 | 0 | 0 | 0 | 0 | 0 | 0 | 0 | 0 | 0 | 0 | 0 | 0 | 0 | 0 | 0.33767 | 0.67218 | 1.1021 | 2.1119 | 0 | 0 | 0 | 0 | 0 | 0 | 0 | 0 | 0 | 0 | 0 | 0 | 0 | 0 | 0 | 0 | 0 | 0 | 0 | 0 | 0.028792 | 0 | 0 | 0 | 0 | 0 | 0 | 0 | 0 | 0 | 0.89914
57009_G_1 | WECC_SCE | California | 6 | San Bernardino | 71 | 57009 | 1 | Kohls San Bernardino Solar Facility | 0 | 2007 | 9999 | Solar PV | [5 empty] | Non-Fossil | G | 2025 | Solar |  | 0 | 0 | 0 | 0 | 0 | 0 | 0 | 0 | 0 | 0 | 0 | 0 | 0 | 0 | 0 | 0 | 0.37868 | 0.70255 | 1.0889 | 2.1702 | 0 | 0 | 0 | 0 | 0 | 0 | 0 | 0 | 0 | 0 | 0 | 0 | 0 | 0 | 0 | 0 | 0 | 0 | 0 | 0 | 0.032515 | 0 | 0 | 0 | 0 | 0 | 0 | 0 | 0 | 0 | 0.9
57008_G_1 | WEC_CALN | California | 6 | Ventura | 111 | 57008 | 1 | SunEdison Procter & Gamble Oxnard | 0 | 2009 | 9999 | Solar PV | [5 empty] | Non-Fossil | G | 2025 | Solar |  | 0 | 0 | 0 | 0 | 0 | 0 | 0 | 0 | 0 | 0 | 0 | 0 | 0 | 0 | 0 | 0 | 0.30015 | 0.59749 | 0.97962 | 1.8773 | 0 | 0 | 0 | 0 | 0 | 0 | 0 | 0 | 0 | 0 | 0 | 0 | 0 | 0 | 0 | 0 | 0 | 0 | 0 | 0 | 0.025593 | 0 | 0 | 0 | 0 | 0 | 0 | 0 | 0 | 0 | 0.79924
57007_G_1 | WECC_SCE | California | 6 | Riverside | 65 | 57007 | 1 | SunEdison Ironwood State Prison | 0 | 2008 | 9999 | Solar PV | [5 empty] | Non-Fossil | G | 2025 | Solar |  | 0 | 0 | 0 | 0 | 0 | 0 | 0 | 0 | 0 | 0 | 0 | 0 | 0 | 0 | 0 | 0 | 0.37868 | 0.70255 | 1.0889 | 2.1702 | 0 | 0 | 0 | 0 | 0 | 0 | 0 | 0 | 0 | 0 | 0 | 0 | 0 | 0 | 0 | 0 | 0 | 0 | 0 | 0 | 0.032515 | 0 | 0 | 0 | 0 | 0 | 0 | 0 | 0 | 0 | 0.9
57006_G_1 | WEC_CALN | California | 6 | Yolo | 113 | 57006 | 1 | Walgreens Woodland Distribution Center | 0 | 2007 | 9999 | Solar PV | [5 empty] | Non-Fossil | G | 2025 | Solar |  | 0 | 0 | 0 | 0 | 0 | 0 | 0 | 0 | 0 | 0 | 0 | 0 | 0 | 0 | 0 | 0 | 0.33767 | 0.67218 | 1.1021 | 2.1119 | 0 | 0 | 0 | 0 | 0 | 0 | 0 | 0 | 0 | 0 | 0 | 0 | 0 | 0 | 0 | 0 | 0 | 0 | 0 | 0 | 0.028792 | 0 | 0 | 0 | 0 | 0 | 0 | 0 | 0 | 0 | 0.89914
57005_G_1 | WEC_CALN | California | 6 | Solano | 95 | 57005 | 1 | Mariani Packing Vacaville Solar | 0 | 2008 | 9999 | Solar PV | [5 empty] | Non-Fossil | G | 2025 | Solar |  | 0 | 0 | 0 | 0 | 0 | 0 | 0 | 0 | 0 | 0 | 0 | 0 | 0 | 0 | 0 | 0 | 0.33767 | 0.67218 | 1.1021 | 2.1119 | 0 | 0 | 0 | 0 | 0 | 0 | 0 | 0 | 0 | 0 | 0 | 0 | 0 | 0 | 0 | 0 | 0 | 0 | 0 | 0 | 0.028792 | 0 | 0 | 0 | 0 | 0 | 0 | 0 | 0 | 0 | 0.89914
57004_G_1 | WECC_SCE | California | 6 | Riverside | 65 | 57004 | 1 | SunEdison Walgreens Moreno Valley | 0 | 2007 | 9999 | Solar PV | [5 empty] | Non-Fossil | G | 2025 | Solar |  | 0 | 0 | 0 | 0 | 0 | 0 | 0 | 0 | 0 | 0 | 0 | 0 | 0 | 0 | 0 | 0 | 0.37868 | 0.70255 | 1.0889 | 2.1702 | 0 | 0 | 0 | 0 | 0 | 0 | 0 | 0 | 0 | 0 | 0 | 0 | 0 | 0 | 0 | 0 | 0 | 0 | 0 | 0 | 0.032515 | 0 | 0 | 0 | 0 | 0 | 0 | 0 | 0 | 0 | 0.9
57003_G_GEN2 | NY_Z_F | New York | 36 | Fulton | 35 | 57003 | GEN2 | Fulton LFGTE Facility | 13500 | 2010 | 9999 | Landfill Gas | [5 empty] | Non-Fossil | G | 2025 | LF Gas |  | 0.028922 | 0.041857 | 0.055735 | 0.12651 | 0 | 0 | 0 | 0 | 0 | 0 | 0 | 0 | 0 | 0 | 0 | 0 | 2.1423 | 3.1005 | 4.1285 | 9.3713 | 1.6667 | 2.4122 | 3.2119 | 7.2908 | 0 | 0 | 0 | 0 | 0.0034824 | 0.0050399 | 0.006711 | 0.015233 | 0 | 0 | 0 | 0 | 0 | 0 | 0 | 0 | 0.37551 | 0.014009 | 0.020274 | 0.026997 | 0.06128 | 0 | 0 | 0 | 0 | 0 | 1.6
57003_G_GEN1 | NY_Z_F | New York | 36 | Fulton | 35 | 57003 | GEN1 | Fulton LFGTE Facility | 13500 | 2010 | 9999 | Landfill Gas | [5 empty] | Non-Fossil | G | 2025 | LF Gas |  | 0.028922 | 0.041857 | 0.055735 | 0.12651 | 0 | 0 | 0 | 0 | 0 | 0 | 0 | 0 | 0 | 0 | 0 | 0 | 2.1423 | 3.1005 | 4.1285 | 9.3713 | 1.6667 | 2.4122 | 3.2119 | 7.2908 | 0 | 0 | 0 | 0 | 0.0034824 | 0.0050399 | 0.006711 | 0.015233 | 0 | 0 | 0 | 0 | 0 | 0 | 0 | 0 | 0.37551 | 0.014009 | 0.020274 | 0.026997 | 0.06128 | 0 | 0 | 0 | 0 | 0 | 1.6
57002_G_1 | NENG_ME | Maine | 23 | Aroostook | 3 | 57002 | 1 | Oakfield Wind Project | 0 | 2015 | 9999 | Onshore Wind | [5 empty] | Non-Fossil | G | 2025 | Wind |  | 0 | 0 | 0 | 0 | 0 | 0 | 0 | 0 | 0 | 0 | 0 | 0 | 0 | 0 | 0 | 0 | 110.6084 | 141.0748 | 114.6061 | 366.2893 | 0 | 0 | 0 | 0 | 0 | 0 | 0 | 0 | 0 | 0 | 0 | 0 | 0 | 0 | 0 | 0 | 0 | 0 | 0 | 0 | 4.5111 | 0 | 0 | 0 | 0 | 0 | 0 | 0 | 0 | 0 | 146.4113
57001_G_GEN1 | WEC_SDGE | California | 6 | San Diego | 73 | 57001 | GEN1 | El Cajon Energy Center | 10745 | 2010 | 9999 | Combustion Turbine |  |  | SCR | H2O |  | Fossil | G | 2025 | NaturalGas |  | 0 | 0 | 0 | 0 | 0 | 0 | 0 | 0 | 0 | 0 | 0 | 0 | 0 | 0 | 0 | 0 | 0 | 0 | 0 | 0 | 0 | 0 | 0 | 0 | 0 | 0 | 0 | 0 | 0 | 0 | 0 | 0 | 0 | 0 | 0 | 0 | 0 | 0 | 0 | 0 | 0.90141 | 0 | 0 | 0 | 0 | 0 | 0 | 0 | 0 | 0 | 43.5 | SCR
56998_G_GT2 | WECC_CO | Colorado | 8 | Pueblo | 101 | 56998 | GT2 | Pueblo Airport Generating Station | 10745 | 2012 | 9999 | Combustion Turbine |  |  | SCR | H2O |  | Fossil | G | 2025 | NaturalGas |  | 0 | 0 | 0.022048 | 0.022048 | 0 | 0 | 0 | 0 | 0 | 0 | 0 | 0 | 0 | 0 | 0 | 0 | 0 | 0 | 2.0519 | 2.0519 | 0 | 0 | 1.2907 | 1.2907 | 0 | 0 | 1.5467e-09 | 1.5467e-09 | 0 | 0 | 0.0002734 | 0.0002734 | 0 | 0 | 0 | 0 | 0 | 0 | 0 | 0 | 1.865 | 0 | 0 | 0.029457 | 0.029457 | 0 | 0 | 0.074892 | 0.074892 | 0 | 90 | SCR
56998_G_GT1 | WECC_CO | Colorado | 8 | Pueblo | 101 | 56998 | GT1 | Pueblo Airport Generating Station | 10745 | 2012 | 9999 | Combustion Turbine |  |  | SCR | H2O |  | Fossil | G | 2025 | NaturalGas |  | 0 | 0 | 0.022048 | 0.022048 | 0 | 0 | 0 | 0 | 0 | 0 | 0 | 0 | 0 | 0 | 0 | 0 | 0 | 0 | 2.0519 | 2.0519 | 0 | 0 | 1.2907 | 1.2907 | 0 | 0 | 1.5467e-09 | 1.5467e-09 | 0 | 0 | 9.7014e-05 | 9.7014e-05 | 0 | 0 | 0 | 0 | 0 | 0 | 0 | 0 | 1.865 | 0 | 0 | 0.029457 | 0.029457 | 0 | 0 | 0.074892 | 0.074892 | 0 | 90 | SCR
56998_G_CT08 | WECC_CO | Colorado | 8 | Pueblo | 101 | 56998 | CT08 | Pueblo Airport Generating Station | 9086 | 2016 | 9999 | Combustion Turbine | [5 empty] | Fossil | G | 2025 | NaturalGas |  | 0.0052672 | 0 | 0.084832 | 0.090099 | 0 | 0 | 0 | 0 | 0 | 0 | 0 | 0 | 0 | 0 | 0 | 0 | 0.5797 | 0 | 9.3366 | 9.9163 | 0.30834 | 0 | 4.9661 | 5.2744 | 3.685e-10 | 0 | 5.939e-09 | 6.3075e-09 | 2.9e-05 | 0 | 0.00046652 | 0.00049552 | 0 | 0 | 0 | 0 | 0 | 0 | 0 | 0 | 0.6919 | 0.0091004 | 0 | 0.11339 | 0.12249 | 0.019314 | 0 | 0.28816 | 0.30748 | 0 | 37
56998_G_7 | WECC_CO | Colorado | 8 | Pueblo | 101 | 56998 | 7 | Pueblo Airport Generating Station | 7693 | 2012 | 9999 | Combined Cycle |  |  | SCR | H2O |  | Fossil | G | 2025 | NaturalGas |  | 0.49925 | 0.18537 | 0.42028 | 1.1049 | 0 | 0 | 0 | 0 | 0 | 0 | 0 | 0 | 0 | 0 | 0 | 0 | 64.8972 | 24.0961 | 54.6319 | 143.6253 | 29.2264 | 10.8516 | 24.6034 | 64.6814 | 3.4943e-08 | 1.2974e-08 | 2.9413e-08 | 7.7331e-08 | 0.0010096 | 0.00037485 | 0.00084991 | 0.0022343 | 0 | 0 | 0 | 0 | 0 | 0 | 0 | 0 | 1.1301 | 0.13891 | 0.075309 | 0.16794 | 0.38216 | 1.8307 | 0.62782 | 1.4276 | 3.8861 | 0 | 37 | SCR
56998_G_6 | WECC_CO | Colorado | 8 | Pueblo | 101 | 56998 | 6 | Pueblo Airport Generating Station | 7693 | 2012 | 9999 | Combined Cycle |  |  | SCR | H2O |  | Fossil | G | 2025 | NaturalGas |  | 0.49925 | 0.18537 | 0.42028 | 1.1049 | 0 | 0 | 0 | 0 | 0 | 0 | 0 | 0 | 0 | 0 | 0 | 0 | 64.8972 | 24.0961 | 54.6319 | 143.6253 | 29.2264 | 10.8516 | 24.6034 | 64.6814 | 3.4943e-08 | 1.2974e-08 | 2.9413e-08 | 7.7331e-08 | 0.0010096 | 0.00037485 | 0.00084991 | 0.0022343 | 0 | 0 | 0 | 0 | 0 | 0 | 0 | 0 | 1.1301 | 0.13891 | 0.075309 | 0.16794 | 0.38216 | 1.8307 | 0.62782 | 1.4276 | 3.8861 | 0 | 37 | SCR
56998_G_53 | WECC_CO | Colorado | 8 | Pueblo | 101 | 56998 | 53 | Pueblo Airport Generating Station | 7693 | 2012 | 9999 | Combined Cycle |  |  | SCR | H2O |  | Fossil | G | 2025 | NaturalGas |  | 0.26987 | 0.1002 | 0.33478 | 0.70484 | 0 | 0 | 0 | 0 | 0 | 0 | 0 | 0 | 0 | 0 | 0 | 0 | 35.0796 | 13.0249 | 43.5169 | 91.6214 | 15.798 | 5.8657 | 19.5977 | 41.2615 | 1.8878e-08 | 7.0094e-09 | 2.341e-08 | 4.9298e-08 | 0.00054571 | 0.00020262 | 0.00067701 | 0.0014253 | 0 | 0 | 0 | 0 | 0 | 0 | 0 | 0 | 0.61089 | 0.075087 | 0.040707 | 0.10328 | 0.21907 | 0.98956 | 0.33936 | 1.1372 | 2.4661 | 0 | 20 | SCR
56998_G_5 | WECC_CO | Colorado | 8 | Pueblo | 101 | 56998 | 5 | Pueblo Airport Generating Station | 7693 | 2012 | 9999 | Combined Cycle |  |  | SCR | H2O |  | Fossil | G | 2025 | NaturalGas |  | 0.49925 | 0.18537 | 0.42028 | 1.1049 | 0 | 0 | 0 | 0 | 0 | 0 | 0 | 0 | 0 | 0 | 0 | 0 | 64.8972 | 24.0961 | 54.6319 | 143.6253 | 29.2264 | 10.8516 | 24.6034 | 64.6814 | 3.4943e-08 | 1.2974e-08 | 2.9413e-08 | 7.7331e-08 | 0.001297 | 0.00048155 | 0.0010918 | 0.0028703 | 0 | 0 | 0 | 0 | 0 | 0 | 0 | 0 | 1.1301 | 0.13891 | 0.075309 | 0.16794 | 0.38216 | 1.8307 | 0.62782 | 1.4276 | 3.8861 | 0 | 37 | SCR
56998_G_43 | WECC_CO | Colorado | 8 | Pueblo | 101 | 56998 | 43 | Pueblo Airport Generating Station | 7693 | 2012 | 9999 | Combined Cycle |  |  | SCR | H2O |  | Fossil | G | 2025 | NaturalGas |  | 0.26987 | 0.1002 | 0.33478 | 0.70484 | 0 | 0 | 0 | 0 | 0 | 0 | 0 | 0 | 0 | 0 | 0 | 0 | 35.0796 | 13.0249 | 43.5169 | 91.6214 | 15.798 | 5.8657 | 19.5977 | 41.2615 | 1.8878e-08 | 7.0094e-09 | 2.341e-08 | 4.9298e-08 | 0.00070105 | 0.0002603 | 0.00086972 | 0.0018311 | 0 | 0 | 0 | 0 | 0 | 0 | 0 | 0 | 0.61089 | 0.075087 | 0.040707 | 0.10328 | 0.21907 | 0.98956 | 0.33936 | 1.1372 | 2.4661 | 0 | 20 | SCR
56998_G_4 | WECC_CO | Colorado | 8 | Pueblo | 101 | 56998 | 4 | Pueblo Airport Generating Station | 7693 | 2012 | 9999 | Combined Cycle |  |  | SCR | H2O |  | Fossil | G | 2025 | NaturalGas |  | 0.49925 | 0.18537 | 0.42028 | 1.1049 | 0 | 0 | 0 | 0 | 0 | 0 | 0 | 0 | 0 | 0 | 0 | 0 | 64.8972 | 24.0961 | 54.6319 | 143.6253 | 29.2264 | 10.8516 | 24.6034 | 64.6814 | 3.4943e-08 | 1.2974e-08 | 2.9413e-08 | 7.7331e-08 | 0.001297 | 0.00048155 | 0.0010918 | 0.0028703 | 0 | 0 | 0 | 0 | 0 | 0 | 0 | 0 | 1.1301 | 0.13891 | 0.075309 | 0.16794 | 0.38216 | 1.8307 | 0.62782 | 1.4276 | 3.8861 | 0 | 37 | SCR
56997_G_2 | WECC_ID | Idaho | 16 | Elmore | 39 | 56997 | 2 | Arrowrock Hydroelectric Project | 0 | 2010 | 9999 | Hydro | [5 empty] | Non-Fossil | G | 2025 | Hydro |  | 0 | 0 | 0 | 0 | 0 | 0 | 0 | 0 | 0 | 0 | 0 | 0 | 0 | 0 | 0 | 0 | 5.4343 | 7.5293 | 13.5764 | 26.5399 | 0 | 0 | 0 | 0 | 0 | 0 | 0 | 0 | 0 | 0 | 0 | 0 | 0 | 0 | 0 | 0 | 0 | 0 | 0 | 0 | 0.11912 | 0.014455 | 0.020028 | 0.036113 | 0.070596 | 0 | 0 | 0 | 0 | 0 | 8
56997_G_1 | WECC_ID | Idaho | 16 | Elmore | 39 | 56997 | 1 | Arrowrock Hydroelectric Project | 0 | 2010 | 9999 | Hydro | [5 empty] | Non-Fossil | G | 2025 | Hydro |  | 0 | 0 | 0 | 0 | 0 | 0 | 0 | 0 | 0 | 0 | 0 | 0 | 0 | 0 | 0 | 0 | 5.4343 | 7.5293 | 13.5764 | 26.5399 | 0 | 0 | 0 | 0 | 0 | 0 | 0 | 0 | 0 | 0 | 0 | 0 | 0 | 0 | 0 | 0 | 0 | 0 | 0 | 0 | 0.11912 | 0.014455 | 0.020028 | 0.036113 | 0.070596 | 0 | 0 | 0 | 0 | 0 | 8
56996_G_S1B | WECC_SCE | California | 6 | San Bernardino | 71 | 56996 | S1B | Solar Photovoltaic Project #02 | 0 | 2009 | 9999 | Solar PV | [5 empty] | Non-Fossil | G | 2025 | Solar |  | 0 | 0 | 0 | 0 | 0 | 0 | 0 | 0 | 0 | 0 | 0 | 0 | 0 | 0 | 0 | 0 | 0.21038 | 0.39031 | 0.60496 | 1.2056 | 0 | 0 | 0 | 0 | 0 | 0 | 0 | 0 | 0 | 0 | 0 | 0 | 0 | 0 | 0 | 0 | 0 | 0 | 0 | 0 | 0.018064 | 0 | 0 | 0 | 0 | 0 | 0 | 0 | 0 | 0 | 0.5
56996_G_S1A | WECC_SCE | California | 6 | San Bernardino | 71 | 56996 | S1A | Solar Photovoltaic Project #02 | 0 | 2009 | 9999 | Solar PV | [5 empty] | Non-Fossil | G | 2025 | Solar |  | 0 | 0 | 0 | 0 | 0 | 0 | 0 | 0 | 0 | 0 | 0 | 0 | 0 | 0 | 0 | 0 | 0.21038 | 0.39031 | 0.60496 | 1.2056 | 0 | 0 | 0 | 0 | 0 | 0 | 0 | 0 | 0 | 0 | 0 | 0 | 0 | 0 | 0 | 0 | 0 | 0 | 0 | 0 | 0.018064 | 0 | 0 | 0 | 0 | 0 | 0 | 0 | 0 | 0 | 0.5
56995_G_G1 | S_VACA | South Carolina | 45 | Georgetown | 43 | 56995 | G1 | Georgetown LFGTE | 13500 | 2010 | 9999 | Landfill Gas | [5 empty] | Non-Fossil | G | 2025 | LF Gas |  | 0.01469 | 0.019147 | 0.02304 | 0.056877 | 0 | 0 | 0 | 0 | 0 | 0 | 0 | 0 | 0 | 0 | 0 | 0 | 1.0881 | 1.4183 | 1.7067 | 4.2131 | 0.84656 | 1.1034 | 1.3278 | 3.2778 | 0 | 0 | 0 | 0 | 0.0017688 | 0.0023055 | 0.0027743 | 0.0068486 | 0 | 0 | 0 | 0 | 0 | 0 | 0 | 0 | 0.23469 | 0.0071154 | 0.0092743 | 0.01116 | 0.02755 | 0 | 0 | 0 | 0 | 0 | 1
56994_G_WND67 | MIS_MNWI | Minnesota | 27 | Mower | 99 | 56994 | WND67 | Grand Meadow | 0 | 2008 | 9999 | Onshore Wind | [5 empty] | Non-Fossil | G | 2025 | Wind |  | 0 | 0 | 0 | 0 | 0 | 0 | 0 | 0 | 0 | 0 | 0 | 0 | 0 | 0 | 0 | 0 | 85.9383 | 118.2402 | 98.7696 | 302.9482 | 0 | 0 | 0 | 0 | 0 | 0 | 0 | 0 | 0 | 0 | 0 | 0 | 0 | 0 | 0 | 0 | 0 | 0 | 0 | 0 | 2.8318 | 0 | 0 | 0 | 0 | 0 | 0 | 0 | 0 | 0 | 100.5
56993_G_MESA | PJM_EMAC | Pennsylvania | 42 | Bucks | 17 | 56993 | MESA | MF Mesa Lane LLC | 0 | 2008 | 9999 | Solar PV | [5 empty] | Non-Fossil | G | 2025 | Solar |  | 0 | 0 | 0 | 0 | 0 | 0 | 0 | 0 | 0 | 0 | 0 | 0 | 0 | 0 | 0 | 0 | 0.37287 | 0.85335 | 1.4097 | 2.6359 | 0 | 0 | 0 | 0 | 0 | 0 | 0 | 0 | 0 | 0 | 0 | 0 | 0 | 0 | 0 | 0 | 0 | 0 | 0 | 0 | 0.041978 | 0 | 0 | 0 | 0 | 0 | 0 | 0 | 0 | 0 | 1.5
56991_G_1 | NENG_ME | Maine | 23 | Washington | 29 | 56991 | 1 | Stetson Wind II | 0 | 2010 | 9999 | Onshore Wind | [5 empty] | Non-Fossil | G | 2025 | Wind |  | 0 | 0 | 0 | 0 | 0 | 0 | 0 | 0 | 0 | 0 | 0 | 0 | 0 | 0 | 0 | 0 | 19.0575 | 24.3068 | 19.7463 | 63.1107 | 0 | 0 | 0 | 0 | 0 | 0 | 0 | 0 | 0 | 0 | 0 | 0 | 0 | 0 | 0 | 0 | 0 | 0 | 0 | 0 | 0.77724 | 0 | 0 | 0 | 0 | 0 | 0 | 0 | 0 | 0 | 25.2263
56990_G_1 | NENG_ME | Maine | 23 | Penobscot | 19 | 56990 | 1 | Rollins Wind Project | 0 | 2011 | 9999 | Onshore Wind | [5 empty] | Non-Fossil | G | 2025 | Wind |  | 0 | 0 | 0 | 0 | 0 | 0 | 0 | 0 | 0 | 0 | 0 | 0 | 0 | 0 | 0 | 0 | 44.8413 | 57.1925 | 46.4619 | 148.4957 | 0 | 0 | 0 | 0 | 0 | 0 | 0 | 0 | 0 | 0 | 0 | 0 | 0 | 0 | 0 | 0 | 0 | 0 | 0 | 0 | 1.8288 | 0 | 0 | 0 | 0 | 0 | 0 | 0 | 0 | 0 | 59.3559
56989_G_1 | NENG_ME | Maine | 23 | Washington | 29 | 56989 | 1 | Stetson Wind I | 0 | 2009 | 9999 | Onshore Wind | [5 empty] | Non-Fossil | G | 2025 | Wind |  | 0 | 0 | 0 | 0 | 0 | 0 | 0 | 0 | 0 | 0 | 0 | 0 | 0 | 0 | 0 | 0 | 42.5992 | 54.3328 | 44.1388 | 141.0709 | 0 | 0 | 0 | 0 | 0 | 0 | 0 | 0 | 0 | 0 | 0 | 0 | 0 | 0 | 0 | 0 | 0 | 0 | 0 | 0 | 1.7374 | 0 | 0 | 0 | 0 | 0 | 0 | 0 | 0 | 0 | 56.3881
56987_G_GEN3 | NY_Z_B | New York | 36 | Allegany | 3 | 56987 | GEN3 | Hyland LFGTE Facility | 13500 | 2008 | 9999 | Landfill Gas | [5 empty] | Non-Fossil | G | 2025 | LF Gas |  | 0.03422 | 0.049528 | 0.066025 | 0.14977 | 0 | 0 | 0 | 0 | 0 | 0 | 0 | 0 | 0 | 0 | 0 | 0 | 2.5348 | 3.6688 | 4.8907 | 11.0943 | 1.972 | 2.8543 | 3.8049 | 8.6312 | 0 | 0 | 0 | 0 | 0.0041204 | 0.0059637 | 0.00795 | 0.018034 | 0 | 0 | 0 | 0 | 0 | 0 | 0 | 0 | 0.37551 | 0.016575 | 0.02399 | 0.031981 | 0.072547 | 0 | 0 | 0 | 0 | 0 | 1.6
56987_G_GEN2 | NY_Z_B | New York | 36 | Allegany | 3 | 56987 | GEN2 | Hyland LFGTE Facility | 13500 | 2008 | 9999 | Landfill Gas | [5 empty] | Non-Fossil | G | 2025 | LF Gas |  | 0.03422 | 0.049528 | 0.066025 | 0.14977 | 0 | 0 | 0 | 0 | 0 | 0 | 0 | 0 | 0 | 0 | 0 | 0 | 2.5348 | 3.6688 | 4.8907 | 11.0943 | 1.972 | 2.8543 | 3.8049 | 8.6312 | 0 | 0 | 0 | 0 | 0.0041204 | 0.0059637 | 0.00795 | 0.018034 | 0 | 0 | 0 | 0 | 0 | 0 | 0 | 0 | 0.37551 | 0.016575 | 0.02399 | 0.031981 | 0.072547 | 0 | 0 | 0 | 0 | 0 | 1.6
56987_G_GEN1 | NY_Z_B | New York | 36 | Allegany | 3 | 56987 | GEN1 | Hyland LFGTE Facility | 13500 | 2008 | 9999 | Landfill Gas | [5 empty] | Non-Fossil | G | 2025 | LF Gas |  | 0.03422 | 0.049528 | 0.066025 | 0.14977 | 0 | 0 | 0 | 0 | 0 | 0 | 0 | 0 | 0 | 0 | 0 | 0 | 2.5348 | 3.6688 | 4.8907 | 11.0943 | 1.972 | 2.8543 | 3.8049 | 8.6312 | 0 | 0 | 0 | 0 | 0.0041204 | 0.0059637 | 0.00795 | 0.018034 | 0 | 0 | 0 | 0 | 0 | 0 | 0 | 0 | 0.37551 | 0.016575 | 0.02399 | 0.031981 | 0.072547 | 0 | 0 | 0 | 0 | 0 | 1.6
56986_G_GEN4 | NY_Z_D | New York | 36 | Clinton | 19 | 56986 | GEN4 | Clinton LFGTE Facility | 13500 | 2009 | 9999 | Landfill Gas | [5 empty] | Non-Fossil | G | 2025 | LF Gas |  | 0.031619 | 0.04573 | 0.061259 | 0.13861 | 0 | 0 | 0 | 0 | 0 | 0 | 0 | 0 | 0 | 0 | 0 | 0 | 2.3421 | 3.3874 | 4.5377 | 10.2673 | 1.8222 | 2.6354 | 3.5303 | 7.9879 | 0 | 0 | 0 | 0 | 0.0038072 | 0.0055063 | 0.0073763 | 0.01669 | 0 | 0 | 0 | 0 | 0 | 0 | 0 | 0 | 0.37551 | 0.015315 | 0.022151 | 0.029673 | 0.067139 | 0 | 0 | 0 | 0 | 0 | 1.6
56986_G_GEN3 | NY_Z_D | New York | 36 | Clinton | 19 | 56986 | GEN3 | Clinton LFGTE Facility | 13500 | 2008 | 9999 | Landfill Gas | [5 empty] | Non-Fossil | G | 2025 | LF Gas |  | 0.031619 | 0.04573 | 0.061259 | 0.13861 | 0 | 0 | 0 | 0 | 0 | 0 | 0 | 0 | 0 | 0 | 0 | 0 | 2.3421 | 3.3874 | 4.5377 | 10.2673 | 1.8222 | 2.6354 | 3.5303 | 7.9879 | 0 | 0 | 0 | 0 | 0.0038072 | 0.0055064 | 0.0073762 | 0.01669 | 0 | 0 | 0 | 0 | 0 | 0 | 0 | 0 | 0.37551 | 0.015315 | 0.022151 | 0.029673 | 0.067139 | 0 | 0 | 0 | 0 | 0 | 1.6
56986_G_GEN2 | NY_Z_D | New York | 36 | Clinton | 19 | 56986 | GEN2 | Clinton LFGTE Facility | 13500 | 2008 | 9999 | Landfill Gas | [5 empty] | Non-Fossil | G | 2025 | LF Gas |  | 0.031619 | 0.04573 | 0.061259 | 0.13861 | 0 | 0 | 0 | 0 | 0 | 0 | 0 | 0 | 0 | 0 | 0 | 0 | 2.3421 | 3.3874 | 4.5377 | 10.2673 | 1.8222 | 2.6354 | 3.5303 | 7.9879 | 0 | 0 | 0 | 0 | 0.0038072 | 0.0055064 | 0.0073762 | 0.01669 | 0 | 0 | 0 | 0 | 0 | 0 | 0 | 0 | 0.37551 | 0.015315 | 0.022151 | 0.029673 | 0.067139 | 0 | 0 | 0 | 0 | 0 | 1.6
56986_G_GEN1 | NY_Z_D | New York | 36 | Clinton | 19 | 56986 | GEN1 | Clinton LFGTE Facility | 13500 | 2008 | 9999 | Landfill Gas | [5 empty] | Non-Fossil | G | 2025 | LF Gas |  | 0.031619 | 0.04573 | 0.061259 | 0.13861 | 0 | 0 | 0 | 0 | 0 | 0 | 0 | 0 | 0 | 0 | 0 | 0 | 2.3421 | 3.3874 | 4.5377 | 10.2673 | 1.8222 | 2.6354 | 3.5303 | 7.9879 | 0 | 0 | 0 | 0 | 0.0038072 | 0.0055064 | 0.0073762 | 0.01669 | 0 | 0 | 0 | 0 | 0 | 0 | 0 | 0 | 0.37551 | 0.015315 | 0.022151 | 0.029673 | 0.067139 | 0 | 0 | 0 | 0 | 0 | 1.6
56985_G_SMKII | SPP_WEST | Kansas | 20 | Lincoln | 105 | 56985 | SMKII | Smoky Hills Wind Project Phase II | 0 | 2008 | 9999 | Onshore Wind | [5 empty] | Non-Fossil | G | 2025 | Wind |  | 0 | 0 | 0 | 0 | 0 | 0 | 0 | 0 | 0 | 0 | 0 | 0 | 0 | 0 | 0 | 0 | 134.3089 | 210.7792 | 217.2835 | 562.3716 | 0 | 0 | 0 | 0 | 0 | 0 | 0 | 0 | 0 | 0 | 0 | 0 | 0 | 0 | 0 | 0 | 0 | 0 | 0 | 0 | 4.1843 | 0 | 0 | 0 | 0 | 0 | 0 | 0 | 0 | 0 | 148.5
56984_G_INABT | ERC_WEST | Texas | 48 | Nolan | 487 | 56984 | INABT | Inadale Wind Farm LLC | 0 | 2017 | 9999 | Energy Storage | [5 empty] | Non-Fossil | G | 2025 | EnerStor |  | 0 | 0 | 0 | 0 | 0 | 0 | 0 | 0 | 0 | 0 | 0 | 0 | 0 | 0 | 0 | 0 | 2.174 | 1.3801 | 5.4351 | 8.9893 | 0 | 0 | 0 | 0 | 0 | 0 | 0 | 0 | 0 | 0 | 0 | 0 | 0 | 0 | 0 | 0 | 0 | 0 | 0 | 0 | 0 | 0 | 0 | 0 | 0 | 0 | 0 | 0 | 0 | 0 | 9.9
56984_G_1 | ERC_WEST | Texas | 48 | Nolan | 353 | 56984 | 1 | Inadale Wind Farm LLC | 0 | 2009 | 9999 | Onshore Wind | [5 empty] | Non-Fossil | G | 2025 | Wind |  | 0 | 0 | 0 | 0 | 0 | 0 | 0 | 0 | 0 | 0 | 0 | 0 | 0 | 0 | 0 | 0 | 138.2089 | 203.2405 | 206.3108 | 547.7602 | 0 | 0 | 0 | 0 | 0 | 0 | 0 | 0 | 0 | 0 | 0 | 0 | 0 | 0 | 0 | 0 | 0 | 0 | 0 | 0 | 5.5508 | 0 | 0 | 0 | 0 | 0 | 0 | 0 | 0 | 0 | 197
56983_G_1 | ERC_REST | Texas | 48 | San Patricio | 409 | 56983 | 1 | EC&R Papalote Creek I LLC | 0 | 2009 | 9999 | Onshore Wind | [5 empty] | Non-Fossil | G | 2025 | Wind |  | 0 | 0 | 0 | 0 | 0 | 0 | 0 | 0 | 0 | 0 | 0 | 0 | 0 | 0 | 0 | 0 | 129.2661 | 186.1831 | 222.1428 | 537.5921 | 0 | 0 | 0 | 0 | 0 | 0 | 0 | 0 | 0 | 0 | 0 | 0 | 0 | 0 | 0 | 0 | 0 | 0 | 0 | 0 | 5.0718 | 0 | 0 | 0 | 0 | 0 | 0 | 0 | 0 | 0 | 180
56982_G_BM3 | WECC_NNV | Nevada | 32 | Humboldt | 13 | 56982 | BM3 | NGP Blue Mountain I LLC | 9771 | 2009 | 9999 | Geothermal | [5 empty] | Non-Fossil | G | 2025 | Geothermal |  | 0.22765 | 0.30342 | 0.35213 | 0.88319 | 0 | 0 | 0 | 0 | 0 | 0 | 0 | 0 | 0 | 0 | 0 | 0 | 23.2981 | 31.0532 | 36.038 | 90.3893 | 0 | 0 | 0 | 0 | 0.0004155 | 0.0005538 | 0.0006427 | 0.001612 | 0 | 0 | 0 | 0 | 0 | 0 | 0 | 0 | 0 | 0 | 0 | 0 | 1.2156 | 0.12791 | 0.17048 | 0.19785 | 0.49624 | 0 | 0 | 0 | 0 | 0 | 13
56982_G_BM2 | WECC_NNV | Nevada | 32 | Humboldt | 13 | 56982 | BM2 | NGP Blue Mountain I LLC | 9771 | 2009 | 9999 | Geothermal | [5 empty] | Non-Fossil | G | 2025 | Geothermal |  | 0.22765 | 0.30342 | 0.35213 | 0.88319 | 0 | 0 | 0 | 0 | 0 | 0 | 0 | 0 | 0 | 0 | 0 | 0 | 23.2981 | 31.0532 | 36.038 | 90.3893 | 0 | 0 | 0 | 0 | 0.0004155 | 0.0005538 | 0.0006427 | 0.001612 | 0 | 0 | 0 | 0 | 0 | 0 | 0 | 0 | 0 | 0 | 0 | 0 | 1.2156 | 0.12791 | 0.17048 | 0.19785 | 0.49624 | 0 | 0 | 0 | 0 | 0 | 13
56982_G_BM1 | WECC_NNV | Nevada | 32 | Humboldt | 13 | 56982 | BM1 | NGP Blue Mountain I LLC | 9771 | 2009 | 9999 | Geothermal | [5 empty] | Non-Fossil | G | 2025 | Geothermal |  | 0.22765 | 0.30342 | 0.35213 | 0.88319 | 0 | 0 | 0 | 0 | 0 | 0 | 0 | 0 | 0 | 0 | 0 | 0 | 23.2981 | 31.0532 | 36.038 | 90.3893 | 0 | 0 | 0 | 0 | 0.0004155 | 0.0005538 | 0.0006427 | 0.001612 | 0 | 0 | 0 | 0 | 0 | 0 | 0 | 0 | 0 | 0 | 0 | 0 | 1.2156 | 0.12791 | 0.17048 | 0.19785 | 0.49624 | 0 | 0 | 0 | 0 | 0 | 13
56981_G_PYRBT | ERC_WEST | Texas | 48 | Fisher | 487 | 56981 | PYRBT | Pyron Wind Farm LLC | 0 | 2017 | 9999 | Energy Storage | [5 empty] | Non-Fossil | G | 2025 | EnerStor |  | 0 | 0 | 0 | 0 | 0 | 0 | 0 | 0 | 0 | 0 | 0 | 0 | 0 | 0 | 0 | 0 | 2.174 | 1.3801 | 5.4351 | 8.9893 | 0 | 0 | 0 | 0 | 0 | 0 | 0 | 0 | 0 | 0 | 0 | 0 | 0 | 0 | 0 | 0 | 0 | 0 | 0 | 0 | 0 | 0 | 0 | 0 | 0 | 0 | 0 | 0 | 0 | 0 | 9.9
56981_G_1 | ERC_WEST | Texas | 48 | Fisher | 151 | 56981 | 1 | Pyron Wind Farm LLC | 0 | 2009 | 9999 | Onshore Wind | [5 empty] | Non-Fossil | G | 2025 | Wind |  | 0 | 0 | 0 | 0 | 0 | 0 | 0 | 0 | 0 | 0 | 0 | 0 | 0 | 0 | 0 | 0 | 174.6904 | 256.8877 | 260.7685 | 692.3466 | 0 | 0 | 0 | 0 | 0 | 0 | 0 | 0 | 0 | 0 | 0 | 0 | 0 | 0 | 0 | 0 | 0 | 0 | 0 | 0 | 7.016 | 0 | 0 | 0 | 0 | 0 | 0 | 0 | 0 | 0 | 249
56980_G_1 | PJM_PENE | Pennsylvania | 42 | Somerset | 111 | 56980 | 1 | Stony Creek Wind Farm LLC | 0 | 2009 | 9999 | Onshore Wind | [5 empty] | Non-Fossil | G | 2025 | Wind |  | 0 | 0 | 0 | 0 | 0 | 0 | 0 | 0 | 0 | 0 | 0 | 0 | 0 | 0 | 0 | 0 | 44.6929 | 55.4338 | 35.5607 | 135.6874 | 0 | 0 | 0 | 0 | 0 | 0 | 0 | 0 | 0 | 0 | 0 | 0 | 0 | 0 | 0 | 0 | 0 | 0 | 0 | 0 | 2.0766 | 0 | 0 | 0 | 0 | 0 | 0 | 0 | 0 | 0 | 52.5
56979_G_1 | ERC_WEST | Texas | 48 | Sterling | 431 | 56979 | 1 | EC&R Panther Creek Wind Farm III | 0 | 2009 | 9999 | Onshore Wind | [5 empty] | Non-Fossil | G | 2025 | Wind |  | 0 | 0 | 0 | 0 | 0 | 0 | 0 | 0 | 0 | 0 | 0 | 0 | 0 | 0 | 0 | 0 | 139.9628 | 205.8197 | 208.929 | 554.7114 | 0 | 0 | 0 | 0 | 0 | 0 | 0 | 0 | 0 | 0 | 0 | 0 | 0 | 0 | 0 | 0 | 0 | 0 | 0 | 0 | 5.6213 | 0 | 0 | 0 | 0 | 0 | 0 | 0 | 0 | 0 | 199.5
56978_G_4 | MIS_MIDA | Illinois | 17 | Rock Island | 161 | 56978 | 4 | Sears Hydroelectric Plant | 0 | 2010 | 9999 | Hydro | [5 empty] | Non-Fossil | G | 2025 | Hydro |  | 0 | 0 | 0 | 0 | 0 | 0 | 0 | 0 | 0 | 0 | 0 | 0 | 0 | 0 | 0 | 0 | 0.16725 | 0.2509 | 0.35477 | 0.77292 | 0 | 0 | 0 | 0 | 0 | 0 | 0 | 0 | 0 | 0 | 0 | 0 | 0 | 0 | 0 | 0 | 0 | 0 | 0 | 0 | 0.0044668 | 0.00044488 | 0.0006674 | 0.00094369 | 0.002056 | 0 | 0 | 0 | 0 | 0 | 0.3
56978_G_3 | MIS_MIDA | Illinois | 17 | Rock Island | 161 | 56978 | 3 | Sears Hydroelectric Plant | 0 | 2010 | 9999 | Hydro | [5 empty] | Non-Fossil | G | 2025 | Hydro |  | 0 | 0 | 0 | 0 | 0 | 0 | 0 | 0 | 0 | 0 | 0 | 0 | 0 | 0 | 0 | 0 | 0.16725 | 0.2509 | 0.35477 | 0.77292 | 0 | 0 | 0 | 0 | 0 | 0 | 0 | 0 | 0 | 0 | 0 | 0 | 0 | 0 | 0 | 0 | 0 | 0 | 0 | 0 | 0.0044668 | 0.00044488 | 0.0006674 | 0.00094369 | 0.002056 | 0 | 0 | 0 | 0 | 0 | 0.3
56978_G_2 | MIS_MIDA | Illinois | 17 | Rock Island | 161 | 56978 | 2 | Sears Hydroelectric Plant | 0 | 1986 | 9999 | Hydro | [5 empty] | Non-Fossil | G | 2025 | Hydro |  | 0 | 0 | 0 | 0 | 0 | 0 | 0 | 0 | 0 | 0 | 0 | 0 | 0 | 0 | 0 | 0 | 0.16725 | 0.2509 | 0.35477 | 0.77292 | 0 | 0 | 0 | 0 | 0 | 0 | 0 | 0 | 0 | 0 | 0 | 0 | 0 | 0 | 0 | 0 | 0 | 0 | 0 | 0 | 0.0044668 | 0.00044488 | 0.0006674 | 0.00094369 | 0.002056 | 0 | 0 | 0 | 0 | 0 | 0.3
56978_G_1 | MIS_MIDA | Illinois | 17 | Rock Island | 161 | 56978 | 1 | Sears Hydroelectric Plant | 0 | 1985 | 9999 | Hydro | [5 empty] | Non-Fossil | G | 2025 | Hydro |  | 0 | 0 | 0 | 0 | 0 | 0 | 0 | 0 | 0 | 0 | 0 | 0 | 0 | 0 | 0 | 0 | 0.16725 | 0.2509 | 0.35477 | 0.77292 | 0 | 0 | 0 | 0 | 0 | 0 | 0 | 0 | 0 | 0 | 0 | 0 | 0 | 0 | 0 | 0 | 0 | 0 | 0 | 0 | 0.0044668 | 0.00044488 | 0.0006674 | 0.00094369 | 0.002056 | 0 | 0 | 0 | 0 | 0 | 0.3
56975_G_1 | WECC_PNW | Oregon | 41 | Umatilla | 59 | 56975 | 1 | Ward Butte Windfarm LLC | 0 | 2009 | 9999 | Onshore Wind | [5 empty] | Non-Fossil | G | 2025 | Wind |  | 0 | 0 | 0 | 0 | 0 | 0 | 0 | 0 | 0 | 0 | 0 | 0 | 0 | 0 | 0 | 0 | 2.8405 | 4.7712 | 7.6815 | 15.2931 | 0 | 0 | 0 | 0 | 0 | 0 | 0 | 0 | 0 | 0 | 0 | 0 | 0 | 0 | 0 | 0 | 0 | 0 | 0 | 0 | 0.18597 | 0 | 0 | 0 | 0 | 0 | 0 | 0 | 0 | 0 | 6.6
56974_G_1 | WECC_PNW | Oregon | 41 | Morrow | 49 | 56974 | 1 | Wagon Trail LLC | 0 | 2009 | 9999 | Onshore Wind | [5 empty] | Non-Fossil | G | 2025 | Wind |  | 0 | 0 | 0 | 0 | 0 | 0 | 0 | 0 | 0 | 0 | 0 | 0 | 0 | 0 | 0 | 0 | 1.4202 | 2.3856 | 3.8407 | 7.6466 | 0 | 0 | 0 | 0 | 0 | 0 | 0 | 0 | 0 | 0 | 0 | 0 | 0 | 0 | 0 | 0 | 0 | 0 | 0 | 0 | 0.092984 | 0 | 0 | 0 | 0 | 0 | 0 | 0 | 0 | 0 | 3.3
56973_G_1 | WECC_PNW | Oregon | 41 | Morrow | 49 | 56973 | 1 | Sand Ranch Windfarm LLC | 0 | 2009 | 9999 | Onshore Wind | [5 empty] | Non-Fossil | G | 2025 | Wind |  | 0 | 0 | 0 | 0 | 0 | 0 | 0 | 0 | 0 | 0 | 0 | 0 | 0 | 0 | 0 | 0 | 4.2607 | 7.1567 | 11.5222 | 22.9397 | 0 | 0 | 0 | 0 | 0 | 0 | 0 | 0 | 0 | 0 | 0 | 0 | 0 | 0 | 0 | 0 | 0 | 0 | 0 | 0 | 0.27895 | 0 | 0 | 0 | 0 | 0 | 0 | 0 | 0 | 0 | 9.9
56972_G_1 | WECC_PNW | Oregon | 41 | Morrow | 49 | 56972 | 1 | Pacific Canyon Windfarm LLC | 0 | 2009 | 9999 | Onshore Wind | [5 empty] | Non-Fossil | G | 2025 | Wind |  | 0 | 0 | 0 | 0 | 0 | 0 | 0 | 0 | 0 | 0 | 0 | 0 | 0 | 0 | 0 | 0 | 3.5721 | 6.0001 | 9.66 | 19.2323 | 0 | 0 | 0 | 0 | 0 | 0 | 0 | 0 | 0 | 0 | 0 | 0 | 0 | 0 | 0 | 0 | 0 | 0 | 0 | 0 | 0.23387 | 0 | 0 | 0 | 0 | 0 | 0 | 0 | 0 | 0 | 8.3
56971_G_1 | WECC_PNW | Oregon | 41 | Umatilla | 59 | 56971 | 1 | Oregon Trail Windfarm LLC | 0 | 2009 | 9999 | Onshore Wind | [5 empty] | Non-Fossil | G | 2025 | Wind |  | 0 | 0 | 0 | 0 | 0 | 0 | 0 | 0 | 0 | 0 | 0 | 0 | 0 | 0 | 0 | 0 | 4.2607 | 7.1567 | 11.5222 | 22.9397 | 0 | 0 | 0 | 0 | 0 | 0 | 0 | 0 | 0 | 0 | 0 | 0 | 0 | 0 | 0 | 0 | 0 | 0 | 0 | 0 | 0.27895 | 0 | 0 | 0 | 0 | 0 | 0 | 0 | 0 | 0 | 9.9
56970_G_1 | WECC_PNW | Oregon | 41 | Morrow | 49 | 56970 | 1 | Four Mile Canyon Windfarm LLC | 0 | 2009 | 9999 | Onshore Wind | [5 empty] | Non-Fossil | G | 2025 | Wind |  | 0 | 0 | 0 | 0 | 0 | 0 | 0 | 0 | 0 | 0 | 0 | 0 | 0 | 0 | 0 | 0 | 4.3038 | 7.229 | 11.6386 | 23.1714 | 0 | 0 | 0 | 0 | 0 | 0 | 0 | 0 | 0 | 0 | 0 | 0 | 0 | 0 | 0 | 0 | 0 | 0 | 0 | 0 | 0.28177 | 0 | 0 | 0 | 0 | 0 | 0 | 0 | 0 | 0 | 10
56969_G_1 | WECC_PNW | Oregon | 41 | Umatilla | 59 | 56969 | 1 | Four Corners Windfarm LLC | 0 | 2009 | 9999 | Onshore Wind | [5 empty] | Non-Fossil | G | 2025 | Wind |  | 0 | 0 | 0 | 0 | 0 | 0 | 0 | 0 | 0 | 0 | 0 | 0 | 0 | 0 | 0 | 0 | 4.3038 | 7.229 | 11.6386 | 23.1714 | 0 | 0 | 0 | 0 | 0 | 0 | 0 | 0 | 0 | 0 | 0 | 0 | 0 | 0 | 0 | 0 | 0 | 0 | 0 | 0 | 0.28177 | 0 | 0 | 0 | 0 | 0 | 0 | 0 | 0 | 0 | 10
56968_G_1 | WECC_PNW | Oregon | 41 | Morrow | 49 | 56968 | 1 | Big Top LLC | 0 | 2009 | 9999 | Onshore Wind | [5 empty] | Non-Fossil | G | 2025 | Wind |  | 0 | 0 | 0 | 0 | 0 | 0 | 0 | 0 | 0 | 0 | 0 | 0 | 0 | 0 | 0 | 0 | 0.73164 | 1.2289 | 1.9786 | 3.9391 | 0 | 0 | 0 | 0 | 0 | 0 | 0 | 0 | 0 | 0 | 0 | 0 | 0 | 0 | 0 | 0 | 0 | 0 | 0 | 0 | 0.047901 | 0 | 0 | 0 | 0 | 0 | 0 | 0 | 0 | 0 | 1.7
56967_G_1 | WECC_PNW | Oregon | 41 | Umatilla | 59 | 56967 | 1 | Butter Creek Power LLC | 0 | 2009 | 9999 | Onshore Wind | [5 empty] | Non-Fossil | G | 2025 | Wind |  | 0 | 0 | 0 | 0 | 0 | 0 | 0 | 0 | 0 | 0 | 0 | 0 | 0 | 0 | 0 | 0 | 2.1519 | 3.6145 | 5.8193 | 11.5857 | 0 | 0 | 0 | 0 | 0 | 0 | 0 | 0 | 0 | 0 | 0 | 0 | 0 | 0 | 0 | 0 | 0 | 0 | 0 | 0 | 0.14088 | 0 | 0 | 0 | 0 | 0 | 0 | 0 | 0 | 0 | 5
56966_G_2 | S_VACA | North Carolina | 37 | Edgecombe | 65 | 56966 | 2 | QVC Inc | 0 | 2013 | 9999 | Solar PV | [5 empty] | Non-Fossil | G | 2025 | Solar |  | 0 | 0 | 0 | 0 | 0 | 0 | 0 | 0 | 0 | 0 | 0 | 0 | 0 | 0 | 0 | 0 | 0.87921 | 1.5596 | 2.6008 | 5.0396 | 0 | 0 | 0 | 0 | 0 | 0 | 0 | 0 | 0 | 0 | 0 | 0 | 0 | 0 | 0 | 0 | 0 | 0 | 0 | 0 | 0.081109 | 0 | 0 | 0 | 0 | 0 | 0 | 0 | 0 | 0 | 2.8982
56966_G_1 | S_VACA | North Carolina | 37 | Edgecombe | 65 | 56966 | 1 | QVC Inc | 0 | 2008 | 9999 | Solar PV | [5 empty] | Non-Fossil | G | 2025 | Solar |  | 0 | 0 | 0 | 0 | 0 | 0 | 0 | 0 | 0 | 0 | 0 | 0 | 0 | 0 | 0 | 0 | 0.30318 | 0.53778 | 0.89684 | 1.7378 | 0 | 0 | 0 | 0 | 0 | 0 | 0 | 0 | 0 | 0 | 0 | 0 | 0 | 0 | 0 | 0 | 0 | 0 | 0 | 0 | 0.027969 | 0 | 0 | 0 | 0 | 0 | 0 | 0 | 0 | 0 | 0.9994
56964_G_GT8 | NY_Z_J | New Jersey | 34 | Hudson | 17 | 56964 | GT8 | Bayonne Energy Center | 10745 | 2012 | 9999 | Combustion Turbine |  |  | SCR | H2O + NH3 |  | Fossil | G | 2025 | NaturalGas |  | 0 | 0 | 0.97348 | 0.97348 | 0 | 0 | 0 | 0 | 0 | 0 | 0 | 0 | 0 | 0 | 0 | 0 | 0 | 0 | 90.598 | 90.598 | 0 | 0 | 56.9873 | 56.9873 | 0 | 0 | 6.8129e-08 | 6.8129e-08 | 0 | 0 | 0.0038501 | 0.0038501 | 0 | 0 | 0 | 0 | 0 | 0 | 0 | 0 | 1.2412 | 0 | 0 | 0.45984 | 0.45984 | 0 | 0 | 3.3067 | 3.3067 | 0 | 59.9 | SCR
56964_G_GT7 | NY_Z_J | New Jersey | 34 | Hudson | 17 | 56964 | GT7 | Bayonne Energy Center | 10745 | 2012 | 9999 | Combustion Turbine |  |  | SCR | H2O + NH3 |  | Fossil | G | 2025 | NaturalGas |  | 0 | 0 | 0.69708 | 0.69708 | 0 | 0 | 0 | 0 | 0 | 0 | 0 | 0 | 0 | 0 | 0 | 0 | 0 | 0 | 64.8747 | 64.8747 | 0 | 0 | 40.807 | 40.807 | 0 | 0 | 4.8766e-08 | 4.8766e-08 | 0 | 0 | 0.0033319 | 0.0033319 | 0 | 0 | 0 | 0 | 0 | 0 | 0 | 0 | 1.2143 | 0 | 0 | 0.33497 | 0.33497 | 0 | 0 | 2.3679 | 2.3679 | 0 | 58.6 | SCR
56964_G_GT6 | NY_Z_J | New Jersey | 34 | Hudson | 17 | 56964 | GT6 | Bayonne Energy Center | 10745 | 2012 | 9999 | Combustion Turbine |  |  | SCR | H2O + NH3 |  | Fossil | G | 2025 | NaturalGas |  | 0 | 0 | 0.94422 | 0.94422 | 0 | 0 | 0 | 0 | 0 | 0 | 0 | 0 | 0 | 0 | 0 | 0 | 0 | 0 | 87.8755 | 87.8755 | 0 | 0 | 55.2748 | 55.2748 | 0 | 0 | 6.604e-08 | 6.604e-08 | 0 | 0 | 0.0038854 | 0.0038854 | 0 | 0 | 0 | 0 | 0 | 0 | 0 | 0 | 1.2039 | 0 | 0 | 0.44602 | 0.44602 | 0 | 0 | 3.2074 | 3.2074 | 0 | 58.1 | SCR
56964_G_GT5 | NY_Z_J | New Jersey | 34 | Hudson | 17 | 56964 | GT5 | Bayonne Energy Center | 10745 | 2012 | 9999 | Combustion Turbine |  |  | SCR | H2O + NH3 |  | Fossil | G | 2025 | NaturalGas |  | 0 | 0 | 0.97348 | 0.97348 | 0 | 0 | 0 | 0 | 0 | 0 | 0 | 0 | 0 | 0 | 0 | 0 | 0 | 0 | 90.598 | 90.598 | 0 | 0 | 56.9873 | 56.9873 | 0 | 0 | 6.8129e-08 | 6.8129e-08 | 0 | 0 | 0.0039524 | 0.0039524 | 0 | 0 | 0 | 0 | 0 | 0 | 0 | 0 | 1.2412 | 0 | 0 | 0.45984 | 0.45984 | 0 | 0 | 3.3067 | 3.3067 | 0 | 59.9 | SCR
56964_G_GT4 | NY_Z_J | New Jersey | 34 | Hudson | 17 | 56964 | GT4 | Bayonne Energy Center | 10745 | 2012 | 9999 | Combustion Turbine |  |  | SCR | H2O + NH3 |  | Fossil | G | 2025 | NaturalGas |  | 0 | 0 | 0.94097 | 0.94097 | 0 | 0 | 0 | 0 | 0 | 0 | 0 | 0 | 0 | 0 | 0 | 0 | 0 | 0 | 87.5731 | 87.5731 | 0 | 0 | 55.0845 | 55.0845 | 0 | 0 | 6.5891e-08 | 6.5891e-08 | 0 | 0 | 0.0038487 | 0.0038487 | 0 | 0 | 0 | 0 | 0 | 0 | 0 | 0 | 1.1998 | 0 | 0 | 0.44448 | 0.44448 | 0 | 0 | 3.1963 | 3.1963 | 0 | 57.9 | SCR
56964_G_GT3 | NY_Z_J | New Jersey | 34 | Hudson | 17 | 56964 | GT3 | Bayonne Energy Center | 10745 | 2012 | 9999 | Combustion Turbine |  |  | SCR | H2O + NH3 |  | Fossil | G | 2025 | NaturalGas |  | 0 | 0 | 0.9751 | 0.9751 | 0 | 0 | 0 | 0 | 0 | 0 | 0 | 0 | 0 | 0 | 0 | 0 | 0 | 0 | 90.7493 | 90.7493 | 0 | 0 | 57.0824 | 57.0824 | 0 | 0 | 6.82e-08 | 6.82e-08 | 0 | 0 | 0.0039834 | 0.0039834 | 0 | 0 | 0 | 0 | 0 | 0 | 0 | 0 | 1.2433 | 0 | 0 | 0.4606 | 0.4606 | 0 | 0 | 3.3123 | 3.3123 | 0 | 60 | SCR
56964_G_GT2 | NY_Z_J | New Jersey | 34 | Hudson | 17 | 56964 | GT2 | Bayonne Energy Center | 10745 | 2012 | 9999 | Combustion Turbine |  |  | SCR | H2O + NH3 |  | Fossil | G | 2025 | NaturalGas |  | 0 | 0 | 0.95722 | 0.95722 | 0 | 0 | 0 | 0 | 0 | 0 | 0 | 0 | 0 | 0 | 0 | 0 | 0 | 0 | 89.0855 | 89.0855 | 0 | 0 | 56.0359 | 56.0359 | 0 | 0 | 6.7018e-08 | 6.7018e-08 | 0 | 0 | 0.0038146 | 0.0038146 | 0 | 0 | 0 | 0 | 0 | 0 | 0 | 0 | 1.2205 | 0 | 0 | 0.45216 | 0.45216 | 0 | 0 | 3.2515 | 3.2515 | 0 | 58.9 | SCR
56964_G_GT1 | NY_Z_J | New Jersey | 34 | Hudson | 17 | 56964 | GT1 | Bayonne Energy Center | 10745 | 2012 | 9999 | Combustion Turbine |  |  | SCR | H2O + NH3 |  | Fossil | G | 2025 | NaturalGas |  | 0 | 0 | 0.97348 | 0.97348 | 0 | 0 | 0 | 0 | 0 | 0 | 0 | 0 | 0 | 0 | 0 | 0 | 0 | 0 | 90.598 | 90.598 | 0 | 0 | 56.9873 | 56.9873 | 0 | 0 | 6.8129e-08 | 6.8129e-08 | 0 | 0 | 0.0038501 | 0.0038501 | 0 | 0 | 0 | 0 | 0 | 0 | 0 | 0 | 1.2412 | 0 | 0 | 0.45984 | 0.45984 | 0 | 0 | 3.3067 | 3.3067 | 0 | 59.9 | SCR
56963_G_STG1 | PJM_EMAC | New Jersey | 34 | Gloucester | 15 | 56963 | STG1 | West Deptford Energy Station | 7050 | 2014 | 9999 | Combined Cycle |  |  | SCR | DLNB |  | Fossil | G | 2025 | NaturalGas |  | 3.659 | 4.9599 | 6.8465 | 15.4654 | 0 | 0 | 0 | 0 | 0 | 0 | 0 | 0 | 0 | 0 | 0 | 0 | 519.0025 | 703.5367 | 971.1415 | 2193.6807 | 214.196 | 290.3545 | 400.7969 | 905.3474 | 2.5616e-07 | 3.4724e-07 | 4.7921e-07 | 1.0826e-06 | 0.011123 | 0.015078 | 0.020814 | 0.047015 | 0 | 0 | 0 | 0 | 0 | 0 | 0 | 0 | 9.0381 | 1.1017 | 1.5059 | 2.0615 | 4.6692 | 14.8804 | 15.1617 | 23.3935 | 53.4357 | 0 | 295.9 | SCR
56963_G_E102 | PJM_EMAC | New Jersey | 34 | Gloucester | 15 | 56963 | E102 | West Deptford Energy Station | 7050 | 2014 | 9999 | Combined Cycle |  |  | SCR | DLNB |  | Fossil | G | 2025 | NaturalGas |  | 2.5597 | 3.4698 | 4.7896 | 10.819 | 0 | 0 | 0 | 0 | 0 | 0 | 0 | 0 | 0 | 0 | 0 | 0 | 363.0737 | 492.1666 | 679.3724 | 1534.6127 | 149.8431 | 203.1206 | 280.3817 | 633.3454 | 1.7913e-07 | 2.4283e-07 | 3.3529e-07 | 7.5725e-07 | 0.0077813 | 0.010548 | 0.01456 | 0.03289 | 0 | 0 | 0 | 0 | 0 | 0 | 0 | 0 | 6.3227 | 0.77073 | 1.0535 | 1.4422 | 3.2664 | 10.4098 | 10.6065 | 16.3652 | 37.3815 | 0 | 207 | SCR
56963_G_E101 | PJM_EMAC | New Jersey | 34 | Gloucester | 15 | 56963 | E101 | West Deptford Energy Station | 7050 | 2014 | 9999 | Combined Cycle |  |  | SCR | DLNB |  | Fossil | G | 2025 | NaturalGas |  | 2.5733 | 3.4882 | 4.815 | 10.8765 | 0 | 0 | 0 | 0 | 0 | 0 | 0 | 0 | 0 | 0 | 0 | 0 | 365.0031 | 494.782 | 682.9826 | 1542.7677 | 150.6393 | 204.2 | 281.8717 | 636.711 | 1.8016e-07 | 2.4421e-07 | 3.3713e-07 | 7.6149e-07 | 0.0078227 | 0.010604 | 0.014638 | 0.033065 | 0 | 0 | 0 | 0 | 0 | 0 | 0 | 0 | 6.3563 | 0.77483 | 1.0591 | 1.4498 | 3.2837 | 10.4651 | 10.6629 | 16.4522 | 37.5801 | 0 | 208.1 | SCR
56962_G_2 | S_VACA | North Carolina | 37 | Iredell | 97 | 56962 | 2 | Iredell County LFG Facility | 13500 | 2008 | 9999 | Landfill Gas | [5 empty] | Non-Fossil | G | 2025 | LF Gas |  | 0.036324 | 0.04081 | 0.064098 | 0.14123 | 0 | 0 | 0 | 0 | 0 | 0 | 0 | 0 | 0 | 0 | 0 | 0 | 2.6907 | 3.023 | 4.748 | 10.4616 | 2.0933 | 2.3519 | 3.6939 | 8.1391 | 0 | 0 | 0 | 0 | 0.0043737 | 0.0049139 | 0.0077181 | 0.017006 | 0 | 0 | 0 | 0 | 0 | 0 | 0 | 0 | 0.37551 | 0.017594 | 0.019768 | 0.031048 | 0.06841 | 0 | 0 | 0 | 0 | 0 | 1.6
56962_G_1 | S_VACA | North Carolina | 37 | Iredell | 97 | 56962 | 1 | Iredell County LFG Facility | 13500 | 2008 | 9999 | Landfill Gas | [5 empty] | Non-Fossil | G | 2025 | LF Gas |  | 0.036324 | 0.04081 | 0.064098 | 0.14123 | 0 | 0 | 0 | 0 | 0 | 0 | 0 | 0 | 0 | 0 | 0 | 0 | 2.6907 | 3.023 | 4.748 | 10.4616 | 2.0933 | 2.3519 | 3.6939 | 8.1391 | 0 | 0 | 0 | 0 | 0.0043737 | 0.0049139 | 0.0077181 | 0.017006 | 0 | 0 | 0 | 0 | 0 | 0 | 0 | 0 | 0.37551 | 0.017594 | 0.019768 | 0.031048 | 0.06841 | 0 | 0 | 0 | 0 | 0 | 1.6
56961_G_VESTA | ERC_WEST | Texas | 48 | Ector | 135 | 56961 | VESTA | Notrees Windpower | 0 | 2009 | 9999 | Onshore Wind | [5 empty] | Non-Fossil | G | 2025 | Wind |  | 0 | 0 | 0 | 0 | 0 | 0 | 0 | 0 | 0 | 0 | 0 | 0 | 0 | 0 | 0 | 0 | 64.895 | 95.4302 | 96.8718 | 257.197 | 0 | 0 | 0 | 0 | 0 | 0 | 0 | 0 | 0 | 0 | 0 | 0 | 0 | 0 | 0 | 0 | 0 | 0 | 0 | 0 | 2.6064 | 0 | 0 | 0 | 0 | 0 | 0 | 0 | 0 | 0 | 92.5
56961_G_GE | ERC_WEST | Texas | 48 | Ector | 135 | 56961 | GE | Notrees Windpower | 0 | 2009 | 9999 | Onshore Wind | [5 empty] | Non-Fossil | G | 2025 | Wind |  | 0 | 0 | 0 | 0 | 0 | 0 | 0 | 0 | 0 | 0 | 0 | 0 | 0 | 0 | 0 | 0 | 42.0941 | 61.9007 | 62.8358 | 166.8305 | 0 | 0 | 0 | 0 | 0 | 0 | 0 | 0 | 0 | 0 | 0 | 0 | 0 | 0 | 0 | 0 | 0 | 0 | 0 | 0 | 1.6906 | 0 | 0 | 0 | 0 | 0 | 0 | 0 | 0 | 0 | 60
56961_G_BATT | ERC_WEST | Texas | 48 | Ector | 135 | 56961 | BATT | Notrees Windpower | 0 | 2012 | 9999 | Energy Storage | [5 empty] | Non-Fossil | G | 2025 | EnerStor |  | 0 | 0 | 0 | 0 | 0 | 0 | 0 | 0 | 0 | 0 | 0 | 0 | 0 | 0 | 0 | 0 | 2.577 | 3.4933 | 4.3809 | 10.4512 | 0 | 0 | 0 | 0 | 0 | 0 | 0 | 0 | 0 | 0 | 0 | 0 | 0 | 0 | 0 | 0 | 0 | 0 | 0 | 0 | 0 | 0 | 0 | 0 | 0 | 0 | 0 | 0 | 0 | 0 | 36
56960_G_HJW01 | WECC_WY | Wyoming | 56 | Laramie | 21 | 56960 | HJW01 | Happy Jack Windpower Project | 0 | 2008 | 9999 | Onshore Wind | [5 empty] | Non-Fossil | G | 2025 | Wind |  | 0 | 0 | 0 | 0 | 0 | 0 | 0 | 0 | 0 | 0 | 0 | 0 | 0 | 0 | 0 | 0 | 29.9859 | 33.4011 | 24.6342 | 88.0212 | 0 | 0 | 0 | 0 | 0 | 0 | 0 | 0 | 0 | 0 | 0 | 0 | 0 | 0 | 0 | 0 | 0 | 0 | 0 | 0 | 0.8284 | 0 | 0 | 0 | 0 | 0 | 0 | 0 | 0 | 0 | 29.4
56959_G_OWF | ERC_WEST | Texas | 48 | Howard | 227 | 56959 | OWF | Ocotillo Windpower | 0 | 2008 | 9999 | Onshore Wind | [5 empty] | Non-Fossil | G | 2025 | Wind |  | 0 | 0 | 0 | 0 | 0 | 0 | 0 | 0 | 0 | 0 | 0 | 0 | 0 | 0 | 0 | 0 | 41.2522 | 60.6626 | 61.5791 | 163.4939 | 0 | 0 | 0 | 0 | 0 | 0 | 0 | 0 | 0 | 0 | 0 | 0 | 0 | 0 | 0 | 0 | 0 | 0 | 0 | 0 | 1.6568 | 0 | 0 | 0 | 0 | 0 | 0 | 0 | 0 | 0 | 58.8
56958_G_GEN4 | NY_Z_C&E | New York | 36 | Jefferson | 45 | 56958 | GEN4 | DANC LFGTE Facility | 13500 | 2012 | 9999 | Landfill Gas | [5 empty] | Non-Fossil | G | 2025 | LF Gas |  | 0.036648 | 0.053092 | 0.07079 | 0.16053 | 0 | 0 | 0 | 0 | 0 | 0 | 0 | 0 | 0 | 0 | 0 | 0 | 2.7147 | 3.9327 | 5.2437 | 11.8911 | 2.112 | 3.0596 | 4.0796 | 9.2512 | 0 | 0 | 0 | 0 | 0.0044127 | 0.0063927 | 0.0085239 | 0.019329 | 0 | 0 | 0 | 0 | 0 | 0 | 0 | 0 | 0.37551 | 0.017751 | 0.025717 | 0.034289 | 0.077757 | 0 | 0 | 0 | 0 | 0 | 1.6
56958_G_GEN3 | NY_Z_C&E | New York | 36 | Jefferson | 45 | 56958 | GEN3 | DANC LFGTE Facility | 13500 | 2008 | 9999 | Landfill Gas | [5 empty] | Non-Fossil | G | 2025 | LF Gas |  | 0.036648 | 0.053092 | 0.07079 | 0.16053 | 0 | 0 | 0 | 0 | 0 | 0 | 0 | 0 | 0 | 0 | 0 | 0 | 2.7147 | 3.9327 | 5.2437 | 11.8911 | 2.112 | 3.0596 | 4.0796 | 9.2512 | 0 | 0 | 0 | 0 | 0.0044128 | 0.0063928 | 0.0085238 | 0.019329 | 0 | 0 | 0 | 0 | 0 | 0 | 0 | 0 | 0.37551 | 0.017751 | 0.025717 | 0.034289 | 0.077757 | 0 | 0 | 0 | 0 | 0 | 1.6
56958_G_GEN2 | NY_Z_C&E | New York | 36 | Jefferson | 45 | 56958 | GEN2 | DANC LFGTE Facility | 13500 | 2008 | 9999 | Landfill Gas | [5 empty] | Non-Fossil | G | 2025 | LF Gas |  | 0.036648 | 0.053092 | 0.07079 | 0.16053 | 0 | 0 | 0 | 0 | 0 | 0 | 0 | 0 | 0 | 0 | 0 | 0 | 2.7147 | 3.9327 | 5.2437 | 11.8911 | 2.112 | 3.0596 | 4.0796 | 9.2512 | 0 | 0 | 0 | 0 | 0.0044128 | 0.0063928 | 0.0085238 | 0.019329 | 0 | 0 | 0 | 0 | 0 | 0 | 0 | 0 | 0.37551 | 0.017751 | 0.025717 | 0.034289 | 0.077757 | 0 | 0 | 0 | 0 | 0 | 1.6
56958_G_GEN1 | NY_Z_C&E | New York | 36 | Jefferson | 45 | 56958 | GEN1 | DANC LFGTE Facility | 13500 | 2008 | 9999 | Landfill Gas | [5 empty] | Non-Fossil | G | 2025 | LF Gas |  | 0.036648 | 0.053092 | 0.07079 | 0.16053 | 0 | 0 | 0 | 0 | 0 | 0 | 0 | 0 | 0 | 0 | 0 | 0 | 2.7147 | 3.9327 | 5.2437 | 11.8911 | 2.112 | 3.0596 | 4.0796 | 9.2512 | 0 | 0 | 0 | 0 | 0.0044128 | 0.0063928 | 0.0085238 | 0.019329 | 0 | 0 | 0 | 0 | 0 | 0 | 0 | 0 | 0.37551 | 0.017751 | 0.025717 | 0.034289 | 0.077757 | 0 | 0 | 0 | 0 | 0 | 1.6
56957_G_LFG5 | PJM_WMAC | Pennsylvania | 42 | Berks | 11 | 56957 | LFG5 | Pioneer Crossing Energy, LLC | 13500 | 2013 | 9999 | Landfill Gas | [5 empty] | Non-Fossil | G | 2025 | LF Gas |  | 0.029769 | 0.03823 | 0.051643 | 0.11964 | 0 | 0 | 0 | 0 | 0 | 0 | 0 | 0 | 0 | 0 | 0 | 0 | 2.2051 | 2.8318 | 3.8254 | 8.8624 | 1.7155 | 2.2031 | 2.9762 | 6.8948 | 0 | 0 | 0 | 0 | 0.00093251 | 0.0011976 | 0.0016176 | 0.0037477 | 0 | 0 | 0 | 0 | 0 | 0 | 0 | 0 | 0.37551 | 0.014419 | 0.018518 | 0.025015 | 0.057952 | 0 | 0 | 0 | 0 | 0 | 1.6
56957_G_LFG4 | PJM_WMAC | Pennsylvania | 42 | Berks | 11 | 56957 | LFG4 | Pioneer Crossing Energy, LLC | 13500 | 2008 | 9999 | Landfill Gas | [5 empty] | Non-Fossil | G | 2025 | LF Gas |  | 0.029769 | 0.03823 | 0.051643 | 0.11964 | 0 | 0 | 0 | 0 | 0 | 0 | 0 | 0 | 0 | 0 | 0 | 0 | 2.2051 | 2.8318 | 3.8254 | 8.8624 | 1.7155 | 2.2031 | 2.9762 | 6.8948 | 0 | 0 | 0 | 0 | 0.00093249 | 0.0011975 | 0.0016177 | 0.0037478 | 0 | 0 | 0 | 0 | 0 | 0 | 0 | 0 | 0.37551 | 0.014419 | 0.018518 | 0.025015 | 0.057952 | 0 | 0 | 0 | 0 | 0 | 1.6
56957_G_LFG3 | PJM_WMAC | Pennsylvania | 42 | Berks | 11 | 56957 | LFG3 | Pioneer Crossing Energy, LLC | 13500 | 2008 | 9999 | Landfill Gas | [5 empty] | Non-Fossil | G | 2025 | LF Gas |  | 0.029769 | 0.03823 | 0.051643 | 0.11964 | 0 | 0 | 0 | 0 | 0 | 0 | 0 | 0 | 0 | 0 | 0 | 0 | 2.2051 | 2.8318 | 3.8254 | 8.8624 | 1.7155 | 2.2031 | 2.9762 | 6.8948 | 0 | 0 | 0 | 0 | 0.00093249 | 0.0011975 | 0.0016177 | 0.0037478 | 0 | 0 | 0 | 0 | 0 | 0 | 0 | 0 | 0.37551 | 0.014419 | 0.018518 | 0.025015 | 0.057952 | 0 | 0 | 0 | 0 | 0 | 1.6
56957_G_LFG2 | PJM_WMAC | Pennsylvania | 42 | Berks | 11 | 56957 | LFG2 | Pioneer Crossing Energy, LLC | 13500 | 2008 | 9999 | Landfill Gas | [5 empty] | Non-Fossil | G | 2025 | LF Gas |  | 0.029769 | 0.03823 | 0.051643 | 0.11964 | 0 | 0 | 0 | 0 | 0 | 0 | 0 | 0 | 0 | 0 | 0 | 0 | 2.2051 | 2.8318 | 3.8254 | 8.8624 | 1.7155 | 2.2031 | 2.9762 | 6.8948 | 0 | 0 | 0 | 0 | 0.00093249 | 0.0011975 | 0.0016177 | 0.0037478 | 0 | 0 | 0 | 0 | 0 | 0 | 0 | 0 | 0.37551 | 0.014419 | 0.018518 | 0.025015 | 0.057952 | 0 | 0 | 0 | 0 | 0 | 1.6
56957_G_LFG1 | PJM_WMAC | Pennsylvania | 42 | Berks | 11 | 56957 | LFG1 | Pioneer Crossing Energy, LLC | 13500 | 2008 | 9999 | Landfill Gas | [5 empty] | Non-Fossil | G | 2025 | LF Gas |  | 0.029769 | 0.03823 | 0.051643 | 0.11964 | 0 | 0 | 0 | 0 | 0 | 0 | 0 | 0 | 0 | 0 | 0 | 0 | 2.2051 | 2.8318 | 3.8254 | 8.8624 | 1.7155 | 2.2031 | 2.9762 | 6.8948 | 0 | 0 | 0 | 0 | 0.0023386 | 0.0030033 | 0.0040571 | 0.009399 | 0 | 0 | 0 | 0 | 0 | 0 | 0 | 0 | 0.37551 | 0.014419 | 0.018518 | 0.025015 | 0.057952 | 0 | 0 | 0 | 0 | 0 | 1.6
56956_G_001 | ERC_WEST | Texas | 48 | Borden | 33 | 56956 | 001 | Bull Creek Wind | 0 | 2008 | 9999 | Onshore Wind | [5 empty] | Non-Fossil | G | 2025 | Wind |  | 0 | 0 | 0 | 0 | 0 | 0 | 0 | 0 | 0 | 0 | 0 | 0 | 0 | 0 | 0 | 0 | 126.2822 | 185.702 | 188.5073 | 500.4915 | 0 | 0 | 0 | 0 | 0 | 0 | 0 | 0 | 0 | 0 | 0 | 0 | 0 | 0 | 0 | 0 | 0 | 0 | 0 | 0 | 5.0718 | 0 | 0 | 0 | 0 | 0 | 0 | 0 | 0 | 0 | 180
56954_G_6 | S_VACA | North Carolina | 37 | Gaston | 71 | 56954 | 6 | Gastonia Prime Power Park | 25000 | 2013 | 9999 | Combustion Turbine | [5 empty] | Fossil | G | 2025 | Oil |  | 0 | 0 | 0 | 0 | 0 | 0 | 0 | 0 | 0 | 0 | 0 | 0 | 0 | 0 | 0 | 0 | 0 | 0 | 0 | 0 | 0 | 0 | 0 | 0 | 0 | 0 | 0 | 0 | 0 | 0 | 0 | 0 | 0 | 0 | 0 | 0 | 0 | 0 | 0 | 0 | 0.03366 | 0 | 0 | 0 | 0 | 0 | 0 | 0 | 0 | 0 | 1.8
56954_G_5 | S_VACA | North Carolina | 37 | Gaston | 71 | 56954 | 5 | Gastonia Prime Power Park | 25000 | 2013 | 9999 | Combustion Turbine | [5 empty] | Fossil | G | 2025 | Oil |  | 0 | 0 | 0 | 0 | 0 | 0 | 0 | 0 | 0 | 0 | 0 | 0 | 0 | 0 | 0 | 0 | 0 | 0 | 0 | 0 | 0 | 0 | 0 | 0 | 0 | 0 | 0 | 0 | 0 | 0 | 0 | 0 | 0 | 0 | 0 | 0 | 0 | 0 | 0 | 0 | 0.03366 | 0 | 0 | 0 | 0 | 0 | 0 | 0 | 0 | 0 | 1.8
56954_G_4 | S_VACA | North Carolina | 37 | Gaston | 71 | 56954 | 4 | Gastonia Prime Power Park | 25000 | 2012 | 9999 | Combustion Turbine | [5 empty] | Fossil | G | 2025 | Oil |  | 0 | 0 | 0 | 0 | 0 | 0 | 0 | 0 | 0 | 0 | 0 | 0 | 0 | 0 | 0 | 0 | 0 | 0 | 0 | 0 | 0 | 0 | 0 | 0 | 0 | 0 | 0 | 0 | 0 | 0 | 0 | 0 | 0 | 0 | 0 | 0 | 0 | 0 | 0 | 0 | 0.03366 | 0 | 0 | 0 | 0 | 0 | 0 | 0 | 0 | 0 | 1.8
56954_G_3 | S_VACA | North Carolina | 37 | Gaston | 71 | 56954 | 3 | Gastonia Prime Power Park | 25000 | 2012 | 9999 | Combustion Turbine | [5 empty] | Fossil | G | 2025 | Oil |  | 0 | 0 | 0 | 0 | 0 | 0 | 0 | 0 | 0 | 0 | 0 | 0 | 0 | 0 | 0 | 0 | 0 | 0 | 0 | 0 | 0 | 0 | 0 | 0 | 0 | 0 | 0 | 0 | 0 | 0 | 0 | 0 | 0 | 0 | 0 | 0 | 0 | 0 | 0 | 0 | 0.03366 | 0 | 0 | 0 | 0 | 0 | 0 | 0 | 0 | 0 | 1.8
56954_G_2 | S_VACA | North Carolina | 37 | Gaston | 71 | 56954 | 2 | Gastonia Prime Power Park | 25000 | 2008 | 9999 | Combustion Turbine | [5 empty] | Fossil | G | 2025 | Oil |  | 0 | 0 | 0 | 0 | 0 | 0 | 0 | 0 | 0 | 0 | 0 | 0 | 0 | 0 | 0 | 0 | 0 | 0 | 0 | 0 | 0 | 0 | 0 | 0 | 0 | 0 | 0 | 0 | 0 | 0 | 0 | 0 | 0 | 0 | 0 | 0 | 0 | 0 | 0 | 0 | 0.0374 | 0 | 0 | 0 | 0 | 0 | 0 | 0 | 0 | 0 | 2
56954_G_1 | S_VACA | North Carolina | 37 | Gaston | 71 | 56954 | 1 | Gastonia Prime Power Park | 25000 | 2008 | 9999 | Combustion Turbine | [5 empty] | Fossil | G | 2025 | Oil |  | 0 | 0 | 0 | 0 | 0 | 0 | 0 | 0 | 0 | 0 | 0 | 0 | 0 | 0 | 0 | 0 | 0 | 0 | 0 | 0 | 0 | 0 | 0 | 0 | 0 | 0 | 0 | 0 | 0 | 0 | 0 | 0 | 0 | 0 | 0 | 0 | 0 | 0 | 0 | 0 | 0.0374 | 0 | 0 | 0 | 0 | 0 | 0 | 0 | 0 | 0 | 2
56953_G_1 | NY_Z_C&E | New York | 36 | Wyoming | 121 | 56953 | 1 | High Sheldon Wind Farm | 0 | 2009 | 9999 | Onshore Wind | [5 empty] | Non-Fossil | G | 2025 | Wind |  | 0 | 0 | 0 | 0 | 0 | 0 | 0 | 0 | 0 | 0 | 0 | 0 | 0 | 0 | 0 | 0 | 79.7677 | 100.1364 | 74.9321 | 254.8362 | 0 | 0 | 0 | 0 | 0 | 0 | 0 | 0 | 0 | 0 | 0 | 0 | 0 | 0 | 0 | 0 | 0 | 0 | 0 | 0 | 4.4478 | 0 | 0 | 0 | 0 | 0 | 0 | 0 | 0 | 0 | 112
56952_G_1 | WECC_PNW | Oregon | 41 | Morrow | 49 | 56952 | 1 | Willow Creek Energy Center | 0 | 2009 | 9999 | Onshore Wind | [5 empty] | Non-Fossil | G | 2025 | Wind |  | 0 | 0 | 0 | 0 | 0 | 0 | 0 | 0 | 0 | 0 | 0 | 0 | 0 | 0 | 0 | 0 | 30.9871 | 52.0491 | 83.7979 | 166.834 | 0 | 0 | 0 | 0 | 0 | 0 | 0 | 0 | 0 | 0 | 0 | 0 | 0 | 0 | 0 | 0 | 0 | 0 | 0 | 0 | 2.0287 | 0 | 0 | 0 | 0 | 0 | 0 | 0 | 0 | 0 | 72
56951_G_2 | S_VACA | South Carolina | 45 | Greenville | 45 | 56951 | 2 | Enoree Phase II Landfill Gas Recovery | 13500 | 2008 | 9999 | Landfill Gas | [5 empty] | Non-Fossil | G | 2025 | LF Gas |  | 0.022035 | 0.02872 | 0.034561 | 0.085316 | 0 | 0 | 0 | 0 | 0 | 0 | 0 | 0 | 0 | 0 | 0 | 0 | 1.6322 | 2.1274 | 2.56 | 6.3197 | 1.2698 | 1.6551 | 1.9917 | 4.9166 | 0 | 0 | 0 | 0 | 0.0026532 | 0.0034582 | 0.0041615 | 0.010273 | 0 | 0 | 0 | 0 | 0 | 0 | 0 | 0 | 0.35204 | 0.010673 | 0.013911 | 0.01674 | 0.041325 | 0 | 0 | 0 | 0 | 0 | 1.5
56951_G_1 | S_VACA | South Carolina | 45 | Greenville | 45 | 56951 | 1 | Enoree Phase II Landfill Gas Recovery | 13500 | 2008 | 9999 | Landfill Gas | [5 empty] | Non-Fossil | G | 2025 | LF Gas |  | 0.022035 | 0.02872 | 0.034561 | 0.085316 | 0 | 0 | 0 | 0 | 0 | 0 | 0 | 0 | 0 | 0 | 0 | 0 | 1.6322 | 2.1274 | 2.56 | 6.3197 | 1.2698 | 1.6551 | 1.9917 | 4.9166 | 0 | 0 | 0 | 0 | 0.0026532 | 0.0034582 | 0.0041615 | 0.010273 | 0 | 0 | 0 | 0 | 0 | 0 | 0 | 0 | 0.35204 | 0.010673 | 0.013911 | 0.01674 | 0.041325 | 0 | 0 | 0 | 0 | 0 | 1.5
56948_G_9 | WECC_AZ | Arizona | 4 | Pinal | 21 | 56948 | 9 | Coolidge Generation Station | 10745 | 2011 | 9999 | Combustion Turbine |  |  | SCR | H2O |  | Fossil | G | 2025 | NaturalGas |  | 0 | 0 | 0 | 0 | 0 | 0 | 0 | 0 | 0 | 0 | 0 | 0 | 0 | 0 | 0 | 0 | 0 | 0 | 0 | 0 | 0 | 0 | 0 | 0 | 0 | 0 | 0 | 0 | 0 | 0 | 0 | 0 | 0 | 0 | 0 | 0 | 0 | 0 | 0 | 0 | 0.89934 | 0 | 0 | 0 | 0 | 0 | 0 | 0 | 0 | 0 | 43.4 | SCR
56948_G_8 | WECC_AZ | Arizona | 4 | Pinal | 21 | 56948 | 8 | Coolidge Generation Station | 10745 | 2011 | 9999 | Combustion Turbine |  |  | SCR | H2O |  | Fossil | G | 2025 | NaturalGas |  | 0 | 0 | 0 | 0 | 0 | 0 | 0 | 0 | 0 | 0 | 0 | 0 | 0 | 0 | 0 | 0 | 0 | 0 | 0 | 0 | 0 | 0 | 0 | 0 | 0 | 0 | 0 | 0 | 0 | 0 | 0 | 0 | 0 | 0 | 0 | 0 | 0 | 0 | 0 | 0 | 0.89934 | 0 | 0 | 0 | 0 | 0 | 0 | 0 | 0 | 0 | 43.4 | SCR
56948_G_7 | WECC_AZ | Arizona | 4 | Pinal | 21 | 56948 | 7 | Coolidge Generation Station | 10745 | 2011 | 9999 | Combustion Turbine |  |  | SCR | H2O |  | Fossil | G | 2025 | NaturalGas |  | 0 | 0 | 0 | 0 | 0 | 0 | 0 | 0 | 0 | 0 | 0 | 0 | 0 | 0 | 0 | 0 | 0 | 0 | 0 | 0 | 0 | 0 | 0 | 0 | 0 | 0 | 0 | 0 | 0 | 0 | 0 | 0 | 0 | 0 | 0 | 0 | 0 | 0 | 0 | 0 | 0.89934 | 0 | 0 | 0 | 0 | 0 | 0 | 0 | 0 | 0 | 43.4 | SCR
56948_G_6 | WECC_AZ | Arizona | 4 | Pinal | 21 | 56948 | 6 | Coolidge Generation Station | 10745 | 2011 | 9999 | Combustion Turbine |  |  | SCR | H2O |  | Fossil | G | 2025 | NaturalGas |  | 0 | 0 | 0 | 0 | 0 | 0 | 0 | 0 | 0 | 0 | 0 | 0 | 0 | 0 | 0 | 0 | 0 | 0 | 0 | 0 | 0 | 0 | 0 | 0 | 0 | 0 | 0 | 0 | 0 | 0 | 0 | 0 | 0 | 0 | 0 | 0 | 0 | 0 | 0 | 0 | 0.89934 | 0 | 0 | 0 | 0 | 0 | 0 | 0 | 0 | 0 | 43.4 | SCR
56948_G_5 | WECC_AZ | Arizona | 4 | Pinal | 21 | 56948 | 5 | Coolidge Generation Station | 10745 | 2011 | 9999 | Combustion Turbine |  |  | SCR | H2O |  | Fossil | G | 2025 | NaturalGas |  | 0 | 0 | 0 | 0 | 0 | 0 | 0 | 0 | 0 | 0 | 0 | 0 | 0 | 0 | 0 | 0 | 0 | 0 | 0 | 0 | 0 | 0 | 0 | 0 | 0 | 0 | 0 | 0 | 0 | 0 | 0 | 0 | 0 | 0 | 0 | 0 | 0 | 0 | 0 | 0 | 0.89934 | 0 | 0 | 0 | 0 | 0 | 0 | 0 | 0 | 0 | 43.4 | SCR
56948_G_4 | WECC_AZ | Arizona | 4 | Pinal | 21 | 56948 | 4 | Coolidge Generation Station | 10745 | 2011 | 9999 | Combustion Turbine |  |  | SCR | H2O |  | Fossil | G | 2025 | NaturalGas |  | 0 | 0 | 0 | 0 | 0 | 0 | 0 | 0 | 0 | 0 | 0 | 0 | 0 | 0 | 0 | 0 | 0 | 0 | 0 | 0 | 0 | 0 | 0 | 0 | 0 | 0 | 0 | 0 | 0 | 0 | 0 | 0 | 0 | 0 | 0 | 0 | 0 | 0 | 0 | 0 | 0.89934 | 0 | 0 | 0 | 0 | 0 | 0 | 0 | 0 | 0 | 43.4 | SCR
56948_G_3 | WECC_AZ | Arizona | 4 | Pinal | 21 | 56948 | 3 | Coolidge Generation Station | 10745 | 2011 | 9999 | Combustion Turbine |  |  | SCR | H2O |  | Fossil | G | 2025 | NaturalGas |  | 0 | 0 | 0 | 0 | 0 | 0 | 0 | 0 | 0 | 0 | 0 | 0 | 0 | 0 | 0 | 0 | 0 | 0 | 0 | 0 | 0 | 0 | 0 | 0 | 0 | 0 | 0 | 0 | 0 | 0 | 0 | 0 | 0 | 0 | 0 | 0 | 0 | 0 | 0 | 0 | 0.89934 | 0 | 0 | 0 | 0 | 0 | 0 | 0 | 0 | 0 | 43.4 | SCR
56948_G_2 | WECC_AZ | Arizona | 4 | Pinal | 21 | 56948 | 2 | Coolidge Generation Station | 10745 | 2011 | 9999 | Combustion Turbine |  |  | SCR | H2O |  | Fossil | G | 2025 | NaturalGas |  | 0 | 0 | 0 | 0 | 0 | 0 | 0 | 0 | 0 | 0 | 0 | 0 | 0 | 0 | 0 | 0 | 0 | 0 | 0 | 0 | 0 | 0 | 0 | 0 | 0 | 0 | 0 | 0 | 0 | 0 | 0 | 0 | 0 | 0 | 0 | 0 | 0 | 0 | 0 | 0 | 0.89934 | 0 | 0 | 0 | 0 | 0 | 0 | 0 | 0 | 0 | 43.4 | SCR
56948_G_12 | WECC_AZ | Arizona | 4 | Pinal | 21 | 56948 | 12 | Coolidge Generation Station | 10745 | 2011 | 9999 | Combustion Turbine |  |  | SCR | H2O |  | Fossil | G | 2025 | NaturalGas |  | 0 | 0 | 0 | 0 | 0 | 0 | 0 | 0 | 0 | 0 | 0 | 0 | 0 | 0 | 0 | 0 | 0 | 0 | 0 | 0 | 0 | 0 | 0 | 0 | 0 | 0 | 0 | 0 | 0 | 0 | 0 | 0 | 0 | 0 | 0 | 0 | 0 | 0 | 0 | 0 | 0.89934 | 0 | 0 | 0 | 0 | 0 | 0 | 0 | 0 | 0 | 43.4 | SCR
56948_G_11 | WECC_AZ | Arizona | 4 | Pinal | 21 | 56948 | 11 | Coolidge Generation Station | 10745 | 2011 | 9999 | Combustion Turbine |  |  | SCR | H2O |  | Fossil | G | 2025 | NaturalGas |  | 0 | 0 | 0 | 0 | 0 | 0 | 0 | 0 | 0 | 0 | 0 | 0 | 0 | 0 | 0 | 0 | 0 | 0 | 0 | 0 | 0 | 0 | 0 | 0 | 0 | 0 | 0 | 0 | 0 | 0 | 0 | 0 | 0 | 0 | 0 | 0 | 0 | 0 | 0 | 0 | 0.89934 | 0 | 0 | 0 | 0 | 0 | 0 | 0 | 0 | 0 | 43.4 | SCR
56948_G_10 | WECC_AZ | Arizona | 4 | Pinal | 21 | 56948 | 10 | Coolidge Generation Station | 10745 | 2011 | 9999 | Combustion Turbine |  |  | SCR | H2O |  | Fossil | G | 2025 | NaturalGas |  | 0 | 0 | 0 | 0 | 0 | 0 | 0 | 0 | 0 | 0 | 0 | 0 | 0 | 0 | 0 | 0 | 0 | 0 | 0 | 0 | 0 | 0 | 0 | 0 | 0 | 0 | 0 | 0 | 0 | 0 | 0 | 0 | 0 | 0 | 0 | 0 | 0 | 0 | 0 | 0 | 0.89934 | 0 | 0 | 0 | 0 | 0 | 0 | 0 | 0 | 0 | 43.4 | SCR
56948_G_1 | WECC_AZ | Arizona | 4 | Pinal | 21 | 56948 | 1 | Coolidge Generation Station | 10745 | 2011 | 9999 | Combustion Turbine |  |  | SCR | H2O |  | Fossil | G | 2025 | NaturalGas |  | 0 | 0 | 0 | 0 | 0 | 0 | 0 | 0 | 0 | 0 | 0 | 0 | 0 | 0 | 0 | 0 | 0 | 0 | 0 | 0 | 0 | 0 | 0 | 0 | 0 | 0 | 0 | 0 | 0 | 0 | 0 | 0 | 0 | 0 | 0 | 0 | 0 | 0 | 0 | 0 | 0.89934 | 0 | 0 | 0 | 0 | 0 | 0 | 0 | 0 | 0 | 43.4 | SCR
56947_G_1 | SPP_NEBR | Nebraska | 31 | Knox | 107 | 56947 | 1 | Elkhorn Ridge Wind LLC | 0 | 2009 | 9999 | Onshore Wind | [5 empty] | Non-Fossil | G | 2025 | Wind |  | 0 | 0 | 0 | 0 | 0 | 0 | 0 | 0 | 0 | 0 | 0 | 0 | 0 | 0 | 0 | 0 | 79.5741 | 109.4787 | 99.9691 | 289.022 | 0 | 0 | 0 | 0 | 0 | 0 | 0 | 0 | 0 | 0 | 0 | 0 | 0 | 0 | 0 | 0 | 0 | 0 | 0 | 0 | 2.1495 | 0 | 0 | 0 | 0 | 0 | 0 | 0 | 0 | 0 | 76.2867
56946_G_1 | SPP_WEST | Oklahoma | 40 | Harper | 59 | 56946 | 1 | Buffalo Bear LLC | 0 | 2008 | 9999 | Onshore Wind | [5 empty] | Non-Fossil | G | 2025 | Wind |  | 0 | 0 | 0 | 0 | 0 | 0 | 0 | 0 | 0 | 0 | 0 | 0 | 0 | 0 | 0 | 0 | 16.2417 | 24.9861 | 25.2679 | 66.4957 | 0 | 0 | 0 | 0 | 0 | 0 | 0 | 0 | 0 | 0 | 0 | 0 | 0 | 0 | 0 | 0 | 0 | 0 | 0 | 0 | 0.72777 | 0 | 0 | 0 | 0 | 0 | 0 | 0 | 0 | 0 | 18.6842
56945_G_1 | WECC_NM | New Mexico | 35 | Torrance | 57 | 56945 | 1 | High Lonesome Mesa LLC | 0 | 2009 | 9999 | Onshore Wind | [5 empty] | Non-Fossil | G | 2025 | Wind |  | 0 | 0 | 0 | 0 | 0 | 0 | 0 | 0 | 0 | 0 | 0 | 0 | 0 | 0 | 0 | 0 | 73.9862 | 98.5002 | 84.0156 | 256.502 | 0 | 0 | 0 | 0 | 0 | 0 | 0 | 0 | 0 | 0 | 0 | 0 | 0 | 0 | 0 | 0 | 0 | 0 | 0 | 0 | 3.9249 | 0 | 0 | 0 | 0 | 0 | 0 | 0 | 0 | 0 | 100
56944_G_PV01 | WECC_SNV | Nevada | 32 | Clark | 3 | 56944 | PV01 | CM10 | 0 | 2008 | 9999 | Solar PV | [5 empty] | Non-Fossil | G | 2025 | Solar |  | 0 | 0 | 0 | 0 | 0 | 0 | 0 | 0 | 0 | 0 | 0 | 0 | 0 | 0 | 0 | 0 | 4.3082 | 7.7805 | 11.4076 | 23.4963 | 0 | 0 | 0 | 0 | 0 | 0 | 0 | 0 | 0 | 0 | 0 | 0 | 0 | 0 | 0 | 0 | 0 | 0 | 0 | 0 | 0.31829 | 0 | 0 | 0 | 0 | 0 | 0 | 0 | 0 | 0 | 10
56942_G_2 | MIS_WUMS | Wisconsin | 55 | Dodge | 27 | 56942 | 2 | Forward Wind Energy Center | 0 | 2009 | 9999 | Onshore Wind | [5 empty] | Non-Fossil | G | 2025 | Wind |  | 0 | 0 | 0 | 0 | 0 | 0 | 0 | 0 | 0 | 0 | 0 | 0 | 0 | 0 | 0 | 0 | 42.0332 | 56.4002 | 43.4497 | 141.8831 | 0 | 0 | 0 | 0 | 0 | 0 | 0 | 0 | 0 | 0 | 0 | 0 | 0 | 0 | 0 | 0 | 0 | 0 | 0 | 0 | 0.8453 | 0 | 0 | 0 | 0 | 0 | 0 | 0 | 0 | 0 | 30
56942_G_1 | MIS_WUMS | Wisconsin | 55 | Dodge | 27 | 56942 | 1 | Forward Wind Energy Center | 0 | 2008 | 9999 | Onshore Wind | [5 empty] | Non-Fossil | G | 2025 | Wind |  | 0 | 0 | 0 | 0 | 0 | 0 | 0 | 0 | 0 | 0 | 0 | 0 | 0 | 0 | 0 | 0 | 138.7095 | 186.1207 | 143.384 | 468.2142 | 0 | 0 | 0 | 0 | 0 | 0 | 0 | 0 | 0 | 0 | 0 | 0 | 0 | 0 | 0 | 0 | 0 | 0 | 0 | 0 | 2.7895 | 0 | 0 | 0 | 0 | 0 | 0 | 0 | 0 | 0 | 99
56941_G_4 | PJM_COMD | Illinois | 17 | Lasalle | 99 | 56941 | 4 | Grand Ridge Wind Energy Center | 0 | 2009 | 9999 | Onshore Wind | [5 empty] | Non-Fossil | G | 2025 | Wind |  | 0 | 0 | 0 | 0 | 0 | 0 | 0 | 0 | 0 | 0 | 0 | 0 | 0 | 0 | 0 | 0 | 7.8706 | 10.6481 | 7.0603 | 25.5789 | 0 | 0 | 0 | 0 | 0 | 0 | 0 | 0 | 0 | 0 | 0 | 0 | 0 | 0 | 0 | 0 | 0 | 0 | 0 | 0 | 0.38018 | 0 | 0 | 0 | 0 | 0 | 0 | 0 | 0 | 0 | 9.6275
56941_G_3 | PJM_COMD | Illinois | 17 | Lasalle | 99 | 56941 | 3 | Grand Ridge Wind Energy Center | 0 | 2009 | 9999 | Onshore Wind | [5 empty] | Non-Fossil | G | 2025 | Wind |  | 0 | 0 | 0 | 0 | 0 | 0 | 0 | 0 | 0 | 0 | 0 | 0 | 0 | 0 | 0 | 0 | 37.1041 | 50.1981 | 33.2842 | 120.5864 | 0 | 0 | 0 | 0 | 0 | 0 | 0 | 0 | 0 | 0 | 0 | 0 | 0 | 0 | 0 | 0 | 0 | 0 | 0 | 0 | 1.7923 | 0 | 0 | 0 | 0 | 0 | 0 | 0 | 0 | 0 | 45.3868
56941_G_2 | PJM_COMD | Illinois | 17 | Lasalle | 99 | 56941 | 2 | Grand Ridge Wind Energy Center | 0 | 2009 | 9999 | Onshore Wind | [5 empty] | Non-Fossil | G | 2025 | Wind |  | 0 | 0 | 0 | 0 | 0 | 0 | 0 | 0 | 0 | 0 | 0 | 0 | 0 | 0 | 0 | 0 | 38.2285 | 51.7192 | 34.2928 | 124.2405 | 0 | 0 | 0 | 0 | 0 | 0 | 0 | 0 | 0 | 0 | 0 | 0 | 0 | 0 | 0 | 0 | 0 | 0 | 0 | 0 | 1.8466 | 0 | 0 | 0 | 0 | 0 | 0 | 0 | 0 | 0 | 46.7621
56941_G_1 | PJM_COMD | Illinois | 17 | Lasalle | 99 | 56941 | 1 | Grand Ridge Wind Energy Center | 0 | 2008 | 9999 | Onshore Wind | [5 empty] | Non-Fossil | G | 2025 | Wind |  | 0 | 0 | 0 | 0 | 0 | 0 | 0 | 0 | 0 | 0 | 0 | 0 | 0 | 0 | 0 | 0 | 74.2083 | 100.3962 | 66.5684 | 241.1728 | 0 | 0 | 0 | 0 | 0 | 0 | 0 | 0 | 0 | 0 | 0 | 0 | 0 | 0 | 0 | 0 | 0 | 0 | 0 | 0 | 3.5846 | 0 | 0 | 0 | 0 | 0 | 0 | 0 | 0 | 0 | 90.7736
56940_G_STG | NY_Z_G-I | New York | 36 | Orange | 71 | 56940 | STG | CPV Valley Energy Center | 6250 | 2018 | 9999 | Combined Cycle |  |  | SCR |  |  | Fossil | G | 2025 | NaturalGas |  | 3.3841 | 4.5873 | 6.3322 | 14.3036 | 0 | 0 | 0 | 0 | 0 | 0 | 0 | 0 | 0 | 0 | 0 | 0 | 541.4534 | 733.9702 | 1013.151 | 2288.5746 | 198.1043 | 268.5413 | 370.6866 | 837.3322 | 2.3687e-07 | 3.2109e-07 | 4.4323e-07 | 1.0012e-06 | 0.018612 | 0.02523 | 0.034827 | 0.07867 | 0 | 0 | 0 | 0 | 0 | 0 | 0 | 0 | 9.4291 | 1.159 | 1.571 | 2.1507 | 4.8807 | 17.7896 | 15.9952 | 21.2561 | 55.0409 | 0 | 308.7 | SCR
56940_G_CTG2 | NY_Z_G-I | New York | 36 | Orange | 71 | 56940 | CTG2 | CPV Valley Energy Center | 6250 | 2018 | 9999 | Combined Cycle |  |  | SCR |  |  | Fossil | G | 2025 | NaturalGas |  | 2.1727 | 2.9453 | 4.0656 | 9.1836 | 0 | 0 | 0 | 0 | 0 | 0 | 0 | 0 | 0 | 0 | 0 | 0 | 347.6387 | 471.2436 | 650.4909 | 1469.3731 | 127.1923 | 172.4162 | 237.9983 | 537.6069 | 1.5208e-07 | 2.0615e-07 | 2.8458e-07 | 6.4281e-07 | 0.01195 | 0.016199 | 0.022361 | 0.05051 | 0 | 0 | 0 | 0 | 0 | 0 | 0 | 0 | 6.0539 | 0.74411 | 1.0087 | 1.3809 | 3.1337 | 11.4217 | 10.2697 | 13.6474 | 35.3389 | 0 | 198.2 | SCR
56940_G_CTG1 | NY_Z_G-I | New York | 36 | Orange | 71 | 56940 | CTG1 | CPV Valley Energy Center | 6250 | 2018 | 9999 | Combined Cycle |  |  | SCR |  |  | Fossil | G | 2025 | NaturalGas |  | 2.1727 | 2.9453 | 4.0656 | 9.1836 | 0 | 0 | 0 | 0 | 0 | 0 | 0 | 0 | 0 | 0 | 0 | 0 | 347.6387 | 471.2436 | 650.4909 | 1469.3731 | 127.1923 | 172.4162 | 237.9983 | 537.6069 | 1.5208e-07 | 2.0615e-07 | 2.8458e-07 | 6.4281e-07 | 0.01195 | 0.016199 | 0.022361 | 0.05051 | 0 | 0 | 0 | 0 | 0 | 0 | 0 | 0 | 6.0539 | 0.74411 | 1.0087 | 1.3809 | 3.1337 | 11.4217 | 10.2697 | 13.6474 | 35.3389 | 0 | 198.2 | SCR
56939_G_1 | WECC_SCE | California | 6 | Riverside | 65 | 56939 | 1 | NRG Solar Blythe LLC | 0 | 2009 | 9999 | Solar PV | [5 empty] | Non-Fossil | G | 2025 | Solar |  | 0 | 0 | 0 | 0 | 0 | 0 | 0 | 0 | 0 | 0 | 0 | 0 | 0 | 0 | 0 | 0 | 8.8358 | 16.3929 | 25.4083 | 50.637 | 0 | 0 | 0 | 0 | 0 | 0 | 0 | 0 | 0 | 0 | 0 | 0 | 0 | 0 | 0 | 0 | 0 | 0 | 0 | 0 | 0.75868 | 0 | 0 | 0 | 0 | 0 | 0 | 0 | 0 | 0 | 21
56938_G_NCP1 | S_VACA | North Carolina | 37 | New Hanover | 129 | 56938 | NCP1 | SunEdison LV Sutton Plant Site | 0 | 2008 | 9999 | Solar PV | [5 empty] | Non-Fossil | G | 2025 | Solar |  | 0 | 0 | 0 | 0 | 0 | 0 | 0 | 0 | 0 | 0 | 0 | 0 | 0 | 0 | 0 | 0 | 0.36381 | 0.64533 | 1.0762 | 2.0854 | 0 | 0 | 0 | 0 | 0 | 0 | 0 | 0 | 0 | 0 | 0 | 0 | 0 | 0 | 0 | 0 | 0 | 0 | 0 | 0 | 0.033562 | 0 | 0 | 0 | 0 | 0 | 0 | 0 | 0 | 0 | 1.1993
56937_G_IPE | MIS_WUMS | Wisconsin | 55 | Rock | 105 | 56937 | IPE | Fairbanks Morse Engine | 14410 | 1989 | 9999 | Combustion Turbine | [5 empty] | Fossil | G | 2025 | Oil |  | 0 | 0 | 0 | 0 | 0 | 0 | 0 | 0 | 0 | 0 | 0 | 0 | 0 | 0 | 0 | 0 | 0 | 0 | 0 | 0 | 0 | 0 | 0 | 0 | 0 | 0 | 0 | 0 | 0 | 0 | 0 | 0 | 0 | 0 | 0 | 0 | 0 | 0 | 0 | 0 | 0.02805 | 0 | 0 | 0 | 0 | 0 | 0 | 0 | 0 | 0 | 1.5
56936_G_GEN5 | NY_Z_F | New York | 36 | Warren | 113 | 56936 | GEN5 | Brookfield Power Glen Falls Hydro | 0 | 1965 | 9999 | Hydro | [5 empty] | Non-Fossil | G | 2025 | Hydro |  | 0 | 0 | 0 | 0 | 0 | 0 | 0 | 0 | 0 | 0 | 0 | 0 | 0 | 0 | 0 | 0 | 3.2278 | 4.2342 | 4.8205 | 12.2824 | 0 | 0 | 0 | 0 | 0 | 0 | 0 | 0 | 0 | 0 | 0 | 0 | 0 | 0 | 0 | 0 | 0 | 0 | 0 | 0 | 0.040202 | 0.0085858 | 0.011263 | 0.012822 | 0.032671 | 0 | 0 | 0 | 0 | 0 | 2.7
56936_G_GEN4 | NY_Z_F | New York | 36 | Warren | 113 | 56936 | GEN4 | Brookfield Power Glen Falls Hydro | 0 | 1980 | 9999 | Hydro | [5 empty] | Non-Fossil | G | 2025 | Hydro |  | 0 | 0 | 0 | 0 | 0 | 0 | 0 | 0 | 0 | 0 | 0 | 0 | 0 | 0 | 0 | 0 | 2.7496 | 3.6069 | 4.1063 | 10.4628 | 0 | 0 | 0 | 0 | 0 | 0 | 0 | 0 | 0 | 0 | 0 | 0 | 0 | 0 | 0 | 0 | 0 | 0 | 0 | 0 | 0.034246 | 0.0073139 | 0.0095943 | 0.010923 | 0.027831 | 0 | 0 | 0 | 0 | 0 | 2.3
56936_G_GEN3 | NY_Z_F | New York | 36 | Warren | 113 | 56936 | GEN3 | Brookfield Power Glen Falls Hydro | 0 | 1980 | 9999 | Hydro | [5 empty] | Non-Fossil | G | 2025 | Hydro |  | 0 | 0 | 0 | 0 | 0 | 0 | 0 | 0 | 0 | 0 | 0 | 0 | 0 | 0 | 0 | 0 | 2.5105 | 3.2932 | 3.7493 | 9.553 | 0 | 0 | 0 | 0 | 0 | 0 | 0 | 0 | 0 | 0 | 0 | 0 | 0 | 0 | 0 | 0 | 0 | 0 | 0 | 0 | 0.031268 | 0.0066779 | 0.00876 | 0.009973 | 0.025411 | 0 | 0 | 0 | 0 | 0 | 2.1
56936_G_GEN2 | NY_Z_F | New York | 36 | Warren | 113 | 56936 | GEN2 | Brookfield Power Glen Falls Hydro | 0 | 1957 | 9999 | Hydro | [5 empty] | Non-Fossil | G | 2025 | Hydro |  | 0 | 0 | 0 | 0 | 0 | 0 | 0 | 0 | 0 | 0 | 0 | 0 | 0 | 0 | 0 | 0 | 2.2714 | 2.9796 | 3.3922 | 8.6432 | 0 | 0 | 0 | 0 | 0 | 0 | 0 | 0 | 0 | 0 | 0 | 0 | 0 | 0 | 0 | 0 | 0 | 0 | 0 | 0 | 0.02829 | 0.0060419 | 0.0079257 | 0.0090232 | 0.022991 | 0 | 0 | 0 | 0 | 0 | 1.9
56936_G_GEN1 | NY_Z_F | New York | 36 | Warren | 113 | 56936 | GEN1 | Brookfield Power Glen Falls Hydro | 0 | 1944 | 9999 | Hydro | [5 empty] | Non-Fossil | G | 2025 | Hydro |  | 0 | 0 | 0 | 0 | 0 | 0 | 0 | 0 | 0 | 0 | 0 | 0 | 0 | 0 | 0 | 0 | 2.7496 | 3.6069 | 4.1063 | 10.4628 | 0 | 0 | 0 | 0 | 0 | 0 | 0 | 0 | 0 | 0 | 0 | 0 | 0 | 0 | 0 | 0 | 0 | 0 | 0 | 0 | 0.034246 | 0.0073139 | 0.0095943 | 0.010923 | 0.027831 | 0 | 0 | 0 | 0 | 0 | 2.3
56935_G_1 | WECC_ID | Idaho | 16 | Twin Falls | 83 | 56935 | 1 | Cassia Gulch | 0 | 2009 | 9999 | Onshore Wind | [5 empty] | Non-Fossil | G | 2025 | Wind |  | 0 | 0 | 0 | 0 | 0 | 0 | 0 | 0 | 0 | 0 | 0 | 0 | 0 | 0 | 0 | 0 | 12.8515 | 19.0788 | 17.5364 | 49.4667 | 0 | 0 | 0 | 0 | 0 | 0 | 0 | 0 | 0 | 0 | 0 | 0 | 0 | 0 | 0 | 0 | 0 | 0 | 0 | 0 | 0.68784 | 0 | 0 | 0 | 0 | 0 | 0 | 0 | 0 | 0 | 18.9
56934_G_1 | WECC_ID | Idaho | 16 | Twin Falls | 83 | 56934 | 1 | Cassia Wind | 0 | 2009 | 9999 | Onshore Wind | [5 empty] | Non-Fossil | G | 2025 | Wind |  | 0 | 0 | 0 | 0 | 0 | 0 | 0 | 0 | 0 | 0 | 0 | 0 | 0 | 0 | 0 | 0 | 7.1397 | 10.5993 | 9.7425 | 27.4815 | 0 | 0 | 0 | 0 | 0 | 0 | 0 | 0 | 0 | 0 | 0 | 0 | 0 | 0 | 0 | 0 | 0 | 0 | 0 | 0 | 0.38213 | 0 | 0 | 0 | 0 | 0 | 0 | 0 | 0 | 0 | 10.5
56933_G_1 | WECC_PNW | Oregon | 41 | Morrow | 49 | 56933 | 1 | Threemile Canyon | 0 | 2009 | 9999 | Onshore Wind | [5 empty] | Non-Fossil | G | 2025 | Wind |  | 0 | 0 | 0 | 0 | 0 | 0 | 0 | 0 | 0 | 0 | 0 | 0 | 0 | 0 | 0 | 0 | 4.2607 | 7.1567 | 11.5222 | 22.9397 | 0 | 0 | 0 | 0 | 0 | 0 | 0 | 0 | 0 | 0 | 0 | 0 | 0 | 0 | 0 | 0 | 0 | 0 | 0 | 0 | 0.27895 | 0 | 0 | 0 | 0 | 0 | 0 | 0 | 0 | 0 | 9.9
56932_G_BLS1 | WECC_PNW | Washington | 53 | Whitman | 75 | 56932 | BLS1 | Biotech LS 0836 | 14397 | 2009 | 9999 | Combustion Turbine | [5 empty] | Fossil | G | 2025 |  | CT Retirement | 0 | 0 | 0 | 0 | 0 | 0 | 0 | 0 | 0 | 0 | 0 | 0 | 0 | 0 | 0 | 0 | 0 | 0 | 0 | 0 | 0 | 0 | 0 | 0 | 0 | 0 | 0 | 0 | 0 | 0 | 0 | 0 | 0 | 0 | 0 | 0 | 0 | 0 | 0 | 0 | 0 | 0 | 0 | 0 | 0 | 0 | 0 | 0 | 0 | 0 | 1
56930_G_1 | FRCC | Florida | 12 | Brevard | 9 | 56930 | 1 | Space Coast Next Gen Solar Energy | 0 | 2010 | 9999 | Solar PV | [5 empty] | Non-Fossil | G | 2025 | Solar |  | 0 | 0 | 0 | 0 | 0 | 0 | 0 | 0 | 0 | 0 | 0 | 0 | 0 | 0 | 0 | 0 | 3.1771 | 5.7285 | 8.1572 | 17.0629 | 0 | 0 | 0 | 0 | 0 | 0 | 0 | 0 | 0 | 0 | 0 | 0 | 0 | 0 | 0 | 0 | 0 | 0 | 0 | 0 | 0.27985 | 0 | 0 | 0 | 0 | 0 | 0 | 0 | 0 | 0 | 10
56929_G_1 | FRCC | Florida | 12 | Desoto | 27 | 56929 | 1 | DeSoto Next Generation Solar Energy | 0 | 2009 | 9999 | Solar PV | [5 empty] | Non-Fossil | G | 2025 | Solar |  | 0 | 0 | 0 | 0 | 0 | 0 | 0 | 0 | 0 | 0 | 0 | 0 | 0 | 0 | 0 | 0 | 7.9427 | 14.3214 | 20.3931 | 42.6572 | 0 | 0 | 0 | 0 | 0 | 0 | 0 | 0 | 0 | 0 | 0 | 0 | 0 | 0 | 0 | 0 | 0 | 0 | 0 | 0 | 0.69964 | 0 | 0 | 0 | 0 | 0 | 0 | 0 | 0 | 0 | 25
56928_G_CHP1 | NENG_CT | Connecticut | 9 | Fairfield | 1 | 56928 | CHP1 | Fairfield University CHP Plant | 9589 | 2007 | 9999 | Combustion Turbine | [5 empty] | Fossil | G | 2025 | NaturalGas |  | 0 | 0 | 0.001337 | 0.001337 | 0 | 0 | 0 | 0 | 0 | 0 | 0 | 0 | 0 | 0 | 0 | 0 | 0 | 0 | 0.13943 | 0.13943 | 0 | 0 | 0.078269 | 0.078269 | 0 | 0 | 9.37e-11 | 9.37e-11 | 0 | 0 | 6.363e-05 | 6.363e-05 | 0 | 0 | 0 | 0 | 0 | 0 | 0 | 0 | 0.08415 | 0 | 0 | 0.0021889 | 0.0021889 | 0 | 0 | 0.0045149 | 0.0045149 | 0 | 4.5
56925_G_CL25 | MIS_IA | Iowa | 19 | Hancock | 81 | 56925 | CL25 | FPL Energy Crystal Lake Wind II LLC | 0 | 2009 | 9999 | Onshore Wind | [5 empty] | Non-Fossil | G | 2025 | Wind |  | 0 | 0 | 0 | 0 | 0 | 0 | 0 | 0 | 0 | 0 | 0 | 0 | 0 | 0 | 0 | 0 | 172.7245 | 242.0898 | 193.202 | 608.0164 | 0 | 0 | 0 | 0 | 0 | 0 | 0 | 0 | 0 | 0 | 0 | 0 | 0 | 0 | 0 | 0 | 0 | 0 | 0 | 0 | 5.6259 | 0 | 0 | 0 | 0 | 0 | 0 | 0 | 0 | 0 | 199.6626
56924_G_GE15 | MIS_MIDA | Iowa | 19 | Story | 169 | 56924 | GE15 | FPL Energy Story Wind LLC | 0 | 2008 | 9999 | Onshore Wind | [5 empty] | Non-Fossil | G | 2025 | Wind |  | 0 | 0 | 0 | 0 | 0 | 0 | 0 | 0 | 0 | 0 | 0 | 0 | 0 | 0 | 0 | 0 | 124.812 | 178.1606 | 143.0086 | 445.9812 | 0 | 0 | 0 | 0 | 0 | 0 | 0 | 0 | 0 | 0 | 0 | 0 | 0 | 0 | 0 | 0 | 0 | 0 | 0 | 0 | 4.2265 | 0 | 0 | 0 | 0 | 0 | 0 | 0 | 0 | 0 | 150
56923_G_GE15 | MIS_IA | Iowa | 19 | Hancock | 81 | 56923 | GE15 | FPL Energy Crystal Lake Wind LLC | 0 | 2008 | 9999 | Onshore Wind | [5 empty] | Non-Fossil | G | 2025 | Wind |  | 0 | 0 | 0 | 0 | 0 | 0 | 0 | 0 | 0 | 0 | 0 | 0 | 0 | 0 | 0 | 0 | 129.5434 | 181.5674 | 144.9015 | 456.0123 | 0 | 0 | 0 | 0 | 0 | 0 | 0 | 0 | 0 | 0 | 0 | 0 | 0 | 0 | 0 | 0 | 0 | 0 | 0 | 0 | 4.2194 | 0 | 0 | 0 | 0 | 0 | 0 | 0 | 0 | 0 | 149.747
56922_G_WEST | WECC_CO | Colorado | 8 | Garfield | 45 | 56922 | WEST | WWRF Solar Plant | 0 | 2009 | 9999 | Solar PV | [5 empty] | Non-Fossil | G | 2025 | Solar |  | 0 | 0 | 0 | 0 | 0 | 0 | 0 | 0 | 0 | 0 | 0 | 0 | 0 | 0 | 0 | 0 | 0.31139 | 0.58374 | 0.90267 | 1.7978 | 0 | 0 | 0 | 0 | 0 | 0 | 0 | 0 | 0 | 0 | 0 | 0 | 0 | 0 | 0 | 0 | 0 | 0 | 0 | 0 | 0.028422 | 0 | 0 | 0 | 0 | 0 | 0 | 0 | 0 | 0 | 0.9
56922_G_EAST | WECC_CO | Colorado | 8 | Garfield | 45 | 56922 | EAST | WWRF Solar Plant | 0 | 2009 | 9999 | Solar PV | [5 empty] | Non-Fossil | G | 2025 | Solar |  | 0 | 0 | 0 | 0 | 0 | 0 | 0 | 0 | 0 | 0 | 0 | 0 | 0 | 0 | 0 | 0 | 0.1384 | 0.25944 | 0.40119 | 0.79902 | 0 | 0 | 0 | 0 | 0 | 0 | 0 | 0 | 0 | 0 | 0 | 0 | 0 | 0 | 0 | 0 | 0 | 0 | 0 | 0 | 0.012632 | 0 | 0 | 0 | 0 | 0 | 0 | 0 | 0 | 0 | 0.4
56921_G_1 | ERC_WEST | Texas | 48 | Glasscock | 173 | 56921 | 1 | EC&R Panther Creek Wind Farm II | 0 | 2008 | 9999 | Onshore Wind | [5 empty] | Non-Fossil | G | 2025 | Wind |  | 0 | 0 | 0 | 0 | 0 | 0 | 0 | 0 | 0 | 0 | 0 | 0 | 0 | 0 | 0 | 0 | 81.0311 | 119.1588 | 120.9589 | 321.1487 | 0 | 0 | 0 | 0 | 0 | 0 | 0 | 0 | 0 | 0 | 0 | 0 | 0 | 0 | 0 | 0 | 0 | 0 | 0 | 0 | 3.2544 | 0 | 0 | 0 | 0 | 0 | 0 | 0 | 0 | 0 | 115.5
56920_G_1 | ERC_WEST | Texas | 48 | Howard | 227 | 56920 | 1 | EC&R Panther Creek Wind Farm I | 0 | 2008 | 9999 | Onshore Wind | [5 empty] | Non-Fossil | G | 2025 | Wind |  | 0 | 0 | 0 | 0 | 0 | 0 | 0 | 0 | 0 | 0 | 0 | 0 | 0 | 0 | 0 | 0 | 99.9734 | 147.0141 | 149.235 | 396.2225 | 0 | 0 | 0 | 0 | 0 | 0 | 0 | 0 | 0 | 0 | 0 | 0 | 0 | 0 | 0 | 0 | 0 | 0 | 0 | 0 | 4.0152 | 0 | 0 | 0 | 0 | 0 | 0 | 0 | 0 | 0 | 142.5
56919_G_GE15 | MIS_MAPP | North Dakota | 38 | Barnes | 3 | 56919 | GE15 | FPL Energy Ashtabula Wind LLC | 0 | 2008 | 9999 | Onshore Wind | [5 empty] | Non-Fossil | G | 2025 | Wind |  | 0 | 0 | 0 | 0 | 0 | 0 | 0 | 0 | 0 | 0 | 0 | 0 | 0 | 0 | 0 | 0 | 127.7519 | 187.1812 | 177.3368 | 492.2698 | 0 | 0 | 0 | 0 | 0 | 0 | 0 | 0 | 0 | 0 | 0 | 0 | 0 | 0 | 0 | 0 | 0 | 0 | 0 | 0 | 5.8564 | 0 | 0 | 0 | 0 | 0 | 0 | 0 | 0 | 0 | 148.5
56917_G_1B | WECC_IID | California | 6 | Imperial | 25 | 56917 | 1B | Imperial Valley Solar, LLC | 0 | 2014 | 9999 | Solar PV | [5 empty] | Non-Fossil | G | 2025 | Solar |  | 0 | 0 | 0 | 0 | 0 | 0 | 0 | 0 | 0 | 0 | 0 | 0 | 0 | 0 | 0 | 0 | 16.6939 | 29.9139 | 45.1919 | 91.7997 | 0 | 0 | 0 | 0 | 0 | 0 | 0 | 0 | 0 | 0 | 0 | 0 | 0 | 0 | 0 | 0 | 0 | 0 | 0 | 0 | 0.9599 | 0 | 0 | 0 | 0 | 0 | 0 | 0 | 0 | 0 | 34.3
56917_G_1A | WECC_IID | California | 6 | Imperial | 25 | 56917 | 1A | Imperial Valley Solar, LLC | 0 | 2013 | 9999 | Solar PV | [5 empty] | Non-Fossil | G | 2025 | Solar |  | 0 | 0 | 0 | 0 | 0 | 0 | 0 | 0 | 0 | 0 | 0 | 0 | 0 | 0 | 0 | 0 | 31.4409 | 56.3393 | 85.1137 | 172.8939 | 0 | 0 | 0 | 0 | 0 | 0 | 0 | 0 | 0 | 0 | 0 | 0 | 0 | 0 | 0 | 0 | 0 | 0 | 0 | 0 | 1.8079 | 0 | 0 | 0 | 0 | 0 | 0 | 0 | 0 | 0 | 64.6
56917_G_1 | WECC_IID | California | 6 | Imperial | 25 | 56917 | 1 | Imperial Valley Solar, LLC | 0 | 2013 | 9999 | Solar PV | [5 empty] | Non-Fossil | G | 2025 | Solar |  | 0 | 0 | 0 | 0 | 0 | 0 | 0 | 0 | 0 | 0 | 0 | 0 | 0 | 0 | 0 | 0 | 49.1569 | 88.0847 | 133.0725 | 270.314 | 0 | 0 | 0 | 0 | 0 | 0 | 0 | 0 | 0 | 0 | 0 | 0 | 0 | 0 | 0 | 0 | 0 | 0 | 0 | 0 | 2.8265 | 0 | 0 | 0 | 0 | 0 | 0 | 0 | 0 | 0 | 101
56915_G_4 | S_VACA | North Carolina | 37 | Wake | 183 | 56915 | 4 | SAS Solar Farm | 0 | 2010 | 9999 | Solar PV | [5 empty] | Non-Fossil | G | 2025 | Solar |  | 0 | 0 | 0 | 0 | 0 | 0 | 0 | 0 | 0 | 0 | 0 | 0 | 0 | 0 | 0 | 0 | 0.15159 | 0.26889 | 0.44842 | 0.8689 | 0 | 0 | 0 | 0 | 0 | 0 | 0 | 0 | 0 | 0 | 0 | 0 | 0 | 0 | 0 | 0 | 0 | 0 | 0 | 0 | 0.013984 | 0 | 0 | 0 | 0 | 0 | 0 | 0 | 0 | 0 | 0.4997
56915_G_3 | S_VACA | North Carolina | 37 | Wake | 183 | 56915 | 3 | SAS Solar Farm | 0 | 2010 | 9999 | Solar PV | [5 empty] | Non-Fossil | G | 2025 | Solar |  | 0 | 0 | 0 | 0 | 0 | 0 | 0 | 0 | 0 | 0 | 0 | 0 | 0 | 0 | 0 | 0 | 0.15159 | 0.26889 | 0.44842 | 0.8689 | 0 | 0 | 0 | 0 | 0 | 0 | 0 | 0 | 0 | 0 | 0 | 0 | 0 | 0 | 0 | 0 | 0 | 0 | 0 | 0 | 0.013984 | 0 | 0 | 0 | 0 | 0 | 0 | 0 | 0 | 0 | 0.4997
56915_G_2 | S_VACA | North Carolina | 37 | Wake | 183 | 56915 | 2 | SAS Solar Farm | 0 | 2008 | 9999 | Solar PV | [5 empty] | Non-Fossil | G | 2025 | Solar |  | 0 | 0 | 0 | 0 | 0 | 0 | 0 | 0 | 0 | 0 | 0 | 0 | 0 | 0 | 0 | 0 | 0.15159 | 0.26889 | 0.44842 | 0.8689 | 0 | 0 | 0 | 0 | 0 | 0 | 0 | 0 | 0 | 0 | 0 | 0 | 0 | 0 | 0 | 0 | 0 | 0 | 0 | 0 | 0.013984 | 0 | 0 | 0 | 0 | 0 | 0 | 0 | 0 | 0 | 0.4997
56915_G_1 | S_VACA | North Carolina | 37 | Wake | 183 | 56915 | 1 | SAS Solar Farm | 0 | 2008 | 9999 | Solar PV | [5 empty] | Non-Fossil | G | 2025 | Solar |  | 0 | 0 | 0 | 0 | 0 | 0 | 0 | 0 | 0 | 0 | 0 | 0 | 0 | 0 | 0 | 0 | 0.15159 | 0.26889 | 0.44842 | 0.8689 | 0 | 0 | 0 | 0 | 0 | 0 | 0 | 0 | 0 | 0 | 0 | 0 | 0 | 0 | 0 | 0 | 0 | 0 | 0 | 0 | 0.013984 | 0 | 0 | 0 | 0 | 0 | 0 | 0 | 0 | 0 | 0.4997
56914_G_CTG2 | WEC_SDGE | California | 6 | San Diego | 73 | 56914 | CTG2 | Orange Grove Peaking Facility | 10745 | 2010 | 9999 | Combustion Turbine |  |  | SCR | H2O + NH3 |  | Fossil | G | 2025 | NaturalGas |  | 0 | 0 | 0.0032814 | 0.0032814 | 0 | 0 | 0 | 0 | 0 | 0 | 0 | 0 | 0 | 0 | 0 | 0 | 0 | 0 | 0.30539 | 0.30539 | 0 | 0 | 0.19209 | 0.19209 | 0 | 0 | 2.2975e-10 | 2.2975e-10 | 0 | 0 | 5.1019e-05 | 5.1019e-05 | 0 | 0 | 0 | 0 | 0 | 0 | 0 | 0 | 1.0175 | 0 | 0 | 0.004837 | 0.004837 | 0 | 0 | 0.012426 | 0.012426 | 0 | 49.1 | SCR
56914_G_CTG1 | WEC_SDGE | California | 6 | San Diego | 73 | 56914 | CTG1 | Orange Grove Peaking Facility | 10745 | 2010 | 9999 | Combustion Turbine |  |  | SCR | H2O + NH3 |  | Fossil | G | 2025 | NaturalGas |  | 0 | 0 | 0.0032814 | 0.0032814 | 0 | 0 | 0 | 0 | 0 | 0 | 0 | 0 | 0 | 0 | 0 | 0 | 0 | 0 | 0.30539 | 0.30539 | 0 | 0 | 0.19209 | 0.19209 | 0 | 0 | 2.2975e-10 | 2.2975e-10 | 0 | 0 | 2.8881e-05 | 2.8881e-05 | 0 | 0 | 0 | 0 | 0 | 0 | 0 | 0 | 1.0175 | 0 | 0 | 0.004837 | 0.004837 | 0 | 0 | 0.012426 | 0.012426 | 0 | 49.1 | SCR
56913_G_CL25 | MIS_IA | Iowa | 19 | Osceola | 143 | 56913 | CL25 | Osceola Windpower II | 0 | 2008 | 9999 | Onshore Wind | [5 empty] | Non-Fossil | G | 2025 | Wind |  | 0 | 0 | 0 | 0 | 0 | 0 | 0 | 0 | 0 | 0 | 0 | 0 | 0 | 0 | 0 | 0 | 43.1811 | 60.5225 | 48.3005 | 152.0041 | 0 | 0 | 0 | 0 | 0 | 0 | 0 | 0 | 0 | 0 | 0 | 0 | 0 | 0 | 0 | 0 | 0 | 0 | 0 | 0 | 1.4065 | 0 | 0 | 0 | 0 | 0 | 0 | 0 | 0 | 0 | 49.9157
56912_G_GE15 | MIS_MAPP | North Dakota | 38 | Cavalier | 19 | 56912 | GE15 | Langdon Wind II LLC | 0 | 2008 | 9999 | Onshore Wind | [5 empty] | Non-Fossil | G | 2025 | Wind |  | 0 | 0 | 0 | 0 | 0 | 0 | 0 | 0 | 0 | 0 | 0 | 0 | 0 | 0 | 0 | 0 | 34.8414 | 51.0494 | 48.3646 | 134.2554 | 0 | 0 | 0 | 0 | 0 | 0 | 0 | 0 | 0 | 0 | 0 | 0 | 0 | 0 | 0 | 0 | 0 | 0 | 0 | 0 | 1.5972 | 0 | 0 | 0 | 0 | 0 | 0 | 0 | 0 | 0 | 40.5
56911_G_GEN2 | PJM_WMAC | Pennsylvania | 42 | Schuylkill | 107 | 56911 | GEN2 | Broad Mountain | 16990 | 2009 | 9999 | Landfill Gas | [5 empty] | Non-Fossil | G | 2025 | LF Gas |  | 0.10303 | 0.13231 | 0.17873 | 0.41407 | 0 | 0 | 0 | 0 | 0 | 0 | 0 | 0 | 0 | 0 | 0 | 0 | 6.064 | 7.7876 | 10.52 | 24.3715 | 5.9373 | 7.6249 | 10.3003 | 23.8625 | 0 | 0 | 0 | 0 | 0.0032273 | 0.0041446 | 0.0055988 | 0.012971 | 0 | 0 | 0 | 0 | 0 | 0 | 0 | 0 | 1.0326 | 0.039653 | 0.050924 | 0.068791 | 0.15937 | 0 | 0 | 0 | 0 | 0 | 4.4
56911_G_GEN1 | PJM_WMAC | Pennsylvania | 42 | Schuylkill | 107 | 56911 | GEN1 | Broad Mountain | 16990 | 2009 | 9999 | Landfill Gas | [5 empty] | Non-Fossil | G | 2025 | LF Gas |  | 0.10303 | 0.13231 | 0.17873 | 0.41407 | 0 | 0 | 0 | 0 | 0 | 0 | 0 | 0 | 0 | 0 | 0 | 0 | 6.064 | 7.7876 | 10.52 | 24.3715 | 5.9373 | 7.6249 | 10.3003 | 23.8625 | 0 | 0 | 0 | 0 | 0.0032273 | 0.0041446 | 0.0055988 | 0.012971 | 0 | 0 | 0 | 0 | 0 | 0 | 0 | 0 | 1.0326 | 0.039653 | 0.050924 | 0.068791 | 0.15937 | 0 | 0 | 0 | 0 | 0 | 4.4
56909_G_4 | WEC_CALN | California | 6 | Fresno | 19 | 56909 | 4 | Gap Pacific Distribution Center | 0 | 2008 | 9999 | Solar PV | [5 empty] | Non-Fossil | G | 2025 | Solar |  | 0 | 0 | 0 | 0 | 0 | 0 | 0 | 0 | 0 | 0 | 0 | 0 | 0 | 0 | 0 | 0 | 0.11256 | 0.22406 | 0.36736 | 0.70397 | 0 | 0 | 0 | 0 | 0 | 0 | 0 | 0 | 0 | 0 | 0 | 0 | 0 | 0 | 0 | 0 | 0 | 0 | 0 | 0 | 0.0095974 | 0 | 0 | 0 | 0 | 0 | 0 | 0 | 0 | 0 | 0.29971
56909_G_3 | WEC_CALN | California | 6 | Fresno | 19 | 56909 | 3 | Gap Pacific Distribution Center | 0 | 2008 | 9999 | Solar PV | [5 empty] | Non-Fossil | G | 2025 | Solar |  | 0 | 0 | 0 | 0 | 0 | 0 | 0 | 0 | 0 | 0 | 0 | 0 | 0 | 0 | 0 | 0 | 0.11256 | 0.22406 | 0.36736 | 0.70397 | 0 | 0 | 0 | 0 | 0 | 0 | 0 | 0 | 0 | 0 | 0 | 0 | 0 | 0 | 0 | 0 | 0 | 0 | 0 | 0 | 0.0095974 | 0 | 0 | 0 | 0 | 0 | 0 | 0 | 0 | 0 | 0.29971
56909_G_2 | WEC_CALN | California | 6 | Fresno | 19 | 56909 | 2 | Gap Pacific Distribution Center | 0 | 2008 | 9999 | Solar PV | [5 empty] | Non-Fossil | G | 2025 | Solar |  | 0 | 0 | 0 | 0 | 0 | 0 | 0 | 0 | 0 | 0 | 0 | 0 | 0 | 0 | 0 | 0 | 0.11256 | 0.22406 | 0.36736 | 0.70397 | 0 | 0 | 0 | 0 | 0 | 0 | 0 | 0 | 0 | 0 | 0 | 0 | 0 | 0 | 0 | 0 | 0 | 0 | 0 | 0 | 0.0095974 | 0 | 0 | 0 | 0 | 0 | 0 | 0 | 0 | 0 | 0.29971
56909_G_1 | WEC_CALN | California | 6 | Fresno | 19 | 56909 | 1 | Gap Pacific Distribution Center | 0 | 2008 | 9999 | Solar PV | [5 empty] | Non-Fossil | G | 2025 | Solar |  | 0 | 0 | 0 | 0 | 0 | 0 | 0 | 0 | 0 | 0 | 0 | 0 | 0 | 0 | 0 | 0 | 0.11256 | 0.22406 | 0.36736 | 0.70397 | 0 | 0 | 0 | 0 | 0 | 0 | 0 | 0 | 0 | 0 | 0 | 0 | 0 | 0 | 0 | 0 | 0 | 0 | 0 | 0 | 0.0095974 | 0 | 0 | 0 | 0 | 0 | 0 | 0 | 0 | 0 | 0.29971
56908_G_3 | WECC_MT | Montana | 30 | Deer Lodge | 23 | 56908 | 3 | Dave Gates Generating Station | 11844 | 2011 | 9999 | Combustion Turbine |  |  | SCR | H2O |  | Fossil | G | 2025 |  | CT Retirement | 0 | 0 | 0 | 0 | 0 | 0 | 0 | 0 | 0 | 0 | 0 | 0 | 0 | 0 | 0 | 0 | 0 | 0 | 0 | 0 | 0 | 0 | 0 | 0 | 0 | 0 | 0 | 0 | 0 | 0 | 0 | 0 | 0 | 0 | 0 | 0 | 0 | 0 | 0 | 0 | 0 | 0 | 0 | 0 | 0 | 0 | 0 | 0 | 0 | 0 | 44.1 | SCR
56908_G_2 | WECC_MT | Montana | 30 | Deer Lodge | 23 | 56908 | 2 | Dave Gates Generating Station | 11844 | 2011 | 9999 | Combustion Turbine |  |  | SCR | H2O |  | Fossil | G | 2025 |  | CT Retirement | 0 | 0 | 0 | 0 | 0 | 0 | 0 | 0 | 0 | 0 | 0 | 0 | 0 | 0 | 0 | 0 | 0 | 0 | 0 | 0 | 0 | 0 | 0 | 0 | 0 | 0 | 0 | 0 | 0 | 0 | 0 | 0 | 0 | 0 | 0 | 0 | 0 | 0 | 0 | 0 | 0 | 0 | 0 | 0 | 0 | 0 | 0 | 0 | 0 | 0 | 44.1 | SCR
56908_G_1 | WECC_MT | Montana | 30 | Deer Lodge | 23 | 56908 | 1 | Dave Gates Generating Station | 11844 | 2011 | 9999 | Combustion Turbine |  |  | SCR | H2O |  | Fossil | G | 2025 |  | CT Retirement | 0 | 0 | 0 | 0 | 0 | 0 | 0 | 0 | 0 | 0 | 0 | 0 | 0 | 0 | 0 | 0 | 0 | 0 | 0 | 0 | 0 | 0 | 0 | 0 | 0 | 0 | 0 | 0 | 0 | 0 | 0 | 0 | 0 | 0 | 0 | 0 | 0 | 0 | 0 | 0 | 0 | 0 | 0 | 0 | 0 | 0 | 0 | 0 | 0 | 0 | 44.1 | SCR
56905_G_1 | SPP_SPS | Texas | 48 | Hansford | 195 | 56905 | 1 | Noble Great Plains Windpark LLC | 0 | 2009 | 9999 | Onshore Wind | [5 empty] | Non-Fossil | G | 2025 | Wind |  | 0 | 0 | 0 | 0 | 0 | 0 | 0 | 0 | 0 | 0 | 0 | 0 | 0 | 0 | 0 | 0 | 92.7404 | 138.4557 | 155.0449 | 386.2409 | 0 | 0 | 0 | 0 | 0 | 0 | 0 | 0 | 0 | 0 | 0 | 0 | 0 | 0 | 0 | 0 | 0 | 0 | 0 | 0 | 4.3354 | 0 | 0 | 0 | 0 | 0 | 0 | 0 | 0 | 0 | 110.1903
56904_G_1 | NY_Z_D | New York | 36 | Franklin | 33 | 56904 | 1 | Noble Chateaugay Windpark LLC | 0 | 2009 | 9999 | Onshore Wind | [5 empty] | Non-Fossil | G | 2025 | Wind |  | 0 | 0 | 0 | 0 | 0 | 0 | 0 | 0 | 0 | 0 | 0 | 0 | 0 | 0 | 0 | 0 | 65.0418 | 82.0652 | 65.336 | 212.443 | 0 | 0 | 0 | 0 | 0 | 0 | 0 | 0 | 0 | 0 | 0 | 0 | 0 | 0 | 0 | 0 | 0 | 0 | 0 | 0 | 3.0008 | 0 | 0 | 0 | 0 | 0 | 0 | 0 | 0 | 0 | 106.5
56902_G_1 | NY_Z_C&E | New York | 36 | Wyoming | 121 | 56902 | 1 | Noble Wethersfield Windpark LLC | 0 | 2009 | 9999 | Onshore Wind | [5 empty] | Non-Fossil | G | 2025 | Wind |  | 0 | 0 | 0 | 0 | 0 | 0 | 0 | 0 | 0 | 0 | 0 | 0 | 0 | 0 | 0 | 0 | 89.7387 | 112.6535 | 84.2986 | 286.6908 | 0 | 0 | 0 | 0 | 0 | 0 | 0 | 0 | 0 | 0 | 0 | 0 | 0 | 0 | 0 | 0 | 0 | 0 | 0 | 0 | 5.0038 | 0 | 0 | 0 | 0 | 0 | 0 | 0 | 0 | 0 | 126
56901_G_1 | NY_Z_D | New York | 36 | Clinton | 19 | 56901 | 1 | Noble Altona Windpark LLC | 0 | 2009 | 9999 | Onshore Wind | [5 empty] | Non-Fossil | G | 2025 | Wind |  | 0 | 0 | 0 | 0 | 0 | 0 | 0 | 0 | 0 | 0 | 0 | 0 | 0 | 0 | 0 | 0 | 59.5453 | 75.1301 | 59.8147 | 194.4901 | 0 | 0 | 0 | 0 | 0 | 0 | 0 | 0 | 0 | 0 | 0 | 0 | 0 | 0 | 0 | 0 | 0 | 0 | 0 | 0 | 2.7472 | 0 | 0 | 0 | 0 | 0 | 0 | 0 | 0 | 0 | 97.5
56900_G_4 | PJM_EMAC | New Jersey | 34 | Atlantic | 1 | 56900 | 4 | Atlantic City Convention Center | 0 | 2008 | 9999 | Solar PV | [5 empty] | Non-Fossil | G | 2025 | Solar |  | 0 | 0 | 0 | 0 | 0 | 0 | 0 | 0 | 0 | 0 | 0 | 0 | 0 | 0 | 0 | 0 | 0.1058 | 0.22841 | 0.36293 | 0.69714 | 0 | 0 | 0 | 0 | 0 | 0 | 0 | 0 | 0 | 0 | 0 | 0 | 0 | 0 | 0 | 0 | 0 | 0 | 0 | 0 | 0.017568 | 0 | 0 | 0 | 0 | 0 | 0 | 0 | 0 | 0 | 0.48705
56900_G_3 | PJM_EMAC | New Jersey | 34 | Atlantic | 1 | 56900 | 3 | Atlantic City Convention Center | 0 | 2008 | 9999 | Solar PV | [5 empty] | Non-Fossil | G | 2025 | Solar |  | 0 | 0 | 0 | 0 | 0 | 0 | 0 | 0 | 0 | 0 | 0 | 0 | 0 | 0 | 0 | 0 | 0.1058 | 0.22841 | 0.36293 | 0.69714 | 0 | 0 | 0 | 0 | 0 | 0 | 0 | 0 | 0 | 0 | 0 | 0 | 0 | 0 | 0 | 0 | 0 | 0 | 0 | 0 | 0.017568 | 0 | 0 | 0 | 0 | 0 | 0 | 0 | 0 | 0 | 0.48705
56900_G_2 | PJM_EMAC | New Jersey | 34 | Atlantic | 1 | 56900 | 2 | Atlantic City Convention Center | 0 | 2008 | 9999 | Solar PV | [5 empty] | Non-Fossil | G | 2025 | Solar |  | 0 | 0 | 0 | 0 | 0 | 0 | 0 | 0 | 0 | 0 | 0 | 0 | 0 | 0 | 0 | 0 | 0.1058 | 0.22841 | 0.36293 | 0.69714 | 0 | 0 | 0 | 0 | 0 | 0 | 0 | 0 | 0 | 0 | 0 | 0 | 0 | 0 | 0 | 0 | 0 | 0 | 0 | 0 | 0.017568 | 0 | 0 | 0 | 0 | 0 | 0 | 0 | 0 | 0 | 0.48705
56900_G_1 | PJM_EMAC | New Jersey | 34 | Atlantic | 1 | 56900 | 1 | Atlantic City Convention Center | 0 | 2008 | 9999 | Solar PV | [5 empty] | Non-Fossil | G | 2025 | Solar |  | 0 | 0 | 0 | 0 | 0 | 0 | 0 | 0 | 0 | 0 | 0 | 0 | 0 | 0 | 0 | 0 | 0.1058 | 0.22841 | 0.36293 | 0.69714 | 0 | 0 | 0 | 0 | 0 | 0 | 0 | 0 | 0 | 0 | 0 | 0 | 0 | 0 | 0 | 0 | 0 | 0 | 0 | 0 | 0.017568 | 0 | 0 | 0 | 0 | 0 | 0 | 0 | 0 | 0 | 0.48705
56899_G_291 | WECC_AZ | Arizona | 4 | Coconino | 5 | 56899 | 291 | IRC Generator Facility | 12822 | 1986 | 9999 | Combustion Turbine | [5 empty] | Fossil | G | 2025 | Oil |  | 0 | 0 | 0 | 0 | 0 | 0 | 0 | 0 | 0 | 0 | 0 | 0 | 0 | 0 | 0 | 0 | 0 | 0 | 0 | 0 | 0 | 0 | 0 | 0 | 0 | 0 | 0 | 0 | 0 | 0 | 0 | 0 | 0 | 0 | 0 | 0 | 0 | 0 | 0 | 0 | 0.041027 | 0 | 0 | 0 | 0 | 0 | 0 | 0 | 0 | 0 | 1.5
56899_G_290 | WECC_AZ | Arizona | 4 | Coconino | 5 | 56899 | 290 | IRC Generator Facility | 12822 | 1986 | 9999 | Combustion Turbine | [5 empty] | Fossil | G | 2025 | Oil |  | 0 | 0 | 0 | 0 | 0 | 0 | 0 | 0 | 0 | 0 | 0 | 0 | 0 | 0 | 0 | 0 | 0 | 0 | 0 | 0 | 0 | 0 | 0 | 0 | 0 | 0 | 0 | 0 | 0 | 0 | 0 | 0 | 0 | 0 | 0 | 0 | 0 | 0 | 0 | 0 | 0.041027 | 0 | 0 | 0 | 0 | 0 | 0 | 0 | 0 | 0 | 1.5
56898_G_2 | WECC_SCE | California | 6 | Los Angeles | 37 | 56898 | 2 | Ameresco Chiquita Canyon | 14157 | 2010 | 9999 | Landfill Gas | [5 empty] | Non-Fossil | G | 2025 | LF Gas |  | 0.089119 | 0.1197 | 0.15168 | 0.3605 | 0 | 0 | 0 | 0 | 0 | 0 | 0 | 0 | 0 | 0 | 0 | 0 | 6.2951 | 8.4553 | 10.7144 | 25.4647 | 5.1359 | 6.8983 | 8.7414 | 20.7755 | 0 | 0 | 0 | 0 | 0.00066341 | 0.00089107 | 0.0011291 | 0.0026836 | 0 | 0 | 0 | 0 | 0 | 0 | 0 | 0 | 0.93877 | 0.041164 | 0.05529 | 0.070062 | 0.16652 | 0 | 0 | 0 | 0 | 0 | 4
56898_G_1 | WECC_SCE | California | 6 | Los Angeles | 37 | 56898 | 1 | Ameresco Chiquita Canyon | 14157 | 2010 | 9999 | Landfill Gas | [5 empty] | Non-Fossil | G | 2025 | LF Gas |  | 0.089119 | 0.1197 | 0.15168 | 0.3605 | 0 | 0 | 0 | 0 | 0 | 0 | 0 | 0 | 0 | 0 | 0 | 0 | 6.2951 | 8.4553 | 10.7144 | 25.4647 | 5.1359 | 6.8983 | 8.7414 | 20.7755 | 0 | 0 | 0 | 0 | 0.00066341 | 0.00089107 | 0.0011291 | 0.0026836 | 0 | 0 | 0 | 0 | 0 | 0 | 0 | 0 | 0.93877 | 0.041164 | 0.05529 | 0.070062 | 0.16652 | 0 | 0 | 0 | 0 | 0 | 4
56897_G_2 | WEC_CALN | California | 6 | Contra Costa | 13 | 56897 | 2 | Ameresco Keller Canyon | 13500 | 2009 | 9999 | Landfill Gas | [5 empty] | Non-Fossil | G | 2025 | LF Gas |  | 0.040801 | 0.053283 | 0.068584 | 0.16267 | 0 | 0 | 0 | 0 | 0 | 0 | 0 | 0 | 0 | 0 | 0 | 0 | 3.0223 | 3.9469 | 5.0803 | 12.0495 | 2.3513 | 3.0706 | 3.9524 | 9.3744 | 0 | 0 | 0 | 0 | 0.0034046 | 0.0044462 | 0.005723 | 0.013574 | 0 | 0 | 0 | 0 | 0 | 0 | 0 | 0 | 0.42245 | 0.019763 | 0.025809 | 0.033221 | 0.078793 | 0 | 0 | 0 | 0 | 0 | 1.8
56897_G_1 | WEC_CALN | California | 6 | Contra Costa | 13 | 56897 | 1 | Ameresco Keller Canyon | 13500 | 2009 | 9999 | Landfill Gas | [5 empty] | Non-Fossil | G | 2025 | LF Gas |  | 0.040801 | 0.053283 | 0.068584 | 0.16267 | 0 | 0 | 0 | 0 | 0 | 0 | 0 | 0 | 0 | 0 | 0 | 0 | 3.0223 | 3.9469 | 5.0803 | 12.0495 | 2.3513 | 3.0706 | 3.9524 | 9.3744 | 0 | 0 | 0 | 0 | 0.0034046 | 0.0044462 | 0.005723 | 0.013574 | 0 | 0 | 0 | 0 | 0 | 0 | 0 | 0 | 0.42245 | 0.019763 | 0.025809 | 0.033221 | 0.078793 | 0 | 0 | 0 | 0 | 0 | 1.8
56896_G_3 | MIS_MO | Missouri | 29 | Cole | 51 | 56896 | 3 | Ameresco Jefferson City | 13500 | 2009 | 9999 | Landfill Gas | [5 empty] | Non-Fossil | G | 2025 | LF Gas |  | 0.02268 | 0.028256 | 0.037896 | 0.088831 | 0 | 0 | 0 | 0 | 0 | 0 | 0 | 0 | 0 | 0 | 0 | 0 | 1.68 | 2.093 | 2.8071 | 6.5801 | 1.307 | 1.6284 | 2.1839 | 5.1193 | 0 | 0 | 0 | 0 | 0.0027309 | 0.0034024 | 0.004563 | 0.010696 | 0 | 0 | 0 | 0 | 0 | 0 | 0 | 0 | 0.21122 | 0.010986 | 0.013687 | 0.018356 | 0.043028 | 0 | 0 | 0 | 0 | 0 | 0.9
56896_G_2 | MIS_MO | Missouri | 29 | Cole | 51 | 56896 | 2 | Ameresco Jefferson City | 13500 | 2009 | 9999 | Landfill Gas | [5 empty] | Non-Fossil | G | 2025 | LF Gas |  | 0.02268 | 0.028256 | 0.037896 | 0.088831 | 0 | 0 | 0 | 0 | 0 | 0 | 0 | 0 | 0 | 0 | 0 | 0 | 1.68 | 2.093 | 2.8071 | 6.5801 | 1.307 | 1.6284 | 2.1839 | 5.1193 | 0 | 0 | 0 | 0 | 0.0027309 | 0.0034024 | 0.004563 | 0.010696 | 0 | 0 | 0 | 0 | 0 | 0 | 0 | 0 | 0.21122 | 0.010986 | 0.013687 | 0.018356 | 0.043028 | 0 | 0 | 0 | 0 | 0 | 0.9
56896_G_1 | MIS_MO | Missouri | 29 | Cole | 51 | 56896 | 1 | Ameresco Jefferson City | 13500 | 2009 | 9999 | Landfill Gas | [5 empty] | Non-Fossil | G | 2025 | LF Gas |  | 0.02268 | 0.028256 | 0.037896 | 0.088831 | 0 | 0 | 0 | 0 | 0 | 0 | 0 | 0 | 0 | 0 | 0 | 0 | 1.68 | 2.093 | 2.8071 | 6.5801 | 1.307 | 1.6284 | 2.1839 | 5.1193 | 0 | 0 | 0 | 0 | 0.0027309 | 0.0034024 | 0.004563 | 0.010696 | 0 | 0 | 0 | 0 | 0 | 0 | 0 | 0 | 0.21122 | 0.010986 | 0.013687 | 0.018356 | 0.043028 | 0 | 0 | 0 | 0 | 0 | 0.9
56895_G_6 | WEC_CALN | California | 6 | San Mateo | 81 | 56895 | 6 | Ameresco Ox Mountain | 13500 | 2008 | 9999 | Landfill Gas | [5 empty] | Non-Fossil | G | 2025 | LF Gas |  | 0.040801 | 0.053283 | 0.068584 | 0.16267 | 0 | 0 | 0 | 0 | 0 | 0 | 0 | 0 | 0 | 0 | 0 | 0 | 3.0223 | 3.9469 | 5.0803 | 12.0495 | 2.3513 | 3.0706 | 3.9524 | 9.3744 | 0 | 0 | 0 | 0 | 0.0021674 | 0.0028304 | 0.0036432 | 0.008641 | 0 | 0 | 0 | 0 | 0 | 0 | 0 | 0 | 0.42245 | 0.019763 | 0.025809 | 0.033221 | 0.078793 | 0 | 0 | 0 | 0 | 0 | 1.8
56895_G_5 | WEC_CALN | California | 6 | San Mateo | 81 | 56895 | 5 | Ameresco Ox Mountain | 13500 | 2008 | 9999 | Landfill Gas | [5 empty] | Non-Fossil | G | 2025 | LF Gas |  | 0.040801 | 0.053283 | 0.068584 | 0.16267 | 0 | 0 | 0 | 0 | 0 | 0 | 0 | 0 | 0 | 0 | 0 | 0 | 3.0223 | 3.9469 | 5.0803 | 12.0495 | 2.3513 | 3.0706 | 3.9524 | 9.3744 | 0 | 0 | 0 | 0 | 0.0021674 | 0.0028304 | 0.0036432 | 0.008641 | 0 | 0 | 0 | 0 | 0 | 0 | 0 | 0 | 0.42245 | 0.019763 | 0.025809 | 0.033221 | 0.078793 | 0 | 0 | 0 | 0 | 0 | 1.8
56895_G_4 | WEC_CALN | California | 6 | San Mateo | 81 | 56895 | 4 | Ameresco Ox Mountain | 13500 | 2008 | 9999 | Landfill Gas | [5 empty] | Non-Fossil | G | 2025 | LF Gas |  | 0.040801 | 0.053283 | 0.068584 | 0.16267 | 0 | 0 | 0 | 0 | 0 | 0 | 0 | 0 | 0 | 0 | 0 | 0 | 3.0223 | 3.9469 | 5.0803 | 12.0495 | 2.3513 | 3.0706 | 3.9524 | 9.3744 | 0 | 0 | 0 | 0 | 0.0021674 | 0.0028304 | 0.0036432 | 0.008641 | 0 | 0 | 0 | 0 | 0 | 0 | 0 | 0 | 0.42245 | 0.019763 | 0.025809 | 0.033221 | 0.078793 | 0 | 0 | 0 | 0 | 0 | 1.8
56895_G_3 | WEC_CALN | California | 6 | San Mateo | 81 | 56895 | 3 | Ameresco Ox Mountain | 13500 | 2008 | 9999 | Landfill Gas | [5 empty] | Non-Fossil | G | 2025 | LF Gas |  | 0.040801 | 0.053283 | 0.068584 | 0.16267 | 0 | 0 | 0 | 0 | 0 | 0 | 0 | 0 | 0 | 0 | 0 | 0 | 3.0223 | 3.9469 | 5.0803 | 12.0495 | 2.3513 | 3.0706 | 3.9524 | 9.3744 | 0 | 0 | 0 | 0 | 0.0021674 | 0.0028304 | 0.0036432 | 0.008641 | 0 | 0 | 0 | 0 | 0 | 0 | 0 | 0 | 0.42245 | 0.019763 | 0.025809 | 0.033221 | 0.078793 | 0 | 0 | 0 | 0 | 0 | 1.8
56895_G_2 | WEC_CALN | California | 6 | San Mateo | 81 | 56895 | 2 | Ameresco Ox Mountain | 13500 | 2008 | 9999 | Landfill Gas | [5 empty] | Non-Fossil | G | 2025 | LF Gas |  | 0.040801 | 0.053283 | 0.068584 | 0.16267 | 0 | 0 | 0 | 0 | 0 | 0 | 0 | 0 | 0 | 0 | 0 | 0 | 3.0223 | 3.9469 | 5.0803 | 12.0495 | 2.3513 | 3.0706 | 3.9524 | 9.3744 | 0 | 0 | 0 | 0 | 0.0021674 | 0.0028304 | 0.0036432 | 0.008641 | 0 | 0 | 0 | 0 | 0 | 0 | 0 | 0 | 0.42245 | 0.019763 | 0.025809 | 0.033221 | 0.078793 | 0 | 0 | 0 | 0 | 0 | 1.8
56895_G_1 | WEC_CALN | California | 6 | San Mateo | 81 | 56895 | 1 | Ameresco Ox Mountain | 13500 | 2008 | 9999 | Landfill Gas | [5 empty] | Non-Fossil | G | 2025 | LF Gas |  | 0.040801 | 0.053283 | 0.068584 | 0.16267 | 0 | 0 | 0 | 0 | 0 | 0 | 0 | 0 | 0 | 0 | 0 | 0 | 3.0223 | 3.9469 | 5.0803 | 12.0495 | 2.3513 | 3.0706 | 3.9524 | 9.3744 | 0 | 0 | 0 | 0 | 0.0021674 | 0.0028304 | 0.0036432 | 0.008641 | 0 | 0 | 0 | 0 | 0 | 0 | 0 | 0 | 0.42245 | 0.019763 | 0.025809 | 0.033221 | 0.078793 | 0 | 0 | 0 | 0 | 0 | 1.8
56894_G_2 | PJM_Dom | Virginia | 51 | Stafford | 179 | 56894 | 2 | Ameresco Stafford | 13500 | 2009 | 9999 | Landfill Gas | [5 empty] | Non-Fossil | G | 2025 | LF Gas |  | 0.010041 | 0.013313 | 0.018163 | 0.041518 | 0 | 0 | 0 | 0 | 0 | 0 | 0 | 0 | 0 | 0 | 0 | 0 | 0.74379 | 0.98618 | 1.3454 | 3.0754 | 0.57867 | 0.76724 | 1.0467 | 2.3926 | 0 | 0 | 0 | 0 | 0.0030124 | 0.0039941 | 0.005449 | 0.012456 | 0 | 0 | 0 | 0 | 0 | 0 | 0 | 0 | 0.23469 | 0.0048637 | 0.0064487 | 0.008798 | 0.02011 | 0 | 0 | 0 | 0 | 0 | 1
56894_G_1 | PJM_Dom | Virginia | 51 | Stafford | 179 | 56894 | 1 | Ameresco Stafford | 13500 | 2009 | 9999 | Landfill Gas | [5 empty] | Non-Fossil | G | 2025 | LF Gas |  | 0.010041 | 0.013313 | 0.018163 | 0.041518 | 0 | 0 | 0 | 0 | 0 | 0 | 0 | 0 | 0 | 0 | 0 | 0 | 0.74379 | 0.98618 | 1.3454 | 3.0754 | 0.57867 | 0.76724 | 1.0467 | 2.3926 | 0 | 0 | 0 | 0 | 0.0030124 | 0.0039941 | 0.005449 | 0.012456 | 0 | 0 | 0 | 0 | 0 | 0 | 0 | 0 | 0.23469 | 0.0048637 | 0.0064487 | 0.008798 | 0.02011 | 0 | 0 | 0 | 0 | 0 | 1
56893_G_3 | WECC_ID | Idaho | 16 | Fremont | 43 | 56893 | 3 | Chester Diversion Hydroelectric Project | 0 | 2014 | 9999 | Hydro | [5 empty] | Non-Fossil | G | 2025 | Hydro |  | 0 | 0 | 0 | 0 | 0 | 0 | 0 | 0 | 0 | 0 | 0 | 0 | 0 | 0 | 0 | 0 | 0.81514 | 1.1294 | 2.0365 | 3.981 | 0 | 0 | 0 | 0 | 0 | 0 | 0 | 0 | 0 | 0 | 0 | 0 | 0 | 0 | 0 | 0 | 0 | 0 | 0 | 0 | 0.017867 | 0.0021683 | 0.0030042 | 0.005417 | 0.010589 | 0 | 0 | 0 | 0 | 0 | 1.2
56893_G_2 | WECC_ID | Idaho | 16 | Fremont | 43 | 56893 | 2 | Chester Diversion Hydroelectric Project | 0 | 2014 | 9999 | Hydro | [5 empty] | Non-Fossil | G | 2025 | Hydro |  | 0 | 0 | 0 | 0 | 0 | 0 | 0 | 0 | 0 | 0 | 0 | 0 | 0 | 0 | 0 | 0 | 0.81514 | 1.1294 | 2.0365 | 3.981 | 0 | 0 | 0 | 0 | 0 | 0 | 0 | 0 | 0 | 0 | 0 | 0 | 0 | 0 | 0 | 0 | 0 | 0 | 0 | 0 | 0.017867 | 0.0021683 | 0.0030042 | 0.005417 | 0.010589 | 0 | 0 | 0 | 0 | 0 | 1.2
56893_G_1 | WECC_ID | Idaho | 16 | Fremont | 43 | 56893 | 1 | Chester Diversion Hydroelectric Project | 0 | 2014 | 9999 | Hydro | [5 empty] | Non-Fossil | G | 2025 | Hydro |  | 0 | 0 | 0 | 0 | 0 | 0 | 0 | 0 | 0 | 0 | 0 | 0 | 0 | 0 | 0 | 0 | 0.81514 | 1.1294 | 2.0365 | 3.981 | 0 | 0 | 0 | 0 | 0 | 0 | 0 | 0 | 0 | 0 | 0 | 0 | 0 | 0 | 0 | 0 | 0 | 0 | 0 | 0 | 0.017867 | 0.0021683 | 0.0030042 | 0.005417 | 0.010589 | 0 | 0 | 0 | 0 | 0 | 1.2
56891_G_GEN 2 | NENGREST | Vermont | 50 | Washington | 23 | 56891 | GEN 2 | Moretown | 13500 | 2008 | 9999 | Landfill Gas | [5 empty] | Non-Fossil | G | 2025 | LF Gas |  | 0.04199 | 0.05692 | 0.071384 | 0.17029 | 0 | 0 | 0 | 0 | 0 | 0 | 0 | 0 | 0 | 0 | 0 | 0 | 3.1104 | 4.2163 | 5.2877 | 12.6144 | 2.4199 | 3.2803 | 4.1138 | 9.8139 | 0 | 0 | 0 | 0 | 0.005056 | 0.0068537 | 0.0085952 | 0.020505 | 0 | 0 | 0 | 0 | 0 | 0 | 0 | 0 | 0.37551 | 0.020339 | 0.027571 | 0.034577 | 0.082487 | 0 | 0 | 0 | 0 | 0 | 1.6
56890_G_GEN 1 | PJM_PENE | Pennsylvania | 42 | Bradford | 15 | 56890 | GEN 1 | Norther Tier Landfill | 13500 | 2009 | 9999 | Landfill Gas | [5 empty] | Non-Fossil | G | 2025 | LF Gas |  | 0.036321 | 0.049421 | 0.063065 | 0.14881 | 0 | 0 | 0 | 0 | 0 | 0 | 0 | 0 | 0 | 0 | 0 | 0 | 2.6905 | 3.6608 | 4.6715 | 11.0228 | 2.0932 | 2.8481 | 3.6344 | 8.5756 | 0 | 0 | 0 | 0 | 0.0011378 | 0.0015481 | 0.0019755 | 0.0046614 | 0 | 0 | 0 | 0 | 0 | 0 | 0 | 0 | 0.37551 | 0.017593 | 0.023939 | 0.030547 | 0.072079 | 0 | 0 | 0 | 0 | 0 | 1.6
56889_G_GEN 1 | PJM_EMAC | New Jersey | 34 | Union | 39 | 56889 | GEN 1 | PPL Renewable Energy Merck Solar | 0 | 2009 | 9999 | Solar PV | [5 empty] | Non-Fossil | G | 2025 | Solar |  | 0 | 0 | 0 | 0 | 0 | 0 | 0 | 0 | 0 | 0 | 0 | 0 | 0 | 0 | 0 | 0 | 0.35973 | 0.77659 | 1.234 | 2.3703 | 0 | 0 | 0 | 0 | 0 | 0 | 0 | 0 | 0 | 0 | 0 | 0 | 0 | 0 | 0 | 0 | 0 | 0 | 0 | 0 | 0.059731 | 0 | 0 | 0 | 0 | 0 | 0 | 0 | 0 | 0 | 1.656
56888_G_GEN 4 | PJM_EMAC | New Jersey | 34 | Warren | 41 | 56888 | GEN 4 | Warren County Solar | 0 | 2012 | 9999 | Solar PV | [5 empty] | Non-Fossil | G | 2025 | Solar |  | 0 | 0 | 0 | 0 | 0 | 0 | 0 | 0 | 0 | 0 | 0 | 0 | 0 | 0 | 0 | 0 | 0.1058 | 0.22841 | 0.36293 | 0.69714 | 0 | 0 | 0 | 0 | 0 | 0 | 0 | 0 | 0 | 0 | 0 | 0 | 0 | 0 | 0 | 0 | 0 | 0 | 0 | 0 | 0.017568 | 0 | 0 | 0 | 0 | 0 | 0 | 0 | 0 | 0 | 0.48705
56888_G_GEN 3 | PJM_EMAC | New Jersey | 34 | Warren | 41 | 56888 | GEN 3 | Warren County Solar | 0 | 2012 | 9999 | Solar PV | [5 empty] | Non-Fossil | G | 2025 | Solar |  | 0 | 0 | 0 | 0 | 0 | 0 | 0 | 0 | 0 | 0 | 0 | 0 | 0 | 0 | 0 | 0 | 0.1058 | 0.22841 | 0.36293 | 0.69714 | 0 | 0 | 0 | 0 | 0 | 0 | 0 | 0 | 0 | 0 | 0 | 0 | 0 | 0 | 0 | 0 | 0 | 0 | 0 | 0 | 0.017568 | 0 | 0 | 0 | 0 | 0 | 0 | 0 | 0 | 0 | 0.48705
56888_G_GEN 2 | PJM_EMAC | New Jersey | 34 | Warren | 41 | 56888 | GEN 2 | Warren County Solar | 0 | 2012 | 9999 | Solar PV | [5 empty] | Non-Fossil | G | 2025 | Solar |  | 0 | 0 | 0 | 0 | 0 | 0 | 0 | 0 | 0 | 0 | 0 | 0 | 0 | 0 | 0 | 0 | 0.1058 | 0.22841 | 0.36293 | 0.69714 | 0 | 0 | 0 | 0 | 0 | 0 | 0 | 0 | 0 | 0 | 0 | 0 | 0 | 0 | 0 | 0 | 0 | 0 | 0 | 0 | 0.017568 | 0 | 0 | 0 | 0 | 0 | 0 | 0 | 0 | 0 | 0.48705
56888_G_GEN 1 | PJM_EMAC | New Jersey | 34 | Warren | 41 | 56888 | GEN 1 | Warren County Solar | 0 | 2012 | 9999 | Solar PV | [5 empty] | Non-Fossil | G | 2025 | Solar |  | 0 | 0 | 0 | 0 | 0 | 0 | 0 | 0 | 0 | 0 | 0 | 0 | 0 | 0 | 0 | 0 | 0.1058 | 0.22841 | 0.36293 | 0.69714 | 0 | 0 | 0 | 0 | 0 | 0 | 0 | 0 | 0 | 0 | 0 | 0 | 0 | 0 | 0 | 0 | 0 | 0 | 0 | 0 | 0.017568 | 0 | 0 | 0 | 0 | 0 | 0 | 0 | 0 | 0 | 0.48705
56887_G_GEN 4 | PJM_PENE | Pennsylvania | 42 | Cumberland | 41 | 56887 | GEN 4 | Cumberland County PA LFG Recovery | 13500 | 2009 | 9999 | Landfill Gas | [5 empty] | Non-Fossil | G | 2025 | LF Gas |  | 0.036321 | 0.049421 | 0.063065 | 0.14881 | 0 | 0 | 0 | 0 | 0 | 0 | 0 | 0 | 0 | 0 | 0 | 0 | 2.6905 | 3.6608 | 4.6715 | 11.0228 | 2.0932 | 2.8481 | 3.6344 | 8.5756 | 0 | 0 | 0 | 0 | 0.0011378 | 0.0015481 | 0.0019755 | 0.0046614 | 0 | 0 | 0 | 0 | 0 | 0 | 0 | 0 | 0.37551 | 0.017593 | 0.023939 | 0.030547 | 0.072079 | 0 | 0 | 0 | 0 | 0 | 1.6
56887_G_GEN 3 | PJM_PENE | Pennsylvania | 42 | Cumberland | 41 | 56887 | GEN 3 | Cumberland County PA LFG Recovery | 13500 | 2009 | 9999 | Landfill Gas | [5 empty] | Non-Fossil | G | 2025 | LF Gas |  | 0.036321 | 0.049421 | 0.063065 | 0.14881 | 0 | 0 | 0 | 0 | 0 | 0 | 0 | 0 | 0 | 0 | 0 | 0 | 2.6905 | 3.6608 | 4.6715 | 11.0228 | 2.0932 | 2.8481 | 3.6344 | 8.5756 | 0 | 0 | 0 | 0 | 0.0011378 | 0.0015481 | 0.0019755 | 0.0046614 | 0 | 0 | 0 | 0 | 0 | 0 | 0 | 0 | 0.37551 | 0.017593 | 0.023939 | 0.030547 | 0.072079 | 0 | 0 | 0 | 0 | 0 | 1.6
56887_G_GEN 2 | PJM_PENE | Pennsylvania | 42 | Cumberland | 41 | 56887 | GEN 2 | Cumberland County PA LFG Recovery | 13500 | 2009 | 9999 | Landfill Gas | [5 empty] | Non-Fossil | G | 2025 | LF Gas |  | 0.036321 | 0.049421 | 0.063065 | 0.14881 | 0 | 0 | 0 | 0 | 0 | 0 | 0 | 0 | 0 | 0 | 0 | 0 | 2.6905 | 3.6608 | 4.6715 | 11.0228 | 2.0932 | 2.8481 | 3.6344 | 8.5756 | 0 | 0 | 0 | 0 | 0.0011378 | 0.0015481 | 0.0019755 | 0.0046614 | 0 | 0 | 0 | 0 | 0 | 0 | 0 | 0 | 0.37551 | 0.017593 | 0.023939 | 0.030547 | 0.072079 | 0 | 0 | 0 | 0 | 0 | 1.6
56887_G_GEN 1 | PJM_PENE | Pennsylvania | 42 | Cumberland | 41 | 56887 | GEN 1 | Cumberland County PA LFG Recovery | 13500 | 2009 | 9999 | Landfill Gas | [5 empty] | Non-Fossil | G | 2025 | LF Gas |  | 0.036321 | 0.049421 | 0.063065 | 0.14881 | 0 | 0 | 0 | 0 | 0 | 0 | 0 | 0 | 0 | 0 | 0 | 0 | 2.6905 | 3.6608 | 4.6715 | 11.0228 | 2.0932 | 2.8481 | 3.6344 | 8.5756 | 0 | 0 | 0 | 0 | 0.0011378 | 0.0015481 | 0.0019755 | 0.0046614 | 0 | 0 | 0 | 0 | 0 | 0 | 0 | 0 | 0.37551 | 0.017593 | 0.023939 | 0.030547 | 0.072079 | 0 | 0 | 0 | 0 | 0 | 1.6
56884_G_GEN1 | PJM_EMAC | New Jersey | 34 | Cumberland | 11 | 56884 | GEN1 | Cumberland County Solid Waste Complex | 13500 | 2008 | 9999 | Landfill Gas | [5 empty] | Non-Fossil | G | 2025 | LF Gas |  | 0.025239 | 0.03392 | 0.045011 | 0.10417 | 0 | 0 | 0 | 0 | 0 | 0 | 0 | 0 | 0 | 0 | 0 | 0 | 1.8696 | 2.5126 | 3.3341 | 7.7163 | 1.4545 | 1.9548 | 2.5939 | 6.0032 | 0 | 0 | 0 | 0 | 0.0030391 | 0.0040843 | 0.0054198 | 0.012543 | 0 | 0 | 0 | 0 | 0 | 0 | 0 | 0 | 0.37551 | 0.012225 | 0.01643 | 0.021802 | 0.050458 | 0 | 0 | 0 | 0 | 0 | 1.6
56884_G_GEN 3 | PJM_EMAC | New Jersey | 34 | Cumberland | 11 | 56884 | GEN 3 | Cumberland County Solid Waste Complex | 13500 | 2008 | 9999 | Landfill Gas | [5 empty] | Non-Fossil | G | 2025 | LF Gas |  | 0.025239 | 0.03392 | 0.045011 | 0.10417 | 0 | 0 | 0 | 0 | 0 | 0 | 0 | 0 | 0 | 0 | 0 | 0 | 1.8696 | 2.5126 | 3.3341 | 7.7163 | 1.4545 | 1.9548 | 2.5939 | 6.0032 | 0 | 0 | 0 | 0 | 0.0030391 | 0.0040843 | 0.0054198 | 0.012543 | 0 | 0 | 0 | 0 | 0 | 0 | 0 | 0 | 0.37551 | 0.012225 | 0.01643 | 0.021802 | 0.050458 | 0 | 0 | 0 | 0 | 0 | 1.6
56884_G_GEN 2 | PJM_EMAC | New Jersey | 34 | Cumberland | 11 | 56884 | GEN 2 | Cumberland County Solid Waste Complex | 13500 | 2008 | 9999 | Landfill Gas | [5 empty] | Non-Fossil | G | 2025 | LF Gas |  | 0.025239 | 0.03392 | 0.045011 | 0.10417 | 0 | 0 | 0 | 0 | 0 | 0 | 0 | 0 | 0 | 0 | 0 | 0 | 1.8696 | 2.5126 | 3.3341 | 7.7163 | 1.4545 | 1.9548 | 2.5939 | 6.0032 | 0 | 0 | 0 | 0 | 0.0030391 | 0.0040843 | 0.0054198 | 0.012543 | 0 | 0 | 0 | 0 | 0 | 0 | 0 | 0 | 0.37551 | 0.012225 | 0.01643 | 0.021802 | 0.050458 | 0 | 0 | 0 | 0 | 0 | 1.6
56883_G_GEN 9 | PJM_EMAC | New Jersey | 34 | Camden | 7 | 56883 | GEN 9 | Pennsauken Solar | 0 | 2007 | 9999 | Solar PV | [5 empty] | Non-Fossil | G | 2025 | Solar |  | 0 | 0 | 0 | 0 | 0 | 0 | 0 | 0 | 0 | 0 | 0 | 0 | 0 | 0 | 0 | 0 | 0.021161 | 0.045682 | 0.072586 | 0.13943 | 0 | 0 | 0 | 0 | 0 | 0 | 0 | 0 | 0 | 0 | 0 | 0 | 0 | 0 | 0 | 0 | 0 | 0 | 0 | 0 | 0.0035136 | 0 | 0 | 0 | 0 | 0 | 0 | 0 | 0 | 0 | 0.09741
56883_G_GEN 8 | PJM_EMAC | New Jersey | 34 | Camden | 7 | 56883 | GEN 8 | Pennsauken Solar | 0 | 2007 | 9999 | Solar PV | [5 empty] | Non-Fossil | G | 2025 | Solar |  | 0 | 0 | 0 | 0 | 0 | 0 | 0 | 0 | 0 | 0 | 0 | 0 | 0 | 0 | 0 | 0 | 0.042321 | 0.091363 | 0.14517 | 0.27886 | 0 | 0 | 0 | 0 | 0 | 0 | 0 | 0 | 0 | 0 | 0 | 0 | 0 | 0 | 0 | 0 | 0 | 0 | 0 | 0 | 0.0070272 | 0 | 0 | 0 | 0 | 0 | 0 | 0 | 0 | 0 | 0.19482
56883_G_GEN 7 | PJM_EMAC | New Jersey | 34 | Camden | 7 | 56883 | GEN 7 | Pennsauken Solar | 0 | 2007 | 9999 | Solar PV | [5 empty] | Non-Fossil | G | 2025 | Solar |  | 0 | 0 | 0 | 0 | 0 | 0 | 0 | 0 | 0 | 0 | 0 | 0 | 0 | 0 | 0 | 0 | 0.042321 | 0.091363 | 0.14517 | 0.27886 | 0 | 0 | 0 | 0 | 0 | 0 | 0 | 0 | 0 | 0 | 0 | 0 | 0 | 0 | 0 | 0 | 0 | 0 | 0 | 0 | 0.0070272 | 0 | 0 | 0 | 0 | 0 | 0 | 0 | 0 | 0 | 0.19482
56883_G_GEN 6 | PJM_EMAC | New Jersey | 34 | Camden | 7 | 56883 | GEN 6 | Pennsauken Solar | 0 | 2007 | 9999 | Solar PV | [5 empty] | Non-Fossil | G | 2025 | Solar |  | 0 | 0 | 0 | 0 | 0 | 0 | 0 | 0 | 0 | 0 | 0 | 0 | 0 | 0 | 0 | 0 | 0.042321 | 0.091363 | 0.14517 | 0.27886 | 0 | 0 | 0 | 0 | 0 | 0 | 0 | 0 | 0 | 0 | 0 | 0 | 0 | 0 | 0 | 0 | 0 | 0 | 0 | 0 | 0.0070272 | 0 | 0 | 0 | 0 | 0 | 0 | 0 | 0 | 0 | 0.19482
56883_G_GEN 5 | PJM_EMAC | New Jersey | 34 | Camden | 7 | 56883 | GEN 5 | Pennsauken Solar | 0 | 2007 | 9999 | Solar PV | [5 empty] | Non-Fossil | G | 2025 | Solar |  | 0 | 0 | 0 | 0 | 0 | 0 | 0 | 0 | 0 | 0 | 0 | 0 | 0 | 0 | 0 | 0 | 0.021161 | 0.045682 | 0.072586 | 0.13943 | 0 | 0 | 0 | 0 | 0 | 0 | 0 | 0 | 0 | 0 | 0 | 0 | 0 | 0 | 0 | 0 | 0 | 0 | 0 | 0 | 0.0035136 | 0 | 0 | 0 | 0 | 0 | 0 | 0 | 0 | 0 | 0.09741
56883_G_GEN 4 | PJM_EMAC | New Jersey | 34 | Camden | 7 | 56883 | GEN 4 | Pennsauken Solar | 0 | 2007 | 9999 | Solar PV | [5 empty] | Non-Fossil | G | 2025 | Solar |  | 0 | 0 | 0 | 0 | 0 | 0 | 0 | 0 | 0 | 0 | 0 | 0 | 0 | 0 | 0 | 0 | 0.042321 | 0.091363 | 0.14517 | 0.27886 | 0 | 0 | 0 | 0 | 0 | 0 | 0 | 0 | 0 | 0 | 0 | 0 | 0 | 0 | 0 | 0 | 0 | 0 | 0 | 0 | 0.0070272 | 0 | 0 | 0 | 0 | 0 | 0 | 0 | 0 | 0 | 0.19482
56883_G_GEN 3 | PJM_EMAC | New Jersey | 34 | Camden | 7 | 56883 | GEN 3 | Pennsauken Solar | 0 | 2007 | 9999 | Solar PV | [5 empty] | Non-Fossil | G | 2025 | Solar |  | 0 | 0 | 0 | 0 | 0 | 0 | 0 | 0 | 0 | 0 | 0 | 0 | 0 | 0 | 0 | 0 | 0.021161 | 0.045682 | 0.072586 | 0.13943 | 0 | 0 | 0 | 0 | 0 | 0 | 0 | 0 | 0 | 0 | 0 | 0 | 0 | 0 | 0 | 0 | 0 | 0 | 0 | 0 | 0.0035136 | 0 | 0 | 0 | 0 | 0 | 0 | 0 | 0 | 0 | 0.09741
56883_G_GEN 2 | PJM_EMAC | New Jersey | 34 | Camden | 7 | 56883 | GEN 2 | Pennsauken Solar | 0 | 2006 | 9999 | Solar PV | [5 empty] | Non-Fossil | G | 2025 | Solar |  | 0 | 0 | 0 | 0 | 0 | 0 | 0 | 0 | 0 | 0 | 0 | 0 | 0 | 0 | 0 | 0 | 0.042321 | 0.091363 | 0.14517 | 0.27886 | 0 | 0 | 0 | 0 | 0 | 0 | 0 | 0 | 0 | 0 | 0 | 0 | 0 | 0 | 0 | 0 | 0 | 0 | 0 | 0 | 0.0070272 | 0 | 0 | 0 | 0 | 0 | 0 | 0 | 0 | 0 | 0.19482
56883_G_GEN 1 | PJM_EMAC | New Jersey | 34 | Camden | 7 | 56883 | GEN 1 | Pennsauken Solar | 0 | 2006 | 9999 | Solar PV | [5 empty] | Non-Fossil | G | 2025 | Solar |  | 0 | 0 | 0 | 0 | 0 | 0 | 0 | 0 | 0 | 0 | 0 | 0 | 0 | 0 | 0 | 0 | 0.042321 | 0.091363 | 0.14517 | 0.27886 | 0 | 0 | 0 | 0 | 0 | 0 | 0 | 0 | 0 | 0 | 0 | 0 | 0 | 0 | 0 | 0 | 0 | 0 | 0 | 0 | 0.0070272 | 0 | 0 | 0 | 0 | 0 | 0 | 0 | 0 | 0 | 0.19482
56880_G_CS8 | SPP_WAUE | Montana | 30 | Roosevelt | 85 | 56880 | CS8 | OREG 2 Inc | 9487 | 2008 | 9999 | Non-Fossil Waste | [5 empty] | Non-Fossil | G | 2025 | Non-Fossil |  | 0.088957 | 0.11818 | 0.14465 | 0.35178 | 0 | 0 | 0 | 0 | 0 | 0 | 0 | 0 | 0 | 0 | 0 | 0 | 9.3767 | 12.4572 | 15.2468 | 37.0807 | 0 | 0 | 0 | 0 | 0 | 0 | 0 | 0 | 0 | 0 | 0 | 0 | 0 | 0 | 0 | 0 | 0 | 0 | 0 | 0 | 1.2908 | 0.061315 | 0.081459 | 0.0997 | 0.24247 | 0 | 0 | 0 | 0 | 0 | 5.5
56880_G_CS5 | SPP_WAUE | Montana | 30 | Roosevelt | 85 | 56880 | CS5 | OREG 2 Inc | 9487 | 2009 | 9999 | Non-Fossil Waste | [5 empty] | Non-Fossil | G | 2025 | Non-Fossil |  | 0.088957 | 0.11818 | 0.14465 | 0.35178 | 0 | 0 | 0 | 0 | 0 | 0 | 0 | 0 | 0 | 0 | 0 | 0 | 9.3767 | 12.4572 | 15.2468 | 37.0807 | 0 | 0 | 0 | 0 | 0 | 0 | 0 | 0 | 0 | 0 | 0 | 0 | 0 | 0 | 0 | 0 | 0 | 0 | 0 | 0 | 1.2908 | 0.061315 | 0.081459 | 0.0997 | 0.24247 | 0 | 0 | 0 | 0 | 0 | 5.5
56880_G_CS3 | SPP_WAUE | Montana | 30 | Roosevelt | 85 | 56880 | CS3 | OREG 2 Inc | 9487 | 2009 | 9999 | Non-Fossil Waste | [5 empty] | Non-Fossil | G | 2025 | Non-Fossil |  | 0.088957 | 0.11818 | 0.14465 | 0.35178 | 0 | 0 | 0 | 0 | 0 | 0 | 0 | 0 | 0 | 0 | 0 | 0 | 9.3767 | 12.4572 | 15.2468 | 37.0807 | 0 | 0 | 0 | 0 | 0 | 0 | 0 | 0 | 0 | 0 | 0 | 0 | 0 | 0 | 0 | 0 | 0 | 0 | 0 | 0 | 1.2908 | 0.061315 | 0.081459 | 0.0997 | 0.24247 | 0 | 0 | 0 | 0 | 0 | 5.5
56880_G_CS12 | SPP_WAUE | Montana | 30 | Roosevelt | 85 | 56880 | CS12 | OREG 2 Inc | 9487 | 2009 | 9999 | Non-Fossil Waste | [5 empty] | Non-Fossil | G | 2025 | Non-Fossil |  | 0.088957 | 0.11818 | 0.14465 | 0.35178 | 0 | 0 | 0 | 0 | 0 | 0 | 0 | 0 | 0 | 0 | 0 | 0 | 9.3767 | 12.4572 | 15.2468 | 37.0807 | 0 | 0 | 0 | 0 | 0 | 0 | 0 | 0 | 0 | 0 | 0 | 0 | 0 | 0 | 0 | 0 | 0 | 0 | 0 | 0 | 1.2908 | 0.061315 | 0.081459 | 0.0997 | 0.24247 | 0 | 0 | 0 | 0 | 0 | 5.5
56879_G_1 | SPP_N | Kansas | 20 | Barber | 7 | 56879 | 1 | Flat Ridge Wind Energy LLC | 0 | 2009 | 9999 | Onshore Wind | [5 empty] | Non-Fossil | G | 2025 | Wind |  | 0 | 0 | 0 | 0 | 0 | 0 | 0 | 0 | 0 | 0 | 0 | 0 | 0 | 0 | 0 | 0 | 42.8291 | 64.734 | 65.8357 | 173.3988 | 0 | 0 | 0 | 0 | 0 | 0 | 0 | 0 | 0 | 0 | 0 | 0 | 0 | 0 | 0 | 0 | 0 | 0 | 0 | 0 | 1.973 | 0 | 0 | 0 | 0 | 0 | 0 | 0 | 0 | 0 | 50
56878_G_TBD | MIS_INKY | Indiana | 18 | Benton | 7 | 56878 | TBD | Hoosier Wind Project LLC | 0 | 2009 | 9999 | Onshore Wind | [5 empty] | Non-Fossil | G | 2025 | Wind |  | 0 | 0 | 0 | 0 | 0 | 0 | 0 | 0 | 0 | 0 | 0 | 0 | 0 | 0 | 0 | 0 | 84.7436 | 106.4861 | 70.1448 | 261.3744 | 0 | 0 | 0 | 0 | 0 | 0 | 0 | 0 | 0 | 0 | 0 | 0 | 0 | 0 | 0 | 0 | 0 | 0 | 0 | 0 | 2.9867 | 0 | 0 | 0 | 0 | 0 | 0 | 0 | 0 | 0 | 106
56877_G_TBD | PJM_EMAC | New Jersey | 34 | Middlesex | 23 | 56877 | TBD | Hall's Warehouse Solar Project | 0 | 2009 | 9999 | Solar PV | [5 empty] | Non-Fossil | G | 2025 | Solar |  | 0 | 0 | 0 | 0 | 0 | 0 | 0 | 0 | 0 | 0 | 0 | 0 | 0 | 0 | 0 | 0 | 0.31741 | 0.68523 | 1.0888 | 2.0914 | 0 | 0 | 0 | 0 | 0 | 0 | 0 | 0 | 0 | 0 | 0 | 0 | 0 | 0 | 0 | 0 | 0 | 0 | 0 | 0 | 0.052704 | 0 | 0 | 0 | 0 | 0 | 0 | 0 | 0 | 0 | 1.4612
56876_G_TBD | MIS_MNWI | Minnesota | 27 | Mower | 99 | 56876 | TBD | Wapsipinicon Wind Project | 0 | 2009 | 9999 | Onshore Wind | [5 empty] | Non-Fossil | G | 2025 | Wind |  | 0 | 0 | 0 | 0 | 0 | 0 | 0 | 0 | 0 | 0 | 0 | 0 | 0 | 0 | 0 | 0 | 85.9383 | 118.2402 | 98.7696 | 302.9482 | 0 | 0 | 0 | 0 | 0 | 0 | 0 | 0 | 0 | 0 | 0 | 0 | 0 | 0 | 0 | 0 | 0 | 0 | 0 | 0 | 2.8318 | 0 | 0 | 0 | 0 | 0 | 0 | 0 | 0 | 0 | 100.5
56875_G_TBD | WEC_BANC | California | 6 | Sacramento | 67 | 56875 | TBD | Sacramento Soleil LLC | 0 | 2008 | 9999 | Solar PV | [5 empty] | Non-Fossil | G | 2025 | Solar |  | 0 | 0 | 0 | 0 | 0 | 0 | 0 | 0 | 0 | 0 | 0 | 0 | 0 | 0 | 0 | 0 | 0.34563 | 0.75128 | 1.1789 | 2.2758 | 0 | 0 | 0 | 0 | 0 | 0 | 0 | 0 | 0 | 0 | 0 | 0 | 0 | 0 | 0 | 0 | 0 | 0 | 0 | 0 | 0.027985 | 0 | 0 | 0 | 0 | 0 | 0 | 0 | 0 | 0 | 1
56874_G_TBD | WEC_CALN | California | 6 | Solano | 95 | 56874 | TBD | Shiloh Wind Project 2 LLC | 0 | 2009 | 9999 | Onshore Wind | [5 empty] | Non-Fossil | G | 2025 | Wind |  | 0 | 0 | 0 | 0 | 0 | 0 | 0 | 0 | 0 | 0 | 0 | 0 | 0 | 0 | 0 | 0 | 48.6046 | 96.2693 | 262.6579 | 407.5318 | 0 | 0 | 0 | 0 | 0 | 0 | 0 | 0 | 0 | 0 | 0 | 0 | 0 | 0 | 0 | 0 | 0 | 0 | 0 | 0 | 4.2265 | 0 | 0 | 0 | 0 | 0 | 0 | 0 | 0 | 0 | 150
56873_G_3 | PJM_EMAC | Pennsylvania | 42 | Chester | 29 | 56873 | 3 | SECCRA Community Landfill | 14242 | 2010 | 9999 | Landfill Gas | [5 empty] | Non-Fossil | G | 2025 | LF Gas |  | 0.02342 | 0.030224 | 0.037098 | 0.090743 | 0 | 0 | 0 | 0 | 0 | 0 | 0 | 0 | 0 | 0 | 0 | 0 | 1.6445 | 2.1222 | 2.6048 | 6.3715 | 1.3497 | 1.7418 | 2.1379 | 5.2294 | 0 | 0 | 0 | 0 | 0.00073362 | 0.00094675 | 0.0011621 | 0.0028425 | 0 | 0 | 0 | 0 | 0 | 0 | 0 | 0 | 0.37551 | 0.010753 | 0.013877 | 0.017033 | 0.041664 | 0 | 0 | 0 | 0 | 0 | 1.6
56873_G_1 | PJM_EMAC | Pennsylvania | 42 | Chester | 29 | 56873 | 1 | SECCRA Community Landfill | 14242 | 2007 | 9999 | Landfill Gas | [5 empty] | Non-Fossil | G | 2025 | LF Gas |  | 0.013174 | 0.017001 | 0.020868 | 0.051043 | 0 | 0 | 0 | 0 | 0 | 0 | 0 | 0 | 0 | 0 | 0 | 0 | 0.925 | 1.1937 | 1.4652 | 3.584 | 0.7592 | 0.97976 | 1.2026 | 2.9415 | 0 | 0 | 0 | 0 | 0.00041262 | 0.0005325 | 0.0006537 | 0.0015988 | 0 | 0 | 0 | 0 | 0 | 0 | 0 | 0 | 0.22731 | 0.0060487 | 0.0078059 | 0.0095813 | 0.023436 | 0 | 0 | 0 | 0 | 0 | 0.9
56872_G_3 | S_C_KY | Kentucky | 21 | Bracken | 23 | 56872 | 3 | Meldahl Hydroelectric Project | 0 | 2016 | 9999 | Hydro | [5 empty] | Non-Fossil | G | 2025 | Hydro |  | 0 | 0 | 0 | 0 | 0 | 0 | 0 | 0 | 0 | 0 | 0 | 0 | 0 | 0 | 0 | 0 | 23.67 | 25.4197 | 27.8161 | 76.9058 | 0 | 0 | 0 | 0 | 0 | 0 | 0 | 0 | 0 | 0 | 0 | 0 | 0 | 0 | 0 | 0 | 0 | 0 | 0 | 0 | 0.52113 | 0.062962 | 0.067616 | 0.073991 | 0.20457 | 0 | 0 | 0 | 0 | 0 | 35
56872_G_2 | S_C_KY | Kentucky | 21 | Bracken | 23 | 56872 | 2 | Meldahl Hydroelectric Project | 0 | 2016 | 9999 | Hydro | [5 empty] | Non-Fossil | G | 2025 | Hydro |  | 0 | 0 | 0 | 0 | 0 | 0 | 0 | 0 | 0 | 0 | 0 | 0 | 0 | 0 | 0 | 0 | 23.67 | 25.4197 | 27.8161 | 76.9058 | 0 | 0 | 0 | 0 | 0 | 0 | 0 | 0 | 0 | 0 | 0 | 0 | 0 | 0 | 0 | 0 | 0 | 0 | 0 | 0 | 0.52113 | 0.062962 | 0.067616 | 0.073991 | 0.20457 | 0 | 0 | 0 | 0 | 0 | 35
56872_G_1 | S_C_KY | Kentucky | 21 | Bracken | 23 | 56872 | 1 | Meldahl Hydroelectric Project | 0 | 2016 | 9999 | Hydro | [5 empty] | Non-Fossil | G | 2025 | Hydro |  | 0 | 0 | 0 | 0 | 0 | 0 | 0 | 0 | 0 | 0 | 0 | 0 | 0 | 0 | 0 | 0 | 23.67 | 25.4197 | 27.8161 | 76.9058 | 0 | 0 | 0 | 0 | 0 | 0 | 0 | 0 | 0 | 0 | 0 | 0 | 0 | 0 | 0 | 0 | 0 | 0 | 0 | 0 | 0.52113 | 0.062962 | 0.067616 | 0.073991 | 0.20457 | 0 | 0 | 0 | 0 | 0 | 35
56871_G_5 | PJM_COMD | Illinois | 17 | Lake | 97 | 56871 | 5 | Zion Landfill Gas to Energy Facility | 13500 | 2007 | 9999 | Landfill Gas | [5 empty] | Non-Fossil | G | 2025 | LF Gas |  | 0.027343 | 0.037652 | 0.04987 | 0.11486 | 0 | 0 | 0 | 0 | 0 | 0 | 0 | 0 | 0 | 0 | 0 | 0 | 2.0254 | 2.789 | 3.6941 | 8.5085 | 1.5757 | 2.1698 | 2.8739 | 6.6195 | 0 | 0 | 0 | 0 | 0.0032923 | 0.0045337 | 0.0060048 | 0.013831 | 0 | 0 | 0 | 0 | 0 | 0 | 0 | 0 | 0.35265 | 0.013244 | 0.018238 | 0.024156 | 0.055638 | 0 | 0 | 0 | 0 | 0 | 1.4
56871_G_4 | PJM_COMD | Illinois | 17 | Lake | 97 | 56871 | 4 | Zion Landfill Gas to Energy Facility | 13500 | 2002 | 9999 | Landfill Gas | [5 empty] | Non-Fossil | G | 2025 | LF Gas |  | 0.019999 | 0.027539 | 0.036476 | 0.084014 | 0 | 0 | 0 | 0 | 0 | 0 | 0 | 0 | 0 | 0 | 0 | 0 | 1.4814 | 2.0399 | 2.7019 | 6.2232 | 1.1525 | 1.5871 | 2.102 | 4.8416 | 0 | 0 | 0 | 0 | 0.0024081 | 0.003316 | 0.004392 | 0.010116 | 0 | 0 | 0 | 0 | 0 | 0 | 0 | 0 | 0.24032 | 0.0096871 | 0.013339 | 0.017668 | 0.040694 | 0 | 0 | 0 | 0 | 0 | 1.024
56871_G_3 | PJM_COMD | Illinois | 17 | Lake | 97 | 56871 | 3 | Zion Landfill Gas to Energy Facility | 13500 | 2002 | 9999 | Landfill Gas | [5 empty] | Non-Fossil | G | 2025 | LF Gas |  | 0.019999 | 0.027539 | 0.036476 | 0.084014 | 0 | 0 | 0 | 0 | 0 | 0 | 0 | 0 | 0 | 0 | 0 | 0 | 1.4814 | 2.0399 | 2.7019 | 6.2232 | 1.1525 | 1.5871 | 2.102 | 4.8416 | 0 | 0 | 0 | 0 | 0.0024081 | 0.003316 | 0.004392 | 0.010116 | 0 | 0 | 0 | 0 | 0 | 0 | 0 | 0 | 0.24032 | 0.0096871 | 0.013339 | 0.017668 | 0.040694 | 0 | 0 | 0 | 0 | 0 | 1.024
56871_G_2 | PJM_COMD | Illinois | 17 | Lake | 97 | 56871 | 2 | Zion Landfill Gas to Energy Facility | 13500 | 2002 | 9999 | Landfill Gas | [5 empty] | Non-Fossil | G | 2025 | LF Gas |  | 0.019999 | 0.027539 | 0.036476 | 0.084014 | 0 | 0 | 0 | 0 | 0 | 0 | 0 | 0 | 0 | 0 | 0 | 0 | 1.4814 | 2.0399 | 2.7019 | 6.2232 | 1.1525 | 1.5871 | 2.102 | 4.8416 | 0 | 0 | 0 | 0 | 0.0024081 | 0.003316 | 0.004392 | 0.010116 | 0 | 0 | 0 | 0 | 0 | 0 | 0 | 0 | 0.24032 | 0.0096871 | 0.013339 | 0.017668 | 0.040694 | 0 | 0 | 0 | 0 | 0 | 1.024
56871_G_1 | PJM_COMD | Illinois | 17 | Lake | 97 | 56871 | 1 | Zion Landfill Gas to Energy Facility | 13500 | 2002 | 9999 | Landfill Gas | [5 empty] | Non-Fossil | G | 2025 | LF Gas |  | 0.019999 | 0.027539 | 0.036476 | 0.084014 | 0 | 0 | 0 | 0 | 0 | 0 | 0 | 0 | 0 | 0 | 0 | 0 | 1.4814 | 2.0399 | 2.7019 | 6.2232 | 1.1525 | 1.5871 | 2.102 | 4.8416 | 0 | 0 | 0 | 0 | 0.0024081 | 0.003316 | 0.004392 | 0.010116 | 0 | 0 | 0 | 0 | 0 | 0 | 0 | 0 | 0.24032 | 0.0096871 | 0.013339 | 0.017668 | 0.040694 | 0 | 0 | 0 | 0 | 0 | 1.024
56870_G_8 | S_SOU | Georgia | 13 | Taylor | 269 | 56870 | 8 | Taylor | 13500 | 2011 | 9999 | Landfill Gas | [5 empty] | Non-Fossil | G | 2025 | LF Gas |  | 0.018037 | 0.02459 | 0.036038 | 0.078664 | 0 | 0 | 0 | 0 | 0 | 0 | 0 | 0 | 0 | 0 | 0 | 0 | 1.3361 | 1.8214 | 2.6695 | 5.827 | 1.0394 | 1.4171 | 2.0768 | 4.5334 | 0 | 0 | 0 | 0 | 0.0021718 | 0.0029608 | 0.0043393 | 0.009472 | 0 | 0 | 0 | 0 | 0 | 0 | 0 | 0 | 0.23469 | 0.0087367 | 0.011911 | 0.017456 | 0.038103 | 0 | 0 | 0 | 0 | 0 | 1
56870_G_7 | S_SOU | Georgia | 13 | Taylor | 269 | 56870 | 7 | Taylor | 13500 | 2011 | 9999 | Landfill Gas | [5 empty] | Non-Fossil | G | 2025 | LF Gas |  | 0.018037 | 0.02459 | 0.036038 | 0.078664 | 0 | 0 | 0 | 0 | 0 | 0 | 0 | 0 | 0 | 0 | 0 | 0 | 1.3361 | 1.8214 | 2.6695 | 5.827 | 1.0394 | 1.4171 | 2.0768 | 4.5334 | 0 | 0 | 0 | 0 | 0.0021718 | 0.0029608 | 0.0043393 | 0.009472 | 0 | 0 | 0 | 0 | 0 | 0 | 0 | 0 | 0.23469 | 0.0087367 | 0.011911 | 0.017456 | 0.038103 | 0 | 0 | 0 | 0 | 0 | 1
56870_G_6 | S_SOU | Georgia | 13 | Taylor | 269 | 56870 | 6 | Taylor | 13500 | 2011 | 9999 | Landfill Gas | [5 empty] | Non-Fossil | G | 2025 | LF Gas |  | 0.018037 | 0.02459 | 0.036038 | 0.078664 | 0 | 0 | 0 | 0 | 0 | 0 | 0 | 0 | 0 | 0 | 0 | 0 | 1.3361 | 1.8214 | 2.6695 | 5.827 | 1.0394 | 1.4171 | 2.0768 | 4.5334 | 0 | 0 | 0 | 0 | 0.0021718 | 0.0029608 | 0.0043393 | 0.009472 | 0 | 0 | 0 | 0 | 0 | 0 | 0 | 0 | 0.23469 | 0.0087367 | 0.011911 | 0.017456 | 0.038103 | 0 | 0 | 0 | 0 | 0 | 1
56870_G_5 | S_SOU | Georgia | 13 | Taylor | 269 | 56870 | 5 | Taylor | 13500 | 2011 | 9999 | Landfill Gas | [5 empty] | Non-Fossil | G | 2025 | LF Gas |  | 0.018037 | 0.02459 | 0.036038 | 0.078664 | 0 | 0 | 0 | 0 | 0 | 0 | 0 | 0 | 0 | 0 | 0 | 0 | 1.3361 | 1.8214 | 2.6695 | 5.827 | 1.0394 | 1.4171 | 2.0768 | 4.5334 | 0 | 0 | 0 | 0 | 0.0021718 | 0.0029608 | 0.0043393 | 0.009472 | 0 | 0 | 0 | 0 | 0 | 0 | 0 | 0 | 0.23469 | 0.0087367 | 0.011911 | 0.017456 | 0.038103 | 0 | 0 | 0 | 0 | 0 | 1
56870_G_4 | S_SOU | Georgia | 13 | Taylor | 269 | 56870 | 4 | Taylor | 13500 | 2003 | 9999 | Landfill Gas | [5 empty] | Non-Fossil | G | 2025 | LF Gas |  | 0.018037 | 0.02459 | 0.036038 | 0.078664 | 0 | 0 | 0 | 0 | 0 | 0 | 0 | 0 | 0 | 0 | 0 | 0 | 1.3361 | 1.8214 | 2.6695 | 5.827 | 1.0394 | 1.4171 | 2.0768 | 4.5334 | 0 | 0 | 0 | 0 | 0.0021718 | 0.0029608 | 0.0043394 | 0.009472 | 0 | 0 | 0 | 0 | 0 | 0 | 0 | 0 | 0.30649 | 0.0087367 | 0.011911 | 0.017456 | 0.038103 | 0 | 0 | 0 | 0 | 0 | 1
56870_G_3 | S_SOU | Georgia | 13 | Taylor | 269 | 56870 | 3 | Taylor | 13500 | 2003 | 9999 | Landfill Gas | [5 empty] | Non-Fossil | G | 2025 | LF Gas |  | 0.018037 | 0.02459 | 0.036038 | 0.078664 | 0 | 0 | 0 | 0 | 0 | 0 | 0 | 0 | 0 | 0 | 0 | 0 | 1.3361 | 1.8214 | 2.6695 | 5.827 | 1.0394 | 1.4171 | 2.0768 | 4.5334 | 0 | 0 | 0 | 0 | 0.0021718 | 0.0029608 | 0.0043394 | 0.009472 | 0 | 0 | 0 | 0 | 0 | 0 | 0 | 0 | 0.30649 | 0.0087367 | 0.011911 | 0.017456 | 0.038103 | 0 | 0 | 0 | 0 | 0 | 1
56870_G_2 | S_SOU | Georgia | 13 | Taylor | 269 | 56870 | 2 | Taylor | 13500 | 2003 | 9999 | Landfill Gas | [5 empty] | Non-Fossil | G | 2025 | LF Gas |  | 0.018037 | 0.02459 | 0.036038 | 0.078664 | 0 | 0 | 0 | 0 | 0 | 0 | 0 | 0 | 0 | 0 | 0 | 0 | 1.3361 | 1.8214 | 2.6695 | 5.827 | 1.0394 | 1.4171 | 2.0768 | 4.5334 | 0 | 0 | 0 | 0 | 0.0021718 | 0.0029608 | 0.0043394 | 0.009472 | 0 | 0 | 0 | 0 | 0 | 0 | 0 | 0 | 0.30649 | 0.0087367 | 0.011911 | 0.017456 | 0.038103 | 0 | 0 | 0 | 0 | 0 | 1
56870_G_1 | S_SOU | Georgia | 13 | Taylor | 269 | 56870 | 1 | Taylor | 13500 | 2003 | 9999 | Landfill Gas | [5 empty] | Non-Fossil | G | 2025 | LF Gas |  | 0.018037 | 0.02459 | 0.036038 | 0.078664 | 0 | 0 | 0 | 0 | 0 | 0 | 0 | 0 | 0 | 0 | 0 | 0 | 1.3361 | 1.8214 | 2.6695 | 5.827 | 1.0394 | 1.4171 | 2.0768 | 4.5334 | 0 | 0 | 0 | 0 | 0.0021718 | 0.0029608 | 0.0043394 | 0.009472 | 0 | 0 | 0 | 0 | 0 | 0 | 0 | 0 | 0.30649 | 0.0087367 | 0.011911 | 0.017456 | 0.038103 | 0 | 0 | 0 | 0 | 0 | 1
56869_G_9 | PJM_ATSI | Ohio | 39 | Lorain | 93 | 56869 | 9 | Loraine County Project | 13500 | 2012 | 9999 | Landfill Gas | [5 empty] | Non-Fossil | G | 2025 | LF Gas |  | 0.029154 | 0.032674 | 0.049931 | 0.11176 | 0 | 0 | 0 | 0 | 0 | 0 | 0 | 0 | 0 | 0 | 0 | 0 | 2.1595 | 2.4203 | 3.6986 | 8.2784 | 1.6801 | 1.883 | 2.8775 | 6.4406 | 0 | 0 | 0 | 0 | 0.0035104 | 0.0039343 | 0.0060122 | 0.013457 | 0 | 0 | 0 | 0 | 0 | 0 | 0 | 0 | 0.37551 | 0.014121 | 0.015826 | 0.024186 | 0.054134 | 0 | 0 | 0 | 0 | 0 | 1.6
56869_G_8 | PJM_ATSI | Ohio | 39 | Lorain | 93 | 56869 | 8 | Loraine County Project | 13500 | 2003 | 9999 | Landfill Gas | [5 empty] | Non-Fossil | G | 2025 | LF Gas |  | 0.025509 | 0.02859 | 0.04369 | 0.097789 | 0 | 0 | 0 | 0 | 0 | 0 | 0 | 0 | 0 | 0 | 0 | 0 | 1.8896 | 2.1178 | 3.2363 | 7.2436 | 1.4701 | 1.6476 | 2.5178 | 5.6355 | 0 | 0 | 0 | 0 | 0.0030716 | 0.0034425 | 0.0052607 | 0.011775 | 0 | 0 | 0 | 0 | 0 | 0 | 0 | 0 | 0.43837 | 0.012356 | 0.013848 | 0.021162 | 0.047367 | 0 | 0 | 0 | 0 | 0 | 1.4
56869_G_7 | PJM_ATSI | Ohio | 39 | Lorain | 93 | 56869 | 7 | Loraine County Project | 13500 | 2003 | 9999 | Landfill Gas | [5 empty] | Non-Fossil | G | 2025 | LF Gas |  | 0.025509 | 0.02859 | 0.04369 | 0.097789 | 0 | 0 | 0 | 0 | 0 | 0 | 0 | 0 | 0 | 0 | 0 | 0 | 1.8896 | 2.1178 | 3.2363 | 7.2436 | 1.4701 | 1.6476 | 2.5178 | 5.6355 | 0 | 0 | 0 | 0 | 0.0030716 | 0.0034425 | 0.0052607 | 0.011775 | 0 | 0 | 0 | 0 | 0 | 0 | 0 | 0 | 0.43837 | 0.012356 | 0.013848 | 0.021162 | 0.047367 | 0 | 0 | 0 | 0 | 0 | 1.4
56869_G_6 | PJM_ATSI | Ohio | 39 | Lorain | 93 | 56869 | 6 | Loraine County Project | 13500 | 2001 | 9999 | Landfill Gas | [5 empty] | Non-Fossil | G | 2025 | LF Gas |  | 0.025509 | 0.02859 | 0.04369 | 0.097789 | 0 | 0 | 0 | 0 | 0 | 0 | 0 | 0 | 0 | 0 | 0 | 0 | 1.8896 | 2.1178 | 3.2363 | 7.2436 | 1.4701 | 1.6476 | 2.5178 | 5.6355 | 0 | 0 | 0 | 0 | 0.0030716 | 0.0034425 | 0.0052607 | 0.011775 | 0 | 0 | 0 | 0 | 0 | 0 | 0 | 0 | 0.43837 | 0.012356 | 0.013848 | 0.021162 | 0.047367 | 0 | 0 | 0 | 0 | 0 | 1.4
56869_G_5 | PJM_ATSI | Ohio | 39 | Lorain | 93 | 56869 | 5 | Loraine County Project | 13500 | 2001 | 9999 | Landfill Gas | [5 empty] | Non-Fossil | G | 2025 | LF Gas |  | 0.025509 | 0.02859 | 0.04369 | 0.097789 | 0 | 0 | 0 | 0 | 0 | 0 | 0 | 0 | 0 | 0 | 0 | 0 | 1.8896 | 2.1178 | 3.2363 | 7.2436 | 1.4701 | 1.6476 | 2.5178 | 5.6355 | 0 | 0 | 0 | 0 | 0.0030716 | 0.0034425 | 0.0052607 | 0.011775 | 0 | 0 | 0 | 0 | 0 | 0 | 0 | 0 | 0.43837 | 0.012356 | 0.013848 | 0.021162 | 0.047367 | 0 | 0 | 0 | 0 | 0 | 1.4
56869_G_4 | PJM_ATSI | Ohio | 39 | Lorain | 93 | 56869 | 4 | Loraine County Project | 13500 | 2001 | 9999 | Landfill Gas | [5 empty] | Non-Fossil | G | 2025 | LF Gas |  | 0.025509 | 0.02859 | 0.04369 | 0.097789 | 0 | 0 | 0 | 0 | 0 | 0 | 0 | 0 | 0 | 0 | 0 | 0 | 1.8896 | 2.1178 | 3.2363 | 7.2436 | 1.4701 | 1.6476 | 2.5178 | 5.6355 | 0 | 0 | 0 | 0 | 0.0030716 | 0.0034425 | 0.0052607 | 0.011775 | 0 | 0 | 0 | 0 | 0 | 0 | 0 | 0 | 0.43837 | 0.012356 | 0.013848 | 0.021162 | 0.047367 | 0 | 0 | 0 | 0 | 0 | 1.4
56869_G_3 | PJM_ATSI | Ohio | 39 | Lorain | 93 | 56869 | 3 | Loraine County Project | 13500 | 2001 | 9999 | Landfill Gas | [5 empty] | Non-Fossil | G | 2025 | LF Gas |  | 0.025509 | 0.02859 | 0.04369 | 0.097789 | 0 | 0 | 0 | 0 | 0 | 0 | 0 | 0 | 0 | 0 | 0 | 0 | 1.8896 | 2.1178 | 3.2363 | 7.2436 | 1.4701 | 1.6476 | 2.5178 | 5.6355 | 0 | 0 | 0 | 0 | 0.0030716 | 0.0034425 | 0.0052607 | 0.011775 | 0 | 0 | 0 | 0 | 0 | 0 | 0 | 0 | 0.43837 | 0.012356 | 0.013848 | 0.021162 | 0.047367 | 0 | 0 | 0 | 0 | 0 | 1.4
56869_G_2 | PJM_ATSI | Ohio | 39 | Lorain | 93 | 56869 | 2 | Loraine County Project | 13500 | 2001 | 9999 | Landfill Gas | [5 empty] | Non-Fossil | G | 2025 | LF Gas |  | 0.025509 | 0.02859 | 0.04369 | 0.097789 | 0 | 0 | 0 | 0 | 0 | 0 | 0 | 0 | 0 | 0 | 0 | 0 | 1.8896 | 2.1178 | 3.2363 | 7.2436 | 1.4701 | 1.6476 | 2.5178 | 5.6355 | 0 | 0 | 0 | 0 | 0.0030716 | 0.0034425 | 0.0052607 | 0.011775 | 0 | 0 | 0 | 0 | 0 | 0 | 0 | 0 | 0.43837 | 0.012356 | 0.013848 | 0.021162 | 0.047367 | 0 | 0 | 0 | 0 | 0 | 1.4
56869_G_18 | PJM_ATSI | Ohio | 39 | Lorain | 93 | 56869 | 18 | Loraine County Project | 13500 | 2012 | 9999 | Landfill Gas | [5 empty] | Non-Fossil | G | 2025 | LF Gas |  | 0.029154 | 0.032674 | 0.049931 | 0.11176 | 0 | 0 | 0 | 0 | 0 | 0 | 0 | 0 | 0 | 0 | 0 | 0 | 2.1595 | 2.4203 | 3.6986 | 8.2784 | 1.6801 | 1.883 | 2.8775 | 6.4406 | 0 | 0 | 0 | 0 | 0.0035104 | 0.0039343 | 0.0060122 | 0.013457 | 0 | 0 | 0 | 0 | 0 | 0 | 0 | 0 | 0.37551 | 0.014121 | 0.015826 | 0.024186 | 0.054134 | 0 | 0 | 0 | 0 | 0 | 1.6
56869_G_17 | PJM_ATSI | Ohio | 39 | Lorain | 93 | 56869 | 17 | Loraine County Project | 13500 | 2012 | 9999 | Landfill Gas | [5 empty] | Non-Fossil | G | 2025 | LF Gas |  | 0.029154 | 0.032674 | 0.049931 | 0.11176 | 0 | 0 | 0 | 0 | 0 | 0 | 0 | 0 | 0 | 0 | 0 | 0 | 2.1595 | 2.4203 | 3.6986 | 8.2784 | 1.6801 | 1.883 | 2.8775 | 6.4406 | 0 | 0 | 0 | 0 | 0.0035104 | 0.0039343 | 0.0060122 | 0.013457 | 0 | 0 | 0 | 0 | 0 | 0 | 0 | 0 | 0.37551 | 0.014121 | 0.015826 | 0.024186 | 0.054134 | 0 | 0 | 0 | 0 | 0 | 1.6
56869_G_16 | PJM_ATSI | Ohio | 39 | Lorain | 93 | 56869 | 16 | Loraine County Project | 13500 | 2012 | 9999 | Landfill Gas | [5 empty] | Non-Fossil | G | 2025 | LF Gas |  | 0.029154 | 0.032674 | 0.049931 | 0.11176 | 0 | 0 | 0 | 0 | 0 | 0 | 0 | 0 | 0 | 0 | 0 | 0 | 2.1595 | 2.4203 | 3.6986 | 8.2784 | 1.6801 | 1.883 | 2.8775 | 6.4406 | 0 | 0 | 0 | 0 | 0.0035104 | 0.0039343 | 0.0060122 | 0.013457 | 0 | 0 | 0 | 0 | 0 | 0 | 0 | 0 | 0.37551 | 0.014121 | 0.015826 | 0.024186 | 0.054134 | 0 | 0 | 0 | 0 | 0 | 1.6
56869_G_15 | PJM_ATSI | Ohio | 39 | Lorain | 93 | 56869 | 15 | Loraine County Project | 13500 | 2012 | 9999 | Landfill Gas | [5 empty] | Non-Fossil | G | 2025 | LF Gas |  | 0.029154 | 0.032674 | 0.049931 | 0.11176 | 0 | 0 | 0 | 0 | 0 | 0 | 0 | 0 | 0 | 0 | 0 | 0 | 2.1595 | 2.4203 | 3.6986 | 8.2784 | 1.6801 | 1.883 | 2.8775 | 6.4406 | 0 | 0 | 0 | 0 | 0.0035104 | 0.0039343 | 0.0060122 | 0.013457 | 0 | 0 | 0 | 0 | 0 | 0 | 0 | 0 | 0.37551 | 0.014121 | 0.015826 | 0.024186 | 0.054134 | 0 | 0 | 0 | 0 | 0 | 1.6
56869_G_14 | PJM_ATSI | Ohio | 39 | Lorain | 93 | 56869 | 14 | Loraine County Project | 13500 | 2012 | 9999 | Landfill Gas | [5 empty] | Non-Fossil | G | 2025 | LF Gas |  | 0.029154 | 0.032674 | 0.049931 | 0.11176 | 0 | 0 | 0 | 0 | 0 | 0 | 0 | 0 | 0 | 0 | 0 | 0 | 2.1595 | 2.4203 | 3.6986 | 8.2784 | 1.6801 | 1.883 | 2.8775 | 6.4406 | 0 | 0 | 0 | 0 | 0.0035104 | 0.0039343 | 0.0060122 | 0.013457 | 0 | 0 | 0 | 0 | 0 | 0 | 0 | 0 | 0.37551 | 0.014121 | 0.015826 | 0.024186 | 0.054134 | 0 | 0 | 0 | 0 | 0 | 1.6
56869_G_13 | PJM_ATSI | Ohio | 39 | Lorain | 93 | 56869 | 13 | Loraine County Project | 13500 | 2012 | 9999 | Landfill Gas | [5 empty] | Non-Fossil | G | 2025 | LF Gas |  | 0.029154 | 0.032674 | 0.049931 | 0.11176 | 0 | 0 | 0 | 0 | 0 | 0 | 0 | 0 | 0 | 0 | 0 | 0 | 2.1595 | 2.4203 | 3.6986 | 8.2784 | 1.6801 | 1.883 | 2.8775 | 6.4406 | 0 | 0 | 0 | 0 | 0.0035104 | 0.0039343 | 0.0060122 | 0.013457 | 0 | 0 | 0 | 0 | 0 | 0 | 0 | 0 | 0.37551 | 0.014121 | 0.015826 | 0.024186 | 0.054134 | 0 | 0 | 0 | 0 | 0 | 1.6
56869_G_12 | PJM_ATSI | Ohio | 39 | Lorain | 93 | 56869 | 12 | Loraine County Project | 13500 | 2012 | 9999 | Landfill Gas | [5 empty] | Non-Fossil | G | 2025 | LF Gas |  | 0.029154 | 0.032674 | 0.049931 | 0.11176 | 0 | 0 | 0 | 0 | 0 | 0 | 0 | 0 | 0 | 0 | 0 | 0 | 2.1595 | 2.4203 | 3.6986 | 8.2784 | 1.6801 | 1.883 | 2.8775 | 6.4406 | 0 | 0 | 0 | 0 | 0.0035104 | 0.0039343 | 0.0060122 | 0.013457 | 0 | 0 | 0 | 0 | 0 | 0 | 0 | 0 | 0.37551 | 0.014121 | 0.015826 | 0.024186 | 0.054134 | 0 | 0 | 0 | 0 | 0 | 1.6
56869_G_11 | PJM_ATSI | Ohio | 39 | Lorain | 93 | 56869 | 11 | Loraine County Project | 13500 | 2012 | 9999 | Landfill Gas | [5 empty] | Non-Fossil | G | 2025 | LF Gas |  | 0.029154 | 0.032674 | 0.049931 | 0.11176 | 0 | 0 | 0 | 0 | 0 | 0 | 0 | 0 | 0 | 0 | 0 | 0 | 2.1595 | 2.4203 | 3.6986 | 8.2784 | 1.6801 | 1.883 | 2.8775 | 6.4406 | 0 | 0 | 0 | 0 | 0.0035104 | 0.0039343 | 0.0060122 | 0.013457 | 0 | 0 | 0 | 0 | 0 | 0 | 0 | 0 | 0.37551 | 0.014121 | 0.015826 | 0.024186 | 0.054134 | 0 | 0 | 0 | 0 | 0 | 1.6
56869_G_10 | PJM_ATSI | Ohio | 39 | Lorain | 93 | 56869 | 10 | Loraine County Project | 13500 | 2012 | 9999 | Landfill Gas | [5 empty] | Non-Fossil | G | 2025 | LF Gas |  | 0.029154 | 0.032674 | 0.049931 | 0.11176 | 0 | 0 | 0 | 0 | 0 | 0 | 0 | 0 | 0 | 0 | 0 | 0 | 2.1595 | 2.4203 | 3.6986 | 8.2784 | 1.6801 | 1.883 | 2.8775 | 6.4406 | 0 | 0 | 0 | 0 | 0.0035104 | 0.0039343 | 0.0060122 | 0.013457 | 0 | 0 | 0 | 0 | 0 | 0 | 0 | 0 | 0.37551 | 0.014121 | 0.015826 | 0.024186 | 0.054134 | 0 | 0 | 0 | 0 | 0 | 1.6
56869_G_1 | PJM_ATSI | Ohio | 39 | Lorain | 93 | 56869 | 1 | Loraine County Project | 13500 | 2001 | 9999 | Landfill Gas | [5 empty] | Non-Fossil | G | 2025 | LF Gas |  | 0.025509 | 0.02859 | 0.04369 | 0.097789 | 0 | 0 | 0 | 0 | 0 | 0 | 0 | 0 | 0 | 0 | 0 | 0 | 1.8896 | 2.1178 | 3.2363 | 7.2436 | 1.4701 | 1.6476 | 2.5178 | 5.6355 | 0 | 0 | 0 | 0 | 0.0030716 | 0.0034425 | 0.0052607 | 0.011775 | 0 | 0 | 0 | 0 | 0 | 0 | 0 | 0 | 0.43837 | 0.012356 | 0.013848 | 0.021162 | 0.047367 | 0 | 0 | 0 | 0 | 0 | 1.4
56868_G_9 | PJM_ATSI | Ohio | 39 | Mahoning | 99 | 56868 | 9 | Carbon Limestone | 13500 | 2001 | 9999 | Landfill Gas | [5 empty] | Non-Fossil | G | 2025 | LF Gas |  | 0.025509 | 0.02859 | 0.04369 | 0.097789 | 0 | 0 | 0 | 0 | 0 | 0 | 0 | 0 | 0 | 0 | 0 | 0 | 1.8896 | 2.1178 | 3.2363 | 7.2436 | 1.4701 | 1.6476 | 2.5178 | 5.6355 | 0 | 0 | 0 | 0 | 0.0030716 | 0.0034425 | 0.0052607 | 0.011775 | 0 | 0 | 0 | 0 | 0 | 0 | 0 | 0 | 0.43837 | 0.012356 | 0.013848 | 0.021162 | 0.047367 | 0 | 0 | 0 | 0 | 0 | 1.4
56868_G_8 | PJM_ATSI | Ohio | 39 | Mahoning | 99 | 56868 | 8 | Carbon Limestone | 13500 | 2001 | 9999 | Landfill Gas | [5 empty] | Non-Fossil | G | 2025 | LF Gas |  | 0.025509 | 0.02859 | 0.04369 | 0.097789 | 0 | 0 | 0 | 0 | 0 | 0 | 0 | 0 | 0 | 0 | 0 | 0 | 1.8896 | 2.1178 | 3.2363 | 7.2436 | 1.4701 | 1.6476 | 2.5178 | 5.6355 | 0 | 0 | 0 | 0 | 0.0030716 | 0.0034425 | 0.0052607 | 0.011775 | 0 | 0 | 0 | 0 | 0 | 0 | 0 | 0 | 0.43837 | 0.012356 | 0.013848 | 0.021162 | 0.047367 | 0 | 0 | 0 | 0 | 0 | 1.4
56868_G_7 | PJM_ATSI | Ohio | 39 | Mahoning | 99 | 56868 | 7 | Carbon Limestone | 13500 | 2001 | 9999 | Landfill Gas | [5 empty] | Non-Fossil | G | 2025 | LF Gas |  | 0.025509 | 0.02859 | 0.04369 | 0.097789 | 0 | 0 | 0 | 0 | 0 | 0 | 0 | 0 | 0 | 0 | 0 | 0 | 1.8896 | 2.1178 | 3.2363 | 7.2436 | 1.4701 | 1.6476 | 2.5178 | 5.6355 | 0 | 0 | 0 | 0 | 0.0030716 | 0.0034425 | 0.0052607 | 0.011775 | 0 | 0 | 0 | 0 | 0 | 0 | 0 | 0 | 0.43837 | 0.012356 | 0.013848 | 0.021162 | 0.047367 | 0 | 0 | 0 | 0 | 0 | 1.4
56868_G_6 | PJM_ATSI | Ohio | 39 | Mahoning | 99 | 56868 | 6 | Carbon Limestone | 13500 | 2001 | 9999 | Landfill Gas | [5 empty] | Non-Fossil | G | 2025 | LF Gas |  | 0.025509 | 0.02859 | 0.04369 | 0.097789 | 0 | 0 | 0 | 0 | 0 | 0 | 0 | 0 | 0 | 0 | 0 | 0 | 1.8896 | 2.1178 | 3.2363 | 7.2436 | 1.4701 | 1.6476 | 2.5178 | 5.6355 | 0 | 0 | 0 | 0 | 0.0030716 | 0.0034425 | 0.0052607 | 0.011775 | 0 | 0 | 0 | 0 | 0 | 0 | 0 | 0 | 0.43837 | 0.012356 | 0.013848 | 0.021162 | 0.047367 | 0 | 0 | 0 | 0 | 0 | 1.4
56868_G_5 | PJM_ATSI | Ohio | 39 | Mahoning | 99 | 56868 | 5 | Carbon Limestone | 13500 | 2001 | 9999 | Landfill Gas | [5 empty] | Non-Fossil | G | 2025 | LF Gas |  | 0.025509 | 0.02859 | 0.04369 | 0.097789 | 0 | 0 | 0 | 0 | 0 | 0 | 0 | 0 | 0 | 0 | 0 | 0 | 1.8896 | 2.1178 | 3.2363 | 7.2436 | 1.4701 | 1.6476 | 2.5178 | 5.6355 | 0 | 0 | 0 | 0 | 0.0030716 | 0.0034425 | 0.0052607 | 0.011775 | 0 | 0 | 0 | 0 | 0 | 0 | 0 | 0 | 0.43837 | 0.012356 | 0.013848 | 0.021162 | 0.047367 | 0 | 0 | 0 | 0 | 0 | 1.4
56868_G_4 | PJM_ATSI | Ohio | 39 | Mahoning | 99 | 56868 | 4 | Carbon Limestone | 13500 | 2001 | 9999 | Landfill Gas | [5 empty] | Non-Fossil | G | 2025 | LF Gas |  | 0.025509 | 0.02859 | 0.04369 | 0.097789 | 0 | 0 | 0 | 0 | 0 | 0 | 0 | 0 | 0 | 0 | 0 | 0 | 1.8896 | 2.1178 | 3.2363 | 7.2436 | 1.4701 | 1.6476 | 2.5178 | 5.6355 | 0 | 0 | 0 | 0 | 0.0030716 | 0.0034425 | 0.0052607 | 0.011775 | 0 | 0 | 0 | 0 | 0 | 0 | 0 | 0 | 0.43837 | 0.012356 | 0.013848 | 0.021162 | 0.047367 | 0 | 0 | 0 | 0 | 0 | 1.4
56868_G_3 | PJM_ATSI | Ohio | 39 | Mahoning | 99 | 56868 | 3 | Carbon Limestone | 13500 | 2001 | 9999 | Landfill Gas | [5 empty] | Non-Fossil | G | 2025 | LF Gas |  | 0.025509 | 0.02859 | 0.04369 | 0.097789 | 0 | 0 | 0 | 0 | 0 | 0 | 0 | 0 | 0 | 0 | 0 | 0 | 1.8896 | 2.1178 | 3.2363 | 7.2436 | 1.4701 | 1.6476 | 2.5178 | 5.6355 | 0 | 0 | 0 | 0 | 0.0030716 | 0.0034425 | 0.0052607 | 0.011775 | 0 | 0 | 0 | 0 | 0 | 0 | 0 | 0 | 0.43837 | 0.012356 | 0.013848 | 0.021162 | 0.047367 | 0 | 0 | 0 | 0 | 0 | 1.4
56868_G_2 | PJM_ATSI | Ohio | 39 | Mahoning | 99 | 56868 | 2 | Carbon Limestone | 13500 | 2001 | 9999 | Landfill Gas | [5 empty] | Non-Fossil | G | 2025 | LF Gas |  | 0.025509 | 0.02859 | 0.04369 | 0.097789 | 0 | 0 | 0 | 0 | 0 | 0 | 0 | 0 | 0 | 0 | 0 | 0 | 1.8896 | 2.1178 | 3.2363 | 7.2436 | 1.4701 | 1.6476 | 2.5178 | 5.6355 | 0 | 0 | 0 | 0 | 0.0030716 | 0.0034425 | 0.0052607 | 0.011775 | 0 | 0 | 0 | 0 | 0 | 0 | 0 | 0 | 0.43837 | 0.012356 | 0.013848 | 0.021162 | 0.047367 | 0 | 0 | 0 | 0 | 0 | 1.4
56868_G_18 | PJM_ATSI | Ohio | 39 | Mahoning | 99 | 56868 | 18 | Carbon Limestone | 13500 | 2012 | 9999 | Landfill Gas | [5 empty] | Non-Fossil | G | 2025 | LF Gas |  | 0.029154 | 0.032674 | 0.049931 | 0.11176 | 0 | 0 | 0 | 0 | 0 | 0 | 0 | 0 | 0 | 0 | 0 | 0 | 2.1595 | 2.4203 | 3.6986 | 8.2784 | 1.6801 | 1.883 | 2.8775 | 6.4406 | 0 | 0 | 0 | 0 | 0.0035104 | 0.0039343 | 0.0060122 | 0.013457 | 0 | 0 | 0 | 0 | 0 | 0 | 0 | 0 | 0.37551 | 0.014121 | 0.015826 | 0.024186 | 0.054134 | 0 | 0 | 0 | 0 | 0 | 1.6
56868_G_17 | PJM_ATSI | Ohio | 39 | Mahoning | 99 | 56868 | 17 | Carbon Limestone | 13500 | 2012 | 9999 | Landfill Gas | [5 empty] | Non-Fossil | G | 2025 | LF Gas |  | 0.029154 | 0.032674 | 0.049931 | 0.11176 | 0 | 0 | 0 | 0 | 0 | 0 | 0 | 0 | 0 | 0 | 0 | 0 | 2.1595 | 2.4203 | 3.6986 | 8.2784 | 1.6801 | 1.883 | 2.8775 | 6.4406 | 0 | 0 | 0 | 0 | 0.0035104 | 0.0039343 | 0.0060122 | 0.013457 | 0 | 0 | 0 | 0 | 0 | 0 | 0 | 0 | 0.37551 | 0.014121 | 0.015826 | 0.024186 | 0.054134 | 0 | 0 | 0 | 0 | 0 | 1.6
56868_G_16 | PJM_ATSI | Ohio | 39 | Mahoning | 99 | 56868 | 16 | Carbon Limestone | 13500 | 2011 | 9999 | Landfill Gas | [5 empty] | Non-Fossil | G | 2025 | LF Gas |  | 0.025509 | 0.02859 | 0.04369 | 0.097789 | 0 | 0 | 0 | 0 | 0 | 0 | 0 | 0 | 0 | 0 | 0 | 0 | 1.8896 | 2.1178 | 3.2363 | 7.2436 | 1.4701 | 1.6476 | 2.5178 | 5.6355 | 0 | 0 | 0 | 0 | 0.0030716 | 0.0034425 | 0.0052607 | 0.011775 | 0 | 0 | 0 | 0 | 0 | 0 | 0 | 0 | 0.32857 | 0.012356 | 0.013848 | 0.021162 | 0.047367 | 0 | 0 | 0 | 0 | 0 | 1.4
56868_G_15 | PJM_ATSI | Ohio | 39 | Mahoning | 99 | 56868 | 15 | Carbon Limestone | 13500 | 2011 | 9999 | Landfill Gas | [5 empty] | Non-Fossil | G | 2025 | LF Gas |  | 0.025509 | 0.02859 | 0.04369 | 0.097789 | 0 | 0 | 0 | 0 | 0 | 0 | 0 | 0 | 0 | 0 | 0 | 0 | 1.8896 | 2.1178 | 3.2363 | 7.2436 | 1.4701 | 1.6476 | 2.5178 | 5.6355 | 0 | 0 | 0 | 0 | 0.0030716 | 0.0034425 | 0.0052607 | 0.011775 | 0 | 0 | 0 | 0 | 0 | 0 | 0 | 0 | 0.32857 | 0.012356 | 0.013848 | 0.021162 | 0.047367 | 0 | 0 | 0 | 0 | 0 | 1.4
56868_G_14 | PJM_ATSI | Ohio | 39 | Mahoning | 99 | 56868 | 14 | Carbon Limestone | 13500 | 2006 | 9999 | Landfill Gas | [5 empty] | Non-Fossil | G | 2025 | LF Gas |  | 0.025509 | 0.02859 | 0.04369 | 0.097789 | 0 | 0 | 0 | 0 | 0 | 0 | 0 | 0 | 0 | 0 | 0 | 0 | 1.8896 | 2.1178 | 3.2363 | 7.2436 | 1.4701 | 1.6476 | 2.5178 | 5.6355 | 0 | 0 | 0 | 0 | 0.0030715 | 0.0034424 | 0.0052608 | 0.011775 | 0 | 0 | 0 | 0 | 0 | 0 | 0 | 0 | 0.3784 | 0.012356 | 0.013848 | 0.021162 | 0.047367 | 0 | 0 | 0 | 0 | 0 | 1.4
56868_G_13 | PJM_ATSI | Ohio | 39 | Mahoning | 99 | 56868 | 13 | Carbon Limestone | 13500 | 2003 | 9999 | Landfill Gas | [5 empty] | Non-Fossil | G | 2025 | LF Gas |  | 0.025509 | 0.02859 | 0.04369 | 0.097789 | 0 | 0 | 0 | 0 | 0 | 0 | 0 | 0 | 0 | 0 | 0 | 0 | 1.8896 | 2.1178 | 3.2363 | 7.2436 | 1.4701 | 1.6476 | 2.5178 | 5.6355 | 0 | 0 | 0 | 0 | 0.0030716 | 0.0034425 | 0.0052607 | 0.011775 | 0 | 0 | 0 | 0 | 0 | 0 | 0 | 0 | 0.43837 | 0.012356 | 0.013848 | 0.021162 | 0.047367 | 0 | 0 | 0 | 0 | 0 | 1.4
56868_G_12 | PJM_ATSI | Ohio | 39 | Mahoning | 99 | 56868 | 12 | Carbon Limestone | 13500 | 2003 | 9999 | Landfill Gas | [5 empty] | Non-Fossil | G | 2025 | LF Gas |  | 0.025509 | 0.02859 | 0.04369 | 0.097789 | 0 | 0 | 0 | 0 | 0 | 0 | 0 | 0 | 0 | 0 | 0 | 0 | 1.8896 | 2.1178 | 3.2363 | 7.2436 | 1.4701 | 1.6476 | 2.5178 | 5.6355 | 0 | 0 | 0 | 0 | 0.0030716 | 0.0034425 | 0.0052607 | 0.011775 | 0 | 0 | 0 | 0 | 0 | 0 | 0 | 0 | 0.43837 | 0.012356 | 0.013848 | 0.021162 | 0.047367 | 0 | 0 | 0 | 0 | 0 | 1.4
56868_G_11 | PJM_ATSI | Ohio | 39 | Mahoning | 99 | 56868 | 11 | Carbon Limestone | 13500 | 2001 | 9999 | Landfill Gas | [5 empty] | Non-Fossil | G | 2025 | LF Gas |  | 0.025509 | 0.02859 | 0.04369 | 0.097789 | 0 | 0 | 0 | 0 | 0 | 0 | 0 | 0 | 0 | 0 | 0 | 0 | 1.8896 | 2.1178 | 3.2363 | 7.2436 | 1.4701 | 1.6476 | 2.5178 | 5.6355 | 0 | 0 | 0 | 0 | 0.0030716 | 0.0034425 | 0.0052607 | 0.011775 | 0 | 0 | 0 | 0 | 0 | 0 | 0 | 0 | 0.43837 | 0.012356 | 0.013848 | 0.021162 | 0.047367 | 0 | 0 | 0 | 0 | 0 | 1.4
56868_G_10 | PJM_ATSI | Ohio | 39 | Mahoning | 99 | 56868 | 10 | Carbon Limestone | 13500 | 2001 | 9999 | Landfill Gas | [5 empty] | Non-Fossil | G | 2025 | LF Gas |  | 0.025509 | 0.02859 | 0.04369 | 0.097789 | 0 | 0 | 0 | 0 | 0 | 0 | 0 | 0 | 0 | 0 | 0 | 0 | 1.8896 | 2.1178 | 3.2363 | 7.2436 | 1.4701 | 1.6476 | 2.5178 | 5.6355 | 0 | 0 | 0 | 0 | 0.0030716 | 0.0034425 | 0.0052607 | 0.011775 | 0 | 0 | 0 | 0 | 0 | 0 | 0 | 0 | 0.43837 | 0.012356 | 0.013848 | 0.021162 | 0.047367 | 0 | 0 | 0 | 0 | 0 | 1.4
56868_G_1 | PJM_ATSI | Ohio | 39 | Mahoning | 99 | 56868 | 1 | Carbon Limestone | 13500 | 2001 | 9999 | Landfill Gas | [5 empty] | Non-Fossil | G | 2025 | LF Gas |  | 0.025509 | 0.02859 | 0.04369 | 0.097789 | 0 | 0 | 0 | 0 | 0 | 0 | 0 | 0 | 0 | 0 | 0 | 0 | 1.8896 | 2.1178 | 3.2363 | 7.2436 | 1.4701 | 1.6476 | 2.5178 | 5.6355 | 0 | 0 | 0 | 0 | 0.0030716 | 0.0034425 | 0.0052607 | 0.011775 | 0 | 0 | 0 | 0 | 0 | 0 | 0 | 0 | 0.43837 | 0.012356 | 0.013848 | 0.021162 | 0.047367 | 0 | 0 | 0 | 0 | 0 | 1.4
56865_G_2 | PJM_ATSI | Ohio | 39 | Ottawa | 123 | 56865 | 2 | Ottawa County Project | 13500 | 2001 | 9999 | Landfill Gas | [5 empty] | Non-Fossil | G | 2025 | LF Gas |  | 0.025509 | 0.02859 | 0.04369 | 0.097789 | 0 | 0 | 0 | 0 | 0 | 0 | 0 | 0 | 0 | 0 | 0 | 0 | 1.8896 | 2.1178 | 3.2363 | 7.2436 | 1.4701 | 1.6476 | 2.5178 | 5.6355 | 0 | 0 | 0 | 0 | 0.0030716 | 0.0034425 | 0.0052607 | 0.011775 | 0 | 0 | 0 | 0 | 0 | 0 | 0 | 0 | 0.43837 | 0.012356 | 0.013848 | 0.021162 | 0.047367 | 0 | 0 | 0 | 0 | 0 | 1.4
56864_G_6 | ERC_REST | Texas | 48 | Bexar | 29 | 56864 | 6 | Covel Gardens Gas Recovery | 13500 | 2005 | 9999 | Landfill Gas | [5 empty] | Non-Fossil | G | 2025 | LF Gas |  | 0.032999 | 0.041087 | 0.041259 | 0.11535 | 0 | 0 | 0 | 0 | 0 | 0 | 0 | 0 | 0 | 0 | 0 | 0 | 2.4444 | 3.0435 | 3.0562 | 8.5441 | 1.9017 | 2.3678 | 2.3777 | 6.6472 | 0 | 0 | 0 | 0 | 0.0039734 | 0.0049473 | 0.004968 | 0.013889 | 0 | 0 | 0 | 0 | 0 | 0 | 0 | 0 | 0.32617 | 0.015984 | 0.019902 | 0.019985 | 0.055871 | 0 | 0 | 0 | 0 | 0 | 1.3898
56864_G_5 | ERC_REST | Texas | 48 | Bexar | 29 | 56864 | 5 | Covel Gardens Gas Recovery | 13500 | 2005 | 9999 | Landfill Gas | [5 empty] | Non-Fossil | G | 2025 | LF Gas |  | 0.032999 | 0.041087 | 0.041259 | 0.11535 | 0 | 0 | 0 | 0 | 0 | 0 | 0 | 0 | 0 | 0 | 0 | 0 | 2.4444 | 3.0435 | 3.0562 | 8.5441 | 1.9017 | 2.3678 | 2.3777 | 6.6472 | 0 | 0 | 0 | 0 | 0.0039734 | 0.0049473 | 0.004968 | 0.013889 | 0 | 0 | 0 | 0 | 0 | 0 | 0 | 0 | 0.32617 | 0.015984 | 0.019902 | 0.019985 | 0.055871 | 0 | 0 | 0 | 0 | 0 | 1.3898
56864_G_4 | ERC_REST | Texas | 48 | Bexar | 29 | 56864 | 4 | Covel Gardens Gas Recovery | 13500 | 2005 | 9999 | Landfill Gas | [5 empty] | Non-Fossil | G | 2025 | LF Gas |  | 0.032999 | 0.041087 | 0.041259 | 0.11535 | 0 | 0 | 0 | 0 | 0 | 0 | 0 | 0 | 0 | 0 | 0 | 0 | 2.4444 | 3.0435 | 3.0562 | 8.5441 | 1.9017 | 2.3678 | 2.3777 | 6.6472 | 0 | 0 | 0 | 0 | 0.0039734 | 0.0049473 | 0.004968 | 0.013889 | 0 | 0 | 0 | 0 | 0 | 0 | 0 | 0 | 0.32617 | 0.015984 | 0.019902 | 0.019985 | 0.055871 | 0 | 0 | 0 | 0 | 0 | 1.3898
56864_G_3 | ERC_REST | Texas | 48 | Bexar | 29 | 56864 | 3 | Covel Gardens Gas Recovery | 13500 | 2005 | 9999 | Landfill Gas | [5 empty] | Non-Fossil | G | 2025 | LF Gas |  | 0.032999 | 0.041087 | 0.041259 | 0.11535 | 0 | 0 | 0 | 0 | 0 | 0 | 0 | 0 | 0 | 0 | 0 | 0 | 2.4444 | 3.0435 | 3.0562 | 8.5441 | 1.9017 | 2.3678 | 2.3777 | 6.6472 | 0 | 0 | 0 | 0 | 0.0039734 | 0.0049473 | 0.004968 | 0.013889 | 0 | 0 | 0 | 0 | 0 | 0 | 0 | 0 | 0.32617 | 0.015984 | 0.019902 | 0.019985 | 0.055871 | 0 | 0 | 0 | 0 | 0 | 1.3898
56864_G_2 | ERC_REST | Texas | 48 | Bexar | 29 | 56864 | 2 | Covel Gardens Gas Recovery | 13500 | 2005 | 9999 | Landfill Gas | [5 empty] | Non-Fossil | G | 2025 | LF Gas |  | 0.032999 | 0.041087 | 0.041259 | 0.11535 | 0 | 0 | 0 | 0 | 0 | 0 | 0 | 0 | 0 | 0 | 0 | 0 | 2.4444 | 3.0435 | 3.0562 | 8.5441 | 1.9017 | 2.3678 | 2.3777 | 6.6472 | 0 | 0 | 0 | 0 | 0.0039734 | 0.0049473 | 0.004968 | 0.013889 | 0 | 0 | 0 | 0 | 0 | 0 | 0 | 0 | 0.32617 | 0.015984 | 0.019902 | 0.019985 | 0.055871 | 0 | 0 | 0 | 0 | 0 | 1.3898
56864_G_1 | ERC_REST | Texas | 48 | Bexar | 29 | 56864 | 1 | Covel Gardens Gas Recovery | 13500 | 2005 | 9999 | Landfill Gas | [5 empty] | Non-Fossil | G | 2025 | LF Gas |  | 0.032999 | 0.041087 | 0.041259 | 0.11535 | 0 | 0 | 0 | 0 | 0 | 0 | 0 | 0 | 0 | 0 | 0 | 0 | 2.4444 | 3.0435 | 3.0562 | 8.5441 | 1.9017 | 2.3678 | 2.3777 | 6.6472 | 0 | 0 | 0 | 0 | 0.0039734 | 0.0049473 | 0.004968 | 0.013889 | 0 | 0 | 0 | 0 | 0 | 0 | 0 | 0 | 0.32617 | 0.015984 | 0.019902 | 0.019985 | 0.055871 | 0 | 0 | 0 | 0 | 0 | 1.3898
56862_G_4 | WECC_SCE | California | 6 | Los Angeles | 37 | 56862 | 4 | Bolthouse S&P and Rowen Farms Solar | 0 | 2008 | 9999 | Solar PV | [5 empty] | Non-Fossil | G | 2025 | Solar |  | 0 | 0 | 0 | 0 | 0 | 0 | 0 | 0 | 0 | 0 | 0 | 0 | 0 | 0 | 0 | 0 | 0.12623 | 0.23418 | 0.36298 | 0.72339 | 0 | 0 | 0 | 0 | 0 | 0 | 0 | 0 | 0 | 0 | 0 | 0 | 0 | 0 | 0 | 0 | 0 | 0 | 0 | 0 | 0.010838 | 0 | 0 | 0 | 0 | 0 | 0 | 0 | 0 | 0 | 0.3
56862_G_3 | WECC_SCE | California | 6 | Los Angeles | 37 | 56862 | 3 | Bolthouse S&P and Rowen Farms Solar | 0 | 2008 | 9999 | Solar PV | [5 empty] | Non-Fossil | G | 2025 | Solar |  | 0 | 0 | 0 | 0 | 0 | 0 | 0 | 0 | 0 | 0 | 0 | 0 | 0 | 0 | 0 | 0 | 0.12623 | 0.23418 | 0.36298 | 0.72339 | 0 | 0 | 0 | 0 | 0 | 0 | 0 | 0 | 0 | 0 | 0 | 0 | 0 | 0 | 0 | 0 | 0 | 0 | 0 | 0 | 0.010838 | 0 | 0 | 0 | 0 | 0 | 0 | 0 | 0 | 0 | 0.3
56862_G_2 | WECC_SCE | California | 6 | Los Angeles | 37 | 56862 | 2 | Bolthouse S&P and Rowen Farms Solar | 0 | 2008 | 9999 | Solar PV | [5 empty] | Non-Fossil | G | 2025 | Solar |  | 0 | 0 | 0 | 0 | 0 | 0 | 0 | 0 | 0 | 0 | 0 | 0 | 0 | 0 | 0 | 0 | 0.12623 | 0.23418 | 0.36298 | 0.72339 | 0 | 0 | 0 | 0 | 0 | 0 | 0 | 0 | 0 | 0 | 0 | 0 | 0 | 0 | 0 | 0 | 0 | 0 | 0 | 0 | 0.010838 | 0 | 0 | 0 | 0 | 0 | 0 | 0 | 0 | 0 | 0.3
56862_G_1 | WECC_SCE | California | 6 | Los Angeles | 37 | 56862 | 1 | Bolthouse S&P and Rowen Farms Solar | 0 | 2008 | 9999 | Solar PV | [5 empty] | Non-Fossil | G | 2025 | Solar |  | 0 | 0 | 0 | 0 | 0 | 0 | 0 | 0 | 0 | 0 | 0 | 0 | 0 | 0 | 0 | 0 | 0.12623 | 0.23418 | 0.36298 | 0.72339 | 0 | 0 | 0 | 0 | 0 | 0 | 0 | 0 | 0 | 0 | 0 | 0 | 0 | 0 | 0 | 0 | 0 | 0 | 0 | 0 | 0.010838 | 0 | 0 | 0 | 0 | 0 | 0 | 0 | 0 | 0 | 0.3
56860_G_1 | MIS_IA | Iowa | 19 | Greene | 73 | 56860 | 1 | Hardin Hilltop Wind LLC | 0 | 2007 | 9999 | Onshore Wind | [5 empty] | Non-Fossil | G | 2025 | Wind |  | 0 | 0 | 0 | 0 | 0 | 0 | 0 | 0 | 0 | 0 | 0 | 0 | 0 | 0 | 0 | 0 | 12.6953 | 17.7936 | 14.2003 | 44.6892 | 0 | 0 | 0 | 0 | 0 | 0 | 0 | 0 | 0 | 0 | 0 | 0 | 0 | 0 | 0 | 0 | 0 | 0 | 0 | 0 | 0.4135 | 0 | 0 | 0 | 0 | 0 | 0 | 0 | 0 | 0 | 14.6752
56859_G_1 | MIS_IA | Iowa | 19 | Palo Alto | 147 | 56859 | 1 | Crosswind Energy Project | 0 | 2007 | 9999 | Onshore Wind | [5 empty] | Non-Fossil | G | 2025 | Wind |  | 0 | 0 | 0 | 0 | 0 | 0 | 0 | 0 | 0 | 0 | 0 | 0 | 0 | 0 | 0 | 0 | 18.1361 | 25.4194 | 20.2862 | 63.8417 | 0 | 0 | 0 | 0 | 0 | 0 | 0 | 0 | 0 | 0 | 0 | 0 | 0 | 0 | 0 | 0 | 0 | 0 | 0 | 0 | 0.59072 | 0 | 0 | 0 | 0 | 0 | 0 | 0 | 0 | 0 | 20.9646
56858_G_GEN1 | WECC_PNW | Washington | 53 | Kittitas | 37 | 56858 | GEN1 | Sagebrush Power Partners | 0 | 2010 | 9999 | Onshore Wind | [5 empty] | Non-Fossil | G | 2025 | Wind |  | 0 | 0 | 0 | 0 | 0 | 0 | 0 | 0 | 0 | 0 | 0 | 0 | 0 | 0 | 0 | 0 | 55.7606 | 89.2481 | 108.7907 | 253.7994 | 0 | 0 | 0 | 0 | 0 | 0 | 0 | 0 | 0 | 0 | 0 | 0 | 0 | 0 | 0 | 0 | 0 | 0 | 0 | 0 | 4.0391 | 0 | 0 | 0 | 0 | 0 | 0 | 0 | 0 | 0 | 100.7
56857_G_GEN1 | NY_Z_D | New York | 36 | Clinton | 19 | 56857 | GEN1 | Marble River Wind Farm | 0 | 2012 | 9999 | Onshore Wind | [5 empty] | Non-Fossil | G | 2025 | Wind |  | 0 | 0 | 0 | 0 | 0 | 0 | 0 | 0 | 0 | 0 | 0 | 0 | 0 | 0 | 0 | 0 | 131.305 | 165.6715 | 131.899 | 428.8755 | 0 | 0 | 0 | 0 | 0 | 0 | 0 | 0 | 0 | 0 | 0 | 0 | 0 | 0 | 0 | 0 | 0 | 0 | 0 | 0 | 6.058 | 0 | 0 | 0 | 0 | 0 | 0 | 0 | 0 | 0 | 215
56856_G_GEN1 | MIS_IL | Illinois | 17 | Tazewell | 179 | 56856 | GEN1 | Rail Splitter Wind Farm | 0 | 2009 | 9999 | Onshore Wind | [5 empty] | Non-Fossil | G | 2025 | Wind |  | 0 | 0 | 0 | 0 | 0 | 0 | 0 | 0 | 0 | 0 | 0 | 0 | 0 | 0 | 0 | 0 | 92.8759 | 123.3274 | 83.4865 | 299.6898 | 0 | 0 | 0 | 0 | 0 | 0 | 0 | 0 | 0 | 0 | 0 | 0 | 0 | 0 | 0 | 0 | 0 | 0 | 0 | 0 | 3.6305 | 0 | 0 | 0 | 0 | 0 | 0 | 0 | 0 | 0 | 100.5
56855_G_GEN1 | WECC_PNW | Oregon | 41 | Gilliam | 21 | 56855 | GEN1 | Arlington Wind Power Project | 0 | 2008 | 9999 | Onshore Wind | [5 empty] | Non-Fossil | G | 2025 | Wind |  | 0 | 0 | 0 | 0 | 0 | 0 | 0 | 0 | 0 | 0 | 0 | 0 | 0 | 0 | 0 | 0 | 44.2857 | 74.3868 | 119.7611 | 238.4336 | 0 | 0 | 0 | 0 | 0 | 0 | 0 | 0 | 0 | 0 | 0 | 0 | 0 | 0 | 0 | 0 | 0 | 0 | 0 | 0 | 2.8994 | 0 | 0 | 0 | 0 | 0 | 0 | 0 | 0 | 0 | 102.9
56854_G_GEN1 | WECC_PNW | Oregon | 41 | Gilliam | 21 | 56854 | GEN1 | Wheat Field Wind Power Project | 0 | 2009 | 9999 | Onshore Wind | [5 empty] | Non-Fossil | G | 2025 | Wind |  | 0 | 0 | 0 | 0 | 0 | 0 | 0 | 0 | 0 | 0 | 0 | 0 | 0 | 0 | 0 | 0 | 41.5743 | 69.8325 | 112.4288 | 223.8356 | 0 | 0 | 0 | 0 | 0 | 0 | 0 | 0 | 0 | 0 | 0 | 0 | 0 | 0 | 0 | 0 | 0 | 0 | 0 | 0 | 2.7219 | 0 | 0 | 0 | 0 | 0 | 0 | 0 | 0 | 0 | 96.6
56853_G_3 | WECC_UT | Utah | 49 | Salt Lake | 35 | 56853 | 3 | Trans-Jordan Generating Station | 13500 | 2009 | 9999 | Landfill Gas | [5 empty] | Non-Fossil | G | 2025 | LF Gas |  | 0.036361 | 0.050084 | 0.063264 | 0.14971 | 0 | 0 | 0 | 0 | 0 | 0 | 0 | 0 | 0 | 0 | 0 | 0 | 2.6934 | 3.7099 | 4.6862 | 11.0895 | 2.0954 | 2.8863 | 3.6458 | 8.6275 | 0 | 0 | 0 | 0 | 0.0043782 | 0.0060306 | 0.0076176 | 0.018026 | 0 | 0 | 0 | 0 | 0 | 0 | 0 | 0 | 0.35204 | 0.017612 | 0.024259 | 0.030644 | 0.072515 | 0 | 0 | 0 | 0 | 0 | 1.5
56853_G_2 | WECC_UT | Utah | 49 | Salt Lake | 35 | 56853 | 2 | Trans-Jordan Generating Station | 13500 | 2009 | 9999 | Landfill Gas | [5 empty] | Non-Fossil | G | 2025 | LF Gas |  | 0.036361 | 0.050084 | 0.063264 | 0.14971 | 0 | 0 | 0 | 0 | 0 | 0 | 0 | 0 | 0 | 0 | 0 | 0 | 2.6934 | 3.7099 | 4.6862 | 11.0895 | 2.0954 | 2.8863 | 3.6458 | 8.6275 | 0 | 0 | 0 | 0 | 0.0043782 | 0.0060306 | 0.0076176 | 0.018026 | 0 | 0 | 0 | 0 | 0 | 0 | 0 | 0 | 0.35204 | 0.017612 | 0.024259 | 0.030644 | 0.072515 | 0 | 0 | 0 | 0 | 0 | 1.5
56853_G_1 | WECC_UT | Utah | 49 | Salt Lake | 35 | 56853 | 1 | Trans-Jordan Generating Station | 13500 | 2009 | 9999 | Landfill Gas | [5 empty] | Non-Fossil | G | 2025 | LF Gas |  | 0.036361 | 0.050084 | 0.063264 | 0.14971 | 0 | 0 | 0 | 0 | 0 | 0 | 0 | 0 | 0 | 0 | 0 | 0 | 2.6934 | 3.7099 | 4.6862 | 11.0895 | 2.0954 | 2.8863 | 3.6458 | 8.6275 | 0 | 0 | 0 | 0 | 0.0043782 | 0.0060306 | 0.0076176 | 0.018026 | 0 | 0 | 0 | 0 | 0 | 0 | 0 | 0 | 0.35204 | 0.017612 | 0.024259 | 0.030644 | 0.072515 | 0 | 0 | 0 | 0 | 0 | 1.5
56852_G_2 | MIS_LMI | Michigan | 26 | Bay | 17 | 56852 | 2 | White Feather Generating Station | 13500 | 2009 | 9999 | Landfill Gas | [5 empty] | Non-Fossil | G | 2025 | LF Gas |  | 0.029532 | 0.04455 | 0.059435 | 0.13352 | 0 | 0 | 0 | 0 | 0 | 0 | 0 | 0 | 0 | 0 | 0 | 0 | 2.1875 | 3.3 | 4.4026 | 9.8901 | 1.7019 | 2.5674 | 3.4252 | 7.6944 | 0 | 0 | 0 | 0 | 0.0035559 | 0.0053643 | 0.0071565 | 0.016077 | 0 | 0 | 0 | 0 | 0 | 0 | 0 | 0 | 0.35204 | 0.014305 | 0.021579 | 0.028789 | 0.064673 | 0 | 0 | 0 | 0 | 0 | 1.5
56852_G_1 | MIS_LMI | Michigan | 26 | Bay | 17 | 56852 | 1 | White Feather Generating Station | 13500 | 2009 | 9999 | Landfill Gas | [5 empty] | Non-Fossil | G | 2025 | LF Gas |  | 0.029532 | 0.04455 | 0.059435 | 0.13352 | 0 | 0 | 0 | 0 | 0 | 0 | 0 | 0 | 0 | 0 | 0 | 0 | 2.1875 | 3.3 | 4.4026 | 9.8901 | 1.7019 | 2.5674 | 3.4252 | 7.6944 | 0 | 0 | 0 | 0 | 0.0035559 | 0.0053643 | 0.0071565 | 0.016077 | 0 | 0 | 0 | 0 | 0 | 0 | 0 | 0 | 0.35204 | 0.014305 | 0.021579 | 0.028789 | 0.064673 | 0 | 0 | 0 | 0 | 0 | 1.5
56851_G_2 | MIS_LMI | Michigan | 26 | Kent | 81 | 56851 | 2 | South Kent Generating Station | 13500 | 2009 | 9999 | Landfill Gas | [5 empty] | Non-Fossil | G | 2025 | LF Gas |  | 0.029532 | 0.04455 | 0.059435 | 0.13352 | 0 | 0 | 0 | 0 | 0 | 0 | 0 | 0 | 0 | 0 | 0 | 0 | 2.1875 | 3.3 | 4.4026 | 9.8901 | 1.7019 | 2.5674 | 3.4252 | 7.6944 | 0 | 0 | 0 | 0 | 0.0035559 | 0.0053643 | 0.0071565 | 0.016077 | 0 | 0 | 0 | 0 | 0 | 0 | 0 | 0 | 0.35204 | 0.014305 | 0.021579 | 0.028789 | 0.064673 | 0 | 0 | 0 | 0 | 0 | 1.5
56851_G_1 | MIS_LMI | Michigan | 26 | Kent | 81 | 56851 | 1 | South Kent Generating Station | 13500 | 2009 | 9999 | Landfill Gas | [5 empty] | Non-Fossil | G | 2025 | LF Gas |  | 0.029532 | 0.04455 | 0.059435 | 0.13352 | 0 | 0 | 0 | 0 | 0 | 0 | 0 | 0 | 0 | 0 | 0 | 0 | 2.1875 | 3.3 | 4.4026 | 9.8901 | 1.7019 | 2.5674 | 3.4252 | 7.6944 | 0 | 0 | 0 | 0 | 0.0035559 | 0.0053643 | 0.0071565 | 0.016077 | 0 | 0 | 0 | 0 | 0 | 0 | 0 | 0 | 0.35204 | 0.014305 | 0.021579 | 0.028789 | 0.064673 | 0 | 0 | 0 | 0 | 0 | 1.5
56850_G_2 | PJM_EMAC | Pennsylvania | 42 | Lancaster | 71 | 56850 | 2 | Lanchester Generating Station | 16390 | 2010 | 9999 | Landfill Gas | [5 empty] | Non-Fossil | G | 2025 | LF Gas |  | 0.026953 | 0.034783 | 0.042693 | 0.10443 | 0 | 0 | 0 | 0 | 0 | 0 | 0 | 0 | 0 | 0 | 0 | 0 | 1.6445 | 2.1222 | 2.6048 | 6.3715 | 1.5532 | 2.0045 | 2.4604 | 6.0181 | 0 | 0 | 0 | 0 | 0.00084427 | 0.0010895 | 0.0013374 | 0.0032712 | 0 | 0 | 0 | 0 | 0 | 0 | 0 | 0 | 0.37551 | 0.010753 | 0.013877 | 0.017033 | 0.041664 | 0 | 0 | 0 | 0 | 0 | 1.6
56850_G_1 | PJM_EMAC | Pennsylvania | 42 | Lancaster | 71 | 56850 | 1 | Lanchester Generating Station | 16389 | 2006 | 9999 | Landfill Gas | [5 empty] | Non-Fossil | G | 2025 | LF Gas |  | 0.026951 | 0.034781 | 0.042691 | 0.10442 | 0 | 0 | 0 | 0 | 0 | 0 | 0 | 0 | 0 | 0 | 0 | 0 | 1.6445 | 2.1222 | 2.6048 | 6.3715 | 1.5532 | 2.0044 | 2.4602 | 6.0178 | 0 | 0 | 0 | 0 | 0.00084427 | 0.0010895 | 0.0013373 | 0.0032711 | 0 | 0 | 0 | 0 | 0 | 0 | 0 | 0 | 0.43466 | 0.010753 | 0.013877 | 0.017033 | 0.041664 | 0 | 0 | 0 | 0 | 0 | 1.6
56848_B_HRSG9 | PJM_West | Ohio | 39 | Scioto | 145 | 56848 | HRSG9 | Haverhill North Cogeneration Facility | 11356 | 2010 | 9999 | Fossil Waste |  |  | Bag House + Dry Scrubber + ACI |  | Dry Scrubber | Fossil | B | 2025 | Fwaste |  | 0.21835 | 0.29892 | 0.36235 | 0.87961 | 0 | 0 | 0 | 0 | 0 | 0 | 0 | 0 | 0 | 0 | 0 | 0 | 19.2273 | 26.3228 | 31.908 | 77.4581 | 77.1737 | 105.6531 | 128.0707 | 310.8974 | 0 | 0 | 0 | 0 | 0.011524 | 0.015777 | 0.019125 | 0.046426 | 0.0015382 | 0.0021058 | 0.0025526 | 0.0061966 | 0 | 0 | 0 | 0 | 0 | 0.12573 | 0.17213 | 0.20865 | 0.50651 | 0 | 0 | 0 | 0 | 0 | 10.6 | Scrubber / Mercury Control | Dry Scrubber
56848_B_HRSG8 | PJM_West | Ohio | 39 | Scioto | 145 | 56848 | HRSG8 | Haverhill North Cogeneration Facility | 11356 | 2010 | 9999 | Fossil Waste |  |  | Bag House + Dry Scrubber + ACI |  | Dry Scrubber | Fossil | B | 2025 | Fwaste |  | 0.21835 | 0.29892 | 0.36235 | 0.87961 | 0 | 0 | 0 | 0 | 0 | 0 | 0 | 0 | 0 | 0 | 0 | 0 | 19.2273 | 26.3228 | 31.908 | 77.4581 | 77.1737 | 105.6531 | 128.0707 | 310.8974 | 0 | 0 | 0 | 0 | 0.011524 | 0.015777 | 0.019125 | 0.046426 | 0.0015382 | 0.0021058 | 0.0025526 | 0.0061966 | 0 | 0 | 0 | 0 | 0 | 0.12573 | 0.17213 | 0.20865 | 0.50651 | 0 | 0 | 0 | 0 | 0 | 10.6 | Scrubber / Mercury Control | Dry Scrubber
56848_B_HRSG7 | PJM_West | Ohio | 39 | Scioto | 145 | 56848 | HRSG7 | Haverhill North Cogeneration Facility | 11356 | 2010 | 9999 | Fossil Waste |  |  | Bag House + Dry Scrubber + ACI |  | Dry Scrubber | Fossil | B | 2025 | Fwaste |  | 0.21835 | 0.29892 | 0.36235 | 0.87961 | 0 | 0 | 0 | 0 | 0 | 0 | 0 | 0 | 0 | 0 | 0 | 0 | 19.2273 | 26.3228 | 31.908 | 77.4581 | 77.1737 | 105.6531 | 128.0707 | 310.8974 | 0 | 0 | 0 | 0 | 0.011524 | 0.015777 | 0.019125 | 0.046426 | 0.0015382 | 0.0021058 | 0.0025526 | 0.0061966 | 0 | 0 | 0 | 0 | 0 | 0.12573 | 0.17213 | 0.20865 | 0.50651 | 0 | 0 | 0 | 0 | 0 | 10.6 | Scrubber / Mercury Control | Dry Scrubber
56848_B_HRSG6 | PJM_West | Ohio | 39 | Scioto | 145 | 56848 | HRSG6 | Haverhill North Cogeneration Facility | 11356 | 2010 | 9999 | Fossil Waste |  |  | Bag House + Dry Scrubber + ACI |  | Dry Scrubber | Fossil | B | 2025 | Fwaste |  | 0.21835 | 0.29892 | 0.36235 | 0.87961 | 0 | 0 | 0 | 0 | 0 | 0 | 0 | 0 | 0 | 0 | 0 | 0 | 19.2273 | 26.3228 | 31.908 | 77.4581 | 77.1737 | 105.6531 | 128.0707 | 310.8974 | 0 | 0 | 0 | 0 | 0.011524 | 0.015777 | 0.019125 | 0.046426 | 0.0015382 | 0.0021058 | 0.0025526 | 0.0061966 | 0 | 0 | 0 | 0 | 0 | 0.12573 | 0.17213 | 0.20865 | 0.50651 | 0 | 0 | 0 | 0 | 0 | 10.6 | Scrubber / Mercury Control | Dry Scrubber
56848_B_HRSG10 | PJM_West | Ohio | 39 | Scioto | 145 | 56848 | HRSG10 | Haverhill North Cogeneration Facility | 11356 | 2010 | 9999 | Fossil Waste |  |  | Bag House + Dry Scrubber + ACI |  | Dry Scrubber | Fossil | B | 2025 | Fwaste |  | 0.21835 | 0.29892 | 0.36235 | 0.87961 | 0 | 0 | 0 | 0 | 0 | 0 | 0 | 0 | 0 | 0 | 0 | 0 | 19.2273 | 26.3228 | 31.908 | 77.4581 | 77.1737 | 105.6531 | 128.0707 | 310.8974 | 0 | 0 | 0 | 0 | 0.011524 | 0.015777 | 0.019125 | 0.046426 | 0.0015382 | 0.0021058 | 0.0025526 | 0.0061966 | 0 | 0 | 0 | 0 | 0 | 0.12573 | 0.17213 | 0.20865 | 0.50651 | 0 | 0 | 0 | 0 | 0 | 10.6 | Scrubber / Mercury Control | Dry Scrubber
56847_B_Boil | NENG_CT | Connecticut | 9 | Windham | 15 | 56847 | Boil | Plainfield Renewable Energy LLC | 15005 | 2013 | 9999 | Biomass |  |  | Bag House + Cyclone + Dry Scrubber + SNCR + DSI | AA + OFA | Dry Scrubber | Non-Fossil | B | 2025 |  | Biomass Retirement | 0 | 0 | 0 | 0 | 0 | 0 | 0 | 0 | 0 | 0 | 0 | 0 | 0 | 0 | 0 | 0 | 0 | 0 | 0 | 0 | 0 | 0 | 0 | 0 | 0 | 0 | 0 | 0 | 0 | 0 | 0 | 0 | 0 | 0 | 0 | 0 | 0 | 0 | 0 | 0 | 0 | 0 | 0 | 0 | 0 | 0 | 0 | 0 | 0 | 0 | 38 | Scrubber / SNCR / DSI | Dry Scrubber
56846_G_STGEN | PJM_SMAC | Maryland | 24 | Charles | 17 | 56846 | STGEN | CPV St Charles Energy Center | 6250 | 2017 | 9999 | Combined Cycle |  |  | SCR | LNB + NH3 |  | Fossil | G | 2025 | NaturalGas |  | 3.4641 | 4.6958 | 6.4819 | 14.6418 | 0 | 0 | 0 | 0 | 0 | 0 | 0 | 0 | 0 | 0 | 0 | 0 | 554.2575 | 751.3268 | 1037.1095 | 2342.6938 | 202.789 | 274.8917 | 379.4525 | 857.1331 | 2.4249e-07 | 3.2871e-07 | 4.5376e-07 | 1.025e-06 | 0.013926 | 0.018877 | 0.026057 | 0.05886 | 0 | 0 | 0 | 0 | 0 | 0 | 0 | 0 | 9.6521 | 1.1766 | 1.5949 | 2.2016 | 4.9731 | 13.4991 | 13.2742 | 20.592 | 47.3654 | 0 | 316 | SCR
56846_G_GTG2 | PJM_SMAC | Maryland | 24 | Charles | 17 | 56846 | GTG2 | CPV St Charles Energy Center | 6250 | 2017 | 9999 | Combined Cycle |  |  | SCR |  |  | Fossil | G | 2025 | NaturalGas |  | 2.2473 | 3.0463 | 4.2051 | 9.4987 | 0 | 0 | 0 | 0 | 0 | 0 | 0 | 0 | 0 | 0 | 0 | 0 | 359.5658 | 487.4114 | 672.8084 | 1519.7855 | 131.5561 | 178.3316 | 246.1638 | 556.0515 | 1.5731e-07 | 2.1324e-07 | 2.9437e-07 | 6.6493e-07 | 0.0090341 | 0.012246 | 0.016904 | 0.038185 | 0 | 0 | 0 | 0 | 0 | 0 | 0 | 0 | 6.2616 | 0.76329 | 1.0347 | 1.4282 | 3.2262 | 8.7573 | 8.6115 | 13.3588 | 30.7275 | 0 | 205 | SCR
56846_G_GTG1 | PJM_SMAC | Maryland | 24 | Charles | 17 | 56846 | GTG1 | CPV St Charles Energy Center | 6250 | 2017 | 9999 | Combined Cycle |  |  | SCR |  |  | Fossil | G | 2025 | NaturalGas |  | 2.2473 | 3.0463 | 4.2051 | 9.4987 | 0 | 0 | 0 | 0 | 0 | 0 | 0 | 0 | 0 | 0 | 0 | 0 | 359.5658 | 487.4114 | 672.8084 | 1519.7855 | 131.5561 | 178.3316 | 246.1638 | 556.0515 | 1.5731e-07 | 2.1324e-07 | 2.9437e-07 | 6.6493e-07 | 0.0090341 | 0.012246 | 0.016904 | 0.038185 | 0 | 0 | 0 | 0 | 0 | 0 | 0 | 0 | 6.2616 | 0.76329 | 1.0347 | 1.4282 | 3.2262 | 8.7573 | 8.6115 | 13.3588 | 30.7275 | 0 | 205 | SCR
56843_G_2 | WECC_WY | Wyoming | 56 | Carbon | 7 | 56843 | 2 | Seven Mile Hill | 0 | 2008 | 9999 | Onshore Wind | [5 empty] | Non-Fossil | G | 2025 | Wind |  | 0 | 0 | 0 | 0 | 0 | 0 | 0 | 0 | 0 | 0 | 0 | 0 | 0 | 0 | 0 | 0 | 19.8886 | 22.1538 | 16.339 | 58.3814 | 0 | 0 | 0 | 0 | 0 | 0 | 0 | 0 | 0 | 0 | 0 | 0 | 0 | 0 | 0 | 0 | 0 | 0 | 0 | 0 | 0.54945 | 0 | 0 | 0 | 0 | 0 | 0 | 0 | 0 | 0 | 19.5
56843_G_1 | WECC_WY | Wyoming | 56 | Carbon | 7 | 56843 | 1 | Seven Mile Hill | 0 | 2008 | 9999 | Onshore Wind | [5 empty] | Non-Fossil | G | 2025 | Wind |  | 0 | 0 | 0 | 0 | 0 | 0 | 0 | 0 | 0 | 0 | 0 | 0 | 0 | 0 | 0 | 0 | 100.9731 | 112.473 | 82.9518 | 296.3979 | 0 | 0 | 0 | 0 | 0 | 0 | 0 | 0 | 0 | 0 | 0 | 0 | 0 | 0 | 0 | 0 | 0 | 0 | 0 | 0 | 2.7895 | 0 | 0 | 0 | 0 | 0 | 0 | 0 | 0 | 0 | 99
56842_G_1 | WECC_WY | Wyoming | 56 | Converse | 9 | 56842 | 1 | Rolling Hills | 0 | 2009 | 9999 | Onshore Wind | [5 empty] | Non-Fossil | G | 2025 | Wind |  | 0 | 0 | 0 | 0 | 0 | 0 | 0 | 0 | 0 | 0 | 0 | 0 | 0 | 0 | 0 | 0 | 100.9731 | 112.473 | 82.9518 | 296.3979 | 0 | 0 | 0 | 0 | 0 | 0 | 0 | 0 | 0 | 0 | 0 | 0 | 0 | 0 | 0 | 0 | 0 | 0 | 0 | 0 | 2.7895 | 0 | 0 | 0 | 0 | 0 | 0 | 0 | 0 | 0 | 99
56841_G_2 | WECC_WY | Wyoming | 56 | Converse | 9 | 56841 | 2 | Glenrock | 0 | 2009 | 9999 | Onshore Wind | [5 empty] | Non-Fossil | G | 2025 | Wind |  | 0 | 0 | 0 | 0 | 0 | 0 | 0 | 0 | 0 | 0 | 0 | 0 | 0 | 0 | 0 | 0 | 39.7773 | 44.3075 | 32.678 | 116.7628 | 0 | 0 | 0 | 0 | 0 | 0 | 0 | 0 | 0 | 0 | 0 | 0 | 0 | 0 | 0 | 0 | 0 | 0 | 0 | 0 | 1.0989 | 0 | 0 | 0 | 0 | 0 | 0 | 0 | 0 | 0 | 39
56841_G_1 | WECC_WY | Wyoming | 56 | Converse | 9 | 56841 | 1 | Glenrock | 0 | 2008 | 9999 | Onshore Wind | [5 empty] | Non-Fossil | G | 2025 | Wind |  | 0 | 0 | 0 | 0 | 0 | 0 | 0 | 0 | 0 | 0 | 0 | 0 | 0 | 0 | 0 | 0 | 100.9731 | 112.473 | 82.9518 | 296.3979 | 0 | 0 | 0 | 0 | 0 | 0 | 0 | 0 | 0 | 0 | 0 | 0 | 0 | 0 | 0 | 0 | 0 | 0 | 0 | 0 | 2.7895 | 0 | 0 | 0 | 0 | 0 | 0 | 0 | 0 | 0 | 99
56840_G_1 | MIS_MNWI | Minnesota | 27 | Lyon | 83 | 56840 | 1 | Marshall Wind 1 LLC | 0 | 2007 | 9999 | Onshore Wind | [5 empty] | Non-Fossil | G | 2025 | Wind |  | 0 | 0 | 0 | 0 | 0 | 0 | 0 | 0 | 0 | 0 | 0 | 0 | 0 | 0 | 0 | 0 | 1.7957 | 2.4707 | 2.0638 | 6.3303 | 0 | 0 | 0 | 0 | 0 | 0 | 0 | 0 | 0 | 0 | 0 | 0 | 0 | 0 | 0 | 0 | 0 | 0 | 0 | 0 | 0.059171 | 0 | 0 | 0 | 0 | 0 | 0 | 0 | 0 | 0 | 2.1
56839_G_1 | SPP_SPS | Texas | 48 | Moore | 341 | 56839 | 1 | EXC Wind 7 | 0 | 2008 | 9999 | Onshore Wind | [5 empty] | Non-Fossil | G | 2025 | Wind |  | 0 | 0 | 0 | 0 | 0 | 0 | 0 | 0 | 0 | 0 | 0 | 0 | 0 | 0 | 0 | 0 | 8.1351 | 12.1452 | 13.6004 | 33.8808 | 0 | 0 | 0 | 0 | 0 | 0 | 0 | 0 | 0 | 0 | 0 | 0 | 0 | 0 | 0 | 0 | 0 | 0 | 0 | 0 | 0.3803 | 0 | 0 | 0 | 0 | 0 | 0 | 0 | 0 | 0 | 9.6658
56838_G_1 | SPP_SPS | Texas | 48 | Moore | 341 | 56838 | 1 | EXC Wind 8 | 0 | 2008 | 9999 | Onshore Wind | [5 empty] | Non-Fossil | G | 2025 | Wind |  | 0 | 0 | 0 | 0 | 0 | 0 | 0 | 0 | 0 | 0 | 0 | 0 | 0 | 0 | 0 | 0 | 8.1351 | 12.1452 | 13.6004 | 33.8808 | 0 | 0 | 0 | 0 | 0 | 0 | 0 | 0 | 0 | 0 | 0 | 0 | 0 | 0 | 0 | 0 | 0 | 0 | 0 | 0 | 0.3803 | 0 | 0 | 0 | 0 | 0 | 0 | 0 | 0 | 0 | 9.6658
56837_G_1 | SPP_SPS | Texas | 48 | Moore | 341 | 56837 | 1 | EXC Wind 9 | 0 | 2008 | 9999 | Onshore Wind | [5 empty] | Non-Fossil | G | 2025 | Wind |  | 0 | 0 | 0 | 0 | 0 | 0 | 0 | 0 | 0 | 0 | 0 | 0 | 0 | 0 | 0 | 0 | 8.1351 | 12.1452 | 13.6004 | 33.8808 | 0 | 0 | 0 | 0 | 0 | 0 | 0 | 0 | 0 | 0 | 0 | 0 | 0 | 0 | 0 | 0 | 0 | 0 | 0 | 0 | 0.3803 | 0 | 0 | 0 | 0 | 0 | 0 | 0 | 0 | 0 | 9.6658
56836_G_1 | SPP_SPS | Texas | 48 | Moore | 341 | 56836 | 1 | EXC Wind 10 | 0 | 2008 | 9999 | Onshore Wind | [5 empty] | Non-Fossil | G | 2025 | Wind |  | 0 | 0 | 0 | 0 | 0 | 0 | 0 | 0 | 0 | 0 | 0 | 0 | 0 | 0 | 0 | 0 | 8.1351 | 12.1452 | 13.6004 | 33.8808 | 0 | 0 | 0 | 0 | 0 | 0 | 0 | 0 | 0 | 0 | 0 | 0 | 0 | 0 | 0 | 0 | 0 | 0 | 0 | 0 | 0.3803 | 0 | 0 | 0 | 0 | 0 | 0 | 0 | 0 | 0 | 9.6658
56835_G_1 | SPP_SPS | Texas | 48 | Moore | 341 | 56835 | 1 | EXC Wind 11 | 0 | 2008 | 9999 | Onshore Wind | [5 empty] | Non-Fossil | G | 2025 | Wind |  | 0 | 0 | 0 | 0 | 0 | 0 | 0 | 0 | 0 | 0 | 0 | 0 | 0 | 0 | 0 | 0 | 8.1351 | 12.1452 | 13.6004 | 33.8808 | 0 | 0 | 0 | 0 | 0 | 0 | 0 | 0 | 0 | 0 | 0 | 0 | 0 | 0 | 0 | 0 | 0 | 0 | 0 | 0 | 0.3803 | 0 | 0 | 0 | 0 | 0 | 0 | 0 | 0 | 0 | 9.6658
56834_G_1 | SPP_SPS | Texas | 48 | Carson | 65 | 56834 | 1 | High Plains | 0 | 2008 | 9999 | Onshore Wind | [5 empty] | Non-Fossil | G | 2025 | Wind |  | 0 | 0 | 0 | 0 | 0 | 0 | 0 | 0 | 0 | 0 | 0 | 0 | 0 | 0 | 0 | 0 | 8.1351 | 12.1452 | 13.6004 | 33.8808 | 0 | 0 | 0 | 0 | 0 | 0 | 0 | 0 | 0 | 0 | 0 | 0 | 0 | 0 | 0 | 0 | 0 | 0 | 0 | 0 | 0.3803 | 0 | 0 | 0 | 0 | 0 | 0 | 0 | 0 | 0 | 9.6658
56833_G_CS9 | SPP_WAUE | Montana | 30 | Roosevelt | 85 | 56833 | CS9 | OREG 1 Inc | 9527 | 2006 | 9999 | Non-Fossil Waste | [5 empty] | Non-Fossil | G | 2025 | Non-Fossil |  | 0.089332 | 0.11868 | 0.14526 | 0.35327 | 0 | 0 | 0 | 0 | 0 | 0 | 0 | 0 | 0 | 0 | 0 | 0 | 9.3767 | 12.4572 | 15.2468 | 37.0807 | 0 | 0 | 0 | 0 | 0 | 0 | 0 | 0 | 0 | 0 | 0 | 0 | 0 | 0 | 0 | 0 | 0 | 0 | 0 | 0 | 1.2908 | 0.061315 | 0.081459 | 0.0997 | 0.24247 | 0 | 0 | 0 | 0 | 0 | 5.5
56833_G_CS7 | SPP_WAUE | Montana | 30 | Roosevelt | 85 | 56833 | CS7 | OREG 1 Inc | 9527 | 2006 | 9999 | Non-Fossil Waste | [5 empty] | Non-Fossil | G | 2025 | Non-Fossil |  | 0.089332 | 0.11868 | 0.14526 | 0.35327 | 0 | 0 | 0 | 0 | 0 | 0 | 0 | 0 | 0 | 0 | 0 | 0 | 9.3767 | 12.4572 | 15.2468 | 37.0807 | 0 | 0 | 0 | 0 | 0 | 0 | 0 | 0 | 0 | 0 | 0 | 0 | 0 | 0 | 0 | 0 | 0 | 0 | 0 | 0 | 1.2908 | 0.061315 | 0.081459 | 0.0997 | 0.24247 | 0 | 0 | 0 | 0 | 0 | 5.5
56833_G_CS11 | SPP_WAUE | Montana | 30 | Roosevelt | 85 | 56833 | CS11 | OREG 1 Inc | 9527 | 2006 | 9999 | Non-Fossil Waste | [5 empty] | Non-Fossil | G | 2025 | Non-Fossil |  | 0.089332 | 0.11868 | 0.14526 | 0.35327 | 0 | 0 | 0 | 0 | 0 | 0 | 0 | 0 | 0 | 0 | 0 | 0 | 9.3767 | 12.4572 | 15.2468 | 37.0807 | 0 | 0 | 0 | 0 | 0 | 0 | 0 | 0 | 0 | 0 | 0 | 0 | 0 | 0 | 0 | 0 | 0 | 0 | 0 | 0 | 1.2908 | 0.061315 | 0.081459 | 0.0997 | 0.24247 | 0 | 0 | 0 | 0 | 0 | 5.5
56833_G_CS10 | SPP_WAUE | Montana | 30 | Roosevelt | 85 | 56833 | CS10 | OREG 1 Inc | 9527 | 2006 | 9999 | Non-Fossil Waste | [5 empty] | Non-Fossil | G | 2025 | Non-Fossil |  | 0.089332 | 0.11868 | 0.14526 | 0.35327 | 0 | 0 | 0 | 0 | 0 | 0 | 0 | 0 | 0 | 0 | 0 | 0 | 9.3767 | 12.4572 | 15.2468 | 37.0807 | 0 | 0 | 0 | 0 | 0 | 0 | 0 | 0 | 0 | 0 | 0 | 0 | 0 | 0 | 0 | 0 | 0 | 0 | 0 | 0 | 1.2908 | 0.061315 | 0.081459 | 0.0997 | 0.24247 | 0 | 0 | 0 | 0 | 0 | 5.5
56832_G_GE4 | WECC_IID | California | 6 | Imperial | 25 | 56832 | GE4 | North Brawley Geothermal Plant | 9771 | 2009 | 9999 | Geothermal | [5 empty] | Non-Fossil | G | 2025 | Geothermal |  | 0.26174 | 0.34956 | 0.4437 | 1.055 | 0 | 0 | 0 | 0 | 0 | 0 | 0 | 0 | 0 | 0 | 0 | 0 | 26.7871 | 35.7754 | 45.4094 | 107.9718 | 0 | 0 | 0 | 0 | 0.00048421 | 0.00064669 | 0.00082084 | 0.0019517 | 0 | 0 | 0 | 0 | 0 | 0 | 0 | 0 | 0 | 0 | 0 | 0 | 1.4961 | 0.14706 | 0.19641 | 0.2493 | 0.59277 | 0 | 0 | 0 | 0 | 0 | 16
56832_G_GE3 | WECC_IID | California | 6 | Imperial | 25 | 56832 | GE3 | North Brawley Geothermal Plant | 9771 | 2009 | 9999 | Geothermal | [5 empty] | Non-Fossil | G | 2025 | Geothermal |  | 0.26174 | 0.34956 | 0.4437 | 1.055 | 0 | 0 | 0 | 0 | 0 | 0 | 0 | 0 | 0 | 0 | 0 | 0 | 26.7871 | 35.7754 | 45.4094 | 107.9718 | 0 | 0 | 0 | 0 | 0.00048421 | 0.00064669 | 0.00082084 | 0.0019517 | 0 | 0 | 0 | 0 | 0 | 0 | 0 | 0 | 0 | 0 | 0 | 0 | 1.4961 | 0.14706 | 0.19641 | 0.2493 | 0.59277 | 0 | 0 | 0 | 0 | 0 | 16
56832_G_GE2 | WECC_IID | California | 6 | Imperial | 25 | 56832 | GE2 | North Brawley Geothermal Plant | 9771 | 2009 | 9999 | Geothermal | [5 empty] | Non-Fossil | G | 2025 | Geothermal |  | 0.26174 | 0.34956 | 0.4437 | 1.055 | 0 | 0 | 0 | 0 | 0 | 0 | 0 | 0 | 0 | 0 | 0 | 0 | 26.7871 | 35.7754 | 45.4094 | 107.9718 | 0 | 0 | 0 | 0 | 0.00048421 | 0.00064669 | 0.00082084 | 0.0019517 | 0 | 0 | 0 | 0 | 0 | 0 | 0 | 0 | 0 | 0 | 0 | 0 | 1.4961 | 0.14706 | 0.19641 | 0.2493 | 0.59277 | 0 | 0 | 0 | 0 | 0 | 16
56832_G_GE1 | WECC_IID | California | 6 | Imperial | 25 | 56832 | GE1 | North Brawley Geothermal Plant | 9771 | 2009 | 9999 | Geothermal | [5 empty] | Non-Fossil | G | 2025 | Geothermal |  | 0.26174 | 0.34956 | 0.4437 | 1.055 | 0 | 0 | 0 | 0 | 0 | 0 | 0 | 0 | 0 | 0 | 0 | 0 | 26.7871 | 35.7754 | 45.4094 | 107.9718 | 0 | 0 | 0 | 0 | 0.00048421 | 0.00064669 | 0.00082084 | 0.0019517 | 0 | 0 | 0 | 0 | 0 | 0 | 0 | 0 | 0 | 0 | 0 | 0 | 1.4961 | 0.14706 | 0.19641 | 0.2493 | 0.59277 | 0 | 0 | 0 | 0 | 0 | 16
56831_G_1 | MIS_IA | Iowa | 19 | Howard | 89 | 56831 | 1 | Crane Creek Wind Energy Center | 0 | 2009 | 9999 | Onshore Wind | [5 empty] | Non-Fossil | G | 2025 | Wind |  | 0 | 0 | 0 | 0 | 0 | 0 | 0 | 0 | 0 | 0 | 0 | 0 | 0 | 0 | 0 | 0 | 18.0497 | 25.2984 | 20.1896 | 63.5377 | 0 | 0 | 0 | 0 | 0 | 0 | 0 | 0 | 0 | 0 | 0 | 0 | 0 | 0 | 0 | 0 | 0 | 0 | 0 | 0 | 0.5879 | 0 | 0 | 0 | 0 | 0 | 0 | 0 | 0 | 0 | 20.8647
56829_G_2 | NENG_ME | Maine | 23 | Franklin | 7 | 56829 | 2 | Kibby Wind Power Project | 0 | 2010 | 9999 | Onshore Wind | [5 empty] | Non-Fossil | G | 2025 | Wind |  | 0 | 0 | 0 | 0 | 0 | 0 | 0 | 0 | 0 | 0 | 0 | 0 | 0 | 0 | 0 | 0 | 49.3254 | 62.9117 | 51.1081 | 163.3452 | 0 | 0 | 0 | 0 | 0 | 0 | 0 | 0 | 0 | 0 | 0 | 0 | 0 | 0 | 0 | 0 | 0 | 0 | 0 | 0 | 2.0117 | 0 | 0 | 0 | 0 | 0 | 0 | 0 | 0 | 0 | 65.2915
56829_G_1 | NENG_ME | Maine | 23 | Franklin | 7 | 56829 | 1 | Kibby Wind Power Project | 0 | 2009 | 9999 | Onshore Wind | [5 empty] | Non-Fossil | G | 2025 | Wind |  | 0 | 0 | 0 | 0 | 0 | 0 | 0 | 0 | 0 | 0 | 0 | 0 | 0 | 0 | 0 | 0 | 49.3254 | 62.9117 | 51.1081 | 163.3452 | 0 | 0 | 0 | 0 | 0 | 0 | 0 | 0 | 0 | 0 | 0 | 0 | 0 | 0 | 0 | 0 | 0 | 0 | 0 | 0 | 2.0117 | 0 | 0 | 0 | 0 | 0 | 0 | 0 | 0 | 0 | 65.2915
56828_G_1 | MIS_MNWI | Minnesota | 27 | Lyon | 83 | 56828 | 1 | Marshall Wind 6 LLC | 0 | 2007 | 9999 | Onshore Wind | [5 empty] | Non-Fossil | G | 2025 | Wind |  | 0 | 0 | 0 | 0 | 0 | 0 | 0 | 0 | 0 | 0 | 0 | 0 | 0 | 0 | 0 | 0 | 1.7957 | 2.4707 | 2.0638 | 6.3303 | 0 | 0 | 0 | 0 | 0 | 0 | 0 | 0 | 0 | 0 | 0 | 0 | 0 | 0 | 0 | 0 | 0 | 0 | 0 | 0 | 0.059171 | 0 | 0 | 0 | 0 | 0 | 0 | 0 | 0 | 0 | 2.1
56827_G_1 | MIS_MNWI | Minnesota | 27 | Lyon | 83 | 56827 | 1 | Marshall Wind 5 LLC | 0 | 2007 | 9999 | Onshore Wind | [5 empty] | Non-Fossil | G | 2025 | Wind |  | 0 | 0 | 0 | 0 | 0 | 0 | 0 | 0 | 0 | 0 | 0 | 0 | 0 | 0 | 0 | 0 | 1.7957 | 2.4707 | 2.0638 | 6.3303 | 0 | 0 | 0 | 0 | 0 | 0 | 0 | 0 | 0 | 0 | 0 | 0 | 0 | 0 | 0 | 0 | 0 | 0 | 0 | 0 | 0.059171 | 0 | 0 | 0 | 0 | 0 | 0 | 0 | 0 | 0 | 2.1
56826_G_1 | MIS_MNWI | Minnesota | 27 | Lyon | 83 | 56826 | 1 | Marshall Wind 4 LLC | 0 | 2007 | 9999 | Onshore Wind | [5 empty] | Non-Fossil | G | 2025 | Wind |  | 0 | 0 | 0 | 0 | 0 | 0 | 0 | 0 | 0 | 0 | 0 | 0 | 0 | 0 | 0 | 0 | 3.5915 | 4.9414 | 4.1277 | 12.6605 | 0 | 0 | 0 | 0 | 0 | 0 | 0 | 0 | 0 | 0 | 0 | 0 | 0 | 0 | 0 | 0 | 0 | 0 | 0 | 0 | 0.11834 | 0 | 0 | 0 | 0 | 0 | 0 | 0 | 0 | 0 | 4.2
56825_G_1 | MIS_MNWI | Minnesota | 27 | Lyon | 83 | 56825 | 1 | Marshall Wind 3 LLC | 0 | 2007 | 9999 | Onshore Wind | [5 empty] | Non-Fossil | G | 2025 | Wind |  | 0 | 0 | 0 | 0 | 0 | 0 | 0 | 0 | 0 | 0 | 0 | 0 | 0 | 0 | 0 | 0 | 3.5915 | 4.9414 | 4.1277 | 12.6605 | 0 | 0 | 0 | 0 | 0 | 0 | 0 | 0 | 0 | 0 | 0 | 0 | 0 | 0 | 0 | 0 | 0 | 0 | 0 | 0 | 0.11834 | 0 | 0 | 0 | 0 | 0 | 0 | 0 | 0 | 0 | 4.2
56824_G_1 | MIS_MNWI | Minnesota | 27 | Lyon | 83 | 56824 | 1 | Marshall Wind 2 LLC | 0 | 2007 | 9999 | Onshore Wind | [5 empty] | Non-Fossil | G | 2025 | Wind |  | 0 | 0 | 0 | 0 | 0 | 0 | 0 | 0 | 0 | 0 | 0 | 0 | 0 | 0 | 0 | 0 | 3.5915 | 4.9414 | 4.1277 | 12.6605 | 0 | 0 | 0 | 0 | 0 | 0 | 0 | 0 | 0 | 0 | 0 | 0 | 0 | 0 | 0 | 0 | 0 | 0 | 0 | 0 | 0.11834 | 0 | 0 | 0 | 0 | 0 | 0 | 0 | 0 | 0 | 4.2
56823_G_HWFG1 | ERC_WEST | Texas | 48 | Shackelford | 417 | 56823 | HWFG1 | Hackberry Wind Farm | 0 | 2008 | 9999 | Onshore Wind | [5 empty] | Non-Fossil | G | 2025 | Wind |  | 0 | 0 | 0 | 0 | 0 | 0 | 0 | 0 | 0 | 0 | 0 | 0 | 0 | 0 | 0 | 0 | 113.8645 | 167.4413 | 169.9708 | 451.2765 | 0 | 0 | 0 | 0 | 0 | 0 | 0 | 0 | 0 | 0 | 0 | 0 | 0 | 0 | 0 | 0 | 0 | 0 | 0 | 0 | 4.5731 | 0 | 0 | 0 | 0 | 0 | 0 | 0 | 0 | 0 | 162.3
56819_G_1 | SPP_N | Kansas | 20 | Barber | 7 | 56819 | 1 | Flat Ridge Wind Farm | 0 | 2009 | 9999 | Onshore Wind | [5 empty] | Non-Fossil | G | 2025 | Wind |  | 0 | 0 | 0 | 0 | 0 | 0 | 0 | 0 | 0 | 0 | 0 | 0 | 0 | 0 | 0 | 0 | 42.8291 | 64.734 | 65.8357 | 173.3988 | 0 | 0 | 0 | 0 | 0 | 0 | 0 | 0 | 0 | 0 | 0 | 0 | 0 | 0 | 0 | 0 | 0 | 0 | 0 | 0 | 1.973 | 0 | 0 | 0 | 0 | 0 | 0 | 0 | 0 | 0 | 50
56818_G_1 | SPP_N | Kansas | 20 | Wichita | 203 | 56818 | 1 | Central Plains Wind Farm | 0 | 2009 | 9999 | Onshore Wind | [5 empty] | Non-Fossil | G | 2025 | Wind |  | 0 | 0 | 0 | 0 | 0 | 0 | 0 | 0 | 0 | 0 | 0 | 0 | 0 | 0 | 0 | 0 | 84.8017 | 128.1733 | 130.3546 | 343.3296 | 0 | 0 | 0 | 0 | 0 | 0 | 0 | 0 | 0 | 0 | 0 | 0 | 0 | 0 | 0 | 0 | 0 | 0 | 0 | 0 | 3.9065 | 0 | 0 | 0 | 0 | 0 | 0 | 0 | 0 | 0 | 99
56815_G_1 | WECC_CO | Colorado | 8 | Denver | 31 | 56815 | 1 | Denver Int Airport | 0 | 2008 | 9999 | Solar PV | [5 empty] | Non-Fossil | G | 2025 | Solar |  | 0 | 0 | 0 | 0 | 0 | 0 | 0 | 0 | 0 | 0 | 0 | 0 | 0 | 0 | 0 | 0 | 0.65738 | 1.2323 | 1.9056 | 3.7954 | 0 | 0 | 0 | 0 | 0 | 0 | 0 | 0 | 0 | 0 | 0 | 0 | 0 | 0 | 0 | 0 | 0 | 0 | 0 | 0 | 0.060002 | 0 | 0 | 0 | 0 | 0 | 0 | 0 | 0 | 0 | 1.9
56814_G_PV2 | WECC_SCE | California | 6 | Los Angeles | 37 | 56814 | PV2 | ELACC Photovoltaic Power Facility | 0 | 2008 | 9999 | Solar PV | [5 empty] | Non-Fossil | G | 2025 | Solar |  | 0 | 0 | 0 | 0 | 0 | 0 | 0 | 0 | 0 | 0 | 0 | 0 | 0 | 0 | 0 | 0 | 0.1683 | 0.31225 | 0.48397 | 0.96451 | 0 | 0 | 0 | 0 | 0 | 0 | 0 | 0 | 0 | 0 | 0 | 0 | 0 | 0 | 0 | 0 | 0 | 0 | 0 | 0 | 0.014451 | 0 | 0 | 0 | 0 | 0 | 0 | 0 | 0 | 0 | 0.4
56814_G_PV1 | WECC_SCE | California | 6 | Los Angeles | 37 | 56814 | PV1 | ELACC Photovoltaic Power Facility | 0 | 2008 | 9999 | Solar PV | [5 empty] | Non-Fossil | G | 2025 | Solar |  | 0 | 0 | 0 | 0 | 0 | 0 | 0 | 0 | 0 | 0 | 0 | 0 | 0 | 0 | 0 | 0 | 0.1683 | 0.31225 | 0.48397 | 0.96451 | 0 | 0 | 0 | 0 | 0 | 0 | 0 | 0 | 0 | 0 | 0 | 0 | 0 | 0 | 0 | 0 | 0 | 0 | 0 | 0 | 0.014451 | 0 | 0 | 0 | 0 | 0 | 0 | 0 | 0 | 0 | 0.4
56813_G_2 | WEC_CALN | California | 6 | Fresno | 19 | 56813 | 2 | CSU Fresno Solar Project | 0 | 2007 | 9999 | Solar PV | [5 empty] | Non-Fossil | G | 2025 | Solar |  | 0 | 0 | 0 | 0 | 0 | 0 | 0 | 0 | 0 | 0 | 0 | 0 | 0 | 0 | 0 | 0 | 0.18759 | 0.37343 | 0.61226 | 1.1733 | 0 | 0 | 0 | 0 | 0 | 0 | 0 | 0 | 0 | 0 | 0 | 0 | 0 | 0 | 0 | 0 | 0 | 0 | 0 | 0 | 0.015996 | 0 | 0 | 0 | 0 | 0 | 0 | 0 | 0 | 0 | 0.49952
56813_G_1 | WEC_CALN | California | 6 | Fresno | 19 | 56813 | 1 | CSU Fresno Solar Project | 0 | 2007 | 9999 | Solar PV | [5 empty] | Non-Fossil | G | 2025 | Solar |  | 0 | 0 | 0 | 0 | 0 | 0 | 0 | 0 | 0 | 0 | 0 | 0 | 0 | 0 | 0 | 0 | 0.18759 | 0.37343 | 0.61226 | 1.1733 | 0 | 0 | 0 | 0 | 0 | 0 | 0 | 0 | 0 | 0 | 0 | 0 | 0 | 0 | 0 | 0 | 0 | 0 | 0 | 0 | 0.015996 | 0 | 0 | 0 | 0 | 0 | 0 | 0 | 0 | 0 | 0.49952
56812_B_1 | WECC_AZ | Arizona | 4 | Maricopa | 13 | 56812 | 1 | Solana Generating Station | 9771 | 2013 | 9999 | Solar Thermal | [5 empty] | Non-Fossil | B | 2025 | Solar |  | 0.78358 | 2.0204 | 3.5975 | 6.4015 | 0 | 0 | 0 | 0 | 0 | 0 | 0 | 0 | 0 | 0 | 0 | 0 | 80.1945 | 206.7767 | 368.1807 | 655.1519 | 0 | 0 | 0 | 0 | 0 | 0 | 0 | 0 | 0 | 0 | 0 | 0 | 0 | 0 | 0 | 0 | 0 | 0 | 0 | 0 | 22.9882 | 0 | 0 | 0 | 0 | 0 | 0 | 0 | 0 | 0 | 295
56811_G_WWF | MIS_MIDA | Iowa | 19 | Pottawattamie | 155 | 56811 | WWF | Walnut Wind Farm | 0 | 2008 | 9999 | Onshore Wind | [5 empty] | Non-Fossil | G | 2025 | Wind |  | 0 | 0 | 0 | 0 | 0 | 0 | 0 | 0 | 0 | 0 | 0 | 0 | 0 | 0 | 0 | 0 | 127.3082 | 181.7238 | 145.8688 | 454.9008 | 0 | 0 | 0 | 0 | 0 | 0 | 0 | 0 | 0 | 0 | 0 | 0 | 0 | 0 | 0 | 0 | 0 | 0 | 0 | 0 | 4.3111 | 0 | 0 | 0 | 0 | 0 | 0 | 0 | 0 | 0 | 153
56810_G_AWF | MIS_MIDA | Iowa | 19 | Adair | 1 | 56810 | AWF | Adair Wind Farm | 0 | 2008 | 9999 | Onshore Wind | [5 empty] | Non-Fossil | G | 2025 | Wind |  | 0 | 0 | 0 | 0 | 0 | 0 | 0 | 0 | 0 | 0 | 0 | 0 | 0 | 0 | 0 | 0 | 145.4476 | 207.6165 | 166.6527 | 519.7168 | 0 | 0 | 0 | 0 | 0 | 0 | 0 | 0 | 0 | 0 | 0 | 0 | 0 | 0 | 0 | 0 | 0 | 0 | 0 | 0 | 4.9253 | 0 | 0 | 0 | 0 | 0 | 0 | 0 | 0 | 0 | 174.8
56809_G_CWF | MIS_MIDA | Iowa | 19 | Carroll | 27 | 56809 | CWF | Carroll Wind Farm | 0 | 2008 | 9999 | Onshore Wind | [5 empty] | Non-Fossil | G | 2025 | Wind |  | 0 | 0 | 0 | 0 | 0 | 0 | 0 | 0 | 0 | 0 | 0 | 0 | 0 | 0 | 0 | 0 | 124.812 | 178.1606 | 143.0086 | 445.9812 | 0 | 0 | 0 | 0 | 0 | 0 | 0 | 0 | 0 | 0 | 0 | 0 | 0 | 0 | 0 | 0 | 0 | 0 | 0 | 0 | 4.2265 | 0 | 0 | 0 | 0 | 0 | 0 | 0 | 0 | 0 | 150
56808_B_2 | PJM_West | Virginia | 51 | Wise | 195 | 56808 | 2 | Virginia City Hybrid Energy Center | 10088 | 2012 | 9999 | Coal Steam | FBC | dry | ESPH + Bag House + Dry Scrubber + SNCR + ACI | CF | Dry Scrubber | Fossil | B | 2025 | Coal |  | 3.3478 | 0 | 0 | 3.3478 | 3.08 | 0 | 0 | 3.08 | 0 | 0 | 0 | 0 | 0 | 0 | 0 | 0 | 330.3573 | 0 | 0 | 330.3573 | 342.4887 | 0 | 0 | 342.4887 | 0.00090279 | 0 | 0 | 0.00090279 | 0.10069 | 0 | 0 | 0.10069 | 0.047074 | 0 | 0 | 0.047074 | 0.0017672 | 0 | 0 | 0.0017672 | 11.7013 | 1.9501 | 0 | 0 | 1.9501 | 10.8509 | 0 | 0 | 10.8509 | 0 | 305 | Scrubber / SNCR / Mercury Control | Dry Scrubber
56808_B_1 | PJM_West | Virginia | 51 | Wise | 195 | 56808 | 1 | Virginia City Hybrid Energy Center | 10088 | 2012 | 9999 | Coal Steam | FBC | dry | ESPH + Bag House + Dry Scrubber + SNCR + ACI | CF | Dry Scrubber | Fossil | B | 2025 | Coal |  | 3.3478 | 0 | 0 | 3.3478 | 3.08 | 0 | 0 | 3.08 | 0 | 0 | 0 | 0 | 0 | 0 | 0 | 0 | 330.3573 | 0 | 0 | 330.3573 | 342.4887 | 0 | 0 | 342.4887 | 0.00090279 | 0 | 0 | 0.00090279 | 0.10294 | 0 | 0 | 0.10294 | 0.047074 | 0 | 0 | 0.047074 | 0.0017672 | 0 | 0 | 0.0017672 | 11.7013 | 1.9501 | 0 | 0 | 1.9501 | 10.8509 | 0 | 0 | 10.8509 | 0 | 305 | Scrubber / SNCR / Mercury Control | Dry Scrubber
56807_G_1C | PJM_Dom | Virginia | 51 | Buckingham | 29 | 56807 | 1C | Bear Garden | 7102 | 2011 | 9999 | Combined Cycle |  |  | SCR | DLNB + H2O |  | Fossil | G | 2025 | NaturalGas |  | 3.164 | 4.289 | 5.9204 | 13.3734 | 0 | 0 | 0 | 0 | 0 | 0 | 0 | 0 | 0 | 0 | 0 | 0 | 445.5108 | 603.9146 | 833.626 | 1883.0514 | 185.2216 | 251.0781 | 346.5809 | 782.8806 | 2.2147e-07 | 3.0022e-07 | 4.1443e-07 | 9.3612e-07 | 0.011802 | 0.015998 | 0.022083 | 0.049883 | 0 | 0 | 0 | 0 | 0 | 0 | 0 | 0 | 7.7583 | 0.94573 | 1.282 | 1.7696 | 3.9973 | 12.1398 | 13.1108 | 20.2883 | 45.5389 | 0 | 254 | SCR
56807_G_1B | PJM_Dom | Virginia | 51 | Buckingham | 29 | 56807 | 1B | Bear Garden | 7102 | 2011 | 9999 | Combined Cycle |  |  | SCR | DLNB + H2O |  | Fossil | G | 2025 | NaturalGas |  | 2.1176 | 2.8706 | 3.9625 | 8.9507 | 0 | 0 | 0 | 0 | 0 | 0 | 0 | 0 | 0 | 0 | 0 | 0 | 298.1765 | 404.1948 | 557.9387 | 1260.31 | 123.9672 | 168.0444 | 231.9636 | 523.9752 | 1.4823e-07 | 2.0093e-07 | 2.7737e-07 | 6.2654e-07 | 0.0078988 | 0.010707 | 0.01478 | 0.033386 | 0 | 0 | 0 | 0 | 0 | 0 | 0 | 0 | 5.1926 | 0.63297 | 0.85802 | 1.1844 | 2.6754 | 8.1251 | 8.7749 | 13.5788 | 30.4788 | 0 | 170 | SCR
56807_G_1A | PJM_Dom | Virginia | 51 | Buckingham | 29 | 56807 | 1A | Bear Garden | 7102 | 2011 | 9999 | Combined Cycle |  |  | SCR | DLNB + H2O |  | Fossil | G | 2025 | NaturalGas |  | 2.0554 | 2.7862 | 3.8459 | 8.6875 | 0 | 0 | 0 | 0 | 0 | 0 | 0 | 0 | 0 | 0 | 0 | 0 | 289.4066 | 392.3067 | 541.5287 | 1223.242 | 120.3211 | 163.1019 | 225.1411 | 508.5642 | 1.4387e-07 | 1.9502e-07 | 2.6921e-07 | 6.0811e-07 | 0.0076665 | 0.010392 | 0.014345 | 0.032404 | 0 | 0 | 0 | 0 | 0 | 0 | 0 | 0 | 5.0398 | 0.61435 | 0.83279 | 1.1496 | 2.5967 | 7.8861 | 8.5168 | 13.1794 | 29.5823 | 0 | 165 | SCR
56806_G_42 | ERC_REST | Texas | 48 | Chambers | 71 | 56806 | 42 | Cedar Bayou 4 | 7720 | 2009 | 9999 | Combined Cycle |  |  | SCR | DLNB |  | Fossil | G | 2025 | NaturalGas |  | 0.25595 | 0.45202 | 1.8808 | 2.5888 | 0 | 0 | 0 | 0 | 0 | 0 | 0 | 0 | 0 | 0 | 0 | 0 | 33.1536 | 58.5512 | 243.6289 | 335.3338 | 14.9831 | 26.461 | 110.1029 | 151.547 | 1.7915e-08 | 3.1638e-08 | 1.3167e-07 | 1.8123e-07 | 0.0018441 | 0.0032568 | 0.013551 | 0.018652 | 0 | 0 | 0 | 0 | 0 | 0 | 0 | 0 | 5.0398 | 0.11268 | 0.22575 | 0.74893 | 1.0874 | 0.96155 | 1.5897 | 6.9155 | 9.4667 | 0 | 165 | SCR
56806_G_41 | ERC_REST | Texas | 48 | Chambers | 71 | 56806 | 41 | Cedar Bayou 4 | 7720 | 2009 | 9999 | Combined Cycle |  |  | SCR | DLNB |  | Fossil | G | 2025 | NaturalGas |  | 0.25595 | 0.45202 | 1.8808 | 2.5888 | 0 | 0 | 0 | 0 | 0 | 0 | 0 | 0 | 0 | 0 | 0 | 0 | 33.1536 | 58.5512 | 243.6289 | 335.3338 | 14.9831 | 26.461 | 110.1029 | 151.547 | 1.7915e-08 | 3.1638e-08 | 1.3167e-07 | 1.8123e-07 | 0.0018441 | 0.0032568 | 0.013551 | 0.018652 | 0 | 0 | 0 | 0 | 0 | 0 | 0 | 0 | 5.0398 | 0.11268 | 0.22575 | 0.74893 | 1.0874 | 0.96155 | 1.5897 | 6.9155 | 9.4667 | 0 | 165 | SCR
56806_G_4 | ERC_REST | Texas | 48 | Chambers | 71 | 56806 | 4 | Cedar Bayou 4 | 7720 | 2009 | 9999 | Combined Cycle |  |  | SCR | DLNB |  | Fossil | G | 2025 | NaturalGas |  | 0.2668 | 0.47119 | 1.9606 | 2.6986 | 0 | 0 | 0 | 0 | 0 | 0 | 0 | 0 | 0 | 0 | 0 | 0 | 34.5602 | 61.0352 | 253.9647 | 349.5601 | 15.6187 | 27.5836 | 114.774 | 157.9763 | 1.8675e-08 | 3.298e-08 | 1.3726e-07 | 1.8891e-07 | 0.0019223 | 0.0033949 | 0.014126 | 0.019443 | 0 | 0 | 0 | 0 | 0 | 0 | 0 | 0 | 5.2537 | 0.11746 | 0.23533 | 0.7807 | 1.1335 | 1.0023 | 1.6571 | 7.2088 | 9.8683 | 0 | 172 | SCR
56805_G_1 | PJM_COMD | Illinois | 17 | Stephenson | 177 | 56805 | 1 | EcoGrove Wind LLC | 0 | 2009 | 9999 | Onshore Wind | [5 empty] | Non-Fossil | G | 2025 | Wind |  | 0 | 0 | 0 | 0 | 0 | 0 | 0 | 0 | 0 | 0 | 0 | 0 | 0 | 0 | 0 | 0 | 75.3326 | 101.9173 | 67.577 | 244.827 | 0 | 0 | 0 | 0 | 0 | 0 | 0 | 0 | 0 | 0 | 0 | 0 | 0 | 0 | 0 | 0 | 0 | 0 | 0 | 0 | 3.6389 | 0 | 0 | 0 | 0 | 0 | 0 | 0 | 0 | 0 | 92.1489
56804_G_RH | SPP_WEST | Oklahoma | 40 | Roger Mills | 129 | 56804 | RH | Red Hills Wind Project LLC | 0 | 2008 | 9999 | Onshore Wind | [5 empty] | Non-Fossil | G | 2025 | Wind |  | 0 | 0 | 0 | 0 | 0 | 0 | 0 | 0 | 0 | 0 | 0 | 0 | 0 | 0 | 0 | 0 | 105.7 | 162.608 | 164.4417 | 432.7497 | 0 | 0 | 0 | 0 | 0 | 0 | 0 | 0 | 0 | 0 | 0 | 0 | 0 | 0 | 0 | 0 | 0 | 0 | 0 | 0 | 4.7363 | 0 | 0 | 0 | 0 | 0 | 0 | 0 | 0 | 0 | 121.5956
56803_G_4 | WEC_CALN | California | 6 | Fresno | 19 | 56803 | 4 | Panoche Energy Center | 10745 | 2009 | 9999 | Combustion Turbine |  |  | SCR | H2O |  | Fossil | G | 2025 | NaturalGas |  | 0 | 0 | 0 | 0 | 0 | 0 | 0 | 0 | 0 | 0 | 0 | 0 | 0 | 0 | 0 | 0 | 0 | 0 | 0 | 0 | 0 | 0 | 0 | 0 | 0 | 0 | 0 | 0 | 0 | 0 | 0 | 0 | 0 | 0 | 0 | 0 | 0 | 0 | 0 | 0 | 2.01 | 0 | 0 | 0 | 0 | 0 | 0 | 0 | 0 | 0 | 97 | SCR
56803_G_3 | WEC_CALN | California | 6 | Fresno | 19 | 56803 | 3 | Panoche Energy Center | 10745 | 2009 | 9999 | Combustion Turbine |  |  | SCR | H2O |  | Fossil | G | 2025 | NaturalGas |  | 0 | 0 | 0 | 0 | 0 | 0 | 0 | 0 | 0 | 0 | 0 | 0 | 0 | 0 | 0 | 0 | 0 | 0 | 0 | 0 | 0 | 0 | 0 | 0 | 0 | 0 | 0 | 0 | 0 | 0 | 0 | 0 | 0 | 0 | 0 | 0 | 0 | 0 | 0 | 0 | 2.01 | 0 | 0 | 0 | 0 | 0 | 0 | 0 | 0 | 0 | 97 | SCR
56803_G_2 | WEC_CALN | California | 6 | Fresno | 19 | 56803 | 2 | Panoche Energy Center | 10745 | 2009 | 9999 | Combustion Turbine |  |  | SCR | H2O |  | Fossil | G | 2025 | NaturalGas |  | 0 | 0 | 0 | 0 | 0 | 0 | 0 | 0 | 0 | 0 | 0 | 0 | 0 | 0 | 0 | 0 | 0 | 0 | 0 | 0 | 0 | 0 | 0 | 0 | 0 | 0 | 0 | 0 | 0 | 0 | 0 | 0 | 0 | 0 | 0 | 0 | 0 | 0 | 0 | 0 | 2.01 | 0 | 0 | 0 | 0 | 0 | 0 | 0 | 0 | 0 | 97 | SCR
56803_G_1 | WEC_CALN | California | 6 | Fresno | 19 | 56803 | 1 | Panoche Energy Center | 10745 | 2009 | 9999 | Combustion Turbine |  |  | SCR | H2O |  | Fossil | G | 2025 | NaturalGas |  | 0 | 0 | 0 | 0 | 0 | 0 | 0 | 0 | 0 | 0 | 0 | 0 | 0 | 0 | 0 | 0 | 0 | 0 | 0 | 0 | 0 | 0 | 0 | 0 | 0 | 0 | 0 | 0 | 0 | 0 | 0 | 0 | 0 | 0 | 0 | 0 | 0 | 0 | 0 | 0 | 2.01 | 0 | 0 | 0 | 0 | 0 | 0 | 0 | 0 | 0 | 97 | SCR
56800_G_HW2 | NENGREST | Massachusetts | 25 | Plymouth | 23 | 56800 | HW2 | Hull Wind II | 0 | 2006 | 9999 | Onshore Wind | [5 empty] | Non-Fossil | G | 2025 | Wind |  | 0 | 0 | 0 | 0 | 0 | 0 | 0 | 0 | 0 | 0 | 0 | 0 | 0 | 0 | 0 | 0 | 1.4873 | 1.9333 | 1.4976 | 4.9183 | 0 | 0 | 0 | 0 | 0 | 0 | 0 | 0 | 0 | 0 | 0 | 0 | 0 | 0 | 0 | 0 | 0 | 0 | 0 | 0 | 0.060483 | 0 | 0 | 0 | 0 | 0 | 0 | 0 | 0 | 0 | 1.8
568_G_CC1 | NENG_CT | Connecticut | 9 | Fairfield | 1 | 568 | CC1 | Bridgeport Station | 6250 | 2019 | 9999 | Combined Cycle |  |  | SCR | DLNB + H2O |  | Fossil | B | 2025 | NaturalGas |  | 4.4146 | 7.2071 | 9.9485 | 21.5703 | 0 | 0 | 0 | 0 | 0 | 0 | 0 | 0 | 0 | 0 | 0 | 0 | 706.3395 | 1153.144 | 1591.7662 | 3451.2497 | 258.432 | 421.9066 | 582.3875 | 1262.726 | 3.0904e-07 | 5.0453e-07 | 6.964e-07 | 1.51e-06 | 0.02428 | 0.039639 | 0.054717 | 0.11864 | 0 | 0 | 0 | 0 | 0 | 0 | 0 | 0 | 14.8141 | 1.5241 | 2.4479 | 3.379 | 7.351 | 32.9633 | 28.5175 | 33.5946 | 95.0754 | 0 | 485 | SCR
568_G_4 | NENG_CT | Connecticut | 9 | Fairfield | 1 | 568 | 4 | Bridgeport Station | 15282 | 1967 | 9999 | Combustion Turbine | [5 empty] | Fossil | G | 2025 | Oil |  | 0 | 0 | 0 | 0 | 0 | 0 | 0 | 0 | 0 | 0 | 0 | 0 | 0 | 0 | 0 | 0 | 0 | 0 | 0 | 0 | 0 | 0 | 0 | 0 | 0 | 0 | 0 | 0 | 0 | 0 | 0 | 0 | 0 | 0 | 0 | 0 | 0 | 0 | 0 | 0 | 0.31603 | 0 | 0 | 0 | 0 | 0 | 0 | 0 | 0 | 0 | 16.9
56799_G_2 | FRCC | Florida | 12 | Duval | 31 | 56799 | 2 | Greenland Energy Center | 11641 | 2011 | 9999 | Combustion Turbine |  |  |  | DLNB + H2O |  | Fossil | G | 2025 | NaturalGas |  | 0.031452 | 0.043434 | 0.19659 | 0.27148 | 0 | 0 | 0 | 0 | 0 | 0 | 0 | 0 | 0 | 0 | 0 | 0 | 2.7019 | 3.7311 | 16.8878 | 23.3208 | 1.8412 | 2.5426 | 11.5085 | 15.8923 | 2.2019e-09 | 3.0406e-09 | 1.3772e-08 | 1.9015e-08 | 0.00044938 | 0.00062057 | 0.0028088 | 0.0038787 | 0 | 0 | 0 | 0 | 0 | 0 | 0 | 0 | 2.7676 | 0.042415 | 0.058573 | 0.2458 | 0.34679 | 0.12162 | 0.1584 | 0.76412 | 1.0441 | 0 | 148
56799_G_1 | FRCC | Florida | 12 | Duval | 31 | 56799 | 1 | Greenland Energy Center | 11641 | 2011 | 9999 | Combustion Turbine |  |  |  | DLNB + H2O |  | Fossil | G | 2025 | NaturalGas |  | 0.031452 | 0.043434 | 0.19659 | 0.27148 | 0 | 0 | 0 | 0 | 0 | 0 | 0 | 0 | 0 | 0 | 0 | 0 | 2.7019 | 3.7311 | 16.8878 | 23.3208 | 1.8412 | 2.5426 | 11.5085 | 15.8923 | 2.2019e-09 | 3.0406e-09 | 1.3772e-08 | 1.9015e-08 | 0.00043632 | 0.00060254 | 0.0027272 | 0.0037661 | 0 | 0 | 0 | 0 | 0 | 0 | 0 | 0 | 2.7676 | 0.042415 | 0.058573 | 0.2458 | 0.34679 | 0.12162 | 0.1584 | 0.76412 | 1.0441 | 0 | 148
56798_G_U2 | NENG_CT | Connecticut | 9 | Middlesex | 7 | 56798 | U2 | Kleen Energy Systems Project | 7103 | 2011 | 9999 | Combined Cycle |  |  | SCR | DLNB + H2O |  | Fossil | G | 2025 | NaturalGas |  | 1.2884 | 2.2024 | 4.1262 | 7.617 | 0 | 0 | 0 | 0 | 0 | 0 | 0 | 0 | 0 | 0 | 0 | 0 | 181.3858 | 310.0647 | 580.9126 | 1072.3631 | 75.422 | 128.9279 | 241.5491 | 445.8989 | 9.0186e-08 | 1.5417e-07 | 2.8894e-07 | 5.3329e-07 | 0.0045029 | 0.0076974 | 0.014421 | 0.026622 | 0 | 0 | 0 | 0 | 0 | 0 | 0 | 0 | 5.4064 | 0.49471 | 0.68437 | 1.2332 | 2.4122 | 9.6201 | 8.7145 | 13.9336 | 32.2682 | 0 | 177 | SCR
56798_G_U1 | NENG_CT | Connecticut | 9 | Middlesex | 7 | 56798 | U1 | Kleen Energy Systems Project | 7103 | 2011 | 9999 | Combined Cycle |  |  | SCR | DLNB + H2O |  | Fossil | G | 2025 | NaturalGas |  | 1.2884 | 2.297 | 4.1262 | 7.7116 | 0 | 0 | 0 | 0 | 0 | 0 | 0 | 0 | 0 | 0 | 0 | 0 | 181.3858 | 323.3899 | 580.9126 | 1085.6884 | 75.422 | 134.4686 | 241.5491 | 451.4397 | 9.0172e-08 | 1.6077e-07 | 2.8894e-07 | 5.3987e-07 | 0.0045029 | 0.0080282 | 0.014421 | 0.026952 | 0 | 0 | 0 | 0 | 0 | 0 | 0 | 0 | 5.4064 | 0.49471 | 0.70021 | 1.2332 | 2.4281 | 9.6201 | 9.089 | 13.9336 | 32.6427 | 0 | 177 | SCR
56798_G_ST | NENG_CT | Connecticut | 9 | Middlesex | 7 | 56798 | ST | Kleen Energy Systems Project | 7103 | 2011 | 9999 | Combined Cycle |  |  | SCR | DLNB + H2O |  | Fossil | G | 2025 | NaturalGas |  | 2.0597 | 3.478 | 6.2476 | 11.7854 | 0 | 0 | 0 | 0 | 0 | 0 | 0 | 0 | 0 | 0 | 0 | 0 | 289.9812 | 489.6526 | 879.5739 | 1659.2077 | 120.577 | 203.6022 | 365.7353 | 689.9145 | 1.4415e-07 | 2.4341e-07 | 4.3728e-07 | 8.2484e-07 | 0.0071987 | 0.012155 | 0.021835 | 0.04119 | 0 | 0 | 0 | 0 | 0 | 0 | 0 | 0 | 8.1859 | 0.72028 | 1.0602 | 1.8672 | 3.6476 | 15.3797 | 13.7619 | 21.0972 | 50.2388 | 0 | 268 | SCR
56797_G_1 | MIS_IA | Iowa | 19 | Mitchell | 131 | 56797 | 1 | Pioneer Prairie Wind Farm | 0 | 2008 | 9999 | Onshore Wind | [5 empty] | Non-Fossil | G | 2025 | Wind |  | 0 | 0 | 0 | 0 | 0 | 0 | 0 | 0 | 0 | 0 | 0 | 0 | 0 | 0 | 0 | 0 | 259.0868 | 363.1347 | 289.803 | 912.0246 | 0 | 0 | 0 | 0 | 0 | 0 | 0 | 0 | 0 | 0 | 0 | 0 | 0 | 0 | 0 | 0 | 0 | 0 | 0 | 0 | 8.4388 | 0 | 0 | 0 | 0 | 0 | 0 | 0 | 0 | 0 | 299.4939
56796_G_1 | PJM_AP | Pennsylvania | 42 | Fayette | 51 | 56796 | 1 | South Chestnut LLC | 0 | 2012 | 9999 | Onshore Wind | [5 empty] | Non-Fossil | G | 2025 | Wind |  | 0 | 0 | 0 | 0 | 0 | 0 | 0 | 0 | 0 | 0 | 0 | 0 | 0 | 0 | 0 | 0 | 35.9041 | 44.6971 | 28.4495 | 109.0507 | 0 | 0 | 0 | 0 | 0 | 0 | 0 | 0 | 0 | 0 | 0 | 0 | 0 | 0 | 0 | 0 | 0 | 0 | 0 | 0 | 1.9847 | 0 | 0 | 0 | 0 | 0 | 0 | 0 | 0 | 0 | 50.4
56795_G_1 | ERC_REST | Texas | 48 | Kenedy | 261 | 56795 | 1 | Penascal Wind Power LLC | 0 | 2009 | 9999 | Onshore Wind | [5 empty] | Non-Fossil | G | 2025 | Wind |  | 0 | 0 | 0 | 0 | 0 | 0 | 0 | 0 | 0 | 0 | 0 | 0 | 0 | 0 | 0 | 0 | 144.778 | 208.5251 | 248.8 | 602.1031 | 0 | 0 | 0 | 0 | 0 | 0 | 0 | 0 | 0 | 0 | 0 | 0 | 0 | 0 | 0 | 0 | 0 | 0 | 0 | 0 | 5.6804 | 0 | 0 | 0 | 0 | 0 | 0 | 0 | 0 | 0 | 201.6
56794_G_1 | MIS_MNWI | Minnesota | 27 | Pipestone | 117 | 56794 | 1 | Moraine II Wind LLC | 0 | 2009 | 9999 | Onshore Wind | [5 empty] | Non-Fossil | G | 2025 | Wind |  | 0 | 0 | 0 | 0 | 0 | 0 | 0 | 0 | 0 | 0 | 0 | 0 | 0 | 0 | 0 | 0 | 42.3278 | 58.2377 | 48.6477 | 149.2133 | 0 | 0 | 0 | 0 | 0 | 0 | 0 | 0 | 0 | 0 | 0 | 0 | 0 | 0 | 0 | 0 | 0 | 0 | 0 | 0 | 1.3948 | 0 | 0 | 0 | 0 | 0 | 0 | 0 | 0 | 0 | 49.5
56793_G_1 | MIS_MNWI | Minnesota | 27 | Jackson | 63 | 56793 | 1 | Elm Creek Wind LLC | 0 | 2008 | 9999 | Onshore Wind | [5 empty] | Non-Fossil | G | 2025 | Wind |  | 0 | 0 | 0 | 0 | 0 | 0 | 0 | 0 | 0 | 0 | 0 | 0 | 0 | 0 | 0 | 0 | 84.6557 | 116.4754 | 97.2954 | 298.4265 | 0 | 0 | 0 | 0 | 0 | 0 | 0 | 0 | 0 | 0 | 0 | 0 | 0 | 0 | 0 | 0 | 0 | 0 | 0 | 0 | 2.7895 | 0 | 0 | 0 | 0 | 0 | 0 | 0 | 0 | 0 | 99
56792_G_1 | MIS_MNWI | South Dakota | 46 | Brookings | 11 | 56792 | 1 | Buffalo Ridge I LLC | 0 | 2009 | 9999 | Onshore Wind | [5 empty] | Non-Fossil | G | 2025 | Wind |  | 0 | 0 | 0 | 0 | 0 | 0 | 0 | 0 | 0 | 0 | 0 | 0 | 0 | 0 | 0 | 0 | 41.0527 | 60.1758 | 54.2516 | 155.48 | 0 | 0 | 0 | 0 | 0 | 0 | 0 | 0 | 0 | 0 | 0 | 0 | 0 | 0 | 0 | 0 | 0 | 0 | 0 | 0 | 1.4201 | 0 | 0 | 0 | 0 | 0 | 0 | 0 | 0 | 0 | 50.4
56791_G_1 | WECC_SCE | California | 6 | Riverside | 65 | 56791 | 1 | Dillon Wind LLC | 0 | 2008 | 9999 | Onshore Wind | [5 empty] | Non-Fossil | G | 2025 | Wind |  | 0 | 0 | 0 | 0 | 0 | 0 | 0 | 0 | 0 | 0 | 0 | 0 | 0 | 0 | 0 | 0 | 15.524 | 32.1597 | 54.3369 | 102.0206 | 0 | 0 | 0 | 0 | 0 | 0 | 0 | 0 | 0 | 0 | 0 | 0 | 0 | 0 | 0 | 0 | 0 | 0 | 0 | 0 | 1.2629 | 0 | 0 | 0 | 0 | 0 | 0 | 0 | 0 | 0 | 44.821
56790_G_1 | WECC_PNW | Oregon | 41 | Sherman | 55 | 56790 | 1 | Hay Canyon Wind Power LLC | 0 | 2009 | 9999 | Onshore Wind | [5 empty] | Non-Fossil | G | 2025 | Wind |  | 0 | 0 | 0 | 0 | 0 | 0 | 0 | 0 | 0 | 0 | 0 | 0 | 0 | 0 | 0 | 0 | 43.3819 | 72.8687 | 117.317 | 233.5676 | 0 | 0 | 0 | 0 | 0 | 0 | 0 | 0 | 0 | 0 | 0 | 0 | 0 | 0 | 0 | 0 | 0 | 0 | 0 | 0 | 2.8402 | 0 | 0 | 0 | 0 | 0 | 0 | 0 | 0 | 0 | 100.8
56789_G_1 | WECC_PNW | Oregon | 41 | Gilliam | 21 | 56789 | 1 | Pebble Springs Wind LLC | 0 | 2009 | 9999 | Onshore Wind | [5 empty] | Non-Fossil | G | 2025 | Wind |  | 0 | 0 | 0 | 0 | 0 | 0 | 0 | 0 | 0 | 0 | 0 | 0 | 0 | 0 | 0 | 0 | 42.4781 | 71.3506 | 114.8729 | 228.7016 | 0 | 0 | 0 | 0 | 0 | 0 | 0 | 0 | 0 | 0 | 0 | 0 | 0 | 0 | 0 | 0 | 0 | 0 | 0 | 0 | 2.7811 | 0 | 0 | 0 | 0 | 0 | 0 | 0 | 0 | 0 | 98.7
56787_G_GTG | MIS_LA | Louisiana | 22 | Ascension | 5 | 56787 | GTG | Geismar Cogen | 11373 | 2000 | 9999 | Combustion Turbine | [5 empty] | Fossil | G | 2025 | NaturalGas |  | 0 | 0 | 0.0015098 | 0.0015098 | 0 | 0 | 0 | 0 | 0 | 0 | 0 | 0 | 0 | 0 | 0 | 0 | 0 | 0 | 0.13275 | 0.13275 | 0 | 0 | 0.088385 | 0.088385 | 0 | 0 | 1.055e-10 | 1.055e-10 | 0 | 0 | 2.9e-05 | 2.9e-05 | 0 | 0 | 0 | 0 | 0 | 0 | 0 | 0 | 1.3558 | 0 | 0 | 0.0020841 | 0.0020841 | 0 | 0 | 0.0054457 | 0.0054457 | 0 | 72.5
56786_B_1 | MIS_MAPP | North Dakota | 38 | Stutsman | 93 | 56786 | 1 | Spiritwood Station | 14500 | 2014 | 9999 | Coal Steam | FBC | dry | Bag House + Dry Scrubber + SNCR + ACI + DSI | CF + OFA | Dry Scrubber | Fossil | B | 2025 | Coal |  | 0 | 0 | 0 | 0 | 0 | 0 | 0 | 0 | 0 | 0 | 0 | 0 | 0 | 0 | 0 | 0 | 0 | 0 | 0 | 0 | 0 | 0 | 0 | 0 | 0 | 0 | 0 | 0 | 0 | 0 | 0 | 0 | 0 | 0 | 0 | 0 | 0 | 0 | 0 | 0 | 3.4817 | 0 | 0 | 0 | 0 | 0 | 0 | 0 | 0 | 0 | 90 | Scrubber / SNCR / Mercury Control / DSI | Dry Scrubber
56785_G_WG01 | PJM_West | Virginia | 51 | Montgomery | 121 | 56785 | WG01 | Virginia Tech Power Plant | 10428 | 1976 | 9999 | Coal Steam | [5 empty] | Fossil | G | 2025 | Coal |  | 0 | 0 | 0 | 0 | 0 | 0 | 0 | 0 | 0 | 0 | 0 | 0 | 0 | 0 | 0 | 0 | 0 | 0 | 0 | 0 | 0 | 0 | 0 | 0 | 0 | 0 | 0 | 0 | 0 | 0 | 0 | 0 | 0 | 0 | 0 | 0 | 0 | 0 | 0 | 0 | 0.080989 | 0 | 0 | 0 | 0 | 0 | 0 | 0 | 0 | 0 | 2.5
56784_G_2 | SPP_N | Kansas | 20 | Cloud | 29 | 56784 | 2 | Cloud County Wind Farm | 0 | 2008 | 9999 | Onshore Wind | [5 empty] | Non-Fossil | G | 2025 | Wind |  | 0 | 0 | 0 | 0 | 0 | 0 | 0 | 0 | 0 | 0 | 0 | 0 | 0 | 0 | 0 | 0 | 82.232 | 124.2893 | 126.4045 | 332.9257 | 0 | 0 | 0 | 0 | 0 | 0 | 0 | 0 | 0 | 0 | 0 | 0 | 0 | 0 | 0 | 0 | 0 | 0 | 0 | 0 | 3.7881 | 0 | 0 | 0 | 0 | 0 | 0 | 0 | 0 | 0 | 96
56784_G_1 | SPP_N | Kansas | 20 | Cloud | 29 | 56784 | 1 | Cloud County Wind Farm | 0 | 2008 | 9999 | Onshore Wind | [5 empty] | Non-Fossil | G | 2025 | Wind |  | 0 | 0 | 0 | 0 | 0 | 0 | 0 | 0 | 0 | 0 | 0 | 0 | 0 | 0 | 0 | 0 | 89.9412 | 135.9414 | 138.2549 | 364.1375 | 0 | 0 | 0 | 0 | 0 | 0 | 0 | 0 | 0 | 0 | 0 | 0 | 0 | 0 | 0 | 0 | 0 | 0 | 0 | 0 | 4.1432 | 0 | 0 | 0 | 0 | 0 | 0 | 0 | 0 | 0 | 105
56783_G_1 | ERC_WEST | Texas | 48 | Howard | 227 | 56783 | 1 | Elbow Creek Wind Project LLC | 0 | 2008 | 9999 | Onshore Wind | [5 empty] | Non-Fossil | G | 2025 | Wind |  | 0 | 0 | 0 | 0 | 0 | 0 | 0 | 0 | 0 | 0 | 0 | 0 | 0 | 0 | 0 | 0 | 85.5211 | 125.7615 | 127.6614 | 338.944 | 0 | 0 | 0 | 0 | 0 | 0 | 0 | 0 | 0 | 0 | 0 | 0 | 0 | 0 | 0 | 0 | 0 | 0 | 0 | 0 | 3.4348 | 0 | 0 | 0 | 0 | 0 | 0 | 0 | 0 | 0 | 121.9
56782_G_DIAW | MIS_MAPP | Montana | 30 | Fallon | 25 | 56782 | DIAW | Diamond Willow Wind Facility | 0 | 2007 | 9999 | Onshore Wind | [5 empty] | Non-Fossil | G | 2025 | Wind |  | 0 | 0 | 0 | 0 | 0 | 0 | 0 | 0 | 0 | 0 | 0 | 0 | 0 | 0 | 0 | 0 | 26.4553 | 32.1152 | 26.9176 | 85.4881 | 0 | 0 | 0 | 0 | 0 | 0 | 0 | 0 | 0 | 0 | 0 | 0 | 0 | 0 | 0 | 0 | 0 | 0 | 0 | 0 | 0.92212 | 0 | 0 | 0 | 0 | 0 | 0 | 0 | 0 | 0 | 30
56781_B_3 | WECC_PNW | Oregon | 41 | Linn | 43 | 56781 | 3 | Evergreen BioPower LLC | 11844 | 2007 | 9999 | Biomass |  |  | ESPH + Cyclone | FR + OFA |  | Non-Fossil | B | 2025 |  | Biomass Retirement | 0 | 0 | 0 | 0 | 0 | 0 | 0 | 0 | 0 | 0 | 0 | 0 | 0 | 0 | 0 | 0 | 0 | 0 | 0 | 0 | 0 | 0 | 0 | 0 | 0 | 0 | 0 | 0 | 0 | 0 | 0 | 0 | 0 | 0 | 0 | 0 | 0 | 0 | 0 | 0 | 0 | 0 | 0 | 0 | 0 | 0 | 0 | 0 | 0 | 0 | 10
56779_G_1 | ERC_WEST | Texas | 48 | Pecos | 371 | 56779 | 1 | Sherbino I Wind Farm | 0 | 2008 | 9999 | Onshore Wind | [5 empty] | Non-Fossil | G | 2025 | Wind |  | 0 | 0 | 0 | 0 | 0 | 0 | 0 | 0 | 0 | 0 | 0 | 0 | 0 | 0 | 0 | 0 | 105.2352 | 154.7517 | 157.0894 | 417.0763 | 0 | 0 | 0 | 0 | 0 | 0 | 0 | 0 | 0 | 0 | 0 | 0 | 0 | 0 | 0 | 0 | 0 | 0 | 0 | 0 | 4.2265 | 0 | 0 | 0 | 0 | 0 | 0 | 0 | 0 | 0 | 150
56777_G_FIII | PJM_West | Indiana | 18 | Benton | 7 | 56777 | FIII | Fowler Ridge Wind Farm LLC | 0 | 2009 | 9999 | Onshore Wind | [5 empty] | Non-Fossil | G | 2025 | Wind |  | 0 | 0 | 0 | 0 | 0 | 0 | 0 | 0 | 0 | 0 | 0 | 0 | 0 | 0 | 0 | 0 | 76.3642 | 103.1243 | 61.2487 | 240.7372 | 0 | 0 | 0 | 0 | 0 | 0 | 0 | 0 | 0 | 0 | 0 | 0 | 0 | 0 | 0 | 0 | 0 | 0 | 0 | 0 | 2.7895 | 0 | 0 | 0 | 0 | 0 | 0 | 0 | 0 | 0 | 99
56777_G_FII | PJM_West | Indiana | 18 | Benton | 7 | 56777 | FII | Fowler Ridge Wind Farm LLC | 0 | 2009 | 9999 | Onshore Wind | [5 empty] | Non-Fossil | G | 2025 | Wind |  | 0 | 0 | 0 | 0 | 0 | 0 | 0 | 0 | 0 | 0 | 0 | 0 | 0 | 0 | 0 | 0 | 154.2711 | 208.3319 | 123.7347 | 486.3377 | 0 | 0 | 0 | 0 | 0 | 0 | 0 | 0 | 0 | 0 | 0 | 0 | 0 | 0 | 0 | 0 | 0 | 0 | 0 | 0 | 5.6354 | 0 | 0 | 0 | 0 | 0 | 0 | 0 | 0 | 0 | 200
56777_G_FIB | PJM_West | Indiana | 18 | Benton | 7 | 56777 | FIB | Fowler Ridge Wind Farm LLC | 0 | 2009 | 9999 | Onshore Wind | [5 empty] | Non-Fossil | G | 2025 | Wind |  | 0 | 0 | 0 | 0 | 0 | 0 | 0 | 0 | 0 | 0 | 0 | 0 | 0 | 0 | 0 | 0 | 77.1356 | 104.1659 | 61.8674 | 243.1689 | 0 | 0 | 0 | 0 | 0 | 0 | 0 | 0 | 0 | 0 | 0 | 0 | 0 | 0 | 0 | 0 | 0 | 0 | 0 | 0 | 2.8177 | 0 | 0 | 0 | 0 | 0 | 0 | 0 | 0 | 0 | 100
56777_G_FIA | PJM_West | Indiana | 18 | Benton | 7 | 56777 | FIA | Fowler Ridge Wind Farm LLC | 0 | 2009 | 9999 | Onshore Wind | [5 empty] | Non-Fossil | G | 2025 | Wind |  | 0 | 0 | 0 | 0 | 0 | 0 | 0 | 0 | 0 | 0 | 0 | 0 | 0 | 0 | 0 | 0 | 155.2739 | 209.686 | 124.539 | 489.4989 | 0 | 0 | 0 | 0 | 0 | 0 | 0 | 0 | 0 | 0 | 0 | 0 | 0 | 0 | 0 | 0 | 0 | 0 | 0 | 0 | 5.672 | 0 | 0 | 0 | 0 | 0 | 0 | 0 | 0 | 0 | 201.3
56776_G_1 | ERC_WEST | Texas | 48 | Howard | 227 | 56776 | 1 | Gunsight Mountain Wind Energy LLC | 0 | 2016 | 9999 | Onshore Wind | [5 empty] | Non-Fossil | G | 2025 | Wind |  | 0 | 0 | 0 | 0 | 0 | 0 | 0 | 0 | 0 | 0 | 0 | 0 | 0 | 0 | 0 | 0 | 84.1881 | 123.8013 | 125.6716 | 333.661 | 0 | 0 | 0 | 0 | 0 | 0 | 0 | 0 | 0 | 0 | 0 | 0 | 0 | 0 | 0 | 0 | 0 | 0 | 0 | 0 | 3.3812 | 0 | 0 | 0 | 0 | 0 | 0 | 0 | 0 | 0 | 120
56775_G_1 | ERC_WEST | Texas | 48 | Scurry | 415 | 56775 | 1 | Scurry County Wind II | 0 | 2007 | 9999 | Onshore Wind | [5 empty] | Non-Fossil | G | 2025 | Wind |  | 0 | 0 | 0 | 0 | 0 | 0 | 0 | 0 | 0 | 0 | 0 | 0 | 0 | 0 | 0 | 0 | 84.1881 | 123.8013 | 125.6716 | 333.661 | 0 | 0 | 0 | 0 | 0 | 0 | 0 | 0 | 0 | 0 | 0 | 0 | 0 | 0 | 0 | 0 | 0 | 0 | 0 | 0 | 3.3812 | 0 | 0 | 0 | 0 | 0 | 0 | 0 | 0 | 0 | 120
56774_G_1 | ERC_WEST | Texas | 48 | Nolan | 353 | 56774 | 1 | Turkey Track Wind Energy LLC | 0 | 2008 | 9999 | Onshore Wind | [5 empty] | Non-Fossil | G | 2025 | Wind |  | 0 | 0 | 0 | 0 | 0 | 0 | 0 | 0 | 0 | 0 | 0 | 0 | 0 | 0 | 0 | 0 | 118.9157 | 174.8694 | 177.5111 | 471.2962 | 0 | 0 | 0 | 0 | 0 | 0 | 0 | 0 | 0 | 0 | 0 | 0 | 0 | 0 | 0 | 0 | 0 | 0 | 0 | 0 | 4.776 | 0 | 0 | 0 | 0 | 0 | 0 | 0 | 0 | 0 | 169.5
56773_G_1 | ERC_PHDL | Texas | 48 | Dickens | 125 | 56773 | 1 | McAdoo Wind Energy LLC | 0 | 2008 | 9999 | Onshore Wind | [5 empty] | Non-Fossil | G | 2025 | Wind |  | 0 | 0 | 0 | 0 | 0 | 0 | 0 | 0 | 0 | 0 | 0 | 0 | 0 | 0 | 0 | 0 | 146.3943 | 202.5567 | 220.1179 | 569.069 | 0 | 0 | 0 | 0 | 0 | 0 | 0 | 0 | 0 | 0 | 0 | 0 | 0 | 0 | 0 | 0 | 0 | 0 | 0 | 0 | 4.5983 | 0 | 0 | 0 | 0 | 0 | 0 | 0 | 0 | 0 | 150
56771_G_1 | ERC_REST | Texas | 48 | Erath | 143 | 56771 | 1 | Silver Star I Wind Power Project | 0 | 2008 | 9999 | Onshore Wind | [5 empty] | Non-Fossil | G | 2025 | Wind |  | 0 | 0 | 0 | 0 | 0 | 0 | 0 | 0 | 0 | 0 | 0 | 0 | 0 | 0 | 0 | 0 | 43.0887 | 62.061 | 74.0476 | 179.1974 | 0 | 0 | 0 | 0 | 0 | 0 | 0 | 0 | 0 | 0 | 0 | 0 | 0 | 0 | 0 | 0 | 0 | 0 | 0 | 0 | 1.6906 | 0 | 0 | 0 | 0 | 0 | 0 | 0 | 0 | 0 | 60
56770_G_1 | PJM_WMAC | Pennsylvania | 42 | Schuylkill | 107 | 56770 | 1 | Locust Ridge II LLC | 0 | 2009 | 9999 | Onshore Wind | [5 empty] | Non-Fossil | G | 2025 | Wind |  | 0 | 0 | 0 | 0 | 0 | 0 | 0 | 0 | 0 | 0 | 0 | 0 | 0 | 0 | 0 | 0 | 80.2557 | 98.1598 | 60.7062 | 239.1217 | 0 | 0 | 0 | 0 | 0 | 0 | 0 | 0 | 0 | 0 | 0 | 0 | 0 | 0 | 0 | 0 | 0 | 0 | 0 | 0 | 4.0315 | 0 | 0 | 0 | 0 | 0 | 0 | 0 | 0 | 0 | 102
56768_G_CR1 | WEC_CALN | California | 6 | Fresno | 19 | 56768 | CR1 | CalRenew-1 | 0 | 2010 | 9999 | Solar PV | [5 empty] | Non-Fossil | G | 2025 | Solar |  | 0 | 0 | 0 | 0 | 0 | 0 | 0 | 0 | 0 | 0 | 0 | 0 | 0 | 0 | 0 | 0 | 1.8759 | 3.7343 | 6.1226 | 11.7329 | 0 | 0 | 0 | 0 | 0 | 0 | 0 | 0 | 0 | 0 | 0 | 0 | 0 | 0 | 0 | 0 | 0 | 0 | 0 | 0 | 0.15996 | 0 | 0 | 0 | 0 | 0 | 0 | 0 | 0 | 0 | 4.9952
56767_G_1 | MIS_MO | Missouri | 29 | Atchison | 5 | 56767 | 1 | Farmers City Wind LLC | 0 | 2009 | 9999 | Onshore Wind | [5 empty] | Non-Fossil | G | 2025 | Wind |  | 0 | 0 | 0 | 0 | 0 | 0 | 0 | 0 | 0 | 0 | 0 | 0 | 0 | 0 | 0 | 0 | 82.9562 | 128.9495 | 106.2713 | 318.177 | 0 | 0 | 0 | 0 | 0 | 0 | 0 | 0 | 0 | 0 | 0 | 0 | 0 | 0 | 0 | 0 | 0 | 0 | 0 | 0 | 4.1138 | 0 | 0 | 0 | 0 | 0 | 0 | 0 | 0 | 0 | 146
56765_G_2 | MIS_IA | Iowa | 19 | Worth | 195 | 56765 | 2 | Barton Windpower LLC | 0 | 2009 | 9999 | Onshore Wind | [5 empty] | Non-Fossil | G | 2025 | Wind |  | 0 | 0 | 0 | 0 | 0 | 0 | 0 | 0 | 0 | 0 | 0 | 0 | 0 | 0 | 0 | 0 | 113.9982 | 159.7793 | 127.5133 | 401.2908 | 0 | 0 | 0 | 0 | 0 | 0 | 0 | 0 | 0 | 0 | 0 | 0 | 0 | 0 | 0 | 0 | 0 | 0 | 0 | 0 | 3.7131 | 0 | 0 | 0 | 0 | 0 | 0 | 0 | 0 | 0 | 131.7773
56765_G_1 | MIS_IA | Iowa | 19 | Worth | 195 | 56765 | 1 | Barton Windpower LLC | 0 | 2009 | 9999 | Onshore Wind | [5 empty] | Non-Fossil | G | 2025 | Wind |  | 0 | 0 | 0 | 0 | 0 | 0 | 0 | 0 | 0 | 0 | 0 | 0 | 0 | 0 | 0 | 0 | 24.1814 | 33.8926 | 27.0483 | 85.1223 | 0 | 0 | 0 | 0 | 0 | 0 | 0 | 0 | 0 | 0 | 0 | 0 | 0 | 0 | 0 | 0 | 0 | 0 | 0 | 0 | 0.78762 | 0 | 0 | 0 | 0 | 0 | 0 | 0 | 0 | 0 | 27.9528
56764_G_1 | MIS_IA | Iowa | 19 | Winnebago | 189 | 56764 | 1 | Winnebago Wind Power Project | 0 | 2008 | 9999 | Onshore Wind | [5 empty] | Non-Fossil | G | 2025 | Wind |  | 0 | 0 | 0 | 0 | 0 | 0 | 0 | 0 | 0 | 0 | 0 | 0 | 0 | 0 | 0 | 0 | 17.2725 | 24.209 | 19.3202 | 60.8016 | 0 | 0 | 0 | 0 | 0 | 0 | 0 | 0 | 0 | 0 | 0 | 0 | 0 | 0 | 0 | 0 | 0 | 0 | 0 | 0 | 0.56259 | 0 | 0 | 0 | 0 | 0 | 0 | 0 | 0 | 0 | 19.9663
56763_G_4 | ERC_WEST | Texas | 48 | Sterling | 431 | 56763 | 4 | Capricorn Ridge Wind LLC | 0 | 2008 | 9999 | Onshore Wind | [5 empty] | Non-Fossil | G | 2025 | Wind |  | 0 | 0 | 0 | 0 | 0 | 0 | 0 | 0 | 0 | 0 | 0 | 0 | 0 | 0 | 0 | 0 | 78.9264 | 116.0637 | 117.8171 | 312.8072 | 0 | 0 | 0 | 0 | 0 | 0 | 0 | 0 | 0 | 0 | 0 | 0 | 0 | 0 | 0 | 0 | 0 | 0 | 0 | 0 | 3.1699 | 0 | 0 | 0 | 0 | 0 | 0 | 0 | 0 | 0 | 112.5
56763_G_3 | ERC_WEST | Texas | 48 | Sterling | 431 | 56763 | 3 | Capricorn Ridge Wind LLC | 0 | 2008 | 9999 | Onshore Wind | [5 empty] | Non-Fossil | G | 2025 | Wind |  | 0 | 0 | 0 | 0 | 0 | 0 | 0 | 0 | 0 | 0 | 0 | 0 | 0 | 0 | 0 | 0 | 130.4916 | 191.892 | 194.7909 | 517.1746 | 0 | 0 | 0 | 0 | 0 | 0 | 0 | 0 | 0 | 0 | 0 | 0 | 0 | 0 | 0 | 0 | 0 | 0 | 0 | 0 | 5.2409 | 0 | 0 | 0 | 0 | 0 | 0 | 0 | 0 | 0 | 186
56763_G_2 | ERC_WEST | Texas | 48 | Sterling | 431 | 56763 | 2 | Capricorn Ridge Wind LLC | 0 | 2007 | 9999 | Onshore Wind | [5 empty] | Non-Fossil | G | 2025 | Wind |  | 0 | 0 | 0 | 0 | 0 | 0 | 0 | 0 | 0 | 0 | 0 | 0 | 0 | 0 | 0 | 0 | 150.4863 | 221.2949 | 224.6379 | 596.4191 | 0 | 0 | 0 | 0 | 0 | 0 | 0 | 0 | 0 | 0 | 0 | 0 | 0 | 0 | 0 | 0 | 0 | 0 | 0 | 0 | 6.0439 | 0 | 0 | 0 | 0 | 0 | 0 | 0 | 0 | 0 | 214.5
56763_G_1 | ERC_WEST | Texas | 48 | Sterling | 431 | 56763 | 1 | Capricorn Ridge Wind LLC | 0 | 2007 | 9999 | Onshore Wind | [5 empty] | Non-Fossil | G | 2025 | Wind |  | 0 | 0 | 0 | 0 | 0 | 0 | 0 | 0 | 0 | 0 | 0 | 0 | 0 | 0 | 0 | 0 | 104.8844 | 154.2358 | 156.5658 | 415.686 | 0 | 0 | 0 | 0 | 0 | 0 | 0 | 0 | 0 | 0 | 0 | 0 | 0 | 0 | 0 | 0 | 0 | 0 | 0 | 0 | 4.2124 | 0 | 0 | 0 | 0 | 0 | 0 | 0 | 0 | 0 | 149.5
56755_G_1 | MIS_MNWI | Minnesota | 27 | Cottonwood | 33 | 56755 | 1 | Odin Wind Farm LLC | 0 | 2008 | 9999 | Onshore Wind | [5 empty] | Non-Fossil | G | 2025 | Wind |  | 0 | 0 | 0 | 0 | 0 | 0 | 0 | 0 | 0 | 0 | 0 | 0 | 0 | 0 | 0 | 0 | 17.1022 | 23.5304 | 19.6556 | 60.2882 | 0 | 0 | 0 | 0 | 0 | 0 | 0 | 0 | 0 | 0 | 0 | 0 | 0 | 0 | 0 | 0 | 0 | 0 | 0 | 0 | 0.56354 | 0 | 0 | 0 | 0 | 0 | 0 | 0 | 0 | 0 | 20
56754_G_2 | ERC_WEST | Texas | 48 | Sterling | 431 | 56754 | 2 | Goat Wind LP | 0 | 2009 | 9999 | Onshore Wind | [5 empty] | Non-Fossil | G | 2025 | Wind |  | 0 | 0 | 0 | 0 | 0 | 0 | 0 | 0 | 0 | 0 | 0 | 0 | 0 | 0 | 0 | 0 | 48.8291 | 71.8048 | 72.8895 | 193.5234 | 0 | 0 | 0 | 0 | 0 | 0 | 0 | 0 | 0 | 0 | 0 | 0 | 0 | 0 | 0 | 0 | 0 | 0 | 0 | 0 | 1.9611 | 0 | 0 | 0 | 0 | 0 | 0 | 0 | 0 | 0 | 69.6
56754_G_1 | ERC_WEST | Texas | 48 | Sterling | 431 | 56754 | 1 | Goat Wind LP | 0 | 2008 | 9999 | Onshore Wind | [5 empty] | Non-Fossil | G | 2025 | Wind |  | 0 | 0 | 0 | 0 | 0 | 0 | 0 | 0 | 0 | 0 | 0 | 0 | 0 | 0 | 0 | 0 | 56.1254 | 82.5342 | 83.781 | 222.4407 | 0 | 0 | 0 | 0 | 0 | 0 | 0 | 0 | 0 | 0 | 0 | 0 | 0 | 0 | 0 | 0 | 0 | 0 | 0 | 0 | 2.2541 | 0 | 0 | 0 | 0 | 0 | 0 | 0 | 0 | 0 | 80
56753_G_1 | WECC_WY | Wyoming | 56 | Uinta | 41 | 56753 | 1 | Mountain Wind Power II LLC | 0 | 2008 | 9999 | Onshore Wind | [5 empty] | Non-Fossil | G | 2025 | Wind |  | 0 | 0 | 0 | 0 | 0 | 0 | 0 | 0 | 0 | 0 | 0 | 0 | 0 | 0 | 0 | 0 | 81.5944 | 90.8873 | 67.0318 | 239.5135 | 0 | 0 | 0 | 0 | 0 | 0 | 0 | 0 | 0 | 0 | 0 | 0 | 0 | 0 | 0 | 0 | 0 | 0 | 0 | 0 | 2.2541 | 0 | 0 | 0 | 0 | 0 | 0 | 0 | 0 | 0 | 80
56752_G_1 | WECC_WY | Wyoming | 56 | Uinta | 41 | 56752 | 1 | Mountain Wind Power LLC | 0 | 2008 | 9999 | Onshore Wind | [5 empty] | Non-Fossil | G | 2025 | Wind |  | 0 | 0 | 0 | 0 | 0 | 0 | 0 | 0 | 0 | 0 | 0 | 0 | 0 | 0 | 0 | 0 | 62.2157 | 69.3016 | 51.1117 | 182.629 | 0 | 0 | 0 | 0 | 0 | 0 | 0 | 0 | 0 | 0 | 0 | 0 | 0 | 0 | 0 | 0 | 0 | 0 | 0 | 0 | 1.7188 | 0 | 0 | 0 | 0 | 0 | 0 | 0 | 0 | 0 | 61
56751_G_1 | WECC_UT | Utah | 49 | Utah | 49 | 56751 | 1 | Spanish Fork Wind Park 2 LLC | 0 | 2008 | 9999 | Onshore Wind | [5 empty] | Non-Fossil | G | 2025 | Wind |  | 0 | 0 | 0 | 0 | 0 | 0 | 0 | 0 | 0 | 0 | 0 | 0 | 0 | 0 | 0 | 0 | 7.7894 | 12.6688 | 17.5377 | 37.9959 | 0 | 0 | 0 | 0 | 0 | 0 | 0 | 0 | 0 | 0 | 0 | 0 | 0 | 0 | 0 | 0 | 0 | 0 | 0 | 0 | 0.53254 | 0 | 0 | 0 | 0 | 0 | 0 | 0 | 0 | 0 | 18.9
56750_G_1 | MIS_IA | Minnesota | 27 | Cottonwood | 33 | 56750 | 1 | Jeffers Wind 20 LLC | 0 | 2008 | 9999 | Onshore Wind | [5 empty] | Non-Fossil | G | 2025 | Wind |  | 0 | 0 | 0 | 0 | 0 | 0 | 0 | 0 | 0 | 0 | 0 | 0 | 0 | 0 | 0 | 0 | 45.23 | 63.171 | 51.2321 | 159.6331 | 0 | 0 | 0 | 0 | 0 | 0 | 0 | 0 | 0 | 0 | 0 | 0 | 0 | 0 | 0 | 0 | 0 | 0 | 0 | 0 | 1.9802 | 0 | 0 | 0 | 0 | 0 | 0 | 0 | 0 | 0 | 50
56712_G_1 | MIS_IA | Minnesota | 27 | Jackson | 63 | 56712 | 1 | Christoffer Wind Energy IV LLC | 0 | 2008 | 9999 | Onshore Wind | [5 empty] | Non-Fossil | G | 2025 | Wind |  | 0 | 0 | 0 | 0 | 0 | 0 | 0 | 0 | 0 | 0 | 0 | 0 | 0 | 0 | 0 | 0 | 1.8997 | 2.6532 | 2.1517 | 6.7046 | 0 | 0 | 0 | 0 | 0 | 0 | 0 | 0 | 0 | 0 | 0 | 0 | 0 | 0 | 0 | 0 | 0 | 0 | 0 | 0 | 0.083168 | 0 | 0 | 0 | 0 | 0 | 0 | 0 | 0 | 0 | 2.1
56711_G_1 | MIS_IA | Minnesota | 27 | Jackson | 63 | 56711 | 1 | Christoffer Wind Energy III LLC | 0 | 2008 | 9999 | Onshore Wind | [5 empty] | Non-Fossil | G | 2025 | Wind |  | 0 | 0 | 0 | 0 | 0 | 0 | 0 | 0 | 0 | 0 | 0 | 0 | 0 | 0 | 0 | 0 | 1.8997 | 2.6532 | 2.1517 | 6.7046 | 0 | 0 | 0 | 0 | 0 | 0 | 0 | 0 | 0 | 0 | 0 | 0 | 0 | 0 | 0 | 0 | 0 | 0 | 0 | 0 | 0.083168 | 0 | 0 | 0 | 0 | 0 | 0 | 0 | 0 | 0 | 2.1
56710_G_1 | MIS_IA | Minnesota | 27 | Jackson | 63 | 56710 | 1 | Christoffer Wind Energy II LLC | 0 | 2008 | 9999 | Onshore Wind | [5 empty] | Non-Fossil | G | 2025 | Wind |  | 0 | 0 | 0 | 0 | 0 | 0 | 0 | 0 | 0 | 0 | 0 | 0 | 0 | 0 | 0 | 0 | 1.8997 | 2.6532 | 2.1517 | 6.7046 | 0 | 0 | 0 | 0 | 0 | 0 | 0 | 0 | 0 | 0 | 0 | 0 | 0 | 0 | 0 | 0 | 0 | 0 | 0 | 0 | 0.083168 | 0 | 0 | 0 | 0 | 0 | 0 | 0 | 0 | 0 | 2.1
56709_G_1 | MIS_IA | Minnesota | 27 | Jackson | 63 | 56709 | 1 | Christoffer Wind Energy I LLC | 0 | 2008 | 9999 | Onshore Wind | [5 empty] | Non-Fossil | G | 2025 | Wind |  | 0 | 0 | 0 | 0 | 0 | 0 | 0 | 0 | 0 | 0 | 0 | 0 | 0 | 0 | 0 | 0 | 1.8997 | 2.6532 | 2.1517 | 6.7046 | 0 | 0 | 0 | 0 | 0 | 0 | 0 | 0 | 0 | 0 | 0 | 0 | 0 | 0 | 0 | 0 | 0 | 0 | 0 | 0 | 0.083168 | 0 | 0 | 0 | 0 | 0 | 0 | 0 | 0 | 0 | 2.1
56708_B_H1201 | ERC_REST | Texas | 48 | Calhoun | 57 | 56708 | H1201 | CFB Power Plant | 11844 | 2012 | 9999 | O/G Steam | FBC | dry | SNCR | CF + LNB + NH3 |  | Fossil | B | 2025 | NaturalGas |  | 0.0040115 | 0.038777 | 1.0709 | 1.1137 | 0 | 0 | 0 | 0 | 0 | 0 | 0 | 0 | 0 | 0 | 0 | 0 | 0.33869 | 3.274 | 90.4173 | 94.03 | 0.23483 | 2.27 | 62.6907 | 65.1955 | 2.8078e-10 | 2.7142e-09 | 7.4975e-08 | 7.797e-08 | 0.00043334 | 0.0041889 | 0.11568 | 0.12031 | 0 | 0 | 0 | 0 | 0 | 0 | 0 | 0 | 2.4521 | 0.00049446 | 0.0047797 | 0.132 | 0.13727 | 0.01507 | 0.13637 | 3.9375 | 4.089 | 0 | 143 | SNCR
56708_B_H1101 | ERC_REST | Texas | 48 | Calhoun | 57 | 56708 | H1101 | CFB Power Plant | 11844 | 2012 | 9999 | O/G Steam | FBC | dry | SNCR | CF + LNB + NH3 |  | Fossil | B | 2025 | NaturalGas |  | 0.0040115 | 0.038777 | 1.0709 | 1.1137 | 0 | 0 | 0 | 0 | 0 | 0 | 0 | 0 | 0 | 0 | 0 | 0 | 0.33869 | 3.274 | 90.4173 | 94.03 | 0.23483 | 2.27 | 62.6907 | 65.1955 | 2.8078e-10 | 2.7142e-09 | 7.4975e-08 | 7.797e-08 | 0.00043334 | 0.0041889 | 0.11568 | 0.12031 | 0 | 0 | 0 | 0 | 0 | 0 | 0 | 0 | 2.4521 | 0.00049446 | 0.0047797 | 0.132 | 0.13727 | 0.01507 | 0.13637 | 3.9375 | 4.089 | 0 | 143 | SNCR
56707_B_SD200 | WEC_CALN | California | 6 | Merced | 47 | 56707 | SD200 | El Nido Facility | 22615 | 2008 | 9999 | Biomass |  |  | Bag House + Cyclone + SNCR + DSI | NH3 |  | Non-Fossil | B | 2025 |  | Biomass Retirement | 0 | 0 | 0 | 0 | 0 | 0 | 0 | 0 | 0 | 0 | 0 | 0 | 0 | 0 | 0 | 0 | 0 | 0 | 0 | 0 | 0 | 0 | 0 | 0 | 0 | 0 | 0 | 0 | 0 | 0 | 0 | 0 | 0 | 0 | 0 | 0 | 0 | 0 | 0 | 0 | 0 | 0 | 0 | 0 | 0 | 0 | 0 | 0 | 0 | 0 | 10.5 | SNCR / DSI
56706_B_SD200 | WEC_CALN | California | 6 | Madera | 39 | 56706 | SD200 | Ampersand Chowchilla Biomass LLC | 21510 | 2008 | 9999 | Biomass |  |  | Bag House + Cyclone + SNCR + DSI | NH3 |  | Non-Fossil | B | 2025 |  | Biomass Retirement | 0 | 0 | 0 | 0 | 0 | 0 | 0 | 0 | 0 | 0 | 0 | 0 | 0 | 0 | 0 | 0 | 0 | 0 | 0 | 0 | 0 | 0 | 0 | 0 | 0 | 0 | 0 | 0 | 0 | 0 | 0 | 0 | 0 | 0 | 0 | 0 | 0 | 0 | 0 | 0 | 0 | 0 | 0 | 0 | 0 | 0 | 0 | 0 | 0 | 0 | 10.8 | SNCR / DSI
56705_G_5 | NY_Z_C&E | New York | 36 | Lewis | 49 | 56705 | 5 | Kosterville | 0 | 1958 | 9999 | Hydro | [5 empty] | Non-Fossil | G | 2025 | Hydro |  | 0 | 0 | 0 | 0 | 0 | 0 | 0 | 0 | 0 | 0 | 0 | 0 | 0 | 0 | 0 | 0 | 0.56849 | 0.76058 | 0.92791 | 2.257 | 0 | 0 | 0 | 0 | 0 | 0 | 0 | 0 | 0 | 0 | 0 | 0 | 0 | 0 | 0 | 0 | 0 | 0 | 0 | 0 | 0.0074447 | 0.0015122 | 0.0020232 | 0.0024682 | 0.0060036 | 0 | 0 | 0 | 0 | 0 | 0.5
56705_G_4 | NY_Z_C&E | New York | 36 | Lewis | 49 | 56705 | 4 | Kosterville | 0 | 1955 | 9999 | Hydro | [5 empty] | Non-Fossil | G | 2025 | Hydro |  | 0 | 0 | 0 | 0 | 0 | 0 | 0 | 0 | 0 | 0 | 0 | 0 | 0 | 0 | 0 | 0 | 0.56849 | 0.76058 | 0.92791 | 2.257 | 0 | 0 | 0 | 0 | 0 | 0 | 0 | 0 | 0 | 0 | 0 | 0 | 0 | 0 | 0 | 0 | 0 | 0 | 0 | 0 | 0.0074447 | 0.0015122 | 0.0020232 | 0.0024682 | 0.0060036 | 0 | 0 | 0 | 0 | 0 | 0.5
56704_G_3 | NY_Z_C&E | New York | 36 | Lewis | 49 | 56704 | 3 | Gouldtown | 0 | 1953 | 9999 | Hydro | [5 empty] | Non-Fossil | G | 2025 | Hydro |  | 0 | 0 | 0 | 0 | 0 | 0 | 0 | 0 | 0 | 0 | 0 | 0 | 0 | 0 | 0 | 0 | 2.2739 | 3.0423 | 3.7116 | 9.0279 | 0 | 0 | 0 | 0 | 0 | 0 | 0 | 0 | 0 | 0 | 0 | 0 | 0 | 0 | 0 | 0 | 0 | 0 | 0 | 0 | 0.029779 | 0.0060487 | 0.0080926 | 0.0098729 | 0.024014 | 0 | 0 | 0 | 0 | 0 | 2
56703_G_9 | NY_Z_C&E | New York | 36 | Lewis | 49 | 56703 | 9 | Lyons Falls Hydroelectric | 0 | 1971 | 9999 | Hydro | [5 empty] | Non-Fossil | G | 2025 | Hydro |  | 0 | 0 | 0 | 0 | 0 | 0 | 0 | 0 | 0 | 0 | 0 | 0 | 0 | 0 | 0 | 0 | 1.0233 | 1.369 | 1.6702 | 4.0626 | 0 | 0 | 0 | 0 | 0 | 0 | 0 | 0 | 0 | 0 | 0 | 0 | 0 | 0 | 0 | 0 | 0 | 0 | 0 | 0 | 0.013401 | 0.0027219 | 0.0036417 | 0.0044428 | 0.010806 | 0 | 0 | 0 | 0 | 0 | 0.9
56703_G_8 | NY_Z_C&E | New York | 36 | Lewis | 49 | 56703 | 8 | Lyons Falls Hydroelectric | 0 | 1974 | 9999 | Hydro | [5 empty] | Non-Fossil | G | 2025 | Hydro |  | 0 | 0 | 0 | 0 | 0 | 0 | 0 | 0 | 0 | 0 | 0 | 0 | 0 | 0 | 0 | 0 | 1.3644 | 1.8254 | 2.227 | 5.4167 | 0 | 0 | 0 | 0 | 0 | 0 | 0 | 0 | 0 | 0 | 0 | 0 | 0 | 0 | 0 | 0 | 0 | 0 | 0 | 0 | 0.017867 | 0.0036292 | 0.0048556 | 0.0059238 | 0.014409 | 0 | 0 | 0 | 0 | 0 | 1.2
56703_G_7 | NY_Z_C&E | New York | 36 | Lewis | 49 | 56703 | 7 | Lyons Falls Hydroelectric | 0 | 1966 | 9999 | Hydro | [5 empty] | Non-Fossil | G | 2025 | Hydro |  | 0 | 0 | 0 | 0 | 0 | 0 | 0 | 0 | 0 | 0 | 0 | 0 | 0 | 0 | 0 | 0 | 1.3644 | 1.8254 | 2.227 | 5.4167 | 0 | 0 | 0 | 0 | 0 | 0 | 0 | 0 | 0 | 0 | 0 | 0 | 0 | 0 | 0 | 0 | 0 | 0 | 0 | 0 | 0.017867 | 0.0036292 | 0.0048556 | 0.0059238 | 0.014409 | 0 | 0 | 0 | 0 | 0 | 1.2
56703_G_6 | NY_Z_C&E | New York | 36 | Lewis | 49 | 56703 | 6 | Lyons Falls Hydroelectric | 0 | 1963 | 9999 | Hydro | [5 empty] | Non-Fossil | G | 2025 | Hydro |  | 0 | 0 | 0 | 0 | 0 | 0 | 0 | 0 | 0 | 0 | 0 | 0 | 0 | 0 | 0 | 0 | 1.3644 | 1.8254 | 2.227 | 5.4167 | 0 | 0 | 0 | 0 | 0 | 0 | 0 | 0 | 0 | 0 | 0 | 0 | 0 | 0 | 0 | 0 | 0 | 0 | 0 | 0 | 0.017867 | 0.0036292 | 0.0048556 | 0.0059238 | 0.014409 | 0 | 0 | 0 | 0 | 0 | 1.2
56703_G_1 | NY_Z_C&E | New York | 36 | Lewis | 49 | 56703 | 1 | Lyons Falls Hydroelectric | 0 | 1923 | 9999 | Hydro | [5 empty] | Non-Fossil | G | 2025 | Hydro |  | 0 | 0 | 0 | 0 | 0 | 0 | 0 | 0 | 0 | 0 | 0 | 0 | 0 | 0 | 0 | 0 | 1.137 | 1.5212 | 1.8558 | 4.514 | 0 | 0 | 0 | 0 | 0 | 0 | 0 | 0 | 0 | 0 | 0 | 0 | 0 | 0 | 0 | 0 | 0 | 0 | 0 | 0 | 0.014889 | 0.0030244 | 0.0040463 | 0.0049365 | 0.012007 | 0 | 0 | 0 | 0 | 0 | 1
56702_G_WPT1 | WECC_PNW | Washington | 53 | Klickitat | 39 | 56702 | WPT1 | Tuolumne Wind Project | 0 | 2009 | 9999 | Onshore Wind | [5 empty] | Non-Fossil | G | 2025 | Wind |  | 0 | 0 | 0 | 0 | 0 | 0 | 0 | 0 | 0 | 0 | 0 | 0 | 0 | 0 | 0 | 0 | 75.4734 | 120.7996 | 147.2509 | 343.5239 | 0 | 0 | 0 | 0 | 0 | 0 | 0 | 0 | 0 | 0 | 0 | 0 | 0 | 0 | 0 | 0 | 0 | 0 | 0 | 0 | 5.4671 | 0 | 0 | 0 | 0 | 0 | 0 | 0 | 0 | 0 | 136.3
56701_G_GEN4 | PJM_EMAC | New Jersey | 34 | Bergen | 3 | 56701 | GEN4 | Haworth Water Treatment Plant | 10958 | 2004 | 9999 | Combustion Turbine | [5 empty] | Fossil | G | 2025 | NaturalGas |  | 0 | 0 | 0.0037609 | 0.0037609 | 0 | 0 | 0 | 0 | 0 | 0 | 0 | 0 | 0 | 0 | 0 | 0 | 0 | 0 | 0.34321 | 0.34321 | 0 | 0 | 0.22016 | 0.22016 | 0 | 0 | 2.6326e-10 | 2.6326e-10 | 0 | 0 | 0.00037985 | 0.00037985 | 0 | 0 | 0 | 0 | 0 | 0 | 0 | 0 | 0.0374 | 0 | 0 | 0.0041681 | 0.0041681 | 0 | 0 | 0.01285 | 0.01285 | 0 | 2
56701_G_GEN3 | PJM_EMAC | New Jersey | 34 | Bergen | 3 | 56701 | GEN3 | Haworth Water Treatment Plant | 10958 | 2004 | 9999 | Combustion Turbine | [5 empty] | Fossil | G | 2025 | NaturalGas |  | 0 | 0 | 0.0037609 | 0.0037609 | 0 | 0 | 0 | 0 | 0 | 0 | 0 | 0 | 0 | 0 | 0 | 0 | 0 | 0 | 0.34321 | 0.34321 | 0 | 0 | 0.22016 | 0.22016 | 0 | 0 | 2.6326e-10 | 2.6326e-10 | 0 | 0 | 0.00037985 | 0.00037985 | 0 | 0 | 0 | 0 | 0 | 0 | 0 | 0 | 0.0374 | 0 | 0 | 0.0041681 | 0.0041681 | 0 | 0 | 0.01285 | 0.01285 | 0 | 2
56701_G_GEN2 | PJM_EMAC | New Jersey | 34 | Bergen | 3 | 56701 | GEN2 | Haworth Water Treatment Plant | 10958 | 2004 | 9999 | Combustion Turbine | [5 empty] | Fossil | G | 2025 | NaturalGas |  | 0 | 0 | 0.0037609 | 0.0037609 | 0 | 0 | 0 | 0 | 0 | 0 | 0 | 0 | 0 | 0 | 0 | 0 | 0 | 0 | 0.34321 | 0.34321 | 0 | 0 | 0.22016 | 0.22016 | 0 | 0 | 2.6326e-10 | 2.6326e-10 | 0 | 0 | 0.00037985 | 0.00037985 | 0 | 0 | 0 | 0 | 0 | 0 | 0 | 0 | 0.0374 | 0 | 0 | 0.0041681 | 0.0041681 | 0 | 0 | 0.01285 | 0.01285 | 0 | 2
56701_G_GEN1 | PJM_EMAC | New Jersey | 34 | Bergen | 3 | 56701 | GEN1 | Haworth Water Treatment Plant | 10956 | 2004 | 9999 | Combustion Turbine | [5 empty] | Fossil | G | 2025 | NaturalGas |  | 0 | 0 | 0.0037602 | 0.0037602 | 0 | 0 | 0 | 0 | 0 | 0 | 0 | 0 | 0 | 0 | 0 | 0 | 0 | 0 | 0.34321 | 0.34321 | 0 | 0 | 0.22012 | 0.22012 | 0 | 0 | 2.6321e-10 | 2.6321e-10 | 0 | 0 | 0.00037997 | 0.00037997 | 0 | 0 | 0 | 0 | 0 | 0 | 0 | 0 | 0.0374 | 0 | 0 | 0.0041681 | 0.0041681 | 0 | 0 | 0.012848 | 0.012848 | 0 | 2
56700_G_1 | PJM_PENE | Pennsylvania | 42 | Somerset | 111 | 56700 | 1 | Lookout Windpower LLC | 0 | 2008 | 9999 | Onshore Wind | [5 empty] | Non-Fossil | G | 2025 | Wind |  | 0 | 0 | 0 | 0 | 0 | 0 | 0 | 0 | 0 | 0 | 0 | 0 | 0 | 0 | 0 | 0 | 32.1789 | 39.9123 | 25.6037 | 97.6949 | 0 | 0 | 0 | 0 | 0 | 0 | 0 | 0 | 0 | 0 | 0 | 0 | 0 | 0 | 0 | 0 | 0 | 0 | 0 | 0 | 1.4952 | 0 | 0 | 0 | 0 | 0 | 0 | 0 | 0 | 0 | 37.8
56699_G_1 | PJM_PENE | Pennsylvania | 42 | Somerset | 111 | 56699 | 1 | Forward Windpower LLC | 0 | 2008 | 9999 | Onshore Wind | [5 empty] | Non-Fossil | G | 2025 | Wind |  | 0 | 0 | 0 | 0 | 0 | 0 | 0 | 0 | 0 | 0 | 0 | 0 | 0 | 0 | 0 | 0 | 25.028 | 31.0429 | 19.914 | 75.9849 | 0 | 0 | 0 | 0 | 0 | 0 | 0 | 0 | 0 | 0 | 0 | 0 | 0 | 0 | 0 | 0 | 0 | 0 | 0 | 0 | 1.1629 | 0 | 0 | 0 | 0 | 0 | 0 | 0 | 0 | 0 | 29.4
56698_G_1 | WECC_PNW | Washington | 53 | Grant | 25 | 56698 | 1 | Main Canal Headworks | 0 | 1987 | 9999 | Hydro | [5 empty] | Non-Fossil | G | 2025 | Hydro |  | 0 | 0 | 0 | 0 | 0 | 0 | 0 | 0 | 0 | 0 | 0 | 0 | 0 | 0 | 0 | 0 | 23.7917 | 30.1347 | 43.6512 | 97.5775 | 0 | 0 | 0 | 0 | 0 | 0 | 0 | 0 | 0 | 0 | 0 | 0 | 0 | 0 | 0 | 0 | 0 | 0 | 0 | 0 | 0.39904 | 0.063286 | 0.080158 | 0.11611 | 0.25956 | 0 | 0 | 0 | 0 | 0 | 26.8
56697_G_1 | WECC_PNW | Washington | 53 | Franklin | 21 | 56697 | 1 | Potholes East Canal 66.0 | 0 | 1985 | 9999 | Hydro | [5 empty] | Non-Fossil | G | 2025 | Hydro |  | 0 | 0 | 0 | 0 | 0 | 0 | 0 | 0 | 0 | 0 | 0 | 0 | 0 | 0 | 0 | 0 | 2.0418 | 2.5862 | 3.7462 | 8.3742 | 0 | 0 | 0 | 0 | 0 | 0 | 0 | 0 | 0 | 0 | 0 | 0 | 0 | 0 | 0 | 0 | 0 | 0 | 0 | 0 | 0.034246 | 0.0054312 | 0.0068793 | 0.0099649 | 0.022275 | 0 | 0 | 0 | 0 | 0 | 2.3
56696_G_1 | WECC_PNW | Washington | 53 | Franklin | 21 | 56696 | 1 | Eltopia Branch Canal 4.6 | 0 | 1983 | 9999 | Hydro | [5 empty] | Non-Fossil | G | 2025 | Hydro |  | 0 | 0 | 0 | 0 | 0 | 0 | 0 | 0 | 0 | 0 | 0 | 0 | 0 | 0 | 0 | 0 | 1.953 | 2.4737 | 3.5833 | 8.0101 | 0 | 0 | 0 | 0 | 0 | 0 | 0 | 0 | 0 | 0 | 0 | 0 | 0 | 0 | 0 | 0 | 0 | 0 | 0 | 0 | 0.032757 | 0.0051951 | 0.0065802 | 0.0095316 | 0.021307 | 0 | 0 | 0 | 0 | 0 | 2.2
56695_G_2 | WECC_PNW | Washington | 53 | Grant | 25 | 56695 | 2 | Summer Falls Power Plant | 0 | 1985 | 9999 | Hydro | [5 empty] | Non-Fossil | G | 2025 | Hydro |  | 0 | 0 | 0 | 0 | 0 | 0 | 0 | 0 | 0 | 0 | 0 | 0 | 0 | 0 | 0 | 0 | 40.8364 | 51.7237 | 74.9237 | 167.4838 | 0 | 0 | 0 | 0 | 0 | 0 | 0 | 0 | 0 | 0 | 0 | 0 | 0 | 0 | 0 | 0 | 0 | 0 | 0 | 0 | 0.68492 | 0.10862 | 0.13759 | 0.1993 | 0.44551 | 0 | 0 | 0 | 0 | 0 | 46
56695_G_1 | WECC_PNW | Washington | 53 | Grant | 25 | 56695 | 1 | Summer Falls Power Plant | 0 | 1985 | 9999 | Hydro | [5 empty] | Non-Fossil | G | 2025 | Hydro |  | 0 | 0 | 0 | 0 | 0 | 0 | 0 | 0 | 0 | 0 | 0 | 0 | 0 | 0 | 0 | 0 | 40.8364 | 51.7237 | 74.9237 | 167.4838 | 0 | 0 | 0 | 0 | 0 | 0 | 0 | 0 | 0 | 0 | 0 | 0 | 0 | 0 | 0 | 0 | 0 | 0 | 0 | 0 | 0.68492 | 0.10862 | 0.13759 | 0.1993 | 0.44551 | 0 | 0 | 0 | 0 | 0 | 46
56694_G_1 | WECC_PNW | Washington | 53 | Adams | 1 | 56694 | 1 | Russell D Smith | 0 | 1982 | 9999 | Hydro | [5 empty] | Non-Fossil | G | 2025 | Hydro |  | 0 | 0 | 0 | 0 | 0 | 0 | 0 | 0 | 0 | 0 | 0 | 0 | 0 | 0 | 0 | 0 | 5.4153 | 6.859 | 9.9355 | 22.2098 | 0 | 0 | 0 | 0 | 0 | 0 | 0 | 0 | 0 | 0 | 0 | 0 | 0 | 0 | 0 | 0 | 0 | 0 | 0 | 0 | 0.090826 | 0.014405 | 0.018245 | 0.026429 | 0.059078 | 0 | 0 | 0 | 0 | 0 | 6.1
56693_G_9 | PJM_Dom | Virginia | 51 | Virginia Beach City | 810 | 56693 | 9 | Virginia Beach | 13500 | 2001 | 9999 | Landfill Gas | [5 empty] | Non-Fossil | G | 2025 | LF Gas |  | 0.0030124 | 0.003994 | 0.005449 | 0.012455 | 0 | 0 | 0 | 0 | 0 | 0 | 0 | 0 | 0 | 0 | 0 | 0 | 0.22314 | 0.29585 | 0.40363 | 0.92262 | 0.1736 | 0.23017 | 0.31402 | 0.71779 | 0 | 0 | 0 | 0 | 0.00090371 | 0.0011982 | 0.0016347 | 0.0037366 | 0 | 0 | 0 | 0 | 0 | 0 | 0 | 0 | 0.070408 | 0.0014591 | 0.0019346 | 0.0026394 | 0.0060331 | 0 | 0 | 0 | 0 | 0 | 0.3
56693_G_8 | PJM_Dom | Virginia | 51 | Virginia Beach City | 810 | 56693 | 8 | Virginia Beach | 13500 | 2001 | 9999 | Landfill Gas | [5 empty] | Non-Fossil | G | 2025 | LF Gas |  | 0.0030124 | 0.003994 | 0.005449 | 0.012455 | 0 | 0 | 0 | 0 | 0 | 0 | 0 | 0 | 0 | 0 | 0 | 0 | 0.22314 | 0.29585 | 0.40363 | 0.92262 | 0.1736 | 0.23017 | 0.31402 | 0.71779 | 0 | 0 | 0 | 0 | 0.00090371 | 0.0011982 | 0.0016347 | 0.0037366 | 0 | 0 | 0 | 0 | 0 | 0 | 0 | 0 | 0.070408 | 0.0014591 | 0.0019346 | 0.0026394 | 0.0060331 | 0 | 0 | 0 | 0 | 0 | 0.3
56693_G_7 | PJM_Dom | Virginia | 51 | Virginia Beach City | 810 | 56693 | 7 | Virginia Beach | 13500 | 2001 | 9999 | Landfill Gas | [5 empty] | Non-Fossil | G | 2025 | LF Gas |  | 0.0030124 | 0.003994 | 0.005449 | 0.012455 | 0 | 0 | 0 | 0 | 0 | 0 | 0 | 0 | 0 | 0 | 0 | 0 | 0.22314 | 0.29585 | 0.40363 | 0.92262 | 0.1736 | 0.23017 | 0.31402 | 0.71779 | 0 | 0 | 0 | 0 | 0.00090371 | 0.0011982 | 0.0016347 | 0.0037366 | 0 | 0 | 0 | 0 | 0 | 0 | 0 | 0 | 0.070408 | 0.0014591 | 0.0019346 | 0.0026394 | 0.0060331 | 0 | 0 | 0 | 0 | 0 | 0.3
56693_G_6 | PJM_Dom | Virginia | 51 | Virginia Beach City | 810 | 56693 | 6 | Virginia Beach | 13500 | 2001 | 9999 | Landfill Gas | [5 empty] | Non-Fossil | G | 2025 | LF Gas |  | 0.0030124 | 0.003994 | 0.005449 | 0.012455 | 0 | 0 | 0 | 0 | 0 | 0 | 0 | 0 | 0 | 0 | 0 | 0 | 0.22314 | 0.29585 | 0.40363 | 0.92262 | 0.1736 | 0.23017 | 0.31402 | 0.71779 | 0 | 0 | 0 | 0 | 0.00090371 | 0.0011982 | 0.0016347 | 0.0037366 | 0 | 0 | 0 | 0 | 0 | 0 | 0 | 0 | 0.070408 | 0.0014591 | 0.0019346 | 0.0026394 | 0.0060331 | 0 | 0 | 0 | 0 | 0 | 0.3
56693_G_5 | PJM_Dom | Virginia | 51 | Virginia Beach City | 810 | 56693 | 5 | Virginia Beach | 13500 | 2001 | 9999 | Landfill Gas | [5 empty] | Non-Fossil | G | 2025 | LF Gas |  | 0.0030124 | 0.003994 | 0.005449 | 0.012455 | 0 | 0 | 0 | 0 | 0 | 0 | 0 | 0 | 0 | 0 | 0 | 0 | 0.22314 | 0.29585 | 0.40363 | 0.92262 | 0.1736 | 0.23017 | 0.31402 | 0.71779 | 0 | 0 | 0 | 0 | 0.00090371 | 0.0011982 | 0.0016347 | 0.0037366 | 0 | 0 | 0 | 0 | 0 | 0 | 0 | 0 | 0.070408 | 0.0014591 | 0.0019346 | 0.0026394 | 0.0060331 | 0 | 0 | 0 | 0 | 0 | 0.3
56693_G_4 | PJM_Dom | Virginia | 51 | Virginia Beach City | 810 | 56693 | 4 | Virginia Beach | 13500 | 2001 | 9999 | Landfill Gas | [5 empty] | Non-Fossil | G | 2025 | LF Gas |  | 0.0030124 | 0.003994 | 0.005449 | 0.012455 | 0 | 0 | 0 | 0 | 0 | 0 | 0 | 0 | 0 | 0 | 0 | 0 | 0.22314 | 0.29585 | 0.40363 | 0.92262 | 0.1736 | 0.23017 | 0.31402 | 0.71779 | 0 | 0 | 0 | 0 | 0.00090371 | 0.0011982 | 0.0016347 | 0.0037366 | 0 | 0 | 0 | 0 | 0 | 0 | 0 | 0 | 0.070408 | 0.0014591 | 0.0019346 | 0.0026394 | 0.0060331 | 0 | 0 | 0 | 0 | 0 | 0.3
56693_G_36 | PJM_Dom | Virginia | 51 | Virginia Beach City | 810 | 56693 | 36 | Virginia Beach | 13500 | 2001 | 9999 | Landfill Gas | [5 empty] | Non-Fossil | G | 2025 | LF Gas |  | 0.0030124 | 0.003994 | 0.005449 | 0.012455 | 0 | 0 | 0 | 0 | 0 | 0 | 0 | 0 | 0 | 0 | 0 | 0 | 0.22314 | 0.29585 | 0.40363 | 0.92262 | 0.1736 | 0.23017 | 0.31402 | 0.71779 | 0 | 0 | 0 | 0 | 0.00090371 | 0.0011982 | 0.0016347 | 0.0037366 | 0 | 0 | 0 | 0 | 0 | 0 | 0 | 0 | 0.070408 | 0.0014591 | 0.0019346 | 0.0026394 | 0.0060331 | 0 | 0 | 0 | 0 | 0 | 0.3
56693_G_35 | PJM_Dom | Virginia | 51 | Virginia Beach City | 810 | 56693 | 35 | Virginia Beach | 13500 | 2001 | 9999 | Landfill Gas | [5 empty] | Non-Fossil | G | 2025 | LF Gas |  | 0.0030124 | 0.003994 | 0.005449 | 0.012455 | 0 | 0 | 0 | 0 | 0 | 0 | 0 | 0 | 0 | 0 | 0 | 0 | 0.22314 | 0.29585 | 0.40363 | 0.92262 | 0.1736 | 0.23017 | 0.31402 | 0.71779 | 0 | 0 | 0 | 0 | 0.00090371 | 0.0011982 | 0.0016347 | 0.0037366 | 0 | 0 | 0 | 0 | 0 | 0 | 0 | 0 | 0.070408 | 0.0014591 | 0.0019346 | 0.0026394 | 0.0060331 | 0 | 0 | 0 | 0 | 0 | 0.3
56693_G_34 | PJM_Dom | Virginia | 51 | Virginia Beach City | 810 | 56693 | 34 | Virginia Beach | 13500 | 2001 | 9999 | Landfill Gas | [5 empty] | Non-Fossil | G | 2025 | LF Gas |  | 0.0030124 | 0.003994 | 0.005449 | 0.012455 | 0 | 0 | 0 | 0 | 0 | 0 | 0 | 0 | 0 | 0 | 0 | 0 | 0.22314 | 0.29585 | 0.40363 | 0.92262 | 0.1736 | 0.23017 | 0.31402 | 0.71779 | 0 | 0 | 0 | 0 | 0.00090371 | 0.0011982 | 0.0016347 | 0.0037366 | 0 | 0 | 0 | 0 | 0 | 0 | 0 | 0 | 0.070408 | 0.0014591 | 0.0019346 | 0.0026394 | 0.0060331 | 0 | 0 | 0 | 0 | 0 | 0.3
56693_G_33 | PJM_Dom | Virginia | 51 | Virginia Beach City | 810 | 56693 | 33 | Virginia Beach | 13500 | 2001 | 9999 | Landfill Gas | [5 empty] | Non-Fossil | G | 2025 | LF Gas |  | 0.0030124 | 0.003994 | 0.005449 | 0.012455 | 0 | 0 | 0 | 0 | 0 | 0 | 0 | 0 | 0 | 0 | 0 | 0 | 0.22314 | 0.29585 | 0.40363 | 0.92262 | 0.1736 | 0.23017 | 0.31402 | 0.71779 | 0 | 0 | 0 | 0 | 0.00090371 | 0.0011982 | 0.0016347 | 0.0037366 | 0 | 0 | 0 | 0 | 0 | 0 | 0 | 0 | 0.070408 | 0.0014591 | 0.0019346 | 0.0026394 | 0.0060331 | 0 | 0 | 0 | 0 | 0 | 0.3
56693_G_32 | PJM_Dom | Virginia | 51 | Virginia Beach City | 810 | 56693 | 32 | Virginia Beach | 13500 | 2001 | 9999 | Landfill Gas | [5 empty] | Non-Fossil | G | 2025 | LF Gas |  | 0.0030124 | 0.003994 | 0.005449 | 0.012455 | 0 | 0 | 0 | 0 | 0 | 0 | 0 | 0 | 0 | 0 | 0 | 0 | 0.22314 | 0.29585 | 0.40363 | 0.92262 | 0.1736 | 0.23017 | 0.31402 | 0.71779 | 0 | 0 | 0 | 0 | 0.00090371 | 0.0011982 | 0.0016347 | 0.0037366 | 0 | 0 | 0 | 0 | 0 | 0 | 0 | 0 | 0.070408 | 0.0014591 | 0.0019346 | 0.0026394 | 0.0060331 | 0 | 0 | 0 | 0 | 0 | 0.3
56693_G_31 | PJM_Dom | Virginia | 51 | Virginia Beach City | 810 | 56693 | 31 | Virginia Beach | 13500 | 2001 | 9999 | Landfill Gas | [5 empty] | Non-Fossil | G | 2025 | LF Gas |  | 0.0030124 | 0.003994 | 0.005449 | 0.012455 | 0 | 0 | 0 | 0 | 0 | 0 | 0 | 0 | 0 | 0 | 0 | 0 | 0.22314 | 0.29585 | 0.40363 | 0.92262 | 0.1736 | 0.23017 | 0.31402 | 0.71779 | 0 | 0 | 0 | 0 | 0.00090371 | 0.0011982 | 0.0016347 | 0.0037366 | 0 | 0 | 0 | 0 | 0 | 0 | 0 | 0 | 0.070408 | 0.0014591 | 0.0019346 | 0.0026394 | 0.0060331 | 0 | 0 | 0 | 0 | 0 | 0.3
56693_G_30 | PJM_Dom | Virginia | 51 | Virginia Beach City | 810 | 56693 | 30 | Virginia Beach | 13500 | 2001 | 9999 | Landfill Gas | [5 empty] | Non-Fossil | G | 2025 | LF Gas |  | 0.0030124 | 0.003994 | 0.005449 | 0.012455 | 0 | 0 | 0 | 0 | 0 | 0 | 0 | 0 | 0 | 0 | 0 | 0 | 0.22314 | 0.29585 | 0.40363 | 0.92262 | 0.1736 | 0.23017 | 0.31402 | 0.71779 | 0 | 0 | 0 | 0 | 0.00090371 | 0.0011982 | 0.0016347 | 0.0037366 | 0 | 0 | 0 | 0 | 0 | 0 | 0 | 0 | 0.070408 | 0.0014591 | 0.0019346 | 0.0026394 | 0.0060331 | 0 | 0 | 0 | 0 | 0 | 0.3
56693_G_3 | PJM_Dom | Virginia | 51 | Virginia Beach City | 810 | 56693 | 3 | Virginia Beach | 13500 | 2001 | 9999 | Landfill Gas | [5 empty] | Non-Fossil | G | 2025 | LF Gas |  | 0.0030124 | 0.003994 | 0.005449 | 0.012455 | 0 | 0 | 0 | 0 | 0 | 0 | 0 | 0 | 0 | 0 | 0 | 0 | 0.22314 | 0.29585 | 0.40363 | 0.92262 | 0.1736 | 0.23017 | 0.31402 | 0.71779 | 0 | 0 | 0 | 0 | 0.00090371 | 0.0011982 | 0.0016347 | 0.0037366 | 0 | 0 | 0 | 0 | 0 | 0 | 0 | 0 | 0.070408 | 0.0014591 | 0.0019346 | 0.0026394 | 0.0060331 | 0 | 0 | 0 | 0 | 0 | 0.3
56693_G_29 | PJM_Dom | Virginia | 51 | Virginia Beach City | 810 | 56693 | 29 | Virginia Beach | 13500 | 2001 | 9999 | Landfill Gas | [5 empty] | Non-Fossil | G | 2025 | LF Gas |  | 0.0030124 | 0.003994 | 0.005449 | 0.012455 | 0 | 0 | 0 | 0 | 0 | 0 | 0 | 0 | 0 | 0 | 0 | 0 | 0.22314 | 0.29585 | 0.40363 | 0.92262 | 0.1736 | 0.23017 | 0.31402 | 0.71779 | 0 | 0 | 0 | 0 | 0.00090371 | 0.0011982 | 0.0016347 | 0.0037366 | 0 | 0 | 0 | 0 | 0 | 0 | 0 | 0 | 0.070408 | 0.0014591 | 0.0019346 | 0.0026394 | 0.0060331 | 0 | 0 | 0 | 0 | 0 | 0.3
56693_G_28 | PJM_Dom | Virginia | 51 | Virginia Beach City | 810 | 56693 | 28 | Virginia Beach | 13500 | 2001 | 9999 | Landfill Gas | [5 empty] | Non-Fossil | G | 2025 | LF Gas |  | 0.0030124 | 0.003994 | 0.005449 | 0.012455 | 0 | 0 | 0 | 0 | 0 | 0 | 0 | 0 | 0 | 0 | 0 | 0 | 0.22314 | 0.29585 | 0.40363 | 0.92262 | 0.1736 | 0.23017 | 0.31402 | 0.71779 | 0 | 0 | 0 | 0 | 0.00090371 | 0.0011982 | 0.0016347 | 0.0037366 | 0 | 0 | 0 | 0 | 0 | 0 | 0 | 0 | 0.070408 | 0.0014591 | 0.0019346 | 0.0026394 | 0.0060331 | 0 | 0 | 0 | 0 | 0 | 0.3
56693_G_27 | PJM_Dom | Virginia | 51 | Virginia Beach City | 810 | 56693 | 27 | Virginia Beach | 13500 | 2001 | 9999 | Landfill Gas | [5 empty] | Non-Fossil | G | 2025 | LF Gas |  | 0.0030124 | 0.003994 | 0.005449 | 0.012455 | 0 | 0 | 0 | 0 | 0 | 0 | 0 | 0 | 0 | 0 | 0 | 0 | 0.22314 | 0.29585 | 0.40363 | 0.92262 | 0.1736 | 0.23017 | 0.31402 | 0.71779 | 0 | 0 | 0 | 0 | 0.00090371 | 0.0011982 | 0.0016347 | 0.0037366 | 0 | 0 | 0 | 0 | 0 | 0 | 0 | 0 | 0.070408 | 0.0014591 | 0.0019346 | 0.0026394 | 0.0060331 | 0 | 0 | 0 | 0 | 0 | 0.3
56693_G_26 | PJM_Dom | Virginia | 51 | Virginia Beach City | 810 | 56693 | 26 | Virginia Beach | 13500 | 2001 | 9999 | Landfill Gas | [5 empty] | Non-Fossil | G | 2025 | LF Gas |  | 0.0030124 | 0.003994 | 0.005449 | 0.012455 | 0 | 0 | 0 | 0 | 0 | 0 | 0 | 0 | 0 | 0 | 0 | 0 | 0.22314 | 0.29585 | 0.40363 | 0.92262 | 0.1736 | 0.23017 | 0.31402 | 0.71779 | 0 | 0 | 0 | 0 | 0.00090371 | 0.0011982 | 0.0016347 | 0.0037366 | 0 | 0 | 0 | 0 | 0 | 0 | 0 | 0 | 0.070408 | 0.0014591 | 0.0019346 | 0.0026394 | 0.0060331 | 0 | 0 | 0 | 0 | 0 | 0.3
56693_G_25 | PJM_Dom | Virginia | 51 | Virginia Beach City | 810 | 56693 | 25 | Virginia Beach | 13500 | 2001 | 9999 | Landfill Gas | [5 empty] | Non-Fossil | G | 2025 | LF Gas |  | 0.0030124 | 0.003994 | 0.005449 | 0.012455 | 0 | 0 | 0 | 0 | 0 | 0 | 0 | 0 | 0 | 0 | 0 | 0 | 0.22314 | 0.29585 | 0.40363 | 0.92262 | 0.1736 | 0.23017 | 0.31402 | 0.71779 | 0 | 0 | 0 | 0 | 0.00090371 | 0.0011982 | 0.0016347 | 0.0037366 | 0 | 0 | 0 | 0 | 0 | 0 | 0 | 0 | 0.070408 | 0.0014591 | 0.0019346 | 0.0026394 | 0.0060331 | 0 | 0 | 0 | 0 | 0 | 0.3
56693_G_24 | PJM_Dom | Virginia | 51 | Virginia Beach City | 810 | 56693 | 24 | Virginia Beach | 13500 | 2001 | 9999 | Landfill Gas | [5 empty] | Non-Fossil | G | 2025 | LF Gas |  | 0.0030124 | 0.003994 | 0.005449 | 0.012455 | 0 | 0 | 0 | 0 | 0 | 0 | 0 | 0 | 0 | 0 | 0 | 0 | 0.22314 | 0.29585 | 0.40363 | 0.92262 | 0.1736 | 0.23017 | 0.31402 | 0.71779 | 0 | 0 | 0 | 0 | 0.00090371 | 0.0011982 | 0.0016347 | 0.0037366 | 0 | 0 | 0 | 0 | 0 | 0 | 0 | 0 | 0.070408 | 0.0014591 | 0.0019346 | 0.0026394 | 0.0060331 | 0 | 0 | 0 | 0 | 0 | 0.3
56693_G_23 | PJM_Dom | Virginia | 51 | Virginia Beach City | 810 | 56693 | 23 | Virginia Beach | 13500 | 2001 | 9999 | Landfill Gas | [5 empty] | Non-Fossil | G | 2025 | LF Gas |  | 0.0030124 | 0.003994 | 0.005449 | 0.012455 | 0 | 0 | 0 | 0 | 0 | 0 | 0 | 0 | 0 | 0 | 0 | 0 | 0.22314 | 0.29585 | 0.40363 | 0.92262 | 0.1736 | 0.23017 | 0.31402 | 0.71779 | 0 | 0 | 0 | 0 | 0.00090371 | 0.0011982 | 0.0016347 | 0.0037366 | 0 | 0 | 0 | 0 | 0 | 0 | 0 | 0 | 0.070408 | 0.0014591 | 0.0019346 | 0.0026394 | 0.0060331 | 0 | 0 | 0 | 0 | 0 | 0.3
56693_G_22 | PJM_Dom | Virginia | 51 | Virginia Beach City | 810 | 56693 | 22 | Virginia Beach | 13500 | 2001 | 9999 | Landfill Gas | [5 empty] | Non-Fossil | G | 2025 | LF Gas |  | 0.0030124 | 0.003994 | 0.005449 | 0.012455 | 0 | 0 | 0 | 0 | 0 | 0 | 0 | 0 | 0 | 0 | 0 | 0 | 0.22314 | 0.29585 | 0.40363 | 0.92262 | 0.1736 | 0.23017 | 0.31402 | 0.71779 | 0 | 0 | 0 | 0 | 0.00090371 | 0.0011982 | 0.0016347 | 0.0037366 | 0 | 0 | 0 | 0 | 0 | 0 | 0 | 0 | 0.070408 | 0.0014591 | 0.0019346 | 0.0026394 | 0.0060331 | 0 | 0 | 0 | 0 | 0 | 0.3
56693_G_21 | PJM_Dom | Virginia | 51 | Virginia Beach City | 810 | 56693 | 21 | Virginia Beach | 13500 | 2001 | 9999 | Landfill Gas | [5 empty] | Non-Fossil | G | 2025 | LF Gas |  | 0.0030124 | 0.003994 | 0.005449 | 0.012455 | 0 | 0 | 0 | 0 | 0 | 0 | 0 | 0 | 0 | 0 | 0 | 0 | 0.22314 | 0.29585 | 0.40363 | 0.92262 | 0.1736 | 0.23017 | 0.31402 | 0.71779 | 0 | 0 | 0 | 0 | 0.00090371 | 0.0011982 | 0.0016347 | 0.0037366 | 0 | 0 | 0 | 0 | 0 | 0 | 0 | 0 | 0.070408 | 0.0014591 | 0.0019346 | 0.0026394 | 0.0060331 | 0 | 0 | 0 | 0 | 0 | 0.3
56693_G_20 | PJM_Dom | Virginia | 51 | Virginia Beach City | 810 | 56693 | 20 | Virginia Beach | 13500 | 2001 | 9999 | Landfill Gas | [5 empty] | Non-Fossil | G | 2025 | LF Gas |  | 0.0030124 | 0.003994 | 0.005449 | 0.012455 | 0 | 0 | 0 | 0 | 0 | 0 | 0 | 0 | 0 | 0 | 0 | 0 | 0.22314 | 0.29585 | 0.40363 | 0.92262 | 0.1736 | 0.23017 | 0.31402 | 0.71779 | 0 | 0 | 0 | 0 | 0.00090371 | 0.0011982 | 0.0016347 | 0.0037366 | 0 | 0 | 0 | 0 | 0 | 0 | 0 | 0 | 0.070408 | 0.0014591 | 0.0019346 | 0.0026394 | 0.0060331 | 0 | 0 | 0 | 0 | 0 | 0.3
56693_G_2 | PJM_Dom | Virginia | 51 | Virginia Beach City | 810 | 56693 | 2 | Virginia Beach | 13500 | 2001 | 9999 | Landfill Gas | [5 empty] | Non-Fossil | G | 2025 | LF Gas |  | 0.0030124 | 0.003994 | 0.005449 | 0.012455 | 0 | 0 | 0 | 0 | 0 | 0 | 0 | 0 | 0 | 0 | 0 | 0 | 0.22314 | 0.29585 | 0.40363 | 0.92262 | 0.1736 | 0.23017 | 0.31402 | 0.71779 | 0 | 0 | 0 | 0 | 0.00090371 | 0.0011982 | 0.0016347 | 0.0037366 | 0 | 0 | 0 | 0 | 0 | 0 | 0 | 0 | 0.070408 | 0.0014591 | 0.0019346 | 0.0026394 | 0.0060331 | 0 | 0 | 0 | 0 | 0 | 0.3
56693_G_19 | PJM_Dom | Virginia | 51 | Virginia Beach City | 810 | 56693 | 19 | Virginia Beach | 13500 | 2001 | 9999 | Landfill Gas | [5 empty] | Non-Fossil | G | 2025 | LF Gas |  | 0.0030124 | 0.003994 | 0.005449 | 0.012455 | 0 | 0 | 0 | 0 | 0 | 0 | 0 | 0 | 0 | 0 | 0 | 0 | 0.22314 | 0.29585 | 0.40363 | 0.92262 | 0.1736 | 0.23017 | 0.31402 | 0.71779 | 0 | 0 | 0 | 0 | 0.00090371 | 0.0011982 | 0.0016347 | 0.0037366 | 0 | 0 | 0 | 0 | 0 | 0 | 0 | 0 | 0.070408 | 0.0014591 | 0.0019346 | 0.0026394 | 0.0060331 | 0 | 0 | 0 | 0 | 0 | 0.3
56693_G_18 | PJM_Dom | Virginia | 51 | Virginia Beach City | 810 | 56693 | 18 | Virginia Beach | 13500 | 2001 | 9999 | Landfill Gas | [5 empty] | Non-Fossil | G | 2025 | LF Gas |  | 0.0030124 | 0.003994 | 0.005449 | 0.012455 | 0 | 0 | 0 | 0 | 0 | 0 | 0 | 0 | 0 | 0 | 0 | 0 | 0.22314 | 0.29585 | 0.40363 | 0.92262 | 0.1736 | 0.23017 | 0.31402 | 0.71779 | 0 | 0 | 0 | 0 | 0.00090371 | 0.0011982 | 0.0016347 | 0.0037366 | 0 | 0 | 0 | 0 | 0 | 0 | 0 | 0 | 0.070408 | 0.0014591 | 0.0019346 | 0.0026394 | 0.0060331 | 0 | 0 | 0 | 0 | 0 | 0.3
56693_G_17 | PJM_Dom | Virginia | 51 | Virginia Beach City | 810 | 56693 | 17 | Virginia Beach | 13500 | 2001 | 9999 | Landfill Gas | [5 empty] | Non-Fossil | G | 2025 | LF Gas |  | 0.0030124 | 0.003994 | 0.005449 | 0.012455 | 0 | 0 | 0 | 0 | 0 | 0 | 0 | 0 | 0 | 0 | 0 | 0 | 0.22314 | 0.29585 | 0.40363 | 0.92262 | 0.1736 | 0.23017 | 0.31402 | 0.71779 | 0 | 0 | 0 | 0 | 0.00090371 | 0.0011982 | 0.0016347 | 0.0037366 | 0 | 0 | 0 | 0 | 0 | 0 | 0 | 0 | 0.070408 | 0.0014591 | 0.0019346 | 0.0026394 | 0.0060331 | 0 | 0 | 0 | 0 | 0 | 0.3
56693_G_16 | PJM_Dom | Virginia | 51 | Virginia Beach City | 810 | 56693 | 16 | Virginia Beach | 13500 | 2001 | 9999 | Landfill Gas | [5 empty] | Non-Fossil | G | 2025 | LF Gas |  | 0.0030124 | 0.003994 | 0.005449 | 0.012455 | 0 | 0 | 0 | 0 | 0 | 0 | 0 | 0 | 0 | 0 | 0 | 0 | 0.22314 | 0.29585 | 0.40363 | 0.92262 | 0.1736 | 0.23017 | 0.31402 | 0.71779 | 0 | 0 | 0 | 0 | 0.00090371 | 0.0011982 | 0.0016347 | 0.0037366 | 0 | 0 | 0 | 0 | 0 | 0 | 0 | 0 | 0.070408 | 0.0014591 | 0.0019346 | 0.0026394 | 0.0060331 | 0 | 0 | 0 | 0 | 0 | 0.3
56693_G_15 | PJM_Dom | Virginia | 51 | Virginia Beach City | 810 | 56693 | 15 | Virginia Beach | 13500 | 2001 | 9999 | Landfill Gas | [5 empty] | Non-Fossil | G | 2025 | LF Gas |  | 0.0030124 | 0.003994 | 0.005449 | 0.012455 | 0 | 0 | 0 | 0 | 0 | 0 | 0 | 0 | 0 | 0 | 0 | 0 | 0.22314 | 0.29585 | 0.40363 | 0.92262 | 0.1736 | 0.23017 | 0.31402 | 0.71779 | 0 | 0 | 0 | 0 | 0.00090371 | 0.0011982 | 0.0016347 | 0.0037366 | 0 | 0 | 0 | 0 | 0 | 0 | 0 | 0 | 0.070408 | 0.0014591 | 0.0019346 | 0.0026394 | 0.0060331 | 0 | 0 | 0 | 0 | 0 | 0.3
56693_G_14 | PJM_Dom | Virginia | 51 | Virginia Beach City | 810 | 56693 | 14 | Virginia Beach | 13500 | 2001 | 9999 | Landfill Gas | [5 empty] | Non-Fossil | G | 2025 | LF Gas |  | 0.0030124 | 0.003994 | 0.005449 | 0.012455 | 0 | 0 | 0 | 0 | 0 | 0 | 0 | 0 | 0 | 0 | 0 | 0 | 0.22314 | 0.29585 | 0.40363 | 0.92262 | 0.1736 | 0.23017 | 0.31402 | 0.71779 | 0 | 0 | 0 | 0 | 0.00090371 | 0.0011982 | 0.0016347 | 0.0037366 | 0 | 0 | 0 | 0 | 0 | 0 | 0 | 0 | 0.070408 | 0.0014591 | 0.0019346 | 0.0026394 | 0.0060331 | 0 | 0 | 0 | 0 | 0 | 0.3
56693_G_13 | PJM_Dom | Virginia | 51 | Virginia Beach City | 810 | 56693 | 13 | Virginia Beach | 13500 | 2001 | 9999 | Landfill Gas | [5 empty] | Non-Fossil | G | 2025 | LF Gas |  | 0.0030124 | 0.003994 | 0.005449 | 0.012455 | 0 | 0 | 0 | 0 | 0 | 0 | 0 | 0 | 0 | 0 | 0 | 0 | 0.22314 | 0.29585 | 0.40363 | 0.92262 | 0.1736 | 0.23017 | 0.31402 | 0.71779 | 0 | 0 | 0 | 0 | 0.00090371 | 0.0011982 | 0.0016347 | 0.0037366 | 0 | 0 | 0 | 0 | 0 | 0 | 0 | 0 | 0.070408 | 0.0014591 | 0.0019346 | 0.0026394 | 0.0060331 | 0 | 0 | 0 | 0 | 0 | 0.3
56693_G_12 | PJM_Dom | Virginia | 51 | Virginia Beach City | 810 | 56693 | 12 | Virginia Beach | 13500 | 2001 | 9999 | Landfill Gas | [5 empty] | Non-Fossil | G | 2025 | LF Gas |  | 0.0030124 | 0.003994 | 0.005449 | 0.012455 | 0 | 0 | 0 | 0 | 0 | 0 | 0 | 0 | 0 | 0 | 0 | 0 | 0.22314 | 0.29585 | 0.40363 | 0.92262 | 0.1736 | 0.23017 | 0.31402 | 0.71779 | 0 | 0 | 0 | 0 | 0.00090371 | 0.0011982 | 0.0016347 | 0.0037366 | 0 | 0 | 0 | 0 | 0 | 0 | 0 | 0 | 0.070408 | 0.0014591 | 0.0019346 | 0.0026394 | 0.0060331 | 0 | 0 | 0 | 0 | 0 | 0.3
56693_G_11 | PJM_Dom | Virginia | 51 | Virginia Beach City | 810 | 56693 | 11 | Virginia Beach | 13500 | 2001 | 9999 | Landfill Gas | [5 empty] | Non-Fossil | G | 2025 | LF Gas |  | 0.0030124 | 0.003994 | 0.005449 | 0.012455 | 0 | 0 | 0 | 0 | 0 | 0 | 0 | 0 | 0 | 0 | 0 | 0 | 0.22314 | 0.29585 | 0.40363 | 0.92262 | 0.1736 | 0.23017 | 0.31402 | 0.71779 | 0 | 0 | 0 | 0 | 0.00090371 | 0.0011982 | 0.0016347 | 0.0037366 | 0 | 0 | 0 | 0 | 0 | 0 | 0 | 0 | 0.070408 | 0.0014591 | 0.0019346 | 0.0026394 | 0.0060331 | 0 | 0 | 0 | 0 | 0 | 0.3
56693_G_10 | PJM_Dom | Virginia | 51 | Virginia Beach City | 810 | 56693 | 10 | Virginia Beach | 13500 | 2001 | 9999 | Landfill Gas | [5 empty] | Non-Fossil | G | 2025 | LF Gas |  | 0.0030124 | 0.003994 | 0.005449 | 0.012455 | 0 | 0 | 0 | 0 | 0 | 0 | 0 | 0 | 0 | 0 | 0 | 0 | 0.22314 | 0.29585 | 0.40363 | 0.92262 | 0.1736 | 0.23017 | 0.31402 | 0.71779 | 0 | 0 | 0 | 0 | 0.00090371 | 0.0011982 | 0.0016347 | 0.0037366 | 0 | 0 | 0 | 0 | 0 | 0 | 0 | 0 | 0.070408 | 0.0014591 | 0.0019346 | 0.0026394 | 0.0060331 | 0 | 0 | 0 | 0 | 0 | 0.3
56693_G_1 | PJM_Dom | Virginia | 51 | Virginia Beach City | 810 | 56693 | 1 | Virginia Beach | 13500 | 2001 | 9999 | Landfill Gas | [5 empty] | Non-Fossil | G | 2025 | LF Gas |  | 0.0030124 | 0.003994 | 0.005449 | 0.012455 | 0 | 0 | 0 | 0 | 0 | 0 | 0 | 0 | 0 | 0 | 0 | 0 | 0.22314 | 0.29585 | 0.40363 | 0.92262 | 0.1736 | 0.23017 | 0.31402 | 0.71779 | 0 | 0 | 0 | 0 | 0.00090371 | 0.0011982 | 0.0016347 | 0.0037366 | 0 | 0 | 0 | 0 | 0 | 0 | 0 | 0 | 0.070408 | 0.0014591 | 0.0019346 | 0.0026394 | 0.0060331 | 0 | 0 | 0 | 0 | 0 | 0.3
56692_G_2U | PJM_Dom | Virginia | 51 | Goochland | 75 | 56692 | 2U | Rockville 1 & 2 | 10745 | 2000 | 9999 | Combustion Turbine | [5 empty] | Fossil | G | 2025 | Oil |  | 0 | 0 | 0 | 0 | 0 | 0 | 0 | 0 | 0 | 0 | 0 | 0 | 0 | 0 | 0 | 0 | 0 | 0 | 0 | 0 | 0 | 0 | 0 | 0 | 0 | 0 | 0 | 0 | 0 | 0 | 0 | 0 | 0 | 0 | 0 | 0 | 0 | 0 | 0 | 0 | 0.00561 | 0 | 0 | 0 | 0 | 0 | 0 | 0 | 0 | 0 | 0.3
56692_G_2T | PJM_Dom | Virginia | 51 | Goochland | 75 | 56692 | 2T | Rockville 1 & 2 | 10745 | 2000 | 9999 | Combustion Turbine | [5 empty] | Fossil | G | 2025 | Oil |  | 0 | 0 | 0 | 0 | 0 | 0 | 0 | 0 | 0 | 0 | 0 | 0 | 0 | 0 | 0 | 0 | 0 | 0 | 0 | 0 | 0 | 0 | 0 | 0 | 0 | 0 | 0 | 0 | 0 | 0 | 0 | 0 | 0 | 0 | 0 | 0 | 0 | 0 | 0 | 0 | 0.00561 | 0 | 0 | 0 | 0 | 0 | 0 | 0 | 0 | 0 | 0.3
56692_G_2S | PJM_Dom | Virginia | 51 | Goochland | 75 | 56692 | 2S | Rockville 1 & 2 | 10745 | 2000 | 9999 | Combustion Turbine | [5 empty] | Fossil | G | 2025 | Oil |  | 0 | 0 | 0 | 0 | 0 | 0 | 0 | 0 | 0 | 0 | 0 | 0 | 0 | 0 | 0 | 0 | 0 | 0 | 0 | 0 | 0 | 0 | 0 | 0 | 0 | 0 | 0 | 0 | 0 | 0 | 0 | 0 | 0 | 0 | 0 | 0 | 0 | 0 | 0 | 0 | 0.00561 | 0 | 0 | 0 | 0 | 0 | 0 | 0 | 0 | 0 | 0.3
56692_G_2R | PJM_Dom | Virginia | 51 | Goochland | 75 | 56692 | 2R | Rockville 1 & 2 | 10745 | 2000 | 9999 | Combustion Turbine | [5 empty] | Fossil | G | 2025 | Oil |  | 0 | 0 | 0 | 0 | 0 | 0 | 0 | 0 | 0 | 0 | 0 | 0 | 0 | 0 | 0 | 0 | 0 | 0 | 0 | 0 | 0 | 0 | 0 | 0 | 0 | 0 | 0 | 0 | 0 | 0 | 0 | 0 | 0 | 0 | 0 | 0 | 0 | 0 | 0 | 0 | 0.00561 | 0 | 0 | 0 | 0 | 0 | 0 | 0 | 0 | 0 | 0.3
56692_G_2Q | PJM_Dom | Virginia | 51 | Goochland | 75 | 56692 | 2Q | Rockville 1 & 2 | 10745 | 2000 | 9999 | Combustion Turbine | [5 empty] | Fossil | G | 2025 | Oil |  | 0 | 0 | 0 | 0 | 0 | 0 | 0 | 0 | 0 | 0 | 0 | 0 | 0 | 0 | 0 | 0 | 0 | 0 | 0 | 0 | 0 | 0 | 0 | 0 | 0 | 0 | 0 | 0 | 0 | 0 | 0 | 0 | 0 | 0 | 0 | 0 | 0 | 0 | 0 | 0 | 0.00561 | 0 | 0 | 0 | 0 | 0 | 0 | 0 | 0 | 0 | 0.3
56692_G_2P | PJM_Dom | Virginia | 51 | Goochland | 75 | 56692 | 2P | Rockville 1 & 2 | 10745 | 2000 | 9999 | Combustion Turbine | [5 empty] | Fossil | G | 2025 | Oil |  | 0 | 0 | 0 | 0 | 0 | 0 | 0 | 0 | 0 | 0 | 0 | 0 | 0 | 0 | 0 | 0 | 0 | 0 | 0 | 0 | 0 | 0 | 0 | 0 | 0 | 0 | 0 | 0 | 0 | 0 | 0 | 0 | 0 | 0 | 0 | 0 | 0 | 0 | 0 | 0 | 0.00561 | 0 | 0 | 0 | 0 | 0 | 0 | 0 | 0 | 0 | 0.3
56692_G_2O | PJM_Dom | Virginia | 51 | Goochland | 75 | 56692 | 2O | Rockville 1 & 2 | 10745 | 2000 | 9999 | Combustion Turbine | [5 empty] | Fossil | G | 2025 | Oil |  | 0 | 0 | 0 | 0 | 0 | 0 | 0 | 0 | 0 | 0 | 0 | 0 | 0 | 0 | 0 | 0 | 0 | 0 | 0 | 0 | 0 | 0 | 0 | 0 | 0 | 0 | 0 | 0 | 0 | 0 | 0 | 0 | 0 | 0 | 0 | 0 | 0 | 0 | 0 | 0 | 0.00561 | 0 | 0 | 0 | 0 | 0 | 0 | 0 | 0 | 0 | 0.3
56692_G_2N | PJM_Dom | Virginia | 51 | Goochland | 75 | 56692 | 2N | Rockville 1 & 2 | 10745 | 2000 | 9999 | Combustion Turbine | [5 empty] | Fossil | G | 2025 | Oil |  | 0 | 0 | 0 | 0 | 0 | 0 | 0 | 0 | 0 | 0 | 0 | 0 | 0 | 0 | 0 | 0 | 0 | 0 | 0 | 0 | 0 | 0 | 0 | 0 | 0 | 0 | 0 | 0 | 0 | 0 | 0 | 0 | 0 | 0 | 0 | 0 | 0 | 0 | 0 | 0 | 0.00561 | 0 | 0 | 0 | 0 | 0 | 0 | 0 | 0 | 0 | 0.3
56692_G_2M | PJM_Dom | Virginia | 51 | Goochland | 75 | 56692 | 2M | Rockville 1 & 2 | 10745 | 2000 | 9999 | Combustion Turbine | [5 empty] | Fossil | G | 2025 | Oil |  | 0 | 0 | 0 | 0 | 0 | 0 | 0 | 0 | 0 | 0 | 0 | 0 | 0 | 0 | 0 | 0 | 0 | 0 | 0 | 0 | 0 | 0 | 0 | 0 | 0 | 0 | 0 | 0 | 0 | 0 | 0 | 0 | 0 | 0 | 0 | 0 | 0 | 0 | 0 | 0 | 0.00561 | 0 | 0 | 0 | 0 | 0 | 0 | 0 | 0 | 0 | 0.3
56692_G_2L | PJM_Dom | Virginia | 51 | Goochland | 75 | 56692 | 2L | Rockville 1 & 2 | 10745 | 2000 | 9999 | Combustion Turbine | [5 empty] | Fossil | G | 2025 | Oil |  | 0 | 0 | 0 | 0 | 0 | 0 | 0 | 0 | 0 | 0 | 0 | 0 | 0 | 0 | 0 | 0 | 0 | 0 | 0 | 0 | 0 | 0 | 0 | 0 | 0 | 0 | 0 | 0 | 0 | 0 | 0 | 0 | 0 | 0 | 0 | 0 | 0 | 0 | 0 | 0 | 0.00561 | 0 | 0 | 0 | 0 | 0 | 0 | 0 | 0 | 0 | 0.3
56692_G_2K | PJM_Dom | Virginia | 51 | Goochland | 75 | 56692 | 2K | Rockville 1 & 2 | 10745 | 2000 | 9999 | Combustion Turbine | [5 empty] | Fossil | G | 2025 | Oil |  | 0 | 0 | 0 | 0 | 0 | 0 | 0 | 0 | 0 | 0 | 0 | 0 | 0 | 0 | 0 | 0 | 0 | 0 | 0 | 0 | 0 | 0 | 0 | 0 | 0 | 0 | 0 | 0 | 0 | 0 | 0 | 0 | 0 | 0 | 0 | 0 | 0 | 0 | 0 | 0 | 0.00561 | 0 | 0 | 0 | 0 | 0 | 0 | 0 | 0 | 0 | 0.3
56692_G_2J | PJM_Dom | Virginia | 51 | Goochland | 75 | 56692 | 2J | Rockville 1 & 2 | 10745 | 2000 | 9999 | Combustion Turbine | [5 empty] | Fossil | G | 2025 | Oil |  | 0 | 0 | 0 | 0 | 0 | 0 | 0 | 0 | 0 | 0 | 0 | 0 | 0 | 0 | 0 | 0 | 0 | 0 | 0 | 0 | 0 | 0 | 0 | 0 | 0 | 0 | 0 | 0 | 0 | 0 | 0 | 0 | 0 | 0 | 0 | 0 | 0 | 0 | 0 | 0 | 0.00561 | 0 | 0 | 0 | 0 | 0 | 0 | 0 | 0 | 0 | 0.3
56692_G_2I | PJM_Dom | Virginia | 51 | Goochland | 75 | 56692 | 2I | Rockville 1 & 2 | 10745 | 2000 | 9999 | Combustion Turbine | [5 empty] | Fossil | G | 2025 | Oil |  | 0 | 0 | 0 | 0 | 0 | 0 | 0 | 0 | 0 | 0 | 0 | 0 | 0 | 0 | 0 | 0 | 0 | 0 | 0 | 0 | 0 | 0 | 0 | 0 | 0 | 0 | 0 | 0 | 0 | 0 | 0 | 0 | 0 | 0 | 0 | 0 | 0 | 0 | 0 | 0 | 0.00561 | 0 | 0 | 0 | 0 | 0 | 0 | 0 | 0 | 0 | 0.3
56692_G_2H | PJM_Dom | Virginia | 51 | Goochland | 75 | 56692 | 2H | Rockville 1 & 2 | 10745 | 2000 | 9999 | Combustion Turbine | [5 empty] | Fossil | G | 2025 | Oil |  | 0 | 0 | 0 | 0 | 0 | 0 | 0 | 0 | 0 | 0 | 0 | 0 | 0 | 0 | 0 | 0 | 0 | 0 | 0 | 0 | 0 | 0 | 0 | 0 | 0 | 0 | 0 | 0 | 0 | 0 | 0 | 0 | 0 | 0 | 0 | 0 | 0 | 0 | 0 | 0 | 0.00561 | 0 | 0 | 0 | 0 | 0 | 0 | 0 | 0 | 0 | 0.3
56692_G_2G | PJM_Dom | Virginia | 51 | Goochland | 75 | 56692 | 2G | Rockville 1 & 2 | 10745 | 2000 | 9999 | Combustion Turbine | [5 empty] | Fossil | G | 2025 | Oil |  | 0 | 0 | 0 | 0 | 0 | 0 | 0 | 0 | 0 | 0 | 0 | 0 | 0 | 0 | 0 | 0 | 0 | 0 | 0 | 0 | 0 | 0 | 0 | 0 | 0 | 0 | 0 | 0 | 0 | 0 | 0 | 0 | 0 | 0 | 0 | 0 | 0 | 0 | 0 | 0 | 0.00561 | 0 | 0 | 0 | 0 | 0 | 0 | 0 | 0 | 0 | 0.3
56692_G_2F | PJM_Dom | Virginia | 51 | Goochland | 75 | 56692 | 2F | Rockville 1 & 2 | 10745 | 2000 | 9999 | Combustion Turbine | [5 empty] | Fossil | G | 2025 | Oil |  | 0 | 0 | 0 | 0 | 0 | 0 | 0 | 0 | 0 | 0 | 0 | 0 | 0 | 0 | 0 | 0 | 0 | 0 | 0 | 0 | 0 | 0 | 0 | 0 | 0 | 0 | 0 | 0 | 0 | 0 | 0 | 0 | 0 | 0 | 0 | 0 | 0 | 0 | 0 | 0 | 0.00561 | 0 | 0 | 0 | 0 | 0 | 0 | 0 | 0 | 0 | 0.3
56692_G_2E | PJM_Dom | Virginia | 51 | Goochland | 75 | 56692 | 2E | Rockville 1 & 2 | 10745 | 2000 | 9999 | Combustion Turbine | [5 empty] | Fossil | G | 2025 | Oil |  | 0 | 0 | 0 | 0 | 0 | 0 | 0 | 0 | 0 | 0 | 0 | 0 | 0 | 0 | 0 | 0 | 0 | 0 | 0 | 0 | 0 | 0 | 0 | 0 | 0 | 0 | 0 | 0 | 0 | 0 | 0 | 0 | 0 | 0 | 0 | 0 | 0 | 0 | 0 | 0 | 0.00561 | 0 | 0 | 0 | 0 | 0 | 0 | 0 | 0 | 0 | 0.3
56692_G_2D | PJM_Dom | Virginia | 51 | Goochland | 75 | 56692 | 2D | Rockville 1 & 2 | 10745 | 2000 | 9999 | Combustion Turbine | [5 empty] | Fossil | G | 2025 | Oil |  | 0 | 0 | 0 | 0 | 0 | 0 | 0 | 0 | 0 | 0 | 0 | 0 | 0 | 0 | 0 | 0 | 0 | 0 | 0 | 0 | 0 | 0 | 0 | 0 | 0 | 0 | 0 | 0 | 0 | 0 | 0 | 0 | 0 | 0 | 0 | 0 | 0 | 0 | 0 | 0 | 0.00561 | 0 | 0 | 0 | 0 | 0 | 0 | 0 | 0 | 0 | 0.3
56692_G_2C | PJM_Dom | Virginia | 51 | Goochland | 75 | 56692 | 2C | Rockville 1 & 2 | 10745 | 2000 | 9999 | Combustion Turbine | [5 empty] | Fossil | G | 2025 | Oil |  | 0 | 0 | 0 | 0 | 0 | 0 | 0 | 0 | 0 | 0 | 0 | 0 | 0 | 0 | 0 | 0 | 0 | 0 | 0 | 0 | 0 | 0 | 0 | 0 | 0 | 0 | 0 | 0 | 0 | 0 | 0 | 0 | 0 | 0 | 0 | 0 | 0 | 0 | 0 | 0 | 0.00561 | 0 | 0 | 0 | 0 | 0 | 0 | 0 | 0 | 0 | 0.3
56692_G_2B | PJM_Dom | Virginia | 51 | Goochland | 75 | 56692 | 2B | Rockville 1 & 2 | 10745 | 2000 | 9999 | Combustion Turbine | [5 empty] | Fossil | G | 2025 | Oil |  | 0 | 0 | 0 | 0 | 0 | 0 | 0 | 0 | 0 | 0 | 0 | 0 | 0 | 0 | 0 | 0 | 0 | 0 | 0 | 0 | 0 | 0 | 0 | 0 | 0 | 0 | 0 | 0 | 0 | 0 | 0 | 0 | 0 | 0 | 0 | 0 | 0 | 0 | 0 | 0 | 0.00561 | 0 | 0 | 0 | 0 | 0 | 0 | 0 | 0 | 0 | 0.3
56692_G_2A | PJM_Dom | Virginia | 51 | Goochland | 75 | 56692 | 2A | Rockville 1 & 2 | 10745 | 2000 | 9999 | Combustion Turbine | [5 empty] | Fossil | G | 2025 | Oil |  | 0 | 0 | 0 | 0 | 0 | 0 | 0 | 0 | 0 | 0 | 0 | 0 | 0 | 0 | 0 | 0 | 0 | 0 | 0 | 0 | 0 | 0 | 0 | 0 | 0 | 0 | 0 | 0 | 0 | 0 | 0 | 0 | 0 | 0 | 0 | 0 | 0 | 0 | 0 | 0 | 0.00561 | 0 | 0 | 0 | 0 | 0 | 0 | 0 | 0 | 0 | 0.3
56692_G_1O | PJM_Dom | Virginia | 51 | Goochland | 75 | 56692 | 1O | Rockville 1 & 2 | 10745 | 1995 | 9999 | Combustion Turbine | [5 empty] | Fossil | G | 2025 | Oil |  | 0 | 0 | 0 | 0 | 0 | 0 | 0 | 0 | 0 | 0 | 0 | 0 | 0 | 0 | 0 | 0 | 0 | 0 | 0 | 0 | 0 | 0 | 0 | 0 | 0 | 0 | 0 | 0 | 0 | 0 | 0 | 0 | 0 | 0 | 0 | 0 | 0 | 0 | 0 | 0 | 0.00561 | 0 | 0 | 0 | 0 | 0 | 0 | 0 | 0 | 0 | 0.3
56692_G_1N | PJM_Dom | Virginia | 51 | Goochland | 75 | 56692 | 1N | Rockville 1 & 2 | 10745 | 1995 | 9999 | Combustion Turbine | [5 empty] | Fossil | G | 2025 | Oil |  | 0 | 0 | 0 | 0 | 0 | 0 | 0 | 0 | 0 | 0 | 0 | 0 | 0 | 0 | 0 | 0 | 0 | 0 | 0 | 0 | 0 | 0 | 0 | 0 | 0 | 0 | 0 | 0 | 0 | 0 | 0 | 0 | 0 | 0 | 0 | 0 | 0 | 0 | 0 | 0 | 0.00561 | 0 | 0 | 0 | 0 | 0 | 0 | 0 | 0 | 0 | 0.3
56692_G_1M | PJM_Dom | Virginia | 51 | Goochland | 75 | 56692 | 1M | Rockville 1 & 2 | 10745 | 1995 | 9999 | Combustion Turbine | [5 empty] | Fossil | G | 2025 | Oil |  | 0 | 0 | 0 | 0 | 0 | 0 | 0 | 0 | 0 | 0 | 0 | 0 | 0 | 0 | 0 | 0 | 0 | 0 | 0 | 0 | 0 | 0 | 0 | 0 | 0 | 0 | 0 | 0 | 0 | 0 | 0 | 0 | 0 | 0 | 0 | 0 | 0 | 0 | 0 | 0 | 0.00561 | 0 | 0 | 0 | 0 | 0 | 0 | 0 | 0 | 0 | 0.3
56692_G_1L | PJM_Dom | Virginia | 51 | Goochland | 75 | 56692 | 1L | Rockville 1 & 2 | 10745 | 1995 | 9999 | Combustion Turbine | [5 empty] | Fossil | G | 2025 | Oil |  | 0 | 0 | 0 | 0 | 0 | 0 | 0 | 0 | 0 | 0 | 0 | 0 | 0 | 0 | 0 | 0 | 0 | 0 | 0 | 0 | 0 | 0 | 0 | 0 | 0 | 0 | 0 | 0 | 0 | 0 | 0 | 0 | 0 | 0 | 0 | 0 | 0 | 0 | 0 | 0 | 0.00561 | 0 | 0 | 0 | 0 | 0 | 0 | 0 | 0 | 0 | 0.3
56692_G_1K | PJM_Dom | Virginia | 51 | Goochland | 75 | 56692 | 1K | Rockville 1 & 2 | 10745 | 1995 | 9999 | Combustion Turbine | [5 empty] | Fossil | G | 2025 | Oil |  | 0 | 0 | 0 | 0 | 0 | 0 | 0 | 0 | 0 | 0 | 0 | 0 | 0 | 0 | 0 | 0 | 0 | 0 | 0 | 0 | 0 | 0 | 0 | 0 | 0 | 0 | 0 | 0 | 0 | 0 | 0 | 0 | 0 | 0 | 0 | 0 | 0 | 0 | 0 | 0 | 0.00561 | 0 | 0 | 0 | 0 | 0 | 0 | 0 | 0 | 0 | 0.3
56692_G_1J | PJM_Dom | Virginia | 51 | Goochland | 75 | 56692 | 1J | Rockville 1 & 2 | 10745 | 1995 | 9999 | Combustion Turbine | [5 empty] | Fossil | G | 2025 | Oil |  | 0 | 0 | 0 | 0 | 0 | 0 | 0 | 0 | 0 | 0 | 0 | 0 | 0 | 0 | 0 | 0 | 0 | 0 | 0 | 0 | 0 | 0 | 0 | 0 | 0 | 0 | 0 | 0 | 0 | 0 | 0 | 0 | 0 | 0 | 0 | 0 | 0 | 0 | 0 | 0 | 0.00561 | 0 | 0 | 0 | 0 | 0 | 0 | 0 | 0 | 0 | 0.3
56692_G_1I | PJM_Dom | Virginia | 51 | Goochland | 75 | 56692 | 1I | Rockville 1 & 2 | 10745 | 1995 | 9999 | Combustion Turbine | [5 empty] | Fossil | G | 2025 | Oil |  | 0 | 0 | 0 | 0 | 0 | 0 | 0 | 0 | 0 | 0 | 0 | 0 | 0 | 0 | 0 | 0 | 0 | 0 | 0 | 0 | 0 | 0 | 0 | 0 | 0 | 0 | 0 | 0 | 0 | 0 | 0 | 0 | 0 | 0 | 0 | 0 | 0 | 0 | 0 | 0 | 0.00561 | 0 | 0 | 0 | 0 | 0 | 0 | 0 | 0 | 0 | 0.3
56692_G_1H | PJM_Dom | Virginia | 51 | Goochland | 75 | 56692 | 1H | Rockville 1 & 2 | 10745 | 1995 | 9999 | Combustion Turbine | [5 empty] | Fossil | G | 2025 | Oil |  | 0 | 0 | 0 | 0 | 0 | 0 | 0 | 0 | 0 | 0 | 0 | 0 | 0 | 0 | 0 | 0 | 0 | 0 | 0 | 0 | 0 | 0 | 0 | 0 | 0 | 0 | 0 | 0 | 0 | 0 | 0 | 0 | 0 | 0 | 0 | 0 | 0 | 0 | 0 | 0 | 0.00561 | 0 | 0 | 0 | 0 | 0 | 0 | 0 | 0 | 0 | 0.3
56692_G_1G | PJM_Dom | Virginia | 51 | Goochland | 75 | 56692 | 1G | Rockville 1 & 2 | 10745 | 1995 | 9999 | Combustion Turbine | [5 empty] | Fossil | G | 2025 | Oil |  | 0 | 0 | 0 | 0 | 0 | 0 | 0 | 0 | 0 | 0 | 0 | 0 | 0 | 0 | 0 | 0 | 0 | 0 | 0 | 0 | 0 | 0 | 0 | 0 | 0 | 0 | 0 | 0 | 0 | 0 | 0 | 0 | 0 | 0 | 0 | 0 | 0 | 0 | 0 | 0 | 0.00561 | 0 | 0 | 0 | 0 | 0 | 0 | 0 | 0 | 0 | 0.3
56692_G_1F | PJM_Dom | Virginia | 51 | Goochland | 75 | 56692 | 1F | Rockville 1 & 2 | 10745 | 1995 | 9999 | Combustion Turbine | [5 empty] | Fossil | G | 2025 | Oil |  | 0 | 0 | 0 | 0 | 0 | 0 | 0 | 0 | 0 | 0 | 0 | 0 | 0 | 0 | 0 | 0 | 0 | 0 | 0 | 0 | 0 | 0 | 0 | 0 | 0 | 0 | 0 | 0 | 0 | 0 | 0 | 0 | 0 | 0 | 0 | 0 | 0 | 0 | 0 | 0 | 0.00561 | 0 | 0 | 0 | 0 | 0 | 0 | 0 | 0 | 0 | 0.3
56692_G_1E | PJM_Dom | Virginia | 51 | Goochland | 75 | 56692 | 1E | Rockville 1 & 2 | 10745 | 1995 | 9999 | Combustion Turbine | [5 empty] | Fossil | G | 2025 | Oil |  | 0 | 0 | 0 | 0 | 0 | 0 | 0 | 0 | 0 | 0 | 0 | 0 | 0 | 0 | 0 | 0 | 0 | 0 | 0 | 0 | 0 | 0 | 0 | 0 | 0 | 0 | 0 | 0 | 0 | 0 | 0 | 0 | 0 | 0 | 0 | 0 | 0 | 0 | 0 | 0 | 0.00561 | 0 | 0 | 0 | 0 | 0 | 0 | 0 | 0 | 0 | 0.3
56692_G_1D | PJM_Dom | Virginia | 51 | Goochland | 75 | 56692 | 1D | Rockville 1 & 2 | 10745 | 1995 | 9999 | Combustion Turbine | [5 empty] | Fossil | G | 2025 | Oil |  | 0 | 0 | 0 | 0 | 0 | 0 | 0 | 0 | 0 | 0 | 0 | 0 | 0 | 0 | 0 | 0 | 0 | 0 | 0 | 0 | 0 | 0 | 0 | 0 | 0 | 0 | 0 | 0 | 0 | 0 | 0 | 0 | 0 | 0 | 0 | 0 | 0 | 0 | 0 | 0 | 0.00561 | 0 | 0 | 0 | 0 | 0 | 0 | 0 | 0 | 0 | 0.3
56692_G_1C | PJM_Dom | Virginia | 51 | Goochland | 75 | 56692 | 1C | Rockville 1 & 2 | 10745 | 1995 | 9999 | Combustion Turbine | [5 empty] | Fossil | G | 2025 | Oil |  | 0 | 0 | 0 | 0 | 0 | 0 | 0 | 0 | 0 | 0 | 0 | 0 | 0 | 0 | 0 | 0 | 0 | 0 | 0 | 0 | 0 | 0 | 0 | 0 | 0 | 0 | 0 | 0 | 0 | 0 | 0 | 0 | 0 | 0 | 0 | 0 | 0 | 0 | 0 | 0 | 0.00561 | 0 | 0 | 0 | 0 | 0 | 0 | 0 | 0 | 0 | 0.3
56692_G_1B | PJM_Dom | Virginia | 51 | Goochland | 75 | 56692 | 1B | Rockville 1 & 2 | 10745 | 1995 | 9999 | Combustion Turbine | [5 empty] | Fossil | G | 2025 | Oil |  | 0 | 0 | 0 | 0 | 0 | 0 | 0 | 0 | 0 | 0 | 0 | 0 | 0 | 0 | 0 | 0 | 0 | 0 | 0 | 0 | 0 | 0 | 0 | 0 | 0 | 0 | 0 | 0 | 0 | 0 | 0 | 0 | 0 | 0 | 0 | 0 | 0 | 0 | 0 | 0 | 0.00561 | 0 | 0 | 0 | 0 | 0 | 0 | 0 | 0 | 0 | 0.3
56692_G_1A | PJM_Dom | Virginia | 51 | Goochland | 75 | 56692 | 1A | Rockville 1 & 2 | 10745 | 1995 | 9999 | Combustion Turbine | [5 empty] | Fossil | G | 2025 | Oil |  | 0 | 0 | 0 | 0 | 0 | 0 | 0 | 0 | 0 | 0 | 0 | 0 | 0 | 0 | 0 | 0 | 0 | 0 | 0 | 0 | 0 | 0 | 0 | 0 | 0 | 0 | 0 | 0 | 0 | 0 | 0 | 0 | 0 | 0 | 0 | 0 | 0 | 0 | 0 | 0 | 0.00561 | 0 | 0 | 0 | 0 | 0 | 0 | 0 | 0 | 0 | 0.3
56690_G_9 | PJM_WMAC | Pennsylvania | 42 | Schuylkill | 107 | 56690 | 9 | Pine Grove | 13500 | 2008 | 9999 | Landfill Gas | [5 empty] | Non-Fossil | G | 2025 | LF Gas |  | 0.0055816 | 0.0071681 | 0.0096831 | 0.022433 | 0 | 0 | 0 | 0 | 0 | 0 | 0 | 0 | 0 | 0 | 0 | 0 | 0.41345 | 0.53097 | 0.71727 | 1.6617 | 0.32166 | 0.41309 | 0.55803 | 1.2928 | 0 | 0 | 0 | 0 | 0.00017484 | 0.00022454 | 0.00030332 | 0.0007027 | 0 | 0 | 0 | 0 | 0 | 0 | 0 | 0 | 0.070408 | 0.0027036 | 0.0034721 | 0.0046903 | 0.010866 | 0 | 0 | 0 | 0 | 0 | 0.3
56690_G_8 | PJM_WMAC | Pennsylvania | 42 | Schuylkill | 107 | 56690 | 8 | Pine Grove | 13500 | 2008 | 9999 | Landfill Gas | [5 empty] | Non-Fossil | G | 2025 | LF Gas |  | 0.0055816 | 0.0071681 | 0.0096831 | 0.022433 | 0 | 0 | 0 | 0 | 0 | 0 | 0 | 0 | 0 | 0 | 0 | 0 | 0.41345 | 0.53097 | 0.71727 | 1.6617 | 0.32166 | 0.41309 | 0.55803 | 1.2928 | 0 | 0 | 0 | 0 | 0.00017484 | 0.00022454 | 0.00030332 | 0.0007027 | 0 | 0 | 0 | 0 | 0 | 0 | 0 | 0 | 0.070408 | 0.0027036 | 0.0034721 | 0.0046903 | 0.010866 | 0 | 0 | 0 | 0 | 0 | 0.3
56690_G_7 | PJM_WMAC | Pennsylvania | 42 | Schuylkill | 107 | 56690 | 7 | Pine Grove | 13500 | 2008 | 9999 | Landfill Gas | [5 empty] | Non-Fossil | G | 2025 | LF Gas |  | 0.0055816 | 0.0071681 | 0.0096831 | 0.022433 | 0 | 0 | 0 | 0 | 0 | 0 | 0 | 0 | 0 | 0 | 0 | 0 | 0.41345 | 0.53097 | 0.71727 | 1.6617 | 0.32166 | 0.41309 | 0.55803 | 1.2928 | 0 | 0 | 0 | 0 | 0.00017484 | 0.00022454 | 0.00030332 | 0.0007027 | 0 | 0 | 0 | 0 | 0 | 0 | 0 | 0 | 0.070408 | 0.0027036 | 0.0034721 | 0.0046903 | 0.010866 | 0 | 0 | 0 | 0 | 0 | 0.3
56690_G_6 | PJM_WMAC | Pennsylvania | 42 | Schuylkill | 107 | 56690 | 6 | Pine Grove | 13500 | 2008 | 9999 | Landfill Gas | [5 empty] | Non-Fossil | G | 2025 | LF Gas |  | 0.0055816 | 0.0071681 | 0.0096831 | 0.022433 | 0 | 0 | 0 | 0 | 0 | 0 | 0 | 0 | 0 | 0 | 0 | 0 | 0.41345 | 0.53097 | 0.71727 | 1.6617 | 0.32166 | 0.41309 | 0.55803 | 1.2928 | 0 | 0 | 0 | 0 | 0.00017484 | 0.00022454 | 0.00030332 | 0.0007027 | 0 | 0 | 0 | 0 | 0 | 0 | 0 | 0 | 0.070408 | 0.0027036 | 0.0034721 | 0.0046903 | 0.010866 | 0 | 0 | 0 | 0 | 0 | 0.3
56690_G_5 | PJM_WMAC | Pennsylvania | 42 | Schuylkill | 107 | 56690 | 5 | Pine Grove | 13500 | 2008 | 9999 | Landfill Gas | [5 empty] | Non-Fossil | G | 2025 | LF Gas |  | 0.0055816 | 0.0071681 | 0.0096831 | 0.022433 | 0 | 0 | 0 | 0 | 0 | 0 | 0 | 0 | 0 | 0 | 0 | 0 | 0.41345 | 0.53097 | 0.71727 | 1.6617 | 0.32166 | 0.41309 | 0.55803 | 1.2928 | 0 | 0 | 0 | 0 | 0.00017484 | 0.00022454 | 0.00030332 | 0.0007027 | 0 | 0 | 0 | 0 | 0 | 0 | 0 | 0 | 0.070408 | 0.0027036 | 0.0034721 | 0.0046903 | 0.010866 | 0 | 0 | 0 | 0 | 0 | 0.3
56690_G_4 | PJM_WMAC | Pennsylvania | 42 | Schuylkill | 107 | 56690 | 4 | Pine Grove | 13500 | 2008 | 9999 | Landfill Gas | [5 empty] | Non-Fossil | G | 2025 | LF Gas |  | 0.0055816 | 0.0071681 | 0.0096831 | 0.022433 | 0 | 0 | 0 | 0 | 0 | 0 | 0 | 0 | 0 | 0 | 0 | 0 | 0.41345 | 0.53097 | 0.71727 | 1.6617 | 0.32166 | 0.41309 | 0.55803 | 1.2928 | 0 | 0 | 0 | 0 | 0.00017484 | 0.00022454 | 0.00030332 | 0.0007027 | 0 | 0 | 0 | 0 | 0 | 0 | 0 | 0 | 0.070408 | 0.0027036 | 0.0034721 | 0.0046903 | 0.010866 | 0 | 0 | 0 | 0 | 0 | 0.3
56690_G_3 | PJM_WMAC | Pennsylvania | 42 | Schuylkill | 107 | 56690 | 3 | Pine Grove | 13500 | 2008 | 9999 | Landfill Gas | [5 empty] | Non-Fossil | G | 2025 | LF Gas |  | 0.0055816 | 0.0071681 | 0.0096831 | 0.022433 | 0 | 0 | 0 | 0 | 0 | 0 | 0 | 0 | 0 | 0 | 0 | 0 | 0.41345 | 0.53097 | 0.71727 | 1.6617 | 0.32166 | 0.41309 | 0.55803 | 1.2928 | 0 | 0 | 0 | 0 | 0.00017484 | 0.00022454 | 0.00030332 | 0.0007027 | 0 | 0 | 0 | 0 | 0 | 0 | 0 | 0 | 0.070408 | 0.0027036 | 0.0034721 | 0.0046903 | 0.010866 | 0 | 0 | 0 | 0 | 0 | 0.3
56690_G_2 | PJM_WMAC | Pennsylvania | 42 | Schuylkill | 107 | 56690 | 2 | Pine Grove | 13500 | 2008 | 9999 | Landfill Gas | [5 empty] | Non-Fossil | G | 2025 | LF Gas |  | 0.0055816 | 0.0071681 | 0.0096831 | 0.022433 | 0 | 0 | 0 | 0 | 0 | 0 | 0 | 0 | 0 | 0 | 0 | 0 | 0.41345 | 0.53097 | 0.71727 | 1.6617 | 0.32166 | 0.41309 | 0.55803 | 1.2928 | 0 | 0 | 0 | 0 | 0.00017484 | 0.00022454 | 0.00030332 | 0.0007027 | 0 | 0 | 0 | 0 | 0 | 0 | 0 | 0 | 0.070408 | 0.0027036 | 0.0034721 | 0.0046903 | 0.010866 | 0 | 0 | 0 | 0 | 0 | 0.3
56690_G_18 | PJM_WMAC | Pennsylvania | 42 | Schuylkill | 107 | 56690 | 18 | Pine Grove | 13500 | 2008 | 9999 | Landfill Gas | [5 empty] | Non-Fossil | G | 2025 | LF Gas |  | 0.0055816 | 0.0071681 | 0.0096831 | 0.022433 | 0 | 0 | 0 | 0 | 0 | 0 | 0 | 0 | 0 | 0 | 0 | 0 | 0.41345 | 0.53097 | 0.71727 | 1.6617 | 0.32166 | 0.41309 | 0.55803 | 1.2928 | 0 | 0 | 0 | 0 | 0.00017484 | 0.00022454 | 0.00030332 | 0.0007027 | 0 | 0 | 0 | 0 | 0 | 0 | 0 | 0 | 0.070408 | 0.0027036 | 0.0034721 | 0.0046903 | 0.010866 | 0 | 0 | 0 | 0 | 0 | 0.3
56690_G_17 | PJM_WMAC | Pennsylvania | 42 | Schuylkill | 107 | 56690 | 17 | Pine Grove | 13500 | 2008 | 9999 | Landfill Gas | [5 empty] | Non-Fossil | G | 2025 | LF Gas |  | 0.0055816 | 0.0071681 | 0.0096831 | 0.022433 | 0 | 0 | 0 | 0 | 0 | 0 | 0 | 0 | 0 | 0 | 0 | 0 | 0.41345 | 0.53097 | 0.71727 | 1.6617 | 0.32166 | 0.41309 | 0.55803 | 1.2928 | 0 | 0 | 0 | 0 | 0.00017484 | 0.00022454 | 0.00030332 | 0.0007027 | 0 | 0 | 0 | 0 | 0 | 0 | 0 | 0 | 0.070408 | 0.0027036 | 0.0034721 | 0.0046903 | 0.010866 | 0 | 0 | 0 | 0 | 0 | 0.3
56690_G_16 | PJM_WMAC | Pennsylvania | 42 | Schuylkill | 107 | 56690 | 16 | Pine Grove | 13500 | 2008 | 9999 | Landfill Gas | [5 empty] | Non-Fossil | G | 2025 | LF Gas |  | 0.0055816 | 0.0071681 | 0.0096831 | 0.022433 | 0 | 0 | 0 | 0 | 0 | 0 | 0 | 0 | 0 | 0 | 0 | 0 | 0.41345 | 0.53097 | 0.71727 | 1.6617 | 0.32166 | 0.41309 | 0.55803 | 1.2928 | 0 | 0 | 0 | 0 | 0.00017484 | 0.00022454 | 0.00030332 | 0.0007027 | 0 | 0 | 0 | 0 | 0 | 0 | 0 | 0 | 0.070408 | 0.0027036 | 0.0034721 | 0.0046903 | 0.010866 | 0 | 0 | 0 | 0 | 0 | 0.3
56690_G_15 | PJM_WMAC | Pennsylvania | 42 | Schuylkill | 107 | 56690 | 15 | Pine Grove | 13500 | 2008 | 9999 | Landfill Gas | [5 empty] | Non-Fossil | G | 2025 | LF Gas |  | 0.0055816 | 0.0071681 | 0.0096831 | 0.022433 | 0 | 0 | 0 | 0 | 0 | 0 | 0 | 0 | 0 | 0 | 0 | 0 | 0.41345 | 0.53097 | 0.71727 | 1.6617 | 0.32166 | 0.41309 | 0.55803 | 1.2928 | 0 | 0 | 0 | 0 | 0.00017484 | 0.00022454 | 0.00030332 | 0.0007027 | 0 | 0 | 0 | 0 | 0 | 0 | 0 | 0 | 0.070408 | 0.0027036 | 0.0034721 | 0.0046903 | 0.010866 | 0 | 0 | 0 | 0 | 0 | 0.3
56690_G_14 | PJM_WMAC | Pennsylvania | 42 | Schuylkill | 107 | 56690 | 14 | Pine Grove | 13500 | 2008 | 9999 | Landfill Gas | [5 empty] | Non-Fossil | G | 2025 | LF Gas |  | 0.0055816 | 0.0071681 | 0.0096831 | 0.022433 | 0 | 0 | 0 | 0 | 0 | 0 | 0 | 0 | 0 | 0 | 0 | 0 | 0.41345 | 0.53097 | 0.71727 | 1.6617 | 0.32166 | 0.41309 | 0.55803 | 1.2928 | 0 | 0 | 0 | 0 | 0.00017484 | 0.00022454 | 0.00030332 | 0.0007027 | 0 | 0 | 0 | 0 | 0 | 0 | 0 | 0 | 0.070408 | 0.0027036 | 0.0034721 | 0.0046903 | 0.010866 | 0 | 0 | 0 | 0 | 0 | 0.3
56690_G_13 | PJM_WMAC | Pennsylvania | 42 | Schuylkill | 107 | 56690 | 13 | Pine Grove | 13500 | 2008 | 9999 | Landfill Gas | [5 empty] | Non-Fossil | G | 2025 | LF Gas |  | 0.0055816 | 0.0071681 | 0.0096831 | 0.022433 | 0 | 0 | 0 | 0 | 0 | 0 | 0 | 0 | 0 | 0 | 0 | 0 | 0.41345 | 0.53097 | 0.71727 | 1.6617 | 0.32166 | 0.41309 | 0.55803 | 1.2928 | 0 | 0 | 0 | 0 | 0.00017484 | 0.00022454 | 0.00030332 | 0.0007027 | 0 | 0 | 0 | 0 | 0 | 0 | 0 | 0 | 0.070408 | 0.0027036 | 0.0034721 | 0.0046903 | 0.010866 | 0 | 0 | 0 | 0 | 0 | 0.3
56690_G_12 | PJM_WMAC | Pennsylvania | 42 | Schuylkill | 107 | 56690 | 12 | Pine Grove | 13500 | 2008 | 9999 | Landfill Gas | [5 empty] | Non-Fossil | G | 2025 | LF Gas |  | 0.0055816 | 0.0071681 | 0.0096831 | 0.022433 | 0 | 0 | 0 | 0 | 0 | 0 | 0 | 0 | 0 | 0 | 0 | 0 | 0.41345 | 0.53097 | 0.71727 | 1.6617 | 0.32166 | 0.41309 | 0.55803 | 1.2928 | 0 | 0 | 0 | 0 | 0.00017484 | 0.00022454 | 0.00030332 | 0.0007027 | 0 | 0 | 0 | 0 | 0 | 0 | 0 | 0 | 0.070408 | 0.0027036 | 0.0034721 | 0.0046903 | 0.010866 | 0 | 0 | 0 | 0 | 0 | 0.3
56690_G_11 | PJM_WMAC | Pennsylvania | 42 | Schuylkill | 107 | 56690 | 11 | Pine Grove | 13500 | 2008 | 9999 | Landfill Gas | [5 empty] | Non-Fossil | G | 2025 | LF Gas |  | 0.0055816 | 0.0071681 | 0.0096831 | 0.022433 | 0 | 0 | 0 | 0 | 0 | 0 | 0 | 0 | 0 | 0 | 0 | 0 | 0.41345 | 0.53097 | 0.71727 | 1.6617 | 0.32166 | 0.41309 | 0.55803 | 1.2928 | 0 | 0 | 0 | 0 | 0.00017484 | 0.00022454 | 0.00030332 | 0.0007027 | 0 | 0 | 0 | 0 | 0 | 0 | 0 | 0 | 0.070408 | 0.0027036 | 0.0034721 | 0.0046903 | 0.010866 | 0 | 0 | 0 | 0 | 0 | 0.3
56690_G_10 | PJM_WMAC | Pennsylvania | 42 | Schuylkill | 107 | 56690 | 10 | Pine Grove | 13500 | 2008 | 9999 | Landfill Gas | [5 empty] | Non-Fossil | G | 2025 | LF Gas |  | 0.0055816 | 0.0071681 | 0.0096831 | 0.022433 | 0 | 0 | 0 | 0 | 0 | 0 | 0 | 0 | 0 | 0 | 0 | 0 | 0.41345 | 0.53097 | 0.71727 | 1.6617 | 0.32166 | 0.41309 | 0.55803 | 1.2928 | 0 | 0 | 0 | 0 | 0.00017484 | 0.00022454 | 0.00030332 | 0.0007027 | 0 | 0 | 0 | 0 | 0 | 0 | 0 | 0 | 0.070408 | 0.0027036 | 0.0034721 | 0.0046903 | 0.010866 | 0 | 0 | 0 | 0 | 0 | 0.3
56690_G_1 | PJM_WMAC | Pennsylvania | 42 | Schuylkill | 107 | 56690 | 1 | Pine Grove | 13500 | 2008 | 9999 | Landfill Gas | [5 empty] | Non-Fossil | G | 2025 | LF Gas |  | 0.0055816 | 0.0071681 | 0.0096831 | 0.022433 | 0 | 0 | 0 | 0 | 0 | 0 | 0 | 0 | 0 | 0 | 0 | 0 | 0.41345 | 0.53097 | 0.71727 | 1.6617 | 0.32166 | 0.41309 | 0.55803 | 1.2928 | 0 | 0 | 0 | 0 | 0.00017484 | 0.00022454 | 0.00030332 | 0.0007027 | 0 | 0 | 0 | 0 | 0 | 0 | 0 | 0 | 0.070408 | 0.0027036 | 0.0034721 | 0.0046903 | 0.010866 | 0 | 0 | 0 | 0 | 0 | 0.3
56688_G_9 | S_VACA | North Carolina | 37 | Craven | 49 | 56688 | 9 | New Bern | 13500 | 2007 | 9999 | Landfill Gas | [5 empty] | Non-Fossil | G | 2025 | LF Gas |  | 0.0068107 | 0.0076519 | 0.012018 | 0.026481 | 0 | 0 | 0 | 0 | 0 | 0 | 0 | 0 | 0 | 0 | 0 | 0 | 0.5045 | 0.56681 | 0.89025 | 1.9616 | 0.3925 | 0.44097 | 0.69261 | 1.5261 | 0 | 0 | 0 | 0 | 0.00082007 | 0.00092136 | 0.0014471 | 0.0031886 | 0 | 0 | 0 | 0 | 0 | 0 | 0 | 0 | 0.075136 | 0.003299 | 0.0037064 | 0.0058214 | 0.012827 | 0 | 0 | 0 | 0 | 0 | 0.3
56688_G_8 | S_VACA | North Carolina | 37 | Craven | 49 | 56688 | 8 | New Bern | 13500 | 2007 | 9999 | Landfill Gas | [5 empty] | Non-Fossil | G | 2025 | LF Gas |  | 0.0068107 | 0.0076519 | 0.012018 | 0.026481 | 0 | 0 | 0 | 0 | 0 | 0 | 0 | 0 | 0 | 0 | 0 | 0 | 0.5045 | 0.56681 | 0.89025 | 1.9616 | 0.3925 | 0.44097 | 0.69261 | 1.5261 | 0 | 0 | 0 | 0 | 0.00082007 | 0.00092136 | 0.0014471 | 0.0031886 | 0 | 0 | 0 | 0 | 0 | 0 | 0 | 0 | 0.075136 | 0.003299 | 0.0037064 | 0.0058214 | 0.012827 | 0 | 0 | 0 | 0 | 0 | 0.3
56688_G_7 | S_VACA | North Carolina | 37 | Craven | 49 | 56688 | 7 | New Bern | 13500 | 2007 | 9999 | Landfill Gas | [5 empty] | Non-Fossil | G | 2025 | LF Gas |  | 0.0068107 | 0.0076519 | 0.012018 | 0.026481 | 0 | 0 | 0 | 0 | 0 | 0 | 0 | 0 | 0 | 0 | 0 | 0 | 0.5045 | 0.56681 | 0.89025 | 1.9616 | 0.3925 | 0.44097 | 0.69261 | 1.5261 | 0 | 0 | 0 | 0 | 0.00082007 | 0.00092136 | 0.0014471 | 0.0031886 | 0 | 0 | 0 | 0 | 0 | 0 | 0 | 0 | 0.075136 | 0.003299 | 0.0037064 | 0.0058214 | 0.012827 | 0 | 0 | 0 | 0 | 0 | 0.3
56688_G_6 | S_VACA | North Carolina | 37 | Craven | 49 | 56688 | 6 | New Bern | 13500 | 2007 | 9999 | Landfill Gas | [5 empty] | Non-Fossil | G | 2025 | LF Gas |  | 0.0068107 | 0.0076519 | 0.012018 | 0.026481 | 0 | 0 | 0 | 0 | 0 | 0 | 0 | 0 | 0 | 0 | 0 | 0 | 0.5045 | 0.56681 | 0.89025 | 1.9616 | 0.3925 | 0.44097 | 0.69261 | 1.5261 | 0 | 0 | 0 | 0 | 0.00082007 | 0.00092136 | 0.0014471 | 0.0031886 | 0 | 0 | 0 | 0 | 0 | 0 | 0 | 0 | 0.075136 | 0.003299 | 0.0037064 | 0.0058214 | 0.012827 | 0 | 0 | 0 | 0 | 0 | 0.3
56688_G_5 | S_VACA | North Carolina | 37 | Craven | 49 | 56688 | 5 | New Bern | 13500 | 2007 | 9999 | Landfill Gas | [5 empty] | Non-Fossil | G | 2025 | LF Gas |  | 0.0068107 | 0.0076519 | 0.012018 | 0.026481 | 0 | 0 | 0 | 0 | 0 | 0 | 0 | 0 | 0 | 0 | 0 | 0 | 0.5045 | 0.56681 | 0.89025 | 1.9616 | 0.3925 | 0.44097 | 0.69261 | 1.5261 | 0 | 0 | 0 | 0 | 0.00082007 | 0.00092136 | 0.0014471 | 0.0031886 | 0 | 0 | 0 | 0 | 0 | 0 | 0 | 0 | 0.075136 | 0.003299 | 0.0037064 | 0.0058214 | 0.012827 | 0 | 0 | 0 | 0 | 0 | 0.3
56688_G_4 | S_VACA | North Carolina | 37 | Craven | 49 | 56688 | 4 | New Bern | 13500 | 2007 | 9999 | Landfill Gas | [5 empty] | Non-Fossil | G | 2025 | LF Gas |  | 0.0068107 | 0.0076519 | 0.012018 | 0.026481 | 0 | 0 | 0 | 0 | 0 | 0 | 0 | 0 | 0 | 0 | 0 | 0 | 0.5045 | 0.56681 | 0.89025 | 1.9616 | 0.3925 | 0.44097 | 0.69261 | 1.5261 | 0 | 0 | 0 | 0 | 0.00082007 | 0.00092136 | 0.0014471 | 0.0031886 | 0 | 0 | 0 | 0 | 0 | 0 | 0 | 0 | 0.075136 | 0.003299 | 0.0037064 | 0.0058214 | 0.012827 | 0 | 0 | 0 | 0 | 0 | 0.3
56688_G_3 | S_VACA | North Carolina | 37 | Craven | 49 | 56688 | 3 | New Bern | 13500 | 2007 | 9999 | Landfill Gas | [5 empty] | Non-Fossil | G | 2025 | LF Gas |  | 0.0068107 | 0.0076519 | 0.012018 | 0.026481 | 0 | 0 | 0 | 0 | 0 | 0 | 0 | 0 | 0 | 0 | 0 | 0 | 0.5045 | 0.56681 | 0.89025 | 1.9616 | 0.3925 | 0.44097 | 0.69261 | 1.5261 | 0 | 0 | 0 | 0 | 0.00082007 | 0.00092136 | 0.0014471 | 0.0031886 | 0 | 0 | 0 | 0 | 0 | 0 | 0 | 0 | 0.075136 | 0.003299 | 0.0037064 | 0.0058214 | 0.012827 | 0 | 0 | 0 | 0 | 0 | 0.3
56688_G_2 | S_VACA | North Carolina | 37 | Craven | 49 | 56688 | 2 | New Bern | 13500 | 2007 | 9999 | Landfill Gas | [5 empty] | Non-Fossil | G | 2025 | LF Gas |  | 0.0068107 | 0.0076519 | 0.012018 | 0.026481 | 0 | 0 | 0 | 0 | 0 | 0 | 0 | 0 | 0 | 0 | 0 | 0 | 0.5045 | 0.56681 | 0.89025 | 1.9616 | 0.3925 | 0.44097 | 0.69261 | 1.5261 | 0 | 0 | 0 | 0 | 0.00082007 | 0.00092136 | 0.0014471 | 0.0031886 | 0 | 0 | 0 | 0 | 0 | 0 | 0 | 0 | 0.075136 | 0.003299 | 0.0037064 | 0.0058214 | 0.012827 | 0 | 0 | 0 | 0 | 0 | 0.3
56688_G_18 | S_VACA | North Carolina | 37 | Craven | 49 | 56688 | 18 | New Bern | 13500 | 2011 | 9999 | Landfill Gas | [5 empty] | Non-Fossil | G | 2025 | LF Gas |  | 0.0068107 | 0.0076519 | 0.012018 | 0.026481 | 0 | 0 | 0 | 0 | 0 | 0 | 0 | 0 | 0 | 0 | 0 | 0 | 0.5045 | 0.56681 | 0.89025 | 1.9616 | 0.3925 | 0.44097 | 0.69261 | 1.5261 | 0 | 0 | 0 | 0 | 0.00082008 | 0.00092137 | 0.0014471 | 0.0031886 | 0 | 0 | 0 | 0 | 0 | 0 | 0 | 0 | 0.070408 | 0.003299 | 0.0037064 | 0.0058214 | 0.012827 | 0 | 0 | 0 | 0 | 0 | 0.3
56688_G_17 | S_VACA | North Carolina | 37 | Craven | 49 | 56688 | 17 | New Bern | 13500 | 2011 | 9999 | Landfill Gas | [5 empty] | Non-Fossil | G | 2025 | LF Gas |  | 0.0068107 | 0.0076519 | 0.012018 | 0.026481 | 0 | 0 | 0 | 0 | 0 | 0 | 0 | 0 | 0 | 0 | 0 | 0 | 0.5045 | 0.56681 | 0.89025 | 1.9616 | 0.3925 | 0.44097 | 0.69261 | 1.5261 | 0 | 0 | 0 | 0 | 0.00082008 | 0.00092137 | 0.0014471 | 0.0031886 | 0 | 0 | 0 | 0 | 0 | 0 | 0 | 0 | 0.070408 | 0.003299 | 0.0037064 | 0.0058214 | 0.012827 | 0 | 0 | 0 | 0 | 0 | 0.3
56688_G_16 | S_VACA | North Carolina | 37 | Craven | 49 | 56688 | 16 | New Bern | 13500 | 2011 | 9999 | Landfill Gas | [5 empty] | Non-Fossil | G | 2025 | LF Gas |  | 0.0068107 | 0.0076519 | 0.012018 | 0.026481 | 0 | 0 | 0 | 0 | 0 | 0 | 0 | 0 | 0 | 0 | 0 | 0 | 0.5045 | 0.56681 | 0.89025 | 1.9616 | 0.3925 | 0.44097 | 0.69261 | 1.5261 | 0 | 0 | 0 | 0 | 0.00082008 | 0.00092137 | 0.0014471 | 0.0031886 | 0 | 0 | 0 | 0 | 0 | 0 | 0 | 0 | 0.070408 | 0.003299 | 0.0037064 | 0.0058214 | 0.012827 | 0 | 0 | 0 | 0 | 0 | 0.3
56688_G_15 | S_VACA | North Carolina | 37 | Craven | 49 | 56688 | 15 | New Bern | 13500 | 2011 | 9999 | Landfill Gas | [5 empty] | Non-Fossil | G | 2025 | LF Gas |  | 0.0068107 | 0.0076519 | 0.012018 | 0.026481 | 0 | 0 | 0 | 0 | 0 | 0 | 0 | 0 | 0 | 0 | 0 | 0 | 0.5045 | 0.56681 | 0.89025 | 1.9616 | 0.3925 | 0.44097 | 0.69261 | 1.5261 | 0 | 0 | 0 | 0 | 0.00082008 | 0.00092137 | 0.0014471 | 0.0031886 | 0 | 0 | 0 | 0 | 0 | 0 | 0 | 0 | 0.070408 | 0.003299 | 0.0037064 | 0.0058214 | 0.012827 | 0 | 0 | 0 | 0 | 0 | 0.3
56688_G_14 | S_VACA | North Carolina | 37 | Craven | 49 | 56688 | 14 | New Bern | 13500 | 2011 | 9999 | Landfill Gas | [5 empty] | Non-Fossil | G | 2025 | LF Gas |  | 0.0068107 | 0.0076519 | 0.012018 | 0.026481 | 0 | 0 | 0 | 0 | 0 | 0 | 0 | 0 | 0 | 0 | 0 | 0 | 0.5045 | 0.56681 | 0.89025 | 1.9616 | 0.3925 | 0.44097 | 0.69261 | 1.5261 | 0 | 0 | 0 | 0 | 0.00082008 | 0.00092137 | 0.0014471 | 0.0031886 | 0 | 0 | 0 | 0 | 0 | 0 | 0 | 0 | 0.070408 | 0.003299 | 0.0037064 | 0.0058214 | 0.012827 | 0 | 0 | 0 | 0 | 0 | 0.3
56688_G_13 | S_VACA | North Carolina | 37 | Craven | 49 | 56688 | 13 | New Bern | 13500 | 2011 | 9999 | Landfill Gas | [5 empty] | Non-Fossil | G | 2025 | LF Gas |  | 0.0068107 | 0.0076519 | 0.012018 | 0.026481 | 0 | 0 | 0 | 0 | 0 | 0 | 0 | 0 | 0 | 0 | 0 | 0 | 0.5045 | 0.56681 | 0.89025 | 1.9616 | 0.3925 | 0.44097 | 0.69261 | 1.5261 | 0 | 0 | 0 | 0 | 0.00082008 | 0.00092137 | 0.0014471 | 0.0031886 | 0 | 0 | 0 | 0 | 0 | 0 | 0 | 0 | 0.070408 | 0.003299 | 0.0037064 | 0.0058214 | 0.012827 | 0 | 0 | 0 | 0 | 0 | 0.3
56688_G_12 | S_VACA | North Carolina | 37 | Craven | 49 | 56688 | 12 | New Bern | 13500 | 2007 | 9999 | Landfill Gas | [5 empty] | Non-Fossil | G | 2025 | LF Gas |  | 0.0068107 | 0.0076519 | 0.012018 | 0.026481 | 0 | 0 | 0 | 0 | 0 | 0 | 0 | 0 | 0 | 0 | 0 | 0 | 0.5045 | 0.56681 | 0.89025 | 1.9616 | 0.3925 | 0.44097 | 0.69261 | 1.5261 | 0 | 0 | 0 | 0 | 0.00082007 | 0.00092136 | 0.0014471 | 0.0031886 | 0 | 0 | 0 | 0 | 0 | 0 | 0 | 0 | 0.075136 | 0.003299 | 0.0037064 | 0.0058214 | 0.012827 | 0 | 0 | 0 | 0 | 0 | 0.3
56688_G_11 | S_VACA | North Carolina | 37 | Craven | 49 | 56688 | 11 | New Bern | 13500 | 2007 | 9999 | Landfill Gas | [5 empty] | Non-Fossil | G | 2025 | LF Gas |  | 0.0068107 | 0.0076519 | 0.012018 | 0.026481 | 0 | 0 | 0 | 0 | 0 | 0 | 0 | 0 | 0 | 0 | 0 | 0 | 0.5045 | 0.56681 | 0.89025 | 1.9616 | 0.3925 | 0.44097 | 0.69261 | 1.5261 | 0 | 0 | 0 | 0 | 0.00082007 | 0.00092136 | 0.0014471 | 0.0031886 | 0 | 0 | 0 | 0 | 0 | 0 | 0 | 0 | 0.075136 | 0.003299 | 0.0037064 | 0.0058214 | 0.012827 | 0 | 0 | 0 | 0 | 0 | 0.3
56688_G_10 | S_VACA | North Carolina | 37 | Craven | 49 | 56688 | 10 | New Bern | 13500 | 2007 | 9999 | Landfill Gas | [5 empty] | Non-Fossil | G | 2025 | LF Gas |  | 0.0068107 | 0.0076519 | 0.012018 | 0.026481 | 0 | 0 | 0 | 0 | 0 | 0 | 0 | 0 | 0 | 0 | 0 | 0 | 0.5045 | 0.56681 | 0.89025 | 1.9616 | 0.3925 | 0.44097 | 0.69261 | 1.5261 | 0 | 0 | 0 | 0 | 0.00082007 | 0.00092136 | 0.0014471 | 0.0031886 | 0 | 0 | 0 | 0 | 0 | 0 | 0 | 0 | 0.075136 | 0.003299 | 0.0037064 | 0.0058214 | 0.012827 | 0 | 0 | 0 | 0 | 0 | 0.3
56688_G_1 | S_VACA | North Carolina | 37 | Craven | 49 | 56688 | 1 | New Bern | 13500 | 2007 | 9999 | Landfill Gas | [5 empty] | Non-Fossil | G | 2025 | LF Gas |  | 0.0068107 | 0.0076519 | 0.012018 | 0.026481 | 0 | 0 | 0 | 0 | 0 | 0 | 0 | 0 | 0 | 0 | 0 | 0 | 0.5045 | 0.56681 | 0.89025 | 1.9616 | 0.3925 | 0.44097 | 0.69261 | 1.5261 | 0 | 0 | 0 | 0 | 0.00082007 | 0.00092136 | 0.0014471 | 0.0031886 | 0 | 0 | 0 | 0 | 0 | 0 | 0 | 0 | 0.075136 | 0.003299 | 0.0037064 | 0.0058214 | 0.012827 | 0 | 0 | 0 | 0 | 0 | 0.3
56687_G_9 | PJM_AP | Pennsylvania | 42 | Franklin | 55 | 56687 | 9 | Mountain View | 13500 | 2003 | 9999 | Landfill Gas | [5 empty] | Non-Fossil | G | 2025 | LF Gas |  | 0.0020754 | 0.0028163 | 0.0036425 | 0.0085342 | 0 | 0 | 0 | 0 | 0 | 0 | 0 | 0 | 0 | 0 | 0 | 0 | 0.15373 | 0.20862 | 0.26981 | 0.63216 | 0.1196 | 0.1623 | 0.20991 | 0.49182 | 0 | 0 | 0 | 0 | 6.501e-05 | 8.8221e-05 | 0.0001141 | 0.00026733 | 0 | 0 | 0 | 0 | 0 | 0 | 0 | 0 | 0.093562 | 0.0010053 | 0.0013642 | 0.0017643 | 0.0041338 | 0 | 0 | 0 | 0 | 0 | 0.3
56687_G_8 | PJM_AP | Pennsylvania | 42 | Franklin | 55 | 56687 | 8 | Mountain View | 13500 | 2003 | 9999 | Landfill Gas | [5 empty] | Non-Fossil | G | 2025 | LF Gas |  | 0.0020754 | 0.0028163 | 0.0036425 | 0.0085342 | 0 | 0 | 0 | 0 | 0 | 0 | 0 | 0 | 0 | 0 | 0 | 0 | 0.15373 | 0.20862 | 0.26981 | 0.63216 | 0.1196 | 0.1623 | 0.20991 | 0.49182 | 0 | 0 | 0 | 0 | 6.501e-05 | 8.8221e-05 | 0.0001141 | 0.00026733 | 0 | 0 | 0 | 0 | 0 | 0 | 0 | 0 | 0.093562 | 0.0010053 | 0.0013642 | 0.0017643 | 0.0041338 | 0 | 0 | 0 | 0 | 0 | 0.3
56687_G_7 | PJM_AP | Pennsylvania | 42 | Franklin | 55 | 56687 | 7 | Mountain View | 13500 | 2003 | 9999 | Landfill Gas | [5 empty] | Non-Fossil | G | 2025 | LF Gas |  | 0.0020754 | 0.0028163 | 0.0036425 | 0.0085342 | 0 | 0 | 0 | 0 | 0 | 0 | 0 | 0 | 0 | 0 | 0 | 0 | 0.15373 | 0.20862 | 0.26981 | 0.63216 | 0.1196 | 0.1623 | 0.20991 | 0.49182 | 0 | 0 | 0 | 0 | 6.501e-05 | 8.8221e-05 | 0.0001141 | 0.00026733 | 0 | 0 | 0 | 0 | 0 | 0 | 0 | 0 | 0.093562 | 0.0010053 | 0.0013642 | 0.0017643 | 0.0041338 | 0 | 0 | 0 | 0 | 0 | 0.3
56687_G_6 | PJM_AP | Pennsylvania | 42 | Franklin | 55 | 56687 | 6 | Mountain View | 13500 | 2003 | 9999 | Landfill Gas | [5 empty] | Non-Fossil | G | 2025 | LF Gas |  | 0.0020754 | 0.0028163 | 0.0036425 | 0.0085342 | 0 | 0 | 0 | 0 | 0 | 0 | 0 | 0 | 0 | 0 | 0 | 0 | 0.15373 | 0.20862 | 0.26981 | 0.63216 | 0.1196 | 0.1623 | 0.20991 | 0.49182 | 0 | 0 | 0 | 0 | 6.501e-05 | 8.8221e-05 | 0.0001141 | 0.00026733 | 0 | 0 | 0 | 0 | 0 | 0 | 0 | 0 | 0.093562 | 0.0010053 | 0.0013642 | 0.0017643 | 0.0041338 | 0 | 0 | 0 | 0 | 0 | 0.3
56687_G_5 | PJM_AP | Pennsylvania | 42 | Franklin | 55 | 56687 | 5 | Mountain View | 13500 | 2003 | 9999 | Landfill Gas | [5 empty] | Non-Fossil | G | 2025 | LF Gas |  | 0.0020754 | 0.0028163 | 0.0036425 | 0.0085342 | 0 | 0 | 0 | 0 | 0 | 0 | 0 | 0 | 0 | 0 | 0 | 0 | 0.15373 | 0.20862 | 0.26981 | 0.63216 | 0.1196 | 0.1623 | 0.20991 | 0.49182 | 0 | 0 | 0 | 0 | 6.501e-05 | 8.8221e-05 | 0.0001141 | 0.00026733 | 0 | 0 | 0 | 0 | 0 | 0 | 0 | 0 | 0.093562 | 0.0010053 | 0.0013642 | 0.0017643 | 0.0041338 | 0 | 0 | 0 | 0 | 0 | 0.3
56687_G_48 | PJM_AP | Pennsylvania | 42 | Franklin | 55 | 56687 | 48 | Mountain View | 13500 | 2003 | 9999 | Landfill Gas | [5 empty] | Non-Fossil | G | 2025 | LF Gas |  | 0.0020754 | 0.0028163 | 0.0036425 | 0.0085342 | 0 | 0 | 0 | 0 | 0 | 0 | 0 | 0 | 0 | 0 | 0 | 0 | 0.15373 | 0.20862 | 0.26981 | 0.63216 | 0.1196 | 0.1623 | 0.20991 | 0.49182 | 0 | 0 | 0 | 0 | 6.501e-05 | 8.8221e-05 | 0.0001141 | 0.00026733 | 0 | 0 | 0 | 0 | 0 | 0 | 0 | 0 | 0.093562 | 0.0010053 | 0.0013642 | 0.0017643 | 0.0041338 | 0 | 0 | 0 | 0 | 0 | 0.3
56687_G_47 | PJM_AP | Pennsylvania | 42 | Franklin | 55 | 56687 | 47 | Mountain View | 13500 | 2003 | 9999 | Landfill Gas | [5 empty] | Non-Fossil | G | 2025 | LF Gas |  | 0.0020754 | 0.0028163 | 0.0036425 | 0.0085342 | 0 | 0 | 0 | 0 | 0 | 0 | 0 | 0 | 0 | 0 | 0 | 0 | 0.15373 | 0.20862 | 0.26981 | 0.63216 | 0.1196 | 0.1623 | 0.20991 | 0.49182 | 0 | 0 | 0 | 0 | 6.501e-05 | 8.8221e-05 | 0.0001141 | 0.00026733 | 0 | 0 | 0 | 0 | 0 | 0 | 0 | 0 | 0.093562 | 0.0010053 | 0.0013642 | 0.0017643 | 0.0041338 | 0 | 0 | 0 | 0 | 0 | 0.3
56687_G_46 | PJM_AP | Pennsylvania | 42 | Franklin | 55 | 56687 | 46 | Mountain View | 13500 | 2003 | 9999 | Landfill Gas | [5 empty] | Non-Fossil | G | 2025 | LF Gas |  | 0.0020754 | 0.0028163 | 0.0036425 | 0.0085342 | 0 | 0 | 0 | 0 | 0 | 0 | 0 | 0 | 0 | 0 | 0 | 0 | 0.15373 | 0.20862 | 0.26981 | 0.63216 | 0.1196 | 0.1623 | 0.20991 | 0.49182 | 0 | 0 | 0 | 0 | 6.501e-05 | 8.8221e-05 | 0.0001141 | 0.00026733 | 0 | 0 | 0 | 0 | 0 | 0 | 0 | 0 | 0.093562 | 0.0010053 | 0.0013642 | 0.0017643 | 0.0041338 | 0 | 0 | 0 | 0 | 0 | 0.3
56687_G_45 | PJM_AP | Pennsylvania | 42 | Franklin | 55 | 56687 | 45 | Mountain View | 13500 | 2003 | 9999 | Landfill Gas | [5 empty] | Non-Fossil | G | 2025 | LF Gas |  | 0.0020754 | 0.0028163 | 0.0036425 | 0.0085342 | 0 | 0 | 0 | 0 | 0 | 0 | 0 | 0 | 0 | 0 | 0 | 0 | 0.15373 | 0.20862 | 0.26981 | 0.63216 | 0.1196 | 0.1623 | 0.20991 | 0.49182 | 0 | 0 | 0 | 0 | 6.501e-05 | 8.8221e-05 | 0.0001141 | 0.00026733 | 0 | 0 | 0 | 0 | 0 | 0 | 0 | 0 | 0.093562 | 0.0010053 | 0.0013642 | 0.0017643 | 0.0041338 | 0 | 0 | 0 | 0 | 0 | 0.3
56687_G_44 | PJM_AP | Pennsylvania | 42 | Franklin | 55 | 56687 | 44 | Mountain View | 13500 | 2003 | 9999 | Landfill Gas | [5 empty] | Non-Fossil | G | 2025 | LF Gas |  | 0.0020754 | 0.0028163 | 0.0036425 | 0.0085342 | 0 | 0 | 0 | 0 | 0 | 0 | 0 | 0 | 0 | 0 | 0 | 0 | 0.15373 | 0.20862 | 0.26981 | 0.63216 | 0.1196 | 0.1623 | 0.20991 | 0.49182 | 0 | 0 | 0 | 0 | 6.501e-05 | 8.8221e-05 | 0.0001141 | 0.00026733 | 0 | 0 | 0 | 0 | 0 | 0 | 0 | 0 | 0.093562 | 0.0010053 | 0.0013642 | 0.0017643 | 0.0041338 | 0 | 0 | 0 | 0 | 0 | 0.3
56687_G_43 | PJM_AP | Pennsylvania | 42 | Franklin | 55 | 56687 | 43 | Mountain View | 13500 | 2003 | 9999 | Landfill Gas | [5 empty] | Non-Fossil | G | 2025 | LF Gas |  | 0.0020754 | 0.0028163 | 0.0036425 | 0.0085342 | 0 | 0 | 0 | 0 | 0 | 0 | 0 | 0 | 0 | 0 | 0 | 0 | 0.15373 | 0.20862 | 0.26981 | 0.63216 | 0.1196 | 0.1623 | 0.20991 | 0.49182 | 0 | 0 | 0 | 0 | 6.501e-05 | 8.8221e-05 | 0.0001141 | 0.00026733 | 0 | 0 | 0 | 0 | 0 | 0 | 0 | 0 | 0.093562 | 0.0010053 | 0.0013642 | 0.0017643 | 0.0041338 | 0 | 0 | 0 | 0 | 0 | 0.3
56687_G_42 | PJM_AP | Pennsylvania | 42 | Franklin | 55 | 56687 | 42 | Mountain View | 13500 | 2003 | 9999 | Landfill Gas | [5 empty] | Non-Fossil | G | 2025 | LF Gas |  | 0.0020754 | 0.0028163 | 0.0036425 | 0.0085342 | 0 | 0 | 0 | 0 | 0 | 0 | 0 | 0 | 0 | 0 | 0 | 0 | 0.15373 | 0.20862 | 0.26981 | 0.63216 | 0.1196 | 0.1623 | 0.20991 | 0.49182 | 0 | 0 | 0 | 0 | 6.501e-05 | 8.8221e-05 | 0.0001141 | 0.00026733 | 0 | 0 | 0 | 0 | 0 | 0 | 0 | 0 | 0.093562 | 0.0010053 | 0.0013642 | 0.0017643 | 0.0041338 | 0 | 0 | 0 | 0 | 0 | 0.3
56687_G_41 | PJM_AP | Pennsylvania | 42 | Franklin | 55 | 56687 | 41 | Mountain View | 13500 | 2003 | 9999 | Landfill Gas | [5 empty] | Non-Fossil | G | 2025 | LF Gas |  | 0.0020754 | 0.0028163 | 0.0036425 | 0.0085342 | 0 | 0 | 0 | 0 | 0 | 0 | 0 | 0 | 0 | 0 | 0 | 0 | 0.15373 | 0.20862 | 0.26981 | 0.63216 | 0.1196 | 0.1623 | 0.20991 | 0.49182 | 0 | 0 | 0 | 0 | 6.501e-05 | 8.8221e-05 | 0.0001141 | 0.00026733 | 0 | 0 | 0 | 0 | 0 | 0 | 0 | 0 | 0.093562 | 0.0010053 | 0.0013642 | 0.0017643 | 0.0041338 | 0 | 0 | 0 | 0 | 0 | 0.3
56687_G_40 | PJM_AP | Pennsylvania | 42 | Franklin | 55 | 56687 | 40 | Mountain View | 13500 | 2003 | 9999 | Landfill Gas | [5 empty] | Non-Fossil | G | 2025 | LF Gas |  | 0.0020754 | 0.0028163 | 0.0036425 | 0.0085342 | 0 | 0 | 0 | 0 | 0 | 0 | 0 | 0 | 0 | 0 | 0 | 0 | 0.15373 | 0.20862 | 0.26981 | 0.63216 | 0.1196 | 0.1623 | 0.20991 | 0.49182 | 0 | 0 | 0 | 0 | 6.501e-05 | 8.8221e-05 | 0.0001141 | 0.00026733 | 0 | 0 | 0 | 0 | 0 | 0 | 0 | 0 | 0.093562 | 0.0010053 | 0.0013642 | 0.0017643 | 0.0041338 | 0 | 0 | 0 | 0 | 0 | 0.3
56687_G_4 | PJM_AP | Pennsylvania | 42 | Franklin | 55 | 56687 | 4 | Mountain View | 13500 | 2003 | 9999 | Landfill Gas | [5 empty] | Non-Fossil | G | 2025 | LF Gas |  | 0.0020754 | 0.0028163 | 0.0036425 | 0.0085342 | 0 | 0 | 0 | 0 | 0 | 0 | 0 | 0 | 0 | 0 | 0 | 0 | 0.15373 | 0.20862 | 0.26981 | 0.63216 | 0.1196 | 0.1623 | 0.20991 | 0.49182 | 0 | 0 | 0 | 0 | 6.501e-05 | 8.8221e-05 | 0.0001141 | 0.00026733 | 0 | 0 | 0 | 0 | 0 | 0 | 0 | 0 | 0.093562 | 0.0010053 | 0.0013642 | 0.0017643 | 0.0041338 | 0 | 0 | 0 | 0 | 0 | 0.3
56687_G_39 | PJM_AP | Pennsylvania | 42 | Franklin | 55 | 56687 | 39 | Mountain View | 13500 | 2003 | 9999 | Landfill Gas | [5 empty] | Non-Fossil | G | 2025 | LF Gas |  | 0.0020754 | 0.0028163 | 0.0036425 | 0.0085342 | 0 | 0 | 0 | 0 | 0 | 0 | 0 | 0 | 0 | 0 | 0 | 0 | 0.15373 | 0.20862 | 0.26981 | 0.63216 | 0.1196 | 0.1623 | 0.20991 | 0.49182 | 0 | 0 | 0 | 0 | 6.501e-05 | 8.8221e-05 | 0.0001141 | 0.00026733 | 0 | 0 | 0 | 0 | 0 | 0 | 0 | 0 | 0.093562 | 0.0010053 | 0.0013642 | 0.0017643 | 0.0041338 | 0 | 0 | 0 | 0 | 0 | 0.3
56687_G_38 | PJM_AP | Pennsylvania | 42 | Franklin | 55 | 56687 | 38 | Mountain View | 13500 | 2003 | 9999 | Landfill Gas | [5 empty] | Non-Fossil | G | 2025 | LF Gas |  | 0.0020754 | 0.0028163 | 0.0036425 | 0.0085342 | 0 | 0 | 0 | 0 | 0 | 0 | 0 | 0 | 0 | 0 | 0 | 0 | 0.15373 | 0.20862 | 0.26981 | 0.63216 | 0.1196 | 0.1623 | 0.20991 | 0.49182 | 0 | 0 | 0 | 0 | 6.501e-05 | 8.8221e-05 | 0.0001141 | 0.00026733 | 0 | 0 | 0 | 0 | 0 | 0 | 0 | 0 | 0.093562 | 0.0010053 | 0.0013642 | 0.0017643 | 0.0041338 | 0 | 0 | 0 | 0 | 0 | 0.3
56687_G_37 | PJM_AP | Pennsylvania | 42 | Franklin | 55 | 56687 | 37 | Mountain View | 13500 | 2003 | 9999 | Landfill Gas | [5 empty] | Non-Fossil | G | 2025 | LF Gas |  | 0.0020754 | 0.0028163 | 0.0036425 | 0.0085342 | 0 | 0 | 0 | 0 | 0 | 0 | 0 | 0 | 0 | 0 | 0 | 0 | 0.15373 | 0.20862 | 0.26981 | 0.63216 | 0.1196 | 0.1623 | 0.20991 | 0.49182 | 0 | 0 | 0 | 0 | 6.501e-05 | 8.8221e-05 | 0.0001141 | 0.00026733 | 0 | 0 | 0 | 0 | 0 | 0 | 0 | 0 | 0.093562 | 0.0010053 | 0.0013642 | 0.0017643 | 0.0041338 | 0 | 0 | 0 | 0 | 0 | 0.3
56687_G_36 | PJM_AP | Pennsylvania | 42 | Franklin | 55 | 56687 | 36 | Mountain View | 13500 | 2003 | 9999 | Landfill Gas | [5 empty] | Non-Fossil | G | 2025 | LF Gas |  | 0.0020754 | 0.0028163 | 0.0036425 | 0.0085342 | 0 | 0 | 0 | 0 | 0 | 0 | 0 | 0 | 0 | 0 | 0 | 0 | 0.15373 | 0.20862 | 0.26981 | 0.63216 | 0.1196 | 0.1623 | 0.20991 | 0.49182 | 0 | 0 | 0 | 0 | 6.501e-05 | 8.8221e-05 | 0.0001141 | 0.00026733 | 0 | 0 | 0 | 0 | 0 | 0 | 0 | 0 | 0.093562 | 0.0010053 | 0.0013642 | 0.0017643 | 0.0041338 | 0 | 0 | 0 | 0 | 0 | 0.3
56687_G_35 | PJM_AP | Pennsylvania | 42 | Franklin | 55 | 56687 | 35 | Mountain View | 13500 | 2003 | 9999 | Landfill Gas | [5 empty] | Non-Fossil | G | 2025 | LF Gas |  | 0.0020754 | 0.0028163 | 0.0036425 | 0.0085342 | 0 | 0 | 0 | 0 | 0 | 0 | 0 | 0 | 0 | 0 | 0 | 0 | 0.15373 | 0.20862 | 0.26981 | 0.63216 | 0.1196 | 0.1623 | 0.20991 | 0.49182 | 0 | 0 | 0 | 0 | 6.501e-05 | 8.8221e-05 | 0.0001141 | 0.00026733 | 0 | 0 | 0 | 0 | 0 | 0 | 0 | 0 | 0.093562 | 0.0010053 | 0.0013642 | 0.0017643 | 0.0041338 | 0 | 0 | 0 | 0 | 0 | 0.3
56687_G_34 | PJM_AP | Pennsylvania | 42 | Franklin | 55 | 56687 | 34 | Mountain View | 13500 | 2003 | 9999 | Landfill Gas | [5 empty] | Non-Fossil | G | 2025 | LF Gas |  | 0.0020754 | 0.0028163 | 0.0036425 | 0.0085342 | 0 | 0 | 0 | 0 | 0 | 0 | 0 | 0 | 0 | 0 | 0 | 0 | 0.15373 | 0.20862 | 0.26981 | 0.63216 | 0.1196 | 0.1623 | 0.20991 | 0.49182 | 0 | 0 | 0 | 0 | 6.501e-05 | 8.8221e-05 | 0.0001141 | 0.00026733 | 0 | 0 | 0 | 0 | 0 | 0 | 0 | 0 | 0.093562 | 0.0010053 | 0.0013642 | 0.0017643 | 0.0041338 | 0 | 0 | 0 | 0 | 0 | 0.3
56687_G_33 | PJM_AP | Pennsylvania | 42 | Franklin | 55 | 56687 | 33 | Mountain View | 13500 | 2003 | 9999 | Landfill Gas | [5 empty] | Non-Fossil | G | 2025 | LF Gas |  | 0.0020754 | 0.0028163 | 0.0036425 | 0.0085342 | 0 | 0 | 0 | 0 | 0 | 0 | 0 | 0 | 0 | 0 | 0 | 0 | 0.15373 | 0.20862 | 0.26981 | 0.63216 | 0.1196 | 0.1623 | 0.20991 | 0.49182 | 0 | 0 | 0 | 0 | 6.501e-05 | 8.8221e-05 | 0.0001141 | 0.00026733 | 0 | 0 | 0 | 0 | 0 | 0 | 0 | 0 | 0.093562 | 0.0010053 | 0.0013642 | 0.0017643 | 0.0041338 | 0 | 0 | 0 | 0 | 0 | 0.3
56687_G_32 | PJM_AP | Pennsylvania | 42 | Franklin | 55 | 56687 | 32 | Mountain View | 13500 | 2003 | 9999 | Landfill Gas | [5 empty] | Non-Fossil | G | 2025 | LF Gas |  | 0.0020754 | 0.0028163 | 0.0036425 | 0.0085342 | 0 | 0 | 0 | 0 | 0 | 0 | 0 | 0 | 0 | 0 | 0 | 0 | 0.15373 | 0.20862 | 0.26981 | 0.63216 | 0.1196 | 0.1623 | 0.20991 | 0.49182 | 0 | 0 | 0 | 0 | 6.501e-05 | 8.8221e-05 | 0.0001141 | 0.00026733 | 0 | 0 | 0 | 0 | 0 | 0 | 0 | 0 | 0.093562 | 0.0010053 | 0.0013642 | 0.0017643 | 0.0041338 | 0 | 0 | 0 | 0 | 0 | 0.3
56687_G_31 | PJM_AP | Pennsylvania | 42 | Franklin | 55 | 56687 | 31 | Mountain View | 13500 | 2003 | 9999 | Landfill Gas | [5 empty] | Non-Fossil | G | 2025 | LF Gas |  | 0.0020754 | 0.0028163 | 0.0036425 | 0.0085342 | 0 | 0 | 0 | 0 | 0 | 0 | 0 | 0 | 0 | 0 | 0 | 0 | 0.15373 | 0.20862 | 0.26981 | 0.63216 | 0.1196 | 0.1623 | 0.20991 | 0.49182 | 0 | 0 | 0 | 0 | 6.501e-05 | 8.8221e-05 | 0.0001141 | 0.00026733 | 0 | 0 | 0 | 0 | 0 | 0 | 0 | 0 | 0.093562 | 0.0010053 | 0.0013642 | 0.0017643 | 0.0041338 | 0 | 0 | 0 | 0 | 0 | 0.3
56687_G_30 | PJM_AP | Pennsylvania | 42 | Franklin | 55 | 56687 | 30 | Mountain View | 13500 | 2003 | 9999 | Landfill Gas | [5 empty] | Non-Fossil | G | 2025 | LF Gas |  | 0.0020754 | 0.0028163 | 0.0036425 | 0.0085342 | 0 | 0 | 0 | 0 | 0 | 0 | 0 | 0 | 0 | 0 | 0 | 0 | 0.15373 | 0.20862 | 0.26981 | 0.63216 | 0.1196 | 0.1623 | 0.20991 | 0.49182 | 0 | 0 | 0 | 0 | 6.501e-05 | 8.8221e-05 | 0.0001141 | 0.00026733 | 0 | 0 | 0 | 0 | 0 | 0 | 0 | 0 | 0.093562 | 0.0010053 | 0.0013642 | 0.0017643 | 0.0041338 | 0 | 0 | 0 | 0 | 0 | 0.3
56687_G_3 | PJM_AP | Pennsylvania | 42 | Franklin | 55 | 56687 | 3 | Mountain View | 13500 | 2003 | 9999 | Landfill Gas | [5 empty] | Non-Fossil | G | 2025 | LF Gas |  | 0.0020754 | 0.0028163 | 0.0036425 | 0.0085342 | 0 | 0 | 0 | 0 | 0 | 0 | 0 | 0 | 0 | 0 | 0 | 0 | 0.15373 | 0.20862 | 0.26981 | 0.63216 | 0.1196 | 0.1623 | 0.20991 | 0.49182 | 0 | 0 | 0 | 0 | 6.501e-05 | 8.8221e-05 | 0.0001141 | 0.00026733 | 0 | 0 | 0 | 0 | 0 | 0 | 0 | 0 | 0.093562 | 0.0010053 | 0.0013642 | 0.0017643 | 0.0041338 | 0 | 0 | 0 | 0 | 0 | 0.3
56687_G_29 | PJM_AP | Pennsylvania | 42 | Franklin | 55 | 56687 | 29 | Mountain View | 13500 | 2003 | 9999 | Landfill Gas | [5 empty] | Non-Fossil | G | 2025 | LF Gas |  | 0.0020754 | 0.0028163 | 0.0036425 | 0.0085342 | 0 | 0 | 0 | 0 | 0 | 0 | 0 | 0 | 0 | 0 | 0 | 0 | 0.15373 | 0.20862 | 0.26981 | 0.63216 | 0.1196 | 0.1623 | 0.20991 | 0.49182 | 0 | 0 | 0 | 0 | 6.501e-05 | 8.8221e-05 | 0.0001141 | 0.00026733 | 0 | 0 | 0 | 0 | 0 | 0 | 0 | 0 | 0.093562 | 0.0010053 | 0.0013642 | 0.0017643 | 0.0041338 | 0 | 0 | 0 | 0 | 0 | 0.3
56687_G_28 | PJM_AP | Pennsylvania | 42 | Franklin | 55 | 56687 | 28 | Mountain View | 13500 | 2003 | 9999 | Landfill Gas | [5 empty] | Non-Fossil | G | 2025 | LF Gas |  | 0.0020754 | 0.0028163 | 0.0036425 | 0.0085342 | 0 | 0 | 0 | 0 | 0 | 0 | 0 | 0 | 0 | 0 | 0 | 0 | 0.15373 | 0.20862 | 0.26981 | 0.63216 | 0.1196 | 0.1623 | 0.20991 | 0.49182 | 0 | 0 | 0 | 0 | 6.501e-05 | 8.8221e-05 | 0.0001141 | 0.00026733 | 0 | 0 | 0 | 0 | 0 | 0 | 0 | 0 | 0.093562 | 0.0010053 | 0.0013642 | 0.0017643 | 0.0041338 | 0 | 0 | 0 | 0 | 0 | 0.3
56687_G_27 | PJM_AP | Pennsylvania | 42 | Franklin | 55 | 56687 | 27 | Mountain View | 13500 | 2003 | 9999 | Landfill Gas | [5 empty] | Non-Fossil | G | 2025 | LF Gas |  | 0.0020754 | 0.0028163 | 0.0036425 | 0.0085342 | 0 | 0 | 0 | 0 | 0 | 0 | 0 | 0 | 0 | 0 | 0 | 0 | 0.15373 | 0.20862 | 0.26981 | 0.63216 | 0.1196 | 0.1623 | 0.20991 | 0.49182 | 0 | 0 | 0 | 0 | 6.501e-05 | 8.8221e-05 | 0.0001141 | 0.00026733 | 0 | 0 | 0 | 0 | 0 | 0 | 0 | 0 | 0.093562 | 0.0010053 | 0.0013642 | 0.0017643 | 0.0041338 | 0 | 0 | 0 | 0 | 0 | 0.3
56687_G_26 | PJM_AP | Pennsylvania | 42 | Franklin | 55 | 56687 | 26 | Mountain View | 13500 | 2003 | 9999 | Landfill Gas | [5 empty] | Non-Fossil | G | 2025 | LF Gas |  | 0.0020754 | 0.0028163 | 0.0036425 | 0.0085342 | 0 | 0 | 0 | 0 | 0 | 0 | 0 | 0 | 0 | 0 | 0 | 0 | 0.15373 | 0.20862 | 0.26981 | 0.63216 | 0.1196 | 0.1623 | 0.20991 | 0.49182 | 0 | 0 | 0 | 0 | 6.501e-05 | 8.8221e-05 | 0.0001141 | 0.00026733 | 0 | 0 | 0 | 0 | 0 | 0 | 0 | 0 | 0.093562 | 0.0010053 | 0.0013642 | 0.0017643 | 0.0041338 | 0 | 0 | 0 | 0 | 0 | 0.3
56687_G_25 | PJM_AP | Pennsylvania | 42 | Franklin | 55 | 56687 | 25 | Mountain View | 13500 | 2003 | 9999 | Landfill Gas | [5 empty] | Non-Fossil | G | 2025 | LF Gas |  | 0.0020754 | 0.0028163 | 0.0036425 | 0.0085342 | 0 | 0 | 0 | 0 | 0 | 0 | 0 | 0 | 0 | 0 | 0 | 0 | 0.15373 | 0.20862 | 0.26981 | 0.63216 | 0.1196 | 0.1623 | 0.20991 | 0.49182 | 0 | 0 | 0 | 0 | 6.501e-05 | 8.8221e-05 | 0.0001141 | 0.00026733 | 0 | 0 | 0 | 0 | 0 | 0 | 0 | 0 | 0.093562 | 0.0010053 | 0.0013642 | 0.0017643 | 0.0041338 | 0 | 0 | 0 | 0 | 0 | 0.3
56687_G_24 | PJM_AP | Pennsylvania | 42 | Franklin | 55 | 56687 | 24 | Mountain View | 13500 | 2003 | 9999 | Landfill Gas | [5 empty] | Non-Fossil | G | 2025 | LF Gas |  | 0.0020754 | 0.0028163 | 0.0036425 | 0.0085342 | 0 | 0 | 0 | 0 | 0 | 0 | 0 | 0 | 0 | 0 | 0 | 0 | 0.15373 | 0.20862 | 0.26981 | 0.63216 | 0.1196 | 0.1623 | 0.20991 | 0.49182 | 0 | 0 | 0 | 0 | 6.501e-05 | 8.8221e-05 | 0.0001141 | 0.00026733 | 0 | 0 | 0 | 0 | 0 | 0 | 0 | 0 | 0.093562 | 0.0010053 | 0.0013642 | 0.0017643 | 0.0041338 | 0 | 0 | 0 | 0 | 0 | 0.3
56687_G_23 | PJM_AP | Pennsylvania | 42 | Franklin | 55 | 56687 | 23 | Mountain View | 13500 | 2003 | 9999 | Landfill Gas | [5 empty] | Non-Fossil | G | 2025 | LF Gas |  | 0.0020754 | 0.0028163 | 0.0036425 | 0.0085342 | 0 | 0 | 0 | 0 | 0 | 0 | 0 | 0 | 0 | 0 | 0 | 0 | 0.15373 | 0.20862 | 0.26981 | 0.63216 | 0.1196 | 0.1623 | 0.20991 | 0.49182 | 0 | 0 | 0 | 0 | 6.501e-05 | 8.8221e-05 | 0.0001141 | 0.00026733 | 0 | 0 | 0 | 0 | 0 | 0 | 0 | 0 | 0.093562 | 0.0010053 | 0.0013642 | 0.0017643 | 0.0041338 | 0 | 0 | 0 | 0 | 0 | 0.3
56687_G_22 | PJM_AP | Pennsylvania | 42 | Franklin | 55 | 56687 | 22 | Mountain View | 13500 | 2003 | 9999 | Landfill Gas | [5 empty] | Non-Fossil | G | 2025 | LF Gas |  | 0.0020754 | 0.0028163 | 0.0036425 | 0.0085342 | 0 | 0 | 0 | 0 | 0 | 0 | 0 | 0 | 0 | 0 | 0 | 0 | 0.15373 | 0.20862 | 0.26981 | 0.63216 | 0.1196 | 0.1623 | 0.20991 | 0.49182 | 0 | 0 | 0 | 0 | 6.501e-05 | 8.8221e-05 | 0.0001141 | 0.00026733 | 0 | 0 | 0 | 0 | 0 | 0 | 0 | 0 | 0.093562 | 0.0010053 | 0.0013642 | 0.0017643 | 0.0041338 | 0 | 0 | 0 | 0 | 0 | 0.3
56687_G_21 | PJM_AP | Pennsylvania | 42 | Franklin | 55 | 56687 | 21 | Mountain View | 13500 | 2003 | 9999 | Landfill Gas | [5 empty] | Non-Fossil | G | 2025 | LF Gas |  | 0.0020754 | 0.0028163 | 0.0036425 | 0.0085342 | 0 | 0 | 0 | 0 | 0 | 0 | 0 | 0 | 0 | 0 | 0 | 0 | 0.15373 | 0.20862 | 0.26981 | 0.63216 | 0.1196 | 0.1623 | 0.20991 | 0.49182 | 0 | 0 | 0 | 0 | 6.501e-05 | 8.8221e-05 | 0.0001141 | 0.00026733 | 0 | 0 | 0 | 0 | 0 | 0 | 0 | 0 | 0.093562 | 0.0010053 | 0.0013642 | 0.0017643 | 0.0041338 | 0 | 0 | 0 | 0 | 0 | 0.3
56687_G_20 | PJM_AP | Pennsylvania | 42 | Franklin | 55 | 56687 | 20 | Mountain View | 13500 | 2003 | 9999 | Landfill Gas | [5 empty] | Non-Fossil | G | 2025 | LF Gas |  | 0.0020754 | 0.0028163 | 0.0036425 | 0.0085342 | 0 | 0 | 0 | 0 | 0 | 0 | 0 | 0 | 0 | 0 | 0 | 0 | 0.15373 | 0.20862 | 0.26981 | 0.63216 | 0.1196 | 0.1623 | 0.20991 | 0.49182 | 0 | 0 | 0 | 0 | 6.501e-05 | 8.8221e-05 | 0.0001141 | 0.00026733 | 0 | 0 | 0 | 0 | 0 | 0 | 0 | 0 | 0.093562 | 0.0010053 | 0.0013642 | 0.0017643 | 0.0041338 | 0 | 0 | 0 | 0 | 0 | 0.3
56687_G_2 | PJM_AP | Pennsylvania | 42 | Franklin | 55 | 56687 | 2 | Mountain View | 13500 | 2003 | 9999 | Landfill Gas | [5 empty] | Non-Fossil | G | 2025 | LF Gas |  | 0.0020754 | 0.0028163 | 0.0036425 | 0.0085342 | 0 | 0 | 0 | 0 | 0 | 0 | 0 | 0 | 0 | 0 | 0 | 0 | 0.15373 | 0.20862 | 0.26981 | 0.63216 | 0.1196 | 0.1623 | 0.20991 | 0.49182 | 0 | 0 | 0 | 0 | 6.501e-05 | 8.8221e-05 | 0.0001141 | 0.00026733 | 0 | 0 | 0 | 0 | 0 | 0 | 0 | 0 | 0.093562 | 0.0010053 | 0.0013642 | 0.0017643 | 0.0041338 | 0 | 0 | 0 | 0 | 0 | 0.3
56687_G_19 | PJM_AP | Pennsylvania | 42 | Franklin | 55 | 56687 | 19 | Mountain View | 13500 | 2003 | 9999 | Landfill Gas | [5 empty] | Non-Fossil | G | 2025 | LF Gas |  | 0.0020754 | 0.0028163 | 0.0036425 | 0.0085342 | 0 | 0 | 0 | 0 | 0 | 0 | 0 | 0 | 0 | 0 | 0 | 0 | 0.15373 | 0.20862 | 0.26981 | 0.63216 | 0.1196 | 0.1623 | 0.20991 | 0.49182 | 0 | 0 | 0 | 0 | 6.501e-05 | 8.8221e-05 | 0.0001141 | 0.00026733 | 0 | 0 | 0 | 0 | 0 | 0 | 0 | 0 | 0.093562 | 0.0010053 | 0.0013642 | 0.0017643 | 0.0041338 | 0 | 0 | 0 | 0 | 0 | 0.3
56687_G_18 | PJM_AP | Pennsylvania | 42 | Franklin | 55 | 56687 | 18 | Mountain View | 13500 | 2003 | 9999 | Landfill Gas | [5 empty] | Non-Fossil | G | 2025 | LF Gas |  | 0.0020754 | 0.0028163 | 0.0036425 | 0.0085342 | 0 | 0 | 0 | 0 | 0 | 0 | 0 | 0 | 0 | 0 | 0 | 0 | 0.15373 | 0.20862 | 0.26981 | 0.63216 | 0.1196 | 0.1623 | 0.20991 | 0.49182 | 0 | 0 | 0 | 0 | 6.501e-05 | 8.8221e-05 | 0.0001141 | 0.00026733 | 0 | 0 | 0 | 0 | 0 | 0 | 0 | 0 | 0.093562 | 0.0010053 | 0.0013642 | 0.0017643 | 0.0041338 | 0 | 0 | 0 | 0 | 0 | 0.3
56687_G_17 | PJM_AP | Pennsylvania | 42 | Franklin | 55 | 56687 | 17 | Mountain View | 13500 | 2003 | 9999 | Landfill Gas | [5 empty] | Non-Fossil | G | 2025 | LF Gas |  | 0.0020754 | 0.0028163 | 0.0036425 | 0.0085342 | 0 | 0 | 0 | 0 | 0 | 0 | 0 | 0 | 0 | 0 | 0 | 0 | 0.15373 | 0.20862 | 0.26981 | 0.63216 | 0.1196 | 0.1623 | 0.20991 | 0.49182 | 0 | 0 | 0 | 0 | 6.501e-05 | 8.8221e-05 | 0.0001141 | 0.00026733 | 0 | 0 | 0 | 0 | 0 | 0 | 0 | 0 | 0.093562 | 0.0010053 | 0.0013642 | 0.0017643 | 0.0041338 | 0 | 0 | 0 | 0 | 0 | 0.3
56687_G_16 | PJM_AP | Pennsylvania | 42 | Franklin | 55 | 56687 | 16 | Mountain View | 13500 | 2003 | 9999 | Landfill Gas | [5 empty] | Non-Fossil | G | 2025 | LF Gas |  | 0.0020754 | 0.0028163 | 0.0036425 | 0.0085342 | 0 | 0 | 0 | 0 | 0 | 0 | 0 | 0 | 0 | 0 | 0 | 0 | 0.15373 | 0.20862 | 0.26981 | 0.63216 | 0.1196 | 0.1623 | 0.20991 | 0.49182 | 0 | 0 | 0 | 0 | 6.501e-05 | 8.8221e-05 | 0.0001141 | 0.00026733 | 0 | 0 | 0 | 0 | 0 | 0 | 0 | 0 | 0.093562 | 0.0010053 | 0.0013642 | 0.0017643 | 0.0041338 | 0 | 0 | 0 | 0 | 0 | 0.3
56687_G_15 | PJM_AP | Pennsylvania | 42 | Franklin | 55 | 56687 | 15 | Mountain View | 13500 | 2003 | 9999 | Landfill Gas | [5 empty] | Non-Fossil | G | 2025 | LF Gas |  | 0.0020754 | 0.0028163 | 0.0036425 | 0.0085342 | 0 | 0 | 0 | 0 | 0 | 0 | 0 | 0 | 0 | 0 | 0 | 0 | 0.15373 | 0.20862 | 0.26981 | 0.63216 | 0.1196 | 0.1623 | 0.20991 | 0.49182 | 0 | 0 | 0 | 0 | 6.501e-05 | 8.8221e-05 | 0.0001141 | 0.00026733 | 0 | 0 | 0 | 0 | 0 | 0 | 0 | 0 | 0.093562 | 0.0010053 | 0.0013642 | 0.0017643 | 0.0041338 | 0 | 0 | 0 | 0 | 0 | 0.3
56687_G_14 | PJM_AP | Pennsylvania | 42 | Franklin | 55 | 56687 | 14 | Mountain View | 13500 | 2003 | 9999 | Landfill Gas | [5 empty] | Non-Fossil | G | 2025 | LF Gas |  | 0.0020754 | 0.0028163 | 0.0036425 | 0.0085342 | 0 | 0 | 0 | 0 | 0 | 0 | 0 | 0 | 0 | 0 | 0 | 0 | 0.15373 | 0.20862 | 0.26981 | 0.63216 | 0.1196 | 0.1623 | 0.20991 | 0.49182 | 0 | 0 | 0 | 0 | 6.501e-05 | 8.8221e-05 | 0.0001141 | 0.00026733 | 0 | 0 | 0 | 0 | 0 | 0 | 0 | 0 | 0.093562 | 0.0010053 | 0.0013642 | 0.0017643 | 0.0041338 | 0 | 0 | 0 | 0 | 0 | 0.3
56687_G_13 | PJM_AP | Pennsylvania | 42 | Franklin | 55 | 56687 | 13 | Mountain View | 13500 | 2003 | 9999 | Landfill Gas | [5 empty] | Non-Fossil | G | 2025 | LF Gas |  | 0.0020754 | 0.0028163 | 0.0036425 | 0.0085342 | 0 | 0 | 0 | 0 | 0 | 0 | 0 | 0 | 0 | 0 | 0 | 0 | 0.15373 | 0.20862 | 0.26981 | 0.63216 | 0.1196 | 0.1623 | 0.20991 | 0.49182 | 0 | 0 | 0 | 0 | 6.501e-05 | 8.8221e-05 | 0.0001141 | 0.00026733 | 0 | 0 | 0 | 0 | 0 | 0 | 0 | 0 | 0.093562 | 0.0010053 | 0.0013642 | 0.0017643 | 0.0041338 | 0 | 0 | 0 | 0 | 0 | 0.3
56687_G_12 | PJM_AP | Pennsylvania | 42 | Franklin | 55 | 56687 | 12 | Mountain View | 13500 | 2003 | 9999 | Landfill Gas | [5 empty] | Non-Fossil | G | 2025 | LF Gas |  | 0.0020754 | 0.0028163 | 0.0036425 | 0.0085342 | 0 | 0 | 0 | 0 | 0 | 0 | 0 | 0 | 0 | 0 | 0 | 0 | 0.15373 | 0.20862 | 0.26981 | 0.63216 | 0.1196 | 0.1623 | 0.20991 | 0.49182 | 0 | 0 | 0 | 0 | 6.501e-05 | 8.8221e-05 | 0.0001141 | 0.00026733 | 0 | 0 | 0 | 0 | 0 | 0 | 0 | 0 | 0.093562 | 0.0010053 | 0.0013642 | 0.0017643 | 0.0041338 | 0 | 0 | 0 | 0 | 0 | 0.3
56687_G_11 | PJM_AP | Pennsylvania | 42 | Franklin | 55 | 56687 | 11 | Mountain View | 13500 | 2003 | 9999 | Landfill Gas | [5 empty] | Non-Fossil | G | 2025 | LF Gas |  | 0.0020754 | 0.0028163 | 0.0036425 | 0.0085342 | 0 | 0 | 0 | 0 | 0 | 0 | 0 | 0 | 0 | 0 | 0 | 0 | 0.15373 | 0.20862 | 0.26981 | 0.63216 | 0.1196 | 0.1623 | 0.20991 | 0.49182 | 0 | 0 | 0 | 0 | 6.501e-05 | 8.8221e-05 | 0.0001141 | 0.00026733 | 0 | 0 | 0 | 0 | 0 | 0 | 0 | 0 | 0.093562 | 0.0010053 | 0.0013642 | 0.0017643 | 0.0041338 | 0 | 0 | 0 | 0 | 0 | 0.3
56687_G_10 | PJM_AP | Pennsylvania | 42 | Franklin | 55 | 56687 | 10 | Mountain View | 13500 | 2003 | 9999 | Landfill Gas | [5 empty] | Non-Fossil | G | 2025 | LF Gas |  | 0.0020754 | 0.0028163 | 0.0036425 | 0.0085342 | 0 | 0 | 0 | 0 | 0 | 0 | 0 | 0 | 0 | 0 | 0 | 0 | 0.15373 | 0.20862 | 0.26981 | 0.63216 | 0.1196 | 0.1623 | 0.20991 | 0.49182 | 0 | 0 | 0 | 0 | 6.501e-05 | 8.8221e-05 | 0.0001141 | 0.00026733 | 0 | 0 | 0 | 0 | 0 | 0 | 0 | 0 | 0.093562 | 0.0010053 | 0.0013642 | 0.0017643 | 0.0041338 | 0 | 0 | 0 | 0 | 0 | 0.3
56687_G_1 | PJM_AP | Pennsylvania | 42 | Franklin | 55 | 56687 | 1 | Mountain View | 13500 | 2003 | 9999 | Landfill Gas | [5 empty] | Non-Fossil | G | 2025 | LF Gas |  | 0.0020754 | 0.0028163 | 0.0036425 | 0.0085342 | 0 | 0 | 0 | 0 | 0 | 0 | 0 | 0 | 0 | 0 | 0 | 0 | 0.15373 | 0.20862 | 0.26981 | 0.63216 | 0.1196 | 0.1623 | 0.20991 | 0.49182 | 0 | 0 | 0 | 0 | 6.501e-05 | 8.8221e-05 | 0.0001141 | 0.00026733 | 0 | 0 | 0 | 0 | 0 | 0 | 0 | 0 | 0.093562 | 0.0010053 | 0.0013642 | 0.0017643 | 0.0041338 | 0 | 0 | 0 | 0 | 0 | 0.3
56686_G_9 | PJM_Dom | Virginia | 51 | King And Queen | 97 | 56686 | 9 | King & Queen | 13500 | 2008 | 9999 | Landfill Gas | [5 empty] | Non-Fossil | G | 2025 | LF Gas |  | 0.0030124 | 0.003994 | 0.005449 | 0.012455 | 0 | 0 | 0 | 0 | 0 | 0 | 0 | 0 | 0 | 0 | 0 | 0 | 0.22314 | 0.29585 | 0.40363 | 0.92262 | 0.1736 | 0.23017 | 0.31402 | 0.71779 | 0 | 0 | 0 | 0 | 0.00090371 | 0.0011982 | 0.0016347 | 0.0037366 | 0 | 0 | 0 | 0 | 0 | 0 | 0 | 0 | 0.070408 | 0.0014591 | 0.0019346 | 0.0026394 | 0.0060331 | 0 | 0 | 0 | 0 | 0 | 0.3
56686_G_8 | PJM_Dom | Virginia | 51 | King And Queen | 97 | 56686 | 8 | King & Queen | 13500 | 2008 | 9999 | Landfill Gas | [5 empty] | Non-Fossil | G | 2025 | LF Gas |  | 0.0030124 | 0.003994 | 0.005449 | 0.012455 | 0 | 0 | 0 | 0 | 0 | 0 | 0 | 0 | 0 | 0 | 0 | 0 | 0.22314 | 0.29585 | 0.40363 | 0.92262 | 0.1736 | 0.23017 | 0.31402 | 0.71779 | 0 | 0 | 0 | 0 | 0.00090371 | 0.0011982 | 0.0016347 | 0.0037366 | 0 | 0 | 0 | 0 | 0 | 0 | 0 | 0 | 0.070408 | 0.0014591 | 0.0019346 | 0.0026394 | 0.0060331 | 0 | 0 | 0 | 0 | 0 | 0.3
56686_G_7 | PJM_Dom | Virginia | 51 | King And Queen | 97 | 56686 | 7 | King & Queen | 13500 | 2008 | 9999 | Landfill Gas | [5 empty] | Non-Fossil | G | 2025 | LF Gas |  | 0.0030124 | 0.003994 | 0.005449 | 0.012455 | 0 | 0 | 0 | 0 | 0 | 0 | 0 | 0 | 0 | 0 | 0 | 0 | 0.22314 | 0.29585 | 0.40363 | 0.92262 | 0.1736 | 0.23017 | 0.31402 | 0.71779 | 0 | 0 | 0 | 0 | 0.00090371 | 0.0011982 | 0.0016347 | 0.0037366 | 0 | 0 | 0 | 0 | 0 | 0 | 0 | 0 | 0.070408 | 0.0014591 | 0.0019346 | 0.0026394 | 0.0060331 | 0 | 0 | 0 | 0 | 0 | 0.3
56686_G_6 | PJM_Dom | Virginia | 51 | King And Queen | 97 | 56686 | 6 | King & Queen | 13500 | 2008 | 9999 | Landfill Gas | [5 empty] | Non-Fossil | G | 2025 | LF Gas |  | 0.0030124 | 0.003994 | 0.005449 | 0.012455 | 0 | 0 | 0 | 0 | 0 | 0 | 0 | 0 | 0 | 0 | 0 | 0 | 0.22314 | 0.29585 | 0.40363 | 0.92262 | 0.1736 | 0.23017 | 0.31402 | 0.71779 | 0 | 0 | 0 | 0 | 0.00090371 | 0.0011982 | 0.0016347 | 0.0037366 | 0 | 0 | 0 | 0 | 0 | 0 | 0 | 0 | 0.070408 | 0.0014591 | 0.0019346 | 0.0026394 | 0.0060331 | 0 | 0 | 0 | 0 | 0 | 0.3
56686_G_5 | PJM_Dom | Virginia | 51 | King And Queen | 97 | 56686 | 5 | King & Queen | 13500 | 2008 | 9999 | Landfill Gas | [5 empty] | Non-Fossil | G | 2025 | LF Gas |  | 0.0030124 | 0.003994 | 0.005449 | 0.012455 | 0 | 0 | 0 | 0 | 0 | 0 | 0 | 0 | 0 | 0 | 0 | 0 | 0.22314 | 0.29585 | 0.40363 | 0.92262 | 0.1736 | 0.23017 | 0.31402 | 0.71779 | 0 | 0 | 0 | 0 | 0.00090371 | 0.0011982 | 0.0016347 | 0.0037366 | 0 | 0 | 0 | 0 | 0 | 0 | 0 | 0 | 0.070408 | 0.0014591 | 0.0019346 | 0.0026394 | 0.0060331 | 0 | 0 | 0 | 0 | 0 | 0.3
56686_G_4 | PJM_Dom | Virginia | 51 | King And Queen | 97 | 56686 | 4 | King & Queen | 13500 | 2008 | 9999 | Landfill Gas | [5 empty] | Non-Fossil | G | 2025 | LF Gas |  | 0.0030124 | 0.003994 | 0.005449 | 0.012455 | 0 | 0 | 0 | 0 | 0 | 0 | 0 | 0 | 0 | 0 | 0 | 0 | 0.22314 | 0.29585 | 0.40363 | 0.92262 | 0.1736 | 0.23017 | 0.31402 | 0.71779 | 0 | 0 | 0 | 0 | 0.00090371 | 0.0011982 | 0.0016347 | 0.0037366 | 0 | 0 | 0 | 0 | 0 | 0 | 0 | 0 | 0.070408 | 0.0014591 | 0.0019346 | 0.0026394 | 0.0060331 | 0 | 0 | 0 | 0 | 0 | 0.3
56686_G_36 | PJM_Dom | Virginia | 51 | King And Queen | 97 | 56686 | 36 | King & Queen | 13500 | 2008 | 9999 | Landfill Gas | [5 empty] | Non-Fossil | G | 2025 | LF Gas |  | 0.0030124 | 0.003994 | 0.005449 | 0.012455 | 0 | 0 | 0 | 0 | 0 | 0 | 0 | 0 | 0 | 0 | 0 | 0 | 0.22314 | 0.29585 | 0.40363 | 0.92262 | 0.1736 | 0.23017 | 0.31402 | 0.71779 | 0 | 0 | 0 | 0 | 0.00090371 | 0.0011982 | 0.0016347 | 0.0037366 | 0 | 0 | 0 | 0 | 0 | 0 | 0 | 0 | 0.070408 | 0.0014591 | 0.0019346 | 0.0026394 | 0.0060331 | 0 | 0 | 0 | 0 | 0 | 0.3
56686_G_35 | PJM_Dom | Virginia | 51 | King And Queen | 97 | 56686 | 35 | King & Queen | 13500 | 2008 | 9999 | Landfill Gas | [5 empty] | Non-Fossil | G | 2025 | LF Gas |  | 0.0030124 | 0.003994 | 0.005449 | 0.012455 | 0 | 0 | 0 | 0 | 0 | 0 | 0 | 0 | 0 | 0 | 0 | 0 | 0.22314 | 0.29585 | 0.40363 | 0.92262 | 0.1736 | 0.23017 | 0.31402 | 0.71779 | 0 | 0 | 0 | 0 | 0.00090371 | 0.0011982 | 0.0016347 | 0.0037366 | 0 | 0 | 0 | 0 | 0 | 0 | 0 | 0 | 0.070408 | 0.0014591 | 0.0019346 | 0.0026394 | 0.0060331 | 0 | 0 | 0 | 0 | 0 | 0.3
56686_G_34 | PJM_Dom | Virginia | 51 | King And Queen | 97 | 56686 | 34 | King & Queen | 13500 | 2008 | 9999 | Landfill Gas | [5 empty] | Non-Fossil | G | 2025 | LF Gas |  | 0.0030124 | 0.003994 | 0.005449 | 0.012455 | 0 | 0 | 0 | 0 | 0 | 0 | 0 | 0 | 0 | 0 | 0 | 0 | 0.22314 | 0.29585 | 0.40363 | 0.92262 | 0.1736 | 0.23017 | 0.31402 | 0.71779 | 0 | 0 | 0 | 0 | 0.00090371 | 0.0011982 | 0.0016347 | 0.0037366 | 0 | 0 | 0 | 0 | 0 | 0 | 0 | 0 | 0.070408 | 0.0014591 | 0.0019346 | 0.0026394 | 0.0060331 | 0 | 0 | 0 | 0 | 0 | 0.3
56686_G_33 | PJM_Dom | Virginia | 51 | King And Queen | 97 | 56686 | 33 | King & Queen | 13500 | 2008 | 9999 | Landfill Gas | [5 empty] | Non-Fossil | G | 2025 | LF Gas |  | 0.0030124 | 0.003994 | 0.005449 | 0.012455 | 0 | 0 | 0 | 0 | 0 | 0 | 0 | 0 | 0 | 0 | 0 | 0 | 0.22314 | 0.29585 | 0.40363 | 0.92262 | 0.1736 | 0.23017 | 0.31402 | 0.71779 | 0 | 0 | 0 | 0 | 0.00090371 | 0.0011982 | 0.0016347 | 0.0037366 | 0 | 0 | 0 | 0 | 0 | 0 | 0 | 0 | 0.070408 | 0.0014591 | 0.0019346 | 0.0026394 | 0.0060331 | 0 | 0 | 0 | 0 | 0 | 0.3
56686_G_32 | PJM_Dom | Virginia | 51 | King And Queen | 97 | 56686 | 32 | King & Queen | 13500 | 2008 | 9999 | Landfill Gas | [5 empty] | Non-Fossil | G | 2025 | LF Gas |  | 0.0030124 | 0.003994 | 0.005449 | 0.012455 | 0 | 0 | 0 | 0 | 0 | 0 | 0 | 0 | 0 | 0 | 0 | 0 | 0.22314 | 0.29585 | 0.40363 | 0.92262 | 0.1736 | 0.23017 | 0.31402 | 0.71779 | 0 | 0 | 0 | 0 | 0.00090371 | 0.0011982 | 0.0016347 | 0.0037366 | 0 | 0 | 0 | 0 | 0 | 0 | 0 | 0 | 0.070408 | 0.0014591 | 0.0019346 | 0.0026394 | 0.0060331 | 0 | 0 | 0 | 0 | 0 | 0.3
56686_G_31 | PJM_Dom | Virginia | 51 | King And Queen | 97 | 56686 | 31 | King & Queen | 13500 | 2008 | 9999 | Landfill Gas | [5 empty] | Non-Fossil | G | 2025 | LF Gas |  | 0.0030124 | 0.003994 | 0.005449 | 0.012455 | 0 | 0 | 0 | 0 | 0 | 0 | 0 | 0 | 0 | 0 | 0 | 0 | 0.22314 | 0.29585 | 0.40363 | 0.92262 | 0.1736 | 0.23017 | 0.31402 | 0.71779 | 0 | 0 | 0 | 0 | 0.00090371 | 0.0011982 | 0.0016347 | 0.0037366 | 0 | 0 | 0 | 0 | 0 | 0 | 0 | 0 | 0.070408 | 0.0014591 | 0.0019346 | 0.0026394 | 0.0060331 | 0 | 0 | 0 | 0 | 0 | 0.3
56686_G_30 | PJM_Dom | Virginia | 51 | King And Queen | 97 | 56686 | 30 | King & Queen | 13500 | 2008 | 9999 | Landfill Gas | [5 empty] | Non-Fossil | G | 2025 | LF Gas |  | 0.0030124 | 0.003994 | 0.005449 | 0.012455 | 0 | 0 | 0 | 0 | 0 | 0 | 0 | 0 | 0 | 0 | 0 | 0 | 0.22314 | 0.29585 | 0.40363 | 0.92262 | 0.1736 | 0.23017 | 0.31402 | 0.71779 | 0 | 0 | 0 | 0 | 0.00090371 | 0.0011982 | 0.0016347 | 0.0037366 | 0 | 0 | 0 | 0 | 0 | 0 | 0 | 0 | 0.070408 | 0.0014591 | 0.0019346 | 0.0026394 | 0.0060331 | 0 | 0 | 0 | 0 | 0 | 0.3
56686_G_3 | PJM_Dom | Virginia | 51 | King And Queen | 97 | 56686 | 3 | King & Queen | 13500 | 2008 | 9999 | Landfill Gas | [5 empty] | Non-Fossil | G | 2025 | LF Gas |  | 0.0030124 | 0.003994 | 0.005449 | 0.012455 | 0 | 0 | 0 | 0 | 0 | 0 | 0 | 0 | 0 | 0 | 0 | 0 | 0.22314 | 0.29585 | 0.40363 | 0.92262 | 0.1736 | 0.23017 | 0.31402 | 0.71779 | 0 | 0 | 0 | 0 | 0.00090371 | 0.0011982 | 0.0016347 | 0.0037366 | 0 | 0 | 0 | 0 | 0 | 0 | 0 | 0 | 0.070408 | 0.0014591 | 0.0019346 | 0.0026394 | 0.0060331 | 0 | 0 | 0 | 0 | 0 | 0.3
56686_G_29 | PJM_Dom | Virginia | 51 | King And Queen | 97 | 56686 | 29 | King & Queen | 13500 | 2008 | 9999 | Landfill Gas | [5 empty] | Non-Fossil | G | 2025 | LF Gas |  | 0.0030124 | 0.003994 | 0.005449 | 0.012455 | 0 | 0 | 0 | 0 | 0 | 0 | 0 | 0 | 0 | 0 | 0 | 0 | 0.22314 | 0.29585 | 0.40363 | 0.92262 | 0.1736 | 0.23017 | 0.31402 | 0.71779 | 0 | 0 | 0 | 0 | 0.00090371 | 0.0011982 | 0.0016347 | 0.0037366 | 0 | 0 | 0 | 0 | 0 | 0 | 0 | 0 | 0.070408 | 0.0014591 | 0.0019346 | 0.0026394 | 0.0060331 | 0 | 0 | 0 | 0 | 0 | 0.3
56686_G_28 | PJM_Dom | Virginia | 51 | King And Queen | 97 | 56686 | 28 | King & Queen | 13500 | 2008 | 9999 | Landfill Gas | [5 empty] | Non-Fossil | G | 2025 | LF Gas |  | 0.0030124 | 0.003994 | 0.005449 | 0.012455 | 0 | 0 | 0 | 0 | 0 | 0 | 0 | 0 | 0 | 0 | 0 | 0 | 0.22314 | 0.29585 | 0.40363 | 0.92262 | 0.1736 | 0.23017 | 0.31402 | 0.71779 | 0 | 0 | 0 | 0 | 0.00090371 | 0.0011982 | 0.0016347 | 0.0037366 | 0 | 0 | 0 | 0 | 0 | 0 | 0 | 0 | 0.070408 | 0.0014591 | 0.0019346 | 0.0026394 | 0.0060331 | 0 | 0 | 0 | 0 | 0 | 0.3
56686_G_27 | PJM_Dom | Virginia | 51 | King And Queen | 97 | 56686 | 27 | King & Queen | 13500 | 2008 | 9999 | Landfill Gas | [5 empty] | Non-Fossil | G | 2025 | LF Gas |  | 0.0030124 | 0.003994 | 0.005449 | 0.012455 | 0 | 0 | 0 | 0 | 0 | 0 | 0 | 0 | 0 | 0 | 0 | 0 | 0.22314 | 0.29585 | 0.40363 | 0.92262 | 0.1736 | 0.23017 | 0.31402 | 0.71779 | 0 | 0 | 0 | 0 | 0.00090371 | 0.0011982 | 0.0016347 | 0.0037366 | 0 | 0 | 0 | 0 | 0 | 0 | 0 | 0 | 0.070408 | 0.0014591 | 0.0019346 | 0.0026394 | 0.0060331 | 0 | 0 | 0 | 0 | 0 | 0.3
56686_G_26 | PJM_Dom | Virginia | 51 | King And Queen | 97 | 56686 | 26 | King & Queen | 13500 | 2008 | 9999 | Landfill Gas | [5 empty] | Non-Fossil | G | 2025 | LF Gas |  | 0.0030124 | 0.003994 | 0.005449 | 0.012455 | 0 | 0 | 0 | 0 | 0 | 0 | 0 | 0 | 0 | 0 | 0 | 0 | 0.22314 | 0.29585 | 0.40363 | 0.92262 | 0.1736 | 0.23017 | 0.31402 | 0.71779 | 0 | 0 | 0 | 0 | 0.00090371 | 0.0011982 | 0.0016347 | 0.0037366 | 0 | 0 | 0 | 0 | 0 | 0 | 0 | 0 | 0.070408 | 0.0014591 | 0.0019346 | 0.0026394 | 0.0060331 | 0 | 0 | 0 | 0 | 0 | 0.3
56686_G_25 | PJM_Dom | Virginia | 51 | King And Queen | 97 | 56686 | 25 | King & Queen | 13500 | 2008 | 9999 | Landfill Gas | [5 empty] | Non-Fossil | G | 2025 | LF Gas |  | 0.0030124 | 0.003994 | 0.005449 | 0.012455 | 0 | 0 | 0 | 0 | 0 | 0 | 0 | 0 | 0 | 0 | 0 | 0 | 0.22314 | 0.29585 | 0.40363 | 0.92262 | 0.1736 | 0.23017 | 0.31402 | 0.71779 | 0 | 0 | 0 | 0 | 0.00090371 | 0.0011982 | 0.0016347 | 0.0037366 | 0 | 0 | 0 | 0 | 0 | 0 | 0 | 0 | 0.070408 | 0.0014591 | 0.0019346 | 0.0026394 | 0.0060331 | 0 | 0 | 0 | 0 | 0 | 0.3
56686_G_24 | PJM_Dom | Virginia | 51 | King And Queen | 97 | 56686 | 24 | King & Queen | 13500 | 2008 | 9999 | Landfill Gas | [5 empty] | Non-Fossil | G | 2025 | LF Gas |  | 0.0030124 | 0.003994 | 0.005449 | 0.012455 | 0 | 0 | 0 | 0 | 0 | 0 | 0 | 0 | 0 | 0 | 0 | 0 | 0.22314 | 0.29585 | 0.40363 | 0.92262 | 0.1736 | 0.23017 | 0.31402 | 0.71779 | 0 | 0 | 0 | 0 | 0.00090371 | 0.0011982 | 0.0016347 | 0.0037366 | 0 | 0 | 0 | 0 | 0 | 0 | 0 | 0 | 0.070408 | 0.0014591 | 0.0019346 | 0.0026394 | 0.0060331 | 0 | 0 | 0 | 0 | 0 | 0.3
56686_G_23 | PJM_Dom | Virginia | 51 | King And Queen | 97 | 56686 | 23 | King & Queen | 13500 | 2008 | 9999 | Landfill Gas | [5 empty] | Non-Fossil | G | 2025 | LF Gas |  | 0.0030124 | 0.003994 | 0.005449 | 0.012455 | 0 | 0 | 0 | 0 | 0 | 0 | 0 | 0 | 0 | 0 | 0 | 0 | 0.22314 | 0.29585 | 0.40363 | 0.92262 | 0.1736 | 0.23017 | 0.31402 | 0.71779 | 0 | 0 | 0 | 0 | 0.00090371 | 0.0011982 | 0.0016347 | 0.0037366 | 0 | 0 | 0 | 0 | 0 | 0 | 0 | 0 | 0.070408 | 0.0014591 | 0.0019346 | 0.0026394 | 0.0060331 | 0 | 0 | 0 | 0 | 0 | 0.3
56686_G_22 | PJM_Dom | Virginia | 51 | King And Queen | 97 | 56686 | 22 | King & Queen | 13500 | 2008 | 9999 | Landfill Gas | [5 empty] | Non-Fossil | G | 2025 | LF Gas |  | 0.0030124 | 0.003994 | 0.005449 | 0.012455 | 0 | 0 | 0 | 0 | 0 | 0 | 0 | 0 | 0 | 0 | 0 | 0 | 0.22314 | 0.29585 | 0.40363 | 0.92262 | 0.1736 | 0.23017 | 0.31402 | 0.71779 | 0 | 0 | 0 | 0 | 0.00090371 | 0.0011982 | 0.0016347 | 0.0037366 | 0 | 0 | 0 | 0 | 0 | 0 | 0 | 0 | 0.070408 | 0.0014591 | 0.0019346 | 0.0026394 | 0.0060331 | 0 | 0 | 0 | 0 | 0 | 0.3
56686_G_21 | PJM_Dom | Virginia | 51 | King And Queen | 97 | 56686 | 21 | King & Queen | 13500 | 2008 | 9999 | Landfill Gas | [5 empty] | Non-Fossil | G | 2025 | LF Gas |  | 0.0030124 | 0.003994 | 0.005449 | 0.012455 | 0 | 0 | 0 | 0 | 0 | 0 | 0 | 0 | 0 | 0 | 0 | 0 | 0.22314 | 0.29585 | 0.40363 | 0.92262 | 0.1736 | 0.23017 | 0.31402 | 0.71779 | 0 | 0 | 0 | 0 | 0.00090371 | 0.0011982 | 0.0016347 | 0.0037366 | 0 | 0 | 0 | 0 | 0 | 0 | 0 | 0 | 0.070408 | 0.0014591 | 0.0019346 | 0.0026394 | 0.0060331 | 0 | 0 | 0 | 0 | 0 | 0.3
56686_G_20 | PJM_Dom | Virginia | 51 | King And Queen | 97 | 56686 | 20 | King & Queen | 13500 | 2008 | 9999 | Landfill Gas | [5 empty] | Non-Fossil | G | 2025 | LF Gas |  | 0.0030124 | 0.003994 | 0.005449 | 0.012455 | 0 | 0 | 0 | 0 | 0 | 0 | 0 | 0 | 0 | 0 | 0 | 0 | 0.22314 | 0.29585 | 0.40363 | 0.92262 | 0.1736 | 0.23017 | 0.31402 | 0.71779 | 0 | 0 | 0 | 0 | 0.00090371 | 0.0011982 | 0.0016347 | 0.0037366 | 0 | 0 | 0 | 0 | 0 | 0 | 0 | 0 | 0.070408 | 0.0014591 | 0.0019346 | 0.0026394 | 0.0060331 | 0 | 0 | 0 | 0 | 0 | 0.3
56686_G_2 | PJM_Dom | Virginia | 51 | King And Queen | 97 | 56686 | 2 | King & Queen | 13500 | 2008 | 9999 | Landfill Gas | [5 empty] | Non-Fossil | G | 2025 | LF Gas |  | 0.0030124 | 0.003994 | 0.005449 | 0.012455 | 0 | 0 | 0 | 0 | 0 | 0 | 0 | 0 | 0 | 0 | 0 | 0 | 0.22314 | 0.29585 | 0.40363 | 0.92262 | 0.1736 | 0.23017 | 0.31402 | 0.71779 | 0 | 0 | 0 | 0 | 0.00090371 | 0.0011982 | 0.0016347 | 0.0037366 | 0 | 0 | 0 | 0 | 0 | 0 | 0 | 0 | 0.070408 | 0.0014591 | 0.0019346 | 0.0026394 | 0.0060331 | 0 | 0 | 0 | 0 | 0 | 0.3
56686_G_19 | PJM_Dom | Virginia | 51 | King And Queen | 97 | 56686 | 19 | King & Queen | 13500 | 2008 | 9999 | Landfill Gas | [5 empty] | Non-Fossil | G | 2025 | LF Gas |  | 0.0030124 | 0.003994 | 0.005449 | 0.012455 | 0 | 0 | 0 | 0 | 0 | 0 | 0 | 0 | 0 | 0 | 0 | 0 | 0.22314 | 0.29585 | 0.40363 | 0.92262 | 0.1736 | 0.23017 | 0.31402 | 0.71779 | 0 | 0 | 0 | 0 | 0.00090371 | 0.0011982 | 0.0016347 | 0.0037366 | 0 | 0 | 0 | 0 | 0 | 0 | 0 | 0 | 0.070408 | 0.0014591 | 0.0019346 | 0.0026394 | 0.0060331 | 0 | 0 | 0 | 0 | 0 | 0.3
56686_G_18 | PJM_Dom | Virginia | 51 | King And Queen | 97 | 56686 | 18 | King & Queen | 13500 | 2008 | 9999 | Landfill Gas | [5 empty] | Non-Fossil | G | 2025 | LF Gas |  | 0.0030124 | 0.003994 | 0.005449 | 0.012455 | 0 | 0 | 0 | 0 | 0 | 0 | 0 | 0 | 0 | 0 | 0 | 0 | 0.22314 | 0.29585 | 0.40363 | 0.92262 | 0.1736 | 0.23017 | 0.31402 | 0.71779 | 0 | 0 | 0 | 0 | 0.00090371 | 0.0011982 | 0.0016347 | 0.0037366 | 0 | 0 | 0 | 0 | 0 | 0 | 0 | 0 | 0.070408 | 0.0014591 | 0.0019346 | 0.0026394 | 0.0060331 | 0 | 0 | 0 | 0 | 0 | 0.3
56686_G_17 | PJM_Dom | Virginia | 51 | King And Queen | 97 | 56686 | 17 | King & Queen | 13500 | 2008 | 9999 | Landfill Gas | [5 empty] | Non-Fossil | G | 2025 | LF Gas |  | 0.0030124 | 0.003994 | 0.005449 | 0.012455 | 0 | 0 | 0 | 0 | 0 | 0 | 0 | 0 | 0 | 0 | 0 | 0 | 0.22314 | 0.29585 | 0.40363 | 0.92262 | 0.1736 | 0.23017 | 0.31402 | 0.71779 | 0 | 0 | 0 | 0 | 0.00090371 | 0.0011982 | 0.0016347 | 0.0037366 | 0 | 0 | 0 | 0 | 0 | 0 | 0 | 0 | 0.070408 | 0.0014591 | 0.0019346 | 0.0026394 | 0.0060331 | 0 | 0 | 0 | 0 | 0 | 0.3
56686_G_16 | PJM_Dom | Virginia | 51 | King And Queen | 97 | 56686 | 16 | King & Queen | 13500 | 2008 | 9999 | Landfill Gas | [5 empty] | Non-Fossil | G | 2025 | LF Gas |  | 0.0030124 | 0.003994 | 0.005449 | 0.012455 | 0 | 0 | 0 | 0 | 0 | 0 | 0 | 0 | 0 | 0 | 0 | 0 | 0.22314 | 0.29585 | 0.40363 | 0.92262 | 0.1736 | 0.23017 | 0.31402 | 0.71779 | 0 | 0 | 0 | 0 | 0.00090371 | 0.0011982 | 0.0016347 | 0.0037366 | 0 | 0 | 0 | 0 | 0 | 0 | 0 | 0 | 0.070408 | 0.0014591 | 0.0019346 | 0.0026394 | 0.0060331 | 0 | 0 | 0 | 0 | 0 | 0.3
56686_G_15 | PJM_Dom | Virginia | 51 | King And Queen | 97 | 56686 | 15 | King & Queen | 13500 | 2008 | 9999 | Landfill Gas | [5 empty] | Non-Fossil | G | 2025 | LF Gas |  | 0.0030124 | 0.003994 | 0.005449 | 0.012455 | 0 | 0 | 0 | 0 | 0 | 0 | 0 | 0 | 0 | 0 | 0 | 0 | 0.22314 | 0.29585 | 0.40363 | 0.92262 | 0.1736 | 0.23017 | 0.31402 | 0.71779 | 0 | 0 | 0 | 0 | 0.00090371 | 0.0011982 | 0.0016347 | 0.0037366 | 0 | 0 | 0 | 0 | 0 | 0 | 0 | 0 | 0.070408 | 0.0014591 | 0.0019346 | 0.0026394 | 0.0060331 | 0 | 0 | 0 | 0 | 0 | 0.3
56686_G_14 | PJM_Dom | Virginia | 51 | King And Queen | 97 | 56686 | 14 | King & Queen | 13500 | 2008 | 9999 | Landfill Gas | [5 empty] | Non-Fossil | G | 2025 | LF Gas |  | 0.0030124 | 0.003994 | 0.005449 | 0.012455 | 0 | 0 | 0 | 0 | 0 | 0 | 0 | 0 | 0 | 0 | 0 | 0 | 0.22314 | 0.29585 | 0.40363 | 0.92262 | 0.1736 | 0.23017 | 0.31402 | 0.71779 | 0 | 0 | 0 | 0 | 0.00090371 | 0.0011982 | 0.0016347 | 0.0037366 | 0 | 0 | 0 | 0 | 0 | 0 | 0 | 0 | 0.070408 | 0.0014591 | 0.0019346 | 0.0026394 | 0.0060331 | 0 | 0 | 0 | 0 | 0 | 0.3
56686_G_13 | PJM_Dom | Virginia | 51 | King And Queen | 97 | 56686 | 13 | King & Queen | 13500 | 2008 | 9999 | Landfill Gas | [5 empty] | Non-Fossil | G | 2025 | LF Gas |  | 0.0030124 | 0.003994 | 0.005449 | 0.012455 | 0 | 0 | 0 | 0 | 0 | 0 | 0 | 0 | 0 | 0 | 0 | 0 | 0.22314 | 0.29585 | 0.40363 | 0.92262 | 0.1736 | 0.23017 | 0.31402 | 0.71779 | 0 | 0 | 0 | 0 | 0.00090371 | 0.0011982 | 0.0016347 | 0.0037366 | 0 | 0 | 0 | 0 | 0 | 0 | 0 | 0 | 0.070408 | 0.0014591 | 0.0019346 | 0.0026394 | 0.0060331 | 0 | 0 | 0 | 0 | 0 | 0.3
56686_G_12 | PJM_Dom | Virginia | 51 | King And Queen | 97 | 56686 | 12 | King & Queen | 13500 | 2008 | 9999 | Landfill Gas | [5 empty] | Non-Fossil | G | 2025 | LF Gas |  | 0.0030124 | 0.003994 | 0.005449 | 0.012455 | 0 | 0 | 0 | 0 | 0 | 0 | 0 | 0 | 0 | 0 | 0 | 0 | 0.22314 | 0.29585 | 0.40363 | 0.92262 | 0.1736 | 0.23017 | 0.31402 | 0.71779 | 0 | 0 | 0 | 0 | 0.00090371 | 0.0011982 | 0.0016347 | 0.0037366 | 0 | 0 | 0 | 0 | 0 | 0 | 0 | 0 | 0.070408 | 0.0014591 | 0.0019346 | 0.0026394 | 0.0060331 | 0 | 0 | 0 | 0 | 0 | 0.3
56686_G_11 | PJM_Dom | Virginia | 51 | King And Queen | 97 | 56686 | 11 | King & Queen | 13500 | 2008 | 9999 | Landfill Gas | [5 empty] | Non-Fossil | G | 2025 | LF Gas |  | 0.0030124 | 0.003994 | 0.005449 | 0.012455 | 0 | 0 | 0 | 0 | 0 | 0 | 0 | 0 | 0 | 0 | 0 | 0 | 0.22314 | 0.29585 | 0.40363 | 0.92262 | 0.1736 | 0.23017 | 0.31402 | 0.71779 | 0 | 0 | 0 | 0 | 0.00090371 | 0.0011982 | 0.0016347 | 0.0037366 | 0 | 0 | 0 | 0 | 0 | 0 | 0 | 0 | 0.070408 | 0.0014591 | 0.0019346 | 0.0026394 | 0.0060331 | 0 | 0 | 0 | 0 | 0 | 0.3
56686_G_10 | PJM_Dom | Virginia | 51 | King And Queen | 97 | 56686 | 10 | King & Queen | 13500 | 2008 | 9999 | Landfill Gas | [5 empty] | Non-Fossil | G | 2025 | LF Gas |  | 0.0030124 | 0.003994 | 0.005449 | 0.012455 | 0 | 0 | 0 | 0 | 0 | 0 | 0 | 0 | 0 | 0 | 0 | 0 | 0.22314 | 0.29585 | 0.40363 | 0.92262 | 0.1736 | 0.23017 | 0.31402 | 0.71779 | 0 | 0 | 0 | 0 | 0.00090371 | 0.0011982 | 0.0016347 | 0.0037366 | 0 | 0 | 0 | 0 | 0 | 0 | 0 | 0 | 0.070408 | 0.0014591 | 0.0019346 | 0.0026394 | 0.0060331 | 0 | 0 | 0 | 0 | 0 | 0.3
56686_G_1 | PJM_Dom | Virginia | 51 | King And Queen | 97 | 56686 | 1 | King & Queen | 13500 | 2008 | 9999 | Landfill Gas | [5 empty] | Non-Fossil | G | 2025 | LF Gas |  | 0.0030124 | 0.003994 | 0.005449 | 0.012455 | 0 | 0 | 0 | 0 | 0 | 0 | 0 | 0 | 0 | 0 | 0 | 0 | 0.22314 | 0.29585 | 0.40363 | 0.92262 | 0.1736 | 0.23017 | 0.31402 | 0.71779 | 0 | 0 | 0 | 0 | 0.00090371 | 0.0011982 | 0.0016347 | 0.0037366 | 0 | 0 | 0 | 0 | 0 | 0 | 0 | 0 | 0.070408 | 0.0014591 | 0.0019346 | 0.0026394 | 0.0060331 | 0 | 0 | 0 | 0 | 0 | 0.3
56684_G_9 | PJM_Dom | Virginia | 51 | Chesterfield | 41 | 56684 | 9 | Chesterfield Landfill Gas | 13500 | 2004 | 9999 | Landfill Gas | [5 empty] | Non-Fossil | G | 2025 | LF Gas |  | 0.0030124 | 0.003994 | 0.005449 | 0.012455 | 0 | 0 | 0 | 0 | 0 | 0 | 0 | 0 | 0 | 0 | 0 | 0 | 0.22314 | 0.29585 | 0.40363 | 0.92262 | 0.1736 | 0.23017 | 0.31402 | 0.71779 | 0 | 0 | 0 | 0 | 0.00090371 | 0.0011982 | 0.0016347 | 0.0037366 | 0 | 0 | 0 | 0 | 0 | 0 | 0 | 0 | 0.070408 | 0.0014591 | 0.0019346 | 0.0026394 | 0.0060331 | 0 | 0 | 0 | 0 | 0 | 0.3
56684_G_8 | PJM_Dom | Virginia | 51 | Chesterfield | 41 | 56684 | 8 | Chesterfield Landfill Gas | 13500 | 2004 | 9999 | Landfill Gas | [5 empty] | Non-Fossil | G | 2025 | LF Gas |  | 0.0030124 | 0.003994 | 0.005449 | 0.012455 | 0 | 0 | 0 | 0 | 0 | 0 | 0 | 0 | 0 | 0 | 0 | 0 | 0.22314 | 0.29585 | 0.40363 | 0.92262 | 0.1736 | 0.23017 | 0.31402 | 0.71779 | 0 | 0 | 0 | 0 | 0.00090371 | 0.0011982 | 0.0016347 | 0.0037366 | 0 | 0 | 0 | 0 | 0 | 0 | 0 | 0 | 0.070408 | 0.0014591 | 0.0019346 | 0.0026394 | 0.0060331 | 0 | 0 | 0 | 0 | 0 | 0.3
56684_G_7 | PJM_Dom | Virginia | 51 | Chesterfield | 41 | 56684 | 7 | Chesterfield Landfill Gas | 13500 | 2004 | 9999 | Landfill Gas | [5 empty] | Non-Fossil | G | 2025 | LF Gas |  | 0.0030124 | 0.003994 | 0.005449 | 0.012455 | 0 | 0 | 0 | 0 | 0 | 0 | 0 | 0 | 0 | 0 | 0 | 0 | 0.22314 | 0.29585 | 0.40363 | 0.92262 | 0.1736 | 0.23017 | 0.31402 | 0.71779 | 0 | 0 | 0 | 0 | 0.00090371 | 0.0011982 | 0.0016347 | 0.0037366 | 0 | 0 | 0 | 0 | 0 | 0 | 0 | 0 | 0.070408 | 0.0014591 | 0.0019346 | 0.0026394 | 0.0060331 | 0 | 0 | 0 | 0 | 0 | 0.3
56684_G_6 | PJM_Dom | Virginia | 51 | Chesterfield | 41 | 56684 | 6 | Chesterfield Landfill Gas | 13500 | 2004 | 9999 | Landfill Gas | [5 empty] | Non-Fossil | G | 2025 | LF Gas |  | 0.0030124 | 0.003994 | 0.005449 | 0.012455 | 0 | 0 | 0 | 0 | 0 | 0 | 0 | 0 | 0 | 0 | 0 | 0 | 0.22314 | 0.29585 | 0.40363 | 0.92262 | 0.1736 | 0.23017 | 0.31402 | 0.71779 | 0 | 0 | 0 | 0 | 0.00090371 | 0.0011982 | 0.0016347 | 0.0037366 | 0 | 0 | 0 | 0 | 0 | 0 | 0 | 0 | 0.070408 | 0.0014591 | 0.0019346 | 0.0026394 | 0.0060331 | 0 | 0 | 0 | 0 | 0 | 0.3
56684_G_5 | PJM_Dom | Virginia | 51 | Chesterfield | 41 | 56684 | 5 | Chesterfield Landfill Gas | 13500 | 2004 | 9999 | Landfill Gas | [5 empty] | Non-Fossil | G | 2025 | LF Gas |  | 0.0030124 | 0.003994 | 0.005449 | 0.012455 | 0 | 0 | 0 | 0 | 0 | 0 | 0 | 0 | 0 | 0 | 0 | 0 | 0.22314 | 0.29585 | 0.40363 | 0.92262 | 0.1736 | 0.23017 | 0.31402 | 0.71779 | 0 | 0 | 0 | 0 | 0.00090371 | 0.0011982 | 0.0016347 | 0.0037366 | 0 | 0 | 0 | 0 | 0 | 0 | 0 | 0 | 0.070408 | 0.0014591 | 0.0019346 | 0.0026394 | 0.0060331 | 0 | 0 | 0 | 0 | 0 | 0.3
56684_G_48 | PJM_Dom | Virginia | 51 | Chesterfield | 41 | 56684 | 48 | Chesterfield Landfill Gas | 13500 | 2004 | 9999 | Landfill Gas | [5 empty] | Non-Fossil | G | 2025 | LF Gas |  | 0.0030124 | 0.003994 | 0.005449 | 0.012455 | 0 | 0 | 0 | 0 | 0 | 0 | 0 | 0 | 0 | 0 | 0 | 0 | 0.22314 | 0.29585 | 0.40363 | 0.92262 | 0.1736 | 0.23017 | 0.31402 | 0.71779 | 0 | 0 | 0 | 0 | 0.00090371 | 0.0011982 | 0.0016347 | 0.0037366 | 0 | 0 | 0 | 0 | 0 | 0 | 0 | 0 | 0.070408 | 0.0014591 | 0.0019346 | 0.0026394 | 0.0060331 | 0 | 0 | 0 | 0 | 0 | 0.3
56684_G_47 | PJM_Dom | Virginia | 51 | Chesterfield | 41 | 56684 | 47 | Chesterfield Landfill Gas | 13500 | 2004 | 9999 | Landfill Gas | [5 empty] | Non-Fossil | G | 2025 | LF Gas |  | 0.0030124 | 0.003994 | 0.005449 | 0.012455 | 0 | 0 | 0 | 0 | 0 | 0 | 0 | 0 | 0 | 0 | 0 | 0 | 0.22314 | 0.29585 | 0.40363 | 0.92262 | 0.1736 | 0.23017 | 0.31402 | 0.71779 | 0 | 0 | 0 | 0 | 0.00090371 | 0.0011982 | 0.0016347 | 0.0037366 | 0 | 0 | 0 | 0 | 0 | 0 | 0 | 0 | 0.070408 | 0.0014591 | 0.0019346 | 0.0026394 | 0.0060331 | 0 | 0 | 0 | 0 | 0 | 0.3
56684_G_46 | PJM_Dom | Virginia | 51 | Chesterfield | 41 | 56684 | 46 | Chesterfield Landfill Gas | 13500 | 2004 | 9999 | Landfill Gas | [5 empty] | Non-Fossil | G | 2025 | LF Gas |  | 0.0030124 | 0.003994 | 0.005449 | 0.012455 | 0 | 0 | 0 | 0 | 0 | 0 | 0 | 0 | 0 | 0 | 0 | 0 | 0.22314 | 0.29585 | 0.40363 | 0.92262 | 0.1736 | 0.23017 | 0.31402 | 0.71779 | 0 | 0 | 0 | 0 | 0.00090371 | 0.0011982 | 0.0016347 | 0.0037366 | 0 | 0 | 0 | 0 | 0 | 0 | 0 | 0 | 0.070408 | 0.0014591 | 0.0019346 | 0.0026394 | 0.0060331 | 0 | 0 | 0 | 0 | 0 | 0.3
56684_G_45 | PJM_Dom | Virginia | 51 | Chesterfield | 41 | 56684 | 45 | Chesterfield Landfill Gas | 13500 | 2004 | 9999 | Landfill Gas | [5 empty] | Non-Fossil | G | 2025 | LF Gas |  | 0.0030124 | 0.003994 | 0.005449 | 0.012455 | 0 | 0 | 0 | 0 | 0 | 0 | 0 | 0 | 0 | 0 | 0 | 0 | 0.22314 | 0.29585 | 0.40363 | 0.92262 | 0.1736 | 0.23017 | 0.31402 | 0.71779 | 0 | 0 | 0 | 0 | 0.00090371 | 0.0011982 | 0.0016347 | 0.0037366 | 0 | 0 | 0 | 0 | 0 | 0 | 0 | 0 | 0.070408 | 0.0014591 | 0.0019346 | 0.0026394 | 0.0060331 | 0 | 0 | 0 | 0 | 0 | 0.3
56684_G_44 | PJM_Dom | Virginia | 51 | Chesterfield | 41 | 56684 | 44 | Chesterfield Landfill Gas | 13500 | 2004 | 9999 | Landfill Gas | [5 empty] | Non-Fossil | G | 2025 | LF Gas |  | 0.0030124 | 0.003994 | 0.005449 | 0.012455 | 0 | 0 | 0 | 0 | 0 | 0 | 0 | 0 | 0 | 0 | 0 | 0 | 0.22314 | 0.29585 | 0.40363 | 0.92262 | 0.1736 | 0.23017 | 0.31402 | 0.71779 | 0 | 0 | 0 | 0 | 0.00090371 | 0.0011982 | 0.0016347 | 0.0037366 | 0 | 0 | 0 | 0 | 0 | 0 | 0 | 0 | 0.070408 | 0.0014591 | 0.0019346 | 0.0026394 | 0.0060331 | 0 | 0 | 0 | 0 | 0 | 0.3
56684_G_43 | PJM_Dom | Virginia | 51 | Chesterfield | 41 | 56684 | 43 | Chesterfield Landfill Gas | 13500 | 2004 | 9999 | Landfill Gas | [5 empty] | Non-Fossil | G | 2025 | LF Gas |  | 0.0030124 | 0.003994 | 0.005449 | 0.012455 | 0 | 0 | 0 | 0 | 0 | 0 | 0 | 0 | 0 | 0 | 0 | 0 | 0.22314 | 0.29585 | 0.40363 | 0.92262 | 0.1736 | 0.23017 | 0.31402 | 0.71779 | 0 | 0 | 0 | 0 | 0.00090371 | 0.0011982 | 0.0016347 | 0.0037366 | 0 | 0 | 0 | 0 | 0 | 0 | 0 | 0 | 0.070408 | 0.0014591 | 0.0019346 | 0.0026394 | 0.0060331 | 0 | 0 | 0 | 0 | 0 | 0.3
56684_G_42 | PJM_Dom | Virginia | 51 | Chesterfield | 41 | 56684 | 42 | Chesterfield Landfill Gas | 13500 | 2004 | 9999 | Landfill Gas | [5 empty] | Non-Fossil | G | 2025 | LF Gas |  | 0.0030124 | 0.003994 | 0.005449 | 0.012455 | 0 | 0 | 0 | 0 | 0 | 0 | 0 | 0 | 0 | 0 | 0 | 0 | 0.22314 | 0.29585 | 0.40363 | 0.92262 | 0.1736 | 0.23017 | 0.31402 | 0.71779 | 0 | 0 | 0 | 0 | 0.00090371 | 0.0011982 | 0.0016347 | 0.0037366 | 0 | 0 | 0 | 0 | 0 | 0 | 0 | 0 | 0.070408 | 0.0014591 | 0.0019346 | 0.0026394 | 0.0060331 | 0 | 0 | 0 | 0 | 0 | 0.3
56684_G_41 | PJM_Dom | Virginia | 51 | Chesterfield | 41 | 56684 | 41 | Chesterfield Landfill Gas | 13500 | 2004 | 9999 | Landfill Gas | [5 empty] | Non-Fossil | G | 2025 | LF Gas |  | 0.0030124 | 0.003994 | 0.005449 | 0.012455 | 0 | 0 | 0 | 0 | 0 | 0 | 0 | 0 | 0 | 0 | 0 | 0 | 0.22314 | 0.29585 | 0.40363 | 0.92262 | 0.1736 | 0.23017 | 0.31402 | 0.71779 | 0 | 0 | 0 | 0 | 0.00090371 | 0.0011982 | 0.0016347 | 0.0037366 | 0 | 0 | 0 | 0 | 0 | 0 | 0 | 0 | 0.070408 | 0.0014591 | 0.0019346 | 0.0026394 | 0.0060331 | 0 | 0 | 0 | 0 | 0 | 0.3
56684_G_40 | PJM_Dom | Virginia | 51 | Chesterfield | 41 | 56684 | 40 | Chesterfield Landfill Gas | 13500 | 2004 | 9999 | Landfill Gas | [5 empty] | Non-Fossil | G | 2025 | LF Gas |  | 0.0030124 | 0.003994 | 0.005449 | 0.012455 | 0 | 0 | 0 | 0 | 0 | 0 | 0 | 0 | 0 | 0 | 0 | 0 | 0.22314 | 0.29585 | 0.40363 | 0.92262 | 0.1736 | 0.23017 | 0.31402 | 0.71779 | 0 | 0 | 0 | 0 | 0.00090371 | 0.0011982 | 0.0016347 | 0.0037366 | 0 | 0 | 0 | 0 | 0 | 0 | 0 | 0 | 0.070408 | 0.0014591 | 0.0019346 | 0.0026394 | 0.0060331 | 0 | 0 | 0 | 0 | 0 | 0.3
56684_G_4 | PJM_Dom | Virginia | 51 | Chesterfield | 41 | 56684 | 4 | Chesterfield Landfill Gas | 13500 | 2004 | 9999 | Landfill Gas | [5 empty] | Non-Fossil | G | 2025 | LF Gas |  | 0.0030124 | 0.003994 | 0.005449 | 0.012455 | 0 | 0 | 0 | 0 | 0 | 0 | 0 | 0 | 0 | 0 | 0 | 0 | 0.22314 | 0.29585 | 0.40363 | 0.92262 | 0.1736 | 0.23017 | 0.31402 | 0.71779 | 0 | 0 | 0 | 0 | 0.00090371 | 0.0011982 | 0.0016347 | 0.0037366 | 0 | 0 | 0 | 0 | 0 | 0 | 0 | 0 | 0.070408 | 0.0014591 | 0.0019346 | 0.0026394 | 0.0060331 | 0 | 0 | 0 | 0 | 0 | 0.3
56684_G_39 | PJM_Dom | Virginia | 51 | Chesterfield | 41 | 56684 | 39 | Chesterfield Landfill Gas | 13500 | 2004 | 9999 | Landfill Gas | [5 empty] | Non-Fossil | G | 2025 | LF Gas |  | 0.0030124 | 0.003994 | 0.005449 | 0.012455 | 0 | 0 | 0 | 0 | 0 | 0 | 0 | 0 | 0 | 0 | 0 | 0 | 0.22314 | 0.29585 | 0.40363 | 0.92262 | 0.1736 | 0.23017 | 0.31402 | 0.71779 | 0 | 0 | 0 | 0 | 0.00090371 | 0.0011982 | 0.0016347 | 0.0037366 | 0 | 0 | 0 | 0 | 0 | 0 | 0 | 0 | 0.070408 | 0.0014591 | 0.0019346 | 0.0026394 | 0.0060331 | 0 | 0 | 0 | 0 | 0 | 0.3
56684_G_38 | PJM_Dom | Virginia | 51 | Chesterfield | 41 | 56684 | 38 | Chesterfield Landfill Gas | 13500 | 2004 | 9999 | Landfill Gas | [5 empty] | Non-Fossil | G | 2025 | LF Gas |  | 0.0030124 | 0.003994 | 0.005449 | 0.012455 | 0 | 0 | 0 | 0 | 0 | 0 | 0 | 0 | 0 | 0 | 0 | 0 | 0.22314 | 0.29585 | 0.40363 | 0.92262 | 0.1736 | 0.23017 | 0.31402 | 0.71779 | 0 | 0 | 0 | 0 | 0.00090371 | 0.0011982 | 0.0016347 | 0.0037366 | 0 | 0 | 0 | 0 | 0 | 0 | 0 | 0 | 0.070408 | 0.0014591 | 0.0019346 | 0.0026394 | 0.0060331 | 0 | 0 | 0 | 0 | 0 | 0.3
56684_G_37 | PJM_Dom | Virginia | 51 | Chesterfield | 41 | 56684 | 37 | Chesterfield Landfill Gas | 13500 | 2004 | 9999 | Landfill Gas | [5 empty] | Non-Fossil | G | 2025 | LF Gas |  | 0.0030124 | 0.003994 | 0.005449 | 0.012455 | 0 | 0 | 0 | 0 | 0 | 0 | 0 | 0 | 0 | 0 | 0 | 0 | 0.22314 | 0.29585 | 0.40363 | 0.92262 | 0.1736 | 0.23017 | 0.31402 | 0.71779 | 0 | 0 | 0 | 0 | 0.00090371 | 0.0011982 | 0.0016347 | 0.0037366 | 0 | 0 | 0 | 0 | 0 | 0 | 0 | 0 | 0.070408 | 0.0014591 | 0.0019346 | 0.0026394 | 0.0060331 | 0 | 0 | 0 | 0 | 0 | 0.3
56684_G_36 | PJM_Dom | Virginia | 51 | Chesterfield | 41 | 56684 | 36 | Chesterfield Landfill Gas | 13500 | 2004 | 9999 | Landfill Gas | [5 empty] | Non-Fossil | G | 2025 | LF Gas |  | 0.0030124 | 0.003994 | 0.005449 | 0.012455 | 0 | 0 | 0 | 0 | 0 | 0 | 0 | 0 | 0 | 0 | 0 | 0 | 0.22314 | 0.29585 | 0.40363 | 0.92262 | 0.1736 | 0.23017 | 0.31402 | 0.71779 | 0 | 0 | 0 | 0 | 0.00090371 | 0.0011982 | 0.0016347 | 0.0037366 | 0 | 0 | 0 | 0 | 0 | 0 | 0 | 0 | 0.070408 | 0.0014591 | 0.0019346 | 0.0026394 | 0.0060331 | 0 | 0 | 0 | 0 | 0 | 0.3
56684_G_35 | PJM_Dom | Virginia | 51 | Chesterfield | 41 | 56684 | 35 | Chesterfield Landfill Gas | 13500 | 2004 | 9999 | Landfill Gas | [5 empty] | Non-Fossil | G | 2025 | LF Gas |  | 0.0030124 | 0.003994 | 0.005449 | 0.012455 | 0 | 0 | 0 | 0 | 0 | 0 | 0 | 0 | 0 | 0 | 0 | 0 | 0.22314 | 0.29585 | 0.40363 | 0.92262 | 0.1736 | 0.23017 | 0.31402 | 0.71779 | 0 | 0 | 0 | 0 | 0.00090371 | 0.0011982 | 0.0016347 | 0.0037366 | 0 | 0 | 0 | 0 | 0 | 0 | 0 | 0 | 0.070408 | 0.0014591 | 0.0019346 | 0.0026394 | 0.0060331 | 0 | 0 | 0 | 0 | 0 | 0.3
56684_G_34 | PJM_Dom | Virginia | 51 | Chesterfield | 41 | 56684 | 34 | Chesterfield Landfill Gas | 13500 | 2004 | 9999 | Landfill Gas | [5 empty] | Non-Fossil | G | 2025 | LF Gas |  | 0.0030124 | 0.003994 | 0.005449 | 0.012455 | 0 | 0 | 0 | 0 | 0 | 0 | 0 | 0 | 0 | 0 | 0 | 0 | 0.22314 | 0.29585 | 0.40363 | 0.92262 | 0.1736 | 0.23017 | 0.31402 | 0.71779 | 0 | 0 | 0 | 0 | 0.00090371 | 0.0011982 | 0.0016347 | 0.0037366 | 0 | 0 | 0 | 0 | 0 | 0 | 0 | 0 | 0.070408 | 0.0014591 | 0.0019346 | 0.0026394 | 0.0060331 | 0 | 0 | 0 | 0 | 0 | 0.3
56684_G_33 | PJM_Dom | Virginia | 51 | Chesterfield | 41 | 56684 | 33 | Chesterfield Landfill Gas | 13500 | 2004 | 9999 | Landfill Gas | [5 empty] | Non-Fossil | G | 2025 | LF Gas |  | 0.0030124 | 0.003994 | 0.005449 | 0.012455 | 0 | 0 | 0 | 0 | 0 | 0 | 0 | 0 | 0 | 0 | 0 | 0 | 0.22314 | 0.29585 | 0.40363 | 0.92262 | 0.1736 | 0.23017 | 0.31402 | 0.71779 | 0 | 0 | 0 | 0 | 0.00090371 | 0.0011982 | 0.0016347 | 0.0037366 | 0 | 0 | 0 | 0 | 0 | 0 | 0 | 0 | 0.070408 | 0.0014591 | 0.0019346 | 0.0026394 | 0.0060331 | 0 | 0 | 0 | 0 | 0 | 0.3
56684_G_32 | PJM_Dom | Virginia | 51 | Chesterfield | 41 | 56684 | 32 | Chesterfield Landfill Gas | 13500 | 2004 | 9999 | Landfill Gas | [5 empty] | Non-Fossil | G | 2025 | LF Gas |  | 0.0030124 | 0.003994 | 0.005449 | 0.012455 | 0 | 0 | 0 | 0 | 0 | 0 | 0 | 0 | 0 | 0 | 0 | 0 | 0.22314 | 0.29585 | 0.40363 | 0.92262 | 0.1736 | 0.23017 | 0.31402 | 0.71779 | 0 | 0 | 0 | 0 | 0.00090371 | 0.0011982 | 0.0016347 | 0.0037366 | 0 | 0 | 0 | 0 | 0 | 0 | 0 | 0 | 0.070408 | 0.0014591 | 0.0019346 | 0.0026394 | 0.0060331 | 0 | 0 | 0 | 0 | 0 | 0.3
56684_G_31 | PJM_Dom | Virginia | 51 | Chesterfield | 41 | 56684 | 31 | Chesterfield Landfill Gas | 13500 | 2004 | 9999 | Landfill Gas | [5 empty] | Non-Fossil | G | 2025 | LF Gas |  | 0.0030124 | 0.003994 | 0.005449 | 0.012455 | 0 | 0 | 0 | 0 | 0 | 0 | 0 | 0 | 0 | 0 | 0 | 0 | 0.22314 | 0.29585 | 0.40363 | 0.92262 | 0.1736 | 0.23017 | 0.31402 | 0.71779 | 0 | 0 | 0 | 0 | 0.00090371 | 0.0011982 | 0.0016347 | 0.0037366 | 0 | 0 | 0 | 0 | 0 | 0 | 0 | 0 | 0.070408 | 0.0014591 | 0.0019346 | 0.0026394 | 0.0060331 | 0 | 0 | 0 | 0 | 0 | 0.3
56684_G_30 | PJM_Dom | Virginia | 51 | Chesterfield | 41 | 56684 | 30 | Chesterfield Landfill Gas | 13500 | 2004 | 9999 | Landfill Gas | [5 empty] | Non-Fossil | G | 2025 | LF Gas |  | 0.0030124 | 0.003994 | 0.005449 | 0.012455 | 0 | 0 | 0 | 0 | 0 | 0 | 0 | 0 | 0 | 0 | 0 | 0 | 0.22314 | 0.29585 | 0.40363 | 0.92262 | 0.1736 | 0.23017 | 0.31402 | 0.71779 | 0 | 0 | 0 | 0 | 0.00090371 | 0.0011982 | 0.0016347 | 0.0037366 | 0 | 0 | 0 | 0 | 0 | 0 | 0 | 0 | 0.070408 | 0.0014591 | 0.0019346 | 0.0026394 | 0.0060331 | 0 | 0 | 0 | 0 | 0 | 0.3
56684_G_3 | PJM_Dom | Virginia | 51 | Chesterfield | 41 | 56684 | 3 | Chesterfield Landfill Gas | 13500 | 2004 | 9999 | Landfill Gas | [5 empty] | Non-Fossil | G | 2025 | LF Gas |  | 0.0030124 | 0.003994 | 0.005449 | 0.012455 | 0 | 0 | 0 | 0 | 0 | 0 | 0 | 0 | 0 | 0 | 0 | 0 | 0.22314 | 0.29585 | 0.40363 | 0.92262 | 0.1736 | 0.23017 | 0.31402 | 0.71779 | 0 | 0 | 0 | 0 | 0.00090371 | 0.0011982 | 0.0016347 | 0.0037366 | 0 | 0 | 0 | 0 | 0 | 0 | 0 | 0 | 0.070408 | 0.0014591 | 0.0019346 | 0.0026394 | 0.0060331 | 0 | 0 | 0 | 0 | 0 | 0.3
56684_G_29 | PJM_Dom | Virginia | 51 | Chesterfield | 41 | 56684 | 29 | Chesterfield Landfill Gas | 13500 | 2004 | 9999 | Landfill Gas | [5 empty] | Non-Fossil | G | 2025 | LF Gas |  | 0.0030124 | 0.003994 | 0.005449 | 0.012455 | 0 | 0 | 0 | 0 | 0 | 0 | 0 | 0 | 0 | 0 | 0 | 0 | 0.22314 | 0.29585 | 0.40363 | 0.92262 | 0.1736 | 0.23017 | 0.31402 | 0.71779 | 0 | 0 | 0 | 0 | 0.00090371 | 0.0011982 | 0.0016347 | 0.0037366 | 0 | 0 | 0 | 0 | 0 | 0 | 0 | 0 | 0.070408 | 0.0014591 | 0.0019346 | 0.0026394 | 0.0060331 | 0 | 0 | 0 | 0 | 0 | 0.3
56684_G_28 | PJM_Dom | Virginia | 51 | Chesterfield | 41 | 56684 | 28 | Chesterfield Landfill Gas | 13500 | 2004 | 9999 | Landfill Gas | [5 empty] | Non-Fossil | G | 2025 | LF Gas |  | 0.0030124 | 0.003994 | 0.005449 | 0.012455 | 0 | 0 | 0 | 0 | 0 | 0 | 0 | 0 | 0 | 0 | 0 | 0 | 0.22314 | 0.29585 | 0.40363 | 0.92262 | 0.1736 | 0.23017 | 0.31402 | 0.71779 | 0 | 0 | 0 | 0 | 0.00090371 | 0.0011982 | 0.0016347 | 0.0037366 | 0 | 0 | 0 | 0 | 0 | 0 | 0 | 0 | 0.070408 | 0.0014591 | 0.0019346 | 0.0026394 | 0.0060331 | 0 | 0 | 0 | 0 | 0 | 0.3
56684_G_27 | PJM_Dom | Virginia | 51 | Chesterfield | 41 | 56684 | 27 | Chesterfield Landfill Gas | 13500 | 2004 | 9999 | Landfill Gas | [5 empty] | Non-Fossil | G | 2025 | LF Gas |  | 0.0030124 | 0.003994 | 0.005449 | 0.012455 | 0 | 0 | 0 | 0 | 0 | 0 | 0 | 0 | 0 | 0 | 0 | 0 | 0.22314 | 0.29585 | 0.40363 | 0.92262 | 0.1736 | 0.23017 | 0.31402 | 0.71779 | 0 | 0 | 0 | 0 | 0.00090371 | 0.0011982 | 0.0016347 | 0.0037366 | 0 | 0 | 0 | 0 | 0 | 0 | 0 | 0 | 0.070408 | 0.0014591 | 0.0019346 | 0.0026394 | 0.0060331 | 0 | 0 | 0 | 0 | 0 | 0.3
56684_G_26 | PJM_Dom | Virginia | 51 | Chesterfield | 41 | 56684 | 26 | Chesterfield Landfill Gas | 13500 | 2004 | 9999 | Landfill Gas | [5 empty] | Non-Fossil | G | 2025 | LF Gas |  | 0.0030124 | 0.003994 | 0.005449 | 0.012455 | 0 | 0 | 0 | 0 | 0 | 0 | 0 | 0 | 0 | 0 | 0 | 0 | 0.22314 | 0.29585 | 0.40363 | 0.92262 | 0.1736 | 0.23017 | 0.31402 | 0.71779 | 0 | 0 | 0 | 0 | 0.00090371 | 0.0011982 | 0.0016347 | 0.0037366 | 0 | 0 | 0 | 0 | 0 | 0 | 0 | 0 | 0.070408 | 0.0014591 | 0.0019346 | 0.0026394 | 0.0060331 | 0 | 0 | 0 | 0 | 0 | 0.3
56684_G_25 | PJM_Dom | Virginia | 51 | Chesterfield | 41 | 56684 | 25 | Chesterfield Landfill Gas | 13500 | 2004 | 9999 | Landfill Gas | [5 empty] | Non-Fossil | G | 2025 | LF Gas |  | 0.0030124 | 0.003994 | 0.005449 | 0.012455 | 0 | 0 | 0 | 0 | 0 | 0 | 0 | 0 | 0 | 0 | 0 | 0 | 0.22314 | 0.29585 | 0.40363 | 0.92262 | 0.1736 | 0.23017 | 0.31402 | 0.71779 | 0 | 0 | 0 | 0 | 0.00090371 | 0.0011982 | 0.0016347 | 0.0037366 | 0 | 0 | 0 | 0 | 0 | 0 | 0 | 0 | 0.070408 | 0.0014591 | 0.0019346 | 0.0026394 | 0.0060331 | 0 | 0 | 0 | 0 | 0 | 0.3
56684_G_24 | PJM_Dom | Virginia | 51 | Chesterfield | 41 | 56684 | 24 | Chesterfield Landfill Gas | 13500 | 2004 | 9999 | Landfill Gas | [5 empty] | Non-Fossil | G | 2025 | LF Gas |  | 0.0030124 | 0.003994 | 0.005449 | 0.012455 | 0 | 0 | 0 | 0 | 0 | 0 | 0 | 0 | 0 | 0 | 0 | 0 | 0.22314 | 0.29585 | 0.40363 | 0.92262 | 0.1736 | 0.23017 | 0.31402 | 0.71779 | 0 | 0 | 0 | 0 | 0.00090371 | 0.0011982 | 0.0016347 | 0.0037366 | 0 | 0 | 0 | 0 | 0 | 0 | 0 | 0 | 0.070408 | 0.0014591 | 0.0019346 | 0.0026394 | 0.0060331 | 0 | 0 | 0 | 0 | 0 | 0.3
56684_G_23 | PJM_Dom | Virginia | 51 | Chesterfield | 41 | 56684 | 23 | Chesterfield Landfill Gas | 13500 | 2004 | 9999 | Landfill Gas | [5 empty] | Non-Fossil | G | 2025 | LF Gas |  | 0.0030124 | 0.003994 | 0.005449 | 0.012455 | 0 | 0 | 0 | 0 | 0 | 0 | 0 | 0 | 0 | 0 | 0 | 0 | 0.22314 | 0.29585 | 0.40363 | 0.92262 | 0.1736 | 0.23017 | 0.31402 | 0.71779 | 0 | 0 | 0 | 0 | 0.00090371 | 0.0011982 | 0.0016347 | 0.0037366 | 0 | 0 | 0 | 0 | 0 | 0 | 0 | 0 | 0.070408 | 0.0014591 | 0.0019346 | 0.0026394 | 0.0060331 | 0 | 0 | 0 | 0 | 0 | 0.3
56684_G_22 | PJM_Dom | Virginia | 51 | Chesterfield | 41 | 56684 | 22 | Chesterfield Landfill Gas | 13500 | 2004 | 9999 | Landfill Gas | [5 empty] | Non-Fossil | G | 2025 | LF Gas |  | 0.0030124 | 0.003994 | 0.005449 | 0.012455 | 0 | 0 | 0 | 0 | 0 | 0 | 0 | 0 | 0 | 0 | 0 | 0 | 0.22314 | 0.29585 | 0.40363 | 0.92262 | 0.1736 | 0.23017 | 0.31402 | 0.71779 | 0 | 0 | 0 | 0 | 0.00090371 | 0.0011982 | 0.0016347 | 0.0037366 | 0 | 0 | 0 | 0 | 0 | 0 | 0 | 0 | 0.070408 | 0.0014591 | 0.0019346 | 0.0026394 | 0.0060331 | 0 | 0 | 0 | 0 | 0 | 0.3
56684_G_21 | PJM_Dom | Virginia | 51 | Chesterfield | 41 | 56684 | 21 | Chesterfield Landfill Gas | 13500 | 2004 | 9999 | Landfill Gas | [5 empty] | Non-Fossil | G | 2025 | LF Gas |  | 0.0030124 | 0.003994 | 0.005449 | 0.012455 | 0 | 0 | 0 | 0 | 0 | 0 | 0 | 0 | 0 | 0 | 0 | 0 | 0.22314 | 0.29585 | 0.40363 | 0.92262 | 0.1736 | 0.23017 | 0.31402 | 0.71779 | 0 | 0 | 0 | 0 | 0.00090371 | 0.0011982 | 0.0016347 | 0.0037366 | 0 | 0 | 0 | 0 | 0 | 0 | 0 | 0 | 0.070408 | 0.0014591 | 0.0019346 | 0.0026394 | 0.0060331 | 0 | 0 | 0 | 0 | 0 | 0.3
56684_G_20 | PJM_Dom | Virginia | 51 | Chesterfield | 41 | 56684 | 20 | Chesterfield Landfill Gas | 13500 | 2004 | 9999 | Landfill Gas | [5 empty] | Non-Fossil | G | 2025 | LF Gas |  | 0.0030124 | 0.003994 | 0.005449 | 0.012455 | 0 | 0 | 0 | 0 | 0 | 0 | 0 | 0 | 0 | 0 | 0 | 0 | 0.22314 | 0.29585 | 0.40363 | 0.92262 | 0.1736 | 0.23017 | 0.31402 | 0.71779 | 0 | 0 | 0 | 0 | 0.00090371 | 0.0011982 | 0.0016347 | 0.0037366 | 0 | 0 | 0 | 0 | 0 | 0 | 0 | 0 | 0.070408 | 0.0014591 | 0.0019346 | 0.0026394 | 0.0060331 | 0 | 0 | 0 | 0 | 0 | 0.3
56684_G_2 | PJM_Dom | Virginia | 51 | Chesterfield | 41 | 56684 | 2 | Chesterfield Landfill Gas | 13500 | 2004 | 9999 | Landfill Gas | [5 empty] | Non-Fossil | G | 2025 | LF Gas |  | 0.0030124 | 0.003994 | 0.005449 | 0.012455 | 0 | 0 | 0 | 0 | 0 | 0 | 0 | 0 | 0 | 0 | 0 | 0 | 0.22314 | 0.29585 | 0.40363 | 0.92262 | 0.1736 | 0.23017 | 0.31402 | 0.71779 | 0 | 0 | 0 | 0 | 0.00090371 | 0.0011982 | 0.0016347 | 0.0037366 | 0 | 0 | 0 | 0 | 0 | 0 | 0 | 0 | 0.070408 | 0.0014591 | 0.0019346 | 0.0026394 | 0.0060331 | 0 | 0 | 0 | 0 | 0 | 0.3
56684_G_19 | PJM_Dom | Virginia | 51 | Chesterfield | 41 | 56684 | 19 | Chesterfield Landfill Gas | 13500 | 2004 | 9999 | Landfill Gas | [5 empty] | Non-Fossil | G | 2025 | LF Gas |  | 0.0030124 | 0.003994 | 0.005449 | 0.012455 | 0 | 0 | 0 | 0 | 0 | 0 | 0 | 0 | 0 | 0 | 0 | 0 | 0.22314 | 0.29585 | 0.40363 | 0.92262 | 0.1736 | 0.23017 | 0.31402 | 0.71779 | 0 | 0 | 0 | 0 | 0.00090371 | 0.0011982 | 0.0016347 | 0.0037366 | 0 | 0 | 0 | 0 | 0 | 0 | 0 | 0 | 0.070408 | 0.0014591 | 0.0019346 | 0.0026394 | 0.0060331 | 0 | 0 | 0 | 0 | 0 | 0.3
56684_G_18 | PJM_Dom | Virginia | 51 | Chesterfield | 41 | 56684 | 18 | Chesterfield Landfill Gas | 13500 | 2004 | 9999 | Landfill Gas | [5 empty] | Non-Fossil | G | 2025 | LF Gas |  | 0.0030124 | 0.003994 | 0.005449 | 0.012455 | 0 | 0 | 0 | 0 | 0 | 0 | 0 | 0 | 0 | 0 | 0 | 0 | 0.22314 | 0.29585 | 0.40363 | 0.92262 | 0.1736 | 0.23017 | 0.31402 | 0.71779 | 0 | 0 | 0 | 0 | 0.00090371 | 0.0011982 | 0.0016347 | 0.0037366 | 0 | 0 | 0 | 0 | 0 | 0 | 0 | 0 | 0.070408 | 0.0014591 | 0.0019346 | 0.0026394 | 0.0060331 | 0 | 0 | 0 | 0 | 0 | 0.3
56684_G_17 | PJM_Dom | Virginia | 51 | Chesterfield | 41 | 56684 | 17 | Chesterfield Landfill Gas | 13500 | 2004 | 9999 | Landfill Gas | [5 empty] | Non-Fossil | G | 2025 | LF Gas |  | 0.0030124 | 0.003994 | 0.005449 | 0.012455 | 0 | 0 | 0 | 0 | 0 | 0 | 0 | 0 | 0 | 0 | 0 | 0 | 0.22314 | 0.29585 | 0.40363 | 0.92262 | 0.1736 | 0.23017 | 0.31402 | 0.71779 | 0 | 0 | 0 | 0 | 0.00090371 | 0.0011982 | 0.0016347 | 0.0037366 | 0 | 0 | 0 | 0 | 0 | 0 | 0 | 0 | 0.070408 | 0.0014591 | 0.0019346 | 0.0026394 | 0.0060331 | 0 | 0 | 0 | 0 | 0 | 0.3
56684_G_16 | PJM_Dom | Virginia | 51 | Chesterfield | 41 | 56684 | 16 | Chesterfield Landfill Gas | 13500 | 2004 | 9999 | Landfill Gas | [5 empty] | Non-Fossil | G | 2025 | LF Gas |  | 0.0030124 | 0.003994 | 0.005449 | 0.012455 | 0 | 0 | 0 | 0 | 0 | 0 | 0 | 0 | 0 | 0 | 0 | 0 | 0.22314 | 0.29585 | 0.40363 | 0.92262 | 0.1736 | 0.23017 | 0.31402 | 0.71779 | 0 | 0 | 0 | 0 | 0.00090371 | 0.0011982 | 0.0016347 | 0.0037366 | 0 | 0 | 0 | 0 | 0 | 0 | 0 | 0 | 0.070408 | 0.0014591 | 0.0019346 | 0.0026394 | 0.0060331 | 0 | 0 | 0 | 0 | 0 | 0.3
56684_G_15 | PJM_Dom | Virginia | 51 | Chesterfield | 41 | 56684 | 15 | Chesterfield Landfill Gas | 13500 | 2004 | 9999 | Landfill Gas | [5 empty] | Non-Fossil | G | 2025 | LF Gas |  | 0.0030124 | 0.003994 | 0.005449 | 0.012455 | 0 | 0 | 0 | 0 | 0 | 0 | 0 | 0 | 0 | 0 | 0 | 0 | 0.22314 | 0.29585 | 0.40363 | 0.92262 | 0.1736 | 0.23017 | 0.31402 | 0.71779 | 0 | 0 | 0 | 0 | 0.00090371 | 0.0011982 | 0.0016347 | 0.0037366 | 0 | 0 | 0 | 0 | 0 | 0 | 0 | 0 | 0.070408 | 0.0014591 | 0.0019346 | 0.0026394 | 0.0060331 | 0 | 0 | 0 | 0 | 0 | 0.3
56684_G_14 | PJM_Dom | Virginia | 51 | Chesterfield | 41 | 56684 | 14 | Chesterfield Landfill Gas | 13500 | 2004 | 9999 | Landfill Gas | [5 empty] | Non-Fossil | G | 2025 | LF Gas |  | 0.0030124 | 0.003994 | 0.005449 | 0.012455 | 0 | 0 | 0 | 0 | 0 | 0 | 0 | 0 | 0 | 0 | 0 | 0 | 0.22314 | 0.29585 | 0.40363 | 0.92262 | 0.1736 | 0.23017 | 0.31402 | 0.71779 | 0 | 0 | 0 | 0 | 0.00090371 | 0.0011982 | 0.0016347 | 0.0037366 | 0 | 0 | 0 | 0 | 0 | 0 | 0 | 0 | 0.070408 | 0.0014591 | 0.0019346 | 0.0026394 | 0.0060331 | 0 | 0 | 0 | 0 | 0 | 0.3
56684_G_13 | PJM_Dom | Virginia | 51 | Chesterfield | 41 | 56684 | 13 | Chesterfield Landfill Gas | 13500 | 2004 | 9999 | Landfill Gas | [5 empty] | Non-Fossil | G | 2025 | LF Gas |  | 0.0030124 | 0.003994 | 0.005449 | 0.012455 | 0 | 0 | 0 | 0 | 0 | 0 | 0 | 0 | 0 | 0 | 0 | 0 | 0.22314 | 0.29585 | 0.40363 | 0.92262 | 0.1736 | 0.23017 | 0.31402 | 0.71779 | 0 | 0 | 0 | 0 | 0.00090371 | 0.0011982 | 0.0016347 | 0.0037366 | 0 | 0 | 0 | 0 | 0 | 0 | 0 | 0 | 0.070408 | 0.0014591 | 0.0019346 | 0.0026394 | 0.0060331 | 0 | 0 | 0 | 0 | 0 | 0.3
56684_G_12 | PJM_Dom | Virginia | 51 | Chesterfield | 41 | 56684 | 12 | Chesterfield Landfill Gas | 13500 | 2004 | 9999 | Landfill Gas | [5 empty] | Non-Fossil | G | 2025 | LF Gas |  | 0.0030124 | 0.003994 | 0.005449 | 0.012455 | 0 | 0 | 0 | 0 | 0 | 0 | 0 | 0 | 0 | 0 | 0 | 0 | 0.22314 | 0.29585 | 0.40363 | 0.92262 | 0.1736 | 0.23017 | 0.31402 | 0.71779 | 0 | 0 | 0 | 0 | 0.00090371 | 0.0011982 | 0.0016347 | 0.0037366 | 0 | 0 | 0 | 0 | 0 | 0 | 0 | 0 | 0.070408 | 0.0014591 | 0.0019346 | 0.0026394 | 0.0060331 | 0 | 0 | 0 | 0 | 0 | 0.3
56684_G_11 | PJM_Dom | Virginia | 51 | Chesterfield | 41 | 56684 | 11 | Chesterfield Landfill Gas | 13500 | 2004 | 9999 | Landfill Gas | [5 empty] | Non-Fossil | G | 2025 | LF Gas |  | 0.0030124 | 0.003994 | 0.005449 | 0.012455 | 0 | 0 | 0 | 0 | 0 | 0 | 0 | 0 | 0 | 0 | 0 | 0 | 0.22314 | 0.29585 | 0.40363 | 0.92262 | 0.1736 | 0.23017 | 0.31402 | 0.71779 | 0 | 0 | 0 | 0 | 0.00090371 | 0.0011982 | 0.0016347 | 0.0037366 | 0 | 0 | 0 | 0 | 0 | 0 | 0 | 0 | 0.070408 | 0.0014591 | 0.0019346 | 0.0026394 | 0.0060331 | 0 | 0 | 0 | 0 | 0 | 0.3
56684_G_10 | PJM_Dom | Virginia | 51 | Chesterfield | 41 | 56684 | 10 | Chesterfield Landfill Gas | 13500 | 2004 | 9999 | Landfill Gas | [5 empty] | Non-Fossil | G | 2025 | LF Gas |  | 0.0030124 | 0.003994 | 0.005449 | 0.012455 | 0 | 0 | 0 | 0 | 0 | 0 | 0 | 0 | 0 | 0 | 0 | 0 | 0.22314 | 0.29585 | 0.40363 | 0.92262 | 0.1736 | 0.23017 | 0.31402 | 0.71779 | 0 | 0 | 0 | 0 | 0.00090371 | 0.0011982 | 0.0016347 | 0.0037366 | 0 | 0 | 0 | 0 | 0 | 0 | 0 | 0 | 0.070408 | 0.0014591 | 0.0019346 | 0.0026394 | 0.0060331 | 0 | 0 | 0 | 0 | 0 | 0.3
56684_G_1 | PJM_Dom | Virginia | 51 | Chesterfield | 41 | 56684 | 1 | Chesterfield Landfill Gas | 13500 | 2004 | 9999 | Landfill Gas | [5 empty] | Non-Fossil | G | 2025 | LF Gas |  | 0.0030124 | 0.003994 | 0.005449 | 0.012455 | 0 | 0 | 0 | 0 | 0 | 0 | 0 | 0 | 0 | 0 | 0 | 0 | 0.22314 | 0.29585 | 0.40363 | 0.92262 | 0.1736 | 0.23017 | 0.31402 | 0.71779 | 0 | 0 | 0 | 0 | 0.00090371 | 0.0011982 | 0.0016347 | 0.0037366 | 0 | 0 | 0 | 0 | 0 | 0 | 0 | 0 | 0.070408 | 0.0014591 | 0.0019346 | 0.0026394 | 0.0060331 | 0 | 0 | 0 | 0 | 0 | 0.3
56683_G_9 | PJM_Dom | Virginia | 51 | Charles City | 36 | 56683 | 9 | Charles City | 13500 | 2003 | 9999 | Landfill Gas | [5 empty] | Non-Fossil | G | 2025 | LF Gas |  | 0.0030124 | 0.003994 | 0.005449 | 0.012455 | 0 | 0 | 0 | 0 | 0 | 0 | 0 | 0 | 0 | 0 | 0 | 0 | 0.22314 | 0.29585 | 0.40363 | 0.92262 | 0.1736 | 0.23017 | 0.31402 | 0.71779 | 0 | 0 | 0 | 0 | 0.00090371 | 0.0011982 | 0.0016347 | 0.0037366 | 0 | 0 | 0 | 0 | 0 | 0 | 0 | 0 | 0.070408 | 0.0014591 | 0.0019346 | 0.0026394 | 0.0060331 | 0 | 0 | 0 | 0 | 0 | 0.3
56683_G_8 | PJM_Dom | Virginia | 51 | Charles City | 36 | 56683 | 8 | Charles City | 13500 | 2003 | 9999 | Landfill Gas | [5 empty] | Non-Fossil | G | 2025 | LF Gas |  | 0.0030124 | 0.003994 | 0.005449 | 0.012455 | 0 | 0 | 0 | 0 | 0 | 0 | 0 | 0 | 0 | 0 | 0 | 0 | 0.22314 | 0.29585 | 0.40363 | 0.92262 | 0.1736 | 0.23017 | 0.31402 | 0.71779 | 0 | 0 | 0 | 0 | 0.00090371 | 0.0011982 | 0.0016347 | 0.0037366 | 0 | 0 | 0 | 0 | 0 | 0 | 0 | 0 | 0.070408 | 0.0014591 | 0.0019346 | 0.0026394 | 0.0060331 | 0 | 0 | 0 | 0 | 0 | 0.3
56683_G_7 | PJM_Dom | Virginia | 51 | Charles City | 36 | 56683 | 7 | Charles City | 13500 | 2003 | 9999 | Landfill Gas | [5 empty] | Non-Fossil | G | 2025 | LF Gas |  | 0.0030124 | 0.003994 | 0.005449 | 0.012455 | 0 | 0 | 0 | 0 | 0 | 0 | 0 | 0 | 0 | 0 | 0 | 0 | 0.22314 | 0.29585 | 0.40363 | 0.92262 | 0.1736 | 0.23017 | 0.31402 | 0.71779 | 0 | 0 | 0 | 0 | 0.00090371 | 0.0011982 | 0.0016347 | 0.0037366 | 0 | 0 | 0 | 0 | 0 | 0 | 0 | 0 | 0.070408 | 0.0014591 | 0.0019346 | 0.0026394 | 0.0060331 | 0 | 0 | 0 | 0 | 0 | 0.3
56683_G_6 | PJM_Dom | Virginia | 51 | Charles City | 36 | 56683 | 6 | Charles City | 13500 | 2003 | 9999 | Landfill Gas | [5 empty] | Non-Fossil | G | 2025 | LF Gas |  | 0.0030124 | 0.003994 | 0.005449 | 0.012455 | 0 | 0 | 0 | 0 | 0 | 0 | 0 | 0 | 0 | 0 | 0 | 0 | 0.22314 | 0.29585 | 0.40363 | 0.92262 | 0.1736 | 0.23017 | 0.31402 | 0.71779 | 0 | 0 | 0 | 0 | 0.00090371 | 0.0011982 | 0.0016347 | 0.0037366 | 0 | 0 | 0 | 0 | 0 | 0 | 0 | 0 | 0.070408 | 0.0014591 | 0.0019346 | 0.0026394 | 0.0060331 | 0 | 0 | 0 | 0 | 0 | 0.3
56683_G_5 | PJM_Dom | Virginia | 51 | Charles City | 36 | 56683 | 5 | Charles City | 13500 | 2003 | 9999 | Landfill Gas | [5 empty] | Non-Fossil | G | 2025 | LF Gas |  | 0.0030124 | 0.003994 | 0.005449 | 0.012455 | 0 | 0 | 0 | 0 | 0 | 0 | 0 | 0 | 0 | 0 | 0 | 0 | 0.22314 | 0.29585 | 0.40363 | 0.92262 | 0.1736 | 0.23017 | 0.31402 | 0.71779 | 0 | 0 | 0 | 0 | 0.00090371 | 0.0011982 | 0.0016347 | 0.0037366 | 0 | 0 | 0 | 0 | 0 | 0 | 0 | 0 | 0.070408 | 0.0014591 | 0.0019346 | 0.0026394 | 0.0060331 | 0 | 0 | 0 | 0 | 0 | 0.3
56683_G_48 | PJM_Dom | Virginia | 51 | Charles City | 36 | 56683 | 48 | Charles City | 13500 | 2003 | 9999 | Landfill Gas | [5 empty] | Non-Fossil | G | 2025 | LF Gas |  | 0.0030124 | 0.003994 | 0.005449 | 0.012455 | 0 | 0 | 0 | 0 | 0 | 0 | 0 | 0 | 0 | 0 | 0 | 0 | 0.22314 | 0.29585 | 0.40363 | 0.92262 | 0.1736 | 0.23017 | 0.31402 | 0.71779 | 0 | 0 | 0 | 0 | 0.00090371 | 0.0011982 | 0.0016347 | 0.0037366 | 0 | 0 | 0 | 0 | 0 | 0 | 0 | 0 | 0.070408 | 0.0014591 | 0.0019346 | 0.0026394 | 0.0060331 | 0 | 0 | 0 | 0 | 0 | 0.3
56683_G_47 | PJM_Dom | Virginia | 51 | Charles City | 36 | 56683 | 47 | Charles City | 13500 | 2003 | 9999 | Landfill Gas | [5 empty] | Non-Fossil | G | 2025 | LF Gas |  | 0.0030124 | 0.003994 | 0.005449 | 0.012455 | 0 | 0 | 0 | 0 | 0 | 0 | 0 | 0 | 0 | 0 | 0 | 0 | 0.22314 | 0.29585 | 0.40363 | 0.92262 | 0.1736 | 0.23017 | 0.31402 | 0.71779 | 0 | 0 | 0 | 0 | 0.00090371 | 0.0011982 | 0.0016347 | 0.0037366 | 0 | 0 | 0 | 0 | 0 | 0 | 0 | 0 | 0.070408 | 0.0014591 | 0.0019346 | 0.0026394 | 0.0060331 | 0 | 0 | 0 | 0 | 0 | 0.3
56683_G_46 | PJM_Dom | Virginia | 51 | Charles City | 36 | 56683 | 46 | Charles City | 13500 | 2003 | 9999 | Landfill Gas | [5 empty] | Non-Fossil | G | 2025 | LF Gas |  | 0.0030124 | 0.003994 | 0.005449 | 0.012455 | 0 | 0 | 0 | 0 | 0 | 0 | 0 | 0 | 0 | 0 | 0 | 0 | 0.22314 | 0.29585 | 0.40363 | 0.92262 | 0.1736 | 0.23017 | 0.31402 | 0.71779 | 0 | 0 | 0 | 0 | 0.00090371 | 0.0011982 | 0.0016347 | 0.0037366 | 0 | 0 | 0 | 0 | 0 | 0 | 0 | 0 | 0.070408 | 0.0014591 | 0.0019346 | 0.0026394 | 0.0060331 | 0 | 0 | 0 | 0 | 0 | 0.3
56683_G_45 | PJM_Dom | Virginia | 51 | Charles City | 36 | 56683 | 45 | Charles City | 13500 | 2003 | 9999 | Landfill Gas | [5 empty] | Non-Fossil | G | 2025 | LF Gas |  | 0.0030124 | 0.003994 | 0.005449 | 0.012455 | 0 | 0 | 0 | 0 | 0 | 0 | 0 | 0 | 0 | 0 | 0 | 0 | 0.22314 | 0.29585 | 0.40363 | 0.92262 | 0.1736 | 0.23017 | 0.31402 | 0.71779 | 0 | 0 | 0 | 0 | 0.00090371 | 0.0011982 | 0.0016347 | 0.0037366 | 0 | 0 | 0 | 0 | 0 | 0 | 0 | 0 | 0.070408 | 0.0014591 | 0.0019346 | 0.0026394 | 0.0060331 | 0 | 0 | 0 | 0 | 0 | 0.3
56683_G_44 | PJM_Dom | Virginia | 51 | Charles City | 36 | 56683 | 44 | Charles City | 13500 | 2003 | 9999 | Landfill Gas | [5 empty] | Non-Fossil | G | 2025 | LF Gas |  | 0.0030124 | 0.003994 | 0.005449 | 0.012455 | 0 | 0 | 0 | 0 | 0 | 0 | 0 | 0 | 0 | 0 | 0 | 0 | 0.22314 | 0.29585 | 0.40363 | 0.92262 | 0.1736 | 0.23017 | 0.31402 | 0.71779 | 0 | 0 | 0 | 0 | 0.00090371 | 0.0011982 | 0.0016347 | 0.0037366 | 0 | 0 | 0 | 0 | 0 | 0 | 0 | 0 | 0.070408 | 0.0014591 | 0.0019346 | 0.0026394 | 0.0060331 | 0 | 0 | 0 | 0 | 0 | 0.3
56683_G_43 | PJM_Dom | Virginia | 51 | Charles City | 36 | 56683 | 43 | Charles City | 13500 | 2003 | 9999 | Landfill Gas | [5 empty] | Non-Fossil | G | 2025 | LF Gas |  | 0.0030124 | 0.003994 | 0.005449 | 0.012455 | 0 | 0 | 0 | 0 | 0 | 0 | 0 | 0 | 0 | 0 | 0 | 0 | 0.22314 | 0.29585 | 0.40363 | 0.92262 | 0.1736 | 0.23017 | 0.31402 | 0.71779 | 0 | 0 | 0 | 0 | 0.00090371 | 0.0011982 | 0.0016347 | 0.0037366 | 0 | 0 | 0 | 0 | 0 | 0 | 0 | 0 | 0.070408 | 0.0014591 | 0.0019346 | 0.0026394 | 0.0060331 | 0 | 0 | 0 | 0 | 0 | 0.3
56683_G_42 | PJM_Dom | Virginia | 51 | Charles City | 36 | 56683 | 42 | Charles City | 13500 | 2003 | 9999 | Landfill Gas | [5 empty] | Non-Fossil | G | 2025 | LF Gas |  | 0.0030124 | 0.003994 | 0.005449 | 0.012455 | 0 | 0 | 0 | 0 | 0 | 0 | 0 | 0 | 0 | 0 | 0 | 0 | 0.22314 | 0.29585 | 0.40363 | 0.92262 | 0.1736 | 0.23017 | 0.31402 | 0.71779 | 0 | 0 | 0 | 0 | 0.00090371 | 0.0011982 | 0.0016347 | 0.0037366 | 0 | 0 | 0 | 0 | 0 | 0 | 0 | 0 | 0.070408 | 0.0014591 | 0.0019346 | 0.0026394 | 0.0060331 | 0 | 0 | 0 | 0 | 0 | 0.3
56683_G_41 | PJM_Dom | Virginia | 51 | Charles City | 36 | 56683 | 41 | Charles City | 13500 | 2003 | 9999 | Landfill Gas | [5 empty] | Non-Fossil | G | 2025 | LF Gas |  | 0.0030124 | 0.003994 | 0.005449 | 0.012455 | 0 | 0 | 0 | 0 | 0 | 0 | 0 | 0 | 0 | 0 | 0 | 0 | 0.22314 | 0.29585 | 0.40363 | 0.92262 | 0.1736 | 0.23017 | 0.31402 | 0.71779 | 0 | 0 | 0 | 0 | 0.00090371 | 0.0011982 | 0.0016347 | 0.0037366 | 0 | 0 | 0 | 0 | 0 | 0 | 0 | 0 | 0.070408 | 0.0014591 | 0.0019346 | 0.0026394 | 0.0060331 | 0 | 0 | 0 | 0 | 0 | 0.3
56683_G_40 | PJM_Dom | Virginia | 51 | Charles City | 36 | 56683 | 40 | Charles City | 13500 | 2003 | 9999 | Landfill Gas | [5 empty] | Non-Fossil | G | 2025 | LF Gas |  | 0.0030124 | 0.003994 | 0.005449 | 0.012455 | 0 | 0 | 0 | 0 | 0 | 0 | 0 | 0 | 0 | 0 | 0 | 0 | 0.22314 | 0.29585 | 0.40363 | 0.92262 | 0.1736 | 0.23017 | 0.31402 | 0.71779 | 0 | 0 | 0 | 0 | 0.00090371 | 0.0011982 | 0.0016347 | 0.0037366 | 0 | 0 | 0 | 0 | 0 | 0 | 0 | 0 | 0.070408 | 0.0014591 | 0.0019346 | 0.0026394 | 0.0060331 | 0 | 0 | 0 | 0 | 0 | 0.3
56683_G_4 | PJM_Dom | Virginia | 51 | Charles City | 36 | 56683 | 4 | Charles City | 13500 | 2003 | 9999 | Landfill Gas | [5 empty] | Non-Fossil | G | 2025 | LF Gas |  | 0.0030124 | 0.003994 | 0.005449 | 0.012455 | 0 | 0 | 0 | 0 | 0 | 0 | 0 | 0 | 0 | 0 | 0 | 0 | 0.22314 | 0.29585 | 0.40363 | 0.92262 | 0.1736 | 0.23017 | 0.31402 | 0.71779 | 0 | 0 | 0 | 0 | 0.00090371 | 0.0011982 | 0.0016347 | 0.0037366 | 0 | 0 | 0 | 0 | 0 | 0 | 0 | 0 | 0.070408 | 0.0014591 | 0.0019346 | 0.0026394 | 0.0060331 | 0 | 0 | 0 | 0 | 0 | 0.3
56683_G_39 | PJM_Dom | Virginia | 51 | Charles City | 36 | 56683 | 39 | Charles City | 13500 | 2003 | 9999 | Landfill Gas | [5 empty] | Non-Fossil | G | 2025 | LF Gas |  | 0.0030124 | 0.003994 | 0.005449 | 0.012455 | 0 | 0 | 0 | 0 | 0 | 0 | 0 | 0 | 0 | 0 | 0 | 0 | 0.22314 | 0.29585 | 0.40363 | 0.92262 | 0.1736 | 0.23017 | 0.31402 | 0.71779 | 0 | 0 | 0 | 0 | 0.00090371 | 0.0011982 | 0.0016347 | 0.0037366 | 0 | 0 | 0 | 0 | 0 | 0 | 0 | 0 | 0.070408 | 0.0014591 | 0.0019346 | 0.0026394 | 0.0060331 | 0 | 0 | 0 | 0 | 0 | 0.3
56683_G_38 | PJM_Dom | Virginia | 51 | Charles City | 36 | 56683 | 38 | Charles City | 13500 | 2003 | 9999 | Landfill Gas | [5 empty] | Non-Fossil | G | 2025 | LF Gas |  | 0.0030124 | 0.003994 | 0.005449 | 0.012455 | 0 | 0 | 0 | 0 | 0 | 0 | 0 | 0 | 0 | 0 | 0 | 0 | 0.22314 | 0.29585 | 0.40363 | 0.92262 | 0.1736 | 0.23017 | 0.31402 | 0.71779 | 0 | 0 | 0 | 0 | 0.00090371 | 0.0011982 | 0.0016347 | 0.0037366 | 0 | 0 | 0 | 0 | 0 | 0 | 0 | 0 | 0.070408 | 0.0014591 | 0.0019346 | 0.0026394 | 0.0060331 | 0 | 0 | 0 | 0 | 0 | 0.3
56683_G_37 | PJM_Dom | Virginia | 51 | Charles City | 36 | 56683 | 37 | Charles City | 13500 | 2003 | 9999 | Landfill Gas | [5 empty] | Non-Fossil | G | 2025 | LF Gas |  | 0.0030124 | 0.003994 | 0.005449 | 0.012455 | 0 | 0 | 0 | 0 | 0 | 0 | 0 | 0 | 0 | 0 | 0 | 0 | 0.22314 | 0.29585 | 0.40363 | 0.92262 | 0.1736 | 0.23017 | 0.31402 | 0.71779 | 0 | 0 | 0 | 0 | 0.00090371 | 0.0011982 | 0.0016347 | 0.0037366 | 0 | 0 | 0 | 0 | 0 | 0 | 0 | 0 | 0.070408 | 0.0014591 | 0.0019346 | 0.0026394 | 0.0060331 | 0 | 0 | 0 | 0 | 0 | 0.3
56683_G_36 | PJM_Dom | Virginia | 51 | Charles City | 36 | 56683 | 36 | Charles City | 13500 | 2003 | 9999 | Landfill Gas | [5 empty] | Non-Fossil | G | 2025 | LF Gas |  | 0.0030124 | 0.003994 | 0.005449 | 0.012455 | 0 | 0 | 0 | 0 | 0 | 0 | 0 | 0 | 0 | 0 | 0 | 0 | 0.22314 | 0.29585 | 0.40363 | 0.92262 | 0.1736 | 0.23017 | 0.31402 | 0.71779 | 0 | 0 | 0 | 0 | 0.00090371 | 0.0011982 | 0.0016347 | 0.0037366 | 0 | 0 | 0 | 0 | 0 | 0 | 0 | 0 | 0.070408 | 0.0014591 | 0.0019346 | 0.0026394 | 0.0060331 | 0 | 0 | 0 | 0 | 0 | 0.3
56683_G_35 | PJM_Dom | Virginia | 51 | Charles City | 36 | 56683 | 35 | Charles City | 13500 | 2003 | 9999 | Landfill Gas | [5 empty] | Non-Fossil | G | 2025 | LF Gas |  | 0.0030124 | 0.003994 | 0.005449 | 0.012455 | 0 | 0 | 0 | 0 | 0 | 0 | 0 | 0 | 0 | 0 | 0 | 0 | 0.22314 | 0.29585 | 0.40363 | 0.92262 | 0.1736 | 0.23017 | 0.31402 | 0.71779 | 0 | 0 | 0 | 0 | 0.00090371 | 0.0011982 | 0.0016347 | 0.0037366 | 0 | 0 | 0 | 0 | 0 | 0 | 0 | 0 | 0.070408 | 0.0014591 | 0.0019346 | 0.0026394 | 0.0060331 | 0 | 0 | 0 | 0 | 0 | 0.3
56683_G_34 | PJM_Dom | Virginia | 51 | Charles City | 36 | 56683 | 34 | Charles City | 13500 | 2003 | 9999 | Landfill Gas | [5 empty] | Non-Fossil | G | 2025 | LF Gas |  | 0.0030124 | 0.003994 | 0.005449 | 0.012455 | 0 | 0 | 0 | 0 | 0 | 0 | 0 | 0 | 0 | 0 | 0 | 0 | 0.22314 | 0.29585 | 0.40363 | 0.92262 | 0.1736 | 0.23017 | 0.31402 | 0.71779 | 0 | 0 | 0 | 0 | 0.00090371 | 0.0011982 | 0.0016347 | 0.0037366 | 0 | 0 | 0 | 0 | 0 | 0 | 0 | 0 | 0.070408 | 0.0014591 | 0.0019346 | 0.0026394 | 0.0060331 | 0 | 0 | 0 | 0 | 0 | 0.3
56683_G_33 | PJM_Dom | Virginia | 51 | Charles City | 36 | 56683 | 33 | Charles City | 13500 | 2003 | 9999 | Landfill Gas | [5 empty] | Non-Fossil | G | 2025 | LF Gas |  | 0.0030124 | 0.003994 | 0.005449 | 0.012455 | 0 | 0 | 0 | 0 | 0 | 0 | 0 | 0 | 0 | 0 | 0 | 0 | 0.22314 | 0.29585 | 0.40363 | 0.92262 | 0.1736 | 0.23017 | 0.31402 | 0.71779 | 0 | 0 | 0 | 0 | 0.00090371 | 0.0011982 | 0.0016347 | 0.0037366 | 0 | 0 | 0 | 0 | 0 | 0 | 0 | 0 | 0.070408 | 0.0014591 | 0.0019346 | 0.0026394 | 0.0060331 | 0 | 0 | 0 | 0 | 0 | 0.3
56683_G_32 | PJM_Dom | Virginia | 51 | Charles City | 36 | 56683 | 32 | Charles City | 13500 | 2003 | 9999 | Landfill Gas | [5 empty] | Non-Fossil | G | 2025 | LF Gas |  | 0.0030124 | 0.003994 | 0.005449 | 0.012455 | 0 | 0 | 0 | 0 | 0 | 0 | 0 | 0 | 0 | 0 | 0 | 0 | 0.22314 | 0.29585 | 0.40363 | 0.92262 | 0.1736 | 0.23017 | 0.31402 | 0.71779 | 0 | 0 | 0 | 0 | 0.00090371 | 0.0011982 | 0.0016347 | 0.0037366 | 0 | 0 | 0 | 0 | 0 | 0 | 0 | 0 | 0.070408 | 0.0014591 | 0.0019346 | 0.0026394 | 0.0060331 | 0 | 0 | 0 | 0 | 0 | 0.3
56683_G_31 | PJM_Dom | Virginia | 51 | Charles City | 36 | 56683 | 31 | Charles City | 13500 | 2003 | 9999 | Landfill Gas | [5 empty] | Non-Fossil | G | 2025 | LF Gas |  | 0.0030124 | 0.003994 | 0.005449 | 0.012455 | 0 | 0 | 0 | 0 | 0 | 0 | 0 | 0 | 0 | 0 | 0 | 0 | 0.22314 | 0.29585 | 0.40363 | 0.92262 | 0.1736 | 0.23017 | 0.31402 | 0.71779 | 0 | 0 | 0 | 0 | 0.00090371 | 0.0011982 | 0.0016347 | 0.0037366 | 0 | 0 | 0 | 0 | 0 | 0 | 0 | 0 | 0.070408 | 0.0014591 | 0.0019346 | 0.0026394 | 0.0060331 | 0 | 0 | 0 | 0 | 0 | 0.3
56683_G_30 | PJM_Dom | Virginia | 51 | Charles City | 36 | 56683 | 30 | Charles City | 13500 | 2003 | 9999 | Landfill Gas | [5 empty] | Non-Fossil | G | 2025 | LF Gas |  | 0.0030124 | 0.003994 | 0.005449 | 0.012455 | 0 | 0 | 0 | 0 | 0 | 0 | 0 | 0 | 0 | 0 | 0 | 0 | 0.22314 | 0.29585 | 0.40363 | 0.92262 | 0.1736 | 0.23017 | 0.31402 | 0.71779 | 0 | 0 | 0 | 0 | 0.00090371 | 0.0011982 | 0.0016347 | 0.0037366 | 0 | 0 | 0 | 0 | 0 | 0 | 0 | 0 | 0.070408 | 0.0014591 | 0.0019346 | 0.0026394 | 0.0060331 | 0 | 0 | 0 | 0 | 0 | 0.3
56683_G_3 | PJM_Dom | Virginia | 51 | Charles City | 36 | 56683 | 3 | Charles City | 13500 | 2003 | 9999 | Landfill Gas | [5 empty] | Non-Fossil | G | 2025 | LF Gas |  | 0.0030124 | 0.003994 | 0.005449 | 0.012455 | 0 | 0 | 0 | 0 | 0 | 0 | 0 | 0 | 0 | 0 | 0 | 0 | 0.22314 | 0.29585 | 0.40363 | 0.92262 | 0.1736 | 0.23017 | 0.31402 | 0.71779 | 0 | 0 | 0 | 0 | 0.00090371 | 0.0011982 | 0.0016347 | 0.0037366 | 0 | 0 | 0 | 0 | 0 | 0 | 0 | 0 | 0.070408 | 0.0014591 | 0.0019346 | 0.0026394 | 0.0060331 | 0 | 0 | 0 | 0 | 0 | 0.3
56683_G_29 | PJM_Dom | Virginia | 51 | Charles City | 36 | 56683 | 29 | Charles City | 13500 | 2003 | 9999 | Landfill Gas | [5 empty] | Non-Fossil | G | 2025 | LF Gas |  | 0.0030124 | 0.003994 | 0.005449 | 0.012455 | 0 | 0 | 0 | 0 | 0 | 0 | 0 | 0 | 0 | 0 | 0 | 0 | 0.22314 | 0.29585 | 0.40363 | 0.92262 | 0.1736 | 0.23017 | 0.31402 | 0.71779 | 0 | 0 | 0 | 0 | 0.00090371 | 0.0011982 | 0.0016347 | 0.0037366 | 0 | 0 | 0 | 0 | 0 | 0 | 0 | 0 | 0.070408 | 0.0014591 | 0.0019346 | 0.0026394 | 0.0060331 | 0 | 0 | 0 | 0 | 0 | 0.3
56683_G_28 | PJM_Dom | Virginia | 51 | Charles City | 36 | 56683 | 28 | Charles City | 13500 | 2003 | 9999 | Landfill Gas | [5 empty] | Non-Fossil | G | 2025 | LF Gas |  | 0.0030124 | 0.003994 | 0.005449 | 0.012455 | 0 | 0 | 0 | 0 | 0 | 0 | 0 | 0 | 0 | 0 | 0 | 0 | 0.22314 | 0.29585 | 0.40363 | 0.92262 | 0.1736 | 0.23017 | 0.31402 | 0.71779 | 0 | 0 | 0 | 0 | 0.00090371 | 0.0011982 | 0.0016347 | 0.0037366 | 0 | 0 | 0 | 0 | 0 | 0 | 0 | 0 | 0.070408 | 0.0014591 | 0.0019346 | 0.0026394 | 0.0060331 | 0 | 0 | 0 | 0 | 0 | 0.3
56683_G_27 | PJM_Dom | Virginia | 51 | Charles City | 36 | 56683 | 27 | Charles City | 13500 | 2003 | 9999 | Landfill Gas | [5 empty] | Non-Fossil | G | 2025 | LF Gas |  | 0.0030124 | 0.003994 | 0.005449 | 0.012455 | 0 | 0 | 0 | 0 | 0 | 0 | 0 | 0 | 0 | 0 | 0 | 0 | 0.22314 | 0.29585 | 0.40363 | 0.92262 | 0.1736 | 0.23017 | 0.31402 | 0.71779 | 0 | 0 | 0 | 0 | 0.00090371 | 0.0011982 | 0.0016347 | 0.0037366 | 0 | 0 | 0 | 0 | 0 | 0 | 0 | 0 | 0.070408 | 0.0014591 | 0.0019346 | 0.0026394 | 0.0060331 | 0 | 0 | 0 | 0 | 0 | 0.3
56683_G_26 | PJM_Dom | Virginia | 51 | Charles City | 36 | 56683 | 26 | Charles City | 13500 | 2003 | 9999 | Landfill Gas | [5 empty] | Non-Fossil | G | 2025 | LF Gas |  | 0.0030124 | 0.003994 | 0.005449 | 0.012455 | 0 | 0 | 0 | 0 | 0 | 0 | 0 | 0 | 0 | 0 | 0 | 0 | 0.22314 | 0.29585 | 0.40363 | 0.92262 | 0.1736 | 0.23017 | 0.31402 | 0.71779 | 0 | 0 | 0 | 0 | 0.00090371 | 0.0011982 | 0.0016347 | 0.0037366 | 0 | 0 | 0 | 0 | 0 | 0 | 0 | 0 | 0.070408 | 0.0014591 | 0.0019346 | 0.0026394 | 0.0060331 | 0 | 0 | 0 | 0 | 0 | 0.3
56683_G_25 | PJM_Dom | Virginia | 51 | Charles City | 36 | 56683 | 25 | Charles City | 13500 | 2003 | 9999 | Landfill Gas | [5 empty] | Non-Fossil | G | 2025 | LF Gas |  | 0.0030124 | 0.003994 | 0.005449 | 0.012455 | 0 | 0 | 0 | 0 | 0 | 0 | 0 | 0 | 0 | 0 | 0 | 0 | 0.22314 | 0.29585 | 0.40363 | 0.92262 | 0.1736 | 0.23017 | 0.31402 | 0.71779 | 0 | 0 | 0 | 0 | 0.00090371 | 0.0011982 | 0.0016347 | 0.0037366 | 0 | 0 | 0 | 0 | 0 | 0 | 0 | 0 | 0.070408 | 0.0014591 | 0.0019346 | 0.0026394 | 0.0060331 | 0 | 0 | 0 | 0 | 0 | 0.3
56683_G_24 | PJM_Dom | Virginia | 51 | Charles City | 36 | 56683 | 24 | Charles City | 13500 | 2003 | 9999 | Landfill Gas | [5 empty] | Non-Fossil | G | 2025 | LF Gas |  | 0.0030124 | 0.003994 | 0.005449 | 0.012455 | 0 | 0 | 0 | 0 | 0 | 0 | 0 | 0 | 0 | 0 | 0 | 0 | 0.22314 | 0.29585 | 0.40363 | 0.92262 | 0.1736 | 0.23017 | 0.31402 | 0.71779 | 0 | 0 | 0 | 0 | 0.00090371 | 0.0011982 | 0.0016347 | 0.0037366 | 0 | 0 | 0 | 0 | 0 | 0 | 0 | 0 | 0.070408 | 0.0014591 | 0.0019346 | 0.0026394 | 0.0060331 | 0 | 0 | 0 | 0 | 0 | 0.3
56683_G_23 | PJM_Dom | Virginia | 51 | Charles City | 36 | 56683 | 23 | Charles City | 13500 | 2003 | 9999 | Landfill Gas | [5 empty] | Non-Fossil | G | 2025 | LF Gas |  | 0.0030124 | 0.003994 | 0.005449 | 0.012455 | 0 | 0 | 0 | 0 | 0 | 0 | 0 | 0 | 0 | 0 | 0 | 0 | 0.22314 | 0.29585 | 0.40363 | 0.92262 | 0.1736 | 0.23017 | 0.31402 | 0.71779 | 0 | 0 | 0 | 0 | 0.00090371 | 0.0011982 | 0.0016347 | 0.0037366 | 0 | 0 | 0 | 0 | 0 | 0 | 0 | 0 | 0.070408 | 0.0014591 | 0.0019346 | 0.0026394 | 0.0060331 | 0 | 0 | 0 | 0 | 0 | 0.3
56683_G_22 | PJM_Dom | Virginia | 51 | Charles City | 36 | 56683 | 22 | Charles City | 13500 | 2003 | 9999 | Landfill Gas | [5 empty] | Non-Fossil | G | 2025 | LF Gas |  | 0.0030124 | 0.003994 | 0.005449 | 0.012455 | 0 | 0 | 0 | 0 | 0 | 0 | 0 | 0 | 0 | 0 | 0 | 0 | 0.22314 | 0.29585 | 0.40363 | 0.92262 | 0.1736 | 0.23017 | 0.31402 | 0.71779 | 0 | 0 | 0 | 0 | 0.00090371 | 0.0011982 | 0.0016347 | 0.0037366 | 0 | 0 | 0 | 0 | 0 | 0 | 0 | 0 | 0.070408 | 0.0014591 | 0.0019346 | 0.0026394 | 0.0060331 | 0 | 0 | 0 | 0 | 0 | 0.3
56683_G_21 | PJM_Dom | Virginia | 51 | Charles City | 36 | 56683 | 21 | Charles City | 13500 | 2003 | 9999 | Landfill Gas | [5 empty] | Non-Fossil | G | 2025 | LF Gas |  | 0.0030124 | 0.003994 | 0.005449 | 0.012455 | 0 | 0 | 0 | 0 | 0 | 0 | 0 | 0 | 0 | 0 | 0 | 0 | 0.22314 | 0.29585 | 0.40363 | 0.92262 | 0.1736 | 0.23017 | 0.31402 | 0.71779 | 0 | 0 | 0 | 0 | 0.00090371 | 0.0011982 | 0.0016347 | 0.0037366 | 0 | 0 | 0 | 0 | 0 | 0 | 0 | 0 | 0.070408 | 0.0014591 | 0.0019346 | 0.0026394 | 0.0060331 | 0 | 0 | 0 | 0 | 0 | 0.3
56683_G_20 | PJM_Dom | Virginia | 51 | Charles City | 36 | 56683 | 20 | Charles City | 13500 | 2003 | 9999 | Landfill Gas | [5 empty] | Non-Fossil | G | 2025 | LF Gas |  | 0.0030124 | 0.003994 | 0.005449 | 0.012455 | 0 | 0 | 0 | 0 | 0 | 0 | 0 | 0 | 0 | 0 | 0 | 0 | 0.22314 | 0.29585 | 0.40363 | 0.92262 | 0.1736 | 0.23017 | 0.31402 | 0.71779 | 0 | 0 | 0 | 0 | 0.00090371 | 0.0011982 | 0.0016347 | 0.0037366 | 0 | 0 | 0 | 0 | 0 | 0 | 0 | 0 | 0.070408 | 0.0014591 | 0.0019346 | 0.0026394 | 0.0060331 | 0 | 0 | 0 | 0 | 0 | 0.3
56683_G_2 | PJM_Dom | Virginia | 51 | Charles City | 36 | 56683 | 2 | Charles City | 13500 | 2003 | 9999 | Landfill Gas | [5 empty] | Non-Fossil | G | 2025 | LF Gas |  | 0.0030124 | 0.003994 | 0.005449 | 0.012455 | 0 | 0 | 0 | 0 | 0 | 0 | 0 | 0 | 0 | 0 | 0 | 0 | 0.22314 | 0.29585 | 0.40363 | 0.92262 | 0.1736 | 0.23017 | 0.31402 | 0.71779 | 0 | 0 | 0 | 0 | 0.00090371 | 0.0011982 | 0.0016347 | 0.0037366 | 0 | 0 | 0 | 0 | 0 | 0 | 0 | 0 | 0.070408 | 0.0014591 | 0.0019346 | 0.0026394 | 0.0060331 | 0 | 0 | 0 | 0 | 0 | 0.3
56683_G_19 | PJM_Dom | Virginia | 51 | Charles City | 36 | 56683 | 19 | Charles City | 13500 | 2003 | 9999 | Landfill Gas | [5 empty] | Non-Fossil | G | 2025 | LF Gas |  | 0.0030124 | 0.003994 | 0.005449 | 0.012455 | 0 | 0 | 0 | 0 | 0 | 0 | 0 | 0 | 0 | 0 | 0 | 0 | 0.22314 | 0.29585 | 0.40363 | 0.92262 | 0.1736 | 0.23017 | 0.31402 | 0.71779 | 0 | 0 | 0 | 0 | 0.00090371 | 0.0011982 | 0.0016347 | 0.0037366 | 0 | 0 | 0 | 0 | 0 | 0 | 0 | 0 | 0.070408 | 0.0014591 | 0.0019346 | 0.0026394 | 0.0060331 | 0 | 0 | 0 | 0 | 0 | 0.3
56683_G_18 | PJM_Dom | Virginia | 51 | Charles City | 36 | 56683 | 18 | Charles City | 13500 | 2003 | 9999 | Landfill Gas | [5 empty] | Non-Fossil | G | 2025 | LF Gas |  | 0.0030124 | 0.003994 | 0.005449 | 0.012455 | 0 | 0 | 0 | 0 | 0 | 0 | 0 | 0 | 0 | 0 | 0 | 0 | 0.22314 | 0.29585 | 0.40363 | 0.92262 | 0.1736 | 0.23017 | 0.31402 | 0.71779 | 0 | 0 | 0 | 0 | 0.00090371 | 0.0011982 | 0.0016347 | 0.0037366 | 0 | 0 | 0 | 0 | 0 | 0 | 0 | 0 | 0.070408 | 0.0014591 | 0.0019346 | 0.0026394 | 0.0060331 | 0 | 0 | 0 | 0 | 0 | 0.3
56683_G_17 | PJM_Dom | Virginia | 51 | Charles City | 36 | 56683 | 17 | Charles City | 13500 | 2003 | 9999 | Landfill Gas | [5 empty] | Non-Fossil | G | 2025 | LF Gas |  | 0.0030124 | 0.003994 | 0.005449 | 0.012455 | 0 | 0 | 0 | 0 | 0 | 0 | 0 | 0 | 0 | 0 | 0 | 0 | 0.22314 | 0.29585 | 0.40363 | 0.92262 | 0.1736 | 0.23017 | 0.31402 | 0.71779 | 0 | 0 | 0 | 0 | 0.00090371 | 0.0011982 | 0.0016347 | 0.0037366 | 0 | 0 | 0 | 0 | 0 | 0 | 0 | 0 | 0.070408 | 0.0014591 | 0.0019346 | 0.0026394 | 0.0060331 | 0 | 0 | 0 | 0 | 0 | 0.3
56683_G_16 | PJM_Dom | Virginia | 51 | Charles City | 36 | 56683 | 16 | Charles City | 13500 | 2003 | 9999 | Landfill Gas | [5 empty] | Non-Fossil | G | 2025 | LF Gas |  | 0.0030124 | 0.003994 | 0.005449 | 0.012455 | 0 | 0 | 0 | 0 | 0 | 0 | 0 | 0 | 0 | 0 | 0 | 0 | 0.22314 | 0.29585 | 0.40363 | 0.92262 | 0.1736 | 0.23017 | 0.31402 | 0.71779 | 0 | 0 | 0 | 0 | 0.00090371 | 0.0011982 | 0.0016347 | 0.0037366 | 0 | 0 | 0 | 0 | 0 | 0 | 0 | 0 | 0.070408 | 0.0014591 | 0.0019346 | 0.0026394 | 0.0060331 | 0 | 0 | 0 | 0 | 0 | 0.3
56683_G_15 | PJM_Dom | Virginia | 51 | Charles City | 36 | 56683 | 15 | Charles City | 13500 | 2003 | 9999 | Landfill Gas | [5 empty] | Non-Fossil | G | 2025 | LF Gas |  | 0.0030124 | 0.003994 | 0.005449 | 0.012455 | 0 | 0 | 0 | 0 | 0 | 0 | 0 | 0 | 0 | 0 | 0 | 0 | 0.22314 | 0.29585 | 0.40363 | 0.92262 | 0.1736 | 0.23017 | 0.31402 | 0.71779 | 0 | 0 | 0 | 0 | 0.00090371 | 0.0011982 | 0.0016347 | 0.0037366 | 0 | 0 | 0 | 0 | 0 | 0 | 0 | 0 | 0.070408 | 0.0014591 | 0.0019346 | 0.0026394 | 0.0060331 | 0 | 0 | 0 | 0 | 0 | 0.3
56683_G_14 | PJM_Dom | Virginia | 51 | Charles City | 36 | 56683 | 14 | Charles City | 13500 | 2003 | 9999 | Landfill Gas | [5 empty] | Non-Fossil | G | 2025 | LF Gas |  | 0.0030124 | 0.003994 | 0.005449 | 0.012455 | 0 | 0 | 0 | 0 | 0 | 0 | 0 | 0 | 0 | 0 | 0 | 0 | 0.22314 | 0.29585 | 0.40363 | 0.92262 | 0.1736 | 0.23017 | 0.31402 | 0.71779 | 0 | 0 | 0 | 0 | 0.00090371 | 0.0011982 | 0.0016347 | 0.0037366 | 0 | 0 | 0 | 0 | 0 | 0 | 0 | 0 | 0.070408 | 0.0014591 | 0.0019346 | 0.0026394 | 0.0060331 | 0 | 0 | 0 | 0 | 0 | 0.3
56683_G_13 | PJM_Dom | Virginia | 51 | Charles City | 36 | 56683 | 13 | Charles City | 13500 | 2003 | 9999 | Landfill Gas | [5 empty] | Non-Fossil | G | 2025 | LF Gas |  | 0.0030124 | 0.003994 | 0.005449 | 0.012455 | 0 | 0 | 0 | 0 | 0 | 0 | 0 | 0 | 0 | 0 | 0 | 0 | 0.22314 | 0.29585 | 0.40363 | 0.92262 | 0.1736 | 0.23017 | 0.31402 | 0.71779 | 0 | 0 | 0 | 0 | 0.00090371 | 0.0011982 | 0.0016347 | 0.0037366 | 0 | 0 | 0 | 0 | 0 | 0 | 0 | 0 | 0.070408 | 0.0014591 | 0.0019346 | 0.0026394 | 0.0060331 | 0 | 0 | 0 | 0 | 0 | 0.3
56683_G_12 | PJM_Dom | Virginia | 51 | Charles City | 36 | 56683 | 12 | Charles City | 13500 | 2003 | 9999 | Landfill Gas | [5 empty] | Non-Fossil | G | 2025 | LF Gas |  | 0.0030124 | 0.003994 | 0.005449 | 0.012455 | 0 | 0 | 0 | 0 | 0 | 0 | 0 | 0 | 0 | 0 | 0 | 0 | 0.22314 | 0.29585 | 0.40363 | 0.92262 | 0.1736 | 0.23017 | 0.31402 | 0.71779 | 0 | 0 | 0 | 0 | 0.00090371 | 0.0011982 | 0.0016347 | 0.0037366 | 0 | 0 | 0 | 0 | 0 | 0 | 0 | 0 | 0.070408 | 0.0014591 | 0.0019346 | 0.0026394 | 0.0060331 | 0 | 0 | 0 | 0 | 0 | 0.3
56683_G_11 | PJM_Dom | Virginia | 51 | Charles City | 36 | 56683 | 11 | Charles City | 13500 | 2003 | 9999 | Landfill Gas | [5 empty] | Non-Fossil | G | 2025 | LF Gas |  | 0.0030124 | 0.003994 | 0.005449 | 0.012455 | 0 | 0 | 0 | 0 | 0 | 0 | 0 | 0 | 0 | 0 | 0 | 0 | 0.22314 | 0.29585 | 0.40363 | 0.92262 | 0.1736 | 0.23017 | 0.31402 | 0.71779 | 0 | 0 | 0 | 0 | 0.00090371 | 0.0011982 | 0.0016347 | 0.0037366 | 0 | 0 | 0 | 0 | 0 | 0 | 0 | 0 | 0.070408 | 0.0014591 | 0.0019346 | 0.0026394 | 0.0060331 | 0 | 0 | 0 | 0 | 0 | 0.3
56683_G_10 | PJM_Dom | Virginia | 51 | Charles City | 36 | 56683 | 10 | Charles City | 13500 | 2003 | 9999 | Landfill Gas | [5 empty] | Non-Fossil | G | 2025 | LF Gas |  | 0.0030124 | 0.003994 | 0.005449 | 0.012455 | 0 | 0 | 0 | 0 | 0 | 0 | 0 | 0 | 0 | 0 | 0 | 0 | 0.22314 | 0.29585 | 0.40363 | 0.92262 | 0.1736 | 0.23017 | 0.31402 | 0.71779 | 0 | 0 | 0 | 0 | 0.00090371 | 0.0011982 | 0.0016347 | 0.0037366 | 0 | 0 | 0 | 0 | 0 | 0 | 0 | 0 | 0.070408 | 0.0014591 | 0.0019346 | 0.0026394 | 0.0060331 | 0 | 0 | 0 | 0 | 0 | 0.3
56683_G_1 | PJM_Dom | Virginia | 51 | Charles City | 36 | 56683 | 1 | Charles City | 13500 | 2003 | 9999 | Landfill Gas | [5 empty] | Non-Fossil | G | 2025 | LF Gas |  | 0.0030124 | 0.003994 | 0.005449 | 0.012455 | 0 | 0 | 0 | 0 | 0 | 0 | 0 | 0 | 0 | 0 | 0 | 0 | 0.22314 | 0.29585 | 0.40363 | 0.92262 | 0.1736 | 0.23017 | 0.31402 | 0.71779 | 0 | 0 | 0 | 0 | 0.00090371 | 0.0011982 | 0.0016347 | 0.0037366 | 0 | 0 | 0 | 0 | 0 | 0 | 0 | 0 | 0.070408 | 0.0014591 | 0.0019346 | 0.0026394 | 0.0060331 | 0 | 0 | 0 | 0 | 0 | 0.3
56682_G_9 | PJM_Dom | Virginia | 51 | Brunswick | 25 | 56682 | 9 | Brunswick Landfill Gas | 13500 | 2007 | 9999 | Landfill Gas | [5 empty] | Non-Fossil | G | 2025 | LF Gas |  | 0.0030124 | 0.003994 | 0.005449 | 0.012455 | 0 | 0 | 0 | 0 | 0 | 0 | 0 | 0 | 0 | 0 | 0 | 0 | 0.22314 | 0.29585 | 0.40363 | 0.92262 | 0.1736 | 0.23017 | 0.31402 | 0.71779 | 0 | 0 | 0 | 0 | 0.00090371 | 0.0011982 | 0.0016347 | 0.0037366 | 0 | 0 | 0 | 0 | 0 | 0 | 0 | 0 | 0.075136 | 0.0014591 | 0.0019346 | 0.0026394 | 0.0060331 | 0 | 0 | 0 | 0 | 0 | 0.3
56682_G_8 | PJM_Dom | Virginia | 51 | Brunswick | 25 | 56682 | 8 | Brunswick Landfill Gas | 13500 | 2007 | 9999 | Landfill Gas | [5 empty] | Non-Fossil | G | 2025 | LF Gas |  | 0.0030124 | 0.003994 | 0.005449 | 0.012455 | 0 | 0 | 0 | 0 | 0 | 0 | 0 | 0 | 0 | 0 | 0 | 0 | 0.22314 | 0.29585 | 0.40363 | 0.92262 | 0.1736 | 0.23017 | 0.31402 | 0.71779 | 0 | 0 | 0 | 0 | 0.00090371 | 0.0011982 | 0.0016347 | 0.0037366 | 0 | 0 | 0 | 0 | 0 | 0 | 0 | 0 | 0.075136 | 0.0014591 | 0.0019346 | 0.0026394 | 0.0060331 | 0 | 0 | 0 | 0 | 0 | 0.3
56682_G_7 | PJM_Dom | Virginia | 51 | Brunswick | 25 | 56682 | 7 | Brunswick Landfill Gas | 13500 | 2007 | 9999 | Landfill Gas | [5 empty] | Non-Fossil | G | 2025 | LF Gas |  | 0.0030124 | 0.003994 | 0.005449 | 0.012455 | 0 | 0 | 0 | 0 | 0 | 0 | 0 | 0 | 0 | 0 | 0 | 0 | 0.22314 | 0.29585 | 0.40363 | 0.92262 | 0.1736 | 0.23017 | 0.31402 | 0.71779 | 0 | 0 | 0 | 0 | 0.00090371 | 0.0011982 | 0.0016347 | 0.0037366 | 0 | 0 | 0 | 0 | 0 | 0 | 0 | 0 | 0.075136 | 0.0014591 | 0.0019346 | 0.0026394 | 0.0060331 | 0 | 0 | 0 | 0 | 0 | 0.3
56682_G_6 | PJM_Dom | Virginia | 51 | Brunswick | 25 | 56682 | 6 | Brunswick Landfill Gas | 13500 | 2007 | 9999 | Landfill Gas | [5 empty] | Non-Fossil | G | 2025 | LF Gas |  | 0.0030124 | 0.003994 | 0.005449 | 0.012455 | 0 | 0 | 0 | 0 | 0 | 0 | 0 | 0 | 0 | 0 | 0 | 0 | 0.22314 | 0.29585 | 0.40363 | 0.92262 | 0.1736 | 0.23017 | 0.31402 | 0.71779 | 0 | 0 | 0 | 0 | 0.00090371 | 0.0011982 | 0.0016347 | 0.0037366 | 0 | 0 | 0 | 0 | 0 | 0 | 0 | 0 | 0.075136 | 0.0014591 | 0.0019346 | 0.0026394 | 0.0060331 | 0 | 0 | 0 | 0 | 0 | 0.3
56682_G_5 | PJM_Dom | Virginia | 51 | Brunswick | 25 | 56682 | 5 | Brunswick Landfill Gas | 13500 | 2007 | 9999 | Landfill Gas | [5 empty] | Non-Fossil | G | 2025 | LF Gas |  | 0.0030124 | 0.003994 | 0.005449 | 0.012455 | 0 | 0 | 0 | 0 | 0 | 0 | 0 | 0 | 0 | 0 | 0 | 0 | 0.22314 | 0.29585 | 0.40363 | 0.92262 | 0.1736 | 0.23017 | 0.31402 | 0.71779 | 0 | 0 | 0 | 0 | 0.00090371 | 0.0011982 | 0.0016347 | 0.0037366 | 0 | 0 | 0 | 0 | 0 | 0 | 0 | 0 | 0.075136 | 0.0014591 | 0.0019346 | 0.0026394 | 0.0060331 | 0 | 0 | 0 | 0 | 0 | 0.3
56682_G_4 | PJM_Dom | Virginia | 51 | Brunswick | 25 | 56682 | 4 | Brunswick Landfill Gas | 13500 | 2007 | 9999 | Landfill Gas | [5 empty] | Non-Fossil | G | 2025 | LF Gas |  | 0.0030124 | 0.003994 | 0.005449 | 0.012455 | 0 | 0 | 0 | 0 | 0 | 0 | 0 | 0 | 0 | 0 | 0 | 0 | 0.22314 | 0.29585 | 0.40363 | 0.92262 | 0.1736 | 0.23017 | 0.31402 | 0.71779 | 0 | 0 | 0 | 0 | 0.00090371 | 0.0011982 | 0.0016347 | 0.0037366 | 0 | 0 | 0 | 0 | 0 | 0 | 0 | 0 | 0.075136 | 0.0014591 | 0.0019346 | 0.0026394 | 0.0060331 | 0 | 0 | 0 | 0 | 0 | 0.3
56682_G_36 | PJM_Dom | Virginia | 51 | Brunswick | 25 | 56682 | 36 | Brunswick Landfill Gas | 13500 | 2007 | 9999 | Landfill Gas | [5 empty] | Non-Fossil | G | 2025 | LF Gas |  | 0.0030124 | 0.003994 | 0.005449 | 0.012455 | 0 | 0 | 0 | 0 | 0 | 0 | 0 | 0 | 0 | 0 | 0 | 0 | 0.22314 | 0.29585 | 0.40363 | 0.92262 | 0.1736 | 0.23017 | 0.31402 | 0.71779 | 0 | 0 | 0 | 0 | 0.00090371 | 0.0011982 | 0.0016347 | 0.0037366 | 0 | 0 | 0 | 0 | 0 | 0 | 0 | 0 | 0.075136 | 0.0014591 | 0.0019346 | 0.0026394 | 0.0060331 | 0 | 0 | 0 | 0 | 0 | 0.3
56682_G_35 | PJM_Dom | Virginia | 51 | Brunswick | 25 | 56682 | 35 | Brunswick Landfill Gas | 13500 | 2007 | 9999 | Landfill Gas | [5 empty] | Non-Fossil | G | 2025 | LF Gas |  | 0.0030124 | 0.003994 | 0.005449 | 0.012455 | 0 | 0 | 0 | 0 | 0 | 0 | 0 | 0 | 0 | 0 | 0 | 0 | 0.22314 | 0.29585 | 0.40363 | 0.92262 | 0.1736 | 0.23017 | 0.31402 | 0.71779 | 0 | 0 | 0 | 0 | 0.00090371 | 0.0011982 | 0.0016347 | 0.0037366 | 0 | 0 | 0 | 0 | 0 | 0 | 0 | 0 | 0.075136 | 0.0014591 | 0.0019346 | 0.0026394 | 0.0060331 | 0 | 0 | 0 | 0 | 0 | 0.3
56682_G_34 | PJM_Dom | Virginia | 51 | Brunswick | 25 | 56682 | 34 | Brunswick Landfill Gas | 13500 | 2007 | 9999 | Landfill Gas | [5 empty] | Non-Fossil | G | 2025 | LF Gas |  | 0.0030124 | 0.003994 | 0.005449 | 0.012455 | 0 | 0 | 0 | 0 | 0 | 0 | 0 | 0 | 0 | 0 | 0 | 0 | 0.22314 | 0.29585 | 0.40363 | 0.92262 | 0.1736 | 0.23017 | 0.31402 | 0.71779 | 0 | 0 | 0 | 0 | 0.00090371 | 0.0011982 | 0.0016347 | 0.0037366 | 0 | 0 | 0 | 0 | 0 | 0 | 0 | 0 | 0.075136 | 0.0014591 | 0.0019346 | 0.0026394 | 0.0060331 | 0 | 0 | 0 | 0 | 0 | 0.3
56682_G_33 | PJM_Dom | Virginia | 51 | Brunswick | 25 | 56682 | 33 | Brunswick Landfill Gas | 13500 | 2007 | 9999 | Landfill Gas | [5 empty] | Non-Fossil | G | 2025 | LF Gas |  | 0.0030124 | 0.003994 | 0.005449 | 0.012455 | 0 | 0 | 0 | 0 | 0 | 0 | 0 | 0 | 0 | 0 | 0 | 0 | 0.22314 | 0.29585 | 0.40363 | 0.92262 | 0.1736 | 0.23017 | 0.31402 | 0.71779 | 0 | 0 | 0 | 0 | 0.00090371 | 0.0011982 | 0.0016347 | 0.0037366 | 0 | 0 | 0 | 0 | 0 | 0 | 0 | 0 | 0.075136 | 0.0014591 | 0.0019346 | 0.0026394 | 0.0060331 | 0 | 0 | 0 | 0 | 0 | 0.3
56682_G_32 | PJM_Dom | Virginia | 51 | Brunswick | 25 | 56682 | 32 | Brunswick Landfill Gas | 13500 | 2007 | 9999 | Landfill Gas | [5 empty] | Non-Fossil | G | 2025 | LF Gas |  | 0.0030124 | 0.003994 | 0.005449 | 0.012455 | 0 | 0 | 0 | 0 | 0 | 0 | 0 | 0 | 0 | 0 | 0 | 0 | 0.22314 | 0.29585 | 0.40363 | 0.92262 | 0.1736 | 0.23017 | 0.31402 | 0.71779 | 0 | 0 | 0 | 0 | 0.00090371 | 0.0011982 | 0.0016347 | 0.0037366 | 0 | 0 | 0 | 0 | 0 | 0 | 0 | 0 | 0.075136 | 0.0014591 | 0.0019346 | 0.0026394 | 0.0060331 | 0 | 0 | 0 | 0 | 0 | 0.3
56682_G_31 | PJM_Dom | Virginia | 51 | Brunswick | 25 | 56682 | 31 | Brunswick Landfill Gas | 13500 | 2007 | 9999 | Landfill Gas | [5 empty] | Non-Fossil | G | 2025 | LF Gas |  | 0.0030124 | 0.003994 | 0.005449 | 0.012455 | 0 | 0 | 0 | 0 | 0 | 0 | 0 | 0 | 0 | 0 | 0 | 0 | 0.22314 | 0.29585 | 0.40363 | 0.92262 | 0.1736 | 0.23017 | 0.31402 | 0.71779 | 0 | 0 | 0 | 0 | 0.00090371 | 0.0011982 | 0.0016347 | 0.0037366 | 0 | 0 | 0 | 0 | 0 | 0 | 0 | 0 | 0.075136 | 0.0014591 | 0.0019346 | 0.0026394 | 0.0060331 | 0 | 0 | 0 | 0 | 0 | 0.3
56682_G_30 | PJM_Dom | Virginia | 51 | Brunswick | 25 | 56682 | 30 | Brunswick Landfill Gas | 13500 | 2007 | 9999 | Landfill Gas | [5 empty] | Non-Fossil | G | 2025 | LF Gas |  | 0.0030124 | 0.003994 | 0.005449 | 0.012455 | 0 | 0 | 0 | 0 | 0 | 0 | 0 | 0 | 0 | 0 | 0 | 0 | 0.22314 | 0.29585 | 0.40363 | 0.92262 | 0.1736 | 0.23017 | 0.31402 | 0.71779 | 0 | 0 | 0 | 0 | 0.00090371 | 0.0011982 | 0.0016347 | 0.0037366 | 0 | 0 | 0 | 0 | 0 | 0 | 0 | 0 | 0.075136 | 0.0014591 | 0.0019346 | 0.0026394 | 0.0060331 | 0 | 0 | 0 | 0 | 0 | 0.3
56682_G_3 | PJM_Dom | Virginia | 51 | Brunswick | 25 | 56682 | 3 | Brunswick Landfill Gas | 13500 | 2007 | 9999 | Landfill Gas | [5 empty] | Non-Fossil | G | 2025 | LF Gas |  | 0.0030124 | 0.003994 | 0.005449 | 0.012455 | 0 | 0 | 0 | 0 | 0 | 0 | 0 | 0 | 0 | 0 | 0 | 0 | 0.22314 | 0.29585 | 0.40363 | 0.92262 | 0.1736 | 0.23017 | 0.31402 | 0.71779 | 0 | 0 | 0 | 0 | 0.00090371 | 0.0011982 | 0.0016347 | 0.0037366 | 0 | 0 | 0 | 0 | 0 | 0 | 0 | 0 | 0.075136 | 0.0014591 | 0.0019346 | 0.0026394 | 0.0060331 | 0 | 0 | 0 | 0 | 0 | 0.3
56682_G_29 | PJM_Dom | Virginia | 51 | Brunswick | 25 | 56682 | 29 | Brunswick Landfill Gas | 13500 | 2007 | 9999 | Landfill Gas | [5 empty] | Non-Fossil | G | 2025 | LF Gas |  | 0.0030124 | 0.003994 | 0.005449 | 0.012455 | 0 | 0 | 0 | 0 | 0 | 0 | 0 | 0 | 0 | 0 | 0 | 0 | 0.22314 | 0.29585 | 0.40363 | 0.92262 | 0.1736 | 0.23017 | 0.31402 | 0.71779 | 0 | 0 | 0 | 0 | 0.00090371 | 0.0011982 | 0.0016347 | 0.0037366 | 0 | 0 | 0 | 0 | 0 | 0 | 0 | 0 | 0.075136 | 0.0014591 | 0.0019346 | 0.0026394 | 0.0060331 | 0 | 0 | 0 | 0 | 0 | 0.3
56682_G_28 | PJM_Dom | Virginia | 51 | Brunswick | 25 | 56682 | 28 | Brunswick Landfill Gas | 13500 | 2007 | 9999 | Landfill Gas | [5 empty] | Non-Fossil | G | 2025 | LF Gas |  | 0.0030124 | 0.003994 | 0.005449 | 0.012455 | 0 | 0 | 0 | 0 | 0 | 0 | 0 | 0 | 0 | 0 | 0 | 0 | 0.22314 | 0.29585 | 0.40363 | 0.92262 | 0.1736 | 0.23017 | 0.31402 | 0.71779 | 0 | 0 | 0 | 0 | 0.00090371 | 0.0011982 | 0.0016347 | 0.0037366 | 0 | 0 | 0 | 0 | 0 | 0 | 0 | 0 | 0.075136 | 0.0014591 | 0.0019346 | 0.0026394 | 0.0060331 | 0 | 0 | 0 | 0 | 0 | 0.3
56682_G_27 | PJM_Dom | Virginia | 51 | Brunswick | 25 | 56682 | 27 | Brunswick Landfill Gas | 13500 | 2007 | 9999 | Landfill Gas | [5 empty] | Non-Fossil | G | 2025 | LF Gas |  | 0.0030124 | 0.003994 | 0.005449 | 0.012455 | 0 | 0 | 0 | 0 | 0 | 0 | 0 | 0 | 0 | 0 | 0 | 0 | 0.22314 | 0.29585 | 0.40363 | 0.92262 | 0.1736 | 0.23017 | 0.31402 | 0.71779 | 0 | 0 | 0 | 0 | 0.00090371 | 0.0011982 | 0.0016347 | 0.0037366 | 0 | 0 | 0 | 0 | 0 | 0 | 0 | 0 | 0.075136 | 0.0014591 | 0.0019346 | 0.0026394 | 0.0060331 | 0 | 0 | 0 | 0 | 0 | 0.3
56682_G_26 | PJM_Dom | Virginia | 51 | Brunswick | 25 | 56682 | 26 | Brunswick Landfill Gas | 13500 | 2007 | 9999 | Landfill Gas | [5 empty] | Non-Fossil | G | 2025 | LF Gas |  | 0.0030124 | 0.003994 | 0.005449 | 0.012455 | 0 | 0 | 0 | 0 | 0 | 0 | 0 | 0 | 0 | 0 | 0 | 0 | 0.22314 | 0.29585 | 0.40363 | 0.92262 | 0.1736 | 0.23017 | 0.31402 | 0.71779 | 0 | 0 | 0 | 0 | 0.00090371 | 0.0011982 | 0.0016347 | 0.0037366 | 0 | 0 | 0 | 0 | 0 | 0 | 0 | 0 | 0.075136 | 0.0014591 | 0.0019346 | 0.0026394 | 0.0060331 | 0 | 0 | 0 | 0 | 0 | 0.3
56682_G_25 | PJM_Dom | Virginia | 51 | Brunswick | 25 | 56682 | 25 | Brunswick Landfill Gas | 13500 | 2007 | 9999 | Landfill Gas | [5 empty] | Non-Fossil | G | 2025 | LF Gas |  | 0.0030124 | 0.003994 | 0.005449 | 0.012455 | 0 | 0 | 0 | 0 | 0 | 0 | 0 | 0 | 0 | 0 | 0 | 0 | 0.22314 | 0.29585 | 0.40363 | 0.92262 | 0.1736 | 0.23017 | 0.31402 | 0.71779 | 0 | 0 | 0 | 0 | 0.00090371 | 0.0011982 | 0.0016347 | 0.0037366 | 0 | 0 | 0 | 0 | 0 | 0 | 0 | 0 | 0.075136 | 0.0014591 | 0.0019346 | 0.0026394 | 0.0060331 | 0 | 0 | 0 | 0 | 0 | 0.3
56682_G_24 | PJM_Dom | Virginia | 51 | Brunswick | 25 | 56682 | 24 | Brunswick Landfill Gas | 13500 | 2007 | 9999 | Landfill Gas | [5 empty] | Non-Fossil | G | 2025 | LF Gas |  | 0.0030124 | 0.003994 | 0.005449 | 0.012455 | 0 | 0 | 0 | 0 | 0 | 0 | 0 | 0 | 0 | 0 | 0 | 0 | 0.22314 | 0.29585 | 0.40363 | 0.92262 | 0.1736 | 0.23017 | 0.31402 | 0.71779 | 0 | 0 | 0 | 0 | 0.00090371 | 0.0011982 | 0.0016347 | 0.0037366 | 0 | 0 | 0 | 0 | 0 | 0 | 0 | 0 | 0.075136 | 0.0014591 | 0.0019346 | 0.0026394 | 0.0060331 | 0 | 0 | 0 | 0 | 0 | 0.3
56682_G_23 | PJM_Dom | Virginia | 51 | Brunswick | 25 | 56682 | 23 | Brunswick Landfill Gas | 13500 | 2007 | 9999 | Landfill Gas | [5 empty] | Non-Fossil | G | 2025 | LF Gas |  | 0.0030124 | 0.003994 | 0.005449 | 0.012455 | 0 | 0 | 0 | 0 | 0 | 0 | 0 | 0 | 0 | 0 | 0 | 0 | 0.22314 | 0.29585 | 0.40363 | 0.92262 | 0.1736 | 0.23017 | 0.31402 | 0.71779 | 0 | 0 | 0 | 0 | 0.00090371 | 0.0011982 | 0.0016347 | 0.0037366 | 0 | 0 | 0 | 0 | 0 | 0 | 0 | 0 | 0.075136 | 0.0014591 | 0.0019346 | 0.0026394 | 0.0060331 | 0 | 0 | 0 | 0 | 0 | 0.3
56682_G_22 | PJM_Dom | Virginia | 51 | Brunswick | 25 | 56682 | 22 | Brunswick Landfill Gas | 13500 | 2007 | 9999 | Landfill Gas | [5 empty] | Non-Fossil | G | 2025 | LF Gas |  | 0.0030124 | 0.003994 | 0.005449 | 0.012455 | 0 | 0 | 0 | 0 | 0 | 0 | 0 | 0 | 0 | 0 | 0 | 0 | 0.22314 | 0.29585 | 0.40363 | 0.92262 | 0.1736 | 0.23017 | 0.31402 | 0.71779 | 0 | 0 | 0 | 0 | 0.00090371 | 0.0011982 | 0.0016347 | 0.0037366 | 0 | 0 | 0 | 0 | 0 | 0 | 0 | 0 | 0.075136 | 0.0014591 | 0.0019346 | 0.0026394 | 0.0060331 | 0 | 0 | 0 | 0 | 0 | 0.3
56682_G_21 | PJM_Dom | Virginia | 51 | Brunswick | 25 | 56682 | 21 | Brunswick Landfill Gas | 13500 | 2007 | 9999 | Landfill Gas | [5 empty] | Non-Fossil | G | 2025 | LF Gas |  | 0.0030124 | 0.003994 | 0.005449 | 0.012455 | 0 | 0 | 0 | 0 | 0 | 0 | 0 | 0 | 0 | 0 | 0 | 0 | 0.22314 | 0.29585 | 0.40363 | 0.92262 | 0.1736 | 0.23017 | 0.31402 | 0.71779 | 0 | 0 | 0 | 0 | 0.00090371 | 0.0011982 | 0.0016347 | 0.0037366 | 0 | 0 | 0 | 0 | 0 | 0 | 0 | 0 | 0.075136 | 0.0014591 | 0.0019346 | 0.0026394 | 0.0060331 | 0 | 0 | 0 | 0 | 0 | 0.3
56682_G_20 | PJM_Dom | Virginia | 51 | Brunswick | 25 | 56682 | 20 | Brunswick Landfill Gas | 13500 | 2007 | 9999 | Landfill Gas | [5 empty] | Non-Fossil | G | 2025 | LF Gas |  | 0.0030124 | 0.003994 | 0.005449 | 0.012455 | 0 | 0 | 0 | 0 | 0 | 0 | 0 | 0 | 0 | 0 | 0 | 0 | 0.22314 | 0.29585 | 0.40363 | 0.92262 | 0.1736 | 0.23017 | 0.31402 | 0.71779 | 0 | 0 | 0 | 0 | 0.00090371 | 0.0011982 | 0.0016347 | 0.0037366 | 0 | 0 | 0 | 0 | 0 | 0 | 0 | 0 | 0.075136 | 0.0014591 | 0.0019346 | 0.0026394 | 0.0060331 | 0 | 0 | 0 | 0 | 0 | 0.3
56682_G_2 | PJM_Dom | Virginia | 51 | Brunswick | 25 | 56682 | 2 | Brunswick Landfill Gas | 13500 | 2007 | 9999 | Landfill Gas | [5 empty] | Non-Fossil | G | 2025 | LF Gas |  | 0.0030124 | 0.003994 | 0.005449 | 0.012455 | 0 | 0 | 0 | 0 | 0 | 0 | 0 | 0 | 0 | 0 | 0 | 0 | 0.22314 | 0.29585 | 0.40363 | 0.92262 | 0.1736 | 0.23017 | 0.31402 | 0.71779 | 0 | 0 | 0 | 0 | 0.00090371 | 0.0011982 | 0.0016347 | 0.0037366 | 0 | 0 | 0 | 0 | 0 | 0 | 0 | 0 | 0.075136 | 0.0014591 | 0.0019346 | 0.0026394 | 0.0060331 | 0 | 0 | 0 | 0 | 0 | 0.3
56682_G_19 | PJM_Dom | Virginia | 51 | Brunswick | 25 | 56682 | 19 | Brunswick Landfill Gas | 13500 | 2007 | 9999 | Landfill Gas | [5 empty] | Non-Fossil | G | 2025 | LF Gas |  | 0.0030124 | 0.003994 | 0.005449 | 0.012455 | 0 | 0 | 0 | 0 | 0 | 0 | 0 | 0 | 0 | 0 | 0 | 0 | 0.22314 | 0.29585 | 0.40363 | 0.92262 | 0.1736 | 0.23017 | 0.31402 | 0.71779 | 0 | 0 | 0 | 0 | 0.00090371 | 0.0011982 | 0.0016347 | 0.0037366 | 0 | 0 | 0 | 0 | 0 | 0 | 0 | 0 | 0.075136 | 0.0014591 | 0.0019346 | 0.0026394 | 0.0060331 | 0 | 0 | 0 | 0 | 0 | 0.3
56682_G_18 | PJM_Dom | Virginia | 51 | Brunswick | 25 | 56682 | 18 | Brunswick Landfill Gas | 13500 | 2007 | 9999 | Landfill Gas | [5 empty] | Non-Fossil | G | 2025 | LF Gas |  | 0.0030124 | 0.003994 | 0.005449 | 0.012455 | 0 | 0 | 0 | 0 | 0 | 0 | 0 | 0 | 0 | 0 | 0 | 0 | 0.22314 | 0.29585 | 0.40363 | 0.92262 | 0.1736 | 0.23017 | 0.31402 | 0.71779 | 0 | 0 | 0 | 0 | 0.00090371 | 0.0011982 | 0.0016347 | 0.0037366 | 0 | 0 | 0 | 0 | 0 | 0 | 0 | 0 | 0.075136 | 0.0014591 | 0.0019346 | 0.0026394 | 0.0060331 | 0 | 0 | 0 | 0 | 0 | 0.3
56682_G_17 | PJM_Dom | Virginia | 51 | Brunswick | 25 | 56682 | 17 | Brunswick Landfill Gas | 13500 | 2007 | 9999 | Landfill Gas | [5 empty] | Non-Fossil | G | 2025 | LF Gas |  | 0.0030124 | 0.003994 | 0.005449 | 0.012455 | 0 | 0 | 0 | 0 | 0 | 0 | 0 | 0 | 0 | 0 | 0 | 0 | 0.22314 | 0.29585 | 0.40363 | 0.92262 | 0.1736 | 0.23017 | 0.31402 | 0.71779 | 0 | 0 | 0 | 0 | 0.00090371 | 0.0011982 | 0.0016347 | 0.0037366 | 0 | 0 | 0 | 0 | 0 | 0 | 0 | 0 | 0.075136 | 0.0014591 | 0.0019346 | 0.0026394 | 0.0060331 | 0 | 0 | 0 | 0 | 0 | 0.3
56682_G_16 | PJM_Dom | Virginia | 51 | Brunswick | 25 | 56682 | 16 | Brunswick Landfill Gas | 13500 | 2007 | 9999 | Landfill Gas | [5 empty] | Non-Fossil | G | 2025 | LF Gas |  | 0.0030124 | 0.003994 | 0.005449 | 0.012455 | 0 | 0 | 0 | 0 | 0 | 0 | 0 | 0 | 0 | 0 | 0 | 0 | 0.22314 | 0.29585 | 0.40363 | 0.92262 | 0.1736 | 0.23017 | 0.31402 | 0.71779 | 0 | 0 | 0 | 0 | 0.00090371 | 0.0011982 | 0.0016347 | 0.0037366 | 0 | 0 | 0 | 0 | 0 | 0 | 0 | 0 | 0.075136 | 0.0014591 | 0.0019346 | 0.0026394 | 0.0060331 | 0 | 0 | 0 | 0 | 0 | 0.3
56682_G_15 | PJM_Dom | Virginia | 51 | Brunswick | 25 | 56682 | 15 | Brunswick Landfill Gas | 13500 | 2007 | 9999 | Landfill Gas | [5 empty] | Non-Fossil | G | 2025 | LF Gas |  | 0.0030124 | 0.003994 | 0.005449 | 0.012455 | 0 | 0 | 0 | 0 | 0 | 0 | 0 | 0 | 0 | 0 | 0 | 0 | 0.22314 | 0.29585 | 0.40363 | 0.92262 | 0.1736 | 0.23017 | 0.31402 | 0.71779 | 0 | 0 | 0 | 0 | 0.00090371 | 0.0011982 | 0.0016347 | 0.0037366 | 0 | 0 | 0 | 0 | 0 | 0 | 0 | 0 | 0.075136 | 0.0014591 | 0.0019346 | 0.0026394 | 0.0060331 | 0 | 0 | 0 | 0 | 0 | 0.3
56682_G_14 | PJM_Dom | Virginia | 51 | Brunswick | 25 | 56682 | 14 | Brunswick Landfill Gas | 13500 | 2007 | 9999 | Landfill Gas | [5 empty] | Non-Fossil | G | 2025 | LF Gas |  | 0.0030124 | 0.003994 | 0.005449 | 0.012455 | 0 | 0 | 0 | 0 | 0 | 0 | 0 | 0 | 0 | 0 | 0 | 0 | 0.22314 | 0.29585 | 0.40363 | 0.92262 | 0.1736 | 0.23017 | 0.31402 | 0.71779 | 0 | 0 | 0 | 0 | 0.00090371 | 0.0011982 | 0.0016347 | 0.0037366 | 0 | 0 | 0 | 0 | 0 | 0 | 0 | 0 | 0.075136 | 0.0014591 | 0.0019346 | 0.0026394 | 0.0060331 | 0 | 0 | 0 | 0 | 0 | 0.3
56682_G_13 | PJM_Dom | Virginia | 51 | Brunswick | 25 | 56682 | 13 | Brunswick Landfill Gas | 13500 | 2007 | 9999 | Landfill Gas | [5 empty] | Non-Fossil | G | 2025 | LF Gas |  | 0.0030124 | 0.003994 | 0.005449 | 0.012455 | 0 | 0 | 0 | 0 | 0 | 0 | 0 | 0 | 0 | 0 | 0 | 0 | 0.22314 | 0.29585 | 0.40363 | 0.92262 | 0.1736 | 0.23017 | 0.31402 | 0.71779 | 0 | 0 | 0 | 0 | 0.00090371 | 0.0011982 | 0.0016347 | 0.0037366 | 0 | 0 | 0 | 0 | 0 | 0 | 0 | 0 | 0.075136 | 0.0014591 | 0.0019346 | 0.0026394 | 0.0060331 | 0 | 0 | 0 | 0 | 0 | 0.3
56682_G_12 | PJM_Dom | Virginia | 51 | Brunswick | 25 | 56682 | 12 | Brunswick Landfill Gas | 13500 | 2007 | 9999 | Landfill Gas | [5 empty] | Non-Fossil | G | 2025 | LF Gas |  | 0.0030124 | 0.003994 | 0.005449 | 0.012455 | 0 | 0 | 0 | 0 | 0 | 0 | 0 | 0 | 0 | 0 | 0 | 0 | 0.22314 | 0.29585 | 0.40363 | 0.92262 | 0.1736 | 0.23017 | 0.31402 | 0.71779 | 0 | 0 | 0 | 0 | 0.00090371 | 0.0011982 | 0.0016347 | 0.0037366 | 0 | 0 | 0 | 0 | 0 | 0 | 0 | 0 | 0.075136 | 0.0014591 | 0.0019346 | 0.0026394 | 0.0060331 | 0 | 0 | 0 | 0 | 0 | 0.3
56682_G_11 | PJM_Dom | Virginia | 51 | Brunswick | 25 | 56682 | 11 | Brunswick Landfill Gas | 13500 | 2007 | 9999 | Landfill Gas | [5 empty] | Non-Fossil | G | 2025 | LF Gas |  | 0.0030124 | 0.003994 | 0.005449 | 0.012455 | 0 | 0 | 0 | 0 | 0 | 0 | 0 | 0 | 0 | 0 | 0 | 0 | 0.22314 | 0.29585 | 0.40363 | 0.92262 | 0.1736 | 0.23017 | 0.31402 | 0.71779 | 0 | 0 | 0 | 0 | 0.00090371 | 0.0011982 | 0.0016347 | 0.0037366 | 0 | 0 | 0 | 0 | 0 | 0 | 0 | 0 | 0.075136 | 0.0014591 | 0.0019346 | 0.0026394 | 0.0060331 | 0 | 0 | 0 | 0 | 0 | 0.3
56682_G_10 | PJM_Dom | Virginia | 51 | Brunswick | 25 | 56682 | 10 | Brunswick Landfill Gas | 13500 | 2007 | 9999 | Landfill Gas | [5 empty] | Non-Fossil | G | 2025 | LF Gas |  | 0.0030124 | 0.003994 | 0.005449 | 0.012455 | 0 | 0 | 0 | 0 | 0 | 0 | 0 | 0 | 0 | 0 | 0 | 0 | 0.22314 | 0.29585 | 0.40363 | 0.92262 | 0.1736 | 0.23017 | 0.31402 | 0.71779 | 0 | 0 | 0 | 0 | 0.00090371 | 0.0011982 | 0.0016347 | 0.0037366 | 0 | 0 | 0 | 0 | 0 | 0 | 0 | 0 | 0.075136 | 0.0014591 | 0.0019346 | 0.0026394 | 0.0060331 | 0 | 0 | 0 | 0 | 0 | 0.3
56681_G_9 | PJM_Dom | Virginia | 51 | Amelia | 7 | 56681 | 9 | Amelia | 13500 | 2001 | 9999 | Landfill Gas | [5 empty] | Non-Fossil | G | 2025 | LF Gas |  | 0.0030124 | 0.003994 | 0.005449 | 0.012455 | 0 | 0 | 0 | 0 | 0 | 0 | 0 | 0 | 0 | 0 | 0 | 0 | 0.22314 | 0.29585 | 0.40363 | 0.92262 | 0.1736 | 0.23017 | 0.31402 | 0.71779 | 0 | 0 | 0 | 0 | 0.00090371 | 0.0011982 | 0.0016347 | 0.0037366 | 0 | 0 | 0 | 0 | 0 | 0 | 0 | 0 | 0.070408 | 0.0014591 | 0.0019346 | 0.0026394 | 0.0060331 | 0 | 0 | 0 | 0 | 0 | 0.3
56681_G_8 | PJM_Dom | Virginia | 51 | Amelia | 7 | 56681 | 8 | Amelia | 13500 | 2001 | 9999 | Landfill Gas | [5 empty] | Non-Fossil | G | 2025 | LF Gas |  | 0.0030124 | 0.003994 | 0.005449 | 0.012455 | 0 | 0 | 0 | 0 | 0 | 0 | 0 | 0 | 0 | 0 | 0 | 0 | 0.22314 | 0.29585 | 0.40363 | 0.92262 | 0.1736 | 0.23017 | 0.31402 | 0.71779 | 0 | 0 | 0 | 0 | 0.00090371 | 0.0011982 | 0.0016347 | 0.0037366 | 0 | 0 | 0 | 0 | 0 | 0 | 0 | 0 | 0.070408 | 0.0014591 | 0.0019346 | 0.0026394 | 0.0060331 | 0 | 0 | 0 | 0 | 0 | 0.3
56681_G_7 | PJM_Dom | Virginia | 51 | Amelia | 7 | 56681 | 7 | Amelia | 13500 | 2001 | 9999 | Landfill Gas | [5 empty] | Non-Fossil | G | 2025 | LF Gas |  | 0.0030124 | 0.003994 | 0.005449 | 0.012455 | 0 | 0 | 0 | 0 | 0 | 0 | 0 | 0 | 0 | 0 | 0 | 0 | 0.22314 | 0.29585 | 0.40363 | 0.92262 | 0.1736 | 0.23017 | 0.31402 | 0.71779 | 0 | 0 | 0 | 0 | 0.00090371 | 0.0011982 | 0.0016347 | 0.0037366 | 0 | 0 | 0 | 0 | 0 | 0 | 0 | 0 | 0.070408 | 0.0014591 | 0.0019346 | 0.0026394 | 0.0060331 | 0 | 0 | 0 | 0 | 0 | 0.3
56681_G_6 | PJM_Dom | Virginia | 51 | Amelia | 7 | 56681 | 6 | Amelia | 13500 | 2001 | 9999 | Landfill Gas | [5 empty] | Non-Fossil | G | 2025 | LF Gas |  | 0.0030124 | 0.003994 | 0.005449 | 0.012455 | 0 | 0 | 0 | 0 | 0 | 0 | 0 | 0 | 0 | 0 | 0 | 0 | 0.22314 | 0.29585 | 0.40363 | 0.92262 | 0.1736 | 0.23017 | 0.31402 | 0.71779 | 0 | 0 | 0 | 0 | 0.00090371 | 0.0011982 | 0.0016347 | 0.0037366 | 0 | 0 | 0 | 0 | 0 | 0 | 0 | 0 | 0.070408 | 0.0014591 | 0.0019346 | 0.0026394 | 0.0060331 | 0 | 0 | 0 | 0 | 0 | 0.3
56681_G_5 | PJM_Dom | Virginia | 51 | Amelia | 7 | 56681 | 5 | Amelia | 13500 | 2001 | 9999 | Landfill Gas | [5 empty] | Non-Fossil | G | 2025 | LF Gas |  | 0.0030124 | 0.003994 | 0.005449 | 0.012455 | 0 | 0 | 0 | 0 | 0 | 0 | 0 | 0 | 0 | 0 | 0 | 0 | 0.22314 | 0.29585 | 0.40363 | 0.92262 | 0.1736 | 0.23017 | 0.31402 | 0.71779 | 0 | 0 | 0 | 0 | 0.00090371 | 0.0011982 | 0.0016347 | 0.0037366 | 0 | 0 | 0 | 0 | 0 | 0 | 0 | 0 | 0.070408 | 0.0014591 | 0.0019346 | 0.0026394 | 0.0060331 | 0 | 0 | 0 | 0 | 0 | 0.3
56681_G_48 | PJM_Dom | Virginia | 51 | Amelia | 7 | 56681 | 48 | Amelia | 13500 | 2001 | 9999 | Landfill Gas | [5 empty] | Non-Fossil | G | 2025 | LF Gas |  | 0.0030124 | 0.003994 | 0.005449 | 0.012455 | 0 | 0 | 0 | 0 | 0 | 0 | 0 | 0 | 0 | 0 | 0 | 0 | 0.22314 | 0.29585 | 0.40363 | 0.92262 | 0.1736 | 0.23017 | 0.31402 | 0.71779 | 0 | 0 | 0 | 0 | 0.00090371 | 0.0011982 | 0.0016347 | 0.0037366 | 0 | 0 | 0 | 0 | 0 | 0 | 0 | 0 | 0.070408 | 0.0014591 | 0.0019346 | 0.0026394 | 0.0060331 | 0 | 0 | 0 | 0 | 0 | 0.3
56681_G_47 | PJM_Dom | Virginia | 51 | Amelia | 7 | 56681 | 47 | Amelia | 13500 | 2001 | 9999 | Landfill Gas | [5 empty] | Non-Fossil | G | 2025 | LF Gas |  | 0.0030124 | 0.003994 | 0.005449 | 0.012455 | 0 | 0 | 0 | 0 | 0 | 0 | 0 | 0 | 0 | 0 | 0 | 0 | 0.22314 | 0.29585 | 0.40363 | 0.92262 | 0.1736 | 0.23017 | 0.31402 | 0.71779 | 0 | 0 | 0 | 0 | 0.00090371 | 0.0011982 | 0.0016347 | 0.0037366 | 0 | 0 | 0 | 0 | 0 | 0 | 0 | 0 | 0.070408 | 0.0014591 | 0.0019346 | 0.0026394 | 0.0060331 | 0 | 0 | 0 | 0 | 0 | 0.3
56681_G_46 | PJM_Dom | Virginia | 51 | Amelia | 7 | 56681 | 46 | Amelia | 13500 | 2001 | 9999 | Landfill Gas | [5 empty] | Non-Fossil | G | 2025 | LF Gas |  | 0.0030124 | 0.003994 | 0.005449 | 0.012455 | 0 | 0 | 0 | 0 | 0 | 0 | 0 | 0 | 0 | 0 | 0 | 0 | 0.22314 | 0.29585 | 0.40363 | 0.92262 | 0.1736 | 0.23017 | 0.31402 | 0.71779 | 0 | 0 | 0 | 0 | 0.00090371 | 0.0011982 | 0.0016347 | 0.0037366 | 0 | 0 | 0 | 0 | 0 | 0 | 0 | 0 | 0.070408 | 0.0014591 | 0.0019346 | 0.0026394 | 0.0060331 | 0 | 0 | 0 | 0 | 0 | 0.3
56681_G_45 | PJM_Dom | Virginia | 51 | Amelia | 7 | 56681 | 45 | Amelia | 13500 | 2001 | 9999 | Landfill Gas | [5 empty] | Non-Fossil | G | 2025 | LF Gas |  | 0.0030124 | 0.003994 | 0.005449 | 0.012455 | 0 | 0 | 0 | 0 | 0 | 0 | 0 | 0 | 0 | 0 | 0 | 0 | 0.22314 | 0.29585 | 0.40363 | 0.92262 | 0.1736 | 0.23017 | 0.31402 | 0.71779 | 0 | 0 | 0 | 0 | 0.00090371 | 0.0011982 | 0.0016347 | 0.0037366 | 0 | 0 | 0 | 0 | 0 | 0 | 0 | 0 | 0.070408 | 0.0014591 | 0.0019346 | 0.0026394 | 0.0060331 | 0 | 0 | 0 | 0 | 0 | 0.3
56681_G_44 | PJM_Dom | Virginia | 51 | Amelia | 7 | 56681 | 44 | Amelia | 13500 | 2001 | 9999 | Landfill Gas | [5 empty] | Non-Fossil | G | 2025 | LF Gas |  | 0.0030124 | 0.003994 | 0.005449 | 0.012455 | 0 | 0 | 0 | 0 | 0 | 0 | 0 | 0 | 0 | 0 | 0 | 0 | 0.22314 | 0.29585 | 0.40363 | 0.92262 | 0.1736 | 0.23017 | 0.31402 | 0.71779 | 0 | 0 | 0 | 0 | 0.00090371 | 0.0011982 | 0.0016347 | 0.0037366 | 0 | 0 | 0 | 0 | 0 | 0 | 0 | 0 | 0.070408 | 0.0014591 | 0.0019346 | 0.0026394 | 0.0060331 | 0 | 0 | 0 | 0 | 0 | 0.3
56681_G_43 | PJM_Dom | Virginia | 51 | Amelia | 7 | 56681 | 43 | Amelia | 13500 | 2001 | 9999 | Landfill Gas | [5 empty] | Non-Fossil | G | 2025 | LF Gas |  | 0.0030124 | 0.003994 | 0.005449 | 0.012455 | 0 | 0 | 0 | 0 | 0 | 0 | 0 | 0 | 0 | 0 | 0 | 0 | 0.22314 | 0.29585 | 0.40363 | 0.92262 | 0.1736 | 0.23017 | 0.31402 | 0.71779 | 0 | 0 | 0 | 0 | 0.00090371 | 0.0011982 | 0.0016347 | 0.0037366 | 0 | 0 | 0 | 0 | 0 | 0 | 0 | 0 | 0.070408 | 0.0014591 | 0.0019346 | 0.0026394 | 0.0060331 | 0 | 0 | 0 | 0 | 0 | 0.3
56681_G_42 | PJM_Dom | Virginia | 51 | Amelia | 7 | 56681 | 42 | Amelia | 13500 | 2001 | 9999 | Landfill Gas | [5 empty] | Non-Fossil | G | 2025 | LF Gas |  | 0.0030124 | 0.003994 | 0.005449 | 0.012455 | 0 | 0 | 0 | 0 | 0 | 0 | 0 | 0 | 0 | 0 | 0 | 0 | 0.22314 | 0.29585 | 0.40363 | 0.92262 | 0.1736 | 0.23017 | 0.31402 | 0.71779 | 0 | 0 | 0 | 0 | 0.00090371 | 0.0011982 | 0.0016347 | 0.0037366 | 0 | 0 | 0 | 0 | 0 | 0 | 0 | 0 | 0.070408 | 0.0014591 | 0.0019346 | 0.0026394 | 0.0060331 | 0 | 0 | 0 | 0 | 0 | 0.3
56681_G_41 | PJM_Dom | Virginia | 51 | Amelia | 7 | 56681 | 41 | Amelia | 13500 | 2001 | 9999 | Landfill Gas | [5 empty] | Non-Fossil | G | 2025 | LF Gas |  | 0.0030124 | 0.003994 | 0.005449 | 0.012455 | 0 | 0 | 0 | 0 | 0 | 0 | 0 | 0 | 0 | 0 | 0 | 0 | 0.22314 | 0.29585 | 0.40363 | 0.92262 | 0.1736 | 0.23017 | 0.31402 | 0.71779 | 0 | 0 | 0 | 0 | 0.00090371 | 0.0011982 | 0.0016347 | 0.0037366 | 0 | 0 | 0 | 0 | 0 | 0 | 0 | 0 | 0.070408 | 0.0014591 | 0.0019346 | 0.0026394 | 0.0060331 | 0 | 0 | 0 | 0 | 0 | 0.3
56681_G_40 | PJM_Dom | Virginia | 51 | Amelia | 7 | 56681 | 40 | Amelia | 13500 | 2001 | 9999 | Landfill Gas | [5 empty] | Non-Fossil | G | 2025 | LF Gas |  | 0.0030124 | 0.003994 | 0.005449 | 0.012455 | 0 | 0 | 0 | 0 | 0 | 0 | 0 | 0 | 0 | 0 | 0 | 0 | 0.22314 | 0.29585 | 0.40363 | 0.92262 | 0.1736 | 0.23017 | 0.31402 | 0.71779 | 0 | 0 | 0 | 0 | 0.00090371 | 0.0011982 | 0.0016347 | 0.0037366 | 0 | 0 | 0 | 0 | 0 | 0 | 0 | 0 | 0.070408 | 0.0014591 | 0.0019346 | 0.0026394 | 0.0060331 | 0 | 0 | 0 | 0 | 0 | 0.3
56681_G_4 | PJM_Dom | Virginia | 51 | Amelia | 7 | 56681 | 4 | Amelia | 13500 | 2001 | 9999 | Landfill Gas | [5 empty] | Non-Fossil | G | 2025 | LF Gas |  | 0.0030124 | 0.003994 | 0.005449 | 0.012455 | 0 | 0 | 0 | 0 | 0 | 0 | 0 | 0 | 0 | 0 | 0 | 0 | 0.22314 | 0.29585 | 0.40363 | 0.92262 | 0.1736 | 0.23017 | 0.31402 | 0.71779 | 0 | 0 | 0 | 0 | 0.00090371 | 0.0011982 | 0.0016347 | 0.0037366 | 0 | 0 | 0 | 0 | 0 | 0 | 0 | 0 | 0.070408 | 0.0014591 | 0.0019346 | 0.0026394 | 0.0060331 | 0 | 0 | 0 | 0 | 0 | 0.3
56681_G_39 | PJM_Dom | Virginia | 51 | Amelia | 7 | 56681 | 39 | Amelia | 13500 | 2001 | 9999 | Landfill Gas | [5 empty] | Non-Fossil | G | 2025 | LF Gas |  | 0.0030124 | 0.003994 | 0.005449 | 0.012455 | 0 | 0 | 0 | 0 | 0 | 0 | 0 | 0 | 0 | 0 | 0 | 0 | 0.22314 | 0.29585 | 0.40363 | 0.92262 | 0.1736 | 0.23017 | 0.31402 | 0.71779 | 0 | 0 | 0 | 0 | 0.00090371 | 0.0011982 | 0.0016347 | 0.0037366 | 0 | 0 | 0 | 0 | 0 | 0 | 0 | 0 | 0.070408 | 0.0014591 | 0.0019346 | 0.0026394 | 0.0060331 | 0 | 0 | 0 | 0 | 0 | 0.3
56681_G_38 | PJM_Dom | Virginia | 51 | Amelia | 7 | 56681 | 38 | Amelia | 13500 | 2001 | 9999 | Landfill Gas | [5 empty] | Non-Fossil | G | 2025 | LF Gas |  | 0.0030124 | 0.003994 | 0.005449 | 0.012455 | 0 | 0 | 0 | 0 | 0 | 0 | 0 | 0 | 0 | 0 | 0 | 0 | 0.22314 | 0.29585 | 0.40363 | 0.92262 | 0.1736 | 0.23017 | 0.31402 | 0.71779 | 0 | 0 | 0 | 0 | 0.00090371 | 0.0011982 | 0.0016347 | 0.0037366 | 0 | 0 | 0 | 0 | 0 | 0 | 0 | 0 | 0.070408 | 0.0014591 | 0.0019346 | 0.0026394 | 0.0060331 | 0 | 0 | 0 | 0 | 0 | 0.3
56681_G_37 | PJM_Dom | Virginia | 51 | Amelia | 7 | 56681 | 37 | Amelia | 13500 | 2001 | 9999 | Landfill Gas | [5 empty] | Non-Fossil | G | 2025 | LF Gas |  | 0.0030124 | 0.003994 | 0.005449 | 0.012455 | 0 | 0 | 0 | 0 | 0 | 0 | 0 | 0 | 0 | 0 | 0 | 0 | 0.22314 | 0.29585 | 0.40363 | 0.92262 | 0.1736 | 0.23017 | 0.31402 | 0.71779 | 0 | 0 | 0 | 0 | 0.00090371 | 0.0011982 | 0.0016347 | 0.0037366 | 0 | 0 | 0 | 0 | 0 | 0 | 0 | 0 | 0.070408 | 0.0014591 | 0.0019346 | 0.0026394 | 0.0060331 | 0 | 0 | 0 | 0 | 0 | 0.3
56681_G_36 | PJM_Dom | Virginia | 51 | Amelia | 7 | 56681 | 36 | Amelia | 13500 | 2001 | 9999 | Landfill Gas | [5 empty] | Non-Fossil | G | 2025 | LF Gas |  | 0.0030124 | 0.003994 | 0.005449 | 0.012455 | 0 | 0 | 0 | 0 | 0 | 0 | 0 | 0 | 0 | 0 | 0 | 0 | 0.22314 | 0.29585 | 0.40363 | 0.92262 | 0.1736 | 0.23017 | 0.31402 | 0.71779 | 0 | 0 | 0 | 0 | 0.00090371 | 0.0011982 | 0.0016347 | 0.0037366 | 0 | 0 | 0 | 0 | 0 | 0 | 0 | 0 | 0.070408 | 0.0014591 | 0.0019346 | 0.0026394 | 0.0060331 | 0 | 0 | 0 | 0 | 0 | 0.3
56681_G_35 | PJM_Dom | Virginia | 51 | Amelia | 7 | 56681 | 35 | Amelia | 13500 | 2001 | 9999 | Landfill Gas | [5 empty] | Non-Fossil | G | 2025 | LF Gas |  | 0.0030124 | 0.003994 | 0.005449 | 0.012455 | 0 | 0 | 0 | 0 | 0 | 0 | 0 | 0 | 0 | 0 | 0 | 0 | 0.22314 | 0.29585 | 0.40363 | 0.92262 | 0.1736 | 0.23017 | 0.31402 | 0.71779 | 0 | 0 | 0 | 0 | 0.00090371 | 0.0011982 | 0.0016347 | 0.0037366 | 0 | 0 | 0 | 0 | 0 | 0 | 0 | 0 | 0.070408 | 0.0014591 | 0.0019346 | 0.0026394 | 0.0060331 | 0 | 0 | 0 | 0 | 0 | 0.3
56681_G_34 | PJM_Dom | Virginia | 51 | Amelia | 7 | 56681 | 34 | Amelia | 13500 | 2001 | 9999 | Landfill Gas | [5 empty] | Non-Fossil | G | 2025 | LF Gas |  | 0.0030124 | 0.003994 | 0.005449 | 0.012455 | 0 | 0 | 0 | 0 | 0 | 0 | 0 | 0 | 0 | 0 | 0 | 0 | 0.22314 | 0.29585 | 0.40363 | 0.92262 | 0.1736 | 0.23017 | 0.31402 | 0.71779 | 0 | 0 | 0 | 0 | 0.00090371 | 0.0011982 | 0.0016347 | 0.0037366 | 0 | 0 | 0 | 0 | 0 | 0 | 0 | 0 | 0.070408 | 0.0014591 | 0.0019346 | 0.0026394 | 0.0060331 | 0 | 0 | 0 | 0 | 0 | 0.3
56681_G_33 | PJM_Dom | Virginia | 51 | Amelia | 7 | 56681 | 33 | Amelia | 13500 | 2001 | 9999 | Landfill Gas | [5 empty] | Non-Fossil | G | 2025 | LF Gas |  | 0.0030124 | 0.003994 | 0.005449 | 0.012455 | 0 | 0 | 0 | 0 | 0 | 0 | 0 | 0 | 0 | 0 | 0 | 0 | 0.22314 | 0.29585 | 0.40363 | 0.92262 | 0.1736 | 0.23017 | 0.31402 | 0.71779 | 0 | 0 | 0 | 0 | 0.00090371 | 0.0011982 | 0.0016347 | 0.0037366 | 0 | 0 | 0 | 0 | 0 | 0 | 0 | 0 | 0.070408 | 0.0014591 | 0.0019346 | 0.0026394 | 0.0060331 | 0 | 0 | 0 | 0 | 0 | 0.3
56681_G_32 | PJM_Dom | Virginia | 51 | Amelia | 7 | 56681 | 32 | Amelia | 13500 | 2001 | 9999 | Landfill Gas | [5 empty] | Non-Fossil | G | 2025 | LF Gas |  | 0.0030124 | 0.003994 | 0.005449 | 0.012455 | 0 | 0 | 0 | 0 | 0 | 0 | 0 | 0 | 0 | 0 | 0 | 0 | 0.22314 | 0.29585 | 0.40363 | 0.92262 | 0.1736 | 0.23017 | 0.31402 | 0.71779 | 0 | 0 | 0 | 0 | 0.00090371 | 0.0011982 | 0.0016347 | 0.0037366 | 0 | 0 | 0 | 0 | 0 | 0 | 0 | 0 | 0.070408 | 0.0014591 | 0.0019346 | 0.0026394 | 0.0060331 | 0 | 0 | 0 | 0 | 0 | 0.3
56681_G_31 | PJM_Dom | Virginia | 51 | Amelia | 7 | 56681 | 31 | Amelia | 13500 | 2001 | 9999 | Landfill Gas | [5 empty] | Non-Fossil | G | 2025 | LF Gas |  | 0.0030124 | 0.003994 | 0.005449 | 0.012455 | 0 | 0 | 0 | 0 | 0 | 0 | 0 | 0 | 0 | 0 | 0 | 0 | 0.22314 | 0.29585 | 0.40363 | 0.92262 | 0.1736 | 0.23017 | 0.31402 | 0.71779 | 0 | 0 | 0 | 0 | 0.00090371 | 0.0011982 | 0.0016347 | 0.0037366 | 0 | 0 | 0 | 0 | 0 | 0 | 0 | 0 | 0.070408 | 0.0014591 | 0.0019346 | 0.0026394 | 0.0060331 | 0 | 0 | 0 | 0 | 0 | 0.3
56681_G_30 | PJM_Dom | Virginia | 51 | Amelia | 7 | 56681 | 30 | Amelia | 13500 | 2001 | 9999 | Landfill Gas | [5 empty] | Non-Fossil | G | 2025 | LF Gas |  | 0.0030124 | 0.003994 | 0.005449 | 0.012455 | 0 | 0 | 0 | 0 | 0 | 0 | 0 | 0 | 0 | 0 | 0 | 0 | 0.22314 | 0.29585 | 0.40363 | 0.92262 | 0.1736 | 0.23017 | 0.31402 | 0.71779 | 0 | 0 | 0 | 0 | 0.00090371 | 0.0011982 | 0.0016347 | 0.0037366 | 0 | 0 | 0 | 0 | 0 | 0 | 0 | 0 | 0.070408 | 0.0014591 | 0.0019346 | 0.0026394 | 0.0060331 | 0 | 0 | 0 | 0 | 0 | 0.3
56681_G_3 | PJM_Dom | Virginia | 51 | Amelia | 7 | 56681 | 3 | Amelia | 13500 | 2001 | 9999 | Landfill Gas | [5 empty] | Non-Fossil | G | 2025 | LF Gas |  | 0.0030124 | 0.003994 | 0.005449 | 0.012455 | 0 | 0 | 0 | 0 | 0 | 0 | 0 | 0 | 0 | 0 | 0 | 0 | 0.22314 | 0.29585 | 0.40363 | 0.92262 | 0.1736 | 0.23017 | 0.31402 | 0.71779 | 0 | 0 | 0 | 0 | 0.00090371 | 0.0011982 | 0.0016347 | 0.0037366 | 0 | 0 | 0 | 0 | 0 | 0 | 0 | 0 | 0.070408 | 0.0014591 | 0.0019346 | 0.0026394 | 0.0060331 | 0 | 0 | 0 | 0 | 0 | 0.3
56681_G_29 | PJM_Dom | Virginia | 51 | Amelia | 7 | 56681 | 29 | Amelia | 13500 | 2001 | 9999 | Landfill Gas | [5 empty] | Non-Fossil | G | 2025 | LF Gas |  | 0.0030124 | 0.003994 | 0.005449 | 0.012455 | 0 | 0 | 0 | 0 | 0 | 0 | 0 | 0 | 0 | 0 | 0 | 0 | 0.22314 | 0.29585 | 0.40363 | 0.92262 | 0.1736 | 0.23017 | 0.31402 | 0.71779 | 0 | 0 | 0 | 0 | 0.00090371 | 0.0011982 | 0.0016347 | 0.0037366 | 0 | 0 | 0 | 0 | 0 | 0 | 0 | 0 | 0.070408 | 0.0014591 | 0.0019346 | 0.0026394 | 0.0060331 | 0 | 0 | 0 | 0 | 0 | 0.3
56681_G_28 | PJM_Dom | Virginia | 51 | Amelia | 7 | 56681 | 28 | Amelia | 13500 | 2001 | 9999 | Landfill Gas | [5 empty] | Non-Fossil | G | 2025 | LF Gas |  | 0.0030124 | 0.003994 | 0.005449 | 0.012455 | 0 | 0 | 0 | 0 | 0 | 0 | 0 | 0 | 0 | 0 | 0 | 0 | 0.22314 | 0.29585 | 0.40363 | 0.92262 | 0.1736 | 0.23017 | 0.31402 | 0.71779 | 0 | 0 | 0 | 0 | 0.00090371 | 0.0011982 | 0.0016347 | 0.0037366 | 0 | 0 | 0 | 0 | 0 | 0 | 0 | 0 | 0.070408 | 0.0014591 | 0.0019346 | 0.0026394 | 0.0060331 | 0 | 0 | 0 | 0 | 0 | 0.3
56681_G_27 | PJM_Dom | Virginia | 51 | Amelia | 7 | 56681 | 27 | Amelia | 13500 | 2001 | 9999 | Landfill Gas | [5 empty] | Non-Fossil | G | 2025 | LF Gas |  | 0.0030124 | 0.003994 | 0.005449 | 0.012455 | 0 | 0 | 0 | 0 | 0 | 0 | 0 | 0 | 0 | 0 | 0 | 0 | 0.22314 | 0.29585 | 0.40363 | 0.92262 | 0.1736 | 0.23017 | 0.31402 | 0.71779 | 0 | 0 | 0 | 0 | 0.00090371 | 0.0011982 | 0.0016347 | 0.0037366 | 0 | 0 | 0 | 0 | 0 | 0 | 0 | 0 | 0.070408 | 0.0014591 | 0.0019346 | 0.0026394 | 0.0060331 | 0 | 0 | 0 | 0 | 0 | 0.3
56681_G_26 | PJM_Dom | Virginia | 51 | Amelia | 7 | 56681 | 26 | Amelia | 13500 | 2001 | 9999 | Landfill Gas | [5 empty] | Non-Fossil | G | 2025 | LF Gas |  | 0.0030124 | 0.003994 | 0.005449 | 0.012455 | 0 | 0 | 0 | 0 | 0 | 0 | 0 | 0 | 0 | 0 | 0 | 0 | 0.22314 | 0.29585 | 0.40363 | 0.92262 | 0.1736 | 0.23017 | 0.31402 | 0.71779 | 0 | 0 | 0 | 0 | 0.00090371 | 0.0011982 | 0.0016347 | 0.0037366 | 0 | 0 | 0 | 0 | 0 | 0 | 0 | 0 | 0.070408 | 0.0014591 | 0.0019346 | 0.0026394 | 0.0060331 | 0 | 0 | 0 | 0 | 0 | 0.3
56681_G_25 | PJM_Dom | Virginia | 51 | Amelia | 7 | 56681 | 25 | Amelia | 13500 | 2001 | 9999 | Landfill Gas | [5 empty] | Non-Fossil | G | 2025 | LF Gas |  | 0.0030124 | 0.003994 | 0.005449 | 0.012455 | 0 | 0 | 0 | 0 | 0 | 0 | 0 | 0 | 0 | 0 | 0 | 0 | 0.22314 | 0.29585 | 0.40363 | 0.92262 | 0.1736 | 0.23017 | 0.31402 | 0.71779 | 0 | 0 | 0 | 0 | 0.00090371 | 0.0011982 | 0.0016347 | 0.0037366 | 0 | 0 | 0 | 0 | 0 | 0 | 0 | 0 | 0.070408 | 0.0014591 | 0.0019346 | 0.0026394 | 0.0060331 | 0 | 0 | 0 | 0 | 0 | 0.3
56681_G_24 | PJM_Dom | Virginia | 51 | Amelia | 7 | 56681 | 24 | Amelia | 13500 | 2001 | 9999 | Landfill Gas | [5 empty] | Non-Fossil | G | 2025 | LF Gas |  | 0.0030124 | 0.003994 | 0.005449 | 0.012455 | 0 | 0 | 0 | 0 | 0 | 0 | 0 | 0 | 0 | 0 | 0 | 0 | 0.22314 | 0.29585 | 0.40363 | 0.92262 | 0.1736 | 0.23017 | 0.31402 | 0.71779 | 0 | 0 | 0 | 0 | 0.00090371 | 0.0011982 | 0.0016347 | 0.0037366 | 0 | 0 | 0 | 0 | 0 | 0 | 0 | 0 | 0.070408 | 0.0014591 | 0.0019346 | 0.0026394 | 0.0060331 | 0 | 0 | 0 | 0 | 0 | 0.3
56681_G_23 | PJM_Dom | Virginia | 51 | Amelia | 7 | 56681 | 23 | Amelia | 13500 | 2001 | 9999 | Landfill Gas | [5 empty] | Non-Fossil | G | 2025 | LF Gas |  | 0.0030124 | 0.003994 | 0.005449 | 0.012455 | 0 | 0 | 0 | 0 | 0 | 0 | 0 | 0 | 0 | 0 | 0 | 0 | 0.22314 | 0.29585 | 0.40363 | 0.92262 | 0.1736 | 0.23017 | 0.31402 | 0.71779 | 0 | 0 | 0 | 0 | 0.00090371 | 0.0011982 | 0.0016347 | 0.0037366 | 0 | 0 | 0 | 0 | 0 | 0 | 0 | 0 | 0.070408 | 0.0014591 | 0.0019346 | 0.0026394 | 0.0060331 | 0 | 0 | 0 | 0 | 0 | 0.3
56681_G_22 | PJM_Dom | Virginia | 51 | Amelia | 7 | 56681 | 22 | Amelia | 13500 | 2001 | 9999 | Landfill Gas | [5 empty] | Non-Fossil | G | 2025 | LF Gas |  | 0.0030124 | 0.003994 | 0.005449 | 0.012455 | 0 | 0 | 0 | 0 | 0 | 0 | 0 | 0 | 0 | 0 | 0 | 0 | 0.22314 | 0.29585 | 0.40363 | 0.92262 | 0.1736 | 0.23017 | 0.31402 | 0.71779 | 0 | 0 | 0 | 0 | 0.00090371 | 0.0011982 | 0.0016347 | 0.0037366 | 0 | 0 | 0 | 0 | 0 | 0 | 0 | 0 | 0.070408 | 0.0014591 | 0.0019346 | 0.0026394 | 0.0060331 | 0 | 0 | 0 | 0 | 0 | 0.3
56681_G_21 | PJM_Dom | Virginia | 51 | Amelia | 7 | 56681 | 21 | Amelia | 13500 | 2001 | 9999 | Landfill Gas | [5 empty] | Non-Fossil | G | 2025 | LF Gas |  | 0.0030124 | 0.003994 | 0.005449 | 0.012455 | 0 | 0 | 0 | 0 | 0 | 0 | 0 | 0 | 0 | 0 | 0 | 0 | 0.22314 | 0.29585 | 0.40363 | 0.92262 | 0.1736 | 0.23017 | 0.31402 | 0.71779 | 0 | 0 | 0 | 0 | 0.00090371 | 0.0011982 | 0.0016347 | 0.0037366 | 0 | 0 | 0 | 0 | 0 | 0 | 0 | 0 | 0.070408 | 0.0014591 | 0.0019346 | 0.0026394 | 0.0060331 | 0 | 0 | 0 | 0 | 0 | 0.3
56681_G_20 | PJM_Dom | Virginia | 51 | Amelia | 7 | 56681 | 20 | Amelia | 13500 | 2001 | 9999 | Landfill Gas | [5 empty] | Non-Fossil | G | 2025 | LF Gas |  | 0.0030124 | 0.003994 | 0.005449 | 0.012455 | 0 | 0 | 0 | 0 | 0 | 0 | 0 | 0 | 0 | 0 | 0 | 0 | 0.22314 | 0.29585 | 0.40363 | 0.92262 | 0.1736 | 0.23017 | 0.31402 | 0.71779 | 0 | 0 | 0 | 0 | 0.00090371 | 0.0011982 | 0.0016347 | 0.0037366 | 0 | 0 | 0 | 0 | 0 | 0 | 0 | 0 | 0.070408 | 0.0014591 | 0.0019346 | 0.0026394 | 0.0060331 | 0 | 0 | 0 | 0 | 0 | 0.3
56681_G_2 | PJM_Dom | Virginia | 51 | Amelia | 7 | 56681 | 2 | Amelia | 13500 | 2001 | 9999 | Landfill Gas | [5 empty] | Non-Fossil | G | 2025 | LF Gas |  | 0.0030124 | 0.003994 | 0.005449 | 0.012455 | 0 | 0 | 0 | 0 | 0 | 0 | 0 | 0 | 0 | 0 | 0 | 0 | 0.22314 | 0.29585 | 0.40363 | 0.92262 | 0.1736 | 0.23017 | 0.31402 | 0.71779 | 0 | 0 | 0 | 0 | 0.00090371 | 0.0011982 | 0.0016347 | 0.0037366 | 0 | 0 | 0 | 0 | 0 | 0 | 0 | 0 | 0.070408 | 0.0014591 | 0.0019346 | 0.0026394 | 0.0060331 | 0 | 0 | 0 | 0 | 0 | 0.3
56681_G_19 | PJM_Dom | Virginia | 51 | Amelia | 7 | 56681 | 19 | Amelia | 13500 | 2001 | 9999 | Landfill Gas | [5 empty] | Non-Fossil | G | 2025 | LF Gas |  | 0.0030124 | 0.003994 | 0.005449 | 0.012455 | 0 | 0 | 0 | 0 | 0 | 0 | 0 | 0 | 0 | 0 | 0 | 0 | 0.22314 | 0.29585 | 0.40363 | 0.92262 | 0.1736 | 0.23017 | 0.31402 | 0.71779 | 0 | 0 | 0 | 0 | 0.00090371 | 0.0011982 | 0.0016347 | 0.0037366 | 0 | 0 | 0 | 0 | 0 | 0 | 0 | 0 | 0.070408 | 0.0014591 | 0.0019346 | 0.0026394 | 0.0060331 | 0 | 0 | 0 | 0 | 0 | 0.3
56681_G_18 | PJM_Dom | Virginia | 51 | Amelia | 7 | 56681 | 18 | Amelia | 13500 | 2001 | 9999 | Landfill Gas | [5 empty] | Non-Fossil | G | 2025 | LF Gas |  | 0.0030124 | 0.003994 | 0.005449 | 0.012455 | 0 | 0 | 0 | 0 | 0 | 0 | 0 | 0 | 0 | 0 | 0 | 0 | 0.22314 | 0.29585 | 0.40363 | 0.92262 | 0.1736 | 0.23017 | 0.31402 | 0.71779 | 0 | 0 | 0 | 0 | 0.00090371 | 0.0011982 | 0.0016347 | 0.0037366 | 0 | 0 | 0 | 0 | 0 | 0 | 0 | 0 | 0.070408 | 0.0014591 | 0.0019346 | 0.0026394 | 0.0060331 | 0 | 0 | 0 | 0 | 0 | 0.3
56681_G_17 | PJM_Dom | Virginia | 51 | Amelia | 7 | 56681 | 17 | Amelia | 13500 | 2001 | 9999 | Landfill Gas | [5 empty] | Non-Fossil | G | 2025 | LF Gas |  | 0.0030124 | 0.003994 | 0.005449 | 0.012455 | 0 | 0 | 0 | 0 | 0 | 0 | 0 | 0 | 0 | 0 | 0 | 0 | 0.22314 | 0.29585 | 0.40363 | 0.92262 | 0.1736 | 0.23017 | 0.31402 | 0.71779 | 0 | 0 | 0 | 0 | 0.00090371 | 0.0011982 | 0.0016347 | 0.0037366 | 0 | 0 | 0 | 0 | 0 | 0 | 0 | 0 | 0.070408 | 0.0014591 | 0.0019346 | 0.0026394 | 0.0060331 | 0 | 0 | 0 | 0 | 0 | 0.3
56681_G_16 | PJM_Dom | Virginia | 51 | Amelia | 7 | 56681 | 16 | Amelia | 13500 | 2001 | 9999 | Landfill Gas | [5 empty] | Non-Fossil | G | 2025 | LF Gas |  | 0.0030124 | 0.003994 | 0.005449 | 0.012455 | 0 | 0 | 0 | 0 | 0 | 0 | 0 | 0 | 0 | 0 | 0 | 0 | 0.22314 | 0.29585 | 0.40363 | 0.92262 | 0.1736 | 0.23017 | 0.31402 | 0.71779 | 0 | 0 | 0 | 0 | 0.00090371 | 0.0011982 | 0.0016347 | 0.0037366 | 0 | 0 | 0 | 0 | 0 | 0 | 0 | 0 | 0.070408 | 0.0014591 | 0.0019346 | 0.0026394 | 0.0060331 | 0 | 0 | 0 | 0 | 0 | 0.3
56681_G_15 | PJM_Dom | Virginia | 51 | Amelia | 7 | 56681 | 15 | Amelia | 13500 | 2001 | 9999 | Landfill Gas | [5 empty] | Non-Fossil | G | 2025 | LF Gas |  | 0.0030124 | 0.003994 | 0.005449 | 0.012455 | 0 | 0 | 0 | 0 | 0 | 0 | 0 | 0 | 0 | 0 | 0 | 0 | 0.22314 | 0.29585 | 0.40363 | 0.92262 | 0.1736 | 0.23017 | 0.31402 | 0.71779 | 0 | 0 | 0 | 0 | 0.00090371 | 0.0011982 | 0.0016347 | 0.0037366 | 0 | 0 | 0 | 0 | 0 | 0 | 0 | 0 | 0.070408 | 0.0014591 | 0.0019346 | 0.0026394 | 0.0060331 | 0 | 0 | 0 | 0 | 0 | 0.3
56681_G_14 | PJM_Dom | Virginia | 51 | Amelia | 7 | 56681 | 14 | Amelia | 13500 | 2001 | 9999 | Landfill Gas | [5 empty] | Non-Fossil | G | 2025 | LF Gas |  | 0.0030124 | 0.003994 | 0.005449 | 0.012455 | 0 | 0 | 0 | 0 | 0 | 0 | 0 | 0 | 0 | 0 | 0 | 0 | 0.22314 | 0.29585 | 0.40363 | 0.92262 | 0.1736 | 0.23017 | 0.31402 | 0.71779 | 0 | 0 | 0 | 0 | 0.00090371 | 0.0011982 | 0.0016347 | 0.0037366 | 0 | 0 | 0 | 0 | 0 | 0 | 0 | 0 | 0.070408 | 0.0014591 | 0.0019346 | 0.0026394 | 0.0060331 | 0 | 0 | 0 | 0 | 0 | 0.3
56681_G_13 | PJM_Dom | Virginia | 51 | Amelia | 7 | 56681 | 13 | Amelia | 13500 | 2001 | 9999 | Landfill Gas | [5 empty] | Non-Fossil | G | 2025 | LF Gas |  | 0.0030124 | 0.003994 | 0.005449 | 0.012455 | 0 | 0 | 0 | 0 | 0 | 0 | 0 | 0 | 0 | 0 | 0 | 0 | 0.22314 | 0.29585 | 0.40363 | 0.92262 | 0.1736 | 0.23017 | 0.31402 | 0.71779 | 0 | 0 | 0 | 0 | 0.00090371 | 0.0011982 | 0.0016347 | 0.0037366 | 0 | 0 | 0 | 0 | 0 | 0 | 0 | 0 | 0.070408 | 0.0014591 | 0.0019346 | 0.0026394 | 0.0060331 | 0 | 0 | 0 | 0 | 0 | 0.3
56681_G_12 | PJM_Dom | Virginia | 51 | Amelia | 7 | 56681 | 12 | Amelia | 13500 | 2001 | 9999 | Landfill Gas | [5 empty] | Non-Fossil | G | 2025 | LF Gas |  | 0.0030124 | 0.003994 | 0.005449 | 0.012455 | 0 | 0 | 0 | 0 | 0 | 0 | 0 | 0 | 0 | 0 | 0 | 0 | 0.22314 | 0.29585 | 0.40363 | 0.92262 | 0.1736 | 0.23017 | 0.31402 | 0.71779 | 0 | 0 | 0 | 0 | 0.00090371 | 0.0011982 | 0.0016347 | 0.0037366 | 0 | 0 | 0 | 0 | 0 | 0 | 0 | 0 | 0.070408 | 0.0014591 | 0.0019346 | 0.0026394 | 0.0060331 | 0 | 0 | 0 | 0 | 0 | 0.3
56681_G_11 | PJM_Dom | Virginia | 51 | Amelia | 7 | 56681 | 11 | Amelia | 13500 | 2001 | 9999 | Landfill Gas | [5 empty] | Non-Fossil | G | 2025 | LF Gas |  | 0.0030124 | 0.003994 | 0.005449 | 0.012455 | 0 | 0 | 0 | 0 | 0 | 0 | 0 | 0 | 0 | 0 | 0 | 0 | 0.22314 | 0.29585 | 0.40363 | 0.92262 | 0.1736 | 0.23017 | 0.31402 | 0.71779 | 0 | 0 | 0 | 0 | 0.00090371 | 0.0011982 | 0.0016347 | 0.0037366 | 0 | 0 | 0 | 0 | 0 | 0 | 0 | 0 | 0.070408 | 0.0014591 | 0.0019346 | 0.0026394 | 0.0060331 | 0 | 0 | 0 | 0 | 0 | 0.3
56681_G_10 | PJM_Dom | Virginia | 51 | Amelia | 7 | 56681 | 10 | Amelia | 13500 | 2001 | 9999 | Landfill Gas | [5 empty] | Non-Fossil | G | 2025 | LF Gas |  | 0.0030124 | 0.003994 | 0.005449 | 0.012455 | 0 | 0 | 0 | 0 | 0 | 0 | 0 | 0 | 0 | 0 | 0 | 0 | 0.22314 | 0.29585 | 0.40363 | 0.92262 | 0.1736 | 0.23017 | 0.31402 | 0.71779 | 0 | 0 | 0 | 0 | 0.00090371 | 0.0011982 | 0.0016347 | 0.0037366 | 0 | 0 | 0 | 0 | 0 | 0 | 0 | 0 | 0.070408 | 0.0014591 | 0.0019346 | 0.0026394 | 0.0060331 | 0 | 0 | 0 | 0 | 0 | 0.3
56681_G_1 | PJM_Dom | Virginia | 51 | Amelia | 7 | 56681 | 1 | Amelia | 13500 | 2001 | 9999 | Landfill Gas | [5 empty] | Non-Fossil | G | 2025 | LF Gas |  | 0.0030124 | 0.003994 | 0.005449 | 0.012455 | 0 | 0 | 0 | 0 | 0 | 0 | 0 | 0 | 0 | 0 | 0 | 0 | 0.22314 | 0.29585 | 0.40363 | 0.92262 | 0.1736 | 0.23017 | 0.31402 | 0.71779 | 0 | 0 | 0 | 0 | 0.00090371 | 0.0011982 | 0.0016347 | 0.0037366 | 0 | 0 | 0 | 0 | 0 | 0 | 0 | 0 | 0.070408 | 0.0014591 | 0.0019346 | 0.0026394 | 0.0060331 | 0 | 0 | 0 | 0 | 0 | 0.3
56680_G_9 | PJM_EMAC | Maryland | 24 | Wicomico | 45 | 56680 | 9 | Wicomico | 13500 | 2007 | 9999 | Landfill Gas | [5 empty] | Non-Fossil | G | 2025 | LF Gas |  | 0.0012717 | 0.0017344 | 0.0024973 | 0.0055034 | 0 | 0 | 0 | 0 | 0 | 0 | 0 | 0 | 0 | 0 | 0 | 0 | 0.094201 | 0.12847 | 0.18499 | 0.40766 | 0.073287 | 0.09995 | 0.14392 | 0.31716 | 0 | 0 | 0 | 0 | 0.00015313 | 0.00020884 | 0.0003007 | 0.00066267 | 0 | 0 | 0 | 0 | 0 | 0 | 0 | 0 | 0.075768 | 0.00061599 | 0.00084009 | 0.0012097 | 0.0026657 | 0 | 0 | 0 | 0 | 0 | 0.3
56680_G_8 | PJM_EMAC | Maryland | 24 | Wicomico | 45 | 56680 | 8 | Wicomico | 13500 | 2007 | 9999 | Landfill Gas | [5 empty] | Non-Fossil | G | 2025 | LF Gas |  | 0.0012717 | 0.0017344 | 0.0024973 | 0.0055034 | 0 | 0 | 0 | 0 | 0 | 0 | 0 | 0 | 0 | 0 | 0 | 0 | 0.094201 | 0.12847 | 0.18499 | 0.40766 | 0.073287 | 0.09995 | 0.14392 | 0.31716 | 0 | 0 | 0 | 0 | 0.00015313 | 0.00020884 | 0.0003007 | 0.00066267 | 0 | 0 | 0 | 0 | 0 | 0 | 0 | 0 | 0.075768 | 0.00061599 | 0.00084009 | 0.0012097 | 0.0026657 | 0 | 0 | 0 | 0 | 0 | 0.3
56680_G_7 | PJM_EMAC | Maryland | 24 | Wicomico | 45 | 56680 | 7 | Wicomico | 13500 | 2007 | 9999 | Landfill Gas | [5 empty] | Non-Fossil | G | 2025 | LF Gas |  | 0.0012717 | 0.0017344 | 0.0024973 | 0.0055034 | 0 | 0 | 0 | 0 | 0 | 0 | 0 | 0 | 0 | 0 | 0 | 0 | 0.094201 | 0.12847 | 0.18499 | 0.40766 | 0.073287 | 0.09995 | 0.14392 | 0.31716 | 0 | 0 | 0 | 0 | 0.00015313 | 0.00020884 | 0.0003007 | 0.00066267 | 0 | 0 | 0 | 0 | 0 | 0 | 0 | 0 | 0.075768 | 0.00061599 | 0.00084009 | 0.0012097 | 0.0026657 | 0 | 0 | 0 | 0 | 0 | 0.3
56680_G_6 | PJM_EMAC | Maryland | 24 | Wicomico | 45 | 56680 | 6 | Wicomico | 13500 | 2007 | 9999 | Landfill Gas | [5 empty] | Non-Fossil | G | 2025 | LF Gas |  | 0.0012717 | 0.0017344 | 0.0024973 | 0.0055034 | 0 | 0 | 0 | 0 | 0 | 0 | 0 | 0 | 0 | 0 | 0 | 0 | 0.094201 | 0.12847 | 0.18499 | 0.40766 | 0.073287 | 0.09995 | 0.14392 | 0.31716 | 0 | 0 | 0 | 0 | 0.00015313 | 0.00020884 | 0.0003007 | 0.00066267 | 0 | 0 | 0 | 0 | 0 | 0 | 0 | 0 | 0.075768 | 0.00061599 | 0.00084009 | 0.0012097 | 0.0026657 | 0 | 0 | 0 | 0 | 0 | 0.3
56680_G_5 | PJM_EMAC | Maryland | 24 | Wicomico | 45 | 56680 | 5 | Wicomico | 13500 | 2007 | 9999 | Landfill Gas | [5 empty] | Non-Fossil | G | 2025 | LF Gas |  | 0.0012717 | 0.0017344 | 0.0024973 | 0.0055034 | 0 | 0 | 0 | 0 | 0 | 0 | 0 | 0 | 0 | 0 | 0 | 0 | 0.094201 | 0.12847 | 0.18499 | 0.40766 | 0.073287 | 0.09995 | 0.14392 | 0.31716 | 0 | 0 | 0 | 0 | 0.00015313 | 0.00020884 | 0.0003007 | 0.00066267 | 0 | 0 | 0 | 0 | 0 | 0 | 0 | 0 | 0.075768 | 0.00061599 | 0.00084009 | 0.0012097 | 0.0026657 | 0 | 0 | 0 | 0 | 0 | 0.3
56680_G_4 | PJM_EMAC | Maryland | 24 | Wicomico | 45 | 56680 | 4 | Wicomico | 13500 | 2007 | 9999 | Landfill Gas | [5 empty] | Non-Fossil | G | 2025 | LF Gas |  | 0.0012717 | 0.0017344 | 0.0024973 | 0.0055034 | 0 | 0 | 0 | 0 | 0 | 0 | 0 | 0 | 0 | 0 | 0 | 0 | 0.094201 | 0.12847 | 0.18499 | 0.40766 | 0.073287 | 0.09995 | 0.14392 | 0.31716 | 0 | 0 | 0 | 0 | 0.00015313 | 0.00020884 | 0.0003007 | 0.00066267 | 0 | 0 | 0 | 0 | 0 | 0 | 0 | 0 | 0.075768 | 0.00061599 | 0.00084009 | 0.0012097 | 0.0026657 | 0 | 0 | 0 | 0 | 0 | 0.3
56680_G_3 | PJM_EMAC | Maryland | 24 | Wicomico | 45 | 56680 | 3 | Wicomico | 13500 | 2007 | 9999 | Landfill Gas | [5 empty] | Non-Fossil | G | 2025 | LF Gas |  | 0.0012717 | 0.0017344 | 0.0024973 | 0.0055034 | 0 | 0 | 0 | 0 | 0 | 0 | 0 | 0 | 0 | 0 | 0 | 0 | 0.094201 | 0.12847 | 0.18499 | 0.40766 | 0.073287 | 0.09995 | 0.14392 | 0.31716 | 0 | 0 | 0 | 0 | 0.00015313 | 0.00020884 | 0.0003007 | 0.00066267 | 0 | 0 | 0 | 0 | 0 | 0 | 0 | 0 | 0.075768 | 0.00061599 | 0.00084009 | 0.0012097 | 0.0026657 | 0 | 0 | 0 | 0 | 0 | 0.3
56680_G_2 | PJM_EMAC | Maryland | 24 | Wicomico | 45 | 56680 | 2 | Wicomico | 13500 | 2007 | 9999 | Landfill Gas | [5 empty] | Non-Fossil | G | 2025 | LF Gas |  | 0.0012717 | 0.0017344 | 0.0024973 | 0.0055034 | 0 | 0 | 0 | 0 | 0 | 0 | 0 | 0 | 0 | 0 | 0 | 0 | 0.094201 | 0.12847 | 0.18499 | 0.40766 | 0.073287 | 0.09995 | 0.14392 | 0.31716 | 0 | 0 | 0 | 0 | 0.00015313 | 0.00020884 | 0.0003007 | 0.00066267 | 0 | 0 | 0 | 0 | 0 | 0 | 0 | 0 | 0.075768 | 0.00061599 | 0.00084009 | 0.0012097 | 0.0026657 | 0 | 0 | 0 | 0 | 0 | 0.3
56680_G_18 | PJM_EMAC | Maryland | 24 | Wicomico | 45 | 56680 | 18 | Wicomico | 13500 | 2007 | 9999 | Landfill Gas | [5 empty] | Non-Fossil | G | 2025 | LF Gas |  | 0.0012717 | 0.0017344 | 0.0024973 | 0.0055034 | 0 | 0 | 0 | 0 | 0 | 0 | 0 | 0 | 0 | 0 | 0 | 0 | 0.094201 | 0.12847 | 0.18499 | 0.40766 | 0.073287 | 0.09995 | 0.14392 | 0.31716 | 0 | 0 | 0 | 0 | 0.00015313 | 0.00020884 | 0.0003007 | 0.00066267 | 0 | 0 | 0 | 0 | 0 | 0 | 0 | 0 | 0.075768 | 0.00061599 | 0.00084009 | 0.0012097 | 0.0026657 | 0 | 0 | 0 | 0 | 0 | 0.3
56680_G_17 | PJM_EMAC | Maryland | 24 | Wicomico | 45 | 56680 | 17 | Wicomico | 13500 | 2007 | 9999 | Landfill Gas | [5 empty] | Non-Fossil | G | 2025 | LF Gas |  | 0.0012717 | 0.0017344 | 0.0024973 | 0.0055034 | 0 | 0 | 0 | 0 | 0 | 0 | 0 | 0 | 0 | 0 | 0 | 0 | 0.094201 | 0.12847 | 0.18499 | 0.40766 | 0.073287 | 0.09995 | 0.14392 | 0.31716 | 0 | 0 | 0 | 0 | 0.00015313 | 0.00020884 | 0.0003007 | 0.00066267 | 0 | 0 | 0 | 0 | 0 | 0 | 0 | 0 | 0.075768 | 0.00061599 | 0.00084009 | 0.0012097 | 0.0026657 | 0 | 0 | 0 | 0 | 0 | 0.3
56680_G_16 | PJM_EMAC | Maryland | 24 | Wicomico | 45 | 56680 | 16 | Wicomico | 13500 | 2007 | 9999 | Landfill Gas | [5 empty] | Non-Fossil | G | 2025 | LF Gas |  | 0.0012717 | 0.0017344 | 0.0024973 | 0.0055034 | 0 | 0 | 0 | 0 | 0 | 0 | 0 | 0 | 0 | 0 | 0 | 0 | 0.094201 | 0.12847 | 0.18499 | 0.40766 | 0.073287 | 0.09995 | 0.14392 | 0.31716 | 0 | 0 | 0 | 0 | 0.00015313 | 0.00020884 | 0.0003007 | 0.00066267 | 0 | 0 | 0 | 0 | 0 | 0 | 0 | 0 | 0.075768 | 0.00061599 | 0.00084009 | 0.0012097 | 0.0026657 | 0 | 0 | 0 | 0 | 0 | 0.3
56680_G_15 | PJM_EMAC | Maryland | 24 | Wicomico | 45 | 56680 | 15 | Wicomico | 13500 | 2007 | 9999 | Landfill Gas | [5 empty] | Non-Fossil | G | 2025 | LF Gas |  | 0.0012717 | 0.0017344 | 0.0024973 | 0.0055034 | 0 | 0 | 0 | 0 | 0 | 0 | 0 | 0 | 0 | 0 | 0 | 0 | 0.094201 | 0.12847 | 0.18499 | 0.40766 | 0.073287 | 0.09995 | 0.14392 | 0.31716 | 0 | 0 | 0 | 0 | 0.00015313 | 0.00020884 | 0.0003007 | 0.00066267 | 0 | 0 | 0 | 0 | 0 | 0 | 0 | 0 | 0.075768 | 0.00061599 | 0.00084009 | 0.0012097 | 0.0026657 | 0 | 0 | 0 | 0 | 0 | 0.3
56680_G_14 | PJM_EMAC | Maryland | 24 | Wicomico | 45 | 56680 | 14 | Wicomico | 13500 | 2007 | 9999 | Landfill Gas | [5 empty] | Non-Fossil | G | 2025 | LF Gas |  | 0.0012717 | 0.0017344 | 0.0024973 | 0.0055034 | 0 | 0 | 0 | 0 | 0 | 0 | 0 | 0 | 0 | 0 | 0 | 0 | 0.094201 | 0.12847 | 0.18499 | 0.40766 | 0.073287 | 0.09995 | 0.14392 | 0.31716 | 0 | 0 | 0 | 0 | 0.00015313 | 0.00020884 | 0.0003007 | 0.00066267 | 0 | 0 | 0 | 0 | 0 | 0 | 0 | 0 | 0.075768 | 0.00061599 | 0.00084009 | 0.0012097 | 0.0026657 | 0 | 0 | 0 | 0 | 0 | 0.3
56680_G_13 | PJM_EMAC | Maryland | 24 | Wicomico | 45 | 56680 | 13 | Wicomico | 13500 | 2007 | 9999 | Landfill Gas | [5 empty] | Non-Fossil | G | 2025 | LF Gas |  | 0.0012717 | 0.0017344 | 0.0024973 | 0.0055034 | 0 | 0 | 0 | 0 | 0 | 0 | 0 | 0 | 0 | 0 | 0 | 0 | 0.094201 | 0.12847 | 0.18499 | 0.40766 | 0.073287 | 0.09995 | 0.14392 | 0.31716 | 0 | 0 | 0 | 0 | 0.00015313 | 0.00020884 | 0.0003007 | 0.00066267 | 0 | 0 | 0 | 0 | 0 | 0 | 0 | 0 | 0.075768 | 0.00061599 | 0.00084009 | 0.0012097 | 0.0026657 | 0 | 0 | 0 | 0 | 0 | 0.3
56680_G_12 | PJM_EMAC | Maryland | 24 | Wicomico | 45 | 56680 | 12 | Wicomico | 13500 | 2007 | 9999 | Landfill Gas | [5 empty] | Non-Fossil | G | 2025 | LF Gas |  | 0.0012717 | 0.0017344 | 0.0024973 | 0.0055034 | 0 | 0 | 0 | 0 | 0 | 0 | 0 | 0 | 0 | 0 | 0 | 0 | 0.094201 | 0.12847 | 0.18499 | 0.40766 | 0.073287 | 0.09995 | 0.14392 | 0.31716 | 0 | 0 | 0 | 0 | 0.00015313 | 0.00020884 | 0.0003007 | 0.00066267 | 0 | 0 | 0 | 0 | 0 | 0 | 0 | 0 | 0.075768 | 0.00061599 | 0.00084009 | 0.0012097 | 0.0026657 | 0 | 0 | 0 | 0 | 0 | 0.3
56680_G_11 | PJM_EMAC | Maryland | 24 | Wicomico | 45 | 56680 | 11 | Wicomico | 13500 | 2007 | 9999 | Landfill Gas | [5 empty] | Non-Fossil | G | 2025 | LF Gas |  | 0.0012717 | 0.0017344 | 0.0024973 | 0.0055034 | 0 | 0 | 0 | 0 | 0 | 0 | 0 | 0 | 0 | 0 | 0 | 0 | 0.094201 | 0.12847 | 0.18499 | 0.40766 | 0.073287 | 0.09995 | 0.14392 | 0.31716 | 0 | 0 | 0 | 0 | 0.00015313 | 0.00020884 | 0.0003007 | 0.00066267 | 0 | 0 | 0 | 0 | 0 | 0 | 0 | 0 | 0.075768 | 0.00061599 | 0.00084009 | 0.0012097 | 0.0026657 | 0 | 0 | 0 | 0 | 0 | 0.3
56680_G_10 | PJM_EMAC | Maryland | 24 | Wicomico | 45 | 56680 | 10 | Wicomico | 13500 | 2007 | 9999 | Landfill Gas | [5 empty] | Non-Fossil | G | 2025 | LF Gas |  | 0.0012717 | 0.0017344 | 0.0024973 | 0.0055034 | 0 | 0 | 0 | 0 | 0 | 0 | 0 | 0 | 0 | 0 | 0 | 0 | 0.094201 | 0.12847 | 0.18499 | 0.40766 | 0.073287 | 0.09995 | 0.14392 | 0.31716 | 0 | 0 | 0 | 0 | 0.00015313 | 0.00020884 | 0.0003007 | 0.00066267 | 0 | 0 | 0 | 0 | 0 | 0 | 0 | 0 | 0.075768 | 0.00061599 | 0.00084009 | 0.0012097 | 0.0026657 | 0 | 0 | 0 | 0 | 0 | 0.3
56680_G_1 | PJM_EMAC | Maryland | 24 | Wicomico | 45 | 56680 | 1 | Wicomico | 13500 | 2007 | 9999 | Landfill Gas | [5 empty] | Non-Fossil | G | 2025 | LF Gas |  | 0.0012717 | 0.0017344 | 0.0024973 | 0.0055034 | 0 | 0 | 0 | 0 | 0 | 0 | 0 | 0 | 0 | 0 | 0 | 0 | 0.094201 | 0.12847 | 0.18499 | 0.40766 | 0.073287 | 0.09995 | 0.14392 | 0.31716 | 0 | 0 | 0 | 0 | 0.00015313 | 0.00020884 | 0.0003007 | 0.00066267 | 0 | 0 | 0 | 0 | 0 | 0 | 0 | 0 | 0.075768 | 0.00061599 | 0.00084009 | 0.0012097 | 0.0026657 | 0 | 0 | 0 | 0 | 0 | 0.3
56679_G_1 | MIS_INKY | Indiana | 18 | Benton | 7 | 56679 | 1 | Benton County Wind Farm | 0 | 2008 | 9999 | Onshore Wind | [5 empty] | Non-Fossil | G | 2025 | Wind |  | 0 | 0 | 0 | 0 | 0 | 0 | 0 | 0 | 0 | 0 | 0 | 0 | 0 | 0 | 0 | 0 | 104.3306 | 131.0984 | 86.3575 | 321.7864 | 0 | 0 | 0 | 0 | 0 | 0 | 0 | 0 | 0 | 0 | 0 | 0 | 0 | 0 | 0 | 0 | 0 | 0 | 0 | 0 | 3.6771 | 0 | 0 | 0 | 0 | 0 | 0 | 0 | 0 | 0 | 130.5
56677_G_CCWF | MIS_MIDA | Iowa | 19 | Floyd | 67 | 56677 | CCWF | Charles City Wind Farm | 0 | 2008 | 9999 | Onshore Wind | [5 empty] | Non-Fossil | G | 2025 | Wind |  | 0 | 0 | 0 | 0 | 0 | 0 | 0 | 0 | 0 | 0 | 0 | 0 | 0 | 0 | 0 | 0 | 62.406 | 89.0803 | 71.5043 | 222.9906 | 0 | 0 | 0 | 0 | 0 | 0 | 0 | 0 | 0 | 0 | 0 | 0 | 0 | 0 | 0 | 0 | 0 | 0 | 0 | 0 | 2.1133 | 0 | 0 | 0 | 0 | 0 | 0 | 0 | 0 | 0 | 75
56674_G_CGT4 | ERC_REST | Texas | 48 | Fayette | 149 | 56674 | CGT4 | Winchester Power Park | 10745 | 2010 | 9999 | Combustion Turbine |  |  | SCR |  |  | Fossil | G | 2025 | NaturalGas |  | 0 | 0 | 0.015123 | 0.015123 | 0 | 0 | 0 | 0 | 0 | 0 | 0 | 0 | 0 | 0 | 0 | 0 | 0 | 0 | 1.4074 | 1.4074 | 0 | 0 | 0.88528 | 0.88528 | 0 | 0 | 1.0587e-09 | 1.0587e-09 | 0 | 0 | 7.442e-05 | 7.442e-05 | 0 | 0 | 0 | 0 | 0 | 0 | 0 | 0 | 0.91177 | 0 | 0 | 0.022292 | 0.022292 | 0 | 0 | 0.055604 | 0.055604 | 0 | 44 | SCR
56674_G_CGT3 | ERC_REST | Texas | 48 | Fayette | 149 | 56674 | CGT3 | Winchester Power Park | 10745 | 2010 | 9999 | Combustion Turbine |  |  | SCR |  |  | Fossil | G | 2025 | NaturalGas |  | 0 | 0 | 0.015123 | 0.015123 | 0 | 0 | 0 | 0 | 0 | 0 | 0 | 0 | 0 | 0 | 0 | 0 | 0 | 0 | 1.4074 | 1.4074 | 0 | 0 | 0.88528 | 0.88528 | 0 | 0 | 1.0587e-09 | 1.0587e-09 | 0 | 0 | 9.1361e-05 | 9.1361e-05 | 0 | 0 | 0 | 0 | 0 | 0 | 0 | 0 | 0.91177 | 0 | 0 | 0.022292 | 0.022292 | 0 | 0 | 0.055604 | 0.055604 | 0 | 44 | SCR
56674_G_CGT2 | ERC_REST | Texas | 48 | Fayette | 149 | 56674 | CGT2 | Winchester Power Park | 10745 | 2010 | 9999 | Combustion Turbine |  |  | SCR |  |  | Fossil | G | 2025 | NaturalGas |  | 0 | 0 | 0.015123 | 0.015123 | 0 | 0 | 0 | 0 | 0 | 0 | 0 | 0 | 0 | 0 | 0 | 0 | 0 | 0 | 1.4074 | 1.4074 | 0 | 0 | 0.88528 | 0.88528 | 0 | 0 | 1.0587e-09 | 1.0587e-09 | 0 | 0 | 0.00011624 | 0.00011624 | 0 | 0 | 0 | 0 | 0 | 0 | 0 | 0 | 0.91177 | 0 | 0 | 0.022292 | 0.022292 | 0 | 0 | 0.055604 | 0.055604 | 0 | 44 | SCR
56674_G_CGT1 | ERC_REST | Texas | 48 | Fayette | 149 | 56674 | CGT1 | Winchester Power Park | 10745 | 2010 | 9999 | Combustion Turbine |  |  | SCR |  |  | Fossil | G | 2025 | NaturalGas |  | 0 | 0 | 0.015123 | 0.015123 | 0 | 0 | 0 | 0 | 0 | 0 | 0 | 0 | 0 | 0 | 0 | 0 | 0 | 0 | 1.4074 | 1.4074 | 0 | 0 | 0.88528 | 0.88528 | 0 | 0 | 1.0587e-09 | 1.0587e-09 | 0 | 0 | 7.3361e-05 | 7.3361e-05 | 0 | 0 | 0 | 0 | 0 | 0 | 0 | 0 | 0.91177 | 0 | 0 | 0.022292 | 0.022292 | 0 | 0 | 0.055604 | 0.055604 | 0 | 44 | SCR
56673_G_WEC | ERC_PHDL | Texas | 48 | Floyd | 153 | 56673 | WEC | Whirlwind Energy Center | 0 | 2007 | 9999 | Onshore Wind | [5 empty] | Non-Fossil | G | 2025 | Wind |  | 0 | 0 | 0 | 0 | 0 | 0 | 0 | 0 | 0 | 0 | 0 | 0 | 0 | 0 | 0 | 0 | 55.6298 | 76.9716 | 83.6448 | 216.2462 | 0 | 0 | 0 | 0 | 0 | 0 | 0 | 0 | 0 | 0 | 0 | 0 | 0 | 0 | 0 | 0 | 0 | 0 | 0 | 0 | 1.7474 | 0 | 0 | 0 | 0 | 0 | 0 | 0 | 0 | 0 | 57
56671_B_UHA01 | PJM_AP | West Virginia | 54 | Monongalia | 61 | 56671 | UHA01 | Longview Power Plant | 9039 | 2011 | 9999 | Coal Steam | wall | dry | Bag House + Wet Scrubber + SCR | LNBO | Wet Scrubber | Fossil | B | 2025 | Coal |  | 12.3713 | 14.7365 | 18.481 | 45.5888 | 12.3713 | 14.7365 | 18.481 | 45.5888 | 0 | 0 | 0 | 0 | 0 | 0 | 0 | 0 | 1368.6624 | 1630.3226 | 2044.585 | 5043.57 | 1280.7247 | 1525.5731 | 1913.2187 | 4719.5165 | 0.0056067 | 0.0066786 | 0.0083756 | 0.020661 | 0.36836 | 0.43878 | 0.55027 | 1.3574 | 0.49189 | 0.58593 | 0.73482 | 1.8126 | 0.0061857 | 0.0073683 | 0.0092404 | 0.022794 | 26.8612 | 6.7271 | 8.0132 | 10.0493 | 24.7897 | 22.1228 | 26.3523 | 33.0483 | 81.5234 | 0 | 700 | Scrubber / SCR | Wet Scrubber
56670_G_VW1 | MIS_MNWI | North Dakota | 38 | Mchenry | 49 | 56670 | VW1 | Velva Windfarm LLC | 0 | 2005 | 9999 | Onshore Wind | [5 empty] | Non-Fossil | G | 2025 | Wind |  | 0 | 0 | 0 | 0 | 0 | 0 | 0 | 0 | 0 | 0 | 0 | 0 | 0 | 0 | 0 | 0 | 9.8835 | 14.2661 | 14.144 | 38.2936 | 0 | 0 | 0 | 0 | 0 | 0 | 0 | 0 | 0 | 0 | 0 | 0 | 0 | 0 | 0 | 0 | 0 | 0 | 0 | 0 | 0.43324 | 0 | 0 | 0 | 0 | 0 | 0 | 0 | 0 | 0 | 11.9
56669_G_TW1 | MIS_MAPP | North Dakota | 38 | Dickey | 21 | 56669 | TW1 | Tatanka Wind Power LLC | 0 | 2008 | 9999 | Onshore Wind | [5 empty] | Non-Fossil | G | 2025 | Wind |  | 0 | 0 | 0 | 0 | 0 | 0 | 0 | 0 | 0 | 0 | 0 | 0 | 0 | 0 | 0 | 0 | 154.8508 | 226.8863 | 214.9537 | 596.6907 | 0 | 0 | 0 | 0 | 0 | 0 | 0 | 0 | 0 | 0 | 0 | 0 | 0 | 0 | 0 | 0 | 0 | 0 | 0 | 0 | 7.0987 | 0 | 0 | 0 | 0 | 0 | 0 | 0 | 0 | 0 | 180
56668_G_CGTG | PJM_SMAC | Maryland | 24 | Montgomery | 31 | 56668 | CGTG | NIH Cogeneration Facility | 12043 | 2004 | 9999 | Combustion Turbine | [5 empty] | Fossil | G | 2025 | NaturalGas |  | 0 | 0 | 0.041709 | 0.041709 | 0 | 0 | 0 | 0 | 0 | 0 | 0 | 0 | 0 | 0 | 0 | 0 | 0 | 0 | 3.4634 | 3.4634 | 0 | 0 | 2.4417 | 2.4417 | 0 | 0 | 2.921e-09 | 2.921e-09 | 0 | 0 | 0.0019833 | 0.0019833 | 0 | 0 | 0 | 0 | 0 | 0 | 0 | 0 | 0.39831 | 0 | 0 | 0.0475 | 0.0475 | 0 | 0 | 0.1325 | 0.1325 | 0 | 21.3
56666_G_1 | WECC_PNW | Washington | 53 | Klickitat | 39 | 56666 | 1 | Goodnoe Hills | 0 | 2008 | 9999 | Onshore Wind | [5 empty] | Non-Fossil | G | 2025 | Wind |  | 0 | 0 | 0 | 0 | 0 | 0 | 0 | 0 | 0 | 0 | 0 | 0 | 0 | 0 | 0 | 0 | 52.0506 | 83.3101 | 101.5524 | 236.913 | 0 | 0 | 0 | 0 | 0 | 0 | 0 | 0 | 0 | 0 | 0 | 0 | 0 | 0 | 0 | 0 | 0 | 0 | 0 | 0 | 3.7704 | 0 | 0 | 0 | 0 | 0 | 0 | 0 | 0 | 0 | 94
56665_G_DR | SPP_WEST | Oklahoma | 40 | Roger Mills | 129 | 56665 | DR | Dempsey Ridge Wind Farm | 0 | 2012 | 9999 | Onshore Wind | [5 empty] | Non-Fossil | G | 2025 | Wind |  | 0 | 0 | 0 | 0 | 0 | 0 | 0 | 0 | 0 | 0 | 0 | 0 | 0 | 0 | 0 | 0 | 113.4342 | 174.5061 | 176.474 | 464.4143 | 0 | 0 | 0 | 0 | 0 | 0 | 0 | 0 | 0 | 0 | 0 | 0 | 0 | 0 | 0 | 0 | 0 | 0 | 0 | 0 | 5.0829 | 0 | 0 | 0 | 0 | 0 | 0 | 0 | 0 | 0 | 130.4928
56661_G_1 | ERC_REST | Texas | 48 | Kenedy | 261 | 56661 | 1 | Pattern Gulf Wind | 0 | 2008 | 9999 | Onshore Wind | [5 empty] | Non-Fossil | G | 2025 | Wind |  | 0 | 0 | 0 | 0 | 0 | 0 | 0 | 0 | 0 | 0 | 0 | 0 | 0 | 0 | 0 | 0 | 203.3786 | 292.9281 | 349.5047 | 845.8115 | 0 | 0 | 0 | 0 | 0 | 0 | 0 | 0 | 0 | 0 | 0 | 0 | 0 | 0 | 0 | 0 | 0 | 0 | 0 | 0 | 7.9797 | 0 | 0 | 0 | 0 | 0 | 0 | 0 | 0 | 0 | 283.2
56659_G_1 | MIS_LMI | Michigan | 26 | Sanilac | 151 | 56659 | 1 | Michigan Wind 2 | 0 | 2011 | 9999 | Onshore Wind | [5 empty] | Non-Fossil | G | 2025 | Wind |  | 0 | 0 | 0 | 0 | 0 | 0 | 0 | 0 | 0 | 0 | 0 | 0 | 0 | 0 | 0 | 0 | 89.239 | 112.0686 | 84.3738 | 285.6815 | 0 | 0 | 0 | 0 | 0 | 0 | 0 | 0 | 0 | 0 | 0 | 0 | 0 | 0 | 0 | 0 | 0 | 0 | 0 | 0 | 3.5592 | 0 | 0 | 0 | 0 | 0 | 0 | 0 | 0 | 0 | 90
56654_G_1 | WEC_CALN | California | 6 | Shasta | 89 | 56654 | 1 | Hatchet Ridge Wind Project | 0 | 2010 | 9999 | Onshore Wind | [5 empty] | Non-Fossil | G | 2025 | Wind |  | 0 | 0 | 0 | 0 | 0 | 0 | 0 | 0 | 0 | 0 | 0 | 0 | 0 | 0 | 0 | 0 | 32.7919 | 64.9497 | 177.2065 | 274.9481 | 0 | 0 | 0 | 0 | 0 | 0 | 0 | 0 | 0 | 0 | 0 | 0 | 0 | 0 | 0 | 0 | 0 | 0 | 0 | 0 | 2.8515 | 0 | 0 | 0 | 0 | 0 | 0 | 0 | 0 | 0 | 101.2
56651_G_1 | PJM_PENE | Pennsylvania | 42 | Blair | 13 | 56651 | 1 | North Allegheny Windpower Project | 0 | 2009 | 9999 | Onshore Wind | [5 empty] | Non-Fossil | G | 2025 | Wind |  | 0 | 0 | 0 | 0 | 0 | 0 | 0 | 0 | 0 | 0 | 0 | 0 | 0 | 0 | 0 | 0 | 59.5905 | 73.9117 | 47.4143 | 180.9165 | 0 | 0 | 0 | 0 | 0 | 0 | 0 | 0 | 0 | 0 | 0 | 0 | 0 | 0 | 0 | 0 | 0 | 0 | 0 | 0 | 2.7688 | 0 | 0 | 0 | 0 | 0 | 0 | 0 | 0 | 0 | 70
56650_G_1 | SPP_WAUE | South Dakota | 46 | Jerauld | 73 | 56650 | 1 | Wessington Springs | 0 | 2009 | 9999 | Onshore Wind | [5 empty] | Non-Fossil | G | 2025 | Wind |  | 0 | 0 | 0 | 0 | 0 | 0 | 0 | 0 | 0 | 0 | 0 | 0 | 0 | 0 | 0 | 0 | 47.9191 | 69.9158 | 67.066 | 184.9009 | 0 | 0 | 0 | 0 | 0 | 0 | 0 | 0 | 0 | 0 | 0 | 0 | 0 | 0 | 0 | 0 | 0 | 0 | 0 | 0 | 1.937 | 0 | 0 | 0 | 0 | 0 | 0 | 0 | 0 | 0 | 48.831
56649_G_1 | ERC_WEST | Texas | 48 | Nolan | 353 | 56649 | 1 | South Trent Wind Farm | 0 | 2009 | 9999 | Onshore Wind | [5 empty] | Non-Fossil | G | 2025 | Wind |  | 0 | 0 | 0 | 0 | 0 | 0 | 0 | 0 | 0 | 0 | 0 | 0 | 0 | 0 | 0 | 0 | 70.9987 | 104.4058 | 105.983 | 281.3875 | 0 | 0 | 0 | 0 | 0 | 0 | 0 | 0 | 0 | 0 | 0 | 0 | 0 | 0 | 0 | 0 | 0 | 0 | 0 | 0 | 2.8515 | 0 | 0 | 0 | 0 | 0 | 0 | 0 | 0 | 0 | 101.2
56648_G_1 | SPP_SPS | Texas | 48 | Carson | 65 | 56648 | 1 | Majestic 1 Wind Farm | 0 | 2009 | 9999 | Onshore Wind | [5 empty] | Non-Fossil | G | 2025 | Wind |  | 0 | 0 | 0 | 0 | 0 | 0 | 0 | 0 | 0 | 0 | 0 | 0 | 0 | 0 | 0 | 0 | 64.6742 | 96.5546 | 108.1234 | 269.3522 | 0 | 0 | 0 | 0 | 0 | 0 | 0 | 0 | 0 | 0 | 0 | 0 | 0 | 0 | 0 | 0 | 0 | 0 | 0 | 0 | 3.0234 | 0 | 0 | 0 | 0 | 0 | 0 | 0 | 0 | 0 | 76.8432
56647_G_1 | MIS_WUMS | Wisconsin | 55 | Dodge | 27 | 56647 | 1 | Butler Ridge | 0 | 2009 | 9999 | Onshore Wind | [5 empty] | Non-Fossil | G | 2025 | Wind |  | 0 | 0 | 0 | 0 | 0 | 0 | 0 | 0 | 0 | 0 | 0 | 0 | 0 | 0 | 0 | 0 | 75.6597 | 101.5204 | 78.2094 | 255.3896 | 0 | 0 | 0 | 0 | 0 | 0 | 0 | 0 | 0 | 0 | 0 | 0 | 0 | 0 | 0 | 0 | 0 | 0 | 0 | 0 | 1.5215 | 0 | 0 | 0 | 0 | 0 | 0 | 0 | 0 | 0 | 54
56646_G_1 | MIS_MNWI | Minnesota | 27 | Murray | 101 | 56646 | 1 | Chandler Hills Wind Farm | 0 | 1999 | 9999 | Onshore Wind | [5 empty] | Non-Fossil | G | 2025 | Wind |  | 0 | 0 | 0 | 0 | 0 | 0 | 0 | 0 | 0 | 0 | 0 | 0 | 0 | 0 | 0 | 0 | 1.7102 | 2.353 | 1.9656 | 6.0288 | 0 | 0 | 0 | 0 | 0 | 0 | 0 | 0 | 0 | 0 | 0 | 0 | 0 | 0 | 0 | 0 | 0 | 0 | 0 | 0 | 0.056354 | 0 | 0 | 0 | 0 | 0 | 0 | 0 | 0 | 0 | 2
56645_G_CL25 | MIS_IA | Iowa | 19 | Osceola | 143 | 56645 | CL25 | Osceola Windpower LLC | 0 | 2008 | 9999 | Onshore Wind | [5 empty] | Non-Fossil | G | 2025 | Wind |  | 0 | 0 | 0 | 0 | 0 | 0 | 0 | 0 | 0 | 0 | 0 | 0 | 0 | 0 | 0 | 0 | 86.3623 | 121.0449 | 96.601 | 304.0082 | 0 | 0 | 0 | 0 | 0 | 0 | 0 | 0 | 0 | 0 | 0 | 0 | 0 | 0 | 0 | 0 | 0 | 0 | 0 | 0 | 2.8129 | 0 | 0 | 0 | 0 | 0 | 0 | 0 | 0 | 0 | 99.8313
56644_G_1 | ERC_WEST | Texas | 48 | Martin | 317 | 56644 | 1 | Stanton Wind Energy LLC | 0 | 2008 | 9999 | Onshore Wind | [5 empty] | Non-Fossil | G | 2025 | Wind |  | 0 | 0 | 0 | 0 | 0 | 0 | 0 | 0 | 0 | 0 | 0 | 0 | 0 | 0 | 0 | 0 | 84.1881 | 123.8013 | 125.6716 | 333.661 | 0 | 0 | 0 | 0 | 0 | 0 | 0 | 0 | 0 | 0 | 0 | 0 | 0 | 0 | 0 | 0 | 0 | 0 | 0 | 0 | 3.3812 | 0 | 0 | 0 | 0 | 0 | 0 | 0 | 0 | 0 | 120
56643_B_7 | MIS_MNWI | Minnesota | 27 | Ramsey | 123 | 56643 | 7 | St Paul Cogeneration | 12798 | 2003 | 9999 | Biomass |  |  | ESPC + Cyclone + SNCR |  |  | Non-Fossil | B | 2025 |  | Biomass Retirement | 0 | 0 | 0 | 0 | 0 | 0 | 0 | 0 | 0 | 0 | 0 | 0 | 0 | 0 | 0 | 0 | 0 | 0 | 0 | 0 | 0 | 0 | 0 | 0 | 0 | 0 | 0 | 0 | 0 | 0 | 0 | 0 | 0 | 0 | 0 | 0 | 0 | 0 | 0 | 0 | 0 | 0 | 0 | 0 | 0 | 0 | 0 | 0 | 0 | 0 | 33 | SNCR
56640_G_1 | PJM_COMD | Illinois | 17 | Stark | 175 | 56640 | 1 | Camp Grove Wind Farm | 0 | 2007 | 9999 | Onshore Wind | [5 empty] | Non-Fossil | G | 2025 | Wind |  | 0 | 0 | 0 | 0 | 0 | 0 | 0 | 0 | 0 | 0 | 0 | 0 | 0 | 0 | 0 | 0 | 112.4368 | 152.1154 | 100.8612 | 365.4134 | 0 | 0 | 0 | 0 | 0 | 0 | 0 | 0 | 0 | 0 | 0 | 0 | 0 | 0 | 0 | 0 | 0 | 0 | 0 | 0 | 5.4312 | 0 | 0 | 0 | 0 | 0 | 0 | 0 | 0 | 0 | 137.5357
56639_G_2 | WEC_CALN | California | 6 | Fresno | 19 | 56639 | 2 | Midway Peaking LLC | 10896 | 2009 | 9999 | Combustion Turbine |  |  | SCR | H2O + NH3 |  | Fossil | G | 2025 | NaturalGas |  | 0 | 0 | 0 | 0 | 0 | 0 | 0 | 0 | 0 | 0 | 0 | 0 | 0 | 0 | 0 | 0 | 0 | 0 | 0 | 0 | 0 | 0 | 0 | 0 | 0 | 0 | 0 | 0 | 0 | 0 | 0 | 0 | 0 | 0 | 0 | 0 | 0 | 0 | 0 | 0 | 1.1521 | 0 | 0 | 0 | 0 | 0 | 0 | 0 | 0 | 0 | 55.6 | SCR
56639_G_1 | WEC_CALN | California | 6 | Fresno | 19 | 56639 | 1 | Midway Peaking LLC | 10895 | 2009 | 9999 | Combustion Turbine |  |  | SCR | H2O + NH3 |  | Fossil | G | 2025 | NaturalGas |  | 0 | 0 | 0 | 0 | 0 | 0 | 0 | 0 | 0 | 0 | 0 | 0 | 0 | 0 | 0 | 0 | 0 | 0 | 0 | 0 | 0 | 0 | 0 | 0 | 0 | 0 | 0 | 0 | 0 | 0 | 0 | 0 | 0 | 0 | 0 | 0 | 0 | 0 | 0 | 0 | 1.1521 | 0 | 0 | 0 | 0 | 0 | 0 | 0 | 0 | 0 | 55.6 | SCR
56638_G_GEN1 | ERC_WEST | Texas | 48 | Nolan | 353 | 56638 | GEN1 | Buffalo Gap 3 Wind Farm | 0 | 2008 | 9999 | Onshore Wind | [5 empty] | Non-Fossil | G | 2025 | Wind |  | 0 | 0 | 0 | 0 | 0 | 0 | 0 | 0 | 0 | 0 | 0 | 0 | 0 | 0 | 0 | 0 | 119.4068 | 175.5915 | 178.2442 | 473.2425 | 0 | 0 | 0 | 0 | 0 | 0 | 0 | 0 | 0 | 0 | 0 | 0 | 0 | 0 | 0 | 0 | 0 | 0 | 0 | 0 | 4.7957 | 0 | 0 | 0 | 0 | 0 | 0 | 0 | 0 | 0 | 170.2
56637_G_1 | WECC_ID | Idaho | 16 | Elmore | 39 | 56637 | 1 | Bennett Creek Windfarm LLC | 0 | 2008 | 9999 | Onshore Wind | [5 empty] | Non-Fossil | G | 2025 | Wind |  | 0 | 0 | 0 | 0 | 0 | 0 | 0 | 0 | 0 | 0 | 0 | 0 | 0 | 0 | 0 | 0 | 14.2795 | 21.1986 | 19.4849 | 54.963 | 0 | 0 | 0 | 0 | 0 | 0 | 0 | 0 | 0 | 0 | 0 | 0 | 0 | 0 | 0 | 0 | 0 | 0 | 0 | 0 | 0.76427 | 0 | 0 | 0 | 0 | 0 | 0 | 0 | 0 | 0 | 21
56636_G_1 | WECC_ID | Idaho | 16 | Elmore | 39 | 56636 | 1 | Mountain Home | 0 | 2008 | 9999 | Onshore Wind | [5 empty] | Non-Fossil | G | 2025 | Wind |  | 0 | 0 | 0 | 0 | 0 | 0 | 0 | 0 | 0 | 0 | 0 | 0 | 0 | 0 | 0 | 0 | 14.2795 | 21.1986 | 19.4849 | 54.963 | 0 | 0 | 0 | 0 | 0 | 0 | 0 | 0 | 0 | 0 | 0 | 0 | 0 | 0 | 0 | 0 | 0 | 0 | 0 | 0 | 0.76427 | 0 | 0 | 0 | 0 | 0 | 0 | 0 | 0 | 0 | 21
56635_G_1 | MIS_LMI | Michigan | 26 | Huron | 63 | 56635 | 1 | Harvest | 0 | 2008 | 9999 | Onshore Wind | [5 empty] | Non-Fossil | G | 2025 | Wind |  | 0 | 0 | 0 | 0 | 0 | 0 | 0 | 0 | 0 | 0 | 0 | 0 | 0 | 0 | 0 | 0 | 52.3536 | 65.7469 | 49.4993 | 167.5998 | 0 | 0 | 0 | 0 | 0 | 0 | 0 | 0 | 0 | 0 | 0 | 0 | 0 | 0 | 0 | 0 | 0 | 0 | 0 | 0 | 2.0881 | 0 | 0 | 0 | 0 | 0 | 0 | 0 | 0 | 0 | 52.8
56634_G_1 | NY_Z_C&E | New York | 36 | Steuben | 101 | 56634 | 1 | Cohocton Wind Project | 0 | 2009 | 9999 | Onshore Wind | [5 empty] | Non-Fossil | G | 2025 | Wind |  | 0 | 0 | 0 | 0 | 0 | 0 | 0 | 0 | 0 | 0 | 0 | 0 | 0 | 0 | 0 | 0 | 62.3185 | 78.2316 | 58.5407 | 199.0908 | 0 | 0 | 0 | 0 | 0 | 0 | 0 | 0 | 0 | 0 | 0 | 0 | 0 | 0 | 0 | 0 | 0 | 0 | 0 | 0 | 3.4748 | 0 | 0 | 0 | 0 | 0 | 0 | 0 | 0 | 0 | 87.5
56633_G_1 | NY_Z_C&E | New York | 36 | Steuben | 101 | 56633 | 1 | Dutch Hill Wind Project | 0 | 2009 | 9999 | Onshore Wind | [5 empty] | Non-Fossil | G | 2025 | Wind |  | 0 | 0 | 0 | 0 | 0 | 0 | 0 | 0 | 0 | 0 | 0 | 0 | 0 | 0 | 0 | 0 | 26.7079 | 33.5278 | 25.0889 | 85.3246 | 0 | 0 | 0 | 0 | 0 | 0 | 0 | 0 | 0 | 0 | 0 | 0 | 0 | 0 | 0 | 0 | 0 | 0 | 0 | 0 | 1.4892 | 0 | 0 | 0 | 0 | 0 | 0 | 0 | 0 | 0 | 37.5
56630_G_1 | MIS_MNWI | Minnesota | 27 | St Louis | 137 | 56630 | 1 | Taconite Ridge 1 Wind Energy Center | 0 | 2008 | 9999 | Onshore Wind | [5 empty] | Non-Fossil | G | 2025 | Wind |  | 0 | 0 | 0 | 0 | 0 | 0 | 0 | 0 | 0 | 0 | 0 | 0 | 0 | 0 | 0 | 0 | 21.3777 | 29.413 | 24.5696 | 75.3602 | 0 | 0 | 0 | 0 | 0 | 0 | 0 | 0 | 0 | 0 | 0 | 0 | 0 | 0 | 0 | 0 | 0 | 0 | 0 | 0 | 0.70442 | 0 | 0 | 0 | 0 | 0 | 0 | 0 | 0 | 0 | 25
56629_G_10 | NENG_CT | Connecticut | 9 | New Haven | 9 | 56629 | 10 | Waterbury Generation | 10745 | 2009 | 9999 | Combustion Turbine |  |  | SCR | H2O |  | Fossil | G | 2025 | NaturalGas |  | 0 | 0 | 0.008477 | 0.008477 | 0 | 0 | 0 | 0 | 0 | 0 | 0 | 0 | 0 | 0 | 0 | 0 | 0 | 0 | 0.78892 | 0.78892 | 0 | 0 | 0.49624 | 0.49624 | 0 | 0 | 5.95e-10 | 5.95e-10 | 0 | 0 | 7.3e-05 | 7.3e-05 | 0 | 0 | 0 | 0 | 0 | 0 | 0 | 0 | 1.9686 | 0 | 0 | 0.012496 | 0.012496 | 0 | 0 | 0.028625 | 0.028625 | 0 | 95 | SCR
56628_G_1 | MIS_IA | Minnesota | 27 | Jackson | 63 | 56628 | 1 | Prairie Wind Power LLC | 0 | 2008 | 9999 | Onshore Wind | [5 empty] | Non-Fossil | G | 2025 | Wind |  | 0 | 0 | 0 | 0 | 0 | 0 | 0 | 0 | 0 | 0 | 0 | 0 | 0 | 0 | 0 | 0 | 3.6184 | 5.0537 | 4.0986 | 12.7706 | 0 | 0 | 0 | 0 | 0 | 0 | 0 | 0 | 0 | 0 | 0 | 0 | 0 | 0 | 0 | 0 | 0 | 0 | 0 | 0 | 0.15842 | 0 | 0 | 0 | 0 | 0 | 0 | 0 | 0 | 0 | 4
56627_G_1 | MIS_IA | Minnesota | 27 | Jackson | 63 | 56627 | 1 | KSS Turbines LLC | 0 | 2008 | 9999 | Onshore Wind | [5 empty] | Non-Fossil | G | 2025 | Wind |  | 0 | 0 | 0 | 0 | 0 | 0 | 0 | 0 | 0 | 0 | 0 | 0 | 0 | 0 | 0 | 0 | 3.6184 | 5.0537 | 4.0986 | 12.7706 | 0 | 0 | 0 | 0 | 0 | 0 | 0 | 0 | 0 | 0 | 0 | 0 | 0 | 0 | 0 | 0 | 0 | 0 | 0 | 0 | 0.15842 | 0 | 0 | 0 | 0 | 0 | 0 | 0 | 0 | 0 | 4
56626_G_1 | MIS_IA | Minnesota | 27 | Jackson | 63 | 56626 | 1 | K&D Energy LLC | 0 | 2008 | 9999 | Onshore Wind | [5 empty] | Non-Fossil | G | 2025 | Wind |  | 0 | 0 | 0 | 0 | 0 | 0 | 0 | 0 | 0 | 0 | 0 | 0 | 0 | 0 | 0 | 0 | 3.6184 | 5.0537 | 4.0986 | 12.7706 | 0 | 0 | 0 | 0 | 0 | 0 | 0 | 0 | 0 | 0 | 0 | 0 | 0 | 0 | 0 | 0 | 0 | 0 | 0 | 0 | 0.15842 | 0 | 0 | 0 | 0 | 0 | 0 | 0 | 0 | 0 | 4
56625_G_1 | MIS_IA | Minnesota | 27 | Jackson | 63 | 56625 | 1 | KC Energy LLC | 0 | 2008 | 9999 | Onshore Wind | [5 empty] | Non-Fossil | G | 2025 | Wind |  | 0 | 0 | 0 | 0 | 0 | 0 | 0 | 0 | 0 | 0 | 0 | 0 | 0 | 0 | 0 | 0 | 3.6184 | 5.0537 | 4.0986 | 12.7706 | 0 | 0 | 0 | 0 | 0 | 0 | 0 | 0 | 0 | 0 | 0 | 0 | 0 | 0 | 0 | 0 | 0 | 0 | 0 | 0 | 0.15842 | 0 | 0 | 0 | 0 | 0 | 0 | 0 | 0 | 0 | 4
56624_G_1 | MIS_IA | Minnesota | 27 | Jackson | 63 | 56624 | 1 | BC Energy LLC | 0 | 2008 | 9999 | Onshore Wind | [5 empty] | Non-Fossil | G | 2025 | Wind |  | 0 | 0 | 0 | 0 | 0 | 0 | 0 | 0 | 0 | 0 | 0 | 0 | 0 | 0 | 0 | 0 | 3.6184 | 5.0537 | 4.0986 | 12.7706 | 0 | 0 | 0 | 0 | 0 | 0 | 0 | 0 | 0 | 0 | 0 | 0 | 0 | 0 | 0 | 0 | 0 | 0 | 0 | 0 | 0.15842 | 0 | 0 | 0 | 0 | 0 | 0 | 0 | 0 | 0 | 4
56623_G_EH1 | WECC_PNW | Oregon | 41 | Union | 61 | 56623 | EH1 | Elkhorn Valley Wind Farm | 0 | 2007 | 9999 | Onshore Wind | [5 empty] | Non-Fossil | G | 2025 | Wind |  | 0 | 0 | 0 | 0 | 0 | 0 | 0 | 0 | 0 | 0 | 0 | 0 | 0 | 0 | 0 | 0 | 43.3389 | 72.7964 | 117.2006 | 233.3359 | 0 | 0 | 0 | 0 | 0 | 0 | 0 | 0 | 0 | 0 | 0 | 0 | 0 | 0 | 0 | 0 | 0 | 0 | 0 | 0 | 2.8374 | 0 | 0 | 0 | 0 | 0 | 0 | 0 | 0 | 0 | 100.7
56622_G_1 | PJM_COMD | Illinois | 17 | Bureau | 11 | 56622 | 1 | Providence Heights Wind LLC | 0 | 2008 | 9999 | Onshore Wind | [5 empty] | Non-Fossil | G | 2025 | Wind |  | 0 | 0 | 0 | 0 | 0 | 0 | 0 | 0 | 0 | 0 | 0 | 0 | 0 | 0 | 0 | 0 | 53.9696 | 73.0154 | 48.4134 | 175.3984 | 0 | 0 | 0 | 0 | 0 | 0 | 0 | 0 | 0 | 0 | 0 | 0 | 0 | 0 | 0 | 0 | 0 | 0 | 0 | 0 | 2.607 | 0 | 0 | 0 | 0 | 0 | 0 | 0 | 0 | 0 | 66.0172
56621_G_1 | SPP_WEST | Oklahoma | 40 | Harper | 59 | 56621 | 1 | Sleeping Bear LLC | 0 | 2007 | 9999 | Onshore Wind | [5 empty] | Non-Fossil | G | 2025 | Wind |  | 0 | 0 | 0 | 0 | 0 | 0 | 0 | 0 | 0 | 0 | 0 | 0 | 0 | 0 | 0 | 0 | 81.2085 | 124.9305 | 126.3394 | 332.4784 | 0 | 0 | 0 | 0 | 0 | 0 | 0 | 0 | 0 | 0 | 0 | 0 | 0 | 0 | 0 | 0 | 0 | 0 | 0 | 0 | 3.6389 | 0 | 0 | 0 | 0 | 0 | 0 | 0 | 0 | 0 | 93.421
56620_G_1 | NY_Z_A | New York | 36 | Wyoming | 121 | 56620 | 1 | Noble Bliss Windpark LLC | 0 | 2008 | 9999 | Onshore Wind | [5 empty] | Non-Fossil | G | 2025 | Wind |  | 0 | 0 | 0 | 0 | 0 | 0 | 0 | 0 | 0 | 0 | 0 | 0 | 0 | 0 | 0 | 0 | 69.7721 | 81.4575 | 57.3905 | 208.6201 | 0 | 0 | 0 | 0 | 0 | 0 | 0 | 0 | 0 | 0 | 0 | 0 | 0 | 0 | 0 | 0 | 0 | 0 | 0 | 0 | 2.8318 | 0 | 0 | 0 | 0 | 0 | 0 | 0 | 0 | 0 | 100.5
56619_G_1 | NY_Z_D | New York | 36 | Clinton | 19 | 56619 | 1 | Noble Ellenburg Windpark LLC | 0 | 2008 | 9999 | Onshore Wind | [5 empty] | Non-Fossil | G | 2025 | Wind |  | 0 | 0 | 0 | 0 | 0 | 0 | 0 | 0 | 0 | 0 | 0 | 0 | 0 | 0 | 0 | 0 | 49.4684 | 62.4158 | 49.6922 | 161.5764 | 0 | 0 | 0 | 0 | 0 | 0 | 0 | 0 | 0 | 0 | 0 | 0 | 0 | 0 | 0 | 0 | 0 | 0 | 0 | 0 | 2.2823 | 0 | 0 | 0 | 0 | 0 | 0 | 0 | 0 | 0 | 81
56618_G_1 | NY_Z_D | New York | 36 | Clinton | 19 | 56618 | 1 | Noble Clinton Windpark LLC | 0 | 2008 | 9999 | Onshore Wind | [5 empty] | Non-Fossil | G | 2025 | Wind |  | 0 | 0 | 0 | 0 | 0 | 0 | 0 | 0 | 0 | 0 | 0 | 0 | 0 | 0 | 0 | 0 | 61.3775 | 77.4418 | 61.6551 | 200.4744 | 0 | 0 | 0 | 0 | 0 | 0 | 0 | 0 | 0 | 0 | 0 | 0 | 0 | 0 | 0 | 0 | 0 | 0 | 0 | 0 | 2.8318 | 0 | 0 | 0 | 0 | 0 | 0 | 0 | 0 | 0 | 100.5
56617_G_1 | MIS_MNWI | Minnesota | 27 | Murray | 101 | 56617 | 1 | Fenton Wind Farm | 0 | 2007 | 9999 | Onshore Wind | [5 empty] | Non-Fossil | G | 2025 | Wind |  | 0 | 0 | 0 | 0 | 0 | 0 | 0 | 0 | 0 | 0 | 0 | 0 | 0 | 0 | 0 | 0 | 175.7246 | 241.7748 | 201.9618 | 619.4612 | 0 | 0 | 0 | 0 | 0 | 0 | 0 | 0 | 0 | 0 | 0 | 0 | 0 | 0 | 0 | 0 | 0 | 0 | 0 | 0 | 5.7903 | 0 | 0 | 0 | 0 | 0 | 0 | 0 | 0 | 0 | 205.5
56616_B_4PB | WECC_AZ | Arizona | 4 | Navajo | 17 | 56616 | 4PB | Novo BioPower Plant | 15411 | 2008 | 9999 | Biomass |  |  | Bag House + Cyclone + SNCR |  |  | Non-Fossil | B | 2025 |  | Biomass Retirement | 0 | 0 | 0 | 0 | 0 | 0 | 0 | 0 | 0 | 0 | 0 | 0 | 0 | 0 | 0 | 0 | 0 | 0 | 0 | 0 | 0 | 0 | 0 | 0 | 0 | 0 | 0 | 0 | 0 | 0 | 0 | 0 | 0 | 0 | 0 | 0 | 0 | 0 | 0 | 0 | 0 | 0 | 0 | 0 | 0 | 0 | 0 | 0 | 0 | 0 | 22.2 | SNCR
56615_G_G100 | WEC_SDGE | California | 6 | San Diego | 73 | 56615 | G100 | Rancho Penasquitos | 0 | 2007 | 9999 | Hydro | [5 empty] | Non-Fossil | G | 2025 | Hydro |  | 0 | 0 | 0 | 0 | 0 | 0 | 0 | 0 | 0 | 0 | 0 | 0 | 0 | 0 | 0 | 0 | 2.3575 | 3.8223 | 7.9007 | 14.0805 | 0 | 0 | 0 | 0 | 0 | 0 | 0 | 0 | 0 | 0 | 0 | 0 | 0 | 0 | 0 | 0 | 0 | 0 | 0 | 0 | 0.065514 | 0.006271 | 0.010167 | 0.021016 | 0.037454 | 0 | 0 | 0 | 0 | 0 | 4.4
56614_G_2 | PJM_COMD | Illinois | 17 | Mclean | 113 | 56614 | 2 | Old Trail Wind Farm | 0 | 2007 | 9999 | Onshore Wind | [5 empty] | Non-Fossil | G | 2025 | Wind |  | 0 | 0 | 0 | 0 | 0 | 0 | 0 | 0 | 0 | 0 | 0 | 0 | 0 | 0 | 0 | 0 | 148.4165 | 200.7923 | 133.1368 | 482.3456 | 0 | 0 | 0 | 0 | 0 | 0 | 0 | 0 | 0 | 0 | 0 | 0 | 0 | 0 | 0 | 0 | 0 | 0 | 0 | 0 | 7.1692 | 0 | 0 | 0 | 0 | 0 | 0 | 0 | 0 | 0 | 181.5472
56613_G_1 | WECC_CO | Colorado | 8 | Logan | 75 | 56613 | 1 | Logan Wind Energy | 0 | 2007 | 9999 | Onshore Wind | [5 empty] | Non-Fossil | G | 2025 | Wind |  | 0 | 0 | 0 | 0 | 0 | 0 | 0 | 0 | 0 | 0 | 0 | 0 | 0 | 0 | 0 | 0 | 173.9641 | 219.9881 | 209.6558 | 603.608 | 0 | 0 | 0 | 0 | 0 | 0 | 0 | 0 | 0 | 0 | 0 | 0 | 0 | 0 | 0 | 0 | 0 | 0 | 0 | 0 | 5.6581 | 0 | 0 | 0 | 0 | 0 | 0 | 0 | 0 | 0 | 200.8074
56611_B_S01 | ERC_REST | Texas | 48 | Mclennan | 309 | 56611 | S01 | Sandy Creek Energy Station | 9256 | 2013 | 9999 | Coal Steam | wall | dry | Bag House + Dry Scrubber + SCR + ACI | LNB + OFA | Dry Scrubber | Fossil | B | 2025 | Coal |  | 8.8264 | 0 | 18.3557 | 27.1821 | 0 | 0 | 0 | 0 | 8.8264 | 0 | 18.3557 | 27.1821 | 0 | 0 | 0 | 0 | 953.5873 | 0 | 1983.1096 | 2936.6969 | 945.7492 | 0 | 1966.8092 | 2912.5584 | 0.0024764 | 0 | 0.0051499 | 0.0076263 | 0.21108 | 0 | 0.43898 | 0.65006 | 0.35306 | 0 | 0.73423 | 1.0873 | 0.0044133 | 0 | 0.009178 | 0.013591 | 36.5292 | 5.6586 | 0 | 11.7678 | 17.4264 | 23.6201 | 0 | 49.121 | 72.7411 | 0 | 940 | Scrubber / SCR / Mercury Control | Dry Scrubber
56610_G_02 | SPP_WAUE | South Dakota | 46 | Brookings | 11 | 56610 | 02 | Deer Creek Station | 7704 | 2012 | 9999 | Combined Cycle |  |  | SCR |  |  | Fossil | G | 2025 | NaturalGas |  | 1.4241 | 0.99647 | 2.7108 | 5.1313 | 0 | 0 | 0 | 0 | 0 | 0 | 0 | 0 | 0 | 0 | 0 | 0 | 184.8499 | 129.3442 | 351.8667 | 666.0609 | 83.3659 | 58.3332 | 158.6891 | 300.3882 | 9.9658e-08 | 6.9733e-08 | 1.8977e-07 | 3.5916e-07 | 0.009107 | 0.0063724 | 0.017335 | 0.032815 | 0 | 0 | 0 | 0 | 0 | 0 | 0 | 0 | 4.2762 | 0.40678 | 0.27686 | 0.76187 | 1.4455 | 5.108 | 3.3549 | 9.0725 | 17.5354 | 0 | 140 | SCR
56610_G_01 | SPP_WAUE | South Dakota | 46 | Brookings | 11 | 56610 | 01 | Deer Creek Station | 7704 | 2012 | 9999 | Combined Cycle |  |  | SCR |  |  | Fossil | G | 2025 | NaturalGas |  | 1.5258 | 1.0676 | 2.9044 | 5.4979 | 0 | 0 | 0 | 0 | 0 | 0 | 0 | 0 | 0 | 0 | 0 | 0 | 198.0535 | 138.5831 | 377.0001 | 713.6367 | 89.3206 | 62.4999 | 170.0241 | 321.8445 | 1.0678e-07 | 7.4714e-08 | 2.0332e-07 | 3.8481e-07 | 0.0097575 | 0.0068276 | 0.018574 | 0.035159 | 0 | 0 | 0 | 0 | 0 | 0 | 0 | 0 | 4.5817 | 0.43583 | 0.29663 | 0.81629 | 1.5488 | 5.4728 | 3.5946 | 9.7206 | 18.788 | 0 | 150 | SCR
56609_B_1 | WECC_WY | Wyoming | 56 | Campbell | 5 | 56609 | 1 | Dry Fork Station | 10534 | 2011 | 9999 | Coal Steam | wall | dry | Bag House + Dry Scrubber + SCR + ACI | LNB + OFA | Dry Scrubber | Fossil | B | 2025 | Coal |  | 6.8275 | 9.2551 | 12.6396 | 28.7222 | 0 | 0 | 0 | 0 | 6.8275 | 9.2551 | 12.6396 | 28.7222 | 0 | 0 | 0 | 0 | 648.1419 | 878.5923 | 1199.8859 | 2726.6201 | 733.6177 | 994.4596 | 1358.1248 | 3086.2021 | 0.0021349 | 0.002894 | 0.0039522 | 0.0089811 | 0.13798 | 0.18705 | 0.25545 | 0.58048 | 0.23896 | 0.32393 | 0.44239 | 1.0053 | 0.0034137 | 0.0046274 | 0.0063197 | 0.014361 | 14.7671 | 3.8461 | 5.2136 | 7.1201 | 16.1798 | 5.3595 | 7.2651 | 9.9218 | 22.5464 | 0 | 380 | Scrubber / SCR / Mercury Control | Dry Scrubber
56608_G_SD3 | SPP_WAUE | South Dakota | 46 | Jerauld | 73 | 56608 | SD3 | Prairie Winds SD1 | 0 | 2011 | 9999 | Onshore Wind | [5 empty] | Non-Fossil | G | 2025 | Wind |  | 0 | 0 | 0 | 0 | 0 | 0 | 0 | 0 | 0 | 0 | 0 | 0 | 0 | 0 | 0 | 0 | 1.4094 | 2.0563 | 1.9725 | 5.4383 | 0 | 0 | 0 | 0 | 0 | 0 | 0 | 0 | 0 | 0 | 0 | 0 | 0 | 0 | 0 | 0 | 0 | 0 | 0 | 0 | 0.056972 | 0 | 0 | 0 | 0 | 0 | 0 | 0 | 0 | 0 | 1.4362
56608_G_SD2 | SPP_WAUE | South Dakota | 46 | Jerauld | 73 | 56608 | SD2 | Prairie Winds SD1 | 0 | 2011 | 9999 | Onshore Wind | [5 empty] | Non-Fossil | G | 2025 | Wind |  | 0 | 0 | 0 | 0 | 0 | 0 | 0 | 0 | 0 | 0 | 0 | 0 | 0 | 0 | 0 | 0 | 9.8657 | 14.3944 | 13.8077 | 38.0678 | 0 | 0 | 0 | 0 | 0 | 0 | 0 | 0 | 0 | 0 | 0 | 0 | 0 | 0 | 0 | 0 | 0 | 0 | 0 | 0 | 0.3988 | 0 | 0 | 0 | 0 | 0 | 0 | 0 | 0 | 0 | 10.0534
56608_G_SD1 | SPP_WAUE | South Dakota | 46 | Jerauld | 73 | 56608 | SD1 | Prairie Winds SD1 | 0 | 2011 | 9999 | Onshore Wind | [5 empty] | Non-Fossil | G | 2025 | Wind |  | 0 | 0 | 0 | 0 | 0 | 0 | 0 | 0 | 0 | 0 | 0 | 0 | 0 | 0 | 0 | 0 | 140.9386 | 205.6348 | 197.2528 | 543.8263 | 0 | 0 | 0 | 0 | 0 | 0 | 0 | 0 | 0 | 0 | 0 | 0 | 0 | 0 | 0 | 0 | 0 | 0 | 0 | 0 | 5.6972 | 0 | 0 | 0 | 0 | 0 | 0 | 0 | 0 | 0 | 143.6206
56607_G_ND1 | SPP_WAUE | North Dakota | 38 | Ward | 101 | 56607 | ND1 | Prairie Winds ND1 | 0 | 2009 | 9999 | Onshore Wind | [5 empty] | Non-Fossil | G | 2025 | Wind |  | 0 | 0 | 0 | 0 | 0 | 0 | 0 | 0 | 0 | 0 | 0 | 0 | 0 | 0 | 0 | 0 | 113.3431 | 165.3719 | 158.6311 | 437.3462 | 0 | 0 | 0 | 0 | 0 | 0 | 0 | 0 | 0 | 0 | 0 | 0 | 0 | 0 | 0 | 0 | 0 | 0 | 0 | 0 | 4.5538 | 0 | 0 | 0 | 0 | 0 | 0 | 0 | 0 | 0 | 115.5
56606_G_01 | SPP_WAUE | Montana | 30 | Roosevelt | 85 | 56606 | 01 | Culbertson Generation Station | 10745 | 2010 | 9999 | Combustion Turbine |  |  |  | H2O |  | Fossil | G | 2025 | NaturalGas |  | 0 | 0 | 0.16347 | 0.16347 | 0 | 0 | 0 | 0 | 0 | 0 | 0 | 0 | 0 | 0 | 0 | 0 | 0 | 0 | 15.2131 | 15.2131 | 0 | 0 | 9.5693 | 9.5693 | 0 | 0 | 1.144e-08 | 1.144e-08 | 0 | 0 | 0.0072628 | 0.0072628 | 0 | 0 | 0 | 0 | 0 | 0 | 0 | 0 | 1.698 | 0 | 0 | 0.20865 | 0.20865 | 0 | 0 | 0.54709 | 0.54709 | 0 | 90.8
56605_G_GE15 | MIS_MAPP | North Dakota | 38 | Cavalier | 19 | 56605 | GE15 | Langdon Wind LLC | 0 | 2007 | 9999 | Onshore Wind | [5 empty] | Non-Fossil | G | 2025 | Wind |  | 0 | 0 | 0 | 0 | 0 | 0 | 0 | 0 | 0 | 0 | 0 | 0 | 0 | 0 | 0 | 0 | 101.9434 | 149.3668 | 141.5112 | 392.8214 | 0 | 0 | 0 | 0 | 0 | 0 | 0 | 0 | 0 | 0 | 0 | 0 | 0 | 0 | 0 | 0 | 0 | 0 | 0 | 0 | 4.6733 | 0 | 0 | 0 | 0 | 0 | 0 | 0 | 0 | 0 | 118.5
56604_G_HC2 | MIS_WOTA | Texas | 48 | Hardin | 199 | 56604 | HC2 | Hardin County Peaking Facility | 12534 | 2001 | 9999 | Combustion Turbine |  |  |  | DLNB |  | Fossil | G | 2025 | NaturalGas |  | 0 | 0 | 0 | 0 | 0 | 0 | 0 | 0 | 0 | 0 | 0 | 0 | 0 | 0 | 0 | 0 | 0 | 0 | 0 | 0 | 0 | 0 | 0 | 0 | 0 | 0 | 0 | 0 | 0 | 0 | 0 | 0 | 0 | 0 | 0 | 0 | 0 | 0 | 0 | 0 | 1.3651 | 0 | 0 | 0 | 0 | 0 | 0 | 0 | 0 | 0 | 73
56604_G_HC1 | MIS_WOTA | Texas | 48 | Hardin | 199 | 56604 | HC1 | Hardin County Peaking Facility | 12534 | 2001 | 9999 | Combustion Turbine |  |  |  | DLNB |  | Fossil | G | 2025 | NaturalGas |  | 0 | 0 | 0 | 0 | 0 | 0 | 0 | 0 | 0 | 0 | 0 | 0 | 0 | 0 | 0 | 0 | 0 | 0 | 0 | 0 | 0 | 0 | 0 | 0 | 0 | 0 | 0 | 0 | 0 | 0 | 0 | 0 | 0 | 0 | 0 | 0 | 0 | 0 | 0 | 0 | 1.3651 | 0 | 0 | 0 | 0 | 0 | 0 | 0 | 0 | 0 | 73
56603_G_SJCD1 | MIS_WOTA | Texas | 48 | San Jacinto | 407 | 56603 | SJCD1 | San Jacinto County Peaking Facility | 14397 | 2012 | 9999 | Combustion Turbine | [5 empty] | Fossil | G | 2025 | Oil |  | 0 | 0 | 0 | 0 | 0 | 0 | 0 | 0 | 0 | 0 | 0 | 0 | 0 | 0 | 0 | 0 | 0 | 0 | 0 | 0 | 0 | 0 | 0 | 0 | 0 | 0 | 0 | 0 | 0 | 0 | 0 | 0 | 0 | 0 | 0 | 0 | 0 | 0 | 0 | 0 | 0.00935 | 0 | 0 | 0 | 0 | 0 | 0 | 0 | 0 | 0 | 0.5
56603_G_SJC2 | MIS_WOTA | Texas | 48 | San Jacinto | 407 | 56603 | SJC2 | San Jacinto County Peaking Facility | 12731 | 2001 | 9999 | Combustion Turbine |  |  |  | DLNB |  | Fossil | G | 2025 | NaturalGas |  | 0 | 0 | 0 | 0 | 0 | 0 | 0 | 0 | 0 | 0 | 0 | 0 | 0 | 0 | 0 | 0 | 0 | 0 | 0 | 0 | 0 | 0 | 0 | 0 | 0 | 0 | 0 | 0 | 0 | 0 | 0 | 0 | 0 | 0 | 0 | 0 | 0 | 0 | 0 | 0 | 1.3651 | 0 | 0 | 0 | 0 | 0 | 0 | 0 | 0 | 0 | 73
56603_G_SJC1 | MIS_WOTA | Texas | 48 | San Jacinto | 407 | 56603 | SJC1 | San Jacinto County Peaking Facility | 12731 | 2001 | 9999 | Combustion Turbine |  |  |  | DLNB |  | Fossil | G | 2025 | NaturalGas |  | 0 | 0 | 0 | 0 | 0 | 0 | 0 | 0 | 0 | 0 | 0 | 0 | 0 | 0 | 0 | 0 | 0 | 0 | 0 | 0 | 0 | 0 | 0 | 0 | 0 | 0 | 0 | 0 | 0 | 0 | 0 | 0 | 0 | 0 | 0 | 0 | 0 | 0 | 0 | 0 | 1.3651 | 0 | 0 | 0 | 0 | 0 | 0 | 0 | 0 | 0 | 73
56602_G_SNY1 | ERC_WEST | Texas | 48 | Scurry | 415 | 56602 | SNY1 | Snyder Wind Farm | 0 | 2007 | 9999 | Onshore Wind | [5 empty] | Non-Fossil | G | 2025 | Wind |  | 0 | 0 | 0 | 0 | 0 | 0 | 0 | 0 | 0 | 0 | 0 | 0 | 0 | 0 | 0 | 0 | 44.1988 | 64.9957 | 65.9776 | 175.172 | 0 | 0 | 0 | 0 | 0 | 0 | 0 | 0 | 0 | 0 | 0 | 0 | 0 | 0 | 0 | 0 | 0 | 0 | 0 | 0 | 1.7751 | 0 | 0 | 0 | 0 | 0 | 0 | 0 | 0 | 0 | 63
56600_G_EP14 | MIS_MO | Missouri | 29 | St Francois | 187 | 56600 | EP14 | Overall Road Station | 25000 | 2003 | 9999 | Combustion Turbine | [5 empty] | Fossil | G | 2025 | Oil |  | 0 | 0 | 0 | 0 | 0 | 0 | 0 | 0 | 0 | 0 | 0 | 0 | 0 | 0 | 0 | 0 | 0 | 0 | 0 | 0 | 0 | 0 | 0 | 0 | 0 | 0 | 0 | 0 | 0 | 0 | 0 | 0 | 0 | 0 | 0 | 0 | 0 | 0 | 0 | 0 | 0.02431 | 0 | 0 | 0 | 0 | 0 | 0 | 0 | 0 | 0 | 1.3
56600_G_EP13 | MIS_MO | Missouri | 29 | St Francois | 187 | 56600 | EP13 | Overall Road Station | 25000 | 2003 | 9999 | Combustion Turbine | [5 empty] | Fossil | G | 2025 | Oil |  | 0 | 0 | 0 | 0 | 0 | 0 | 0 | 0 | 0 | 0 | 0 | 0 | 0 | 0 | 0 | 0 | 0 | 0 | 0 | 0 | 0 | 0 | 0 | 0 | 0 | 0 | 0 | 0 | 0 | 0 | 0 | 0 | 0 | 0 | 0 | 0 | 0 | 0 | 0 | 0 | 0.02431 | 0 | 0 | 0 | 0 | 0 | 0 | 0 | 0 | 0 | 1.3
56600_G_EP12 | MIS_MO | Missouri | 29 | St Francois | 187 | 56600 | EP12 | Overall Road Station | 25000 | 2003 | 9999 | Combustion Turbine | [5 empty] | Fossil | G | 2025 | Oil |  | 0 | 0 | 0 | 0 | 0 | 0 | 0 | 0 | 0 | 0 | 0 | 0 | 0 | 0 | 0 | 0 | 0 | 0 | 0 | 0 | 0 | 0 | 0 | 0 | 0 | 0 | 0 | 0 | 0 | 0 | 0 | 0 | 0 | 0 | 0 | 0 | 0 | 0 | 0 | 0 | 0.02431 | 0 | 0 | 0 | 0 | 0 | 0 | 0 | 0 | 0 | 1.3
56600_G_EP11 | MIS_MO | Missouri | 29 | St Francois | 187 | 56600 | EP11 | Overall Road Station | 25000 | 2003 | 9999 | Combustion Turbine | [5 empty] | Fossil | G | 2025 | Oil |  | 0 | 0 | 0 | 0 | 0 | 0 | 0 | 0 | 0 | 0 | 0 | 0 | 0 | 0 | 0 | 0 | 0 | 0 | 0 | 0 | 0 | 0 | 0 | 0 | 0 | 0 | 0 | 0 | 0 | 0 | 0 | 0 | 0 | 0 | 0 | 0 | 0 | 0 | 0 | 0 | 0.02431 | 0 | 0 | 0 | 0 | 0 | 0 | 0 | 0 | 0 | 1.3
566_G_3 | NENG_CT | Connecticut | 9 | New London | 11 | 566 | 3 | Millstone | 10456 | 1986 | 9999 | Nuclear | [5 empty] | Non-Fossil | G | 2025 | Nuclear |  | 24.4944 | 33.2035 | 44.8843 | 102.5822 | 0 | 0 | 0 | 0 | 0 | 0 | 0 | 0 | 0 | 0 | 0 | 0 | 2342.6158 | 3175.5458 | 4292.688 | 9810.8496 | 0 | 0 | 0 | 0 | 0 | 0 | 0 | 0 | 0 | 0 | 0 | 0 | 0 | 0 | 0 | 0 | 0 | 0 | 0 | 0 | 290.744 | 0.21724 | 0.29449 | 0.39809 | 0.90982 | 15.8664 | 21.5077 | 29.074 | 66.4481 | 0 | 1220
566_G_2 | NENG_CT | Connecticut | 9 | New London | 11 | 566 | 2 | Millstone | 10456 | 1975 | 9999 | Nuclear | [5 empty] | Non-Fossil | G | 2025 | Nuclear |  | 16.5501 | 22.4346 | 30.3269 | 69.3116 | 0 | 0 | 0 | 0 | 0 | 0 | 0 | 0 | 0 | 0 | 0 | 0 | 1582.8315 | 2145.616 | 2900.4337 | 6628.8812 | 0 | 0 | 0 | 0 | 0 | 0 | 0 | 0 | 0 | 0 | 0 | 0 | 0 | 0 | 0 | 0 | 0 | 0 | 0 | 0 | 214.0344 | 0.14373 | 0.19483 | 0.26337 | 0.60193 | 10.7204 | 14.5321 | 19.6444 | 44.8969 | 0 | 867.8
56599_G_EP10 | MIS_MO | Missouri | 29 | St Francois | 187 | 56599 | EP10 | Jefferson Street Substation | 25000 | 2002 | 9999 | Combustion Turbine | [5 empty] | Fossil | G | 2025 | Oil |  | 0 | 0 | 0 | 0 | 0 | 0 | 0 | 0 | 0 | 0 | 0 | 0 | 0 | 0 | 0 | 0 | 0 | 0 | 0 | 0 | 0 | 0 | 0 | 0 | 0 | 0 | 0 | 0 | 0 | 0 | 0 | 0 | 0 | 0 | 0 | 0 | 0 | 0 | 0 | 0 | 0.02431 | 0 | 0 | 0 | 0 | 0 | 0 | 0 | 0 | 0 | 1.3
56599_G_EP09 | MIS_MO | Missouri | 29 | St Francois | 187 | 56599 | EP09 | Jefferson Street Substation | 25000 | 2002 | 9999 | Combustion Turbine | [5 empty] | Fossil | G | 2025 | Oil |  | 0 | 0 | 0 | 0 | 0 | 0 | 0 | 0 | 0 | 0 | 0 | 0 | 0 | 0 | 0 | 0 | 0 | 0 | 0 | 0 | 0 | 0 | 0 | 0 | 0 | 0 | 0 | 0 | 0 | 0 | 0 | 0 | 0 | 0 | 0 | 0 | 0 | 0 | 0 | 0 | 0.02431 | 0 | 0 | 0 | 0 | 0 | 0 | 0 | 0 | 0 | 1.3
56599_G_EP08 | MIS_MO | Missouri | 29 | St Francois | 187 | 56599 | EP08 | Jefferson Street Substation | 25000 | 2002 | 9999 | Combustion Turbine | [5 empty] | Fossil | G | 2025 | Oil |  | 0 | 0 | 0 | 0 | 0 | 0 | 0 | 0 | 0 | 0 | 0 | 0 | 0 | 0 | 0 | 0 | 0 | 0 | 0 | 0 | 0 | 0 | 0 | 0 | 0 | 0 | 0 | 0 | 0 | 0 | 0 | 0 | 0 | 0 | 0 | 0 | 0 | 0 | 0 | 0 | 0.02431 | 0 | 0 | 0 | 0 | 0 | 0 | 0 | 0 | 0 | 1.3
56598_G_EP07 | MIS_MO | Missouri | 29 | St Francois | 187 | 56598 | EP07 | Walton Street Substation | 25000 | 2003 | 9999 | Combustion Turbine | [5 empty] | Fossil | G | 2025 | Oil |  | 0 | 0 | 0 | 0 | 0 | 0 | 0 | 0 | 0 | 0 | 0 | 0 | 0 | 0 | 0 | 0 | 0 | 0 | 0 | 0 | 0 | 0 | 0 | 0 | 0 | 0 | 0 | 0 | 0 | 0 | 0 | 0 | 0 | 0 | 0 | 0 | 0 | 0 | 0 | 0 | 0.02431 | 0 | 0 | 0 | 0 | 0 | 0 | 0 | 0 | 0 | 1.3
56598_G_EP06 | MIS_MO | Missouri | 29 | St Francois | 187 | 56598 | EP06 | Walton Street Substation | 25000 | 2003 | 9999 | Combustion Turbine | [5 empty] | Fossil | G | 2025 | Oil |  | 0 | 0 | 0 | 0 | 0 | 0 | 0 | 0 | 0 | 0 | 0 | 0 | 0 | 0 | 0 | 0 | 0 | 0 | 0 | 0 | 0 | 0 | 0 | 0 | 0 | 0 | 0 | 0 | 0 | 0 | 0 | 0 | 0 | 0 | 0 | 0 | 0 | 0 | 0 | 0 | 0.02431 | 0 | 0 | 0 | 0 | 0 | 0 | 0 | 0 | 0 | 1.3
56598_G_EP05 | MIS_MO | Missouri | 29 | St Francois | 187 | 56598 | EP05 | Walton Street Substation | 11475 | 2003 | 9999 | Combustion Turbine | [5 empty] | Fossil | G | 2025 | Oil |  | 0 | 0 | 0 | 0 | 0 | 0 | 0 | 0 | 0 | 0 | 0 | 0 | 0 | 0 | 0 | 0 | 0 | 0 | 0 | 0 | 0 | 0 | 0 | 0 | 0 | 0 | 0 | 0 | 0 | 0 | 0 | 0 | 0 | 0 | 0 | 0 | 0 | 0 | 0 | 0 | 0.02431 | 0 | 0 | 0 | 0 | 0 | 0 | 0 | 0 | 0 | 1.3
56597_G_EP04 | MIS_MO | Missouri | 29 | St Francois | 187 | 56597 | EP04 | Elm Street Substation Generators | 21016 | 2002 | 9999 | Combustion Turbine | [5 empty] | Fossil | G | 2025 | Oil |  | 0 | 0 | 0 | 0 | 0 | 0 | 0 | 0 | 0 | 0 | 0 | 0 | 0 | 0 | 0 | 0 | 0 | 0 | 0 | 0 | 0 | 0 | 0 | 0 | 0 | 0 | 0 | 0 | 0 | 0 | 0 | 0 | 0 | 0 | 0 | 0 | 0 | 0 | 0 | 0 | 0.02431 | 0 | 0 | 0 | 0 | 0 | 0 | 0 | 0 | 0 | 1.3
56597_G_EP03 | MIS_MO | Missouri | 29 | St Francois | 187 | 56597 | EP03 | Elm Street Substation Generators | 21016 | 2002 | 9999 | Combustion Turbine | [5 empty] | Fossil | G | 2025 | Oil |  | 0 | 0 | 0 | 0 | 0 | 0 | 0 | 0 | 0 | 0 | 0 | 0 | 0 | 0 | 0 | 0 | 0 | 0 | 0 | 0 | 0 | 0 | 0 | 0 | 0 | 0 | 0 | 0 | 0 | 0 | 0 | 0 | 0 | 0 | 0 | 0 | 0 | 0 | 0 | 0 | 0.02431 | 0 | 0 | 0 | 0 | 0 | 0 | 0 | 0 | 0 | 1.3
56597_G_EP02 | MIS_MO | Missouri | 29 | St Francois | 187 | 56597 | EP02 | Elm Street Substation Generators | 21016 | 2002 | 9999 | Combustion Turbine | [5 empty] | Fossil | G | 2025 | Oil |  | 0 | 0 | 0 | 0 | 0 | 0 | 0 | 0 | 0 | 0 | 0 | 0 | 0 | 0 | 0 | 0 | 0 | 0 | 0 | 0 | 0 | 0 | 0 | 0 | 0 | 0 | 0 | 0 | 0 | 0 | 0 | 0 | 0 | 0 | 0 | 0 | 0 | 0 | 0 | 0 | 0.02431 | 0 | 0 | 0 | 0 | 0 | 0 | 0 | 0 | 0 | 1.3
56597_G_EP01 | MIS_MO | Missouri | 29 | St Francois | 187 | 56597 | EP01 | Elm Street Substation Generators | 23191 | 2002 | 9999 | Combustion Turbine | [5 empty] | Fossil | G | 2025 | Oil |  | 0 | 0 | 0 | 0 | 0 | 0 | 0 | 0 | 0 | 0 | 0 | 0 | 0 | 0 | 0 | 0 | 0 | 0 | 0 | 0 | 0 | 0 | 0 | 0 | 0 | 0 | 0 | 0 | 0 | 0 | 0 | 0 | 0 | 0 | 0 | 0 | 0 | 0 | 0 | 0 | 0.02431 | 0 | 0 | 0 | 0 | 0 | 0 | 0 | 0 | 0 | 1.3
56596_B_1 | WECC_WY | Wyoming | 56 | Campbell | 5 | 56596 | 1 | Wygen III | 11456 | 2010 | 9999 | Coal Steam | wall | dry | Bag House + Dry Scrubber + SCR + ACI | LNB + OFA | Dry Scrubber | Fossil | B | 2025 | Coal |  | 2.036 | 2.7598 | 3.7002 | 8.496 | 0 | 0 | 0 | 0 | 2.036 | 2.7598 | 3.7002 | 8.496 | 0 | 0 | 0 | 0 | 177.7193 | 240.9083 | 322.994 | 741.6216 | 218.1522 | 295.7175 | 396.4785 | 910.3482 | 0.00057121 | 0.00077431 | 0.0010381 | 0.0023837 | 0.040882 | 0.055418 | 0.0743 | 0.1706 | 0.081438 | 0.11039 | 0.14801 | 0.33984 | 0.001018 | 0.00138 | 0.0018501 | 0.0042481 | 3.8861 | 1.0546 | 1.4296 | 1.9166 | 4.4008 | 1.5986 | 2.167 | 2.9053 | 6.6709 | 0 | 100 | Scrubber / SCR / Mercury Control | Dry Scrubber
56595_G_1 | MIS_MNWI | Minnesota | 27 | Lincoln | 81 | 56595 | 1 | Breezy Bucks I LLC | 0 | 2006 | 9999 | Onshore Wind | [5 empty] | Non-Fossil | G | 2025 | Wind |  | 0 | 0 | 0 | 0 | 0 | 0 | 0 | 0 | 0 | 0 | 0 | 0 | 0 | 0 | 0 | 0 | 1.1116 | 1.5295 | 1.2776 | 3.9187 | 0 | 0 | 0 | 0 | 0 | 0 | 0 | 0 | 0 | 0 | 0 | 0 | 0 | 0 | 0 | 0 | 0 | 0 | 0 | 0 | 0.03663 | 0 | 0 | 0 | 0 | 0 | 0 | 0 | 0 | 0 | 1.3
56594_G_MU1 | NY_Z_C&E | New York | 36 | Madison | 53 | 56594 | MU1 | Munnsville Wind Farm LLC | 0 | 2007 | 9999 | Onshore Wind | [5 empty] | Non-Fossil | G | 2025 | Wind |  | 0 | 0 | 0 | 0 | 0 | 0 | 0 | 0 | 0 | 0 | 0 | 0 | 0 | 0 | 0 | 0 | 24.5713 | 30.8456 | 23.0818 | 78.4987 | 0 | 0 | 0 | 0 | 0 | 0 | 0 | 0 | 0 | 0 | 0 | 0 | 0 | 0 | 0 | 0 | 0 | 0 | 0 | 0 | 1.3701 | 0 | 0 | 0 | 0 | 0 | 0 | 0 | 0 | 0 | 34.5
56593_G_RO1 | ERC_WEST | Texas | 48 | Nolan | 353 | 56593 | RO1 | Roscoe Wind Farm LLC | 0 | 2008 | 9999 | Onshore Wind | [5 empty] | Non-Fossil | G | 2025 | Wind |  | 0 | 0 | 0 | 0 | 0 | 0 | 0 | 0 | 0 | 0 | 0 | 0 | 0 | 0 | 0 | 0 | 146.6277 | 215.6206 | 218.878 | 581.1263 | 0 | 0 | 0 | 0 | 0 | 0 | 0 | 0 | 0 | 0 | 0 | 0 | 0 | 0 | 0 | 0 | 0 | 0 | 0 | 0 | 5.889 | 0 | 0 | 0 | 0 | 0 | 0 | 0 | 0 | 0 | 209
56592_G_CH1 | ERC_WEST | Texas | 48 | Nolan | 353 | 56592 | CH1 | Champion Wind Farm LLC | 0 | 2008 | 9999 | Onshore Wind | [5 empty] | Non-Fossil | G | 2025 | Wind |  | 0 | 0 | 0 | 0 | 0 | 0 | 0 | 0 | 0 | 0 | 0 | 0 | 0 | 0 | 0 | 0 | 88.7483 | 130.5072 | 132.4788 | 351.7343 | 0 | 0 | 0 | 0 | 0 | 0 | 0 | 0 | 0 | 0 | 0 | 0 | 0 | 0 | 0 | 0 | 0 | 0 | 0 | 0 | 3.5644 | 0 | 0 | 0 | 0 | 0 | 0 | 0 | 0 | 0 | 126.5
56591_G_HBWP | WECC_MT | Montana | 30 | Cascade | 13 | 56591 | HBWP | Horseshoe Bend Wind Park | 0 | 2006 | 9999 | Onshore Wind | [5 empty] | Non-Fossil | G | 2025 | Wind |  | 0 | 0 | 0 | 0 | 0 | 0 | 0 | 0 | 0 | 0 | 0 | 0 | 0 | 0 | 0 | 0 | 8.8961 | 10.2379 | 8.0845 | 27.2185 | 0 | 0 | 0 | 0 | 0 | 0 | 0 | 0 | 0 | 0 | 0 | 0 | 0 | 0 | 0 | 0 | 0 | 0 | 0 | 0 | 0.32687 | 0 | 0 | 0 | 0 | 0 | 0 | 0 | 0 | 0 | 9
56590_G_1 | MIS_MNWI | Minnesota | 27 | Nobles | 105 | 56590 | 1 | Green Acres Breeze LLC | 0 | 2006 | 9999 | Onshore Wind | [5 empty] | Non-Fossil | G | 2025 | Wind |  | 0 | 0 | 0 | 0 | 0 | 0 | 0 | 0 | 0 | 0 | 0 | 0 | 0 | 0 | 0 | 0 | 1.1116 | 1.5295 | 1.2776 | 3.9187 | 0 | 0 | 0 | 0 | 0 | 0 | 0 | 0 | 0 | 0 | 0 | 0 | 0 | 0 | 0 | 0 | 0 | 0 | 0 | 0 | 0.03663 | 0 | 0 | 0 | 0 | 0 | 0 | 0 | 0 | 0 | 1.3
56589_G_1 | MIS_IA | Minnesota | 27 | Nobles | 105 | 56589 | 1 | Wolf Wind Enterprises LLC | 0 | 2006 | 9999 | Onshore Wind | [5 empty] | Non-Fossil | G | 2025 | Wind |  | 0 | 0 | 0 | 0 | 0 | 0 | 0 | 0 | 0 | 0 | 0 | 0 | 0 | 0 | 0 | 0 | 1.176 | 1.6424 | 1.332 | 4.1505 | 0 | 0 | 0 | 0 | 0 | 0 | 0 | 0 | 0 | 0 | 0 | 0 | 0 | 0 | 0 | 0 | 0 | 0 | 0 | 0 | 0.051485 | 0 | 0 | 0 | 0 | 0 | 0 | 0 | 0 | 0 | 1.3
56588_G_1 | MIS_MNWI | Minnesota | 27 | Nobles | 105 | 56588 | 1 | G Flow Wind LLC | 0 | 2006 | 9999 | Onshore Wind | [5 empty] | Non-Fossil | G | 2025 | Wind |  | 0 | 0 | 0 | 0 | 0 | 0 | 0 | 0 | 0 | 0 | 0 | 0 | 0 | 0 | 0 | 0 | 1.1116 | 1.5295 | 1.2776 | 3.9187 | 0 | 0 | 0 | 0 | 0 | 0 | 0 | 0 | 0 | 0 | 0 | 0 | 0 | 0 | 0 | 0 | 0 | 0 | 0 | 0 | 0.03663 | 0 | 0 | 0 | 0 | 0 | 0 | 0 | 0 | 0 | 1.3
56587_G_1 | MIS_MNWI | Minnesota | 27 | Nobles | 105 | 56587 | 1 | Minnesota Breeze LLC | 0 | 2006 | 9999 | Onshore Wind | [5 empty] | Non-Fossil | G | 2025 | Wind |  | 0 | 0 | 0 | 0 | 0 | 0 | 0 | 0 | 0 | 0 | 0 | 0 | 0 | 0 | 0 | 0 | 1.1116 | 1.5295 | 1.2776 | 3.9187 | 0 | 0 | 0 | 0 | 0 | 0 | 0 | 0 | 0 | 0 | 0 | 0 | 0 | 0 | 0 | 0 | 0 | 0 | 0 | 0 | 0.03663 | 0 | 0 | 0 | 0 | 0 | 0 | 0 | 0 | 0 | 1.3
56586_G_1 | MIS_MNWI | Minnesota | 27 | Nobles | 105 | 56586 | 1 | Sunset Breeze LLC | 0 | 2006 | 9999 | Onshore Wind | [5 empty] | Non-Fossil | G | 2025 | Wind |  | 0 | 0 | 0 | 0 | 0 | 0 | 0 | 0 | 0 | 0 | 0 | 0 | 0 | 0 | 0 | 0 | 1.1116 | 1.5295 | 1.2776 | 3.9187 | 0 | 0 | 0 | 0 | 0 | 0 | 0 | 0 | 0 | 0 | 0 | 0 | 0 | 0 | 0 | 0 | 0 | 0 | 0 | 0 | 0.03663 | 0 | 0 | 0 | 0 | 0 | 0 | 0 | 0 | 0 | 1.3
56585_G_1 | MIS_MNWI | Minnesota | 27 | Lincoln | 81 | 56585 | 1 | Wallys Wind Farm LLC | 0 | 2006 | 9999 | Onshore Wind | [5 empty] | Non-Fossil | G | 2025 | Wind |  | 0 | 0 | 0 | 0 | 0 | 0 | 0 | 0 | 0 | 0 | 0 | 0 | 0 | 0 | 0 | 0 | 1.1116 | 1.5295 | 1.2776 | 3.9187 | 0 | 0 | 0 | 0 | 0 | 0 | 0 | 0 | 0 | 0 | 0 | 0 | 0 | 0 | 0 | 0 | 0 | 0 | 0 | 0 | 0.03663 | 0 | 0 | 0 | 0 | 0 | 0 | 0 | 0 | 0 | 1.3
56584_G_1 | MIS_MNWI | Minnesota | 27 | Lincoln | 81 | 56584 | 1 | Salty Dog II LLC | 0 | 2006 | 9999 | Onshore Wind | [5 empty] | Non-Fossil | G | 2025 | Wind |  | 0 | 0 | 0 | 0 | 0 | 0 | 0 | 0 | 0 | 0 | 0 | 0 | 0 | 0 | 0 | 0 | 1.1116 | 1.5295 | 1.2776 | 3.9187 | 0 | 0 | 0 | 0 | 0 | 0 | 0 | 0 | 0 | 0 | 0 | 0 | 0 | 0 | 0 | 0 | 0 | 0 | 0 | 0 | 0.03663 | 0 | 0 | 0 | 0 | 0 | 0 | 0 | 0 | 0 | 1.3
56583_G_1 | MIS_MNWI | Minnesota | 27 | Lincoln | 81 | 56583 | 1 | Salty Dog I LLC | 0 | 2006 | 9999 | Onshore Wind | [5 empty] | Non-Fossil | G | 2025 | Wind |  | 0 | 0 | 0 | 0 | 0 | 0 | 0 | 0 | 0 | 0 | 0 | 0 | 0 | 0 | 0 | 0 | 1.1116 | 1.5295 | 1.2776 | 3.9187 | 0 | 0 | 0 | 0 | 0 | 0 | 0 | 0 | 0 | 0 | 0 | 0 | 0 | 0 | 0 | 0 | 0 | 0 | 0 | 0 | 0.03663 | 0 | 0 | 0 | 0 | 0 | 0 | 0 | 0 | 0 | 1.3
56582_G_1 | MIS_MNWI | Minnesota | 27 | Lincoln | 81 | 56582 | 1 | Breezy Bucks II LLC | 0 | 2006 | 9999 | Onshore Wind | [5 empty] | Non-Fossil | G | 2025 | Wind |  | 0 | 0 | 0 | 0 | 0 | 0 | 0 | 0 | 0 | 0 | 0 | 0 | 0 | 0 | 0 | 0 | 1.1116 | 1.5295 | 1.2776 | 3.9187 | 0 | 0 | 0 | 0 | 0 | 0 | 0 | 0 | 0 | 0 | 0 | 0 | 0 | 0 | 0 | 0 | 0 | 0 | 0 | 0 | 0.03663 | 0 | 0 | 0 | 0 | 0 | 0 | 0 | 0 | 0 | 1.3
56581_G_1 | MIS_MNWI | Minnesota | 27 | Faribault | 43 | 56581 | 1 | Blue Breezes II LLC | 0 | 2006 | 9999 | Onshore Wind | [5 empty] | Non-Fossil | G | 2025 | Wind |  | 0 | 0 | 0 | 0 | 0 | 0 | 0 | 0 | 0 | 0 | 0 | 0 | 0 | 0 | 0 | 0 | 1.1116 | 1.5295 | 1.2776 | 3.9187 | 0 | 0 | 0 | 0 | 0 | 0 | 0 | 0 | 0 | 0 | 0 | 0 | 0 | 0 | 0 | 0 | 0 | 0 | 0 | 0 | 0.03663 | 0 | 0 | 0 | 0 | 0 | 0 | 0 | 0 | 0 | 1.3
56580_G_1 | MIS_MNWI | Minnesota | 27 | Faribault | 43 | 56580 | 1 | Blue Breezes LLC | 0 | 2006 | 9999 | Onshore Wind | [5 empty] | Non-Fossil | G | 2025 | Wind |  | 0 | 0 | 0 | 0 | 0 | 0 | 0 | 0 | 0 | 0 | 0 | 0 | 0 | 0 | 0 | 0 | 1.1116 | 1.5295 | 1.2776 | 3.9187 | 0 | 0 | 0 | 0 | 0 | 0 | 0 | 0 | 0 | 0 | 0 | 0 | 0 | 0 | 0 | 0 | 0 | 0 | 0 | 0 | 0.03663 | 0 | 0 | 0 | 0 | 0 | 0 | 0 | 0 | 0 | 1.3
56579_G_1 | MIS_MNWI | Minnesota | 27 | Lincoln | 81 | 56579 | 1 | Windy Dog I LLC | 0 | 2006 | 9999 | Onshore Wind | [5 empty] | Non-Fossil | G | 2025 | Wind |  | 0 | 0 | 0 | 0 | 0 | 0 | 0 | 0 | 0 | 0 | 0 | 0 | 0 | 0 | 0 | 0 | 1.1116 | 1.5295 | 1.2776 | 3.9187 | 0 | 0 | 0 | 0 | 0 | 0 | 0 | 0 | 0 | 0 | 0 | 0 | 0 | 0 | 0 | 0 | 0 | 0 | 0 | 0 | 0.03663 | 0 | 0 | 0 | 0 | 0 | 0 | 0 | 0 | 0 | 1.3
56578_G_1 | MIS_MNWI | Minnesota | 27 | Lincoln | 81 | 56578 | 1 | Roadrunner I LLC | 0 | 2006 | 9999 | Onshore Wind | [5 empty] | Non-Fossil | G | 2025 | Wind |  | 0 | 0 | 0 | 0 | 0 | 0 | 0 | 0 | 0 | 0 | 0 | 0 | 0 | 0 | 0 | 0 | 1.1116 | 1.5295 | 1.2776 | 3.9187 | 0 | 0 | 0 | 0 | 0 | 0 | 0 | 0 | 0 | 0 | 0 | 0 | 0 | 0 | 0 | 0 | 0 | 0 | 0 | 0 | 0.03663 | 0 | 0 | 0 | 0 | 0 | 0 | 0 | 0 | 0 | 1.3
56577_G_1 | MIS_MNWI | Minnesota | 27 | Pipestone | 117 | 56577 | 1 | Shane's Wind Machine | 0 | 2006 | 9999 | Onshore Wind | [5 empty] | Non-Fossil | G | 2025 | Wind |  | 0 | 0 | 0 | 0 | 0 | 0 | 0 | 0 | 0 | 0 | 0 | 0 | 0 | 0 | 0 | 0 | 1.1116 | 1.5295 | 1.2776 | 3.9187 | 0 | 0 | 0 | 0 | 0 | 0 | 0 | 0 | 0 | 0 | 0 | 0 | 0 | 0 | 0 | 0 | 0 | 0 | 0 | 0 | 0.03663 | 0 | 0 | 0 | 0 | 0 | 0 | 0 | 0 | 0 | 1.3
56575_G_1 | NY_Z_A | New York | 36 | Erie | 29 | 56575 | 1 | Steel Winds Wind Farm | 0 | 2007 | 9999 | Onshore Wind | [5 empty] | Non-Fossil | G | 2025 | Wind |  | 0 | 0 | 0 | 0 | 0 | 0 | 0 | 0 | 0 | 0 | 0 | 0 | 0 | 0 | 0 | 0 | 13.885 | 16.2105 | 11.421 | 41.5164 | 0 | 0 | 0 | 0 | 0 | 0 | 0 | 0 | 0 | 0 | 0 | 0 | 0 | 0 | 0 | 0 | 0 | 0 | 0 | 0 | 0.61404 | 0 | 0 | 0 | 0 | 0 | 0 | 0 | 0 | 0 | 20
56573_G_2 | MIS_MAPP | North Dakota | 38 | Oliver | 65 | 56573 | 2 | FPL Energy Oliver Wind II LLC | 0 | 2007 | 9999 | Onshore Wind | [5 empty] | Non-Fossil | G | 2025 | Wind |  | 0 | 0 | 0 | 0 | 0 | 0 | 0 | 0 | 0 | 0 | 0 | 0 | 0 | 0 | 0 | 0 | 41.2935 | 60.503 | 57.321 | 159.1175 | 0 | 0 | 0 | 0 | 0 | 0 | 0 | 0 | 0 | 0 | 0 | 0 | 0 | 0 | 0 | 0 | 0 | 0 | 0 | 0 | 1.893 | 0 | 0 | 0 | 0 | 0 | 0 | 0 | 0 | 0 | 48
56572_G_1 | PJM_WMAC | Pennsylvania | 42 | Northampton | 95 | 56572 | 1 | Bethlehem Renewable Energy LLC | 17743 | 2008 | 9999 | Landfill Gas | [5 empty] | Non-Fossil | G | 2025 | LF Gas |  | 0.11493 | 0.1476 | 0.19938 | 0.46191 | 0 | 0 | 0 | 0 | 0 | 0 | 0 | 0 | 0 | 0 | 0 | 0 | 6.4774 | 8.3185 | 11.2372 | 26.0332 | 6.6232 | 8.5058 | 11.4902 | 26.6192 | 0 | 0 | 0 | 0 | 0.0036001 | 0.0046234 | 0.0062456 | 0.014469 | 0 | 0 | 0 | 0 | 0 | 0 | 0 | 0 | 1.1031 | 0.042357 | 0.054396 | 0.073481 | 0.17023 | 0 | 0 | 0 | 0 | 0 | 4.7
56571_G_3 | PJM_SMAC | Maryland | 24 | Baltimore | 5 | 56571 | 3 | Eastern Landfill Gas LLC | 14481 | 2006 | 9999 | Landfill Gas | [5 empty] | Non-Fossil | G | 2025 | LF Gas |  | 0.016582 | 0.023455 | 0.033176 | 0.073214 | 0 | 0 | 0 | 0 | 0 | 0 | 0 | 0 | 0 | 0 | 0 | 0 | 1.1451 | 1.6197 | 2.291 | 5.0559 | 0.95561 | 1.3517 | 1.9119 | 4.2193 | 0 | 0 | 0 | 0 | 0.0019967 | 0.0028243 | 0.0039948 | 0.0088157 | 0 | 0 | 0 | 0 | 0 | 0 | 0 | 0 | 0.27166 | 0.0074879 | 0.010592 | 0.014981 | 0.033061 | 0 | 0 | 0 | 0 | 0 | 1
56571_G_2 | PJM_SMAC | Maryland | 24 | Baltimore | 5 | 56571 | 2 | Eastern Landfill Gas LLC | 14481 | 2006 | 9999 | Landfill Gas | [5 empty] | Non-Fossil | G | 2025 | LF Gas |  | 0.016582 | 0.023455 | 0.033176 | 0.073214 | 0 | 0 | 0 | 0 | 0 | 0 | 0 | 0 | 0 | 0 | 0 | 0 | 1.1451 | 1.6197 | 2.291 | 5.0559 | 0.95561 | 1.3517 | 1.9119 | 4.2193 | 0 | 0 | 0 | 0 | 0.0019967 | 0.0028243 | 0.0039948 | 0.0088157 | 0 | 0 | 0 | 0 | 0 | 0 | 0 | 0 | 0.27166 | 0.0074879 | 0.010592 | 0.014981 | 0.033061 | 0 | 0 | 0 | 0 | 0 | 1
56571_G_1 | PJM_SMAC | Maryland | 24 | Baltimore | 5 | 56571 | 1 | Eastern Landfill Gas LLC | 14481 | 2006 | 9999 | Landfill Gas | [5 empty] | Non-Fossil | G | 2025 | LF Gas |  | 0.016582 | 0.023455 | 0.033176 | 0.073214 | 0 | 0 | 0 | 0 | 0 | 0 | 0 | 0 | 0 | 0 | 0 | 0 | 1.1451 | 1.6197 | 2.291 | 5.0559 | 0.95561 | 1.3517 | 1.9119 | 4.2193 | 0 | 0 | 0 | 0 | 0.0019967 | 0.0028243 | 0.0039948 | 0.0088157 | 0 | 0 | 0 | 0 | 0 | 0 | 0 | 0 | 0.27166 | 0.0074879 | 0.010592 | 0.014981 | 0.033061 | 0 | 0 | 0 | 0 | 0 | 1
56570_G_WGNS | WECC_SCE | California | 6 | Kern | 29 | 56570 | WGNS | Terra-Gen VG Wind LLC | 0 | 1984 | 9999 | Onshore Wind | [5 empty] | Non-Fossil | G | 2025 | Wind |  | 0 | 0 | 0 | 0 | 0 | 0 | 0 | 0 | 0 | 0 | 0 | 0 | 0 | 0 | 0 | 0 | 2.5528 | 5.2885 | 8.9354 | 16.7767 | 0 | 0 | 0 | 0 | 0 | 0 | 0 | 0 | 0 | 0 | 0 | 0 | 0 | 0 | 0 | 0 | 0 | 0 | 0 | 0 | 0.20768 | 0 | 0 | 0 | 0 | 0 | 0 | 0 | 0 | 0 | 7.3706
56569_G_2 | WECC_IID | California | 6 | Imperial | 25 | 56569 | 2 | Niland Gas Turbine Plant | 10745 | 2008 | 9999 | Combustion Turbine |  |  | SCR | DLNB |  | Fossil | G | 2025 | NaturalGas |  | 0 | 0 | 0 | 0 | 0 | 0 | 0 | 0 | 0 | 0 | 0 | 0 | 0 | 0 | 0 | 0 | 0 | 0 | 0 | 0 | 0 | 0 | 0 | 0 | 0 | 0 | 0 | 0 | 0 | 0 | 0 | 0 | 0 | 0 | 0 | 0 | 0 | 0 | 0 | 0 | 0.9843 | 0 | 0 | 0 | 0 | 0 | 0 | 0 | 0 | 0 | 47.5 | SCR
56569_G_1 | WECC_IID | California | 6 | Imperial | 25 | 56569 | 1 | Niland Gas Turbine Plant | 10745 | 2008 | 9999 | Combustion Turbine |  |  | SCR | DLNB |  | Fossil | G | 2025 | NaturalGas |  | 0 | 0 | 0 | 0 | 0 | 0 | 0 | 0 | 0 | 0 | 0 | 0 | 0 | 0 | 0 | 0 | 0 | 0 | 0 | 0 | 0 | 0 | 0 | 0 | 0 | 0 | 0 | 0 | 0 | 0 | 0 | 0 | 0 | 0 | 0 | 0 | 0 | 0 | 0 | 0 | 0.9843 | 0 | 0 | 0 | 0 | 0 | 0 | 0 | 0 | 0 | 47.5 | SCR
56568_G_NS3 | WECC_SNV | Nevada | 32 | Clark | 3 | 56568 | NS3 | Nellis Air Force Base Solar Array | 0 | 2007 | 9999 | Solar PV | [5 empty] | Non-Fossil | G | 2025 | Solar |  | 0 | 0 | 0 | 0 | 0 | 0 | 0 | 0 | 0 | 0 | 0 | 0 | 0 | 0 | 0 | 0 | 1.6802 | 3.0344 | 4.449 | 9.1636 | 0 | 0 | 0 | 0 | 0 | 0 | 0 | 0 | 0 | 0 | 0 | 0 | 0 | 0 | 0 | 0 | 0 | 0 | 0 | 0 | 0.12413 | 0 | 0 | 0 | 0 | 0 | 0 | 0 | 0 | 0 | 3.9
56568_G_NS2 | WECC_SNV | Nevada | 32 | Clark | 3 | 56568 | NS2 | Nellis Air Force Base Solar Array | 0 | 2007 | 9999 | Solar PV | [5 empty] | Non-Fossil | G | 2025 | Solar |  | 0 | 0 | 0 | 0 | 0 | 0 | 0 | 0 | 0 | 0 | 0 | 0 | 0 | 0 | 0 | 0 | 2.2403 | 4.0458 | 5.932 | 12.2181 | 0 | 0 | 0 | 0 | 0 | 0 | 0 | 0 | 0 | 0 | 0 | 0 | 0 | 0 | 0 | 0 | 0 | 0 | 0 | 0 | 0.16551 | 0 | 0 | 0 | 0 | 0 | 0 | 0 | 0 | 0 | 5.2
56568_G_NS1 | WECC_SNV | Nevada | 32 | Clark | 3 | 56568 | NS1 | Nellis Air Force Base Solar Array | 0 | 2007 | 9999 | Solar PV | [5 empty] | Non-Fossil | G | 2025 | Solar |  | 0 | 0 | 0 | 0 | 0 | 0 | 0 | 0 | 0 | 0 | 0 | 0 | 0 | 0 | 0 | 0 | 2.111 | 3.8124 | 5.5897 | 11.5132 | 0 | 0 | 0 | 0 | 0 | 0 | 0 | 0 | 0 | 0 | 0 | 0 | 0 | 0 | 0 | 0 | 0 | 0 | 0 | 0 | 0.15596 | 0 | 0 | 0 | 0 | 0 | 0 | 0 | 0 | 0 | 4.9
56565_G_6STG | SPP_WEST | Louisiana | 22 | Caddo | 17 | 56565 | 6STG | J Lamar Stall Unit | 7135 | 2010 | 9999 | Combined Cycle |  |  | SCR | DLNB |  | Fossil | G | 2025 | NaturalGas |  | 2.3402 | 3.1723 | 3.7314 | 9.244 | 0 | 0 | 0 | 0 | 0 | 0 | 0 | 0 | 0 | 0 | 0 | 0 | 327.9941 | 444.6143 | 522.9763 | 1295.5848 | 136.9975 | 185.7078 | 218.4383 | 541.1436 | 1.6383e-07 | 2.2208e-07 | 2.612e-07 | 6.4711e-07 | 0.012848 | 0.017416 | 0.020486 | 0.05075 | 0 | 0 | 0 | 0 | 0 | 0 | 0 | 0 | 5.7118 | 0.69627 | 0.94383 | 1.1194 | 2.7595 | 8.3941 | 10.6807 | 12.899 | 31.9737 | 0 | 187 | SCR
56565_G_6B | SPP_WEST | Louisiana | 22 | Caddo | 17 | 56565 | 6B | J Lamar Stall Unit | 7135 | 2010 | 9999 | Combined Cycle |  |  | SCR | DLNB |  | Fossil | G | 2025 | NaturalGas |  | 2.0023 | 2.7143 | 3.1927 | 7.9093 | 0 | 0 | 0 | 0 | 0 | 0 | 0 | 0 | 0 | 0 | 0 | 0 | 280.6367 | 380.4186 | 447.4664 | 1108.5217 | 117.2171 | 158.8944 | 186.8991 | 463.0106 | 1.4017e-07 | 1.9001e-07 | 2.2349e-07 | 5.5368e-07 | 0.010993 | 0.014901 | 0.017528 | 0.043422 | 0 | 0 | 0 | 0 | 0 | 0 | 0 | 0 | 4.8871 | 0.59573 | 0.80755 | 0.95779 | 2.3611 | 7.1821 | 9.1386 | 11.0365 | 27.3572 | 0 | 160 | SCR
56565_G_6A | SPP_WEST | Louisiana | 22 | Caddo | 17 | 56565 | 6A | J Lamar Stall Unit | 7135 | 2010 | 9999 | Combined Cycle |  |  | SCR | DLNB |  | Fossil | G | 2025 | NaturalGas |  | 2.0023 | 2.7143 | 3.1927 | 7.9093 | 0 | 0 | 0 | 0 | 0 | 0 | 0 | 0 | 0 | 0 | 0 | 0 | 280.6367 | 380.4186 | 447.4664 | 1108.5217 | 117.2171 | 158.8944 | 186.8991 | 463.0106 | 1.4017e-07 | 1.9001e-07 | 2.2349e-07 | 5.5368e-07 | 0.010993 | 0.014901 | 0.017528 | 0.043422 | 0 | 0 | 0 | 0 | 0 | 0 | 0 | 0 | 4.8871 | 0.59573 | 0.80755 | 0.95779 | 2.3611 | 7.1821 | 9.1386 | 11.0365 | 27.3572 | 0 | 160 | SCR
56564_B_1 | SPP_WEST | Arkansas | 5 | Hempstead | 57 | 56564 | 1 | John W Turk Jr Power Plant | 8904 | 2012 | 9999 | Coal Steam | wall | dry | Bag House + Dry Scrubber + SCR + ACI | LNBO | Dry Scrubber | Fossil | B | 2025 | Coal |  | 7.1071 | 0 | 12.9985 | 20.1056 | 0 | 0 | 0 | 0 | 7.1071 | 0 | 12.9985 | 20.1056 | 0 | 0 | 0 | 0 | 798.194 | 0 | 1459.8491 | 2258.0431 | 761.5278 | 0 | 1392.7889 | 2154.3168 | 0.001994 | 0 | 0.0036469 | 0.0056409 | 0.15188 | 0 | 0.27778 | 0.42966 | 0.23098 | 0 | 0.42245 | 0.65343 | 0.0035537 | 0 | 0.0064992 | 0.010053 | 23.6662 | 4.7365 | 0 | 8.6627 | 13.3992 | 18.97 | 0 | 34.695 | 53.6649 | 0 | 609 | Scrubber / SCR / Mercury Control | Dry Scrubber
56563_G_GE | WECC_CO | Colorado | 8 | Logan | 75 | 56563 | GE | Peetz Table Wind Energy | 0 | 2007 | 9999 | Onshore Wind | [5 empty] | Non-Fossil | G | 2025 | Wind |  | 0 | 0 | 0 | 0 | 0 | 0 | 0 | 0 | 0 | 0 | 0 | 0 | 0 | 0 | 0 | 0 | 172.6659 | 218.3464 | 208.0912 | 599.1034 | 0 | 0 | 0 | 0 | 0 | 0 | 0 | 0 | 0 | 0 | 0 | 0 | 0 | 0 | 0 | 0 | 0 | 0 | 0 | 0 | 5.6159 | 0 | 0 | 0 | 0 | 0 | 0 | 0 | 0 | 0 | 199.3089
56562_G_JDW6 | SPP_SPS | Texas | 48 | Sherman | 421 | 56562 | JDW6 | EXC Wind 6 | 0 | 2007 | 9999 | Onshore Wind | [5 empty] | Non-Fossil | G | 2025 | Wind |  | 0 | 0 | 0 | 0 | 0 | 0 | 0 | 0 | 0 | 0 | 0 | 0 | 0 | 0 | 0 | 0 | 8.1351 | 12.1452 | 13.6004 | 33.8808 | 0 | 0 | 0 | 0 | 0 | 0 | 0 | 0 | 0 | 0 | 0 | 0 | 0 | 0 | 0 | 0 | 0 | 0 | 0 | 0 | 0.3803 | 0 | 0 | 0 | 0 | 0 | 0 | 0 | 0 | 0 | 9.6658
56561_G_JDW5 | SPP_SPS | Texas | 48 | Sherman | 421 | 56561 | JDW5 | EXC Wind 5 | 0 | 2006 | 9999 | Onshore Wind | [5 empty] | Non-Fossil | G | 2025 | Wind |  | 0 | 0 | 0 | 0 | 0 | 0 | 0 | 0 | 0 | 0 | 0 | 0 | 0 | 0 | 0 | 0 | 8.1351 | 12.1452 | 13.6004 | 33.8808 | 0 | 0 | 0 | 0 | 0 | 0 | 0 | 0 | 0 | 0 | 0 | 0 | 0 | 0 | 0 | 0 | 0 | 0 | 0 | 0 | 0.3803 | 0 | 0 | 0 | 0 | 0 | 0 | 0 | 0 | 0 | 9.6658
56560_G_JDW4 | SPP_SPS | Texas | 48 | Hansford | 195 | 56560 | JDW4 | EXC Wind 4 | 0 | 2008 | 9999 | Onshore Wind | [5 empty] | Non-Fossil | G | 2025 | Wind |  | 0 | 0 | 0 | 0 | 0 | 0 | 0 | 0 | 0 | 0 | 0 | 0 | 0 | 0 | 0 | 0 | 64.9183 | 96.919 | 108.5314 | 270.3686 | 0 | 0 | 0 | 0 | 0 | 0 | 0 | 0 | 0 | 0 | 0 | 0 | 0 | 0 | 0 | 0 | 0 | 0 | 0 | 0 | 3.0348 | 0 | 0 | 0 | 0 | 0 | 0 | 0 | 0 | 0 | 77.1332
56556_G_2 | S_C_KY | Kentucky | 21 | Mccracken | 145 | 56556 | 2 | PPS Power Plant No 1 | 12286 | 2010 | 9999 | Combustion Turbine |  |  |  | H2O |  | Fossil | G | 2025 | NaturalGas |  | 0.012336 | 0.0029371 | 0.34027 | 0.35554 | 0 | 0 | 0 | 0 | 0 | 0 | 0 | 0 | 0 | 0 | 0 | 0 | 1.0041 | 0.23906 | 27.6954 | 28.9385 | 0.72215 | 0.17194 | 19.9191 | 20.8132 | 8.6204e-10 | 2.0525e-10 | 2.3817e-08 | 2.4885e-08 | 0.0010999 | 0.00026188 | 0.030338 | 0.0317 | 0 | 0 | 0 | 0 | 0 | 0 | 0 | 0 | 1.0285 | 0.015762 | 0.0037529 | 0.26082 | 0.28034 | 0.047578 | 0.0103 | 1.2477 | 1.3056 | 0 | 55
56556_G_1 | S_C_KY | Kentucky | 21 | Mccracken | 145 | 56556 | 1 | PPS Power Plant No 1 | 12285 | 2010 | 9999 | Combustion Turbine |  |  |  | H2O |  | Fossil | G | 2025 | NaturalGas |  | 0.012335 | 0.0029369 | 0.34024 | 0.35551 | 0 | 0 | 0 | 0 | 0 | 0 | 0 | 0 | 0 | 0 | 0 | 0 | 1.0041 | 0.23906 | 27.6954 | 28.9385 | 0.72209 | 0.17193 | 19.9175 | 20.8115 | 8.6197e-10 | 2.0523e-10 | 2.3816e-08 | 2.4883e-08 | 0.0012694 | 0.00030224 | 0.035014 | 0.036585 | 0 | 0 | 0 | 0 | 0 | 0 | 0 | 0 | 1.0285 | 0.015762 | 0.0037529 | 0.26082 | 0.28034 | 0.047574 | 0.010299 | 1.2476 | 1.3055 | 0 | 55
56555_G_1 | S_D_AECI | Missouri | 29 | Gentry | 75 | 56555 | 1 | Bluegrass Ridge | 0 | 2007 | 9999 | Onshore Wind | [5 empty] | Non-Fossil | G | 2025 | Wind |  | 0 | 0 | 0 | 0 | 0 | 0 | 0 | 0 | 0 | 0 | 0 | 0 | 0 | 0 | 0 | 0 | 39.4359 | 59.1036 | 44.181 | 142.7206 | 0 | 0 | 0 | 0 | 0 | 0 | 0 | 0 | 0 | 0 | 0 | 0 | 0 | 0 | 0 | 0 | 0 | 0 | 0 | 0 | 1.7397 | 0 | 0 | 0 | 0 | 0 | 0 | 0 | 0 | 0 | 56.7
56554_G_Unit3 | WECC_UT | Utah | 49 | Salt Lake | 35 | 56554 | Unit3 | Salt Lake Energy Systems | 13500 | 2006 | 9999 | Landfill Gas | [5 empty] | Non-Fossil | G | 2025 | LF Gas |  | 0.036361 | 0.050084 | 0.063264 | 0.14971 | 0 | 0 | 0 | 0 | 0 | 0 | 0 | 0 | 0 | 0 | 0 | 0 | 2.6934 | 3.7099 | 4.6862 | 11.0895 | 2.0954 | 2.8863 | 3.6458 | 8.6275 | 0 | 0 | 0 | 0 | 0.0043782 | 0.0060306 | 0.0076176 | 0.018026 | 0 | 0 | 0 | 0 | 0 | 0 | 0 | 0 | 0.40478 | 0.017612 | 0.024259 | 0.030644 | 0.072515 | 0 | 0 | 0 | 0 | 0 | 1.5
56554_G_Unit2 | WECC_UT | Utah | 49 | Salt Lake | 35 | 56554 | Unit2 | Salt Lake Energy Systems | 13500 | 2006 | 9999 | Landfill Gas | [5 empty] | Non-Fossil | G | 2025 | LF Gas |  | 0.019392 | 0.026711 | 0.033741 | 0.079844 | 0 | 0 | 0 | 0 | 0 | 0 | 0 | 0 | 0 | 0 | 0 | 0 | 1.4365 | 1.9786 | 2.4993 | 5.9144 | 1.1176 | 1.5393 | 1.9444 | 4.6013 | 0 | 0 | 0 | 0 | 0.002335 | 0.0032163 | 0.0040627 | 0.0096141 | 0 | 0 | 0 | 0 | 0 | 0 | 0 | 0 | 0.21588 | 0.0093932 | 0.012938 | 0.016343 | 0.038675 | 0 | 0 | 0 | 0 | 0 | 0.8
56554_G_Unit1 | WECC_UT | Utah | 49 | Salt Lake | 35 | 56554 | Unit1 | Salt Lake Energy Systems | 13500 | 2006 | 9999 | Landfill Gas | [5 empty] | Non-Fossil | G | 2025 | LF Gas |  | 0.019392 | 0.026711 | 0.033741 | 0.079844 | 0 | 0 | 0 | 0 | 0 | 0 | 0 | 0 | 0 | 0 | 0 | 0 | 1.4365 | 1.9786 | 2.4993 | 5.9144 | 1.1176 | 1.5393 | 1.9444 | 4.6013 | 0 | 0 | 0 | 0 | 0.002335 | 0.0032163 | 0.0040627 | 0.0096141 | 0 | 0 | 0 | 0 | 0 | 0 | 0 | 0 | 0.21588 | 0.0093932 | 0.012938 | 0.016343 | 0.038675 | 0 | 0 | 0 | 0 | 0 | 0.8
56553_G_1234 | S_VACA | North Carolina | 37 | Burke | 23 | 56553 | 1234 | Catawba River Pollution Control | 14397 | 2009 | 9999 | Combustion Turbine | [5 empty] | Fossil | G | 2025 | Oil |  | 0 | 0 | 0 | 0 | 0 | 0 | 0 | 0 | 0 | 0 | 0 | 0 | 0 | 0 | 0 | 0 | 0 | 0 | 0 | 0 | 0 | 0 | 0 | 0 | 0 | 0 | 0 | 0 | 0 | 0 | 0 | 0 | 0 | 0 | 0 | 0 | 0 | 0 | 0 | 0 | 0.02057 | 0 | 0 | 0 | 0 | 0 | 0 | 0 | 0 | 0 | 1.1
56552_G_1 | S_VACA | North Carolina | 37 | Iredell | 97 | 56552 | 1 | Statesville Delivery No 3 | 12822 | 2007 | 9999 | Combustion Turbine | [5 empty] | Fossil | G | 2025 | Oil |  | 0 | 0 | 0 | 0 | 0 | 0 | 0 | 0 | 0 | 0 | 0 | 0 | 0 | 0 | 0 | 0 | 0 | 0 | 0 | 0 | 0 | 0 | 0 | 0 | 0 | 0 | 0 | 0 | 0 | 0 | 0 | 0 | 0 | 0 | 0 | 0 | 0 | 0 | 0 | 0 | 0.0374 | 0 | 0 | 0 | 0 | 0 | 0 | 0 | 0 | 0 | 2
56551_G_1 | S_VACA | North Carolina | 37 | Rowan | 159 | 56551 | 1 | Landis Delivery No 2 | 12822 | 2007 | 9999 | Combustion Turbine | [5 empty] | Fossil | G | 2025 | Oil |  | 0 | 0 | 0 | 0 | 0 | 0 | 0 | 0 | 0 | 0 | 0 | 0 | 0 | 0 | 0 | 0 | 0 | 0 | 0 | 0 | 0 | 0 | 0 | 0 | 0 | 0 | 0 | 0 | 0 | 0 | 0 | 0 | 0 | 0 | 0 | 0 | 0 | 0 | 0 | 0 | 0.0374 | 0 | 0 | 0 | 0 | 0 | 0 | 0 | 0 | 0 | 2
56550_G_1 | S_VACA | North Carolina | 37 | Mecklenburg | 119 | 56550 | 1 | Huntersville Delivery No 2 | 12822 | 2007 | 9999 | Combustion Turbine | [5 empty] | Fossil | G | 2025 | Oil |  | 0 | 0 | 0 | 0 | 0 | 0 | 0 | 0 | 0 | 0 | 0 | 0 | 0 | 0 | 0 | 0 | 0 | 0 | 0 | 0 | 0 | 0 | 0 | 0 | 0 | 0 | 0 | 0 | 0 | 0 | 0 | 0 | 0 | 0 | 0 | 0 | 0 | 0 | 0 | 0 | 0.0374 | 0 | 0 | 0 | 0 | 0 | 0 | 0 | 0 | 0 | 2
56549_G_1 | S_VACA | North Carolina | 37 | Caldwell | 27 | 56549 | 1 | Granite Falls Walmart | 25000 | 2007 | 9999 | Combustion Turbine | [5 empty] | Fossil | G | 2025 | Oil |  | 0 | 0 | 0 | 0 | 0 | 0 | 0 | 0 | 0 | 0 | 0 | 0 | 0 | 0 | 0 | 0 | 0 | 0 | 0 | 0 | 0 | 0 | 0 | 0 | 0 | 0 | 0 | 0 | 0 | 0 | 0 | 0 | 0 | 0 | 0 | 0 | 0 | 0 | 0 | 0 | 0.0374 | 0 | 0 | 0 | 0 | 0 | 0 | 0 | 0 | 0 | 2
56548_G_1 | S_VACA | North Carolina | 37 | Burke | 23 | 56548 | 1 | Drexel Operations Center | 25000 | 2007 | 9999 | Combustion Turbine | [5 empty] | Fossil | G | 2025 | Oil |  | 0 | 0 | 0 | 0 | 0 | 0 | 0 | 0 | 0 | 0 | 0 | 0 | 0 | 0 | 0 | 0 | 0 | 0 | 0 | 0 | 0 | 0 | 0 | 0 | 0 | 0 | 0 | 0 | 0 | 0 | 0 | 0 | 0 | 0 | 0 | 0 | 0 | 0 | 0 | 0 | 0.0374 | 0 | 0 | 0 | 0 | 0 | 0 | 0 | 0 | 0 | 2
56547_G_1 | S_VACA | North Carolina | 37 | Rutherford | 161 | 56547 | 1 | Bostic Delivery No 2 | 12822 | 2007 | 9999 | Combustion Turbine | [5 empty] | Fossil | G | 2025 | Oil |  | 0 | 0 | 0 | 0 | 0 | 0 | 0 | 0 | 0 | 0 | 0 | 0 | 0 | 0 | 0 | 0 | 0 | 0 | 0 | 0 | 0 | 0 | 0 | 0 | 0 | 0 | 0 | 0 | 0 | 0 | 0 | 0 | 0 | 0 | 0 | 0 | 0 | 0 | 0 | 0 | 0.0187 | 0 | 0 | 0 | 0 | 0 | 0 | 0 | 0 | 0 | 1
56546_G_1 | S_VACA | North Carolina | 37 | Mecklenburg | 119 | 56546 | 1 | Cornelius Delivery No 1 | 12822 | 2007 | 9999 | Combustion Turbine | [5 empty] | Fossil | G | 2025 | Oil |  | 0 | 0 | 0 | 0 | 0 | 0 | 0 | 0 | 0 | 0 | 0 | 0 | 0 | 0 | 0 | 0 | 0 | 0 | 0 | 0 | 0 | 0 | 0 | 0 | 0 | 0 | 0 | 0 | 0 | 0 | 0 | 0 | 0 | 0 | 0 | 0 | 0 | 0 | 0 | 0 | 0.0374 | 0 | 0 | 0 | 0 | 0 | 0 | 0 | 0 | 0 | 2
56545_G_WPG2 | S_VACA | South Carolina | 45 | Oconee | 73 | 56545 | WPG2 | Seneca City of | 10745 | 2004 | 9999 | Combustion Turbine | [5 empty] | Fossil | G | 2025 | Oil |  | 0 | 0 | 0 | 0 | 0 | 0 | 0 | 0 | 0 | 0 | 0 | 0 | 0 | 0 | 0 | 0 | 0 | 0 | 0 | 0 | 0 | 0 | 0 | 0 | 0 | 0 | 0 | 0 | 0 | 0 | 0 | 0 | 0 | 0 | 0 | 0 | 0 | 0 | 0 | 0 | 0.03366 | 0 | 0 | 0 | 0 | 0 | 0 | 0 | 0 | 0 | 1.8
56545_G_WPG1 | S_VACA | South Carolina | 45 | Oconee | 73 | 56545 | WPG1 | Seneca City of | 10745 | 2004 | 9999 | Combustion Turbine | [5 empty] | Fossil | G | 2025 | Oil |  | 0 | 0 | 0 | 0 | 0 | 0 | 0 | 0 | 0 | 0 | 0 | 0 | 0 | 0 | 0 | 0 | 0 | 0 | 0 | 0 | 0 | 0 | 0 | 0 | 0 | 0 | 0 | 0 | 0 | 0 | 0 | 0 | 0 | 0 | 0 | 0 | 0 | 0 | 0 | 0 | 0.03366 | 0 | 0 | 0 | 0 | 0 | 0 | 0 | 0 | 0 | 1.8
56545_G_PPG3 | S_VACA | South Carolina | 45 | Oconee | 73 | 56545 | PPG3 | Seneca City of | 10745 | 2004 | 9999 | Combustion Turbine | [5 empty] | Fossil | G | 2025 | Oil |  | 0 | 0 | 0 | 0 | 0 | 0 | 0 | 0 | 0 | 0 | 0 | 0 | 0 | 0 | 0 | 0 | 0 | 0 | 0 | 0 | 0 | 0 | 0 | 0 | 0 | 0 | 0 | 0 | 0 | 0 | 0 | 0 | 0 | 0 | 0 | 0 | 0 | 0 | 0 | 0 | 0.03366 | 0 | 0 | 0 | 0 | 0 | 0 | 0 | 0 | 0 | 1.8
56545_G_PPG2 | S_VACA | South Carolina | 45 | Oconee | 73 | 56545 | PPG2 | Seneca City of | 10745 | 2004 | 9999 | Combustion Turbine | [5 empty] | Fossil | G | 2025 | Oil |  | 0 | 0 | 0 | 0 | 0 | 0 | 0 | 0 | 0 | 0 | 0 | 0 | 0 | 0 | 0 | 0 | 0 | 0 | 0 | 0 | 0 | 0 | 0 | 0 | 0 | 0 | 0 | 0 | 0 | 0 | 0 | 0 | 0 | 0 | 0 | 0 | 0 | 0 | 0 | 0 | 0.03366 | 0 | 0 | 0 | 0 | 0 | 0 | 0 | 0 | 0 | 1.8
56545_G_PPG1 | S_VACA | South Carolina | 45 | Oconee | 73 | 56545 | PPG1 | Seneca City of | 10745 | 2004 | 9999 | Combustion Turbine | [5 empty] | Fossil | G | 2025 | Oil |  | 0 | 0 | 0 | 0 | 0 | 0 | 0 | 0 | 0 | 0 | 0 | 0 | 0 | 0 | 0 | 0 | 0 | 0 | 0 | 0 | 0 | 0 | 0 | 0 | 0 | 0 | 0 | 0 | 0 | 0 | 0 | 0 | 0 | 0 | 0 | 0 | 0 | 0 | 0 | 0 | 0.03366 | 0 | 0 | 0 | 0 | 0 | 0 | 0 | 0 | 0 | 1.8
56544_G_1 | MIS_IA | Minnesota | 27 | Cottonwood | 33 | 56544 | 1 | Windom Wind Project | 0 | 2006 | 9999 | Onshore Wind | [5 empty] | Non-Fossil | G | 2025 | Wind |  | 0 | 0 | 0 | 0 | 0 | 0 | 0 | 0 | 0 | 0 | 0 | 0 | 0 | 0 | 0 | 0 | 14.1118 | 19.7094 | 15.9844 | 49.8055 | 0 | 0 | 0 | 0 | 0 | 0 | 0 | 0 | 0 | 0 | 0 | 0 | 0 | 0 | 0 | 0 | 0 | 0 | 0 | 0 | 0.61782 | 0 | 0 | 0 | 0 | 0 | 0 | 0 | 0 | 0 | 15.6
56543_G_1 | MIS_MNWI | Minnesota | 27 | Murray | 101 | 56543 | 1 | Eastridge Wind Project | 0 | 2006 | 9999 | Onshore Wind | [5 empty] | Non-Fossil | G | 2025 | Wind |  | 0 | 0 | 0 | 0 | 0 | 0 | 0 | 0 | 0 | 0 | 0 | 0 | 0 | 0 | 0 | 0 | 8.8931 | 12.2358 | 10.2209 | 31.3499 | 0 | 0 | 0 | 0 | 0 | 0 | 0 | 0 | 0 | 0 | 0 | 0 | 0 | 0 | 0 | 0 | 0 | 0 | 0 | 0 | 0.29304 | 0 | 0 | 0 | 0 | 0 | 0 | 0 | 0 | 0 | 10.4
56541_G_GEN1 | WECC_NNV | Nevada | 32 | Washoe | 31 | 56541 | GEN1 | Galena 3 Geothermal Power Plant | 9771 | 2008 | 9999 | Geothermal | [5 empty] | Non-Fossil | G | 2025 | Geothermal |  | 0.13834 | 0.18439 | 0.21398 | 0.53671 | 0 | 0 | 0 | 0 | 0 | 0 | 0 | 0 | 0 | 0 | 0 | 0 | 14.1581 | 18.8708 | 21.9 | 54.9289 | 0 | 0 | 0 | 0 | 0.0002525 | 0.00033654 | 0.00039057 | 0.0009796 | 0 | 0 | 0 | 0 | 0 | 0 | 0 | 0 | 0 | 0 | 0 | 0 | 0.73869 | 0.077728 | 0.1036 | 0.12023 | 0.30156 | 0 | 0 | 0 | 0 | 0 | 7.9
56540_G_GEN1 | WECC_NNV | Nevada | 32 | Washoe | 31 | 56540 | GEN1 | Galena 2 Geothermal Power Plant | 9771 | 2007 | 9999 | Geothermal | [5 empty] | Non-Fossil | G | 2025 | Geothermal |  | 0.1611 | 0.21473 | 0.2492 | 0.62503 | 0 | 0 | 0 | 0 | 0 | 0 | 0 | 0 | 0 | 0 | 0 | 0 | 16.4879 | 21.9761 | 25.5038 | 63.9678 | 0 | 0 | 0 | 0 | 0.00029405 | 0.00039192 | 0.00045484 | 0.0011408 | 0 | 0 | 0 | 0 | 0 | 0 | 0 | 0 | 0 | 0 | 0 | 0 | 0.94279 | 0.090519 | 0.12065 | 0.14002 | 0.35118 | 0 | 0 | 0 | 0 | 0 | 9.2
56539_G_ICG3 | MIS_INKY | Indiana | 18 | Clark | 19 | 56539 | ICG3 | Clark-Floyd Landfill Gas Generating | 13500 | 2009 | 9999 | Landfill Gas | [5 empty] | Non-Fossil | G | 2025 | LF Gas |  | 0.026309 | 0.039497 | 0.05316 | 0.11897 | 0 | 0 | 0 | 0 | 0 | 0 | 0 | 0 | 0 | 0 | 0 | 0 | 1.9489 | 2.9257 | 3.9378 | 8.8123 | 1.5162 | 2.2761 | 3.0636 | 6.8559 | 0 | 0 | 0 | 0 | 0.0031679 | 0.0047558 | 0.006401 | 0.014325 | 0 | 0 | 0 | 0 | 0 | 0 | 0 | 0 | 0.32857 | 0.012744 | 0.019131 | 0.02575 | 0.057625 | 0 | 0 | 0 | 0 | 0 | 1.4
56539_G_ICG2 | MIS_INKY | Indiana | 18 | Clark | 19 | 56539 | ICG2 | Clark-Floyd Landfill Gas Generating | 13500 | 2007 | 9999 | Landfill Gas | [5 empty] | Non-Fossil | G | 2025 | LF Gas |  | 0.018792 | 0.028212 | 0.037972 | 0.084976 | 0 | 0 | 0 | 0 | 0 | 0 | 0 | 0 | 0 | 0 | 0 | 0 | 1.392 | 2.0898 | 2.8127 | 6.2945 | 1.083 | 1.6258 | 2.1883 | 4.8971 | 0 | 0 | 0 | 0 | 0.0022628 | 0.003397 | 0.0045721 | 0.010232 | 0 | 0 | 0 | 0 | 0 | 0 | 0 | 0 | 0.2519 | 0.0091027 | 0.013665 | 0.018393 | 0.04116 | 0 | 0 | 0 | 0 | 0 | 1
56539_G_ICG1 | MIS_INKY | Indiana | 18 | Clark | 19 | 56539 | ICG1 | Clark-Floyd Landfill Gas Generating | 13500 | 2007 | 9999 | Landfill Gas | [5 empty] | Non-Fossil | G | 2025 | LF Gas |  | 0.018792 | 0.028212 | 0.037972 | 0.084976 | 0 | 0 | 0 | 0 | 0 | 0 | 0 | 0 | 0 | 0 | 0 | 0 | 1.392 | 2.0898 | 2.8127 | 6.2945 | 1.083 | 1.6258 | 2.1883 | 4.8971 | 0 | 0 | 0 | 0 | 0.0022628 | 0.003397 | 0.0045721 | 0.010232 | 0 | 0 | 0 | 0 | 0 | 0 | 0 | 0 | 0.2519 | 0.0091027 | 0.013665 | 0.018393 | 0.04116 | 0 | 0 | 0 | 0 | 0 | 1
56538_G_1 | S_D_AECI | Missouri | 29 | Atchison | 5 | 56538 | 1 | Loess Hills | 0 | 2008 | 9999 | Onshore Wind | [5 empty] | Non-Fossil | G | 2025 | Wind |  | 0 | 0 | 0 | 0 | 0 | 0 | 0 | 0 | 0 | 0 | 0 | 0 | 0 | 0 | 0 | 0 | 3.4776 | 5.212 | 3.896 | 12.5856 | 0 | 0 | 0 | 0 | 0 | 0 | 0 | 0 | 0 | 0 | 0 | 0 | 0 | 0 | 0 | 0 | 0 | 0 | 0 | 0 | 0.15341 | 0 | 0 | 0 | 0 | 0 | 0 | 0 | 0 | 0 | 5
56537_G_1 | S_D_AECI | Missouri | 29 | Nodaway | 147 | 56537 | 1 | Conception | 0 | 2008 | 9999 | Onshore Wind | [5 empty] | Non-Fossil | G | 2025 | Wind |  | 0 | 0 | 0 | 0 | 0 | 0 | 0 | 0 | 0 | 0 | 0 | 0 | 0 | 0 | 0 | 0 | 35.0542 | 52.5366 | 39.272 | 126.8627 | 0 | 0 | 0 | 0 | 0 | 0 | 0 | 0 | 0 | 0 | 0 | 0 | 0 | 0 | 0 | 0 | 0 | 0 | 0 | 0 | 1.5464 | 0 | 0 | 0 | 0 | 0 | 0 | 0 | 0 | 0 | 50.4
56536_G_1 | S_D_AECI | Missouri | 29 | Atchison | 5 | 56536 | 1 | Cow Branch | 0 | 2008 | 9999 | Onshore Wind | [5 empty] | Non-Fossil | G | 2025 | Wind |  | 0 | 0 | 0 | 0 | 0 | 0 | 0 | 0 | 0 | 0 | 0 | 0 | 0 | 0 | 0 | 0 | 35.0542 | 52.5366 | 39.272 | 126.8627 | 0 | 0 | 0 | 0 | 0 | 0 | 0 | 0 | 0 | 0 | 0 | 0 | 0 | 0 | 0 | 0 | 0 | 0 | 0 | 0 | 1.5464 | 0 | 0 | 0 | 0 | 0 | 0 | 0 | 0 | 0 | 50.4
56532_G_C | WEC_CALN | California | 6 | Colusa | 11 | 56532 | C | Colusa Generating Station | 7138 | 2010 | 9999 | Combined Cycle |  |  | SCR | DLNB |  | Fossil | G | 2025 | NaturalGas |  | 3.8311 | 5.1933 | 7.1686 | 16.193 | 0 | 0 | 0 | 0 | 0 | 0 | 0 | 0 | 0 | 0 | 0 | 0 | 536.7177 | 727.5506 | 1004.2896 | 2268.5579 | 224.2721 | 304.0132 | 419.651 | 947.9363 | 2.6817e-07 | 3.6352e-07 | 5.0182e-07 | 1.1335e-06 | 0.0098651 | 0.013373 | 0.018459 | 0.041697 | 0 | 0 | 0 | 0 | 0 | 0 | 0 | 0 | 9.3466 | 1.1488 | 1.5444 | 2.1319 | 4.8252 | 15.5804 | 18.939 | 27.3614 | 61.8808 | 0 | 306 | SCR
56532_G_B | WEC_CALN | California | 6 | Colusa | 11 | 56532 | B | Colusa Generating Station | 7138 | 2010 | 9999 | Combined Cycle |  |  | SCR | DLNB |  | Fossil | G | 2025 | NaturalGas |  | 2.0908 | 2.8342 | 3.9123 | 8.8373 | 0 | 0 | 0 | 0 | 0 | 0 | 0 | 0 | 0 | 0 | 0 | 0 | 292.9145 | 397.0619 | 548.0927 | 1238.0692 | 122.3968 | 165.9157 | 229.0252 | 517.3378 | 1.4635e-07 | 1.9839e-07 | 2.7387e-07 | 6.1861e-07 | 0.0053839 | 0.0072981 | 0.010074 | 0.022756 | 0 | 0 | 0 | 0 | 0 | 0 | 0 | 0 | 5.1009 | 0.62698 | 0.84288 | 1.1635 | 2.6333 | 8.503 | 10.336 | 14.9326 | 33.7716 | 0 | 167 | SCR
56532_G_A | WEC_CALN | California | 6 | Colusa | 11 | 56532 | A | Colusa Generating Station | 7138 | 2010 | 9999 | Combined Cycle |  |  | SCR | DLNB |  | Fossil | G | 2025 | NaturalGas |  | 2.0908 | 2.8342 | 3.9123 | 8.8373 | 0 | 0 | 0 | 0 | 0 | 0 | 0 | 0 | 0 | 0 | 0 | 0 | 292.9145 | 397.0619 | 548.0927 | 1238.0692 | 122.3968 | 165.9157 | 229.0252 | 517.3378 | 1.4635e-07 | 1.9839e-07 | 2.7387e-07 | 6.1861e-07 | 0.0053839 | 0.0072981 | 0.010074 | 0.022756 | 0 | 0 | 0 | 0 | 0 | 0 | 0 | 0 | 5.1009 | 0.62698 | 0.84288 | 1.1635 | 2.6333 | 8.503 | 10.336 | 14.9326 | 33.7716 | 0 | 167 | SCR
56531_G_GEN6 | PJM_Dom | Virginia | 51 | Hampton City | 650 | 56531 | GEN6 | Waste Management Bethel LFGTE | 13500 | 2008 | 9999 | Landfill Gas | [5 empty] | Non-Fossil | G | 2025 | LF Gas |  | 0.008033 | 0.010651 | 0.014531 | 0.033214 | 0 | 0 | 0 | 0 | 0 | 0 | 0 | 0 | 0 | 0 | 0 | 0 | 0.59504 | 0.78895 | 1.0764 | 2.4603 | 0.46293 | 0.61379 | 0.83739 | 1.9141 | 0 | 0 | 0 | 0 | 0.0024099 | 0.0031952 | 0.0043592 | 0.0099643 | 0 | 0 | 0 | 0 | 0 | 0 | 0 | 0 | 0.18775 | 0.003891 | 0.005159 | 0.0070384 | 0.016088 | 0 | 0 | 0 | 0 | 0 | 0.8
56531_G_GEN5 | PJM_Dom | Virginia | 51 | Hampton City | 650 | 56531 | GEN5 | Waste Management Bethel LFGTE | 13500 | 2008 | 9999 | Landfill Gas | [5 empty] | Non-Fossil | G | 2025 | LF Gas |  | 0.008033 | 0.010651 | 0.014531 | 0.033214 | 0 | 0 | 0 | 0 | 0 | 0 | 0 | 0 | 0 | 0 | 0 | 0 | 0.59504 | 0.78895 | 1.0764 | 2.4603 | 0.46293 | 0.61379 | 0.83739 | 1.9141 | 0 | 0 | 0 | 0 | 0.0024099 | 0.0031952 | 0.0043592 | 0.0099643 | 0 | 0 | 0 | 0 | 0 | 0 | 0 | 0 | 0.18775 | 0.003891 | 0.005159 | 0.0070384 | 0.016088 | 0 | 0 | 0 | 0 | 0 | 0.8
56531_G_GEN4 | PJM_Dom | Virginia | 51 | Hampton City | 650 | 56531 | GEN4 | Waste Management Bethel LFGTE | 13500 | 2008 | 9999 | Landfill Gas | [5 empty] | Non-Fossil | G | 2025 | LF Gas |  | 0.008033 | 0.010651 | 0.014531 | 0.033214 | 0 | 0 | 0 | 0 | 0 | 0 | 0 | 0 | 0 | 0 | 0 | 0 | 0.59504 | 0.78895 | 1.0764 | 2.4603 | 0.46293 | 0.61379 | 0.83739 | 1.9141 | 0 | 0 | 0 | 0 | 0.0024099 | 0.0031952 | 0.0043592 | 0.0099643 | 0 | 0 | 0 | 0 | 0 | 0 | 0 | 0 | 0.18775 | 0.003891 | 0.005159 | 0.0070384 | 0.016088 | 0 | 0 | 0 | 0 | 0 | 0.8
56531_G_GEN3 | PJM_Dom | Virginia | 51 | Hampton City | 650 | 56531 | GEN3 | Waste Management Bethel LFGTE | 13500 | 2008 | 9999 | Landfill Gas | [5 empty] | Non-Fossil | G | 2025 | LF Gas |  | 0.008033 | 0.010651 | 0.014531 | 0.033214 | 0 | 0 | 0 | 0 | 0 | 0 | 0 | 0 | 0 | 0 | 0 | 0 | 0.59504 | 0.78895 | 1.0764 | 2.4603 | 0.46293 | 0.61379 | 0.83739 | 1.9141 | 0 | 0 | 0 | 0 | 0.0024099 | 0.0031952 | 0.0043592 | 0.0099643 | 0 | 0 | 0 | 0 | 0 | 0 | 0 | 0 | 0.18775 | 0.003891 | 0.005159 | 0.0070384 | 0.016088 | 0 | 0 | 0 | 0 | 0 | 0.8
56531_G_GEN2 | PJM_Dom | Virginia | 51 | Hampton City | 650 | 56531 | GEN2 | Waste Management Bethel LFGTE | 13500 | 2008 | 9999 | Landfill Gas | [5 empty] | Non-Fossil | G | 2025 | LF Gas |  | 0.008033 | 0.010651 | 0.014531 | 0.033214 | 0 | 0 | 0 | 0 | 0 | 0 | 0 | 0 | 0 | 0 | 0 | 0 | 0.59504 | 0.78895 | 1.0764 | 2.4603 | 0.46293 | 0.61379 | 0.83739 | 1.9141 | 0 | 0 | 0 | 0 | 0.0024099 | 0.0031952 | 0.0043592 | 0.0099643 | 0 | 0 | 0 | 0 | 0 | 0 | 0 | 0 | 0.18775 | 0.003891 | 0.005159 | 0.0070384 | 0.016088 | 0 | 0 | 0 | 0 | 0 | 0.8
56531_G_GEN1 | PJM_Dom | Virginia | 51 | Hampton City | 650 | 56531 | GEN1 | Waste Management Bethel LFGTE | 13500 | 2008 | 9999 | Landfill Gas | [5 empty] | Non-Fossil | G | 2025 | LF Gas |  | 0.008033 | 0.010651 | 0.014531 | 0.033214 | 0 | 0 | 0 | 0 | 0 | 0 | 0 | 0 | 0 | 0 | 0 | 0 | 0.59504 | 0.78895 | 1.0764 | 2.4603 | 0.46293 | 0.61379 | 0.83739 | 1.9141 | 0 | 0 | 0 | 0 | 0.0024099 | 0.0031952 | 0.0043592 | 0.0099643 | 0 | 0 | 0 | 0 | 0 | 0 | 0 | 0 | 0.18775 | 0.003891 | 0.005159 | 0.0070384 | 0.016088 | 0 | 0 | 0 | 0 | 0 | 0.8
56530_G_GEN4 | WECC_CO | Colorado | 8 | Arapahoe | 5 | 56530 | GEN4 | DADS Gas Recovery | 13500 | 2008 | 9999 | Landfill Gas | [5 empty] | Non-Fossil | G | 2025 | LF Gas |  | 0.017816 | 0.024387 | 0.03091 | 0.073112 | 0 | 0 | 0 | 0 | 0 | 0 | 0 | 0 | 0 | 0 | 0 | 0 | 1.3197 | 1.8064 | 2.2896 | 5.4157 | 1.0267 | 1.4054 | 1.7813 | 4.2134 | 0 | 0 | 0 | 0 | 0.0021452 | 0.0029364 | 0.0037218 | 0.0088034 | 0 | 0 | 0 | 0 | 0 | 0 | 0 | 0 | 0.18775 | 0.0086295 | 0.011812 | 0.014972 | 0.035414 | 0 | 0 | 0 | 0 | 0 | 0.8
56530_G_GEN3 | WECC_CO | Colorado | 8 | Arapahoe | 5 | 56530 | GEN3 | DADS Gas Recovery | 13500 | 2008 | 9999 | Landfill Gas | [5 empty] | Non-Fossil | G | 2025 | LF Gas |  | 0.017816 | 0.024387 | 0.03091 | 0.073112 | 0 | 0 | 0 | 0 | 0 | 0 | 0 | 0 | 0 | 0 | 0 | 0 | 1.3197 | 1.8064 | 2.2896 | 5.4157 | 1.0267 | 1.4054 | 1.7813 | 4.2134 | 0 | 0 | 0 | 0 | 0.0021452 | 0.0029364 | 0.0037218 | 0.0088034 | 0 | 0 | 0 | 0 | 0 | 0 | 0 | 0 | 0.18775 | 0.0086295 | 0.011812 | 0.014972 | 0.035414 | 0 | 0 | 0 | 0 | 0 | 0.8
56530_G_GEN2 | WECC_CO | Colorado | 8 | Arapahoe | 5 | 56530 | GEN2 | DADS Gas Recovery | 13500 | 2008 | 9999 | Landfill Gas | [5 empty] | Non-Fossil | G | 2025 | LF Gas |  | 0.017816 | 0.024387 | 0.03091 | 0.073112 | 0 | 0 | 0 | 0 | 0 | 0 | 0 | 0 | 0 | 0 | 0 | 0 | 1.3197 | 1.8064 | 2.2896 | 5.4157 | 1.0267 | 1.4054 | 1.7813 | 4.2134 | 0 | 0 | 0 | 0 | 0.0021452 | 0.0029364 | 0.0037218 | 0.0088034 | 0 | 0 | 0 | 0 | 0 | 0 | 0 | 0 | 0.18775 | 0.0086295 | 0.011812 | 0.014972 | 0.035414 | 0 | 0 | 0 | 0 | 0 | 0.8
56530_G_GEN1 | WECC_CO | Colorado | 8 | Arapahoe | 5 | 56530 | GEN1 | DADS Gas Recovery | 13500 | 2008 | 9999 | Landfill Gas | [5 empty] | Non-Fossil | G | 2025 | LF Gas |  | 0.017816 | 0.024387 | 0.03091 | 0.073112 | 0 | 0 | 0 | 0 | 0 | 0 | 0 | 0 | 0 | 0 | 0 | 0 | 1.3197 | 1.8064 | 2.2896 | 5.4157 | 1.0267 | 1.4054 | 1.7813 | 4.2134 | 0 | 0 | 0 | 0 | 0.0021452 | 0.0029364 | 0.0037218 | 0.0088034 | 0 | 0 | 0 | 0 | 0 | 0 | 0 | 0 | 0.18775 | 0.0086295 | 0.011812 | 0.014972 | 0.035414 | 0 | 0 | 0 | 0 | 0 | 0.8
56529_G_GEN4 | MIS_IL | Illinois | 17 | Christian | 21 | 56529 | GEN4 | Five Oaks Gas Recovery | 13500 | 2008 | 9999 | Landfill Gas | [5 empty] | Non-Fossil | G | 2025 | LF Gas |  | 0.018417 | 0.025539 | 0.033789 | 0.077746 | 0 | 0 | 0 | 0 | 0 | 0 | 0 | 0 | 0 | 0 | 0 | 0 | 1.3642 | 1.8918 | 2.5029 | 5.7589 | 1.0614 | 1.4718 | 1.9473 | 4.4804 | 0 | 0 | 0 | 0 | 0.0022176 | 0.0030752 | 0.0040686 | 0.0093613 | 0 | 0 | 0 | 0 | 0 | 0 | 0 | 0 | 0.18775 | 0.0089208 | 0.012371 | 0.016367 | 0.037658 | 0 | 0 | 0 | 0 | 0 | 0.8
56529_G_GEN3 | MIS_IL | Illinois | 17 | Christian | 21 | 56529 | GEN3 | Five Oaks Gas Recovery | 13500 | 2008 | 9999 | Landfill Gas | [5 empty] | Non-Fossil | G | 2025 | LF Gas |  | 0.018417 | 0.025539 | 0.033789 | 0.077746 | 0 | 0 | 0 | 0 | 0 | 0 | 0 | 0 | 0 | 0 | 0 | 0 | 1.3642 | 1.8918 | 2.5029 | 5.7589 | 1.0614 | 1.4718 | 1.9473 | 4.4804 | 0 | 0 | 0 | 0 | 0.0022176 | 0.0030752 | 0.0040686 | 0.0093613 | 0 | 0 | 0 | 0 | 0 | 0 | 0 | 0 | 0.18775 | 0.0089208 | 0.012371 | 0.016367 | 0.037658 | 0 | 0 | 0 | 0 | 0 | 0.8
56529_G_GEN2 | MIS_IL | Illinois | 17 | Christian | 21 | 56529 | GEN2 | Five Oaks Gas Recovery | 13500 | 2008 | 9999 | Landfill Gas | [5 empty] | Non-Fossil | G | 2025 | LF Gas |  | 0.018417 | 0.025539 | 0.033789 | 0.077746 | 0 | 0 | 0 | 0 | 0 | 0 | 0 | 0 | 0 | 0 | 0 | 0 | 1.3642 | 1.8918 | 2.5029 | 5.7589 | 1.0614 | 1.4718 | 1.9473 | 4.4804 | 0 | 0 | 0 | 0 | 0.0022176 | 0.0030752 | 0.0040686 | 0.0093613 | 0 | 0 | 0 | 0 | 0 | 0 | 0 | 0 | 0.18775 | 0.0089208 | 0.012371 | 0.016367 | 0.037658 | 0 | 0 | 0 | 0 | 0 | 0.8
56529_G_GEN1 | MIS_IL | Illinois | 17 | Christian | 21 | 56529 | GEN1 | Five Oaks Gas Recovery | 13500 | 2008 | 9999 | Landfill Gas | [5 empty] | Non-Fossil | G | 2025 | LF Gas |  | 0.018417 | 0.025539 | 0.033789 | 0.077746 | 0 | 0 | 0 | 0 | 0 | 0 | 0 | 0 | 0 | 0 | 0 | 0 | 1.3642 | 1.8918 | 2.5029 | 5.7589 | 1.0614 | 1.4718 | 1.9473 | 4.4804 | 0 | 0 | 0 | 0 | 0.0022176 | 0.0030752 | 0.0040686 | 0.0093613 | 0 | 0 | 0 | 0 | 0 | 0 | 0 | 0 | 0.18775 | 0.0089208 | 0.012371 | 0.016367 | 0.037658 | 0 | 0 | 0 | 0 | 0 | 0.8
56528_G_GEN4 | ERC_REST | Texas | 48 | Dallas | 113 | 56528 | GEN4 | Skyline Gas Recovery | 13500 | 2007 | 9999 | Landfill Gas | [5 empty] | Non-Fossil | G | 2025 | LF Gas |  | 0.03799 | 0.047302 | 0.0475 | 0.13279 | 0 | 0 | 0 | 0 | 0 | 0 | 0 | 0 | 0 | 0 | 0 | 0 | 2.8141 | 3.5039 | 3.5185 | 9.8365 | 2.1893 | 2.726 | 2.7374 | 7.6527 | 0 | 0 | 0 | 0 | 0.0045744 | 0.0056957 | 0.0057195 | 0.01599 | 0 | 0 | 0 | 0 | 0 | 0 | 0 | 0 | 0.40098 | 0.018402 | 0.022912 | 0.023008 | 0.064322 | 0 | 0 | 0 | 0 | 0 | 1.6
56528_G_GEN3 | ERC_REST | Texas | 48 | Dallas | 113 | 56528 | GEN3 | Skyline Gas Recovery | 13500 | 2007 | 9999 | Landfill Gas | [5 empty] | Non-Fossil | G | 2025 | LF Gas |  | 0.03799 | 0.047302 | 0.0475 | 0.13279 | 0 | 0 | 0 | 0 | 0 | 0 | 0 | 0 | 0 | 0 | 0 | 0 | 2.8141 | 3.5039 | 3.5185 | 9.8365 | 2.1893 | 2.726 | 2.7374 | 7.6527 | 0 | 0 | 0 | 0 | 0.0045744 | 0.0056957 | 0.0057195 | 0.01599 | 0 | 0 | 0 | 0 | 0 | 0 | 0 | 0 | 0.40098 | 0.018402 | 0.022912 | 0.023008 | 0.064322 | 0 | 0 | 0 | 0 | 0 | 1.6
56528_G_GEN2 | ERC_REST | Texas | 48 | Dallas | 113 | 56528 | GEN2 | Skyline Gas Recovery | 13500 | 2007 | 9999 | Landfill Gas | [5 empty] | Non-Fossil | G | 2025 | LF Gas |  | 0.03799 | 0.047302 | 0.0475 | 0.13279 | 0 | 0 | 0 | 0 | 0 | 0 | 0 | 0 | 0 | 0 | 0 | 0 | 2.8141 | 3.5039 | 3.5185 | 9.8365 | 2.1893 | 2.726 | 2.7374 | 7.6527 | 0 | 0 | 0 | 0 | 0.0045744 | 0.0056957 | 0.0057195 | 0.01599 | 0 | 0 | 0 | 0 | 0 | 0 | 0 | 0 | 0.40098 | 0.018402 | 0.022912 | 0.023008 | 0.064322 | 0 | 0 | 0 | 0 | 0 | 1.6
56528_G_GEN1 | ERC_REST | Texas | 48 | Dallas | 113 | 56528 | GEN1 | Skyline Gas Recovery | 13500 | 2007 | 9999 | Landfill Gas | [5 empty] | Non-Fossil | G | 2025 | LF Gas |  | 0.03799 | 0.047302 | 0.0475 | 0.13279 | 0 | 0 | 0 | 0 | 0 | 0 | 0 | 0 | 0 | 0 | 0 | 0 | 2.8141 | 3.5039 | 3.5185 | 9.8365 | 2.1893 | 2.726 | 2.7374 | 7.6527 | 0 | 0 | 0 | 0 | 0.0045744 | 0.0056957 | 0.0057195 | 0.01599 | 0 | 0 | 0 | 0 | 0 | 0 | 0 | 0 | 0.40098 | 0.018402 | 0.022912 | 0.023008 | 0.064322 | 0 | 0 | 0 | 0 | 0 | 1.6
56527_G_GEN3 | NENGREST | Massachusetts | 25 | Worcester | 27 | 56527 | GEN3 | Fitchburg Gas Recovery | 13500 | 2009 | 9999 | Landfill Gas | [5 empty] | Non-Fossil | G | 2025 | LF Gas |  | 0.032977 | 0.048146 | 0.059731 | 0.14085 | 0 | 0 | 0 | 0 | 0 | 0 | 0 | 0 | 0 | 0 | 0 | 0 | 2.4428 | 3.5664 | 4.4245 | 10.4337 | 1.9005 | 2.7746 | 3.4422 | 8.1173 | 0 | 0 | 0 | 0 | 0.0018725 | 0.0027338 | 0.0033916 | 0.0079979 | 0 | 0 | 0 | 0 | 0 | 0 | 0 | 0 | 0.37551 | 0.015974 | 0.023321 | 0.028932 | 0.068227 | 0 | 0 | 0 | 0 | 0 | 1.6
56527_G_GEN2 | NENGREST | Massachusetts | 25 | Worcester | 27 | 56527 | GEN2 | Fitchburg Gas Recovery | 13500 | 2007 | 9999 | Landfill Gas | [5 empty] | Non-Fossil | G | 2025 | LF Gas |  | 0.032977 | 0.048146 | 0.059731 | 0.14086 | 0 | 0 | 0 | 0 | 0 | 0 | 0 | 0 | 0 | 0 | 0 | 0 | 2.4428 | 3.5664 | 4.4245 | 10.4337 | 1.9005 | 2.7746 | 3.4423 | 8.1173 | 0 | 0 | 0 | 0 | 0.0021712 | 0.0031699 | 0.0039325 | 0.0092736 | 0 | 0 | 0 | 0 | 0 | 0 | 0 | 0 | 0.40344 | 0.015974 | 0.023321 | 0.028932 | 0.068227 | 0 | 0 | 0 | 0 | 0 | 1.6
56527_G_GEN1 | NENGREST | Massachusetts | 25 | Worcester | 27 | 56527 | GEN1 | Fitchburg Gas Recovery | 13500 | 2007 | 9999 | Landfill Gas | [5 empty] | Non-Fossil | G | 2025 | LF Gas |  | 0.032977 | 0.048146 | 0.059731 | 0.14086 | 0 | 0 | 0 | 0 | 0 | 0 | 0 | 0 | 0 | 0 | 0 | 0 | 2.4428 | 3.5664 | 4.4245 | 10.4337 | 1.9005 | 2.7746 | 3.4423 | 8.1173 | 0 | 0 | 0 | 0 | 0.0024348 | 0.0035548 | 0.0044101 | 0.0104 | 0 | 0 | 0 | 0 | 0 | 0 | 0 | 0 | 0.40344 | 0.015974 | 0.023321 | 0.028932 | 0.068227 | 0 | 0 | 0 | 0 | 0 | 1.6
56526_G_GEN8 | NY_Z_A | New York | 36 | Erie | 29 | 56526 | GEN8 | Chaffee Gas Recovery | 13500 | 2009 | 9999 | Landfill Gas | [5 empty] | Non-Fossil | G | 2025 | LF Gas |  | 0.016471 | 0.023755 | 0.031659 | 0.071885 | 0 | 0 | 0 | 0 | 0 | 0 | 0 | 0 | 0 | 0 | 0 | 0 | 1.2201 | 1.7596 | 2.3451 | 5.3248 | 0.94921 | 1.369 | 1.8245 | 4.1427 | 0 | 0 | 0 | 0 | 0.0019833 | 0.0028603 | 0.0038121 | 0.0086557 | 0 | 0 | 0 | 0 | 0 | 0 | 0 | 0 | 0.18775 | 0.0079782 | 0.011506 | 0.015335 | 0.03482 | 0 | 0 | 0 | 0 | 0 | 0.8
56526_G_GEN7 | NY_Z_A | New York | 36 | Erie | 29 | 56526 | GEN7 | Chaffee Gas Recovery | 13500 | 2009 | 9999 | Landfill Gas | [5 empty] | Non-Fossil | G | 2025 | LF Gas |  | 0.016471 | 0.023755 | 0.031659 | 0.071885 | 0 | 0 | 0 | 0 | 0 | 0 | 0 | 0 | 0 | 0 | 0 | 0 | 1.2201 | 1.7596 | 2.3451 | 5.3248 | 0.94921 | 1.369 | 1.8245 | 4.1427 | 0 | 0 | 0 | 0 | 0.0019833 | 0.0028603 | 0.0038121 | 0.0086557 | 0 | 0 | 0 | 0 | 0 | 0 | 0 | 0 | 0.18775 | 0.0079782 | 0.011506 | 0.015335 | 0.03482 | 0 | 0 | 0 | 0 | 0 | 0.8
56526_G_GEN6 | NY_Z_A | New York | 36 | Erie | 29 | 56526 | GEN6 | Chaffee Gas Recovery | 13500 | 2007 | 9999 | Landfill Gas | [5 empty] | Non-Fossil | G | 2025 | LF Gas |  | 0.016471 | 0.023755 | 0.031659 | 0.071885 | 0 | 0 | 0 | 0 | 0 | 0 | 0 | 0 | 0 | 0 | 0 | 0 | 1.2201 | 1.7596 | 2.3451 | 5.3248 | 0.94921 | 1.369 | 1.8245 | 4.1427 | 0 | 0 | 0 | 0 | 0.0019833 | 0.0028603 | 0.0038121 | 0.0086557 | 0 | 0 | 0 | 0 | 0 | 0 | 0 | 0 | 0.20158 | 0.0079782 | 0.011506 | 0.015335 | 0.03482 | 0 | 0 | 0 | 0 | 0 | 0.8
56526_G_GEN5 | NY_Z_A | New York | 36 | Erie | 29 | 56526 | GEN5 | Chaffee Gas Recovery | 13500 | 2007 | 9999 | Landfill Gas | [5 empty] | Non-Fossil | G | 2025 | LF Gas |  | 0.016471 | 0.023755 | 0.031659 | 0.071885 | 0 | 0 | 0 | 0 | 0 | 0 | 0 | 0 | 0 | 0 | 0 | 0 | 1.2201 | 1.7596 | 2.3451 | 5.3248 | 0.94921 | 1.369 | 1.8245 | 4.1427 | 0 | 0 | 0 | 0 | 0.0019833 | 0.0028603 | 0.0038121 | 0.0086557 | 0 | 0 | 0 | 0 | 0 | 0 | 0 | 0 | 0.20158 | 0.0079782 | 0.011506 | 0.015335 | 0.03482 | 0 | 0 | 0 | 0 | 0 | 0.8
56526_G_GEN4 | NY_Z_A | New York | 36 | Erie | 29 | 56526 | GEN4 | Chaffee Gas Recovery | 13500 | 2007 | 9999 | Landfill Gas | [5 empty] | Non-Fossil | G | 2025 | LF Gas |  | 0.016471 | 0.023755 | 0.031659 | 0.071885 | 0 | 0 | 0 | 0 | 0 | 0 | 0 | 0 | 0 | 0 | 0 | 0 | 1.2201 | 1.7596 | 2.3451 | 5.3248 | 0.94921 | 1.369 | 1.8245 | 4.1427 | 0 | 0 | 0 | 0 | 0.0019833 | 0.0028603 | 0.0038121 | 0.0086557 | 0 | 0 | 0 | 0 | 0 | 0 | 0 | 0 | 0.20158 | 0.0079782 | 0.011506 | 0.015335 | 0.03482 | 0 | 0 | 0 | 0 | 0 | 0.8
56526_G_GEN3 | NY_Z_A | New York | 36 | Erie | 29 | 56526 | GEN3 | Chaffee Gas Recovery | 13500 | 2007 | 9999 | Landfill Gas | [5 empty] | Non-Fossil | G | 2025 | LF Gas |  | 0.016471 | 0.023755 | 0.031659 | 0.071885 | 0 | 0 | 0 | 0 | 0 | 0 | 0 | 0 | 0 | 0 | 0 | 0 | 1.2201 | 1.7596 | 2.3451 | 5.3248 | 0.94921 | 1.369 | 1.8245 | 4.1427 | 0 | 0 | 0 | 0 | 0.0019833 | 0.0028603 | 0.0038121 | 0.0086557 | 0 | 0 | 0 | 0 | 0 | 0 | 0 | 0 | 0.20158 | 0.0079782 | 0.011506 | 0.015335 | 0.03482 | 0 | 0 | 0 | 0 | 0 | 0.8
56526_G_GEN2 | NY_Z_A | New York | 36 | Erie | 29 | 56526 | GEN2 | Chaffee Gas Recovery | 13500 | 2007 | 9999 | Landfill Gas | [5 empty] | Non-Fossil | G | 2025 | LF Gas |  | 0.016471 | 0.023755 | 0.031659 | 0.071885 | 0 | 0 | 0 | 0 | 0 | 0 | 0 | 0 | 0 | 0 | 0 | 0 | 1.2201 | 1.7596 | 2.3451 | 5.3248 | 0.94921 | 1.369 | 1.8245 | 4.1427 | 0 | 0 | 0 | 0 | 0.0019833 | 0.0028603 | 0.0038121 | 0.0086557 | 0 | 0 | 0 | 0 | 0 | 0 | 0 | 0 | 0.20158 | 0.0079782 | 0.011506 | 0.015335 | 0.03482 | 0 | 0 | 0 | 0 | 0 | 0.8
56526_G_GEN1 | NY_Z_A | New York | 36 | Erie | 29 | 56526 | GEN1 | Chaffee Gas Recovery | 13500 | 2007 | 9999 | Landfill Gas | [5 empty] | Non-Fossil | G | 2025 | LF Gas |  | 0.016471 | 0.023755 | 0.031659 | 0.071885 | 0 | 0 | 0 | 0 | 0 | 0 | 0 | 0 | 0 | 0 | 0 | 0 | 1.2201 | 1.7596 | 2.3451 | 5.3248 | 0.94921 | 1.369 | 1.8245 | 4.1427 | 0 | 0 | 0 | 0 | 0.0019833 | 0.0028603 | 0.0038121 | 0.0086557 | 0 | 0 | 0 | 0 | 0 | 0 | 0 | 0 | 0.20158 | 0.0079782 | 0.011506 | 0.015335 | 0.03482 | 0 | 0 | 0 | 0 | 0 | 0.8
56525_G_GEN5 | MIS_MNWI | Wisconsin | 55 | Rusk | 107 | 56525 | GEN5 | Timberline Trail Gas Recovery | 13500 | 2007 | 9999 | Landfill Gas | [5 empty] | Non-Fossil | G | 2025 | LF Gas |  | 0.012826 | 0.018125 | 0.022062 | 0.053013 | 0 | 0 | 0 | 0 | 0 | 0 | 0 | 0 | 0 | 0 | 0 | 0 | 0.95009 | 1.3426 | 1.6342 | 3.9269 | 0.73916 | 1.0445 | 1.2714 | 3.0551 | 0 | 0 | 0 | 0 | 0.0015444 | 0.0021824 | 0.0026565 | 0.0063833 | 0 | 0 | 0 | 0 | 0 | 0 | 0 | 0 | 0.20116 | 0.0062127 | 0.0087791 | 0.010686 | 0.025678 | 0 | 0 | 0 | 0 | 0 | 0.8
56525_G_GEN4 | MIS_MNWI | Wisconsin | 55 | Rusk | 107 | 56525 | GEN4 | Timberline Trail Gas Recovery | 13500 | 2006 | 9999 | Landfill Gas | [5 empty] | Non-Fossil | G | 2025 | LF Gas |  | 0.012826 | 0.018124 | 0.022062 | 0.053013 | 0 | 0 | 0 | 0 | 0 | 0 | 0 | 0 | 0 | 0 | 0 | 0 | 0.95009 | 1.3426 | 1.6342 | 3.9269 | 0.73916 | 1.0445 | 1.2714 | 3.0551 | 0 | 0 | 0 | 0 | 0.0015444 | 0.0021824 | 0.0026565 | 0.0063833 | 0 | 0 | 0 | 0 | 0 | 0 | 0 | 0 | 0.21548 | 0.0062127 | 0.0087791 | 0.010686 | 0.025678 | 0 | 0 | 0 | 0 | 0 | 0.8
56525_G_GEN3 | MIS_MNWI | Wisconsin | 55 | Rusk | 107 | 56525 | GEN3 | Timberline Trail Gas Recovery | 13500 | 2006 | 9999 | Landfill Gas | [5 empty] | Non-Fossil | G | 2025 | LF Gas |  | 0.012826 | 0.018124 | 0.022062 | 0.053013 | 0 | 0 | 0 | 0 | 0 | 0 | 0 | 0 | 0 | 0 | 0 | 0 | 0.95009 | 1.3426 | 1.6342 | 3.9269 | 0.73916 | 1.0445 | 1.2714 | 3.0551 | 0 | 0 | 0 | 0 | 0.0015444 | 0.0021824 | 0.0026565 | 0.0063833 | 0 | 0 | 0 | 0 | 0 | 0 | 0 | 0 | 0.21548 | 0.0062127 | 0.0087791 | 0.010686 | 0.025678 | 0 | 0 | 0 | 0 | 0 | 0.8
56525_G_GEN2 | MIS_MNWI | Wisconsin | 55 | Rusk | 107 | 56525 | GEN2 | Timberline Trail Gas Recovery | 13500 | 2006 | 9999 | Landfill Gas | [5 empty] | Non-Fossil | G | 2025 | LF Gas |  | 0.012826 | 0.018124 | 0.022062 | 0.053013 | 0 | 0 | 0 | 0 | 0 | 0 | 0 | 0 | 0 | 0 | 0 | 0 | 0.95009 | 1.3426 | 1.6342 | 3.9269 | 0.73916 | 1.0445 | 1.2714 | 3.0551 | 0 | 0 | 0 | 0 | 0.0015444 | 0.0021824 | 0.0026565 | 0.0063833 | 0 | 0 | 0 | 0 | 0 | 0 | 0 | 0 | 0.21548 | 0.0062127 | 0.0087791 | 0.010686 | 0.025678 | 0 | 0 | 0 | 0 | 0 | 0.8
56525_G_GEN1 | MIS_MNWI | Wisconsin | 55 | Rusk | 107 | 56525 | GEN1 | Timberline Trail Gas Recovery | 13500 | 2006 | 9999 | Landfill Gas | [5 empty] | Non-Fossil | G | 2025 | LF Gas |  | 0.012826 | 0.018124 | 0.022062 | 0.053013 | 0 | 0 | 0 | 0 | 0 | 0 | 0 | 0 | 0 | 0 | 0 | 0 | 0.95009 | 1.3426 | 1.6342 | 3.9269 | 0.73916 | 1.0445 | 1.2714 | 3.0551 | 0 | 0 | 0 | 0 | 0.0015444 | 0.0021824 | 0.0026565 | 0.0063833 | 0 | 0 | 0 | 0 | 0 | 0 | 0 | 0 | 0.21548 | 0.0062127 | 0.0087791 | 0.010686 | 0.025678 | 0 | 0 | 0 | 0 | 0 | 0.8
56524_G_GEN4 | ERC_REST | Texas | 48 | Travis | 453 | 56524 | GEN4 | Austin Gas Recovery | 13500 | 2007 | 9999 | Landfill Gas | [5 empty] | Non-Fossil | G | 2025 | LF Gas |  | 0.03799 | 0.047302 | 0.0475 | 0.13279 | 0 | 0 | 0 | 0 | 0 | 0 | 0 | 0 | 0 | 0 | 0 | 0 | 2.8141 | 3.5039 | 3.5185 | 9.8365 | 2.1893 | 2.726 | 2.7374 | 7.6527 | 0 | 0 | 0 | 0 | 0.0045744 | 0.0056957 | 0.0057195 | 0.01599 | 0 | 0 | 0 | 0 | 0 | 0 | 0 | 0 | 0.40098 | 0.018402 | 0.022912 | 0.023008 | 0.064322 | 0 | 0 | 0 | 0 | 0 | 1.6
56524_G_GEN3 | ERC_REST | Texas | 48 | Travis | 453 | 56524 | GEN3 | Austin Gas Recovery | 13500 | 2007 | 9999 | Landfill Gas | [5 empty] | Non-Fossil | G | 2025 | LF Gas |  | 0.03799 | 0.047302 | 0.0475 | 0.13279 | 0 | 0 | 0 | 0 | 0 | 0 | 0 | 0 | 0 | 0 | 0 | 0 | 2.8141 | 3.5039 | 3.5185 | 9.8365 | 2.1893 | 2.726 | 2.7374 | 7.6527 | 0 | 0 | 0 | 0 | 0.0045744 | 0.0056957 | 0.0057195 | 0.01599 | 0 | 0 | 0 | 0 | 0 | 0 | 0 | 0 | 0.40098 | 0.018402 | 0.022912 | 0.023008 | 0.064322 | 0 | 0 | 0 | 0 | 0 | 1.6
56524_G_GEN2 | ERC_REST | Texas | 48 | Travis | 453 | 56524 | GEN2 | Austin Gas Recovery | 13500 | 2007 | 9999 | Landfill Gas | [5 empty] | Non-Fossil | G | 2025 | LF Gas |  | 0.03799 | 0.047302 | 0.0475 | 0.13279 | 0 | 0 | 0 | 0 | 0 | 0 | 0 | 0 | 0 | 0 | 0 | 0 | 2.8141 | 3.5039 | 3.5185 | 9.8365 | 2.1893 | 2.726 | 2.7374 | 7.6527 | 0 | 0 | 0 | 0 | 0.0045744 | 0.0056957 | 0.0057195 | 0.01599 | 0 | 0 | 0 | 0 | 0 | 0 | 0 | 0 | 0.40098 | 0.018402 | 0.022912 | 0.023008 | 0.064322 | 0 | 0 | 0 | 0 | 0 | 1.6
56524_G_GEN1 | ERC_REST | Texas | 48 | Travis | 453 | 56524 | GEN1 | Austin Gas Recovery | 13500 | 2007 | 9999 | Landfill Gas | [5 empty] | Non-Fossil | G | 2025 | LF Gas |  | 0.03799 | 0.047302 | 0.0475 | 0.13279 | 0 | 0 | 0 | 0 | 0 | 0 | 0 | 0 | 0 | 0 | 0 | 0 | 2.8141 | 3.5039 | 3.5185 | 9.8365 | 2.1893 | 2.726 | 2.7374 | 7.6527 | 0 | 0 | 0 | 0 | 0.0045744 | 0.0056957 | 0.0057195 | 0.01599 | 0 | 0 | 0 | 0 | 0 | 0 | 0 | 0 | 0.40098 | 0.018402 | 0.022912 | 0.023008 | 0.064322 | 0 | 0 | 0 | 0 | 0 | 1.6
56523_G_GEN6 | MIS_AR | Arkansas | 5 | Pulaski | 119 | 56523 | GEN6 | Two Pine Landfill Gas Recovery | 13500 | 2006 | 9999 | Landfill Gas | [5 empty] | Non-Fossil | G | 2025 | LF Gas |  | 0.01839 | 0.024633 | 0.030557 | 0.073579 | 0 | 0 | 0 | 0 | 0 | 0 | 0 | 0 | 0 | 0 | 0 | 0 | 1.3622 | 1.8246 | 2.2635 | 5.4503 | 1.0598 | 1.4196 | 1.761 | 4.2403 | 0 | 0 | 0 | 0 | 0.0022143 | 0.002966 | 0.0036794 | 0.0088597 | 0 | 0 | 0 | 0 | 0 | 0 | 0 | 0 | 0.21447 | 0.0089075 | 0.011932 | 0.014801 | 0.03564 | 0 | 0 | 0 | 0 | 0 | 0.8
56523_G_GEN5 | MIS_AR | Arkansas | 5 | Pulaski | 119 | 56523 | GEN5 | Two Pine Landfill Gas Recovery | 13500 | 2006 | 9999 | Landfill Gas | [5 empty] | Non-Fossil | G | 2025 | LF Gas |  | 0.01839 | 0.024633 | 0.030557 | 0.073579 | 0 | 0 | 0 | 0 | 0 | 0 | 0 | 0 | 0 | 0 | 0 | 0 | 1.3622 | 1.8246 | 2.2635 | 5.4503 | 1.0598 | 1.4196 | 1.761 | 4.2403 | 0 | 0 | 0 | 0 | 0.0022143 | 0.002966 | 0.0036794 | 0.0088597 | 0 | 0 | 0 | 0 | 0 | 0 | 0 | 0 | 0.21447 | 0.0089075 | 0.011932 | 0.014801 | 0.03564 | 0 | 0 | 0 | 0 | 0 | 0.8
56523_G_GEN4 | MIS_AR | Arkansas | 5 | Pulaski | 119 | 56523 | GEN4 | Two Pine Landfill Gas Recovery | 13500 | 2006 | 9999 | Landfill Gas | [5 empty] | Non-Fossil | G | 2025 | LF Gas |  | 0.01839 | 0.024633 | 0.030557 | 0.073579 | 0 | 0 | 0 | 0 | 0 | 0 | 0 | 0 | 0 | 0 | 0 | 0 | 1.3622 | 1.8246 | 2.2635 | 5.4503 | 1.0598 | 1.4196 | 1.761 | 4.2403 | 0 | 0 | 0 | 0 | 0.0022143 | 0.002966 | 0.0036794 | 0.0088597 | 0 | 0 | 0 | 0 | 0 | 0 | 0 | 0 | 0.21447 | 0.0089075 | 0.011932 | 0.014801 | 0.03564 | 0 | 0 | 0 | 0 | 0 | 0.8
56523_G_GEN3 | MIS_AR | Arkansas | 5 | Pulaski | 119 | 56523 | GEN3 | Two Pine Landfill Gas Recovery | 13500 | 2006 | 9999 | Landfill Gas | [5 empty] | Non-Fossil | G | 2025 | LF Gas |  | 0.01839 | 0.024633 | 0.030557 | 0.073579 | 0 | 0 | 0 | 0 | 0 | 0 | 0 | 0 | 0 | 0 | 0 | 0 | 1.3622 | 1.8246 | 2.2635 | 5.4503 | 1.0598 | 1.4196 | 1.761 | 4.2403 | 0 | 0 | 0 | 0 | 0.0022143 | 0.002966 | 0.0036794 | 0.0088597 | 0 | 0 | 0 | 0 | 0 | 0 | 0 | 0 | 0.21447 | 0.0089075 | 0.011932 | 0.014801 | 0.03564 | 0 | 0 | 0 | 0 | 0 | 0.8
56523_G_GEN2 | MIS_AR | Arkansas | 5 | Pulaski | 119 | 56523 | GEN2 | Two Pine Landfill Gas Recovery | 13500 | 2006 | 9999 | Landfill Gas | [5 empty] | Non-Fossil | G | 2025 | LF Gas |  | 0.01839 | 0.024633 | 0.030557 | 0.073579 | 0 | 0 | 0 | 0 | 0 | 0 | 0 | 0 | 0 | 0 | 0 | 0 | 1.3622 | 1.8246 | 2.2635 | 5.4503 | 1.0598 | 1.4196 | 1.761 | 4.2403 | 0 | 0 | 0 | 0 | 0.0022143 | 0.002966 | 0.0036794 | 0.0088597 | 0 | 0 | 0 | 0 | 0 | 0 | 0 | 0 | 0.21447 | 0.0089075 | 0.011932 | 0.014801 | 0.03564 | 0 | 0 | 0 | 0 | 0 | 0.8
56523_G_GEN1 | MIS_AR | Arkansas | 5 | Pulaski | 119 | 56523 | GEN1 | Two Pine Landfill Gas Recovery | 13500 | 2006 | 9999 | Landfill Gas | [5 empty] | Non-Fossil | G | 2025 | LF Gas |  | 0.01839 | 0.024633 | 0.030557 | 0.073579 | 0 | 0 | 0 | 0 | 0 | 0 | 0 | 0 | 0 | 0 | 0 | 0 | 1.3622 | 1.8246 | 2.2635 | 5.4503 | 1.0598 | 1.4196 | 1.761 | 4.2403 | 0 | 0 | 0 | 0 | 0.0022143 | 0.002966 | 0.0036794 | 0.0088597 | 0 | 0 | 0 | 0 | 0 | 0 | 0 | 0 | 0.21447 | 0.0089075 | 0.011932 | 0.014801 | 0.03564 | 0 | 0 | 0 | 0 | 0 | 0.8
56522_G_GEN6 | S_SOU | Florida | 12 | Jackson | 63 | 56522 | GEN6 | Springhill Gas Recovery Plant | 13500 | 2006 | 9999 | Landfill Gas | [5 empty] | Non-Fossil | G | 2025 | LF Gas |  | 0.019487 | 0.024859 | 0.028106 | 0.072452 | 0 | 0 | 0 | 0 | 0 | 0 | 0 | 0 | 0 | 0 | 0 | 0 | 1.4435 | 1.8414 | 2.082 | 5.3668 | 1.123 | 1.4326 | 1.6197 | 4.1754 | 0 | 0 | 0 | 0 | 0.00097438 | 0.0012429 | 0.0014053 | 0.0036227 | 0 | 0 | 0 | 0 | 0 | 0 | 0 | 0 | 0.21424 | 0.0094392 | 0.012041 | 0.013614 | 0.035094 | 0 | 0 | 0 | 0 | 0 | 0.8
56522_G_GEN5 | S_SOU | Florida | 12 | Jackson | 63 | 56522 | GEN5 | Springhill Gas Recovery Plant | 13500 | 2006 | 9999 | Landfill Gas | [5 empty] | Non-Fossil | G | 2025 | LF Gas |  | 0.019487 | 0.024859 | 0.028106 | 0.072452 | 0 | 0 | 0 | 0 | 0 | 0 | 0 | 0 | 0 | 0 | 0 | 0 | 1.4435 | 1.8414 | 2.082 | 5.3668 | 1.123 | 1.4326 | 1.6197 | 4.1754 | 0 | 0 | 0 | 0 | 0.00097438 | 0.0012429 | 0.0014053 | 0.0036227 | 0 | 0 | 0 | 0 | 0 | 0 | 0 | 0 | 0.21424 | 0.0094392 | 0.012041 | 0.013614 | 0.035094 | 0 | 0 | 0 | 0 | 0 | 0.8
56522_G_GEN4 | S_SOU | Florida | 12 | Jackson | 63 | 56522 | GEN4 | Springhill Gas Recovery Plant | 13500 | 2006 | 9999 | Landfill Gas | [5 empty] | Non-Fossil | G | 2025 | LF Gas |  | 0.019487 | 0.024859 | 0.028106 | 0.072452 | 0 | 0 | 0 | 0 | 0 | 0 | 0 | 0 | 0 | 0 | 0 | 0 | 1.4435 | 1.8414 | 2.082 | 5.3668 | 1.123 | 1.4326 | 1.6197 | 4.1754 | 0 | 0 | 0 | 0 | 0.00097438 | 0.0012429 | 0.0014053 | 0.0036227 | 0 | 0 | 0 | 0 | 0 | 0 | 0 | 0 | 0.21424 | 0.0094392 | 0.012041 | 0.013614 | 0.035094 | 0 | 0 | 0 | 0 | 0 | 0.8
56522_G_GEN3 | S_SOU | Florida | 12 | Jackson | 63 | 56522 | GEN3 | Springhill Gas Recovery Plant | 13500 | 2006 | 9999 | Landfill Gas | [5 empty] | Non-Fossil | G | 2025 | LF Gas |  | 0.019487 | 0.024859 | 0.028106 | 0.072452 | 0 | 0 | 0 | 0 | 0 | 0 | 0 | 0 | 0 | 0 | 0 | 0 | 1.4435 | 1.8414 | 2.082 | 5.3668 | 1.123 | 1.4326 | 1.6197 | 4.1754 | 0 | 0 | 0 | 0 | 0.00097438 | 0.0012429 | 0.0014053 | 0.0036227 | 0 | 0 | 0 | 0 | 0 | 0 | 0 | 0 | 0.21424 | 0.0094392 | 0.012041 | 0.013614 | 0.035094 | 0 | 0 | 0 | 0 | 0 | 0.8
56522_G_GEN2 | S_SOU | Florida | 12 | Jackson | 63 | 56522 | GEN2 | Springhill Gas Recovery Plant | 13500 | 2006 | 9999 | Landfill Gas | [5 empty] | Non-Fossil | G | 2025 | LF Gas |  | 0.019487 | 0.024859 | 0.028106 | 0.072452 | 0 | 0 | 0 | 0 | 0 | 0 | 0 | 0 | 0 | 0 | 0 | 0 | 1.4435 | 1.8414 | 2.082 | 5.3668 | 1.123 | 1.4326 | 1.6197 | 4.1754 | 0 | 0 | 0 | 0 | 0.00097438 | 0.0012429 | 0.0014053 | 0.0036227 | 0 | 0 | 0 | 0 | 0 | 0 | 0 | 0 | 0.21424 | 0.0094392 | 0.012041 | 0.013614 | 0.035094 | 0 | 0 | 0 | 0 | 0 | 0.8
56522_G_GEN1 | S_SOU | Florida | 12 | Jackson | 63 | 56522 | GEN1 | Springhill Gas Recovery Plant | 13500 | 2006 | 9999 | Landfill Gas | [5 empty] | Non-Fossil | G | 2025 | LF Gas |  | 0.019487 | 0.024859 | 0.028106 | 0.072452 | 0 | 0 | 0 | 0 | 0 | 0 | 0 | 0 | 0 | 0 | 0 | 0 | 1.4435 | 1.8414 | 2.082 | 5.3668 | 1.123 | 1.4326 | 1.6197 | 4.1754 | 0 | 0 | 0 | 0 | 0.00097438 | 0.0012429 | 0.0014053 | 0.0036227 | 0 | 0 | 0 | 0 | 0 | 0 | 0 | 0 | 0.21424 | 0.0094392 | 0.012041 | 0.013614 | 0.035094 | 0 | 0 | 0 | 0 | 0 | 0.8
56521_G_GEN6 | MIS_IA | Iowa | 19 | Winnebago | 189 | 56521 | GEN6 | Lake Mills Gas Recovery | 13500 | 2006 | 9999 | Landfill Gas | [5 empty] | Non-Fossil | G | 2025 | LF Gas |  | 0.018654 | 0.025403 | 0.035692 | 0.079749 | 0 | 0 | 0 | 0 | 0 | 0 | 0 | 0 | 0 | 0 | 0 | 0 | 1.3818 | 1.8817 | 2.6438 | 5.9073 | 1.075 | 1.4639 | 2.0569 | 4.5959 | 0 | 0 | 0 | 0 | 0.0022462 | 0.0030587 | 0.0042977 | 0.0096026 | 0 | 0 | 0 | 0 | 0 | 0 | 0 | 0 | 0.21548 | 0.0090358 | 0.012304 | 0.017288 | 0.038629 | 0 | 0 | 0 | 0 | 0 | 0.8
56521_G_GEN5 | MIS_IA | Iowa | 19 | Winnebago | 189 | 56521 | GEN5 | Lake Mills Gas Recovery | 13500 | 2006 | 9999 | Landfill Gas | [5 empty] | Non-Fossil | G | 2025 | LF Gas |  | 0.018654 | 0.025403 | 0.035692 | 0.079749 | 0 | 0 | 0 | 0 | 0 | 0 | 0 | 0 | 0 | 0 | 0 | 0 | 1.3818 | 1.8817 | 2.6438 | 5.9073 | 1.075 | 1.4639 | 2.0569 | 4.5959 | 0 | 0 | 0 | 0 | 0.0022462 | 0.0030587 | 0.0042977 | 0.0096026 | 0 | 0 | 0 | 0 | 0 | 0 | 0 | 0 | 0.21548 | 0.0090358 | 0.012304 | 0.017288 | 0.038629 | 0 | 0 | 0 | 0 | 0 | 0.8
56521_G_GEN4 | MIS_IA | Iowa | 19 | Winnebago | 189 | 56521 | GEN4 | Lake Mills Gas Recovery | 13500 | 2006 | 9999 | Landfill Gas | [5 empty] | Non-Fossil | G | 2025 | LF Gas |  | 0.018654 | 0.025403 | 0.035692 | 0.079749 | 0 | 0 | 0 | 0 | 0 | 0 | 0 | 0 | 0 | 0 | 0 | 0 | 1.3818 | 1.8817 | 2.6438 | 5.9073 | 1.075 | 1.4639 | 2.0569 | 4.5959 | 0 | 0 | 0 | 0 | 0.0022462 | 0.0030587 | 0.0042977 | 0.0096026 | 0 | 0 | 0 | 0 | 0 | 0 | 0 | 0 | 0.21548 | 0.0090358 | 0.012304 | 0.017288 | 0.038629 | 0 | 0 | 0 | 0 | 0 | 0.8
56521_G_GEN3 | MIS_IA | Iowa | 19 | Winnebago | 189 | 56521 | GEN3 | Lake Mills Gas Recovery | 13500 | 2006 | 9999 | Landfill Gas | [5 empty] | Non-Fossil | G | 2025 | LF Gas |  | 0.018654 | 0.025403 | 0.035692 | 0.079749 | 0 | 0 | 0 | 0 | 0 | 0 | 0 | 0 | 0 | 0 | 0 | 0 | 1.3818 | 1.8817 | 2.6438 | 5.9073 | 1.075 | 1.4639 | 2.0569 | 4.5959 | 0 | 0 | 0 | 0 | 0.0022462 | 0.0030587 | 0.0042977 | 0.0096026 | 0 | 0 | 0 | 0 | 0 | 0 | 0 | 0 | 0.21548 | 0.0090358 | 0.012304 | 0.017288 | 0.038629 | 0 | 0 | 0 | 0 | 0 | 0.8
56521_G_GEN2 | MIS_IA | Iowa | 19 | Winnebago | 189 | 56521 | GEN2 | Lake Mills Gas Recovery | 13500 | 2006 | 9999 | Landfill Gas | [5 empty] | Non-Fossil | G | 2025 | LF Gas |  | 0.018654 | 0.025403 | 0.035692 | 0.079749 | 0 | 0 | 0 | 0 | 0 | 0 | 0 | 0 | 0 | 0 | 0 | 0 | 1.3818 | 1.8817 | 2.6438 | 5.9073 | 1.075 | 1.4639 | 2.0569 | 4.5959 | 0 | 0 | 0 | 0 | 0.0022462 | 0.0030587 | 0.0042977 | 0.0096026 | 0 | 0 | 0 | 0 | 0 | 0 | 0 | 0 | 0.21548 | 0.0090358 | 0.012304 | 0.017288 | 0.038629 | 0 | 0 | 0 | 0 | 0 | 0.8
56521_G_GEN1 | MIS_IA | Iowa | 19 | Winnebago | 189 | 56521 | GEN1 | Lake Mills Gas Recovery | 13500 | 2006 | 9999 | Landfill Gas | [5 empty] | Non-Fossil | G | 2025 | LF Gas |  | 0.018654 | 0.025403 | 0.035692 | 0.079749 | 0 | 0 | 0 | 0 | 0 | 0 | 0 | 0 | 0 | 0 | 0 | 0 | 1.3818 | 1.8817 | 2.6438 | 5.9073 | 1.075 | 1.4639 | 2.0569 | 4.5959 | 0 | 0 | 0 | 0 | 0.0022462 | 0.0030587 | 0.0042977 | 0.0096026 | 0 | 0 | 0 | 0 | 0 | 0 | 0 | 0 | 0.21548 | 0.0090358 | 0.012304 | 0.017288 | 0.038629 | 0 | 0 | 0 | 0 | 0 | 0.8
56520_G_GEN8 | MIS_WUMS | Wisconsin | 55 | Jefferson | 55 | 56520 | GEN8 | Deertrack Park Gas Recovery | 13500 | 2007 | 9999 | Landfill Gas | [5 empty] | Non-Fossil | G | 2025 | LF Gas |  | 0.017445 | 0.024985 | 0.030207 | 0.072637 | 0 | 0 | 0 | 0 | 0 | 0 | 0 | 0 | 0 | 0 | 0 | 0 | 1.2922 | 1.8508 | 2.2376 | 5.3805 | 1.0053 | 1.4399 | 1.7408 | 4.186 | 0 | 0 | 0 | 0 | 0.0021005 | 0.0030084 | 0.0036372 | 0.0087462 | 0 | 0 | 0 | 0 | 0 | 0 | 0 | 0 | 0.20152 | 0.0084497 | 0.012102 | 0.014632 | 0.035184 | 0 | 0 | 0 | 0 | 0 | 0.8
56520_G_GEN7 | MIS_WUMS | Wisconsin | 55 | Jefferson | 55 | 56520 | GEN7 | Deertrack Park Gas Recovery | 13500 | 2007 | 9999 | Landfill Gas | [5 empty] | Non-Fossil | G | 2025 | LF Gas |  | 0.017445 | 0.024985 | 0.030207 | 0.072637 | 0 | 0 | 0 | 0 | 0 | 0 | 0 | 0 | 0 | 0 | 0 | 0 | 1.2922 | 1.8508 | 2.2376 | 5.3805 | 1.0053 | 1.4399 | 1.7408 | 4.186 | 0 | 0 | 0 | 0 | 0.0021005 | 0.0030084 | 0.0036372 | 0.0087462 | 0 | 0 | 0 | 0 | 0 | 0 | 0 | 0 | 0.20152 | 0.0084497 | 0.012102 | 0.014632 | 0.035184 | 0 | 0 | 0 | 0 | 0 | 0.8
56520_G_GEN6 | MIS_WUMS | Wisconsin | 55 | Jefferson | 55 | 56520 | GEN6 | Deertrack Park Gas Recovery | 13500 | 2007 | 9999 | Landfill Gas | [5 empty] | Non-Fossil | G | 2025 | LF Gas |  | 0.017445 | 0.024985 | 0.030207 | 0.072637 | 0 | 0 | 0 | 0 | 0 | 0 | 0 | 0 | 0 | 0 | 0 | 0 | 1.2922 | 1.8508 | 2.2376 | 5.3805 | 1.0053 | 1.4399 | 1.7408 | 4.186 | 0 | 0 | 0 | 0 | 0.0021005 | 0.0030084 | 0.0036372 | 0.0087462 | 0 | 0 | 0 | 0 | 0 | 0 | 0 | 0 | 0.20152 | 0.0084497 | 0.012102 | 0.014632 | 0.035184 | 0 | 0 | 0 | 0 | 0 | 0.8
56520_G_GEN5 | MIS_WUMS | Wisconsin | 55 | Jefferson | 55 | 56520 | GEN5 | Deertrack Park Gas Recovery | 13500 | 2007 | 9999 | Landfill Gas | [5 empty] | Non-Fossil | G | 2025 | LF Gas |  | 0.017445 | 0.024985 | 0.030207 | 0.072637 | 0 | 0 | 0 | 0 | 0 | 0 | 0 | 0 | 0 | 0 | 0 | 0 | 1.2922 | 1.8508 | 2.2376 | 5.3805 | 1.0053 | 1.4399 | 1.7408 | 4.186 | 0 | 0 | 0 | 0 | 0.0021005 | 0.0030084 | 0.0036372 | 0.0087462 | 0 | 0 | 0 | 0 | 0 | 0 | 0 | 0 | 0.20152 | 0.0084497 | 0.012102 | 0.014632 | 0.035184 | 0 | 0 | 0 | 0 | 0 | 0.8
56520_G_GEN4 | MIS_WUMS | Wisconsin | 55 | Jefferson | 55 | 56520 | GEN4 | Deertrack Park Gas Recovery | 13500 | 2006 | 9999 | Landfill Gas | [5 empty] | Non-Fossil | G | 2025 | LF Gas |  | 0.017445 | 0.024985 | 0.030207 | 0.072637 | 0 | 0 | 0 | 0 | 0 | 0 | 0 | 0 | 0 | 0 | 0 | 0 | 1.2922 | 1.8508 | 2.2376 | 5.3805 | 1.0053 | 1.4399 | 1.7408 | 4.186 | 0 | 0 | 0 | 0 | 0.0021005 | 0.0030085 | 0.0036372 | 0.0087462 | 0 | 0 | 0 | 0 | 0 | 0 | 0 | 0 | 0.21623 | 0.0084497 | 0.012102 | 0.014632 | 0.035184 | 0 | 0 | 0 | 0 | 0 | 0.8
56520_G_GEN3 | MIS_WUMS | Wisconsin | 55 | Jefferson | 55 | 56520 | GEN3 | Deertrack Park Gas Recovery | 13500 | 2006 | 9999 | Landfill Gas | [5 empty] | Non-Fossil | G | 2025 | LF Gas |  | 0.017445 | 0.024985 | 0.030207 | 0.072637 | 0 | 0 | 0 | 0 | 0 | 0 | 0 | 0 | 0 | 0 | 0 | 0 | 1.2922 | 1.8508 | 2.2376 | 5.3805 | 1.0053 | 1.4399 | 1.7408 | 4.186 | 0 | 0 | 0 | 0 | 0.0021005 | 0.0030085 | 0.0036372 | 0.0087462 | 0 | 0 | 0 | 0 | 0 | 0 | 0 | 0 | 0.21623 | 0.0084497 | 0.012102 | 0.014632 | 0.035184 | 0 | 0 | 0 | 0 | 0 | 0.8
56520_G_GEN2 | MIS_WUMS | Wisconsin | 55 | Jefferson | 55 | 56520 | GEN2 | Deertrack Park Gas Recovery | 13500 | 2006 | 9999 | Landfill Gas | [5 empty] | Non-Fossil | G | 2025 | LF Gas |  | 0.017445 | 0.024985 | 0.030207 | 0.072637 | 0 | 0 | 0 | 0 | 0 | 0 | 0 | 0 | 0 | 0 | 0 | 0 | 1.2922 | 1.8508 | 2.2376 | 5.3805 | 1.0053 | 1.4399 | 1.7408 | 4.186 | 0 | 0 | 0 | 0 | 0.0021005 | 0.0030085 | 0.0036372 | 0.0087462 | 0 | 0 | 0 | 0 | 0 | 0 | 0 | 0 | 0.21623 | 0.0084497 | 0.012102 | 0.014632 | 0.035184 | 0 | 0 | 0 | 0 | 0 | 0.8
56520_G_GEN1 | MIS_WUMS | Wisconsin | 55 | Jefferson | 55 | 56520 | GEN1 | Deertrack Park Gas Recovery | 13500 | 2006 | 9999 | Landfill Gas | [5 empty] | Non-Fossil | G | 2025 | LF Gas |  | 0.017445 | 0.024985 | 0.030207 | 0.072637 | 0 | 0 | 0 | 0 | 0 | 0 | 0 | 0 | 0 | 0 | 0 | 0 | 1.2922 | 1.8508 | 2.2376 | 5.3805 | 1.0053 | 1.4399 | 1.7408 | 4.186 | 0 | 0 | 0 | 0 | 0.0021005 | 0.0030085 | 0.0036372 | 0.0087462 | 0 | 0 | 0 | 0 | 0 | 0 | 0 | 0 | 0.21623 | 0.0084497 | 0.012102 | 0.014632 | 0.035184 | 0 | 0 | 0 | 0 | 0 | 0.8
56519_G_1 | PJM_West | Virginia | 51 | Salem City | 775 | 56519 | 1 | Salem Electric Department | 10745 | 2007 | 9999 | Combustion Turbine | [5 empty] | Fossil | G | 2025 | Oil |  | 0 | 0 | 0 | 0 | 0 | 0 | 0 | 0 | 0 | 0 | 0 | 0 | 0 | 0 | 0 | 0 | 0 | 0 | 0 | 0 | 0 | 0 | 0 | 0 | 0 | 0 | 0 | 0 | 0 | 0 | 0 | 0 | 0 | 0 | 0 | 0 | 0 | 0 | 0 | 0 | 0.02431 | 0 | 0 | 0 | 0 | 0 | 0 | 0 | 0 | 0 | 1.3
56518_G_REG1 | FRCC | Florida | 12 | Alachua | 1 | 56518 | REG1 | South Energy Center | 11118 | 2017 | 9999 | Combustion Turbine | [5 empty] | Fossil | G | 2025 | NaturalGas |  | 0.0015625 | 0.0021577 | 0.013891 | 0.017611 | 0 | 0 | 0 | 0 | 0 | 0 | 0 | 0 | 0 | 0 | 0 | 0 | 0.14054 | 0.19407 | 1.2494 | 1.584 | 0.091468 | 0.12631 | 0.81316 | 1.0309 | 1.0935e-10 | 1.51e-10 | 9.707e-10 | 1.2311e-09 | 0.0033642 | 0.0046457 | 0.029908 | 0.037918 | 0 | 0 | 0 | 0 | 0 | 0 | 0 | 0 | 0.13838 | 0.0022062 | 0.0030467 | 0.017961 | 0.023214 | 0.0060419 | 0.0078688 | 0.053991 | 0.067901 | 0 | 7.4
56518_G_GT1 | FRCC | Florida | 12 | Alachua | 1 | 56518 | GT1 | South Energy Center | 15451 | 2009 | 9999 | Combustion Turbine | [5 empty] | Fossil | G | 2025 | NaturalGas |  | 0.00043414 | 0 | 0.0020586 | 0.0024928 | 0 | 0 | 0 | 0 | 0 | 0 | 0 | 0 | 0 | 0 | 0 | 0 | 0.028098 | 0 | 0.13324 | 0.16133 | 0.025819 | 0 | 0.12243 | 0.14825 | 3.085e-11 | 0 | 1.4645e-10 | 1.773e-10 | 1.87e-05 | 0 | 8.86e-05 | 0.0001073 | 0 | 0 | 0 | 0 | 0 | 0 | 0 | 0 | 0.08041 | 0.0004411 | 0 | 0.0020916 | 0.0025327 | 0.0016788 | 0 | 0.0080015 | 0.0096803 | 0 | 4.3
56517_G_West | MIS_MIDA | Iowa | 19 | Pocahontas | 151 | 56517 | West | West Diesel Generation Unit | 11250 | 2006 | 9999 | Combustion Turbine | [5 empty] | Fossil | G | 2025 | Oil |  | 0 | 0 | 0 | 0 | 0 | 0 | 0 | 0 | 0 | 0 | 0 | 0 | 0 | 0 | 0 | 0 | 0 | 0 | 0 | 0 | 0 | 0 | 0 | 0 | 0 | 0 | 0 | 0 | 0 | 0 | 0 | 0 | 0 | 0 | 0 | 0 | 0 | 0 | 0 | 0 | 0.03553 | 0 | 0 | 0 | 0 | 0 | 0 | 0 | 0 | 0 | 1.9
56517_G_East | MIS_MIDA | Iowa | 19 | Pocahontas | 151 | 56517 | East | West Diesel Generation Unit | 11082 | 2006 | 9999 | Combustion Turbine | [5 empty] | Fossil | G | 2025 | Oil |  | 0 | 0 | 0 | 0 | 0 | 0 | 0 | 0 | 0 | 0 | 0 | 0 | 0 | 0 | 0 | 0 | 0 | 0 | 0 | 0 | 0 | 0 | 0 | 0 | 0 | 0 | 0 | 0 | 0 | 0 | 0 | 0 | 0 | 0 | 0 | 0 | 0 | 0 | 0 | 0 | 0.03553 | 0 | 0 | 0 | 0 | 0 | 0 | 0 | 0 | 0 | 1.9
56516_G_2G14 | WECC_CO | Colorado | 8 | Jefferson | 59 | 56516 | 2G14 | Plains End II LLC | 10745 | 2008 | 9999 | Combustion Turbine | [5 empty] | Fossil | G | 2025 | NaturalGas |  | 0 | 0 | 0.015057 | 0.015057 | 0 | 0 | 0 | 0 | 0 | 0 | 0 | 0 | 0 | 0 | 0 | 0 | 0 | 0 | 1.4013 | 1.4013 | 0 | 0 | 0.88146 | 0.88146 | 0 | 0 | 1.0526e-09 | 1.0526e-09 | 0 | 0 | 0.0059677 | 0.0059677 | 0 | 0 | 0 | 0 | 0 | 0 | 0 | 0 | 0.15521 | 0 | 0 | 0.019219 | 0.019219 | 0 | 0 | 0.051147 | 0.051147 | 0 | 8.3
56516_G_2G13 | WECC_CO | Colorado | 8 | Jefferson | 59 | 56516 | 2G13 | Plains End II LLC | 10745 | 2008 | 9999 | Combustion Turbine | [5 empty] | Fossil | G | 2025 | NaturalGas |  | 0 | 0 | 0.015057 | 0.015057 | 0 | 0 | 0 | 0 | 0 | 0 | 0 | 0 | 0 | 0 | 0 | 0 | 0 | 0 | 1.4013 | 1.4013 | 0 | 0 | 0.88146 | 0.88146 | 0 | 0 | 1.0526e-09 | 1.0526e-09 | 0 | 0 | 0.0059677 | 0.0059677 | 0 | 0 | 0 | 0 | 0 | 0 | 0 | 0 | 0.15521 | 0 | 0 | 0.019219 | 0.019219 | 0 | 0 | 0.051147 | 0.051147 | 0 | 8.3
56516_G_2G12 | WECC_CO | Colorado | 8 | Jefferson | 59 | 56516 | 2G12 | Plains End II LLC | 10745 | 2008 | 9999 | Combustion Turbine | [5 empty] | Fossil | G | 2025 | NaturalGas |  | 0 | 0 | 0.015057 | 0.015057 | 0 | 0 | 0 | 0 | 0 | 0 | 0 | 0 | 0 | 0 | 0 | 0 | 0 | 0 | 1.4013 | 1.4013 | 0 | 0 | 0.88146 | 0.88146 | 0 | 0 | 1.0526e-09 | 1.0526e-09 | 0 | 0 | 0.0059677 | 0.0059677 | 0 | 0 | 0 | 0 | 0 | 0 | 0 | 0 | 0.15521 | 0 | 0 | 0.019219 | 0.019219 | 0 | 0 | 0.051147 | 0.051147 | 0 | 8.3
56516_G_2G11 | WECC_CO | Colorado | 8 | Jefferson | 59 | 56516 | 2G11 | Plains End II LLC | 10745 | 2008 | 9999 | Combustion Turbine | [5 empty] | Fossil | G | 2025 | NaturalGas |  | 0 | 0 | 0.015057 | 0.015057 | 0 | 0 | 0 | 0 | 0 | 0 | 0 | 0 | 0 | 0 | 0 | 0 | 0 | 0 | 1.4013 | 1.4013 | 0 | 0 | 0.88146 | 0.88146 | 0 | 0 | 1.0526e-09 | 1.0526e-09 | 0 | 0 | 0.0059677 | 0.0059677 | 0 | 0 | 0 | 0 | 0 | 0 | 0 | 0 | 0.15521 | 0 | 0 | 0.019219 | 0.019219 | 0 | 0 | 0.051147 | 0.051147 | 0 | 8.3
56516_G_2G10 | WECC_CO | Colorado | 8 | Jefferson | 59 | 56516 | 2G10 | Plains End II LLC | 10745 | 2008 | 9999 | Combustion Turbine | [5 empty] | Fossil | G | 2025 | NaturalGas |  | 0 | 0 | 0.015057 | 0.015057 | 0 | 0 | 0 | 0 | 0 | 0 | 0 | 0 | 0 | 0 | 0 | 0 | 0 | 0 | 1.4013 | 1.4013 | 0 | 0 | 0.88146 | 0.88146 | 0 | 0 | 1.0526e-09 | 1.0526e-09 | 0 | 0 | 0.0059677 | 0.0059677 | 0 | 0 | 0 | 0 | 0 | 0 | 0 | 0 | 0.15521 | 0 | 0 | 0.019219 | 0.019219 | 0 | 0 | 0.051147 | 0.051147 | 0 | 8.3
56516_G_2G09 | WECC_CO | Colorado | 8 | Jefferson | 59 | 56516 | 2G09 | Plains End II LLC | 10745 | 2008 | 9999 | Combustion Turbine | [5 empty] | Fossil | G | 2025 | NaturalGas |  | 0 | 0 | 0.015057 | 0.015057 | 0 | 0 | 0 | 0 | 0 | 0 | 0 | 0 | 0 | 0 | 0 | 0 | 0 | 0 | 1.4013 | 1.4013 | 0 | 0 | 0.88146 | 0.88146 | 0 | 0 | 1.0526e-09 | 1.0526e-09 | 0 | 0 | 0.0059677 | 0.0059677 | 0 | 0 | 0 | 0 | 0 | 0 | 0 | 0 | 0.15521 | 0 | 0 | 0.019219 | 0.019219 | 0 | 0 | 0.051147 | 0.051147 | 0 | 8.3
56516_G_2G08 | WECC_CO | Colorado | 8 | Jefferson | 59 | 56516 | 2G08 | Plains End II LLC | 10745 | 2008 | 9999 | Combustion Turbine | [5 empty] | Fossil | G | 2025 | NaturalGas |  | 0 | 0 | 0.015057 | 0.015057 | 0 | 0 | 0 | 0 | 0 | 0 | 0 | 0 | 0 | 0 | 0 | 0 | 0 | 0 | 1.4013 | 1.4013 | 0 | 0 | 0.88146 | 0.88146 | 0 | 0 | 1.0526e-09 | 1.0526e-09 | 0 | 0 | 0.0059677 | 0.0059677 | 0 | 0 | 0 | 0 | 0 | 0 | 0 | 0 | 0.15521 | 0 | 0 | 0.019219 | 0.019219 | 0 | 0 | 0.051147 | 0.051147 | 0 | 8.3
56516_G_2G07 | WECC_CO | Colorado | 8 | Jefferson | 59 | 56516 | 2G07 | Plains End II LLC | 10745 | 2008 | 9999 | Combustion Turbine | [5 empty] | Fossil | G | 2025 | NaturalGas |  | 0 | 0 | 0.015057 | 0.015057 | 0 | 0 | 0 | 0 | 0 | 0 | 0 | 0 | 0 | 0 | 0 | 0 | 0 | 0 | 1.4013 | 1.4013 | 0 | 0 | 0.88146 | 0.88146 | 0 | 0 | 1.0526e-09 | 1.0526e-09 | 0 | 0 | 0.0059677 | 0.0059677 | 0 | 0 | 0 | 0 | 0 | 0 | 0 | 0 | 0.15521 | 0 | 0 | 0.019219 | 0.019219 | 0 | 0 | 0.051147 | 0.051147 | 0 | 8.3
56516_G_2G06 | WECC_CO | Colorado | 8 | Jefferson | 59 | 56516 | 2G06 | Plains End II LLC | 10745 | 2008 | 9999 | Combustion Turbine | [5 empty] | Fossil | G | 2025 | NaturalGas |  | 0 | 0 | 0.015057 | 0.015057 | 0 | 0 | 0 | 0 | 0 | 0 | 0 | 0 | 0 | 0 | 0 | 0 | 0 | 0 | 1.4013 | 1.4013 | 0 | 0 | 0.88146 | 0.88146 | 0 | 0 | 1.0526e-09 | 1.0526e-09 | 0 | 0 | 0.0059677 | 0.0059677 | 0 | 0 | 0 | 0 | 0 | 0 | 0 | 0 | 0.15521 | 0 | 0 | 0.019219 | 0.019219 | 0 | 0 | 0.051147 | 0.051147 | 0 | 8.3
56516_G_2G05 | WECC_CO | Colorado | 8 | Jefferson | 59 | 56516 | 2G05 | Plains End II LLC | 10745 | 2008 | 9999 | Combustion Turbine | [5 empty] | Fossil | G | 2025 | NaturalGas |  | 0 | 0 | 0.015057 | 0.015057 | 0 | 0 | 0 | 0 | 0 | 0 | 0 | 0 | 0 | 0 | 0 | 0 | 0 | 0 | 1.4013 | 1.4013 | 0 | 0 | 0.88146 | 0.88146 | 0 | 0 | 1.0526e-09 | 1.0526e-09 | 0 | 0 | 0.0059677 | 0.0059677 | 0 | 0 | 0 | 0 | 0 | 0 | 0 | 0 | 0.15521 | 0 | 0 | 0.019219 | 0.019219 | 0 | 0 | 0.051147 | 0.051147 | 0 | 8.3
56516_G_2G04 | WECC_CO | Colorado | 8 | Jefferson | 59 | 56516 | 2G04 | Plains End II LLC | 10745 | 2008 | 9999 | Combustion Turbine | [5 empty] | Fossil | G | 2025 | NaturalGas |  | 0 | 0 | 0.015057 | 0.015057 | 0 | 0 | 0 | 0 | 0 | 0 | 0 | 0 | 0 | 0 | 0 | 0 | 0 | 0 | 1.4013 | 1.4013 | 0 | 0 | 0.88146 | 0.88146 | 0 | 0 | 1.0526e-09 | 1.0526e-09 | 0 | 0 | 0.0059677 | 0.0059677 | 0 | 0 | 0 | 0 | 0 | 0 | 0 | 0 | 0.15521 | 0 | 0 | 0.019219 | 0.019219 | 0 | 0 | 0.051147 | 0.051147 | 0 | 8.3
56516_G_2G03 | WECC_CO | Colorado | 8 | Jefferson | 59 | 56516 | 2G03 | Plains End II LLC | 10745 | 2008 | 9999 | Combustion Turbine | [5 empty] | Fossil | G | 2025 | NaturalGas |  | 0 | 0 | 0.015057 | 0.015057 | 0 | 0 | 0 | 0 | 0 | 0 | 0 | 0 | 0 | 0 | 0 | 0 | 0 | 0 | 1.4013 | 1.4013 | 0 | 0 | 0.88146 | 0.88146 | 0 | 0 | 1.0526e-09 | 1.0526e-09 | 0 | 0 | 0.0059677 | 0.0059677 | 0 | 0 | 0 | 0 | 0 | 0 | 0 | 0 | 0.15521 | 0 | 0 | 0.019219 | 0.019219 | 0 | 0 | 0.051147 | 0.051147 | 0 | 8.3
56516_G_2G02 | WECC_CO | Colorado | 8 | Jefferson | 59 | 56516 | 2G02 | Plains End II LLC | 10745 | 2008 | 9999 | Combustion Turbine | [5 empty] | Fossil | G | 2025 | NaturalGas |  | 0 | 0 | 0.015057 | 0.015057 | 0 | 0 | 0 | 0 | 0 | 0 | 0 | 0 | 0 | 0 | 0 | 0 | 0 | 0 | 1.4013 | 1.4013 | 0 | 0 | 0.88146 | 0.88146 | 0 | 0 | 1.0526e-09 | 1.0526e-09 | 0 | 0 | 0.0059677 | 0.0059677 | 0 | 0 | 0 | 0 | 0 | 0 | 0 | 0 | 0.15521 | 0 | 0 | 0.019219 | 0.019219 | 0 | 0 | 0.051147 | 0.051147 | 0 | 8.3
56516_G_2G01 | WECC_CO | Colorado | 8 | Jefferson | 59 | 56516 | 2G01 | Plains End II LLC | 10745 | 2008 | 9999 | Combustion Turbine | [5 empty] | Fossil | G | 2025 | NaturalGas |  | 0 | 0 | 0.015057 | 0.015057 | 0 | 0 | 0 | 0 | 0 | 0 | 0 | 0 | 0 | 0 | 0 | 0 | 0 | 0 | 1.4013 | 1.4013 | 0 | 0 | 0.88146 | 0.88146 | 0 | 0 | 1.0526e-09 | 1.0526e-09 | 0 | 0 | 0.0059677 | 0.0059677 | 0 | 0 | 0 | 0 | 0 | 0 | 0 | 0 | 0.15521 | 0 | 0 | 0.019219 | 0.019219 | 0 | 0 | 0.051147 | 0.051147 | 0 | 8.3
56513_G_CGE | PJM_EMAC | Pennsylvania | 42 | Montgomery | 91 | 56513 | CGE | Whitemarsh Central Utility Plant | 11370 | 2007 | 9999 | Combustion Turbine | [5 empty] | Fossil | G | 2025 | NaturalGas |  | 0 | 0 | 0.0031219 | 0.0031219 | 0 | 0 | 0 | 0 | 0 | 0 | 0 | 0 | 0 | 0 | 0 | 0 | 0 | 0 | 0.27457 | 0.27457 | 0 | 0 | 0.28932 | 0.28932 | 0 | 0 | 3.4585e-10 | 3.4585e-10 | 0 | 0 | 0.00071246 | 0.00071246 | 0 | 0 | 0 | 0 | 0 | 0 | 0 | 0 | 0.02992 | 0 | 0 | 0.0033345 | 0.0033345 | 0 | 0 | 0.010667 | 0.010667 | 0 | 1.6
56512_G_GEN2 | PJM_WMAC | Pennsylvania | 42 | Lebanon | 75 | 56512 | GEN2 | GLRA Landfill | 13500 | 2007 | 9999 | Landfill Gas | [5 empty] | Non-Fossil | G | 2025 | LF Gas |  | 0.029769 | 0.03823 | 0.051643 | 0.11964 | 0 | 0 | 0 | 0 | 0 | 0 | 0 | 0 | 0 | 0 | 0 | 0 | 2.2051 | 2.8318 | 3.8254 | 8.8624 | 1.7155 | 2.2031 | 2.9762 | 6.8948 | 0 | 0 | 0 | 0 | 0.00093251 | 0.0011976 | 0.0016178 | 0.0037479 | 0 | 0 | 0 | 0 | 0 | 0 | 0 | 0 | 0.4041 | 0.014419 | 0.018518 | 0.025015 | 0.057952 | 0 | 0 | 0 | 0 | 0 | 1.6
56512_G_GEN1 | PJM_WMAC | Pennsylvania | 42 | Lebanon | 75 | 56512 | GEN1 | GLRA Landfill | 13500 | 2007 | 9999 | Landfill Gas | [5 empty] | Non-Fossil | G | 2025 | LF Gas |  | 0.029769 | 0.03823 | 0.051643 | 0.11964 | 0 | 0 | 0 | 0 | 0 | 0 | 0 | 0 | 0 | 0 | 0 | 0 | 2.2051 | 2.8318 | 3.8254 | 8.8624 | 1.7155 | 2.2031 | 2.9762 | 6.8948 | 0 | 0 | 0 | 0 | 0.00093251 | 0.0011976 | 0.0016178 | 0.0037479 | 0 | 0 | 0 | 0 | 0 | 0 | 0 | 0 | 0.4041 | 0.014419 | 0.018518 | 0.025015 | 0.057952 | 0 | 0 | 0 | 0 | 0 | 1.6
56511_G_GEN2 | PJM_EMAC | New Jersey | 34 | Camden | 7 | 56511 | GEN2 | Pennsauken Landfill | 13500 | 2004 | 9999 | Landfill Gas | [5 empty] | Non-Fossil | G | 2025 | LF Gas |  | 0.014197 | 0.01908 | 0.025319 | 0.058596 | 0 | 0 | 0 | 0 | 0 | 0 | 0 | 0 | 0 | 0 | 0 | 0 | 1.0516 | 1.4133 | 1.8754 | 4.3404 | 0.81816 | 1.0996 | 1.4591 | 3.3768 | 0 | 0 | 0 | 0 | 0.0017095 | 0.0022974 | 0.0030486 | 0.0070555 | 0 | 0 | 0 | 0 | 0 | 0 | 0 | 0 | 0.21122 | 0.0068768 | 0.009242 | 0.012264 | 0.028382 | 0 | 0 | 0 | 0 | 0 | 0.9
56511_G_GEN1 | PJM_EMAC | New Jersey | 34 | Camden | 7 | 56511 | GEN1 | Pennsauken Landfill | 13500 | 2004 | 9999 | Landfill Gas | [5 empty] | Non-Fossil | G | 2025 | LF Gas |  | 0.014197 | 0.01908 | 0.025319 | 0.058596 | 0 | 0 | 0 | 0 | 0 | 0 | 0 | 0 | 0 | 0 | 0 | 0 | 1.0516 | 1.4133 | 1.8754 | 4.3404 | 0.81816 | 1.0996 | 1.4591 | 3.3768 | 0 | 0 | 0 | 0 | 0.0017095 | 0.0022974 | 0.0030486 | 0.0070555 | 0 | 0 | 0 | 0 | 0 | 0 | 0 | 0 | 0.21122 | 0.0068768 | 0.009242 | 0.012264 | 0.028382 | 0 | 0 | 0 | 0 | 0 | 0.9
56510_G_GEN2 | PJM_EMAC | Pennsylvania | 42 | Lancaster | 71 | 56510 | GEN2 | Frey Farm Landfill | 11083 | 2006 | 9999 | Landfill Gas | [5 empty] | Non-Fossil | G | 2025 | LF Gas |  | 0.018225 | 0.02352 | 0.02887 | 0.070615 | 0 | 0 | 0 | 0 | 0 | 0 | 0 | 0 | 0 | 0 | 0 | 0 | 1.6445 | 2.1222 | 2.6048 | 6.3715 | 1.2794 | 1.651 | 2.0265 | 4.957 | 0 | 0 | 0 | 0 | 0.00069537 | 0.00089739 | 0.0011015 | 0.0026943 | 0 | 0 | 0 | 0 | 0 | 0 | 0 | 0 | 0.43466 | 0.010753 | 0.013877 | 0.017033 | 0.041664 | 0 | 0 | 0 | 0 | 0 | 1.6
56509_G_2 | WECC_UT | Utah | 49 | Salt Lake | 35 | 56509 | 2 | Tesoro SLC Cogeneration Plant | 12445 | 2004 | 9999 | Combustion Turbine | [5 empty] | Fossil | G | 2025 | NaturalGas |  | 0 | 0 | 0 | 0 | 0 | 0 | 0 | 0 | 0 | 0 | 0 | 0 | 0 | 0 | 0 | 0 | 0 | 0 | 0 | 0 | 0 | 0 | 0 | 0 | 0 | 0 | 0 | 0 | 0 | 0 | 0 | 0 | 0 | 0 | 0 | 0 | 0 | 0 | 0 | 0 | 0.2057 | 0 | 0 | 0 | 0 | 0 | 0 | 0 | 0 | 0 | 11
56509_G_1 | WECC_UT | Utah | 49 | Salt Lake | 35 | 56509 | 1 | Tesoro SLC Cogeneration Plant | 12445 | 2004 | 9999 | Combustion Turbine | [5 empty] | Fossil | G | 2025 | NaturalGas |  | 0 | 0 | 0 | 0 | 0 | 0 | 0 | 0 | 0 | 0 | 0 | 0 | 0 | 0 | 0 | 0 | 0 | 0 | 0 | 0 | 0 | 0 | 0 | 0 | 0 | 0 | 0 | 0 | 0 | 0 | 0 | 0 | 0 | 0 | 0 | 0 | 0 | 0 | 0 | 0 | 0.2057 | 0 | 0 | 0 | 0 | 0 | 0 | 0 | 0 | 0 | 11
56506_G_SCW | ERC_WEST | Texas | 48 | Scurry | 415 | 56506 | SCW | Scurry County Wind LP | 0 | 2007 | 9999 | Onshore Wind | [5 empty] | Non-Fossil | G | 2025 | Wind |  | 0 | 0 | 0 | 0 | 0 | 0 | 0 | 0 | 0 | 0 | 0 | 0 | 0 | 0 | 0 | 0 | 91.5546 | 134.6339 | 136.6678 | 362.8564 | 0 | 0 | 0 | 0 | 0 | 0 | 0 | 0 | 0 | 0 | 0 | 0 | 0 | 0 | 0 | 0 | 0 | 0 | 0 | 0 | 3.6771 | 0 | 0 | 0 | 0 | 0 | 0 | 0 | 0 | 0 | 130.5
56505_G_SN07 | MIS_AR | Arkansas | 5 | Craighead | 31 | 56505 | SN07 | Jonesboro City Water & Light Plant | 10827 | 2007 | 9999 | Combustion Turbine |  |  |  | H2O |  | Fossil | G | 2025 | NaturalGas |  | 0 | 0 | 0 | 0 | 0 | 0 | 0 | 0 | 0 | 0 | 0 | 0 | 0 | 0 | 0 | 0 | 0 | 0 | 0 | 0 | 0 | 0 | 0 | 0 | 0 | 0 | 0 | 0 | 0 | 0 | 0 | 0 | 0 | 0 | 0 | 0 | 0 | 0 | 0 | 0 | 0.8602 | 0 | 0 | 0 | 0 | 0 | 0 | 0 | 0 | 0 | 46
56505_G_SN06 | MIS_AR | Arkansas | 5 | Craighead | 31 | 56505 | SN06 | Jonesboro City Water & Light Plant | 10827 | 2003 | 9999 | Combustion Turbine |  |  |  | H2O |  | Fossil | G | 2025 | Oil |  | 0 | 0 | 0 | 0 | 0 | 0 | 0 | 0 | 0 | 0 | 0 | 0 | 0 | 0 | 0 | 0 | 0 | 0 | 0 | 0 | 0 | 0 | 0 | 0 | 0 | 0 | 0 | 0 | 0 | 0 | 0 | 0 | 0 | 0 | 0 | 0 | 0 | 0 | 0 | 0 | 0.8602 | 0 | 0 | 0 | 0 | 0 | 0 | 0 | 0 | 0 | 46
56505_G_SN04 | MIS_AR | Arkansas | 5 | Craighead | 31 | 56505 | SN04 | Jonesboro City Water & Light Plant | 10827 | 2000 | 9999 | Combustion Turbine |  |  |  | H2O |  | Fossil | G | 2025 | Oil |  | 0 | 0 | 0 | 0 | 0 | 0 | 0 | 0 | 0 | 0 | 0 | 0 | 0 | 0 | 0 | 0 | 0 | 0 | 0 | 0 | 0 | 0 | 0 | 0 | 0 | 0 | 0 | 0 | 0 | 0 | 0 | 0 | 0 | 0 | 0 | 0 | 0 | 0 | 0 | 0 | 0.8602 | 0 | 0 | 0 | 0 | 0 | 0 | 0 | 0 | 0 | 46
56505_G_SN02 | MIS_AR | Arkansas | 5 | Craighead | 31 | 56505 | SN02 | Jonesboro City Water & Light Plant | 10827 | 1999 | 9999 | Combustion Turbine | [5 empty] | Fossil | G | 2025 | Oil |  | 0 | 0 | 0 | 0 | 0 | 0 | 0 | 0 | 0 | 0 | 0 | 0 | 0 | 0 | 0 | 0 | 0 | 0 | 0 | 0 | 0 | 0 | 0 | 0 | 0 | 0 | 0 | 0 | 0 | 0 | 0 | 0 | 0 | 0 | 0 | 0 | 0 | 0 | 0 | 0 | 0.3553 | 0 | 0 | 0 | 0 | 0 | 0 | 0 | 0 | 0 | 19
56505_G_SN01 | MIS_AR | Arkansas | 5 | Craighead | 31 | 56505 | SN01 | Jonesboro City Water & Light Plant | 10827 | 1999 | 9999 | Combustion Turbine | [5 empty] | Fossil | G | 2025 | Oil |  | 0 | 0 | 0 | 0 | 0 | 0 | 0 | 0 | 0 | 0 | 0 | 0 | 0 | 0 | 0 | 0 | 0 | 0 | 0 | 0 | 0 | 0 | 0 | 0 | 0 | 0 | 0 | 0 | 0 | 0 | 0 | 0 | 0 | 0 | 0 | 0 | 0 | 0 | 0 | 0 | 0.374 | 0 | 0 | 0 | 0 | 0 | 0 | 0 | 0 | 0 | 20
56504_G_2 | MIS_LMI | Michigan | 26 | Ottawa | 139 | 56504 | 2 | Municipal Power Plant | 12724 | 2002 | 9999 | Combustion Turbine | [5 empty] | Fossil | G | 2025 | NaturalGas |  | 0 | 0 | 0 | 0 | 0 | 0 | 0 | 0 | 0 | 0 | 0 | 0 | 0 | 0 | 0 | 0 | 0 | 0 | 0 | 0 | 0 | 0 | 0 | 0 | 0 | 0 | 0 | 0 | 0 | 0 | 0 | 0 | 0 | 0 | 0 | 0 | 0 | 0 | 0 | 0 | 0.0187 | 0 | 0 | 0 | 0 | 0 | 0 | 0 | 0 | 0 | 1
56504_G_1 | MIS_LMI | Michigan | 26 | Ottawa | 139 | 56504 | 1 | Municipal Power Plant | 12551 | 2002 | 9999 | Combustion Turbine | [5 empty] | Fossil | G | 2025 | NaturalGas |  | 0 | 0 | 0 | 0 | 0 | 0 | 0 | 0 | 0 | 0 | 0 | 0 | 0 | 0 | 0 | 0 | 0 | 0 | 0 | 0 | 0 | 0 | 0 | 0 | 0 | 0 | 0 | 0 | 0 | 0 | 0 | 0 | 0 | 0 | 0 | 0 | 0 | 0 | 0 | 0 | 0.0187 | 0 | 0 | 0 | 0 | 0 | 0 | 0 | 0 | 0 | 1
56503_G_5 | MIS_LMI | Michigan | 26 | Ottawa | 139 | 56503 | 5 | Riley Generating Station | 15356 | 2006 | 9999 | Combustion Turbine | [5 empty] | Fossil | G | 2025 | NaturalGas |  | 0 | 0 | 0 | 0 | 0 | 0 | 0 | 0 | 0 | 0 | 0 | 0 | 0 | 0 | 0 | 0 | 0 | 0 | 0 | 0 | 0 | 0 | 0 | 0 | 0 | 0 | 0 | 0 | 0 | 0 | 0 | 0 | 0 | 0 | 0 | 0 | 0 | 0 | 0 | 0 | 0.0374 | 0 | 0 | 0 | 0 | 0 | 0 | 0 | 0 | 0 | 2
56503_G_4 | MIS_LMI | Michigan | 26 | Ottawa | 139 | 56503 | 4 | Riley Generating Station | 15356 | 2006 | 9999 | Combustion Turbine |  |  | SCR |  |  | Fossil | G | 2025 | NaturalGas |  | 0 | 0 | 0 | 0 | 0 | 0 | 0 | 0 | 0 | 0 | 0 | 0 | 0 | 0 | 0 | 0 | 0 | 0 | 0 | 0 | 0 | 0 | 0 | 0 | 0 | 0 | 0 | 0 | 0 | 0 | 0 | 0 | 0 | 0 | 0 | 0 | 0 | 0 | 0 | 0 | 0.041444 | 0 | 0 | 0 | 0 | 0 | 0 | 0 | 0 | 0 | 2 | SCR
56503_G_3 | MIS_LMI | Michigan | 26 | Ottawa | 139 | 56503 | 3 | Riley Generating Station | 15356 | 2006 | 9999 | Combustion Turbine |  |  | SCR |  |  | Fossil | G | 2025 | NaturalGas |  | 0 | 0 | 0 | 0 | 0 | 0 | 0 | 0 | 0 | 0 | 0 | 0 | 0 | 0 | 0 | 0 | 0 | 0 | 0 | 0 | 0 | 0 | 0 | 0 | 0 | 0 | 0 | 0 | 0 | 0 | 0 | 0 | 0 | 0 | 0 | 0 | 0 | 0 | 0 | 0 | 0.041444 | 0 | 0 | 0 | 0 | 0 | 0 | 0 | 0 | 0 | 2 | SCR
56503_G_2 | MIS_LMI | Michigan | 26 | Ottawa | 139 | 56503 | 2 | Riley Generating Station | 15356 | 2006 | 9999 | Combustion Turbine | [5 empty] | Fossil | G | 2025 | NaturalGas |  | 0 | 0 | 0 | 0 | 0 | 0 | 0 | 0 | 0 | 0 | 0 | 0 | 0 | 0 | 0 | 0 | 0 | 0 | 0 | 0 | 0 | 0 | 0 | 0 | 0 | 0 | 0 | 0 | 0 | 0 | 0 | 0 | 0 | 0 | 0 | 0 | 0 | 0 | 0 | 0 | 0.0374 | 0 | 0 | 0 | 0 | 0 | 0 | 0 | 0 | 0 | 2
56503_G_1 | MIS_LMI | Michigan | 26 | Ottawa | 139 | 56503 | 1 | Riley Generating Station | 15370 | 2006 | 9999 | Combustion Turbine | [5 empty] | Fossil | G | 2025 | NaturalGas |  | 0 | 0 | 0 | 0 | 0 | 0 | 0 | 0 | 0 | 0 | 0 | 0 | 0 | 0 | 0 | 0 | 0 | 0 | 0 | 0 | 0 | 0 | 0 | 0 | 0 | 0 | 0 | 0 | 0 | 0 | 0 | 0 | 0 | 0 | 0 | 0 | 0 | 0 | 0 | 0 | 0.0374 | 0 | 0 | 0 | 0 | 0 | 0 | 0 | 0 | 0 | 2
56502_G_7 | SPP_N | Kansas | 20 | Lyon | 111 | 56502 | 7 | Emporia Energy Center | 11266 | 2009 | 9999 | Combustion Turbine |  |  |  | DLNB |  | Fossil | G | 2025 | NaturalGas |  | 0.0076392 | 0.0045835 | 0.88499 | 0.89721 | 0 | 0 | 0 | 0 | 0 | 0 | 0 | 0 | 0 | 0 | 0 | 0 | 0.67807 | 0.40684 | 78.5542 | 79.6391 | 0.4472 | 0.26832 | 51.8074 | 52.5229 | 5.3551e-10 | 3.2131e-10 | 6.1924e-08 | 6.2781e-08 | 0.00013956 | 8.3736e-05 | 0.016166 | 0.01639 | 0 | 0 | 0 | 0 | 0 | 0 | 0 | 0 | 2.9172 | 0.010645 | 0.0063868 | 0.81119 | 0.82822 | 0.028241 | 0.015936 | 3.1301 | 3.1742 | 0 | 156
56502_G_6 | SPP_N | Kansas | 20 | Lyon | 111 | 56502 | 6 | Emporia Energy Center | 11264 | 2009 | 9999 | Combustion Turbine |  |  |  | DLNB |  | Fossil | G | 2025 | NaturalGas |  | 0.0075888 | 0.0045533 | 0.87916 | 0.8913 | 0 | 0 | 0 | 0 | 0 | 0 | 0 | 0 | 0 | 0 | 0 | 0 | 0.67373 | 0.40424 | 78.0506 | 79.1286 | 0.44425 | 0.26655 | 51.4661 | 52.1769 | 5.3199e-10 | 3.1919e-10 | 6.1516e-08 | 6.2367e-08 | 0.00013777 | 8.266e-05 | 0.015959 | 0.016179 | 0 | 0 | 0 | 0 | 0 | 0 | 0 | 0 | 2.8985 | 0.010576 | 0.0063459 | 0.80599 | 0.82292 | 0.028055 | 0.015831 | 3.1095 | 3.1533 | 0 | 155
56502_G_5 | SPP_N | Kansas | 20 | Lyon | 111 | 56502 | 5 | Emporia Energy Center | 11266 | 2008 | 9999 | Combustion Turbine |  |  |  | DLNB |  | Fossil | G | 2025 | NaturalGas |  | 0.0063624 | 0.0015598 | 0.87662 | 0.88454 | 0 | 0 | 0 | 0 | 0 | 0 | 0 | 0 | 0 | 0 | 0 | 0 | 0.56474 | 0.13845 | 77.8112 | 78.5144 | 0.37246 | 0.09131 | 51.3174 | 51.7811 | 4.458e-10 | 1.0929e-10 | 6.1324e-08 | 6.1879e-08 | 0.00011345 | 2.7812e-05 | 0.01563 | 0.015772 | 0 | 0 | 0 | 0 | 0 | 0 | 0 | 0 | 2.9359 | 0.0088657 | 0.0021735 | 0.80352 | 0.81456 | 0.023521 | 0.0054231 | 3.1005 | 3.1294 | 0 | 157
56502_G_4 | SPP_N | Kansas | 20 | Lyon | 111 | 56502 | 4 | Emporia Energy Center | 11267 | 2008 | 9999 | Combustion Turbine |  |  |  | H2O |  | Fossil | G | 2025 | NaturalGas |  | 0.0018643 | 0.00045705 | 0.25687 | 0.25919 | 0 | 0 | 0 | 0 | 0 | 0 | 0 | 0 | 0 | 0 | 0 | 0 | 0.16547 | 0.040565 | 22.7982 | 23.0042 | 0.10914 | 0.026755 | 15.037 | 15.1729 | 1.3063e-10 | 3.2025e-11 | 1.7969e-08 | 1.8132e-08 | 8.3562e-05 | 2.0486e-05 | 0.011513 | 0.011617 | 0 | 0 | 0 | 0 | 0 | 0 | 0 | 0 | 0.8602 | 0.0025976 | 0.00063681 | 0.23543 | 0.23866 | 0.0068921 | 0.0015891 | 0.9085 | 0.91698 | 0 | 46
56502_G_3 | SPP_N | Kansas | 20 | Lyon | 111 | 56502 | 3 | Emporia Energy Center | 11262 | 2008 | 9999 | Combustion Turbine |  |  |  | H2O |  | Fossil | G | 2025 | NaturalGas |  | 0.0017825 | 0.00043698 | 0.24559 | 0.24781 | 0 | 0 | 0 | 0 | 0 | 0 | 0 | 0 | 0 | 0 | 0 | 0 | 0.15827 | 0.038801 | 21.807 | 22.004 | 0.10435 | 0.025581 | 14.3768 | 14.5068 | 1.2489e-10 | 3.0619e-11 | 1.718e-08 | 1.7336e-08 | 8.082e-05 | 1.9813e-05 | 0.011135 | 0.011236 | 0 | 0 | 0 | 0 | 0 | 0 | 0 | 0 | 0.8228 | 0.0024846 | 0.00060912 | 0.22519 | 0.22828 | 0.0065895 | 0.0015193 | 0.86861 | 0.87672 | 0 | 44
56502_G_2 | SPP_N | Kansas | 20 | Lyon | 111 | 56502 | 2 | Emporia Energy Center | 11267 | 2008 | 9999 | Combustion Turbine |  |  |  | H2O |  | Fossil | G | 2025 | NaturalGas |  | 0.0018238 | 0.00044711 | 0.25128 | 0.25355 | 0 | 0 | 0 | 0 | 0 | 0 | 0 | 0 | 0 | 0 | 0 | 0 | 0.16187 | 0.039683 | 22.3026 | 22.5041 | 0.10676 | 0.026174 | 14.7101 | 14.843 | 1.2779e-10 | 3.1328e-11 | 1.7578e-08 | 1.7738e-08 | 8.3077e-05 | 2.0367e-05 | 0.011446 | 0.01155 | 0 | 0 | 0 | 0 | 0 | 0 | 0 | 0 | 0.8415 | 0.0025411 | 0.00062297 | 0.23031 | 0.23347 | 0.0067422 | 0.0015545 | 0.88875 | 0.89704 | 0 | 45
56502_G_1 | SPP_N | Kansas | 20 | Lyon | 111 | 56502 | 1 | Emporia Energy Center | 11267 | 2008 | 9999 | Combustion Turbine |  |  |  | H2O |  | Fossil | G | 2025 | NaturalGas |  | 0.0018238 | 0.00044711 | 0.25128 | 0.25355 | 0 | 0 | 0 | 0 | 0 | 0 | 0 | 0 | 0 | 0 | 0 | 0 | 0.16187 | 0.039683 | 22.3026 | 22.5041 | 0.10676 | 0.026174 | 14.7101 | 14.843 | 1.2779e-10 | 3.1328e-11 | 1.7578e-08 | 1.7738e-08 | 8.1581e-05 | 2e-05 | 0.01124 | 0.011342 | 0 | 0 | 0 | 0 | 0 | 0 | 0 | 0 | 0.8415 | 0.0025411 | 0.00062297 | 0.23031 | 0.23347 | 0.0067422 | 0.0015545 | 0.88875 | 0.89704 | 0 | 45
56501_G_PWF4 | MIS_MIDA | Iowa | 19 | Pocahontas | 151 | 56501 | PWF4 | Pomeroy Wind Farm | 0 | 2011 | 9999 | Onshore Wind | [5 empty] | Non-Fossil | G | 2025 | Wind |  | 0 | 0 | 0 | 0 | 0 | 0 | 0 | 0 | 0 | 0 | 0 | 0 | 0 | 0 | 0 | 0 | 24.8792 | 35.5133 | 28.5064 | 88.8989 | 0 | 0 | 0 | 0 | 0 | 0 | 0 | 0 | 0 | 0 | 0 | 0 | 0 | 0 | 0 | 0 | 0 | 0 | 0 | 0 | 0.84249 | 0 | 0 | 0 | 0 | 0 | 0 | 0 | 0 | 0 | 29.9
56501_G_PWF3 | MIS_MIDA | Iowa | 19 | Pocahontas | 151 | 56501 | PWF3 | Pomeroy Wind Farm | 0 | 2008 | 9999 | Onshore Wind | [5 empty] | Non-Fossil | G | 2025 | Wind |  | 0 | 0 | 0 | 0 | 0 | 0 | 0 | 0 | 0 | 0 | 0 | 0 | 0 | 0 | 0 | 0 | 48.6767 | 69.4826 | 55.7734 | 173.9327 | 0 | 0 | 0 | 0 | 0 | 0 | 0 | 0 | 0 | 0 | 0 | 0 | 0 | 0 | 0 | 0 | 0 | 0 | 0 | 0 | 1.6483 | 0 | 0 | 0 | 0 | 0 | 0 | 0 | 0 | 0 | 58.5
56501_G_PWF2 | MIS_MIDA | Iowa | 19 | Pocahontas | 151 | 56501 | PWF2 | Pomeroy Wind Farm | 0 | 2007 | 9999 | Onshore Wind | [5 empty] | Non-Fossil | G | 2025 | Wind |  | 0 | 0 | 0 | 0 | 0 | 0 | 0 | 0 | 0 | 0 | 0 | 0 | 0 | 0 | 0 | 0 | 62.406 | 89.0803 | 71.5043 | 222.9906 | 0 | 0 | 0 | 0 | 0 | 0 | 0 | 0 | 0 | 0 | 0 | 0 | 0 | 0 | 0 | 0 | 0 | 0 | 0 | 0 | 2.1133 | 0 | 0 | 0 | 0 | 0 | 0 | 0 | 0 | 0 | 75
56501_G_PWF | MIS_MIDA | Iowa | 19 | Pocahontas | 151 | 56501 | PWF | Pomeroy Wind Farm | 0 | 2007 | 9999 | Onshore Wind | [5 empty] | Non-Fossil | G | 2025 | Wind |  | 0 | 0 | 0 | 0 | 0 | 0 | 0 | 0 | 0 | 0 | 0 | 0 | 0 | 0 | 0 | 0 | 102.3458 | 146.0917 | 117.2671 | 365.7046 | 0 | 0 | 0 | 0 | 0 | 0 | 0 | 0 | 0 | 0 | 0 | 0 | 0 | 0 | 0 | 0 | 0 | 0 | 0 | 0 | 3.4657 | 0 | 0 | 0 | 0 | 0 | 0 | 0 | 0 | 0 | 123
56500_G_PV1 | WECC_NNV | Nevada | 32 | Storey | 29 | 56500 | PV1 | Western 102 Power Plant | 0 | 2007 | 9999 | Solar PV | [5 empty] | Non-Fossil | G | 2025 | Solar |  | 0 | 0 | 0 | 0 | 0 | 0 | 0 | 0 | 0 | 0 | 0 | 0 | 0 | 0 | 0 | 0 | 0.33941 | 0.66895 | 0.93718 | 1.9455 | 0 | 0 | 0 | 0 | 0 | 0 | 0 | 0 | 0 | 0 | 0 | 0 | 0 | 0 | 0 | 0 | 0 | 0 | 0 | 0 | 0.031863 | 0 | 0 | 0 | 0 | 0 | 0 | 0 | 0 | 0 | 1
56500_G_H202 | WECC_NNV | Nevada | 32 | Storey | 29 | 56500 | H202 | Western 102 Power Plant | 11118 | 2005 | 9999 | Combustion Turbine | [5 empty] | Fossil | G | 2025 | NaturalGas |  | 0 | 0 | 0 | 0 | 0 | 0 | 0 | 0 | 0 | 0 | 0 | 0 | 0 | 0 | 0 | 0 | 0 | 0 | 0 | 0 | 0 | 0 | 0 | 0 | 0 | 0 | 0 | 0 | 0 | 0 | 0 | 0 | 0 | 0 | 0 | 0 | 0 | 0 | 0 | 0 | 0.14773 | 0 | 0 | 0 | 0 | 0 | 0 | 0 | 0 | 0 | 7.9
56500_G_H102 | WECC_NNV | Nevada | 32 | Storey | 29 | 56500 | H102 | Western 102 Power Plant | 11118 | 2005 | 9999 | Combustion Turbine | [5 empty] | Fossil | G | 2025 | NaturalGas |  | 0 | 0 | 0 | 0 | 0 | 0 | 0 | 0 | 0 | 0 | 0 | 0 | 0 | 0 | 0 | 0 | 0 | 0 | 0 | 0 | 0 | 0 | 0 | 0 | 0 | 0 | 0 | 0 | 0 | 0 | 0 | 0 | 0 | 0 | 0 | 0 | 0 | 0 | 0 | 0 | 0.14773 | 0 | 0 | 0 | 0 | 0 | 0 | 0 | 0 | 0 | 7.9
56500_G_G202 | WECC_NNV | Nevada | 32 | Storey | 29 | 56500 | G202 | Western 102 Power Plant | 11118 | 2005 | 9999 | Combustion Turbine | [5 empty] | Fossil | G | 2025 | NaturalGas |  | 0 | 0 | 0 | 0 | 0 | 0 | 0 | 0 | 0 | 0 | 0 | 0 | 0 | 0 | 0 | 0 | 0 | 0 | 0 | 0 | 0 | 0 | 0 | 0 | 0 | 0 | 0 | 0 | 0 | 0 | 0 | 0 | 0 | 0 | 0 | 0 | 0 | 0 | 0 | 0 | 0.14773 | 0 | 0 | 0 | 0 | 0 | 0 | 0 | 0 | 0 | 7.9
56500_G_G102 | WECC_NNV | Nevada | 32 | Storey | 29 | 56500 | G102 | Western 102 Power Plant | 11118 | 2005 | 9999 | Combustion Turbine | [5 empty] | Fossil | G | 2025 | NaturalGas |  | 0 | 0 | 0 | 0 | 0 | 0 | 0 | 0 | 0 | 0 | 0 | 0 | 0 | 0 | 0 | 0 | 0 | 0 | 0 | 0 | 0 | 0 | 0 | 0 | 0 | 0 | 0 | 0 | 0 | 0 | 0 | 0 | 0 | 0 | 0 | 0 | 0 | 0 | 0 | 0 | 0.14773 | 0 | 0 | 0 | 0 | 0 | 0 | 0 | 0 | 0 | 7.9
56500_G_F202 | WECC_NNV | Nevada | 32 | Storey | 29 | 56500 | F202 | Western 102 Power Plant | 11118 | 2005 | 9999 | Combustion Turbine | [5 empty] | Fossil | G | 2025 | NaturalGas |  | 0 | 0 | 0 | 0 | 0 | 0 | 0 | 0 | 0 | 0 | 0 | 0 | 0 | 0 | 0 | 0 | 0 | 0 | 0 | 0 | 0 | 0 | 0 | 0 | 0 | 0 | 0 | 0 | 0 | 0 | 0 | 0 | 0 | 0 | 0 | 0 | 0 | 0 | 0 | 0 | 0.14773 | 0 | 0 | 0 | 0 | 0 | 0 | 0 | 0 | 0 | 7.9
56500_G_F102 | WECC_NNV | Nevada | 32 | Storey | 29 | 56500 | F102 | Western 102 Power Plant | 11118 | 2005 | 9999 | Combustion Turbine | [5 empty] | Fossil | G | 2025 | NaturalGas |  | 0 | 0 | 0 | 0 | 0 | 0 | 0 | 0 | 0 | 0 | 0 | 0 | 0 | 0 | 0 | 0 | 0 | 0 | 0 | 0 | 0 | 0 | 0 | 0 | 0 | 0 | 0 | 0 | 0 | 0 | 0 | 0 | 0 | 0 | 0 | 0 | 0 | 0 | 0 | 0 | 0.14773 | 0 | 0 | 0 | 0 | 0 | 0 | 0 | 0 | 0 | 7.9
56500_G_E202 | WECC_NNV | Nevada | 32 | Storey | 29 | 56500 | E202 | Western 102 Power Plant | 11118 | 2005 | 9999 | Combustion Turbine | [5 empty] | Fossil | G | 2025 | NaturalGas |  | 0 | 0 | 0 | 0 | 0 | 0 | 0 | 0 | 0 | 0 | 0 | 0 | 0 | 0 | 0 | 0 | 0 | 0 | 0 | 0 | 0 | 0 | 0 | 0 | 0 | 0 | 0 | 0 | 0 | 0 | 0 | 0 | 0 | 0 | 0 | 0 | 0 | 0 | 0 | 0 | 0.14773 | 0 | 0 | 0 | 0 | 0 | 0 | 0 | 0 | 0 | 7.9
56500_G_E102 | WECC_NNV | Nevada | 32 | Storey | 29 | 56500 | E102 | Western 102 Power Plant | 11118 | 2005 | 9999 | Combustion Turbine | [5 empty] | Fossil | G | 2025 | NaturalGas |  | 0 | 0 | 0 | 0 | 0 | 0 | 0 | 0 | 0 | 0 | 0 | 0 | 0 | 0 | 0 | 0 | 0 | 0 | 0 | 0 | 0 | 0 | 0 | 0 | 0 | 0 | 0 | 0 | 0 | 0 | 0 | 0 | 0 | 0 | 0 | 0 | 0 | 0 | 0 | 0 | 0.14773 | 0 | 0 | 0 | 0 | 0 | 0 | 0 | 0 | 0 | 7.9
56500_G_D101 | WECC_NNV | Nevada | 32 | Storey | 29 | 56500 | D101 | Western 102 Power Plant | 11118 | 2005 | 9999 | Combustion Turbine | [5 empty] | Fossil | G | 2025 | NaturalGas |  | 0 | 0 | 0 | 0 | 0 | 0 | 0 | 0 | 0 | 0 | 0 | 0 | 0 | 0 | 0 | 0 | 0 | 0 | 0 | 0 | 0 | 0 | 0 | 0 | 0 | 0 | 0 | 0 | 0 | 0 | 0 | 0 | 0 | 0 | 0 | 0 | 0 | 0 | 0 | 0 | 0.14773 | 0 | 0 | 0 | 0 | 0 | 0 | 0 | 0 | 0 | 7.9
56500_G_C202 | WECC_NNV | Nevada | 32 | Storey | 29 | 56500 | C202 | Western 102 Power Plant | 11118 | 2005 | 9999 | Combustion Turbine | [5 empty] | Fossil | G | 2025 | NaturalGas |  | 0 | 0 | 0 | 0 | 0 | 0 | 0 | 0 | 0 | 0 | 0 | 0 | 0 | 0 | 0 | 0 | 0 | 0 | 0 | 0 | 0 | 0 | 0 | 0 | 0 | 0 | 0 | 0 | 0 | 0 | 0 | 0 | 0 | 0 | 0 | 0 | 0 | 0 | 0 | 0 | 0.14773 | 0 | 0 | 0 | 0 | 0 | 0 | 0 | 0 | 0 | 7.9
56500_G_C102 | WECC_NNV | Nevada | 32 | Storey | 29 | 56500 | C102 | Western 102 Power Plant | 11118 | 2005 | 9999 | Combustion Turbine | [5 empty] | Fossil | G | 2025 | NaturalGas |  | 0 | 0 | 0 | 0 | 0 | 0 | 0 | 0 | 0 | 0 | 0 | 0 | 0 | 0 | 0 | 0 | 0 | 0 | 0 | 0 | 0 | 0 | 0 | 0 | 0 | 0 | 0 | 0 | 0 | 0 | 0 | 0 | 0 | 0 | 0 | 0 | 0 | 0 | 0 | 0 | 0.14773 | 0 | 0 | 0 | 0 | 0 | 0 | 0 | 0 | 0 | 7.9
56500_G_B202 | WECC_NNV | Nevada | 32 | Storey | 29 | 56500 | B202 | Western 102 Power Plant | 11118 | 2005 | 9999 | Combustion Turbine | [5 empty] | Fossil | G | 2025 | NaturalGas |  | 0 | 0 | 0 | 0 | 0 | 0 | 0 | 0 | 0 | 0 | 0 | 0 | 0 | 0 | 0 | 0 | 0 | 0 | 0 | 0 | 0 | 0 | 0 | 0 | 0 | 0 | 0 | 0 | 0 | 0 | 0 | 0 | 0 | 0 | 0 | 0 | 0 | 0 | 0 | 0 | 0.14773 | 0 | 0 | 0 | 0 | 0 | 0 | 0 | 0 | 0 | 7.9
56500_G_B102 | WECC_NNV | Nevada | 32 | Storey | 29 | 56500 | B102 | Western 102 Power Plant | 11118 | 2005 | 9999 | Combustion Turbine | [5 empty] | Fossil | G | 2025 | NaturalGas |  | 0 | 0 | 0 | 0 | 0 | 0 | 0 | 0 | 0 | 0 | 0 | 0 | 0 | 0 | 0 | 0 | 0 | 0 | 0 | 0 | 0 | 0 | 0 | 0 | 0 | 0 | 0 | 0 | 0 | 0 | 0 | 0 | 0 | 0 | 0 | 0 | 0 | 0 | 0 | 0 | 0.14773 | 0 | 0 | 0 | 0 | 0 | 0 | 0 | 0 | 0 | 7.9
56500_G_A101 | WECC_NNV | Nevada | 32 | Storey | 29 | 56500 | A101 | Western 102 Power Plant | 11118 | 2005 | 9999 | Combustion Turbine | [5 empty] | Fossil | G | 2025 | NaturalGas |  | 0 | 0 | 0 | 0 | 0 | 0 | 0 | 0 | 0 | 0 | 0 | 0 | 0 | 0 | 0 | 0 | 0 | 0 | 0 | 0 | 0 | 0 | 0 | 0 | 0 | 0 | 0 | 0 | 0 | 0 | 0 | 0 | 0 | 0 | 0 | 0 | 0 | 0 | 0 | 0 | 0.14773 | 0 | 0 | 0 | 0 | 0 | 0 | 0 | 0 | 0 | 7.9
565_G_UN10 | NENG_CT | Connecticut | 9 | Litchfield | 5 | 565 | UN10 | Torrington Terminal | 14124 | 1967 | 9999 | Combustion Turbine | [5 empty] | Fossil | G | 2025 | Oil |  | 0 | 0 | 0 | 0 | 0 | 0 | 0 | 0 | 0 | 0 | 0 | 0 | 0 | 0 | 0 | 0 | 0 | 0 | 0 | 0 | 0 | 0 | 0 | 0 | 0 | 0 | 0 | 0 | 0 | 0 | 0 | 0 | 0 | 0 | 0 | 0 | 0 | 0 | 0 | 0 | 0.32538 | 0 | 0 | 0 | 0 | 0 | 0 | 0 | 0 | 0 | 17.4
56499_G_HY1 | WECC_MT | Montana | 30 | Liberty | 51 | 56499 | HY1 | Tiber Dam Hydroelectric Plant | 0 | 2004 | 9999 | Hydro | [5 empty] | Non-Fossil | G | 2025 | Hydro |  | 0 | 0 | 0 | 0 | 0 | 0 | 0 | 0 | 0 | 0 | 0 | 0 | 0 | 0 | 0 | 0 | 6.0486 | 8.0437 | 13.8823 | 27.9746 | 0 | 0 | 0 | 0 | 0 | 0 | 0 | 0 | 0 | 0 | 0 | 0 | 0 | 0 | 0 | 0 | 0 | 0 | 0 | 0 | 0.11167 | 0.016089 | 0.021396 | 0.036927 | 0.074412 | 0 | 0 | 0 | 0 | 0 | 7.5
56498_G_1 | WECC_ID | Idaho | 16 | Ada | 1 | 56498 | 1 | Mora Drop Hydroelectric Project | 0 | 2006 | 9999 | Hydro | [5 empty] | Non-Fossil | G | 2025 | Hydro |  | 0 | 0 | 0 | 0 | 0 | 0 | 0 | 0 | 0 | 0 | 0 | 0 | 0 | 0 | 0 | 0 | 0.54343 | 0.75293 | 1.3576 | 2.654 | 0 | 0 | 0 | 0 | 0 | 0 | 0 | 0 | 0 | 0 | 0 | 0 | 0 | 0 | 0 | 0 | 0 | 0 | 0 | 0 | 0.011912 | 0.0014455 | 0.0020028 | 0.0036113 | 0.0070596 | 0 | 0 | 0 | 0 | 0 | 0.8
56497_G_9 | SPP_WEST | Kansas | 20 | Ellis | 51 | 56497 | 9 | Goodman Energy Center | 10745 | 2008 | 9999 | Combustion Turbine |  |  | SCR |  |  | Fossil | G | 2025 | NaturalGas |  | 0 | 0 | 0.014876 | 0.014876 | 0 | 0 | 0 | 0 | 0 | 0 | 0 | 0 | 0 | 0 | 0 | 0 | 0 | 0 | 1.3845 | 1.3845 | 0 | 0 | 0.87084 | 0.87084 | 0 | 0 | 1.0415e-09 | 1.0415e-09 | 0 | 0 | 0.0018377 | 0.0018377 | 0 | 0 | 0 | 0 | 0 | 0 | 0 | 0 | 0.16992 | 0 | 0 | 0.019182 | 0.019182 | 0 | 0 | 0.051424 | 0.051424 | 0 | 8.2 | SCR
56497_G_8 | SPP_WEST | Kansas | 20 | Ellis | 51 | 56497 | 8 | Goodman Energy Center | 10745 | 2008 | 9999 | Combustion Turbine |  |  | SCR |  |  | Fossil | G | 2025 | NaturalGas |  | 0 | 0 | 0.014876 | 0.014876 | 0 | 0 | 0 | 0 | 0 | 0 | 0 | 0 | 0 | 0 | 0 | 0 | 0 | 0 | 1.3845 | 1.3845 | 0 | 0 | 0.87084 | 0.87084 | 0 | 0 | 1.0415e-09 | 1.0415e-09 | 0 | 0 | 0.0018377 | 0.0018377 | 0 | 0 | 0 | 0 | 0 | 0 | 0 | 0 | 0.16992 | 0 | 0 | 0.019182 | 0.019182 | 0 | 0 | 0.051424 | 0.051424 | 0 | 8.2 | SCR
56497_G_7 | SPP_WEST | Kansas | 20 | Ellis | 51 | 56497 | 7 | Goodman Energy Center | 10745 | 2008 | 9999 | Combustion Turbine |  |  | SCR |  |  | Fossil | G | 2025 | NaturalGas |  | 0 | 0 | 0.014876 | 0.014876 | 0 | 0 | 0 | 0 | 0 | 0 | 0 | 0 | 0 | 0 | 0 | 0 | 0 | 0 | 1.3845 | 1.3845 | 0 | 0 | 0.87084 | 0.87084 | 0 | 0 | 1.0415e-09 | 1.0415e-09 | 0 | 0 | 0.0018377 | 0.0018377 | 0 | 0 | 0 | 0 | 0 | 0 | 0 | 0 | 0.16992 | 0 | 0 | 0.019182 | 0.019182 | 0 | 0 | 0.051424 | 0.051424 | 0 | 8.2 | SCR
56497_G_6 | SPP_WEST | Kansas | 20 | Ellis | 51 | 56497 | 6 | Goodman Energy Center | 10745 | 2008 | 9999 | Combustion Turbine |  |  | SCR |  |  | Fossil | G | 2025 | NaturalGas |  | 0 | 0 | 0.014876 | 0.014876 | 0 | 0 | 0 | 0 | 0 | 0 | 0 | 0 | 0 | 0 | 0 | 0 | 0 | 0 | 1.3845 | 1.3845 | 0 | 0 | 0.87084 | 0.87084 | 0 | 0 | 1.0415e-09 | 1.0415e-09 | 0 | 0 | 0.0018377 | 0.0018377 | 0 | 0 | 0 | 0 | 0 | 0 | 0 | 0 | 0.16992 | 0 | 0 | 0.019182 | 0.019182 | 0 | 0 | 0.051424 | 0.051424 | 0 | 8.2 | SCR
56497_G_5 | SPP_WEST | Kansas | 20 | Ellis | 51 | 56497 | 5 | Goodman Energy Center | 10745 | 2008 | 9999 | Combustion Turbine |  |  | SCR |  |  | Fossil | G | 2025 | NaturalGas |  | 0 | 0 | 0.014876 | 0.014876 | 0 | 0 | 0 | 0 | 0 | 0 | 0 | 0 | 0 | 0 | 0 | 0 | 0 | 0 | 1.3845 | 1.3845 | 0 | 0 | 0.87084 | 0.87084 | 0 | 0 | 1.0415e-09 | 1.0415e-09 | 0 | 0 | 0.0018377 | 0.0018377 | 0 | 0 | 0 | 0 | 0 | 0 | 0 | 0 | 0.16992 | 0 | 0 | 0.019182 | 0.019182 | 0 | 0 | 0.051424 | 0.051424 | 0 | 8.2 | SCR
56497_G_4 | SPP_WEST | Kansas | 20 | Ellis | 51 | 56497 | 4 | Goodman Energy Center | 10745 | 2008 | 9999 | Combustion Turbine |  |  | SCR |  |  | Fossil | G | 2025 | NaturalGas |  | 0 | 0 | 0.014876 | 0.014876 | 0 | 0 | 0 | 0 | 0 | 0 | 0 | 0 | 0 | 0 | 0 | 0 | 0 | 0 | 1.3845 | 1.3845 | 0 | 0 | 0.87084 | 0.87084 | 0 | 0 | 1.0415e-09 | 1.0415e-09 | 0 | 0 | 0.0018377 | 0.0018377 | 0 | 0 | 0 | 0 | 0 | 0 | 0 | 0 | 0.16992 | 0 | 0 | 0.019182 | 0.019182 | 0 | 0 | 0.051424 | 0.051424 | 0 | 8.2 | SCR
56497_G_3 | SPP_WEST | Kansas | 20 | Ellis | 51 | 56497 | 3 | Goodman Energy Center | 10745 | 2008 | 9999 | Combustion Turbine |  |  | SCR |  |  | Fossil | G | 2025 | NaturalGas |  | 0 | 0 | 0.014876 | 0.014876 | 0 | 0 | 0 | 0 | 0 | 0 | 0 | 0 | 0 | 0 | 0 | 0 | 0 | 0 | 1.3845 | 1.3845 | 0 | 0 | 0.87084 | 0.87084 | 0 | 0 | 1.0415e-09 | 1.0415e-09 | 0 | 0 | 0.0018377 | 0.0018377 | 0 | 0 | 0 | 0 | 0 | 0 | 0 | 0 | 0.16992 | 0 | 0 | 0.019182 | 0.019182 | 0 | 0 | 0.051424 | 0.051424 | 0 | 8.2 | SCR
56497_G_2 | SPP_WEST | Kansas | 20 | Ellis | 51 | 56497 | 2 | Goodman Energy Center | 10745 | 2008 | 9999 | Combustion Turbine |  |  | SCR |  |  | Fossil | G | 2025 | NaturalGas |  | 0 | 0 | 0.014876 | 0.014876 | 0 | 0 | 0 | 0 | 0 | 0 | 0 | 0 | 0 | 0 | 0 | 0 | 0 | 0 | 1.3845 | 1.3845 | 0 | 0 | 0.87084 | 0.87084 | 0 | 0 | 1.0415e-09 | 1.0415e-09 | 0 | 0 | 0.0018377 | 0.0018377 | 0 | 0 | 0 | 0 | 0 | 0 | 0 | 0 | 0.16992 | 0 | 0 | 0.019182 | 0.019182 | 0 | 0 | 0.051424 | 0.051424 | 0 | 8.2 | SCR
56497_G_12 | SPP_WEST | Kansas | 20 | Ellis | 51 | 56497 | 12 | Goodman Energy Center | 10745 | 2016 | 9999 | Combustion Turbine | [5 empty] | Fossil | G | 2025 | NaturalGas |  | 0 | 0 | 0.050161 | 0.050161 | 0 | 0 | 0 | 0 | 0 | 0 | 0 | 0 | 0 | 0 | 0 | 0 | 0 | 0 | 4.6684 | 4.6684 | 0 | 0 | 2.9365 | 2.9365 | 0 | 0 | 3.511e-09 | 3.511e-09 | 0 | 0 | 0.030984 | 0.030984 | 0 | 0 | 0 | 0 | 0 | 0 | 0 | 0 | 0.17204 | 0 | 0 | 0.048208 | 0.048208 | 0 | 0 | 0.1734 | 0.1734 | 0 | 9.2
56497_G_11 | SPP_WEST | Kansas | 20 | Ellis | 51 | 56497 | 11 | Goodman Energy Center | 10745 | 2016 | 9999 | Combustion Turbine | [5 empty] | Fossil | G | 2025 | NaturalGas |  | 0 | 0 | 0.050161 | 0.050161 | 0 | 0 | 0 | 0 | 0 | 0 | 0 | 0 | 0 | 0 | 0 | 0 | 0 | 0 | 4.6684 | 4.6684 | 0 | 0 | 2.9365 | 2.9365 | 0 | 0 | 3.511e-09 | 3.511e-09 | 0 | 0 | 0.030984 | 0.030984 | 0 | 0 | 0 | 0 | 0 | 0 | 0 | 0 | 0.17204 | 0 | 0 | 0.048208 | 0.048208 | 0 | 0 | 0.1734 | 0.1734 | 0 | 9.2
56497_G_10 | SPP_WEST | Kansas | 20 | Ellis | 51 | 56497 | 10 | Goodman Energy Center | 10745 | 2016 | 9999 | Combustion Turbine | [5 empty] | Fossil | G | 2025 | NaturalGas |  | 0 | 0 | 0.050161 | 0.050161 | 0 | 0 | 0 | 0 | 0 | 0 | 0 | 0 | 0 | 0 | 0 | 0 | 0 | 0 | 4.6684 | 4.6684 | 0 | 0 | 2.9365 | 2.9365 | 0 | 0 | 3.511e-09 | 3.511e-09 | 0 | 0 | 0.030984 | 0.030984 | 0 | 0 | 0 | 0 | 0 | 0 | 0 | 0 | 0.17204 | 0 | 0 | 0.048208 | 0.048208 | 0 | 0 | 0.1734 | 0.1734 | 0 | 9.2
56497_G_1 | SPP_WEST | Kansas | 20 | Ellis | 51 | 56497 | 1 | Goodman Energy Center | 10745 | 2008 | 9999 | Combustion Turbine |  |  | SCR |  |  | Fossil | G | 2025 | NaturalGas |  | 0 | 0 | 0.014876 | 0.014876 | 0 | 0 | 0 | 0 | 0 | 0 | 0 | 0 | 0 | 0 | 0 | 0 | 0 | 0 | 1.3845 | 1.3845 | 0 | 0 | 0.87084 | 0.87084 | 0 | 0 | 1.0415e-09 | 1.0415e-09 | 0 | 0 | 0.0018377 | 0.0018377 | 0 | 0 | 0 | 0 | 0 | 0 | 0 | 0 | 0.16992 | 0 | 0 | 0.019182 | 0.019182 | 0 | 0 | 0.051424 | 0.051424 | 0 | 8.2 | SCR
56496_G_3701 | WECC_MT | Montana | 30 | Yellowstone | 111 | 56496 | 3701 | Phillips 66 Billings Refinery | 11724 | 2007 | 9999 | Fossil Waste | [5 empty] | Fossil | G | 2025 | Fwaste |  | 0.003941 | 0.0042641 | 0.0043987 | 0.012604 | 0 | 0 | 0 | 0 | 0 | 0 | 0 | 0 | 0 | 0 | 0 | 0 | 0.33615 | 0.3637 | 0.37518 | 1.075 | 0.63272 | 0.68458 | 0.7062 | 2.0235 | 0 | 0 | 0 | 0 | 9.4471e-05 | 0.00010221 | 0.00010545 | 0.00030213 | 0.00015766 | 0.00017058 | 0.0001759 | 0.00050414 | 0 | 0 | 0 | 0 | 0.35204 | 0.0021981 | 0.0023783 | 0.0024533 | 0.0070297 | 0 | 0 | 0 | 0 | 0 | 1.5
56495_G_MS2 | PJM_AP | West Virginia | 54 | Grant | 23 | 56495 | MS2 | NedPower Mount Storm | 0 | 2008 | 9999 | Onshore Wind | [5 empty] | Non-Fossil | G | 2025 | Wind |  | 0 | 0 | 0 | 0 | 0 | 0 | 0 | 0 | 0 | 0 | 0 | 0 | 0 | 0 | 0 | 0 | 81.1383 | 93.7712 | 62.6197 | 237.5292 | 0 | 0 | 0 | 0 | 0 | 0 | 0 | 0 | 0 | 0 | 0 | 0 | 0 | 0 | 0 | 0 | 0 | 0 | 0 | 0 | 3.9248 | 0 | 0 | 0 | 0 | 0 | 0 | 0 | 0 | 0 | 100