## Power_Plants_and_Neighboring_Co
Plant sequence number | eGRID Plant file sequence number | Data Year | Plant state abbreviation | Plant name | DOE/EIA ORIS plant or facility code | Plant transmission or distribution system owner name | Plant transmission or distribution system owner ID | Utility name | Utility ID | Plant-level sector | Balancing Authority Name | Balancing Authority Code | NERC region acronym | eGRID subregion acronym | eGRID subregion name | Plant associated ISO/RTO Territory | Plant FIPS state code | Plant FIPS county code | Plant county name | latitude | longitude | Number of units | Number of generators | Plant primary fuel | Plant primary coal/oil/gas/ other fossil fuel category | Flag indicating if the plant burned or generated any amount of coal | Plant capacity factor | Plant nameplate capacity (MW) | Nonbaseload Factor | Biogas/ biomass plant adjustment flag | Combined heat and power (CHP) plant adjustment flag | CHP plant useful thermal output (MMBtu) | CHP plant power to heat ratio | CHP plant electric allocation factor | Plant pumped storage flag | Plant annual heat input from combustion (MMBtu) | Plant ozone season heat input from combustion (MMBtu) | Plant total annual heat input (MMBtu) | Plant total ozone season heat input (MMBtu) | Plant annual net generation (MWh) | Plant ozone season net generation (MWh) | Plant annual NOx emissions (tons) | Plant ozone season NOx emissions (tons) | Plant annual SO2 emissions (tons) | Plant annual CO2 emissions (tons) | Plant annual CH4 emissions (lbs) | Plant annual N2O emissions (lbs) | Plant annual CO2 equivalent emissions (tons) | Plant annual Hg emissions (lbs) | Plant annual NOx total output emission rate (lb/MWh) | Plant ozone season NOx total output emission rate (lb/MWh) | Plant annual SO2 total output emission rate (lb/MWh) | Plant annual CO2 total output emission rate (lb/MWh) | Plant annual CH4 total output emission rate (lb/MWh) | Plant annual N2O total output emission rate (lb/MWh) | Plant annual CO2 equivalent total output emission rate (lb/MWh) | Plant annual Hg total output emission rate (lb/MWh) | Plant annual NOx input emission rate (lb/MMBtu) | Plant ozone season NOx input emission rate (lb/MMBtu) | Plant annual SO2 input emission rate (lb/MMBtu) | Plant annual CO2 input emission rate (lb/MMBtu) | Plant annual CH4 input emission rate (lb/MMBtu) | Plant annual N2O input emission rate (lb/MMBtu) | Plant annual CO2 equivalent input emission rate (lb/MMBtu) | Plant annual Hg input emission rate (lb/MMBtu) | Plant annual NOx combustion output emission rate (lb/MWh) | Plant ozone season NOx combustion output emission rate (lb/MWh) | Plant annual SO2 combustion output emission rate (lb/MWh) | Plant annual CO2 combustion output emission rate (lb/MWh) | Plant annual CH4 combustion output emission rate (lb/MWh) | Plant annual N2O combustion output emission rate (lb/MWh) | Plant annual CO2 equivalent combustion output emission rate (lb/MWh) | Plant annual Hg combustion output emission rate (lb/MWh) | Plant unadjusted annual NOx emissions (tons) | Plant unadjusted ozone season NOx emissions (tons) | Plant unadjusted annual SO2 emissions (tons) | Plant unadjusted annual CO2 emissions (tons) | Plant unadjusted annual CH4 emissions (lbs) | Plant unadjusted annual N2O emissions (lbs) | Plant unadjusted annual Hg emissions (lbs) | Plant unadjusted annual heat input from combustion (MMBtu) | Plant unadjusted ozone season heat input from combustion (MMBtu) | Plant unadjusted total annual heat input (MMBtu) | Plant unadjusted total ozone season heat input (MMBtu) | Plant unadjusted annual NOx emissions source | Plant unadjusted ozone season NOx emissions source | Plant unadjusted annual SO2 emissions source | Plant unadjusted annual CO2 emissions source | Plant unadjusted annual CH4 emissions source | Plant unadjusted annual N2O emissions source | Plant unadjusted annual Hg emissions source | Plant unadjusted annual heat input source | Plant unadjusted ozone season heat input source | Plant annual NOx biomass emissions (tons) | Plant ozone season NOx biomass emissions (tons) | Plant annual SO2 biomass emissions (tons) | Plant annual CO2 biomass emissions (tons) | Plant annual CH4 biomass emissions (lbs) | Plant annual N2O biomass emissions (lbs) | Plant combustion heat input CHP adjustment value (MMBtu) | Plant combustion annual ozone season heat input CHP adjustment value (MMBtu) | Plant annual NOx emissions CHP adjustment value (tons) | Plant ozone season NOx emissions CHP adjustment value (tons) | Plant annual SO2 emissions CHP adjustment value (tons) | Plant annual CO2 emissions CHP adjustment value (tons) | Plant annual CH4 emissions CHP adjustment value (lbs) | Plant annual N2O emissions CHP adjustment value (lbs) | Plant nominal heat rate (Btu/kWh) | Plant annual coal net generation (MWh) | Plant annual oil net generation (MWh) | Plant annual gas net generation (MWh) | Plant annual nuclear net generation (MWh) | Plant annual hydro net generation (MWh) | Plant annual biomass net generation (MWh) | Plant annual wind net generation (MWh) | Plant annual solar net generation (MWh) | Plant annual geothermal net generation (MWh) | Plant annual other fossil net generation (MWh) | Plant annual other unknown/ purchased fuel net generation (MWh) | Plant annual total nonrenewables net generation (MWh) | Plant annual total renewables net generation (MWh) | Plant annual total nonhydro renewables net generation (MWh) | Plant annual total combustion net generation (MWh) | Plant annual total noncombustion net generation (MWh) | Plant coal generation percent (resource mix) | Plant oil generation percent (resource mix) | Plant gas generation percent (resource mix) | Plant nuclear generation percent (resource mix) | Plant hydro generation percent (resource mix) | Plant biomass generation percent (resource mix) | Plant wind generation percent (resource mix) | Plant solar generation percent (resource mix) | Plant geothermal generation percent (resource mix) | Plant other fossil generation percent (resource mix) | Plant other unknown / purchased fuel generation percent (resource mix) | Plant total nonrenewables generation percent (resource mix) | Plant total renewables generation percent (resource mix) | Plant total nonhydro renewables generation percent (resource mix) | Plant total combustion generation percent (resource mix) | Plant total noncombustion generation percent (resource mix) | CAMD Flag | CAMD Units | 2020 Plant total Heat Input (mmBtu) from CAMD | 2020 Plant total CO2 mass (tons) from CAMD | 2020 Plant total NOx mass (tons) from CAMD | 2020 Plant total SO2 mass (tons) from CAMD | 2020 Plant total Mercury mass (tons) from CAMD | Google Maps | total population (ACS2018) | Total Population for whom Poverty Status is Determined | Total Households | Total Population Age 25 up | Houses Built Pre 1960 | Buffer distance | State Abbreviation | State Name | EPA region number | State percentile for EJ Index for Particulate Matter (PM 2.5) | Regional percentile for EJ Index for Particulate Matter (PM 2.5) | National percentile for EJ Index for Particulate Matter (PM 2.5) | State percentile for EJ Index for Ozone | Regional percentile for EJ Index for Ozone | National percentile for EJ Index for Ozone | State percentile for EJ Index for NATA Diesel PM | Regional percentile for EJ Index for NATA Diesel PM | National percentile for EJ Index for NATA Diesel PM | State percentile for EJ Index for NATA Air Toxics Cancer Risk | Regional percentile for EJ Index for NATA Air Toxics Cancer Risk | National percentile for EJ Index for NATA Air Toxics Cancer Risk | State percentile for EJ Index for NATA Respiratory Hazard Index | Regional percentile for EJ Index for NATA Respiratory Hazard Index | National percentile for EJ Index for NATA Respiratory Hazard Index | State percentile for EJ Index for Traffic Proximity and Volume | Regional percentile for EJ Index for Traffic Proximity and Volume | National percentile for EJ Index for Traffic Proximity and Volume | State percentile for EJ Index for Lead Paint Indicator | Regional percentile for EJ Index for Lead Paint Indicator | National percentile for EJ Index for Lead Paint Indicator | State percentile for EJ Index for Superfund Proximity | Regional percentile for EJ Index for Superfund Proximity | National percentile for EJ Index for Superfund Proximity | State percentile for EJ Index for RMP Proximity | Regional percentile for EJ Index for RMP Proximity | National percentile for EJ Index for RMP Proximity | State percentile for EJ Index for Hazardous Waste Proximity | Regional percentile for EJ Index for Hazardous Waste Proximity | National percentile for EJ Index for Hazardous Waste Proximity | State percentile for EJ Index for Wastewater Discharge Indicator | Regional percentile for EJ Index for Wastewater Discharge Indicator | National percentile for EJ Index for Wastewater Discharge Indicator | Raw data for Particulate Matter (PM 2.5 in ug/m3) | State percentile for Particulate Matter (PM 2.5 in ug/m3) | Regional percentile for Particulate Matter (PM 2.5 in ug/m3) | National percentile for Particulate Matter (PM 2.5 in ug/m3) | State average for Particulate Matter (PM 2.5 in ug/m3) | Regional average for Particulate Matter (PM 2.5 in ug/m3) | National average for Particulate Matter (PM 2.5 in ug/m3) | Raw data for Ozone (ppb) | State percentile for Ozone (ppb) | Regional percentile for Ozone (ppb) | National percentile for Ozone (ppb) | State average for Ozone (ppb) | Regional average for Ozone (ppb) | National average for Ozone (ppb) | Raw data for NATA Diesel PM (ug/m3) | State percentile for NATA Diesel PM (ug/m3) | Regional percentile for NATA Diesel PM (ug/m3) | National percentile for NATA Diesel PM (ug/m3) | State average for NATA Diesel PM (ug/m3) | Regional average for NATA Diesel PM (ug/m3) | National average for NATA Diesel PM (ug/m3) | Raw data for NATA Air Toxics Cancer Risk (risk per MM) | State percentile for NATA Air Toxics Cancer Risk (risk per MM) | Regional percentile for NATA Air Toxics Cancer Risk (risk per MM) | National percentile for NATA Air Toxics Cancer Risk (risk per MM) | State average for NATA Air Toxics Cancer Risk (risk per MM) | Regional average for NATA Air Toxics Cancer Risk (risk per MM) | National average for NATA Air Toxics Cancer Risk (risk per MM) | Raw data for NATA Respiratory Hazard Index | State percentile for NATA Respiratory Hazard Index | Regional percentile for NATA Respiratory Hazard Index | National percentile for NATA Respiratory Hazard Index | State average for NATA Respiratory Hazard Index | Regional average for NATA Respiratory Hazard Index | National average for NATA Respiratory Hazard Index | Raw data for Traffic Proximity and Volume (daily traffic count/distance to road) | State percentile for Traffic Proximity and Volume (daily traffic count/distance to road) | Regional percentile for Traffic Proximity and Volume (daily traffic count/distance to road) | National percentile for Traffic Proximity and Volume (daily traffic count/distance to road) | State average for Traffic Proximity and Volume (daily traffic count/distance to road) | Regional average for Traffic Proximity and Volume (daily traffic count/distance to road) | National average for Traffic Proximity and Volume (daily traffic count/distance to road) | Raw data for Lead Paint Indicator (% pre-1960s housing) | State percentile for Lead Paint Indicator (% pre-1960s housing) | Regional percentile for Lead Paint Indicator (% pre-1960s housing) | National percentile for Lead Paint Indicator (% pre-1960s housing) | State average for Lead Paint Indicator (% pre-1960s housing) | Regional average for Lead Paint Indicator (% pre-1960s housing) | National average for Lead Paint Indicator (% pre-1960s housing) | Raw data for Superfund Proximity (site count/km distance) | State percentile for Superfund Proximity (site count/km distance) | Regional percentile for Superfund Proximity (site count/km distance) | National percentile for Superfund Proximity (site count/km distance) | State average for Superfund Proximity (site count/km distance) | Regional average for Superfund Proximity (site count/km distance) | National average for Superfund Proximity (site count/km distance) | Raw data for RMP Proximity (facility count/km distance) | State percentile for RMP Proximity (facility count/km distance) | Regional percentile for RMP Proximity (facility count/km distance) | National percentile for RMP Proximity (facility count/km distance) | State average for RMP Proximity (facility count/km distance) | Regional average for RMP Proximity (facility count/km distance) | National average for RMP Proximity (facility count/km distance) | Raw data for Hazardous Waste Proximity (facility count/km distance) | State percentile for Hazardous Waste Proximity (facility count/km distance) | Regional percentile for Hazardous Waste Proximity (facility count/km distance) | National percentile for Hazardous Waste Proximity (facility count/km distance) | State average for Hazardous Waste Proximity (facility count/km distance) | Regional average for Hazardous Waste Proximity (facility count/km distance) | National average for Hazardous Waste Proximity (facility count/km distance) | Raw data for Wastewater Discharge Indicators (toxicity-weighted concentration/m distance) | State percentile for Wastewater Discharge Indicators (toxicity-weighted concentration/m distance) | Regional percentile for Wastewater Discharge Indicators (toxicity-weighted concentration/m distance) | National percentile for Wastewater Discharge Indicators (toxicity-weighted concentration/m distance) | State average for Wastewater Discharge Indicators (toxicity-weighted concentration/m distance) | Regional average for Wastewater Discharge Indicators (toxicity-weighted concentration/m distance) | National average for Wastewater Discharge Indicators (toxicity-weighted concentration/m distance) | Raw data for Demographic Index | State percentile for Demographic Index | Regional percentile for Demographic Index | National percentile for Demographic Index | State average for Demographic Index | Regional average for Demographic Index | National average for Demographic Index | Raw data for People of Color Population | State percentile for People of Color Population | Regional percentile for People of Color Population | National percentile for People of Color Population | State average for People of Color Population | Regional average for People of Color Population | National average for People of Color Population | Raw data for Low Income Population | State percentile for Low Income Population | Regional percentile for Low Income Population | National percentile for Low Income Population | State average for Low Income Population | Regional average for Low Income Population | National average for Low Income Population | Raw data for Linguistically Isolated Population | State percentile for Linguistically Isolated Population | Regional percentile for Linguistically Isolated Population | National percentile for Linguistically Isolated Population | State average for Linguistically Isolated Population | Regional average for Linguistically Isolated Population | National average for Linguistically Isolated Population | Raw data for Population with Less Than High School Education | State percentile for Population with Less Than High School Education | Regional percentile for Population with Less Than High School Education | National percentile for Population with Less Than High School Education | State average for Population with Less Than High School Education | Regional average for Population with Less Than High School Education | National average for Population with Less Than High School Education | Raw data for Population under Age 5 | State percentile for Population under Age 5 | Regional percentile for Population under Age 5 | National percentile for Population under Age 5 | State average for Population under Age 5 | Regional average for Population under Age 5 | National average for Population under Age 5 | Raw data for Population over Age 64 | State percentile for Population over Age 64 | Regional percentile for Population over Age 64 | National percentile for Population over Age 64 | State average for Population over Age 64 | Regional average for Population over Age 64 | National average for Population over Age 64 | PM 2.5 Emssions (tons) | PM 2.5 Emission Rate (lb/MWh) | Mapped Fuel Type | Additional Number Data First | Additional Number Data Second | Additional Number Data Third | Additional Text Data First | Additional Text Data Second | Additional Text Data Third | ObjectId | Low Income Load Bin | People of Color Load Bin | Less Than High School Education Load Bin | Linguistically Isolated Load Bin | Population Less Than Five Load Bin | Population Over 64 Load Bin
1 | 1 | 2021 | AK | Agrium Kenai Nitrogen Operations | 54452 | Homer Electric Assn Inc | 19558 | Agrium US Inc | 179 | Industrial CHP | No balancing authority | NA | AK | AKGD | ASCC Alaska Grid |  | 2 | 122 | Kenai Peninsula | 60.6732 | -151.3784 | 5 | 5 | NG | GAS |  | 0 | 12.5 |  |  | Yes | [10 empty] | 0 |  | 0 | 0 | [45 empty] | -- | [56 empty] | https://www.google.com/maps/@?api=1&map_action=map&center=60.673200000000001%2C-151.3784&zoom=17&basemap=satellite | 1839 | [118 empty] | 0.22 |  |  | 36 |  |  | 0.35 | 0.17 |  |  | 36 |  |  | 0.4 | 0.26 |  |  | 47 |  |  | 0.3 | 0 |  |  | 0 |  |  | 0.05 | 0.06 |  |  | 40 |  |  | 0.12 | 0.05 |  |  | 48 |  |  | 0.06 | 0.17 |  |  | 56 |  |  | 0.16 |  |  | Gas | FRS_
2 | 3976 | 2021 | KS | Iola | 1291 | Evergy Kansas Central, Inc | 22500 | City of Iola - (KS) | 9418 | Electric Utility | Southwest Power Pool | SWPP | MRO | SPNO | SPP North |  | 20 | 1 | Allen | 37.9231 | -95.4256 | 10 | 10 | NG | GAS |  | 0.0065 | 29.3 | 1 | [6 empty] | 18153.999 | 7264.999 | 18153.999 | 7264.999 | 1667.999 | 667.998 | 23.925 | 9.483 | 0.665 | 1338.647 | 59.569 | 8.889 | 1340.716 |  | 28.687 | 28.392 | 0.797 | 1605.093 | 0.036 | 0.005 | 1607.574 |  | 2.636 | 2.611 | 0.073 | 147.477 | 0.003 | 0 | 147.705 |  | 28.687 | 28.392 | 0.797 | 1605.092 | 0.036 | 0.005 | 1607.573 |  | 23.925 | 9.483 | 0.665 | 1338.647 | 59.569 | 8.889 |  | 18153.999 | 7264.999 | 18153.999 | 7264.999 | EIA | EIA | EIA | EIA | EIA | EIA | -- | EIA | EIA | [14 empty] | 10883.6925 | 0 | 407.322 | 1260.678 | 0 | 0 | 0 | 0 | 0 | 0 | 0 | 0 | 1668 | 0 | 0 | 1668 | 0 | 0 | 0.2442 | 0.7558 | 0 | 0 | 0 | 0 | 0 | 0 | 0 | 0 | 1 | 0 | 0 | 1 | 0 | [7 empty] | https://www.google.com/maps/@?api=1&map_action=map&center=37.923076000000002%2C-95.425572000000003&zoom=17&basemap=satellite | 5880 | [118 empty] | 0.29 |  |  | 49 |  |  | 0.35 | 0.12 |  |  | 27 |  |  | 0.4 | 0.46 |  |  | 76 |  |  | 0.3 | 0 |  |  | 0 |  |  | 0.05 | 0.07 |  |  | 46 |  |  | 0.12 | 0.05 |  |  | 47 |  |  | 0.06 | 0.18 |  |  | 62 |  |  | 0.16 | 1.0555 | 2.2627 | Gas | FRS_110017444595
3 | 159 | 2021 | AL | Barry | 3 | Alabama Power Co | 195 | Alabama Power Co | 195 | Electric Utility | Southern Company Services, Inc. - Trans | SOCO | SERC | SRSO | SERC South |  | 1 | 97 | Mobile | 31.0069 | -88.0103 | 8 | 10 | BIT | COAL | Yes | 0.5239 | 2569.5 | 0.46017 | [6 empty] | 97913749 | 49309595.88 | 97913749 | 49309595.88 | 11792286 | 5774515 | 2365.775 | 1283.165 | 3881.67 | 7577398.025 | 1024563.685 | 143271.386 | 7611552.508 |  | 0.401 | 0.444 | 0.658 | 1285.145 | 0.087 | 0.012 | 1290.938 |  | 0.048 | 0.052 | 0.079 | 154.777 | 0.01 | 0.001 | 155.475 |  | 0.401 | 0.444 | 0.658 | 1285.145 | 0.087 | 0.012 | 1290.938 |  | 2365.775 | 1283.165 | 3881.67 | 7577398.025 | 1024563.685 | 143271.386 |  | 97913749 | 49309595.88 | 97913749 | 49309595.88 | EPA/CAMD | EPA/CAMD; EIA | EPA/CAMD | EPA/CAMD | EIA | EIA | -- | EPA/CAMD | EPA/CAMD | [14 empty] | 8303.2034 | 3678398.5 | 0 | 8113887.48 | 0 | 0 | 0 | 0 | 0 | 0 | 0 | 0 | 11792285.98 | 0 | 0 | 11792285.98 | 0 | 0.31193 | 0 | 0.68807 | 0 | 0 | 0 | 0 | 0 | 0 | 0 | 0 | 1 | 0 | 0 | 1 | 0 | Yes |  | 99645513.38 | 7588387.1 | 1941.88 | 1349.396 |  | https://www.google.com/maps/@?api=1&map_action=map&center=31.006900000000002%2C-88.010300000000001&zoom=17&basemap=satellite | 273 | [118 empty] | 0.31 |  |  | 52 |  |  | 0.35 | 0.41 |  |  | 60 |  |  | 0.4 | 0.21 |  |  | 38 |  |  | 0.3 | 0 |  |  | 0 |  |  | 0.05 | 0.13 |  |  | 66 |  |  | 0.12 | 0.03 |  |  | 25 |  |  | 0.06 | 0.23 |  |  | 76 |  |  | 0.16 | 317.51 | 0.060483 | Coal | FRS_110000741270
4 | 3983 | 2021 | KS | Jetmore | 1292 | Midwest Energy Inc | 12524 | City of Jetmore | 9732 | Electric Utility | Southwest Power Pool | SWPP | MRO | SPNO | SPP North |  | 20 | 83 | Hodgeman | 38.0803 | -99.8936 | 1 | 1 | DFO | OIL |  | 0.01 | 2.5 | 1 | [6 empty] | 2234 | 704 | 2234 | 704 | 219 | 69 | 3.607 | 1.137 | 0.324 | 182.435 | 14.775 | 2.955 | 183.06 |  | 32.941 | 32.957 | 2.958 | 1666.073 | 0.067 | 0.013 | 1671.781 |  | 3.229 | 3.23 | 0.29 | 163.326 | 0.007 | 0.001 | 163.885 |  | 32.941 | 32.957 | 2.958 | 1666.073 | 0.067 | 0.013 | 1671.781 |  | 3.607 | 1.137 | 0.324 | 182.435 | 14.775 | 2.955 |  | 2234 | 704 | 2234 | 704 | EIA | EIA | EIA | EIA | EIA | EIA | -- | EIA | EIA | [14 empty] | 10200.9132 | 0 | 219 | 0 | 0 | 0 | 0 | 0 | 0 | 0 | 0 | 0 | 219 | 0 | 0 | 219 | 0 | 0 | 1 | 0 | 0 | 0 | 0 | 0 | 0 | 0 | 0 | 0 | 1 | 0 | 0 | 1 | 0 | [7 empty] | https://www.google.com/maps/@?api=1&map_action=map&center=38.080331999999999%2C-99.893586999999997&zoom=17&basemap=satellite | 882 | [118 empty] | 0.2 |  |  | 33 |  |  | 0.35 | 0.14 |  |  | 30 |  |  | 0.4 | 0.27 |  |  | 49 |  |  | 0.3 | 0.04 |  |  | 73 |  |  | 0.05 | 0.1 |  |  | 58 |  |  | 0.12 | 0.05 |  |  | 50 |  |  | 0.06 | 0.22 |  |  | 74 |  |  | 0.16 | 1.1169 | 3.3744 | Oil | FRS_110013908897
5 | 108 | 2021 | AK | Sand Point | 1 | TDX Sand Point Generating, LLC | 63560 | TDX Sand Point Generating, LLC | 63560 | Electric Utility | No balancing authority | NA | AK | AKMS | ASCC Miscellaneous |  | 2 | 13 | Aleutians East | 55.3397 | -160.4972 | 6 | 6 | DFO | OIL |  | 0.08171 | 4 | 1 | [6 empty] | 35490 | 12948 | 36674 | 13472 | 2863 | 1055 | 56.58 | 20.644 | 5.146 | 2898.216 | 234.726 | 46.945 | 2908.145 |  | 39.525 | 39.136 | 3.595 | 2024.601 | 0.082 | 0.016 | 2031.537 |  | 3.189 | 3.189 | 0.29 | 163.326 | 0.007 | 0.001 | 163.885 |  | 41.466 | 41.057 | 3.771 | 2124.013 | 0.086 | 0.017 | 2131.29 |  | 56.58 | 20.644 | 5.146 | 2898.216 | 234.726 | 46.945 |  | 35490 | 12948 | 36674 | 13472 | EIA | EIA | EIA | EIA | EIA | EIA | -- | EIA | EIA | [14 empty] | 13004.7637 | 0 | 2729 | 0 | 0 | 0 | 0 | 134 | 0 | 0 | 0 | 0 | 2729 | 134 | 134 | 2729 | 134 | 0 | 0.9532 | 0 | 0 | 0 | 0 | 0.046804 | 0 | 0 | 0 | 0 | 0.9532 | 0.046804 | 0.046804 | 0.9532 | 0.046804 | [7 empty] | https://www.google.com/maps/@?api=1&map_action=map&center=55.339722000000002%2C-160.49722199999999&zoom=17&basemap=satellite | 1184 | [118 empty] | 0.55 |  |  | 79 |  |  | 0.35 | 0.85 |  |  | 86 |  |  | 0.4 | 0.26 |  |  | 48 |  |  | 0.3 | 0.01 |  |  | 60 |  |  | 0.05 | 0.11 |  |  | 59 |  |  | 0.12 | 0.03 |  |  | 25 |  |  | 0.06 | 0.14 |  |  | 44 |  |  | 0.16 |  | 0 | Oil | FRS_110070871777
6 | 4023 | 2021 | KS | Quindaro | 1295 | City of Kansas City - (KS) | 9996 | City of Kansas City - (KS) | 9996 | Electric Utility | Southwest Power Pool | SWPP | MRO | SPNO | SPP North |  | 20 | 209 | Wyandotte | 39.1492 | -94.6381 | 2 | 4 | DFO | OIL |  | 0.00327 | 370.5 | 1 | [6 empty] | 226014.2 | 19276.3 | 226014.2 | 19276.3 | 10602 | 3357 | 135.609 | 11.566 | 0.167 | 18456.969 | 1134.901 | 226.98 | 18504.975 |  | 25.582 | 6.891 | 0.032 | 3481.79 | 0.107 | 0.021 | 3490.846 |  | 1.2 | 1.2 | 0.001 | 163.326 | 0.005 | 0.001 | 163.751 |  | 25.582 | 6.891 | 0.032 | 3481.79 | 0.107 | 0.021 | 3490.846 |  | 135.609 | 11.566 | 0.167 | 18456.969 | 1134.901 | 226.98 |  | 226014.2 | 19276.3 | 226014.2 | 19276.3 | EPA/CAMD | EPA/CAMD | EPA/CAMD | EIA | EIA | EIA | -- | EPA/CAMD | EPA/CAMD | [14 empty] | 21318.0721 | 0 | 10602 | 0 | 0 | 0 | 0 | 0 | 0 | 0 | 0 | 0 | 10602 | 0 | 0 | 10602 | 0 | 0 | 1 | 0 | 0 | 0 | 0 | 0 | 0 | 0 | 0 | 0 | 1 | 0 | 0 | 1 | 0 | Yes |  | 228631.5 |  | 137.178 | 0.169 |  | https://www.google.com/maps/@?api=1&map_action=map&center=39.1492%2C-94.638099999999994&zoom=17&basemap=satellite | 46230 | [118 empty] | 0.65 |  |  | 86 |  |  | 0.35 | 0.75 |  |  | 81 |  |  | 0.4 | 0.54 |  |  | 83 |  |  | 0.3 | 0.12 |  |  | 87 |  |  | 0.05 | 0.24 |  |  | 85 |  |  | 0.12 | 0.09 |  |  | 82 |  |  | 0.06 | 0.13 |  |  | 39 |  |  | 0.16 | 0.50382 | 0.32705 | Oil | FRS_110000445368
7 | 2 | 2021 | AK | Alakanuk | 57053 | Alaska Village Elec Coop, Inc | 221 | Alaska Village Elec Coop, Inc | 221 | Electric Utility | No balancing authority | NA | AK | AKMS | ASCC Miscellaneous |  | 2 | 270 | Wade Hampton | 62.6833 | -164.6544 | 1 | 1 | JF | OIL |  | 0 | 0.8 |  |  | Yes | 268 | 0 | 0 | [5 empty] | 0 | 0 | 0 |  | 0 | 0 | [45 empty] | -- | [17 empty] | 0 | 0 | 0 | 0 | 0 | 0 | 0 | 0 | 0 | 0 | 0 | 0 | 0 | 0 | 0 | 0 | [23 empty] | https://www.google.com/maps/@?api=1&map_action=map&center=62.683300000000003%2C-164.65440000000001&zoom=17&basemap=satellite | 1073 | [118 empty] | 0.86 |  |  | 97 |  |  | 0.35 | 1 |  |  | 97 |  |  | 0.4 | 0.72 |  |  | 94 |  |  | 0.3 | 0.01 |  |  | 59 |  |  | 0.05 | 0.23 |  |  | 84 |  |  | 0.12 | 0.15 |  |  | 96 |  |  | 0.06 | 0.07 |  |  | 15 |  |  | 0.16 |  |  | Oil | FRS_110043978737
8 | 3989 | 2021 | KS | Kingman Municipal Power and Light Plant | 1296 | City of Kingman - (KS) | 10321 | City of Kingman - (KS) | 10321 | Electric Utility | Southwest Power Pool | SWPP | MRO | SPNO | SPP North |  | 20 | 95 | Kingman | 37.3831 | -98.0704 | 6 | 6 | NG | GAS |  | 0.03934 | 19.1 | 1 | [6 empty] | 80039 | 33161 | 80039 | 33161 | 6582.999 | 2727.001 | 94.677 | 40.459 | 0.113 | 4677.842 | 218.084 | 28.053 | 4684.748 |  | 28.764 | 29.673 | 0.034 | 1421.189 | 0.033 | 0.004 | 1423.287 |  | 2.366 | 2.44 | 0.003 | 116.889 | 0.003 | 0 | 117.062 |  | 28.764 | 29.673 | 0.034 | 1421.189 | 0.033 | 0.004 | 1423.287 |  | 94.677 | 40.459 | 0.113 | 4677.842 | 218.084 | 28.053 |  | 80039 | 33161 | 80039 | 33161 | EIA | EIA | EIA | EIA | EIA | EIA | -- | EIA | EIA | [14 empty] | 12158.4384 | 0 | 776.48 | 5806.52 | 0 | 0 | 0 | 0 | 0 | 0 | 0 | 0 | 6583 | 0 | 0 | 6583 | 0 | 0 | 0.11795 | 0.88205 | 0 | 0 | 0 | 0 | 0 | 0 | 0 | 0 | 1 | 0 | 0 | 1 | 0 | [7 empty] | https://www.google.com/maps/@?api=1&map_action=map&center=37.383110000000002%2C-98.070363999999998&zoom=17&basemap=satellite | 36 | [118 empty] | 0.21 |  |  | 34 |  |  | 0.35 | 0.05 |  |  | 14 |  |  | 0.4 | 0.37 |  |  | 64 |  |  | 0.3 | 0 |  |  | 0 |  |  | 0.05 | 0.06 |  |  | 37 |  |  | 0.12 | 0.03 |  |  | 33 |  |  | 0.06 | 0.27 |  |  | 84 |  |  | 0.16 | 0.0078893 | 0.0059587 | Gas | FRS_110017556116
9 | 109 | 2021 | AK | Savoonga | 57052 | Alaska Village Elec Coop, Inc | 221 | Alaska Village Elec Coop, Inc | 221 | Electric Utility | No balancing authority | NA | AK | AKMS | ASCC Miscellaneous |  | 2 | 180 | Nome | 63.6953 | -170.4757 | 3 | 3 | DFO | OIL |  | 0.1668 | 1.7 | 1 |  | Yes | 0 |  | 1 |  | 22384 | 8163 | 22384 | 8163 | 2484 | 906 | 37.186 | 13.56 | 3.246 | 1827.942 | 148.045 | 29.609 | 1834.204 |  | 29.94 | 29.934 | 2.613 | 1471.773 | 0.06 | 0.012 | 1476.815 |  | 3.323 | 3.322 | 0.29 | 163.326 | 0.007 | 0.001 | 163.885 |  | 29.94 | 29.934 | 2.613 | 1471.773 | 0.06 | 0.012 | 1476.815 |  | 37.186 | 13.56 | 3.246 | 1827.942 | 148.045 | 29.609 |  | 22384 | 8163 | 22384 | 8163 | EIA | EIA | EIA | EIA | EIA | EIA | -- | EIA | EIA | [6 empty] | 0 | 0 | 0 | 0 | 0 | 0 | 0 | 0 | 9011.2721 | 0 | 2484 | 0 | 0 | 0 | 0 | 0 | 0 | 0 | 0 | 0 | 2484 | 0 | 0 | 2484 | 0 | 0 | 1 | 0 | 0 | 0 | 0 | 0 | 0 | 0 | 0 | 0 | 1 | 0 | 0 | 1 | 0 | [7 empty] | https://www.google.com/maps/@?api=1&map_action=map&center=63.695267000000001%2C-170.475661&zoom=17&basemap=satellite | 802 | [118 empty] | 0.8 |  |  | 95 |  |  | 0.35 | 0.95 |  |  | 92 |  |  | 0.4 | 0.65 |  |  | 91 |  |  | 0.3 | 0.01 |  |  | 58 |  |  | 0.05 | 0.2 |  |  | 80 |  |  | 0.12 | 0.1 |  |  | 86 |  |  | 0.06 | 0.08 |  |  | 19 |  |  | 0.16 | 3.4284 | 2.9328 | Oil | FRS_110045587628
10 | 3991 | 2021 | KS | La Crosse | 1297 | Midwest Energy Inc | 12524 | City of La Crosse - (KS) | 10559 | Electric Utility | Southwest Power Pool | SWPP | MRO | SPNO | SPP North |  | 20 | 165 | Rush | 38.5317 | -99.3083 | 4 | 4 | DFO | OIL |  | 0.00164 | 5.5 | 1 | [6 empty] | 560 | 179 | 560 | 179 | 79 | 25 | 0.931 | 0.299 | 0.081 | 45.731 | 3.704 | 0.741 | 45.888 |  | 23.57 | 23.92 | 2.053 | 1157.747 | 0.047 | 0.009 | 1161.713 |  | 3.325 | 3.341 | 0.29 | 163.325 | 0.007 | 0.001 | 163.885 |  | 23.57 | 23.92 | 2.053 | 1157.747 | 0.047 | 0.009 | 1161.713 |  | 0.931 | 0.299 | 0.081 | 45.731 | 3.704 | 0.741 |  | 560 | 179 | 560 | 179 | EIA | EIA | EIA | EIA | EIA | EIA | -- | EIA | EIA | [14 empty] | 7088.6076 | 0 | 79 | 0 | 0 | 0 | 0 | 0 | 0 | 0 | 0 | 0 | 79 | 0 | 0 | 79 | 0 | 0 | 1 | 0 | 0 | 0 | 0 | 0 | 0 | 0 | 0 | 0 | 1 | 0 | 0 | 1 | 0 | [7 empty] | https://www.google.com/maps/@?api=1&map_action=map&center=38.531666999999999%2C-99.308333000000005&zoom=17&basemap=satellite | 1469 | [118 empty] | 0.18 |  |  | 27 |  |  | 0.35 | 0.11 |  |  | 25 |  |  | 0.4 | 0.25 |  |  | 45 |  |  | 0.3 | 0.02 |  |  | 63 |  |  | 0.05 | 0.08 |  |  | 47 |  |  | 0.12 | 0.07 |  |  | 70 |  |  | 0.06 | 0.23 |  |  | 76 |  |  | 0.16 | 0.084165 | 6.7332 | Oil | FRS_110028021076
11 | 4 | 2021 | AK | Ambler | 60243 | Alaska Village Elec Coop, Inc | 221 | Alaska Village Elec Coop, Inc | 221 | Electric Utility | No balancing authority | NA | AK | AKMS | ASCC Miscellaneous |  | 2 | 188 | Northwest Arctic | 67.088 | -157.8567 | 3 | 3 | DFO | OIL |  | 0.1347 | 1.1 | 1 | [6 empty] | 13418.999 | 4885.999 | 13418.999 | 4885.999 | 1298 | 474.001 | 22.294 | 8.118 | 1.946 | 1095.834 | 88.752 | 17.75 | 1099.588 |  | 34.351 | 34.253 | 2.998 | 1688.496 | 0.068 | 0.014 | 1694.281 |  | 3.323 | 3.323 | 0.29 | 163.326 | 0.007 | 0.001 | 163.885 |  | 34.351 | 34.253 | 2.998 | 1688.496 | 0.068 | 0.014 | 1694.281 |  | 22.294 | 8.118 | 1.946 | 1095.834 | 88.752 | 17.75 |  | 13418.999 | 4885.999 | 13418.999 | 4885.999 | EIA | EIA | EIA | EIA | EIA | EIA | -- | EIA | EIA | [14 empty] | 10338.2119 | 0 | 1298 | 0 | 0 | 0 | 0 | 0 | 0 | 0 | 0 | 0 | 1298 | 0 | 0 | 1298 | 0 | 0 | 1 | 0 | 0 | 0 | 0 | 0 | 0 | 0 | 0 | 0 | 1 | 0 | 0 | 1 | 0 | [7 empty] | https://www.google.com/maps/@?api=1&map_action=map&center=67.087980000000002%2C-157.856719&zoom=17&basemap=satellite | 231 | [118 empty] | 0.8 |  |  | 95 |  |  | 0.35 | 0.92 |  |  | 90 |  |  | 0.4 | 0.68 |  |  | 93 |  |  | 0.3 | 0.07 |  |  | 79 |  |  | 0.05 | 0.21 |  |  | 82 |  |  | 0.12 | 0.11 |  |  | 87 |  |  | 0.06 | 0.11 |  |  | 32 |  |  | 0.16 | 1.791 | 2.9555 | Oil | FRS_110070395844
12 | 3993 | 2021 | KS | Larned | 1299 | City of Larned - (KS) | 10713 | City of Larned - (KS) | 10713 | Electric Utility | Southwest Power Pool | SWPP | MRO | SPNO | SPP North |  | 20 | 145 | Pawnee | 38.1762 | -99.1 | 6 | 6 | DFO | OIL |  | 0 | 16.4 | [7 empty] | 1978.002 | 622.002 | 1978.002 | 622.002 | -272.001 | -86.001 | 3.289 | 1.034 | 0.287 | 161.531 | 13.082 | 2.616 | 162.084 |  | 0 | 0 | 0 | 0 | 0 | 0 | 0 |  | 3.326 | 3.325 | 0.29 | 163.327 | 0.007 | 0.001 | 163.887 |  | 0 | 0 | 0 | 0 | 0 | 0 | 0 |  | 3.289 | 1.034 | 0.287 | 161.531 | 13.082 | 2.616 |  | 1978.002 | 622.002 | 1978.002 | 622.002 | EIA | EIA | EIA | EIA | EIA | EIA | -- | EIA | EIA | [14 empty] | -7272.0662 | 0 | -272 | 0 | 0 | 0 | 0 | 0 | 0 | 0 | 0 | 0 | -272 | 0 | 0 | -272 | 0 | [23 empty] | https://www.google.com/maps/@?api=1&map_action=map&center=38.176167%2C-99.099984000000006&zoom=17&basemap=satellite | 4959 | [118 empty] | 0.23 |  |  | 39 |  |  | 0.35 | 0.18 |  |  | 36 |  |  | 0.4 | 0.36 |  |  | 63 |  |  | 0.3 | 0 |  |  | 0 |  |  | 0.05 | 0.1 |  |  | 56 |  |  | 0.12 | 0.04 |  |  | 39 |  |  | 0.06 | 0.22 |  |  | 74 |  |  | 0.16 | 0.24847 | 0 | Oil | FRS_110001376993
13 | 110 | 2021 | AK | Scammon Bay | 57056 | Alaska Village Elec Coop, Inc | 221 | Alaska Village Elec Coop, Inc | 221 | Electric Utility | No balancing authority | NA | AK | AKMS | ASCC Miscellaneous |  | 2 | 270 | Wade Hampton | 61.843 | -165.5815 | 3 | 3 | DFO | OIL |  | 0.14726 | 1.3 | 1 |  | Yes | 703.2 | 8.139 | 0.91563 |  | 16077.539 | 5866.439 | 16077.539 | 5866.439 | 1677 | 612.001 | 26.711 | 9.746 | 2.331 | 1312.939 | 106.335 | 21.267 | 1317.437 |  | 31.855 | 31.849 | 2.78 | 1565.818 | 0.063 | 0.013 | 1571.182 |  | 3.323 | 3.323 | 0.29 | 163.326 | 0.007 | 0.001 | 163.885 |  | 31.855 | 31.849 | 2.78 | 1565.818 | 0.063 | 0.013 | 1571.182 |  | 29.172 | 10.644 | 2.546 | 1433.919 | 116.133 | 23.227 |  | 17559 | 6407.001 | 17559 | 6407.001 | EIA | EIA | EIA | EIA | EIA | EIA | -- | EIA | EIA | [6 empty] | 1481.461 | 540.562 | 2.461 | 0.898 | 0.215 | 120.98 | 9.798 | 1.96 | 9587.0833 | 0 | 1677 | 0 | 0 | 0 | 0 | 0 | 0 | 0 | 0 | 0 | 1677 | 0 | 0 | 1677 | 0 | 0 | 1 | 0 | 0 | 0 | 0 | 0 | 0 | 0 | 0 | 0 | 1 | 0 | 0 | 1 | 0 | [7 empty] | https://www.google.com/maps/@?api=1&map_action=map&center=61.843035999999998%2C-165.58149700000001&zoom=17&basemap=satellite | 431 | [118 empty] | 0.83 |  |  | 96 |  |  | 0.35 | 0.92 |  |  | 90 |  |  | 0.4 | 0.74 |  |  | 95 |  |  | 0.3 | 0.02 |  |  | 62 |  |  | 0.05 | 0.17 |  |  | 74 |  |  | 0.12 | 0.14 |  |  | 94 |  |  | 0.06 | 0.06 |  |  | 11 |  |  | 0.16 | 2.4604 | 3.0245 | Oil | FRS_110045700568
14 | 3995 | 2021 | KS | Lincoln | 1300 | City of Lincoln Center - (KS) | 11017 | City of Lincoln Center - (KS) | 11017 | Electric Utility | Southwest Power Pool | SWPP | MRO | SPNO | SPP North |  | 20 | 105 | Lincoln | 39.0372 | -98.153 | 6 | 6 | DFO | OIL |  | 0.0015 | 10.1 | 1 | [6 empty] | 1395.999 | 460 | 1395.999 | 460 | 133.001 | 44 | 1.958 | 0.615 | 0.177 | 114 | 8.448 | 1.65 | 114.352 |  | 29.443 | 27.955 | 2.654 | 1714.273 | 0.064 | 0.012 | 1719.559 |  | 2.805 | 2.674 | 0.253 | 163.324 | 0.006 | 0.001 | 163.827 |  | 29.444 | 27.955 | 2.654 | 1714.286 | 0.064 | 0.012 | 1719.572 |  | 1.958 | 0.615 | 0.177 | 114 | 8.448 | 1.65 |  | 1395.999 | 460 | 1395.999 | 460 | EIA | EIA | EIA | EIA | EIA | EIA | -- | EIA | EIA | [14 empty] | 10496.2331 | 0 | 115.942 | 17.058 | 0 | 0 | 0 | 0 | 0 | 0 | 0 | 0 | 133 | 0 | 0 | 133 | 0 | 0 | 0.87174 | 0.12826 | 0 | 0 | 0 | 0 | 0 | 0 | 0 | 0 | 1 | 0 | 0 | 1 | 0 | [7 empty] | https://www.google.com/maps/@?api=1&map_action=map&center=39.037190000000002%2C-98.152992999999995&zoom=17&basemap=satellite | 1299 | [118 empty] | 0.18 |  |  | 27 |  |  | 0.35 | 0.04 |  |  | 11 |  |  | 0.4 | 0.32 |  |  | 57 |  |  | 0.3 | 0 |  |  | 0 |  |  | 0.05 | 0.09 |  |  | 51 |  |  | 0.12 | 0.04 |  |  | 40 |  |  | 0.06 | 0.31 |  |  | 90 |  |  | 0.16 | 0.098425 | 3.6454 | Oil | FRS_110030465681
15 | 173 | 2021 | AL | Gadsden | 7 | Alabama Power Co | 195 | Alabama Power Co | 195 | Electric Utility | Southern Company Services, Inc. - Trans | SOCO | SERC | SRSO | SERC South |  | 1 | 55 | Etowah | 34.0128 | -85.9708 | 2 | 2 | NG | GAS |  | 0 | 138 |  |  | Yes | 0 |  | 1 |  |  | 0 |  | 0 | -5901 | -1549 | 0 |  | 0 | 0 |  |  |  |  | 0 | 0 | 0 | 0 | 0 | 0 | 0 | [9 empty] | 0 |  | 0 | 0 | 0 | 0 | 0 | [9 empty] | 0 |  | 0 | [6 empty] | -- |  | EPA/CAMD | [7 empty] | 0 | [7 empty] | 0 | 0 | -5901 | 0 | 0 | 0 | 0 | 0 | 0 | 0 | 0 | -5901 | 0 | 0 | -5901 | 0 | [16 empty] | Yes |  | 20971 | 1246.25 | 0.779 | 0.006 |  | https://www.google.com/maps/@?api=1&map_action=map&center=34.012799999999999%2C-85.970799999999997&zoom=17&basemap=satellite | 22334 | [118 empty] | 0.53 |  |  | 77 |  |  | 0.35 | 0.56 |  |  | 70 |  |  | 0.4 | 0.51 |  |  | 81 |  |  | 0.3 | 0.01 |  |  | 60 |  |  | 0.05 | 0.19 |  |  | 79 |  |  | 0.12 | 0.07 |  |  | 66 |  |  | 0.06 | 0.16 |  |  | 51 |  |  | 0.16 | 2.5647 | 0.1017 | Gas | FRS_110000368183
16 | 3997 | 2021 | KS | McPherson 2 | 1305 | City of McPherson - (KS) | 12208 | City of McPherson - (KS) | 12208 | Electric Utility | Southwest Power Pool | SWPP | MRO | SPNO | SPP North |  | 20 | 113 | McPherson | 38.3634 | -97.6834 | 3 | 3 | NG | GAS |  | 0.02108 | 214.8 | 1 | [6 empty] | 603142.2 | 158570.8 | 603142.2 | 158570.8 | 39670.999 | 10430 | 271.704 | 43.735 | 0.223 | 38914.725 | 2736.113 | 498.113 | 39023.145 |  | 13.698 | 8.386 | 0.011 | 1961.873 | 0.069 | 0.013 | 1967.339 |  | 0.901 | 0.552 | 0.001 | 129.04 | 0.005 | 0.001 | 129.399 |  | 13.698 | 8.386 | 0.011 | 1961.873 | 0.069 | 0.013 | 1967.339 |  | 271.704 | 43.735 | 0.223 | 38914.725 | 2736.113 | 498.113 |  | 603142.2 | 158570.8 | 603142.2 | 158570.8 | EPA/CAMD | EPA/CAMD | EPA/CAMD | EIA | EIA | EIA | -- | EPA/CAMD | EPA/CAMD | [14 empty] | 15203.6043 | 0 | 23952.353 | 15718.648 | 0 | 0 | 0 | 0 | 0 | 0 | 0 | 0 | 39671.001 | 0 | 0 | 39671.001 | 0 | 0 | 0.60377 | 0.39623 | 0 | 0 | 0 | 0 | 0 | 0 | 0 | 0 | 1 | 0 | 0 | 1 | 0 | Yes |  | 588445 |  | 99.712 | 0.285 |  | https://www.google.com/maps/@?api=1&map_action=map&center=38.363410999999999%2C-97.683350000000004&zoom=17&basemap=satellite | 13346 | [118 empty] | 0.22 |  |  | 36 |  |  | 0.35 | 0.11 |  |  | 26 |  |  | 0.4 | 0.31 |  |  | 56 |  |  | 0.3 | 0 |  |  | 0 |  |  | 0.05 | 0.07 |  |  | 43 |  |  | 0.12 | 0.06 |  |  | 58 |  |  | 0.06 | 0.18 |  |  | 60 |  |  | 0.16 | 0.83834 | 0.55391 | Gas | FRS_110001238928
17 | 111 | 2021 | AK | Selawik | 6341 | Alaska Village Elec Coop, Inc | 221 | Alaska Village Elec Coop, Inc | 221 | Electric Utility | No balancing authority | NA | AK | AKMS | ASCC Miscellaneous |  | 2 | 188 | Northwest Arctic | 66.6068 | -160.0148 | 3 | 3 | DFO | OIL |  | 0.14669 | 2.2 | 1 | [6 empty] | 29128 | 10626 | 29128 | 10626 | 2827 | 1031 | 48.388 | 17.652 | 4.224 | 2378.676 | 192.649 | 38.53 | 2386.825 |  | 34.233 | 34.242 | 2.988 | 1682.827 | 0.068 | 0.014 | 1688.592 |  | 3.322 | 3.322 | 0.29 | 163.326 | 0.007 | 0.001 | 163.885 |  | 34.233 | 34.242 | 2.988 | 1682.827 | 0.068 | 0.014 | 1688.592 |  | 48.388 | 17.652 | 4.224 | 2378.676 | 192.649 | 38.53 |  | 29128 | 10626 | 29128 | 10626 | EIA | EIA | EIA | EIA | EIA | EIA | -- | EIA | EIA | [14 empty] | 10303.5019 | 0 | 2827 | 0 | 0 | 0 | 0 | 0 | 0 | 0 | 0 | 0 | 2827 | 0 | 0 | 2827 | 0 | 0 | 1 | 0 | 0 | 0 | 0 | 0 | 0 | 0 | 0 | 0 | 1 | 0 | 0 | 1 | 0 | [7 empty] | https://www.google.com/maps/@?api=1&map_action=map&center=66.606778000000006%2C-160.01480799999999&zoom=17&basemap=satellite | 726 | [118 empty] | 0.9 |  |  | 98 |  |  | 0.35 | 0.98 |  |  | 95 |  |  | 0.4 | 0.81 |  |  | 97 |  |  | 0.3 | 0.04 |  |  | 71 |  |  | 0.05 | 0.32 |  |  | 92 |  |  | 0.12 | 0.16 |  |  | 96 |  |  | 0.06 | 0.06 |  |  | 12 |  |  | 0.16 | 4.4598 | 3.0928 | Oil | FRS_110028040803
18 | 3999 | 2021 | KS | Meade | 1306 | City of Meade - (KS) | 12242 | City of Meade - (KS) | 12242 | Electric Utility | Southwest Power Pool | SWPP | MRO | SPNO | SPP North |  | 20 | 119 | Meade | 37.2852 | -100.3324 | 5 | 5 | NG | GAS |  | 0.00342 | 8.2 | 1 | [6 empty] | 2666 | 929 | 2666 | 929 | 246 | 84.999 | 4.016 | 1.39 | 0.28 | 171.665 | 14.37 | 2.711 | 172.249 |  | 32.65 | 32.706 | 2.28 | 1395.65 | 0.058 | 0.011 | 1400.395 |  | 3.013 | 2.992 | 0.21 | 128.781 | 0.005 | 0.001 | 129.219 |  | 32.65 | 32.706 | 2.28 | 1395.65 | 0.058 | 0.011 | 1400.395 |  | 4.016 | 1.39 | 0.28 | 171.665 | 14.37 | 2.711 |  | 2666 | 929 | 2666 | 929 | EIA | EIA | EIA | EIA | EIA | EIA | -- | EIA | EIA | [14 empty] | 10837.3984 | 0 | 177.718 | 68.282 | 0 | 0 | 0 | 0 | 0 | 0 | 0 | 0 | 246 | 0 | 0 | 246 | 0 | 0 | 0.72243 | 0.27757 | 0 | 0 | 0 | 0 | 0 | 0 | 0 | 0 | 1 | 0 | 0 | 1 | 0 | [7 empty] | https://www.google.com/maps/@?api=1&map_action=map&center=37.285176%2C-100.332438&zoom=17&basemap=satellite | 1479 | [118 empty] | 0.16 |  |  | 24 |  |  | 0.35 | 0.09 |  |  | 23 |  |  | 0.4 | 0.23 |  |  | 42 |  |  | 0.3 | 0.03 |  |  | 68 |  |  | 0.05 | 0.09 |  |  | 53 |  |  | 0.12 | 0.03 |  |  | 31 |  |  | 0.06 | 0.24 |  |  | 79 |  |  | 0.16 | 0.045033 | 0.94806 | Gas | FRS_110017496725
19 | 5 | 2021 | AK | Angoon | 7462 | Inside Passage Elec Coop, Inc | 18963 | Inside Passage Elec Coop, Inc | 18963 | Electric Utility | No balancing authority | NA | AK | AKMS | ASCC Miscellaneous |  | 2 | 105 | Hoonah-Angoon | 57.4992 | -134.5861 | 3 | 3 | DFO | OIL |  | 0.13257 | 1.5 | 1 |  | Yes | 0 |  | 1 |  | 17910 | 6537 | 17910 | 6537 | 1742.001 | 636 | 28.779 | 10.503 | 2.597 | 1462.581 | 118.454 | 23.691 | 1467.592 |  | 33.041 | 33.028 | 2.981 | 1679.197 | 0.068 | 0.014 | 1684.949 |  | 3.214 | 3.213 | 0.29 | 163.326 | 0.007 | 0.001 | 163.885 |  | 33.041 | 33.028 | 2.981 | 1679.197 | 0.068 | 0.014 | 1684.95 |  | 28.779 | 10.503 | 2.597 | 1462.581 | 118.454 | 23.691 |  | 17910 | 6537 | 17910 | 6537 | EIA | EIA | EIA | EIA | EIA | EIA | -- | EIA | EIA | [6 empty] | 0 | 0 | 0 | 0 | 0 | 0 | 0 | 0 | 10281.2859 | 0 | 1742 | 0 | 0 | 0 | 0 | 0 | 0 | 0 | 0 | 0 | 1742 | 0 | 0 | 1742 | 0 | 0 | 1 | 0 | 0 | 0 | 0 | 0 | 0 | 0 | 0 | 0 | 1 | 0 | 0 | 1 | 0 | [7 empty] | https://www.google.com/maps/@?api=1&map_action=map&center=57.499166000000002%2C-134.58614&zoom=17&basemap=satellite | 245 | [118 empty] | 0.51 |  |  | 75 |  |  | 0.35 | 0.67 |  |  | 77 |  |  | 0.4 | 0.35 |  |  | 62 |  |  | 0.3 | 0.01 |  |  | 58 |  |  | 0.05 | 0.06 |  |  | 40 |  |  | 0.12 | 0.04 |  |  | 44 |  |  | 0.06 | 0.18 |  |  | 61 |  |  | 0.16 | 2.5586 | 3.1164 | Oil | FRS_110025218930
20 | 4001 | 2021 | KS | Minneapolis City of | 1307 | City of Minneapolis - (KS) | 21533 | City of Minneapolis - (KS) | 21533 | Electric Utility | Southwest Power Pool | SWPP | MRO | SPNO | SPP North |  | 20 | 143 | Ottawa | 39.1194 | -97.7086 | 5 | 5 | NG | GAS |  | 0.0047 | 9.1 | 1 | [6 empty] | 1904.001 | 792 | 1904.001 | 792 | 374.999 | 153.999 | 2.623 | 1.087 | 0.047 | 120.995 | 5.547 | 0.757 | 121.177 |  | 13.989 | 14.117 | 0.251 | 645.308 | 0.015 | 0.002 | 646.28 |  | 2.755 | 2.745 | 0.049 | 127.096 | 0.003 | 0 | 127.287 |  | 13.989 | 14.117 | 0.251 | 645.307 | 0.015 | 0.002 | 646.278 |  | 2.623 | 1.087 | 0.047 | 120.995 | 5.547 | 0.757 |  | 1904.001 | 792 | 1904.001 | 792 | EIA | EIA | EIA | EIA | EIA | EIA | -- | EIA | EIA | [14 empty] | 5077.336 | 0 | 60.821 | 314.179 | 0 | 0 | 0 | 0 | 0 | 0 | 0 | 0 | 375 | 0 | 0 | 375 | 0 | 0 | 0.16219 | 0.83781 | 0 | 0 | 0 | 0 | 0 | 0 | 0 | 0 | 1 | 0 | 0 | 1 | 0 | [7 empty] | https://www.google.com/maps/@?api=1&map_action=map&center=39.119399999999999%2C-97.708600000000004&zoom=17&basemap=satellite | 1909 | [118 empty] | 0.17 |  |  | 26 |  |  | 0.35 | 0.07 |  |  | 19 |  |  | 0.4 | 0.27 |  |  | 49 |  |  | 0.3 | 0 |  |  | 0 |  |  | 0.05 | 0.04 |  |  | 31 |  |  | 0.12 | 0.06 |  |  | 55 |  |  | 0.06 | 0.22 |  |  | 72 |  |  | 0.16 | 0.040118 | 0.67997 | Gas | FRS_110009741805
21 | 112 | 2021 | AK | Seldovia | 6283 | Homer Electric Assn Inc | 19558 | Homer Electric Assn Inc | 19558 | Electric Utility | No balancing authority | NA | AK | AKGD | ASCC Alaska Grid |  | 2 | 122 | Kenai Peninsula | 59.4395 | -151.7134 | 2 | 2 | DFO | OIL |  | 0.01162 | 2.2 | 1 | [6 empty] | 2055 | 755 | 2055 | 755 | 224 | 82 | 3.3 | 1.212 | 0.298 | 167.818 | 13.592 | 2.718 | 168.393 |  | 29.464 | 29.561 | 2.66 | 1498.375 | 0.061 | 0.012 | 1503.508 |  | 3.212 | 3.211 | 0.29 | 163.327 | 0.007 | 0.001 | 163.886 |  | 29.464 | 29.561 | 2.66 | 1498.375 | 0.061 | 0.012 | 1503.508 |  | 3.3 | 1.212 | 0.298 | 167.818 | 13.592 | 2.718 |  | 2055 | 755 | 2055 | 755 | EIA | EIA | EIA | EIA | EIA | EIA | -- | EIA | EIA | [14 empty] | 9174.1071 | 0 | 224 | 0 | 0 | 0 | 0 | 0 | 0 | 0 | 0 | 0 | 224 | 0 | 0 | 224 | 0 | 0 | 1 | 0 | 0 | 0 | 0 | 0 | 0 | 0 | 0 | 0 | 1 | 0 | 0 | 1 | 0 | [7 empty] | https://www.google.com/maps/@?api=1&map_action=map&center=59.439542000000003%2C-151.71343899999999&zoom=17&basemap=satellite | 344 | [118 empty] | 0.41 |  |  | 65 |  |  | 0.35 | 0.57 |  |  | 71 |  |  | 0.4 | 0.24 |  |  | 44 |  |  | 0.3 | 0.01 |  |  | 57 |  |  | 0.05 | 0.07 |  |  | 43 |  |  | 0.12 | 0.03 |  |  | 29 |  |  | 0.06 | 0.2 |  |  | 69 |  |  | 0.16 | 0.22754 | 3.7923 | Oil | FRS_110028040812
22 | 4007 | 2021 | KS | Oberlin (KS) | 1312 | City of Oberlin - (KS) | 13948 | City of Oberlin - (KS) | 13948 | Electric Utility | Southwest Power Pool | SWPP | MRO | SPNO | SPP North |  | 20 | 39 | Decatur | 39.8217 | -100.5289 | 5 | 5 | DFO | OIL |  | 0.00188 | 6.9 | 1 | [6 empty] | 1165 | 370.001 | 1165 | 370.001 | 113.68 | 35.991 | 1.882 | 0.597 | 0.169 | 95.137 | 7.705 | 1.541 | 95.463 |  | 33.11 | 33.175 | 2.971 | 1673.768 | 0.068 | 0.014 | 1679.503 |  | 3.231 | 3.227 | 0.29 | 163.325 | 0.007 | 0.001 | 163.885 |  | 33.11 | 33.175 | 2.971 | 1673.768 | 0.068 | 0.014 | 1679.503 |  | 1.882 | 0.597 | 0.169 | 95.137 | 7.705 | 1.541 |  | 1165 | 370.001 | 1165 | 370.001 | EIA | EIA | EIA | EIA | EIA | EIA | -- | EIA | EIA | [14 empty] | 10248.0647 | 0 | 113.68 | 0 | 0 | 0 | 0 | 0 | 0 | 0 | 0 | 0 | 113.68 | 0 | 0 | 113.68 | 0 | 0 | 1 | 0 | 0 | 0 | 0 | 0 | 0 | 0 | 0 | 0 | 1 | 0 | 0 | 1 | 0 | [7 empty] | https://www.google.com/maps/@?api=1&map_action=map&center=39.8217%2C-100.52889999999999&zoom=17&basemap=satellite | 1865 | [118 empty] | 0.2 |  |  | 33 |  |  | 0.35 | 0.05 |  |  | 14 |  |  | 0.4 | 0.36 |  |  | 63 |  |  | 0.3 | 0.01 |  |  | 61 |  |  | 0.05 | 0.07 |  |  | 45 |  |  | 0.12 | 0.07 |  |  | 68 |  |  | 0.06 | 0.32 |  |  | 90 |  |  | 0.16 | 0.0044948 | 4.5889 | Oil | FRS_110045953036
23 | 6 | 2021 | AK | Aniak | 7182 | Aniak Light & Power Co Inc | 4959 | Aniak Light & Power Co Inc | 4959 | Electric Utility | No balancing authority | NA | AK | AKMS | ASCC Miscellaneous |  | 2 | 50 | Bethel | 61.5807 | -159.5356 | 4 | 4 | DFO | OIL |  | 0.11841 | 2.2 | 1 | [6 empty] | 26685 | 9731 | 26685 | 9731 | 2282 | 833 | 45.21 | 16.486 | 3.869 | 2179.174 | 176.491 | 35.298 | 2186.64 |  | 39.623 | 39.582 | 3.391 | 1909.881 | 0.077 | 0.015 | 1916.424 |  | 3.388 | 3.388 | 0.29 | 163.326 | 0.007 | 0.001 | 163.885 |  | 39.623 | 39.582 | 3.391 | 1909.881 | 0.077 | 0.015 | 1916.424 |  | 45.21 | 16.486 | 3.869 | 2179.174 | 176.491 | 35.298 |  | 26685 | 9731 | 26685 | 9731 | EIA | EIA | EIA | EIA | EIA | EIA | -- | EIA | EIA | [14 empty] | 11693.6897 | 0 | 2282 | 0 | 0 | 0 | 0 | 0 | 0 | 0 | 0 | 0 | 2282 | 0 | 0 | 2282 | 0 | 0 | 1 | 0 | 0 | 0 | 0 | 0 | 0 | 0 | 0 | 0 | 1 | 0 | 0 | 1 | 0 | [7 empty] | https://www.google.com/maps/@?api=1&map_action=map&center=61.580677999999999%2C-159.53564299999999&zoom=17&basemap=satellite | 489 | [118 empty] | 0.72 |  |  | 91 |  |  | 0.35 | 0.88 |  |  | 88 |  |  | 0.4 | 0.55 |  |  | 84 |  |  | 0.3 | 0.01 |  |  | 57 |  |  | 0.05 | 0.19 |  |  | 78 |  |  | 0.12 | 0.11 |  |  | 90 |  |  | 0.06 | 0.08 |  |  | 20 |  |  | 0.16 | 4.1139 | 3.769 | Oil | FRS_
24 | 4008 | 2021 | KS | Osage City | 1313 | Westar Energy Inc | 22500 | City of Osage City - (KS) | 14199 | Electric Utility | Southwest Power Pool | SWPP | MRO | SPNO | SPP North |  | 20 | 139 | Osage | 38.6332 | -95.8277 | 9 | 9 | NG | GAS |  | 0.0028 | 12.7 | 1 | [6 empty] | 6162.999 | 2298 | 6162.999 | 2298 | 312.002 | 116.999 | 8.993 | 3.304 | 0.436 | 378.22 | 26.683 | 4.633 | 379.244 |  | 57.647 | 56.479 | 2.793 | 2424.472 | 0.086 | 0.015 | 2431.034 |  | 2.918 | 2.876 | 0.141 | 122.739 | 0.004 | 0.001 | 123.071 |  | 57.647 | 56.479 | 2.793 | 2424.487 | 0.086 | 0.015 | 2431.05 |  | 8.993 | 3.304 | 0.436 | 378.22 | 26.683 | 4.633 |  | 6162.999 | 2298 | 6162.999 | 2298 | EIA | EIA | EIA | EIA | EIA | EIA | -- | EIA | EIA | [14 empty] | 19753.2019 | 0 | 150.336 | 161.664 | 0 | 0 | 0 | 0 | 0 | 0 | 0 | 0 | 312 | 0 | 0 | 312 | 0 | 0 | 0.48185 | 0.51815 | 0 | 0 | 0 | 0 | 0 | 0 | 0 | 0 | 1 | 0 | 0 | 1 | 0 | [7 empty] | https://www.google.com/maps/@?api=1&map_action=map&center=38.633183000000002%2C-95.827658&zoom=17&basemap=satellite | 3129 | [118 empty] | 0.24 |  |  | 40 |  |  | 0.35 | 0.06 |  |  | 16 |  |  | 0.4 | 0.41 |  |  | 70 |  |  | 0.3 | 0 |  |  | 0 |  |  | 0.05 | 0.14 |  |  | 68 |  |  | 0.12 | 0.07 |  |  | 67 |  |  | 0.06 | 0.22 |  |  | 73 |  |  | 0.16 | 0.025941 | 0 | Gas | FRS_110002070614
25 | 113 | 2021 | AK | Seward (AK) | 92 | City of Seward - (AK) | 16955 | City of Seward - (AK) | 16955 | Electric Utility | No balancing authority | NA | AK | AKGD | ASCC Alaska Grid |  | 2 | 122 | Kenai Peninsula | 60.1309 | -149.435 | 6 | 6 | DFO | OIL |  | 0.00245 | 15.6 | 1 | [6 empty] | 3641.002 | 1333 | 3641.002 | 1333 | 335 | 121.998 | 5.88 | 2.152 | 0.528 | 297.336 | 24.081 | 4.816 | 298.355 |  | 35.104 | 35.279 | 3.152 | 1775.14 | 0.072 | 0.014 | 1781.222 |  | 3.23 | 3.229 | 0.29 | 163.326 | 0.007 | 0.001 | 163.886 |  | 35.104 | 35.279 | 3.152 | 1775.14 | 0.072 | 0.014 | 1781.222 |  | 5.88 | 2.152 | 0.528 | 297.336 | 24.081 | 4.816 |  | 3641.002 | 1333 | 3641.002 | 1333 | EIA | EIA | EIA | EIA | EIA | EIA | -- | EIA | EIA | [14 empty] | 10868.6627 | 0 | 335 | 0 | 0 | 0 | 0 | 0 | 0 | 0 | 0 | 0 | 335 | 0 | 0 | 335 | 0 | 0 | 1 | 0 | 0 | 0 | 0 | 0 | 0 | 0 | 0 | 0 | 1 | 0 | 0 | 1 | 0 | [7 empty] | https://www.google.com/maps/@?api=1&map_action=map&center=60.130921999999998%2C-149.43501000000001&zoom=17&basemap=satellite | 3046 | [118 empty] | 0.27 |  |  | 46 |  |  | 0.35 | 0.29 |  |  | 50 |  |  | 0.4 | 0.25 |  |  | 46 |  |  | 0.3 | 0 |  |  | 0 |  |  | 0.05 | 0.06 |  |  | 39 |  |  | 0.12 | 0.05 |  |  | 50 |  |  | 0.06 | 0.13 |  |  | 41 |  |  | 0.16 |  |  | Oil | FRS_110028040821
26 | 4009 | 2021 | KS | Osawatomie City of | 1314 | City of Osawatomie - (KS) | 14203 | City of Osawatomie - (KS) | 14203 | Electric Utility | Southwest Power Pool | SWPP | MRO | SPNO | SPP North |  | 20 | 121 | Miami | 38.5017 | -94.9601 | 3 | 3 | DFO | OIL |  | 0.00315 | 6.6 | 1 | [6 empty] | 2852 | 904 | 2852 | 904 | 182 | 57.999 | 4.586 | 1.454 | 0.414 | 232.903 | 18.863 | 3.773 | 233.701 |  | 50.396 | 50.139 | 4.544 | 2559.374 | 0.104 | 0.021 | 2568.142 |  | 3.216 | 3.217 | 0.29 | 163.326 | 0.007 | 0.001 | 163.886 |  | 50.396 | 50.139 | 4.544 | 2559.374 | 0.104 | 0.021 | 2568.142 |  | 4.586 | 1.454 | 0.414 | 232.903 | 18.863 | 3.773 |  | 2852 | 904 | 2852 | 904 | EIA | EIA | EIA | EIA | EIA | EIA | -- | EIA | EIA | [14 empty] | 15670.3297 | 0 | 182 | 0 | 0 | 0 | 0 | 0 | 0 | 0 | 0 | 0 | 182 | 0 | 0 | 182 | 0 | 0 | 1 | 0 | 0 | 0 | 0 | 0 | 0 | 0 | 0 | 0 | 1 | 0 | 0 | 1 | 0 | [7 empty] | https://www.google.com/maps/@?api=1&map_action=map&center=38.501719000000001%2C-94.960069000000004&zoom=17&basemap=satellite | 4907 | [118 empty] | 0.18 |  |  | 29 |  |  | 0.35 | 0.08 |  |  | 20 |  |  | 0.4 | 0.29 |  |  | 53 |  |  | 0.3 | 0 |  |  | 0 |  |  | 0.05 | 0.04 |  |  | 30 |  |  | 0.12 | 0.06 |  |  | 57 |  |  | 0.06 | 0.16 |  |  | 53 |  |  | 0.16 | 0.03968 | 7.936 | Oil | FRS_110017936288
27 | 8 | 2021 | AK | Auke Bay | 7250 | Alaska Electric Light&Power Co | 213 | Alaska Electric Light & Power Co. | 213 | Electric Utility | No balancing authority | NA | AK | AKMS | ASCC Miscellaneous |  | 2 | 110 | Juneau | 58.3875 | -134.6446 | 3 | 3 | DFO | OIL |  | 0 | 36.2 | [7 empty] | 2141 | 776 | 2141 | 776 | -354 | -129 | 1.152 | 0.418 | 0.328 | 174.84 | 14.16 | 2.832 | 175.439 |  | 0 | 0 | 0 | 0 | 0 | 0 | 0 |  | 1.076 | 1.077 | 0.306 | 163.326 | 0.007 | 0.001 | 163.885 |  | 0 | 0 | 0 | 0 | 0 | 0 | 0 |  | 1.152 | 0.418 | 0.328 | 174.84 | 14.16 | 2.832 |  | 2141 | 776 | 2141 | 776 | EIA | EIA | EIA | EIA | EIA | EIA | -- | EIA | EIA | [14 empty] | -6048.0226 | 0 | -354 | 0 | 0 | 0 | 0 | 0 | 0 | 0 | 0 | 0 | -354 | 0 | 0 | -354 | 0 | [23 empty] | https://www.google.com/maps/@?api=1&map_action=map&center=58.387500000000003%2C-134.6446&zoom=17&basemap=satellite | 13118 | [118 empty] | 0.21 |  |  | 34 |  |  | 0.35 | 0.32 |  |  | 52 |  |  | 0.4 | 0.1 |  |  | 16 |  |  | 0.3 | 0.03 |  |  | 68 |  |  | 0.05 | 0.05 |  |  | 33 |  |  | 0.12 | 0.06 |  |  | 57 |  |  | 0.06 | 0.13 |  |  | 39 |  |  | 0.16 | 0.12794 | 0 | Oil | FRS_110002003386
28 | 4013 | 2021 | KS | Osborne | 1315 | Prairie Energy Coop | 15291 | City of Osborne - (KS) | 14214 | Electric Utility | Southwest Power Pool | SWPP | MRO | SPNO | SPP North |  | 20 | 141 | Osborne | 39.442 | -98.6903 | 6 | 6 | DFO | OIL |  | 0.00162 | 7.1 | 1 | [6 empty] | 847.999 | 281 | 847.999 | 281 | 101.001 | 33.001 | 1.341 | 0.443 | 0.11 | 64.535 | 5.225 | 1.026 | 64.753 |  | 26.554 | 26.848 | 2.188 | 1277.908 | 0.052 | 0.01 | 1282.228 |  | 3.163 | 3.153 | 0.261 | 152.205 | 0.006 | 0.001 | 152.72 |  | 26.57 | 26.864 | 2.189 | 1278.68 | 0.052 | 0.01 | 1283.003 |  | 1.341 | 0.443 | 0.11 | 64.535 | 5.225 | 1.026 |  | 847.999 | 281 | 847.999 | 281 | EIA | EIA | EIA | EIA | EIA | EIA | -- | EIA | EIA | [14 empty] | 8401.0204 | 0 | 91.037 | 9.903 | 0 | 0 | 0 | 0 | 0 | 0 | 0 | 0 | 100.94 | 0 | 0 | 100.94 | 0 | 0 | 0.90189 | 0.098108 | 0 | 0 | 0 | 0 | 0 | 0 | 0 | 0 | 1 | 0 | 0 | 1 | 0 | [7 empty] | https://www.google.com/maps/@?api=1&map_action=map&center=39.441979000000003%2C-98.690296000000004&zoom=17&basemap=satellite | 1573 | [118 empty] | 0.22 |  |  | 36 |  |  | 0.35 | 0.07 |  |  | 17 |  |  | 0.4 | 0.37 |  |  | 64 |  |  | 0.3 | 0 |  |  | 0 |  |  | 0.05 | 0.07 |  |  | 46 |  |  | 0.12 | 0.07 |  |  | 69 |  |  | 0.06 | 0.25 |  |  | 80 |  |  | 0.16 | 0.0099067 | 2.5272 | Oil | FRS_110007363708
29 | 114 | 2021 | AK | Shishmaref | 6345 | Alaska Village Elec Coop, Inc | 221 | Alaska Village Elec Coop, Inc | 221 | Electric Utility | No balancing authority | NA | AK | AKMS | ASCC Miscellaneous |  | 2 | 180 | Nome | 66.2551 | -166.0736 | 4 | 4 | DFO | OIL |  | 0.13683 | 1.5 | 1 | [6 empty] | 18143 | 6625 | 18143 | 6625 | 1798 | 656 | 30.14 | 11.006 | 2.631 | 1481.61 | 119.996 | 23.999 | 1486.686 |  | 33.526 | 33.555 | 2.926 | 1648.065 | 0.067 | 0.013 | 1653.711 |  | 3.322 | 3.323 | 0.29 | 163.326 | 0.007 | 0.001 | 163.885 |  | 33.526 | 33.555 | 2.926 | 1648.065 | 0.067 | 0.013 | 1653.711 |  | 30.14 | 11.006 | 2.631 | 1481.61 | 119.996 | 23.999 |  | 18143 | 6625 | 18143 | 6625 | EIA | EIA | EIA | EIA | EIA | EIA | -- | EIA | EIA | [14 empty] | 10090.6563 | 0 | 1798 | 0 | 0 | 0 | 0 | 0 | 0 | 0 | 0 | 0 | 1798 | 0 | 0 | 1798 | 0 | 0 | 1 | 0 | 0 | 0 | 0 | 0 | 0 | 0 | 0 | 0 | 1 | 0 | 0 | 1 | 0 | [7 empty] | https://www.google.com/maps/@?api=1&map_action=map&center=66.255071999999998%2C-166.073589&zoom=17&basemap=satellite | 554 | [118 empty] | 0.8 |  |  | 95 |  |  | 0.35 | 0.95 |  |  | 92 |  |  | 0.4 | 0.65 |  |  | 91 |  |  | 0.3 | 0.01 |  |  | 58 |  |  | 0.05 | 0.2 |  |  | 80 |  |  | 0.12 | 0.1 |  |  | 86 |  |  | 0.06 | 0.08 |  |  | 19 |  |  | 0.16 | 2.7478 | 3.1494 | Oil | FRS_110028040830
30 | 4014 | 2021 | KS | Ottawa | 1316 | City of Ottawa - (KS) | 14229 | City of Ottawa - (KS) | 14229 | Electric Utility | Southwest Power Pool | SWPP | MRO | SPNO | SPP North |  | 20 | 59 | Franklin | 38.6156 | -95.2797 | 4 | 4 | NG | GAS |  | 0.01219 | 19.2 | 1 | [6 empty] | 32704 | 12540 | 32704 | 12540 | 2003 | 786 | 26.524 | 11.334 | 0.031 | 1911.37 | 129.341 | 21.52 | 1916.193 |  | 26.484 | 28.84 | 0.031 | 1908.507 | 0.065 | 0.011 | 1913.323 |  | 1.622 | 1.808 | 0.002 | 116.889 | 0.004 | 0.001 | 117.184 |  | 26.484 | 28.84 | 0.031 | 1908.507 | 0.065 | 0.011 | 1913.323 |  | 26.524 | 11.334 | 0.031 | 1911.37 | 129.341 | 21.52 |  | 32704 | 12540 | 32704 | 12540 | EIA | EIA | EIA | EIA | EIA | EIA | -- | EIA | EIA | [14 empty] | 16327.5087 | 0 | 814.203 | 1188.797 | 0 | 0 | 0 | 0 | 0 | 0 | 0 | 0 | 2003 | 0 | 0 | 2003 | 0 | 0 | 0.40649 | 0.59351 | 0 | 0 | 0 | 0 | 0 | 0 | 0 | 0 | 1 | 0 | 0 | 1 | 0 | [7 empty] | https://www.google.com/maps/@?api=1&map_action=map&center=38.615578999999997%2C-95.279741999999999&zoom=17&basemap=satellite | 12511 | [118 empty] | 0.24 |  |  | 41 |  |  | 0.35 | 0.11 |  |  | 25 |  |  | 0.4 | 0.38 |  |  | 66 |  |  | 0.3 | 0.01 |  |  | 59 |  |  | 0.05 | 0.07 |  |  | 42 |  |  | 0.12 | 0.05 |  |  | 50 |  |  | 0.06 | 0.16 |  |  | 51 |  |  | 0.16 | 0.0023856 | 0 | Gas | FRS_110017544558
31 | 178 | 2021 | AL | Greene County | 10 | Alabama Power Co | 195 | Alabama Power Co | 195 | Electric Utility | Southern Company Services, Inc. - Trans | SOCO | SERC | SRSO | SERC South |  | 1 | 63 | Greene | 32.6017 | -87.7811 | 11 | 11 | NG | GAS |  | 0.06649 | 1288.4 | 1 | [6 empty] | 8383213.175 | 4728205.75 | 8383213.175 | 4728205.75 | 750420.001 | 427212 | 466.338 | 265.66 | 4.802 | 506935.54 | 19076.919 | 1932.815 | 507461.991 |  | 1.243 | 1.244 | 0.013 | 1351.072 | 0.025 | 0.003 | 1352.475 |  | 0.111 | 0.112 | 0.001 | 120.941 | 0.002 | 0 | 121.066 |  | 1.243 | 1.244 | 0.013 | 1351.072 | 0.025 | 0.003 | 1352.475 |  | 466.338 | 265.66 | 4.802 | 506935.54 | 19076.919 | 1932.815 |  | 8383213.175 | 4728205.75 | 8383213.175 | 4728205.75 | EPA/CAMD | EPA/CAMD | EPA/CAMD | EPA/CAMD | EIA | EIA | -- | EPA/CAMD | EPA/CAMD | [14 empty] | 11171.3616 | 0 | 2581.08 | 747838.92 | 0 | 0 | 0 | 0 | 0 | 0 | 0 | 0 | 750420 | 0 | 0 | 750420 | 0 | 0 | 0.0034395 | 0.99656 | 0 | 0 | 0 | 0 | 0 | 0 | 0 | 0 | 1 | 0 | 0 | 1 | 0 | Yes |  | 13512931.73 | 817274.851 | 850.933 | 12.048 |  | https://www.google.com/maps/@?api=1&map_action=map&center=32.601700000000001%2C-87.781099999999995&zoom=17&basemap=satellite | 260 | [118 empty] | 0.65 |  |  | 86 |  |  | 0.35 | 0.8 |  |  | 83 |  |  | 0.4 | 0.51 |  |  | 80 |  |  | 0.3 | 0 |  |  | 0 |  |  | 0.05 | 0.05 |  |  | 35 |  |  | 0.12 | 0.01 |  |  | 17 |  |  | 0.06 | 0.16 |  |  | 53 |  |  | 0.16 | 41.5489 | 0.077579 | Gas | FRS_110000608398
32 | 4020 | 2021 | KS | Pratt | 1317 | City of Pratt- (KS) | 15321 | City of Pratt- (KS) | 15321 | Electric Utility | Southwest Power Pool | SWPP | MRO | SPNO | SPP North |  | 20 | 151 | Pratt | 37.6359 | -98.7433 | 2 | 2 | NG | GAS |  | 0.00381 | 15.5 | 1 | [6 empty] | 7930 | 7883 | 7930 | 7883 | 518 | 514 | 0.745 | 0.67 | 0.019 | 464.556 | 17.69 | 1.8 | 465.045 |  | 2.876 | 2.607 | 0.075 | 1793.653 | 0.034 | 0.003 | 1795.542 |  | 0.188 | 0.17 | 0.005 | 117.164 | 0.002 | 0 | 117.288 |  | 2.876 | 2.607 | 0.075 | 1793.653 | 0.034 | 0.003 | 1795.542 |  | 0.745 | 0.67 | 0.019 | 464.556 | 17.69 | 1.8 |  | 7930 | 7883 | 7930 | 7883 | EIA | EIA | EIA | EIA | EIA | EIA | -- | [16 empty] | 15308.8803 | 0 | 4 | 514 | 0 | 0 | 0 | 0 | 0 | 0 | 0 | 0 | 518 | 0 | 0 | 518 | 0 | 0 | 0.007722 | 0.99228 | 0 | 0 | 0 | 0 | 0 | 0 | 0 | 0 | 1 | 0 | 0 | 1 | 0 | [7 empty] | https://www.google.com/maps/@?api=1&map_action=map&center=37.635899999999999%2C-98.743300000000005&zoom=17&basemap=satellite | 7252 | [118 empty] | 0.26 |  |  | 44 |  |  | 0.35 | 0.13 |  |  | 30 |  |  | 0.4 | 0.38 |  |  | 66 |  |  | 0.3 | 0.02 |  |  | 62 |  |  | 0.05 | 0.08 |  |  | 50 |  |  | 0.12 | 0.07 |  |  | 64 |  |  | 0.06 | 0.19 |  |  | 65 |  |  | 0.16 | 0.10602 | 0.11561 | Gas | FRS_110017560799
33 | 115 | 2021 | AK | Shungnak | 57063 | Alaska Village Elec Coop, Inc | 221 | Alaska Village Elec Coop, Inc | 221 | Electric Utility | No balancing authority | NA | AK | AKMS | ASCC Miscellaneous |  | 2 | 188 | Northwest Arctic | 66.8881 | -157.1402 | 4 | 4 | DFO | OIL |  | 0.1562 | 1.2 | 1 |  | Yes | 1465.6 | 3.824 | 0.83602 |  | 16279.024 | 5942.446 | 16279.024 | 5942.446 | 1642 | 599 | 27.044 | 9.872 | 2.361 | 1329.391 | 107.667 | 21.533 | 1333.946 |  | 32.941 | 32.961 | 2.875 | 1619.234 | 0.066 | 0.013 | 1624.782 |  | 3.323 | 3.322 | 0.29 | 163.326 | 0.007 | 0.001 | 163.885 |  | 32.941 | 32.961 | 2.875 | 1619.234 | 0.066 | 0.013 | 1624.782 |  | 32.349 | 11.808 | 2.824 | 1590.139 | 128.785 | 25.757 |  | 19472 | 7108 | 19472 | 7108 | EIA | EIA | EIA | EIA | EIA | EIA | -- | EIA | EIA | [6 empty] | 3192.976 | 1165.554 | 5.305 | 1.936 | 0.463 | 260.748 | 21.118 | 4.224 | 9914.1438 | 0 | 1642 | 0 | 0 | 0 | 0 | 0 | 0 | 0 | 0 | 0 | 1642 | 0 | 0 | 1642 | 0 | 0 | 1 | 0 | 0 | 0 | 0 | 0 | 0 | 0 | 0 | 0 | 1 | 0 | 0 | 1 | 0 | [7 empty] | https://www.google.com/maps/@?api=1&map_action=map&center=66.888114000000002%2C-157.14020600000001&zoom=17&basemap=satellite | 230 | [118 empty] | 0.8 |  |  | 95 |  |  | 0.35 | 0.92 |  |  | 90 |  |  | 0.4 | 0.68 |  |  | 93 |  |  | 0.3 | 0.07 |  |  | 79 |  |  | 0.05 | 0.21 |  |  | 82 |  |  | 0.12 | 0.11 |  |  | 87 |  |  | 0.06 | 0.11 |  |  | 32 |  |  | 0.16 | 2.6728 | 3.2675 | Oil | FRS_110033200293
34 | 4027 | 2021 | KS | Russell Downtown | 1319 | Sunflower Electric Power Corp | 18315 | City of Russell - (KS) | 16440 | Electric Utility | Southwest Power Pool | SWPP | MRO | SPNO | SPP North |  | 20 | 167 | Russell | 38.8933 | -98.8569 | 5 | 5 | NG | GAS |  | 0.0039 | 15.7 | 1 | [6 empty] | 5604.001 | 1802 | 5604.001 | 1802 | 535.998 | 173.001 | 8.997 | 2.882 | 0.774 | 368.961 | 35.874 | 7.115 | 370.47 |  | 33.571 | 33.318 | 2.887 | 1376.725 | 0.067 | 0.013 | 1382.354 |  | 3.211 | 3.199 | 0.276 | 131.678 | 0.006 | 0.001 | 132.216 |  | 33.571 | 33.318 | 2.887 | 1376.72 | 0.067 | 0.013 | 1382.349 |  | 8.997 | 2.882 | 0.774 | 368.961 | 35.874 | 7.115 |  | 5604.001 | 1802 | 5604.001 | 1802 | EIA | EIA | EIA | EIA | EIA | EIA | -- | EIA | EIA | [14 empty] | 10455.2257 | 0 | 510.211 | 25.789 | 0 | 0 | 0 | 0 | 0 | 0 | 0 | 0 | 536 | 0 | 0 | 536 | 0 | 0 | 0.95189 | 0.048114 | 0 | 0 | 0 | 0 | 0 | 0 | 0 | 0 | 1 | 0 | 0 | 1 | 0 | [7 empty] | https://www.google.com/maps/@?api=1&map_action=map&center=38.893332999999998%2C-98.856943999999999&zoom=17&basemap=satellite | 4513 | [118 empty] | 0.21 |  |  | 35 |  |  | 0.35 | 0.1 |  |  | 24 |  |  | 0.4 | 0.32 |  |  | 57 |  |  | 0.3 | 0 |  |  | 0 |  |  | 0.05 | 0.07 |  |  | 46 |  |  | 0.12 | 0.07 |  |  | 71 |  |  | 0.06 | 0.22 |  |  | 75 |  |  | 0.16 | 0.024803 | 1.378 | Gas | FRS_110002067423
35 | 9 | 2021 | AK | Aurora Energy LLC Chena | 79 | Golden Valley Elec Assn Inc | 7353 | Aurora Energy LLC | 986 | IPP CHP | No balancing authority | NA | AK | AKGD | ASCC Alaska Grid |  | 2 | 90 | Fairbanks North Star | 64.8477 | -147.7351 | 4 | 3 | SUB | COAL | Yes | 0.73522 | 27.5 | 0.10796 | Yes | Yes | 698841.6 | 0.865 | 0.5356 |  | 1663630.766 | 678346.782 | 1663630.766 | 678346.782 | 177115 | 78454 | 285.189 | 111.296 | 167.348 | 177919.01 | 40344.44 | 5868.282 | 179297.689 |  | 3.22 | 2.837 | 1.89 | 2009.079 | 0.228 | 0.033 | 2024.647 |  | 0.343 | 0.328 | 0.201 | 213.892 | 0.024 | 0.004 | 215.55 |  | 3.22 | 2.837 | 1.89 | 2009.079 | 0.228 | 0.033 | 2024.647 |  | 532.465 | 207.797 | 312.449 | 332185.193 | 75325.429 | 10956.426 |  | 3106095.9 | 1266513.1 | 3106095.9 | 1266513.1 | EIA | EIA | EIA | EIA | EIA | EIA | -- | EIA | EIA |  |  |  | 0 |  |  | 1442465.134 | 588166.318 | 247.276 | 96.501 | 145.101 | 154266.183 | 34980.989 | 5088.144 | 9392.9411 | 177115 | 0 | 0 | 0 | 0 | 0 | 0 | 0 | 0 | 0 | 0 | 177115 | 0 | 0 | 177115 | 0 | 1 | 0 | 0 | 0 | 0 | 0 | 0 | 0 | 0 | 0 | 0 | 1 | 0 | 0 | 1 | 0 | [7 empty] | https://www.google.com/maps/@?api=1&map_action=map&center=64.847742999999994%2C-147.735063&zoom=17&basemap=satellite | 33387 | [118 empty] | 0.35 |  |  | 58 |  |  | 0.35 | 0.4 |  |  | 59 |  |  | 0.4 | 0.28 |  |  | 51 |  |  | 0.3 | 0.05 |  |  | 74 |  |  | 0.05 | 0.07 |  |  | 43 |  |  | 0.12 | 0.08 |  |  | 75 |  |  | 0.06 | 0.11 |  |  | 32 |  |  | 0.16 | 7.8392 | 0.083302 | Coal | FRS_110041255012
36 | 4029 | 2021 | KS | Sabetha Power Plant | 1320 | Westar Energy Inc | 22500 | City of Sabetha - (KS) | 16518 | Electric Utility | Southwest Power Pool | SWPP | MRO | SPNO | SPP North |  | 20 | 131 | Nemaha | 39.9049 | -95.8034 | 11 | 11 | NG | GAS |  | 0 | 21.8 | [7 empty] | 2783 | 922.001 | 2783 | 922.001 | -634.001 | -210.999 | 4.33 | 1.422 | 0.345 | 214.226 | 16.621 | 3.235 | 214.916 |  | 0 | 0 | 0 | 0 | 0 | 0 | 0 |  | 3.112 | 3.085 | 0.248 | 153.953 | 0.006 | 0.001 | 154.449 |  | 0 | 0 | 0 | 0 | 0 | 0 | 0 |  | 4.33 | 1.422 | 0.345 | 214.226 | 16.621 | 3.235 |  | 2783 | 922.001 | 2783 | 922.001 | EIA | EIA | EIA | EIA | EIA | EIA | -- | EIA | EIA | [14 empty] | -4389.5899 | 0 | -541.775 | -92.225 | 0 | 0 | 0 | 0 | 0 | 0 | 0 | 0 | -634 | 0 | 0 | -634 | 0 | [23 empty] | https://www.google.com/maps/@?api=1&map_action=map&center=39.904921999999999%2C-95.803366999999994&zoom=17&basemap=satellite | 3303 | [118 empty] | 0.14 |  |  | 19 |  |  | 0.35 | 0.05 |  |  | 13 |  |  | 0.4 | 0.23 |  |  | 43 |  |  | 0.3 | 0 |  |  | 0 |  |  | 0.05 | 0.08 |  |  | 49 |  |  | 0.12 | 0.07 |  |  | 65 |  |  | 0.06 | 0.2 |  |  | 67 |  |  | 0.16 | 0.094427 | 0 | Gas | FRS_110001244243
37 | 10 | 2021 | AK | Barrow | 7173 | Barrow Utils & Elec Coop, Inc | 1276 | Barrow Utils & Elec Coop, Inc | 1276 | Electric Utility | No balancing authority | NA | AK | AKMS | ASCC Miscellaneous |  | 2 | 185 | North Slope | 71.292 | -156.7786 | 7 | 7 | NG | GAS |  | 0.26616 | 20.3 | 0.88973 |  | Yes | 0 |  | 1 |  | 748193.999 | 351133 | 748193.999 | 351133 | 47331.001 | 22213 | 119.709 | 56.182 | 1.196 | 43727.847 | 1649.566 | 164.969 | 43773.047 |  | 5.058 | 5.058 | 0.051 | 1847.747 | 0.035 | 0.003 | 1849.657 |  | 0.32 | 0.32 | 0.003 | 116.889 | 0.002 | 0 | 117.01 |  | 5.058 | 5.058 | 0.051 | 1847.747 | 0.035 | 0.003 | 1849.657 |  | 119.709 | 56.182 | 1.196 | 43727.847 | 1649.566 | 164.969 |  | 748193.999 | 351133 | 748193.999 | 351133 | EIA | EIA | EIA | EIA | EIA | EIA | -- | EIA | EIA | [6 empty] | 0 | 0 | 0 | 0 | 0 | 0 | 0 | 0 | 15807.6947 | 0 | 1.139 | 47329.861 | 0 | 0 | 0 | 0 | 0 | 0 | 0 | 0 | 47331 | 0 | 0 | 47331 | 0 | 0 | 2.4065e-05 | 0.99998 | 0 | 0 | 0 | 0 | 0 | 0 | 0 | 0 | 1 | 0 | 0 | 1 | 0 | [7 empty] | https://www.google.com/maps/@?api=1&map_action=map&center=71.292000000000002%2C-156.77860000000001&zoom=17&basemap=satellite | 4296 | [118 empty] | 0.59 |  |  | 82 |  |  | 0.35 | 0.92 |  |  | 90 |  |  | 0.4 | 0.26 |  |  | 48 |  |  | 0.3 | 0.08 |  |  | 81 |  |  | 0.05 | 0.14 |  |  | 67 |  |  | 0.12 | 0.08 |  |  | 77 |  |  | 0.06 | 0.08 |  |  | 20 |  |  | 0.16 | 0.37461 | 0.014651 | Gas | FRS_110045587584
38 | 4041 | 2021 | KS | St John | 1322 | Midwest Energy Inc | 12524 | City of St. John - (KS) | 17879 | Electric Utility | Southwest Power Pool | SWPP | MRO | SPNO | SPP North |  | 20 | 185 | Stafford | 37.9953 | -98.7602 | 3 | 3 | DFO | OIL |  | 0.0018 | 5 | 1 | [6 empty] | 860 | 265 | 860 | 265 | 79 | 25 | 1.388 | 0.428 | 0.125 | 70.23 | 5.688 | 1.138 | 70.471 |  | 35.139 | 34.24 | 3.157 | 1777.975 | 0.072 | 0.014 | 1784.066 |  | 3.228 | 3.23 | 0.29 | 163.326 | 0.007 | 0.001 | 163.885 |  | 35.139 | 34.24 | 3.157 | 1777.975 | 0.072 | 0.014 | 1784.066 |  | 1.388 | 0.428 | 0.125 | 70.23 | 5.688 | 1.138 |  | 860 | 265 | 860 | 265 | EIA | EIA | EIA | EIA | EIA | EIA | -- | EIA | EIA | [14 empty] | 10886.076 | 0 | 79 | 0 | 0 | 0 | 0 | 0 | 0 | 0 | 0 | 0 | 79 | 0 | 0 | 79 | 0 | 0 | 1 | 0 | 0 | 0 | 0 | 0 | 0 | 0 | 0 | 0 | 1 | 0 | 0 | 1 | 0 | [7 empty] | https://www.google.com/maps/@?api=1&map_action=map&center=37.9953%2C-98.760199999999998&zoom=17&basemap=satellite | 1445 | [118 empty] | 0.27 |  |  | 47 |  |  | 0.35 | 0.23 |  |  | 42 |  |  | 0.4 | 0.32 |  |  | 57 |  |  | 0.3 | 0.03 |  |  | 69 |  |  | 0.05 | 0.07 |  |  | 43 |  |  | 0.12 | 0.08 |  |  | 74 |  |  | 0.06 | 0.19 |  |  | 65 |  |  | 0.16 | 0.011625 | 1.9375 | Oil | FRS_110001307167
39 | 171 | 2021 | AL | E C Gaston | 26 | Alabama Power Co | 195 | Alabama Power Co | 195 | Electric Utility | Southern Company Services, Inc. - Trans | SOCO | SERC | SRSO | SERC South |  | 1 | 117 | Shelby | 33.2442 | -86.4581 | 5 | 6 | BIT | COAL | Yes | 0.24335 | 2034 | 0.92775 | [6 empty] | 49997605.68 | 26119437.93 | 49997605.68 | 26119437.93 | 4335978 | 2357587 | 2750.051 | 1162.861 | 1017.396 | 4527563.601 | 784910.345 | 112648.235 | 4554159.567 |  | 1.268 | 0.986 | 0.469 | 2088.37 | 0.181 | 0.026 | 2100.638 |  | 0.11 | 0.089 | 0.041 | 181.111 | 0.016 | 0.002 | 182.175 |  | 1.268 | 0.986 | 0.469 | 2088.37 | 0.181 | 0.026 | 2100.638 |  | 2750.051 | 1162.861 | 1017.396 | 4527563.601 | 784910.345 | 112648.235 |  | 49997605.68 | 26119437.93 | 49997605.68 | 26119437.93 | EPA/CAMD | EPA/CAMD | EPA/CAMD | EPA/CAMD | EIA | EIA | -- | EPA/CAMD | EPA/CAMD | [14 empty] | 11530.8716 | 2970437.8 | 127 | 1365413.2 | 0 | 0 | 0 | 0 | 0 | 0 | 0 | 0 | 4335978 | 0 | 0 | 4335978 | 0 | 0.68507 | 2.929e-05 | 0.3149 | 0 | 0 | 0 | 0 | 0 | 0 | 0 | 0 | 1 | 0 | 0 | 1 | 0 | Yes |  | 47048062.33 | 3823447.102 | 2521.913 | 1154.597 |  | https://www.google.com/maps/@?api=1&map_action=map&center=33.244211%2C-86.458055999999999&zoom=17&basemap=satellite | 2416 | [118 empty] | 0.24 |  |  | 40 |  |  | 0.35 | 0.21 |  |  | 40 |  |  | 0.4 | 0.27 |  |  | 48 |  |  | 0.3 | 0.02 |  |  | 63 |  |  | 0.05 | 0.15 |  |  | 72 |  |  | 0.12 | 0.07 |  |  | 66 |  |  | 0.06 | 0.19 |  |  | 63 |  |  | 0.16 | 91.36 | 0.048123 | Coal | FRS_110000589097
40 | 4042 | 2021 | KS | Stafford | 1325 | Midwest Energy Inc | 12524 | City of Stafford - (KS) | 17924 | Electric Utility | Southwest Power Pool | SWPP | MRO | SPNO | SPP North |  | 20 | 185 | Stafford | 37.9561 | -98.5993 | 2 | 2 | DFO | OIL |  | 0 | 2.5 | [13 empty] | 0 |  | 0 | 0 | [45 empty] | -- | [56 empty] | https://www.google.com/maps/@?api=1&map_action=map&center=37.956116999999999%2C-98.599286000000006&zoom=17&basemap=satellite | 934 | [118 empty] | 0.24 |  |  | 41 |  |  | 0.35 | 0.04 |  |  | 13 |  |  | 0.4 | 0.43 |  |  | 72 |  |  | 0.3 | 0 |  |  | 0 |  |  | 0.05 | 0.06 |  |  | 42 |  |  | 0.12 | 0.05 |  |  | 50 |  |  | 0.06 | 0.32 |  |  | 90 |  |  | 0.16 |  |  | Oil | FRS_110017605304
41 | 118 | 2021 | AK | Slana Generating Station | 61685 | Alaska Power and Telephone Co | 219 | Alaska Power and Telephone Co | 219 | Electric Utility | No balancing authority | NA | AK | AKMS | ASCC Miscellaneous |  | 2 | 240 | Southeast Fairbanks | 62.5928 | -143.5889 | 4 | 4 | DFO | OIL |  | 0.1001 | 1.6 | 1 | [6 empty] | 15017 | 5481 | 15017 | 5481 | 1403 | 512 | 24.028 | 8.768 | 2.178 | 1226.332 | 99.321 | 19.864 | 1230.533 |  | 34.252 | 34.25 | 3.104 | 1748.157 | 0.071 | 0.014 | 1754.146 |  | 3.2 | 3.199 | 0.29 | 163.326 | 0.007 | 0.001 | 163.885 |  | 34.252 | 34.25 | 3.104 | 1748.157 | 0.071 | 0.014 | 1754.146 |  | 24.028 | 8.768 | 2.178 | 1226.332 | 99.321 | 19.864 |  | 15017 | 5481 | 15017 | 5481 | EIA | EIA | EIA | EIA | EIA | EIA | -- | EIA | EIA | [14 empty] | 10703.4925 | 0 | 1403 | 0 | 0 | 0 | 0 | 0 | 0 | 0 | 0 | 0 | 1403 | 0 | 0 | 1403 | 0 | 0 | 1 | 0 | 0 | 0 | 0 | 0 | 0 | 0 | 0 | 0 | 1 | 0 | 0 | 1 | 0 | [7 empty] | https://www.google.com/maps/@?api=1&map_action=map&center=62.592756000000001%2C-143.58886899999999&zoom=17&basemap=satellite | 10 | [118 empty] | 0.4 |  |  | 64 |  |  | 0.35 | 0.46 |  |  | 63 |  |  | 0.4 | 0.34 |  |  | 60 |  |  | 0.3 | 0.01 |  |  | 57 |  |  | 0.05 | 0.04 |  |  | 30 |  |  | 0.12 | 0.07 |  |  | 70 |  |  | 0.06 | 0.12 |  |  | 36 |  |  | 0.16 | 2.009 | 2.9652 | Oil | FRS_110070396085
42 | 4043 | 2021 | KS | Sterling | 1326 | Midwest Energy Inc | 12524 | City of Sterling - (KS) | 18086 | Electric Utility | Southwest Power Pool | SWPP | MRO | SPNO | SPP North |  | 20 | 159 | Rice | 38.2143 | -98.2071 | 7 | 7 | DFO | OIL |  | 0.00354 | 10.3 | 1 | [6 empty] | 3281 | 1150.001 | 3281 | 1150.001 | 318.999 | 110.998 | 3.737 | 1.192 | 0.338 | 267.936 | 17.516 | 3.294 | 268.646 |  | 23.43 | 21.478 | 2.12 | 1679.855 | 0.055 | 0.01 | 1684.305 |  | 2.278 | 2.073 | 0.206 | 163.326 | 0.005 | 0.001 | 163.758 |  | 23.429 | 21.478 | 2.12 | 1679.85 | 0.055 | 0.01 | 1684.299 |  | 3.737 | 1.192 | 0.338 | 267.936 | 17.516 | 3.294 |  | 3281 | 1150.001 | 3281 | 1150.001 | EIA | EIA | EIA | EIA | EIA | EIA | -- | EIA | EIA | [14 empty] | 10285.2665 | 0 | 226.749 | 92.251 | 0 | 0 | 0 | 0 | 0 | 0 | 0 | 0 | 319 | 0 | 0 | 319 | 0 | 0 | 0.71081 | 0.28919 | 0 | 0 | 0 | 0 | 0 | 0 | 0 | 0 | 1 | 0 | 0 | 1 | 0 | [7 empty] | https://www.google.com/maps/@?api=1&map_action=map&center=38.214300000000001%2C-98.207099999999997&zoom=17&basemap=satellite | 2716 | [118 empty] | 0.25 |  |  | 42 |  |  | 0.35 | 0.13 |  |  | 28 |  |  | 0.4 | 0.36 |  |  | 63 |  |  | 0.3 | 0 |  |  | 0 |  |  | 0.05 | 0.03 |  |  | 23 |  |  | 0.12 | 0.04 |  |  | 40 |  |  | 0.06 | 0.18 |  |  | 59 |  |  | 0.16 | 0.055335 | 3.2552 | Oil | FRS_110001239384
43 | 13 | 2021 | AK | Beluga | 96 | Chugach Electric Assn Inc | 3522 | Chugach Electric Assn Inc | 3522 | Electric Utility | Chugach Electric Assn Inc | CEA | AK | AKGD | ASCC Alaska Grid |  | 2 | 122 | Kenai Peninsula | 61.1861 | -151.0356 | 6 | 6 | NG | GAS |  | 0.00075 | 312.4 | 1 | [6 empty] | 138262 | 24790.001 | 138262 | 24790.001 | 2049 | 204 | 22.122 | 3.965 | 0.221 | 8080.657 | 304.816 | 30.482 | 8089.009 |  | 21.593 | 38.873 | 0.216 | 7887.415 | 0.149 | 0.015 | 7895.568 |  | 0.32 | 0.32 | 0.003 | 116.889 | 0.002 | 0 | 117.01 |  | 21.593 | 38.873 | 0.216 | 7887.415 | 0.149 | 0.015 | 7895.568 |  | 22.122 | 3.965 | 0.221 | 8080.657 | 304.816 | 30.482 |  | 138262 | 24790.001 | 138262 | 24790.001 | EIA | EIA | EIA | EIA | EIA | EIA | -- | EIA | EIA | [14 empty] | 67477.794 | 0 | 0 | 2049 | 0 | 0 | 0 | 0 | 0 | 0 | 0 | 0 | 2049 | 0 | 0 | 2049 | 0 | 0 | 0 | 1 | 0 | 0 | 0 | 0 | 0 | 0 | 0 | 0 | 1 | 0 | 0 | 1 | 0 | [7 empty] | https://www.google.com/maps/@?api=1&map_action=map&center=61.186100000000003%2C-151.03559999999999&zoom=17&basemap=satellite | 35 | [118 empty] | 0.66 |  |  | 87 |  |  | 0.35 | 0.82 |  |  | 84 |  |  | 0.4 | 0.49 |  |  | 79 |  |  | 0.3 | 0.02 |  |  | 61 |  |  | 0.05 | 0.02 |  |  | 15 |  |  | 0.12 | 0.04 |  |  | 36 |  |  | 0.06 | 0.02 |  |  | 4 |  |  | 0.16 | 0.17451 | 0.02128 | Gas | FRS_110010382629
44 | 4044 | 2021 | KS | Stockton | 1327 | Sunflower Electric Power Corp | 18315 | City of Stockton - (KS) | 18137 | Electric Utility | Southwest Power Pool | SWPP | MRO | SPNO | SPP North |  | 20 | 163 | Rooks | 39.4362 | -99.2779 | 4 | 4 | DFO | OIL |  | 8e-05 | 5.5 | 1 | [6 empty] | 1508 | 502 | 1508 | 502 | 4 | 1 | 2.021 | 0.644 | 0.189 | 123.149 | 9.065 | 1.768 | 123.526 |  | 1010.5 | 1288 | 94.45 | 61574.5 | 2.266 | 0.442 | 61762.85 |  | 2.68 | 2.566 | 0.251 | 163.328 | 0.006 | 0.001 | 163.827 |  | 1010.5 | 1288 | 94.45 | 61574.5 | 2.266 | 0.442 | 61762.85 |  | 2.021 | 0.644 | 0.189 | 123.149 | 9.065 | 1.768 |  | 1508 | 502 | 1508 | 502 | EIA | EIA | EIA | EIA | EIA | EIA | -- | EIA | EIA | [14 empty] | 377000 | 0 | 3.454 | 0.546 | 0 | 0 | 0 | 0 | 0 | 0 | 0 | 0 | 4 | 0 | 0 | 4 | 0 | 0 | 0.8635 | 0.1365 | 0 | 0 | 0 | 0 | 0 | 0 | 0 | 0 | 1 | 0 | 0 | 1 | 0 | [7 empty] | https://www.google.com/maps/@?api=1&map_action=map&center=39.436190000000003%2C-99.277929999999998&zoom=17&basemap=satellite | 1750 | [118 empty] | 0.22 |  |  | 38 |  |  | 0.35 | 0.08 |  |  | 20 |  |  | 0.4 | 0.37 |  |  | 64 |  |  | 0.3 | 0 |  |  | 0 |  |  | 0.05 | 0.13 |  |  | 65 |  |  | 0.12 | 0.08 |  |  | 76 |  |  | 0.06 | 0.22 |  |  | 74 |  |  | 0.16 | 0.00038233 | 0 | Oil | FRS_110028021307
45 | 119 | 2021 | AK | Snake River | 90 | Nome Joint Utility Systems | 13642 | Nome Joint Utility Systems | 13642 | Electric Utility | No balancing authority | NA | AK | AKMS | ASCC Miscellaneous |  | 2 | 180 | Nome | 64.5053 | -165.4298 | 8 | 8 | DFO | OIL |  | 0.1992 | 19.2 | 1 |  | Yes | 0 |  | 1 |  | 269127 | 98184.001 | 287963 | 106529.001 | 33504.001 | 12390 | 432.448 | 157.767 | 39.023 | 21977.685 | 1779.972 | 355.994 | 22052.978 |  | 25.815 | 25.467 | 2.329 | 1311.944 | 0.053 | 0.011 | 1316.438 |  | 3.214 | 3.214 | 0.29 | 163.326 | 0.007 | 0.001 | 163.885 |  | 27.567 | 27.196 | 2.488 | 1401.013 | 0.057 | 0.011 | 1405.812 |  | 432.448 | 157.767 | 39.023 | 21977.685 | 1779.972 | 355.994 |  | 269127 | 98184.001 | 287963 | 106529.001 | EIA | EIA | EIA | EIA | EIA | EIA | -- | EIA | EIA | [6 empty] | 0 | 0 | 0 | 0 | 0 | 0 | 0 | 0 | 8578.0264 | 0 | 31374 | 0 | 0 | 0 | 0 | 2130 | 0 | 0 | 0 | 0 | 31374 | 2130 | 2130 | 31374 | 2130 | 0 | 0.93643 | 0 | 0 | 0 | 0 | 0.063574 | 0 | 0 | 0 | 0 | 0.93643 | 0.063574 | 0.063574 | 0.93643 | 0.063574 | [7 empty] | https://www.google.com/maps/@?api=1&map_action=map&center=64.505330999999998%2C-165.42981399999999&zoom=17&basemap=satellite | 3843 | [118 empty] | 0.46 |  |  | 71 |  |  | 0.35 | 0.74 |  |  | 80 |  |  | 0.4 | 0.19 |  |  | 34 |  |  | 0.3 | 0.01 |  |  | 60 |  |  | 0.05 | 0.08 |  |  | 47 |  |  | 0.12 | 0.09 |  |  | 81 |  |  | 0.06 | 0.08 |  |  | 17 |  |  | 0.16 | 39.8841 | 2.4401 | Oil | FRS_110028040867
46 | 4046 | 2021 | KS | Wamego | 1328 | Evergy Kansas Central, Inc | 22500 | City of Wamego - (KS) | 20069 | Electric Utility | Southwest Power Pool | SWPP | MRO | SPNO | SPP North |  | 20 | 149 | Pottawatomie | 39.1992 | -96.3086 | 9 | 9 | NG | GAS |  | 0 | 15.2 | [7 empty] | 6418.997 | 2504.001 | 6418.997 | 2504.001 | -235.999 | -91.997 | 5.837 | 2.492 | 0.007 | 375.157 | 23.852 | 3.84 | 376.027 |  | 0 | 0 | 0 | 0 | 0 | 0 | 0 |  | 1.819 | 1.99 | 0.002 | 116.89 | 0.004 | 0.001 | 117.161 |  | 0 | 0 | 0 | 0 | 0 | 0 | 0 |  | 5.837 | 2.492 | 0.007 | 375.157 | 23.852 | 3.84 |  | 6418.997 | 2504.001 | 6418.997 | 2504.001 | EIA | EIA | EIA | EIA | EIA | EIA | -- | EIA | EIA | [14 empty] | -27199.1398 | 0 | -80.902 | -155.098 | 0 | 0 | 0 | 0 | 0 | 0 | 0 | 0 | -236 | 0 | 0 | -236 | 0 | [23 empty] | https://www.google.com/maps/@?api=1&map_action=map&center=39.199199999999998%2C-96.308599999999998&zoom=17&basemap=satellite | 6519 | [118 empty] | 0.18 |  |  | 28 |  |  | 0.35 | 0.09 |  |  | 23 |  |  | 0.4 | 0.27 |  |  | 49 |  |  | 0.3 | 0 |  |  | 0 |  |  | 0.05 | 0.08 |  |  | 51 |  |  | 0.12 | 0.04 |  |  | 43 |  |  | 0.06 | 0.14 |  |  | 45 |  |  | 0.16 | 0.00070347 | 0 | Gas | FRS_110017608249
47 | 14 | 2021 | AK | Bernice Lake | 6292 | Alaska Electric & Energy Coop | 49803 | Homer Electric Assn Inc | 19558 | Electric Utility | No balancing authority | NA | AK | AKGD | ASCC Alaska Grid |  | 2 | 122 | Kenai Peninsula | 60.6935 | -151.3874 | 3 | 3 | NG | GAS |  | 0.00117 | 76.7 | 1 | [6 empty] | 44342.001 | 20811 | 44342.001 | 20811 | 785 | 368 | 7.066 | 3.316 | 0.071 | 2591.547 | 97.757 | 9.776 | 2594.226 |  | 18.003 | 18.022 | 0.18 | 6602.668 | 0.125 | 0.012 | 6609.492 |  | 0.319 | 0.319 | 0.003 | 116.889 | 0.002 | 0 | 117.01 |  | 18.003 | 18.022 | 0.18 | 6602.668 | 0.125 | 0.012 | 6609.492 |  | 7.066 | 3.316 | 0.071 | 2591.547 | 97.757 | 9.776 |  | 44342.001 | 20811 | 44342.001 | 20811 | EIA | EIA | EIA | EIA | EIA | EIA | -- | EIA | EIA | [14 empty] | 56486.6255 | 0 | 0 | 785 | 0 | 0 | 0 | 0 | 0 | 0 | 0 | 0 | 785 | 0 | 0 | 785 | 0 | 0 | 0 | 1 | 0 | 0 | 0 | 0 | 0 | 0 | 0 | 0 | 1 | 0 | 0 | 1 | 0 | [7 empty] | https://www.google.com/maps/@?api=1&map_action=map&center=60.6935%2C-151.38740000000001&zoom=17&basemap=satellite | 1726 | [118 empty] | 0.27 |  |  | 45 |  |  | 0.35 | 0.21 |  |  | 40 |  |  | 0.4 | 0.32 |  |  | 57 |  |  | 0.3 | 0 |  |  | 0 |  |  | 0.05 | 0.06 |  |  | 40 |  |  | 0.12 | 0.06 |  |  | 62 |  |  | 0.06 | 0.17 |  |  | 57 |  |  | 0.16 | 0.047415 | 0.027344 | Gas | FRS_110028038923
48 | 4047 | 2021 | KS | Washington | 1329 | Prairie Land Electric Coop Inc | 13799 | City of Washington - (KS) | 20141 | Electric Utility | Southwest Power Pool | SWPP | MRO | SPNO | SPP North |  | 20 | 201 | Washington | 39.7306 | -96.9795 | 7 | 7 | DFO | OIL |  | 0.00139 | 8.9 | 1 | [6 empty] | 1101.999 | 362 | 1101.999 | 362 | 108 | 35.999 | 1.5 | 0.466 | 0.135 | 89.993 | 6.543 | 1.271 | 90.264 |  | 27.778 | 25.89 | 2.504 | 1666.537 | 0.061 | 0.012 | 1671.56 |  | 2.722 | 2.575 | 0.245 | 163.327 | 0.006 | 0.001 | 163.819 |  | 27.778 | 25.89 | 2.504 | 1666.537 | 0.061 | 0.012 | 1671.56 |  | 1.5 | 0.466 | 0.135 | 89.993 | 6.543 | 1.271 |  | 1101.999 | 362 | 1101.999 | 362 | EIA | EIA | EIA | EIA | EIA | EIA | -- | EIA | EIA | [14 empty] | 10203.6944 | 0 | 91.449 | 16.551 | 0 | 0 | 0 | 0 | 0 | 0 | 0 | 0 | 108 | 0 | 0 | 108 | 0 | 0 | 0.84675 | 0.15325 | 0 | 0 | 0 | 0 | 0 | 0 | 0 | 0 | 1 | 0 | 0 | 1 | 0 | [7 empty] | https://www.google.com/maps/@?api=1&map_action=map&center=39.730600000000003%2C-96.979500000000002&zoom=17&basemap=satellite | 316 | [118 empty] | 0.29 |  |  | 49 |  |  | 0.35 | 0.15 |  |  | 31 |  |  | 0.4 | 0.43 |  |  | 72 |  |  | 0.3 | 0.02 |  |  | 64 |  |  | 0.05 | 0.16 |  |  | 73 |  |  | 0.12 | 0.1 |  |  | 83 |  |  | 0.06 | 0.26 |  |  | 82 |  |  | 0.16 | 0.05859 | 3.3479 | Oil | FRS_110028019846
49 | 165 | 2021 | AL | Colbert | 47 | Tennessee Valley Authority | 18642 | Tennessee Valley Authority | 18642 | Electric Utility | Tennessee Valley Authority | TVA | SERC | SRTV | SERC Tennessee Valley |  | 1 | 33 | Colbert | 34.7439 | -87.8486 | 8 | 8 | NG | GAS |  | 0.00048 | 476 | 1 | [6 empty] | 269756.4 | 89740.7 | 269756.4 | 89740.7 | 1997 | 894 | 54.935 | 18.089 | 4.397 | 16295.2 | 536.778 | 53.678 | 16309.908 |  | 55.018 | 40.468 | 4.404 | 16319.68 | 0.269 | 0.027 | 16334.409 |  | 0.407 | 0.403 | 0.033 | 120.814 | 0.002 | 0 | 120.923 |  | 55.018 | 40.468 | 4.404 | 16319.68 | 0.269 | 0.027 | 16334.409 |  | 54.935 | 18.089 | 4.397 | 16295.2 | 536.778 | 53.678 |  | 269756.4 | 89740.7 | 269756.4 | 89740.7 | EPA/CAMD | EPA/CAMD | EPA/CAMD | EPA/CAMD | EIA | EIA | -- | EPA/CAMD | EPA/CAMD | [14 empty] | 135080.8212 | 0 | 0 | 1997 | 0 | 0 | 0 | 0 | 0 | 0 | 0 | 0 | 1997 | 0 | 0 | 1997 | 0 | 0 | 0 | 1 | 0 | 0 | 0 | 0 | 0 | 0 | 0 | 0 | 1 | 0 | 0 | 1 | 0 | Yes |  | 529235.7 | 31752.6 | 106.6 | 6.158 |  | https://www.google.com/maps/@?api=1&map_action=map&center=34.743899999999996%2C-87.848600000000005&zoom=17&basemap=satellite | 383 | [118 empty] | 0.24 |  |  | 41 |  |  | 0.35 | 0.12 |  |  | 27 |  |  | 0.4 | 0.37 |  |  | 65 |  |  | 0.3 | 0 |  |  | 0 |  |  | 0.05 | 0.21 |  |  | 82 |  |  | 0.12 | 0.02 |  |  | 23 |  |  | 0.06 | 0.29 |  |  | 88 |  |  | 0.16 | 0.4098 | 0.27764 | Gas | FRS_110000367834
50 | 4051 | 2021 | KS | Wellington 1 | 1330 | Westar Energy Inc | 22500 | City of Wellington - (KS) | 20315 | Electric Utility | Southwest Power Pool | SWPP | MRO | SPNO | SPP North |  | 20 | 191 | Sumner | 37.2614 | -97.4057 | 3 | 3 | NG | GAS |  | 0.00229 | 24 | 1 | [6 empty] | 8632.685 | 8527.685 | 8632.685 | 8527.685 | 482 | 477 | 0.936 | 0.778 | 0.036 | 508.085 | 19.705 | 2.072 | 508.64 |  | 3.884 | 3.262 | 0.148 | 2108.237 | 0.041 | 0.004 | 2110.539 |  | 0.217 | 0.182 | 0.008 | 117.712 | 0.002 | 0 | 117.841 |  | 3.884 | 3.262 | 0.148 | 2108.237 | 0.041 | 0.004 | 2110.539 |  | 0.936 | 0.778 | 0.036 | 508.085 | 19.705 | 2.072 |  | 8632.685 | 8527.685 | 8632.685 | 8527.685 | EIA | EIA | EIA | EIA | EIA | EIA | -- | [16 empty] | 17910.1349 | 0 | 8 | 474 | 0 | 0 | 0 | 0 | 0 | 0 | 0 | 0 | 482 | 0 | 0 | 482 | 0 | 0 | 0.016598 | 0.9834 | 0 | 0 | 0 | 0 | 0 | 0 | 0 | 0 | 1 | 0 | 0 | 1 | 0 | [7 empty] | https://www.google.com/maps/@?api=1&map_action=map&center=37.261372000000001%2C-97.405699999999996&zoom=17&basemap=satellite | 7883 | [118 empty] | 0.29 |  |  | 49 |  |  | 0.35 | 0.14 |  |  | 31 |  |  | 0.4 | 0.43 |  |  | 73 |  |  | 0.3 | 0 |  |  | 0 |  |  | 0.05 | 0.09 |  |  | 52 |  |  | 0.12 | 0.07 |  |  | 64 |  |  | 0.06 | 0.18 |  |  | 61 |  |  | 0.16 | 0.0033498 | 0.14888 | Gas | FRS_110001385322
51 | 121 | 2021 | AK | Soldotna | 57206 | Homer Electric Assn Inc | 19558 | Homer Electric Assn Inc | 19558 | Electric Utility | No balancing authority | NA | AK | AKGD | ASCC Alaska Grid |  | 2 | 122 | Kenai Peninsula | 60.4994 | -150.9972 | 1 | 1 | NG | GAS |  | 0.07562 | 50 | 1 | [6 empty] | 330814 | 155256 | 330814 | 155256 | 33121 | 15544 | 52.719 | 24.742 | 0.529 | 19334.268 | 729.321 | 72.932 | 19354.251 |  | 3.183 | 3.183 | 0.032 | 1167.493 | 0.022 | 0.002 | 1168.7 |  | 0.319 | 0.319 | 0.003 | 116.889 | 0.002 | 0 | 117.01 |  | 3.183 | 3.183 | 0.032 | 1167.493 | 0.022 | 0.002 | 1168.7 |  | 52.719 | 24.742 | 0.529 | 19334.268 | 729.321 | 72.932 |  | 330814 | 155256 | 330814 | 155256 | EIA | EIA | EIA | EIA | EIA | EIA | -- | EIA | EIA | [14 empty] | 9988.0438 | 0 | 0 | 33121 | 0 | 0 | 0 | 0 | 0 | 0 | 0 | 0 | 33121 | 0 | 0 | 33121 | 0 | 0 | 0 | 1 | 0 | 0 | 0 | 0 | 0 | 0 | 0 | 0 | 1 | 0 | 0 | 1 | 0 | [7 empty] | https://www.google.com/maps/@?api=1&map_action=map&center=60.499443999999997%2C-150.99722199999999&zoom=17&basemap=satellite | 5031 | [118 empty] | 0.2 |  |  | 33 |  |  | 0.35 | 0.14 |  |  | 30 |  |  | 0.4 | 0.27 |  |  | 49 |  |  | 0.3 | 0 |  |  | 0 |  |  | 0.05 | 0.07 |  |  | 44 |  |  | 0.12 | 0.04 |  |  | 40 |  |  | 0.06 | 0.17 |  |  | 58 |  |  | 0.16 | 0.17769 | 0.010079 | Gas | FRS_110063697227
52 | 3959 | 2021 | KS | Garden City | 1336 | Sunflower Electric Power Corp | 18315 | Sunflower Electric Power Corp | 18315 | Electric Utility | Southwest Power Pool | SWPP | MRO | SPNO | SPP North |  | 20 | 55 | Finney | 37.9703 | -100.8956 | 3 | 4 | NG | GAS |  | 0.0051 | 256.3 | 1 | [6 empty] | 225527.11 | 98312.645 | 225527.11 | 98312.645 | 11441.001 | 4765 | 22.456 | 10.121 | 0.068 | 13212.857 | 496.836 | 49.684 | 13226.47 |  | 3.926 | 4.248 | 0.012 | 2309.738 | 0.043 | 0.004 | 2312.118 |  | 0.199 | 0.206 | 0.001 | 117.173 | 0.002 | 0 | 117.294 |  | 3.926 | 4.248 | 0.012 | 2309.738 | 0.043 | 0.004 | 2312.118 |  | 22.456 | 10.121 | 0.068 | 13212.857 | 496.836 | 49.684 |  | 225527.11 | 98312.645 | 225527.11 | 98312.645 | EPA/CAMD | EPA/CAMD | EPA/CAMD | EPA/CAMD; EIA | EIA | EIA | -- | EPA/CAMD | EPA/CAMD | [14 empty] | 19712.1851 | 0 | 0 | 11441 | 0 | 0 | 0 | 0 | 0 | 0 | 0 | 0 | 11441 | 0 | 0 | 11441 | 0 | 0 | 0 | 1 | 0 | 0 | 0 | 0 | 0 | 0 | 0 | 0 | 1 | 0 | 0 | 1 | 0 | Yes |  | 461787.698 | 5087.102 | 44.304 | 0.139 |  | https://www.google.com/maps/@?api=1&map_action=map&center=37.970300000000002%2C-100.8956&zoom=17&basemap=satellite | 23899 | [118 empty] | 0.47 |  |  | 72 |  |  | 0.35 | 0.6 |  |  | 73 |  |  | 0.4 | 0.34 |  |  | 61 |  |  | 0.3 | 0.14 |  |  | 89 |  |  | 0.05 | 0.29 |  |  | 90 |  |  | 0.12 | 0.08 |  |  | 74 |  |  | 0.06 | 0.13 |  |  | 41 |  |  | 0.16 | 0.55245 | 0.12602 | Gas | FRS_110003215299
53 | 15 | 2021 | AK | Bethel | 6566 | Alaska Village Elec Coop, Inc | 221 | Alaska Village Elec Coop, Inc | 221 | Electric Utility | No balancing authority | NA | AK | AKMS | ASCC Miscellaneous |  | 2 | 50 | Bethel | 60.7897 | -161.7878 | 6 | 6 | DFO | OIL |  | 0.39043 | 12.6 | 0.68262 |  | Yes | 0 |  | 1 |  | 405490.002 | 147930 | 405490.002 | 147930 | 43093.998 | 15721.002 | 673.638 | 245.754 | 58.796 | 33113.478 | 2681.859 | 536.372 | 33226.921 |  | 31.264 | 31.264 | 2.729 | 1536.802 | 0.062 | 0.012 | 1542.067 |  | 3.323 | 3.323 | 0.29 | 163.326 | 0.007 | 0.001 | 163.885 |  | 31.264 | 31.264 | 2.729 | 1536.802 | 0.062 | 0.012 | 1542.067 |  | 673.638 | 245.754 | 58.796 | 33113.478 | 2681.859 | 536.372 |  | 405490.002 | 147930 | 405490.002 | 147930 | EIA | EIA | EIA | EIA | EIA | EIA | -- | EIA | EIA | [6 empty] | 0 | 0 | 0 | 0 | 0 | 0 | 0 | 0 | 9409.4306 | 0 | 43094 | 0 | 0 | 0 | 0 | 0 | 0 | 0 | 0 | 0 | 43094 | 0 | 0 | 43094 | 0 | 0 | 1 | 0 | 0 | 0 | 0 | 0 | 0 | 0 | 0 | 0 | 1 | 0 | 0 | 1 | 0 | [7 empty] | https://www.google.com/maps/@?api=1&map_action=map&center=60.789700000000003%2C-161.787778&zoom=17&basemap=satellite | 6064 | [118 empty] | 0.54 |  |  | 78 |  |  | 0.35 | 0.78 |  |  | 82 |  |  | 0.4 | 0.3 |  |  | 53 |  |  | 0.3 | 0.04 |  |  | 71 |  |  | 0.05 | 0.07 |  |  | 42 |  |  | 0.12 | 0.07 |  |  | 69 |  |  | 0.06 | 0.07 |  |  | 14 |  |  | 0.16 | 63.4475 | 2.9484 | Oil | FRS_110013912365
54 | 4063 | 2021 | KY | Big Sandy | 1353 | Kentucky Power Co | 22053 | Kentucky Power Co | 22053 | Electric Utility | PJM Interconnection, LLC | PJM | RFC | RFCW | RFC West | PJM | 21 | 127 | Lawrence | 38.1707 | -82.6176 | 1 | 1 | NG | GAS |  | 0.22405 | 280.5 | 0.95991 | [6 empty] | 5683037.488 | 3141603.882 | 5683037.488 | 3141603.882 | 550541 | 302599 | 438.584 | 235.122 | 14.634 | 337737.092 | 12497.354 | 1249.735 | 338079.52 |  | 1.593 | 1.554 | 0.053 | 1226.928 | 0.023 | 0.002 | 1228.172 |  | 0.154 | 0.15 | 0.005 | 118.858 | 0.002 | 0 | 118.978 |  | 1.593 | 1.554 | 0.053 | 1226.928 | 0.023 | 0.002 | 1228.172 |  | 438.584 | 235.122 | 14.634 | 337737.092 | 12497.354 | 1249.735 |  | 5683037.488 | 3141603.882 | 5683037.488 | 3141603.882 | EPA/CAMD | EPA/CAMD | EPA/CAMD | EPA/CAMD | EIA | EIA | -- | EPA/CAMD | EPA/CAMD | [14 empty] | 10322.6417 | 0 | 0 | 550541 | 0 | 0 | 0 | 0 | 0 | 0 | 0 | 0 | 550541 | 0 | 0 | 550541 | 0 | 0 | 0 | 1 | 0 | 0 | 0 | 0 | 0 | 0 | 0 | 0 | 1 | 0 | 0 | 1 | 0 | Yes |  | 5272827.921 | 313358.693 | 430.025 | 13.578 |  | https://www.google.com/maps/@?api=1&map_action=map&center=38.170699999999997%2C-82.617599999999996&zoom=17&basemap=satellite | 1522 | [118 empty] | 0.22 |  |  | 36 |  |  | 0.35 | 0 |  |  | 0 |  |  | 0.4 | 0.43 |  |  | 73 |  |  | 0.3 | 0 |  |  | 0 |  |  | 0.05 | 0.14 |  |  | 67 |  |  | 0.12 | 0.06 |  |  | 64 |  |  | 0.06 | 0.25 |  |  | 81 |  |  | 0.16 | 86.8976 | 0.19043 | Gas | FRS_110000591280
55 | 19 | 2021 | AK | Brevig Mission | 60260 | Alaska Village Elec Coop, Inc | 221 | Alaska Village Elec Coop, Inc | 221 | Electric Utility | No balancing authority | NA | AK | AKMS | ASCC Miscellaneous |  | 2 | 180 | Nome | 65.3317 | -166.4795 | 3 | 3 | DFO | OIL |  | 0.14395 | 1 | 1 | [6 empty] | 12183 | 4442 | 12183 | 4442 | 1261 | 460 | 20.243 | 7.382 | 1.767 | 994.9 | 80.577 | 16.115 | 998.308 |  | 32.106 | 32.096 | 2.802 | 1577.954 | 0.064 | 0.013 | 1583.36 |  | 3.323 | 3.324 | 0.29 | 163.326 | 0.007 | 0.001 | 163.885 |  | 32.106 | 32.096 | 2.802 | 1577.954 | 0.064 | 0.013 | 1583.36 |  | 20.243 | 7.382 | 1.767 | 994.9 | 80.577 | 16.115 |  | 12183 | 4442 | 12183 | 4442 | EIA | EIA | EIA | EIA | EIA | EIA | -- | EIA | EIA | [14 empty] | 9661.3799 | 0 | 1261 | 0 | 0 | 0 | 0 | 0 | 0 | 0 | 0 | 0 | 1261 | 0 | 0 | 1261 | 0 | 0 | 1 | 0 | 0 | 0 | 0 | 0 | 0 | 0 | 0 | 0 | 1 | 0 | 0 | 1 | 0 | [7 empty] | https://www.google.com/maps/@?api=1&map_action=map&center=65.331716%2C-166.47950599999999&zoom=17&basemap=satellite | 411 | [118 empty] | 0.8 |  |  | 95 |  |  | 0.35 | 0.95 |  |  | 92 |  |  | 0.4 | 0.65 |  |  | 91 |  |  | 0.3 | 0.01 |  |  | 58 |  |  | 0.05 | 0.2 |  |  | 80 |  |  | 0.12 | 0.1 |  |  | 86 |  |  | 0.06 | 0.08 |  |  | 19 |  |  | 0.16 | 1.7238 | 2.7938 | Oil | FRS_110070395977
56 | 4074 | 2021 | KY | E W Brown | 1355 | Kentucky Utilities Co | 10171 | Kentucky Utilities Co | 10171 | Electric Utility | LG&E and KU Services Company as agent for Louisville Gas and Electric Company and Kentucky Utilities | LGEE | SERC | SRTV | SERC Tennessee Valley |  | 21 | 167 | Mercer | 37.7883 | -84.7126 | 9 | 9 | BIT | COAL | Yes | 0.08721 | 1457.6 | 1 | [6 empty] | 13761991.49 | 6102113.277 | 13908141.49 | 6179640.277 | 1113574.001 | 491662 | 331.797 | 146.962 | 331.468 | 1321281.11 | 275659.5 | 39899.888 | 1330671.937 |  | 0.596 | 0.598 | 0.595 | 2373.046 | 0.248 | 0.036 | 2389.912 |  | 0.048 | 0.048 | 0.048 | 192.019 | 0.02 | 0.003 | 193.384 |  | 0.605 | 0.607 | 0.604 | 2408.796 | 0.251 | 0.036 | 2425.916 |  | 331.797 | 146.962 | 331.468 | 1321281.11 | 275659.5 | 39899.888 |  | 13761991.49 | 6102113.277 | 13908141.49 | 6179640.277 | EPA/CAMD | EPA/CAMD | EPA/CAMD | EPA/CAMD | EIA | EIA | -- | EPA/CAMD; EIA | EPA/CAMD; EIA | [14 empty] | 12544.5778 | 930580.58 | 2514.855 | 163951.57 | 0 | 0 | 0 | 0 | 16527 | 0 | 0 | 0 | 1097047.005 | 16527 | 16527 | 1097047.005 | 16527 | 0.83567 | 0.0022584 | 0.14723 | 0 | 0 | 0 | 0 | 0.014841 | 0 | 0 | 0 | 0.98516 | 0.014841 | 0.014841 | 0.98516 | 0.014841 | Yes |  | 16633511.25 | 1509389.804 | 463.643 | 373.227 |  | https://www.google.com/maps/@?api=1&map_action=map&center=37.788310000000003%2C-84.712569999999999&zoom=17&basemap=satellite | 2147 | [118 empty] | 0.17 |  |  | 25 |  |  | 0.35 | 0.06 |  |  | 17 |  |  | 0.4 | 0.27 |  |  | 49 |  |  | 0.3 | 0 |  |  | 0 |  |  | 0.05 | 0.12 |  |  | 62 |  |  | 0.12 | 0.06 |  |  | 58 |  |  | 0.06 | 0.2 |  |  | 68 |  |  | 0.16 | 168.0104 | 0.26214 | Coal | FRS_110000872397
57 | 20 | 2021 | AK | Centennial | 7112 | Metlakatla Power & Light | 12385 | Metlakatla Power & Light | 12385 | Electric Utility | No balancing authority | NA | AK | AKMS | ASCC Miscellaneous |  | 2 | 198 | Prince of Wales-Hyder | 55.1214 | -131.5603 | 1 | 1 | DFO | OIL |  | 0.02629 | 3.3 | 1 | [6 empty] | 10544 | 3845 | 10544 | 3845 | 760 | 277 | 16.943 | 6.179 | 1.529 | 861.053 | 69.737 | 13.947 | 864.003 |  | 44.587 | 44.614 | 4.023 | 2265.929 | 0.092 | 0.018 | 2273.692 |  | 3.214 | 3.214 | 0.29 | 163.326 | 0.007 | 0.001 | 163.885 |  | 44.587 | 44.614 | 4.023 | 2265.929 | 0.092 | 0.018 | 2273.692 |  | 16.943 | 6.179 | 1.529 | 861.053 | 69.737 | 13.947 |  | 10544 | 3845 | 10544 | 3845 | EIA | EIA | EIA | EIA | EIA | EIA | -- | EIA | EIA | [14 empty] | 13873.6842 | 0 | 760 | 0 | 0 | 0 | 0 | 0 | 0 | 0 | 0 | 0 | 760 | 0 | 0 | 760 | 0 | 0 | 1 | 0 | 0 | 0 | 0 | 0 | 0 | 0 | 0 | 0 | 1 | 0 | 0 | 1 | 0 | [7 empty] | https://www.google.com/maps/@?api=1&map_action=map&center=55.121433000000003%2C-131.56026700000001&zoom=17&basemap=satellite | 1554 | [118 empty] | 0.65 |  |  | 86 |  |  | 0.35 | 0.91 |  |  | 89 |  |  | 0.4 | 0.4 |  |  | 69 |  |  | 0.3 | 0 |  |  | 0 |  |  | 0.05 | 0.08 |  |  | 50 |  |  | 0.12 | 0.04 |  |  | 38 |  |  | 0.06 | 0.13 |  |  | 39 |  |  | 0.16 | 1.94 | 3.7488 | Oil | FRS_110028038978
58 | 4076 | 2021 | KY | Ghent | 1356 | Kentucky Utilities Co | 10171 | Kentucky Utilities Co | 10171 | Electric Utility | LG&E and KU Services Company as agent for Louisville Gas and Electric Company and Kentucky Utilities | LGEE | SERC | SRTV | SERC Tennessee Valley |  | 21 | 41 | Carroll | 38.7497 | -85.035 | 4 | 4 | RC | COAL | Yes | 0.54271 | 2225.9 | 0.42881 | [6 empty] | 110685569.2 | 52292193.02 | 110685569.2 | 52292193.02 | 10582328 | 4984004 | 6584.219 | 3085.488 | 11059.988 | 11356336.94 | 2748677.766 | 399815.432 | 11450267.91 |  | 1.244 | 1.238 | 2.09 | 2146.283 | 0.26 | 0.038 | 2164.036 |  | 0.119 | 0.118 | 0.2 | 205.2 | 0.025 | 0.004 | 206.897 |  | 1.244 | 1.238 | 2.09 | 2146.283 | 0.26 | 0.038 | 2164.036 |  | 6584.219 | 3085.488 | 11059.988 | 11356336.94 | 2748677.766 | 399815.432 |  | 110685569.2 | 52292193.02 | 110685569.2 | 52292193.02 | EPA/CAMD | EPA/CAMD | EPA/CAMD | EPA/CAMD | EIA | EIA | -- | EPA/CAMD | EPA/CAMD | [14 empty] | 10459.4725 | 10572509.4 | 9818.665 | 0 | 0 | 0 | 0 | 0 | 0 | 0 | 0 | 0 | 10582328.07 | 0 | 0 | 10582328.07 | 0 | 0.99907 | 0.00092784 | 0 | 0 | 0 | 0 | 0 | 0 | 0 | 0 | 0 | 1 | 0 | 0 | 1 | 0 | Yes |  | 105379877.3 | 10811976.73 | 6130.567 | 10675.048 |  | https://www.google.com/maps/@?api=1&map_action=map&center=38.749699999999997%2C-85.034999999999997&zoom=17&basemap=satellite | 3171 | [118 empty] | 0.22 |  |  | 37 |  |  | 0.35 | 0.07 |  |  | 18 |  |  | 0.4 | 0.38 |  |  | 66 |  |  | 0.3 | 0 |  |  | 0 |  |  | 0.05 | 0.15 |  |  | 72 |  |  | 0.12 | 0.07 |  |  | 65 |  |  | 0.06 | 0.18 |  |  | 59 |  |  | 0.16 | 377.6691 | 0.076214 | Coal | FRS_110000874224
59 | 124 | 2021 | AK | Southcentral Power Project | 57036 | Chugach Electric Assn Inc | 3522 | Chugach Electric Assn Inc | 3522 | Electric Utility | Chugach Electric Assn Inc | CEA | AK | AKGD | ASCC Alaska Grid |  | 2 | 20 | Anchorage | 61.1674 | -149.9053 | 6 | 4 | NG | GAS |  | 0.5832 | 203.9 | 0.36133 | [6 empty] | 8073094 | 3186002 | 8073094 | 3186002 | 1041694 | 415111 | 1291.695 | 509.761 | 12.901 | 471828.175 | 17798.14 | 1779.814 | 472315.844 |  | 2.48 | 2.456 | 0.025 | 905.886 | 0.017 | 0.002 | 906.823 |  | 0.32 | 0.32 | 0.003 | 116.889 | 0.002 | 0 | 117.01 |  | 2.48 | 2.456 | 0.025 | 905.886 | 0.017 | 0.002 | 906.823 |  | 1291.695 | 509.761 | 12.901 | 471828.175 | 17798.14 | 1779.814 |  | 8073094 | 3186002 | 8073094 | 3186002 | EIA | EIA |  | EIA | EIA | EIA | -- | EIA | EIA | [14 empty] | 7749.9669 | 0 | 0 | 1041694 | 0 | 0 | 0 | 0 | 0 | 0 | 0 | 0 | 1041694 | 0 | 0 | 1041694 | 0 | 0 | 0 | 1 | 0 | 0 | 0 | 0 | 0 | 0 | 0 | 0 | 1 | 0 | 0 | 1 | 0 | [7 empty] | https://www.google.com/maps/@?api=1&map_action=map&center=61.167417%2C-149.905304&zoom=17&basemap=satellite | 99053 | [118 empty] | 0.35 |  |  | 58 |  |  | 0.35 | 0.48 |  |  | 65 |  |  | 0.4 | 0.22 |  |  | 40 |  |  | 0.3 | 0.05 |  |  | 74 |  |  | 0.05 | 0.07 |  |  | 42 |  |  | 0.12 | 0.06 |  |  | 58 |  |  | 0.06 | 0.11 |  |  | 32 |  |  | 0.16 | 20.1083 | 0.048885 | Gas | FRS_110046491854
60 | 4081 | 2021 | KY | Haefling | 1358 | Kentucky Utilities Co | 10171 | Kentucky Utilities Co | 10171 | Electric Utility | LG&E and KU Services Company as agent for Louisville Gas and Electric Company and Kentucky Utilities | LGEE | SERC | SRTV | SERC Tennessee Valley |  | 21 | 67 | Fayette | 38.0794 | -84.5194 | 2 | 2 | NG | GAS |  | 0 | 41.4 | [7 empty] | 2145 | 911 | 2145 | 911 | -19 | -8 | 0.334 | 0.142 | 0.003 | 125.364 | 4.729 | 0.473 | 125.494 |  | 0 | 0 | 0 | 0 | 0 | 0 | 0 |  | 0.311 | 0.312 | 0.003 | 116.89 | 0.002 | 0 | 117.01 |  | 0 | 0 | 0 | 0 | 0 | 0 | 0 |  | 0.334 | 0.142 | 0.003 | 125.364 | 4.729 | 0.473 |  | 2145 | 911 | 2145 | 911 | EIA | EIA | EIA | EIA | EIA | EIA | -- | EIA | EIA | [14 empty] | -112894.7368 | 0 | 0 | -19 | 0 | 0 | 0 | 0 | 0 | 0 | 0 | 0 | -19 | 0 | 0 | -19 | 0 | [23 empty] | https://www.google.com/maps/@?api=1&map_action=map&center=38.0794%2C-84.519400000000005&zoom=17&basemap=satellite | 74826 | [118 empty] | 0.48 |  |  | 72 |  |  | 0.35 | 0.46 |  |  | 64 |  |  | 0.4 | 0.49 |  |  | 78 |  |  | 0.3 | 0.04 |  |  | 72 |  |  | 0.05 | 0.15 |  |  | 71 |  |  | 0.12 | 0.05 |  |  | 54 |  |  | 0.06 | 0.1 |  |  | 27 |  |  | 0.16 | 0.00031418 | 0 | Gas | FRS_110028018268
61 | 22 | 2021 | AK | Chevak | 6311 | Alaska Village Elec Coop, Inc | 221 | Alaska Village Elec Coop, Inc | 221 | Electric Utility | No balancing authority | NA | AK | AKMS | ASCC Miscellaneous |  | 2 | 50 | Bethel | 61.5253 | -165.5902 | 3 | 3 | DFO | OIL |  | 0.16242 | 1.8 | 1 | [6 empty] | 23082.001 | 8421.999 | 23082.001 | 8421.999 | 2561 | 933.999 | 38.341 | 13.989 | 3.347 | 1884.942 | 152.661 | 30.532 | 1891.4 |  | 29.942 | 29.955 | 2.614 | 1472.036 | 0.06 | 0.012 | 1477.079 |  | 3.322 | 3.322 | 0.29 | 163.326 | 0.007 | 0.001 | 163.885 |  | 29.942 | 29.955 | 2.614 | 1472.036 | 0.06 | 0.012 | 1477.079 |  | 38.341 | 13.989 | 3.347 | 1884.942 | 152.661 | 30.532 |  | 23082.001 | 8421.999 | 23082.001 | 8421.999 | EIA | EIA | EIA | EIA | EIA | EIA | -- | EIA | EIA | [14 empty] | 9012.886 | 0 | 2561 | 0 | 0 | 0 | 0 | 0 | 0 | 0 | 0 | 0 | 2561 | 0 | 0 | 2561 | 0 | 0 | 1 | 0 | 0 | 0 | 0 | 0 | 0 | 0 | 0 | 0 | 1 | 0 | 0 | 1 | 0 | [7 empty] | https://www.google.com/maps/@?api=1&map_action=map&center=61.525297000000002%2C-165.59015199999999&zoom=17&basemap=satellite | 683 | [118 empty] | 0.83 |  |  | 96 |  |  | 0.35 | 0.92 |  |  | 90 |  |  | 0.4 | 0.74 |  |  | 95 |  |  | 0.3 | 0.02 |  |  | 62 |  |  | 0.05 | 0.17 |  |  | 74 |  |  | 0.12 | 0.14 |  |  | 94 |  |  | 0.06 | 0.06 |  |  | 11 |  |  | 0.16 | 2.8593 | 2.3068 | Oil | FRS_110069455262
62 | 4066 | 2021 | KY | Cane Run | 1363 | Louisville Gas & Electric Co | 11249 | Louisville Gas & Electric Co | 11249 | Electric Utility | LG&E and KU Services Company as agent for Louisville Gas and Electric Company and Kentucky Utilities | LGEE | SERC | SRTV | SERC Tennessee Valley |  | 21 | 111 | Jefferson | 38.1831 | -85.8892 | 2 | 3 | NG | GAS |  | 0.67214 | 807 | 0.2131 | [6 empty] | 32810189.49 | 13309942.89 | 32810189.49 | 13309942.89 | 4751590 | 1913206 | 494.991 | 181.587 | 9.843 | 1949859.101 | 71895.031 | 7189.503 | 1951829.025 |  | 0.208 | 0.19 | 0.004 | 820.719 | 0.015 | 0.002 | 821.548 |  | 0.03 | 0.027 | 0.001 | 118.857 | 0.002 | 0 | 118.977 |  | 0.208 | 0.19 | 0.004 | 820.719 | 0.015 | 0.002 | 821.548 |  | 494.991 | 181.587 | 9.843 | 1949859.101 | 71895.031 | 7189.503 |  | 32810189.49 | 13309942.89 | 32810189.49 | 13309942.89 | EPA/CAMD | EPA/CAMD | EPA/CAMD | EPA/CAMD | EIA | EIA | -- | EPA/CAMD | EPA/CAMD | [14 empty] | 6905.0969 | 0 | 0 | 4751590 | 0 | 0 | 0 | 0 | 0 | 0 | 0 | 0 | 4751590 | 0 | 0 | 4751590 | 0 | 0 | 0 | 1 | 0 | 0 | 0 | 0 | 0 | 0 | 0 | 0 | 1 | 0 | 0 | 1 | 0 | Yes |  | 30726236.51 | 1826014.545 | 393.751 | 9.218 |  | https://www.google.com/maps/@?api=1&map_action=map&center=38.183100000000003%2C-85.889200000000002&zoom=17&basemap=satellite | 30726 | [118 empty] | 0.4 |  |  | 64 |  |  | 0.35 | 0.42 |  |  | 61 |  |  | 0.4 | 0.37 |  |  | 65 |  |  | 0.3 | 0.02 |  |  | 65 |  |  | 0.05 | 0.16 |  |  | 72 |  |  | 0.12 | 0.08 |  |  | 77 |  |  | 0.06 | 0.14 |  |  | 44 |  |  | 0.16 | 13.2794 | 0.0057872 | Gas | FRS_110000378537
63 | 125 | 2021 | AK | St Marys IC | 6338 | Alaska Village Elec Coop, Inc | 221 | Alaska Village Elec Coop, Inc | 221 | Electric Utility | No balancing authority | NA | AK | AKMS | ASCC Miscellaneous |  | 2 | 50 | Bethel | 62.0515 | -163.1726 | 3 | 3 | DFO | OIL |  | 0.09991 | 6.5 | 1 |  | Yes | 0 |  | 1 |  | 26438 | 9648 | 26438 | 9648 | 5689 | 2075 | 43.925 | 16.031 | 3.834 | 2159.004 | 174.858 | 34.972 | 2166.4 |  | 15.442 | 15.452 | 1.348 | 759.01 | 0.031 | 0.006 | 761.61 |  | 3.323 | 3.323 | 0.29 | 163.326 | 0.007 | 0.001 | 163.885 |  | 15.442 | 15.452 | 1.348 | 759.01 | 0.031 | 0.006 | 761.61 |  | 43.925 | 16.031 | 3.834 | 2159.004 | 174.858 | 34.972 |  | 26438 | 9648 | 26438 | 9648 | EIA | EIA | EIA | EIA | EIA | EIA | -- | EIA | EIA | [6 empty] | 0 | 0 | 0 | 0 | 0 | 0 | 0 | 0 | 4647.2139 | 0 | 5689 | 0 | 0 | 0 | 0 | 0 | 0 | 0 | 0 | 0 | 5689 | 0 | 0 | 5689 | 0 | 0 | 1 | 0 | 0 | 0 | 0 | 0 | 0 | 0 | 0 | 0 | 1 | 0 | 0 | 1 | 0 | [7 empty] | https://www.google.com/maps/@?api=1&map_action=map&center=62.051524999999998%2C-163.17256699999999&zoom=17&basemap=satellite | 690 | [118 empty] | 0.78 |  |  | 94 |  |  | 0.35 | 0.96 |  |  | 93 |  |  | 0.4 | 0.6 |  |  | 88 |  |  | 0.3 | 0.03 |  |  | 67 |  |  | 0.05 | 0.22 |  |  | 84 |  |  | 0.12 | 0.09 |  |  | 81 |  |  | 0.06 | 0.05 |  |  | 8 |  |  | 0.16 | 3.2999 | 1.7964 | Oil | FRS_110028040901
64 | 4093 | 2021 | KY | Mill Creek | 1364 | Louisville Gas & Electric Co | 11249 | Louisville Gas & Electric Co | 11249 | Electric Utility | LG&E and KU Services Company as agent for Louisville Gas and Electric Company and Kentucky Utilities | LGEE | SERC | SRTV | SERC Tennessee Valley |  | 21 | 111 | Jefferson | 38.0525 | -85.9103 | 4 | 4 | RC | COAL | Yes | 0.49219 | 1717.2 | 0.51302 | [6 empty] | 76790109.65 | 33187930.64 | 76790109.65 | 33187930.64 | 7403799 | 3162199 | 4861.273 | 1745.462 | 3205.473 | 7866168.31 | 1879526.49 | 273325.707 | 7930387.921 |  | 1.313 | 1.104 | 0.866 | 2124.901 | 0.254 | 0.037 | 2142.248 |  | 0.127 | 0.105 | 0.083 | 204.875 | 0.024 | 0.004 | 206.547 |  | 1.313 | 1.104 | 0.866 | 2124.901 | 0.254 | 0.037 | 2142.248 |  | 4861.273 | 1745.462 | 3205.473 | 7866168.31 | 1879526.49 | 273325.707 |  | 76790109.65 | 33187930.64 | 76790109.65 | 33187930.64 | EPA/CAMD | EPA/CAMD | EPA/CAMD | EPA/CAMD | EIA | EIA | -- | EPA/CAMD | EPA/CAMD | [14 empty] | 10371.7172 | 7376485.54 | 0 | 27313.508 | 0 | 0 | 0 | 0 | 0 | 0 | 0 | 0 | 7403799.048 | 0 | 0 | 7403799.048 | 0 | 0.99631 | 0 | 0.0036891 | 0 | 0 | 0 | 0 | 0 | 0 | 0 | 0 | 1 | 0 | 0 | 1 | 0 | Yes |  | 75400787.26 | 7726436.78 | 5392.369 | 3169.499 |  | https://www.google.com/maps/@?api=1&map_action=map&center=38.052500000000002%2C-85.910300000000007&zoom=17&basemap=satellite | 8806 | [118 empty] | 0.28 |  |  | 48 |  |  | 0.35 | 0.14 |  |  | 31 |  |  | 0.4 | 0.42 |  |  | 71 |  |  | 0.3 | 0.03 |  |  | 67 |  |  | 0.05 | 0.18 |  |  | 77 |  |  | 0.12 | 0.06 |  |  | 55 |  |  | 0.06 | 0.15 |  |  | 48 |  |  | 0.16 | 759.8211 | 0.22859 | Coal | FRS_110000378733
65 | 24 | 2021 | AK | Craig (AK) | 421 | Alaska Power and Telephone Co | 219 | Alaska Power and Telephone Co | 219 | Electric Utility | No balancing authority | NA | AK | AKMS | ASCC Miscellaneous |  | 2 | 198 | Prince of Wales-Hyder | 55.4769 | -133.1487 | 4 | 4 | DFO | OIL |  | 0.00804 | 4.6 | 1 | [6 empty] | 4869.999 | 1770.001 | 4869.999 | 1770.001 | 324 | 117.999 | 7.791 | 2.835 | 0.706 | 397.699 | 32.21 | 6.442 | 399.061 |  | 48.093 | 48.051 | 4.359 | 2454.932 | 0.099 | 0.02 | 2463.342 |  | 3.2 | 3.203 | 0.29 | 163.326 | 0.007 | 0.001 | 163.886 |  | 48.093 | 48.051 | 4.359 | 2454.932 | 0.099 | 0.02 | 2463.342 |  | 7.791 | 2.835 | 0.706 | 397.699 | 32.21 | 6.442 |  | 4869.999 | 1770.001 | 4869.999 | 1770.001 | EIA | EIA | EIA | EIA | EIA | EIA | -- | EIA | EIA | [14 empty] | 15030.8611 | 0 | 324 | 0 | 0 | 0 | 0 | 0 | 0 | 0 | 0 | 0 | 324 | 0 | 0 | 324 | 0 | 0 | 1 | 0 | 0 | 0 | 0 | 0 | 0 | 0 | 0 | 0 | 1 | 0 | 0 | 1 | 0 | [7 empty] | https://www.google.com/maps/@?api=1&map_action=map&center=55.476909999999997%2C-133.14868999999999&zoom=17&basemap=satellite | 1228 | [118 empty] | 0.32 |  |  | 54 |  |  | 0.35 | 0.37 |  |  | 57 |  |  | 0.4 | 0.27 |  |  | 49 |  |  | 0.3 | 0 |  |  | 0 |  |  | 0.05 | 0.08 |  |  | 47 |  |  | 0.12 | 0.07 |  |  | 70 |  |  | 0.06 | 0.16 |  |  | 54 |  |  | 0.16 | 0.64031 | 4.283 | Oil | FRS_110002003233
66 | 4097 | 2021 | KY | Paddy's Run | 1366 | Louisville Gas & Electric Co | 11249 | Louisville Gas & Electric Co | 11249 | Electric Utility | LG&E and KU Services Company as agent for Louisville Gas and Electric Company and Kentucky Utilities | LGEE | SERC | SRTV | SERC Tennessee Valley |  | 21 | 111 | Jefferson | 38.2236 | -85.8417 | 2 | 3 | NG | GAS |  | 0.01364 | 226.6 | 1 | [6 empty] | 431656.625 | 229480.709 | 431656.625 | 229480.709 | 27080 | 20093 | 22.991 | 12.787 | 0.13 | 25649.219 | 989.539 | 98.954 | 25676.332 |  | 1.698 | 1.273 | 0.01 | 1894.329 | 0.037 | 0.004 | 1896.332 |  | 0.107 | 0.111 | 0.001 | 118.841 | 0.002 | 0 | 118.966 |  | 1.698 | 1.273 | 0.01 | 1894.329 | 0.037 | 0.004 | 1896.332 |  | 22.991 | 12.787 | 0.13 | 25649.219 | 989.539 | 98.954 |  | 431656.625 | 229480.709 | 431656.625 | 229480.709 | EPA/CAMD | EPA/CAMD | EPA/CAMD | EPA/CAMD; EIA | EIA | EIA | -- | EPA/CAMD | EPA/CAMD | [14 empty] | 15940.0526 | 0 | 0 | 27080 | 0 | 0 | 0 | 0 | 0 | 0 | 0 | 0 | 27080 | 0 | 0 | 27080 | 0 | 0 | 0 | 1 | 0 | 0 | 0 | 0 | 0 | 0 | 0 | 0 | 1 | 0 | 0 | 1 | 0 | Yes |  | 1028784.658 | 60097.285 | 55.078 | 0.309 |  | https://www.google.com/maps/@?api=1&map_action=map&center=38.223591999999996%2C-85.841703999999993&zoom=17&basemap=satellite | 55374 | [118 empty] | 0.68 |  |  | 88 |  |  | 0.35 | 0.82 |  |  | 84 |  |  | 0.4 | 0.54 |  |  | 83 |  |  | 0.3 | 0.01 |  |  | 58 |  |  | 0.05 | 0.18 |  |  | 76 |  |  | 0.12 | 0.08 |  |  | 72 |  |  | 0.06 | 0.14 |  |  | 46 |  |  | 0.16 | 0.13988 | 0.0080287 | Gas | FRS_110008358525
67 | 126 | 2021 | AK | St. Michael | 57061 | Alaska Village Elec Coop, Inc | 221 | Alaska Village Elec Coop, Inc | 221 | Electric Utility | No balancing authority | NA | AK | AKMS | ASCC Miscellaneous |  | 2 | 180 | Nome | 63.4775 | -162.0383 | 1 | 1 | DFO | OIL |  | 0 | 0.7 |  |  | Yes | [10 empty] | 0 |  | 0 | 0 | [45 empty] | -- | [56 empty] | https://www.google.com/maps/@?api=1&map_action=map&center=63.477499999999999%2C-162.03829999999999&zoom=17&basemap=satellite | 379 | [118 empty] | 0.8 |  |  | 95 |  |  | 0.35 | 0.95 |  |  | 92 |  |  | 0.4 | 0.65 |  |  | 91 |  |  | 0.3 | 0.01 |  |  | 58 |  |  | 0.05 | 0.2 |  |  | 80 |  |  | 0.12 | 0.1 |  |  | 86 |  |  | 0.06 | 0.08 |  |  | 19 |  |  | 0.16 |  |  | Oil | FRS_
68 | 4112 | 2021 | KY | Zorn | 1368 | Louisville Gas & Electric Co | 11249 | Louisville Gas & Electric Co | 11249 | Electric Utility | LG&E and KU Services Company as agent for Louisville Gas and Electric Company and Kentucky Utilities | LGEE | SERC | SRTV | SERC Tennessee Valley |  | 21 | 111 | Jefferson | 38.2803 | -85.7023 | 1 | 1 | NG | GAS |  | 0 | 18 | [13 empty] | 0 |  | 0 | 0 | [45 empty] | -- | [56 empty] | https://www.google.com/maps/@?api=1&map_action=map&center=38.280278000000003%2C-85.702331000000001&zoom=17&basemap=satellite | 66363 | [118 empty] | 0.26 |  |  | 45 |  |  | 0.35 | 0.23 |  |  | 42 |  |  | 0.4 | 0.3 |  |  | 54 |  |  | 0.3 | 0.01 |  |  | 58 |  |  | 0.05 | 0.07 |  |  | 45 |  |  | 0.12 | 0.05 |  |  | 52 |  |  | 0.06 | 0.17 |  |  | 58 |  |  | 0.16 | 0.00013323 | 0 | Gas | FRS_110043781707
69 | 25 | 2021 | AK | Delta Power | 56325 | Golden Valley Elec Assn Inc | 7353 | Golden Valley Elec Assn Inc | 7353 | Electric Utility | No balancing authority | NA | AK | AKGD | ASCC Alaska Grid |  | 2 | 240 | Southeast Fairbanks | 64.0281 | -145.7194 | 1 | 1 | DFO | OIL |  | 0 | 23.1 | [7 empty] | 1026 | 370 | 1026 | 370 | -121 | -44 | 0.477 | 0.172 | 0.158 | 83.786 | 6.786 | 1.357 | 84.073 |  | 0 | 0 | 0 | 0 | 0 | 0 | 0 |  | 0.93 | 0.93 | 0.307 | 163.326 | 0.007 | 0.001 | 163.885 |  | 0 | 0 | 0 | 0 | 0 | 0 | 0 |  | 0.477 | 0.172 | 0.158 | 83.786 | 6.786 | 1.357 |  | 1026 | 370 | 1026 | 370 | EIA | EIA | EIA | EIA | EIA | EIA | -- | EIA | EIA | [14 empty] | -8479.3388 | 0 | -121 | 0 | 0 | 0 | 0 | 0 | 0 | 0 | 0 | 0 | -121 | 0 | 0 | -121 | 0 | [23 empty] | https://www.google.com/maps/@?api=1&map_action=map&center=64.028056000000007%2C-145.71944400000001&zoom=17&basemap=satellite | 779 | [118 empty] | 0.22 |  |  | 37 |  |  | 0.35 | 0.16 |  |  | 33 |  |  | 0.4 | 0.29 |  |  | 52 |  |  | 0.3 | 0.04 |  |  | 70 |  |  | 0.05 | 0.06 |  |  | 40 |  |  | 0.12 | 0.06 |  |  | 63 |  |  | 0.06 | 0.13 |  |  | 39 |  |  | 0.16 | 0.017132 | 0 | Oil | FRS_110039600624
70 | 127 | 2021 | AK | Stebbins | 57055 | Alaska Village Elec Coop, Inc | 221 | Alaska Village Elec Coop, Inc | 221 | Electric Utility | No balancing authority | NA | AK | AKMS | ASCC Miscellaneous |  | 2 | 180 | Nome | 63.521 | -162.2863 | 4 | 4 | DFO | OIL |  | 0.19817 | 2 | 1 |  | Yes | 0 |  | 1 |  | 32871 | 11995 | 32871 | 11995 | 3472 | 1267 | 54.604 | 19.924 | 4.766 | 2684.34 | 217.405 | 43.481 | 2693.536 |  | 31.454 | 31.451 | 2.746 | 1546.279 | 0.063 | 0.013 | 1551.576 |  | 3.322 | 3.322 | 0.29 | 163.326 | 0.007 | 0.001 | 163.885 |  | 31.454 | 31.451 | 2.746 | 1546.279 | 0.063 | 0.013 | 1551.576 |  | 54.604 | 19.924 | 4.766 | 2684.34 | 217.405 | 43.481 |  | 32871 | 11995 | 32871 | 11995 | EIA | EIA | EIA | EIA | EIA | EIA | -- | EIA | EIA | [6 empty] | 0 | 0 | 0 | 0 | 0 | 0 | 0 | 0 | 9467.4539 | 0 | 3472 | 0 | 0 | 0 | 0 | 0 | 0 | 0 | 0 | 0 | 3472 | 0 | 0 | 3472 | 0 | 0 | 1 | 0 | 0 | 0 | 0 | 0 | 0 | 0 | 0 | 0 | 1 | 0 | 0 | 1 | 0 | [7 empty] | https://www.google.com/maps/@?api=1&map_action=map&center=63.521047000000003%2C-162.28632200000001&zoom=17&basemap=satellite | 376 | [118 empty] | 0.8 |  |  | 95 |  |  | 0.35 | 0.95 |  |  | 92 |  |  | 0.4 | 0.65 |  |  | 91 |  |  | 0.3 | 0.01 |  |  | 58 |  |  | 0.05 | 0.2 |  |  | 80 |  |  | 0.12 | 0.1 |  |  | 86 |  |  | 0.06 | 0.08 |  |  | 19 |  |  | 0.16 | 4.9602 | 2.8939 | Oil | FRS_110045953606
71 | 4100 | 2021 | KY | Paris (KY) | 1376 | City of Paris - (KY) | 14459 | City of Paris - (KY) | 14459 | Electric Utility | LG&E and KU Services Company as agent for Louisville Gas and Electric Company and Kentucky Utilities | LGEE | SERC | SRTV | SERC Tennessee Valley |  | 21 | 17 | Bourbon | 38.2049 | -84.2383 | 7 | 7 | DFO | OIL |  | 0.00043 | 11.5 | 1 | [6 empty] | 516.001 | 233.999 | 516.001 | 233.999 | 43.121 | 19.349 | 0.803 | 0.363 | 0.075 | 42.138 | 3.413 | 0.683 | 42.282 |  | 37.244 | 37.521 | 3.483 | 1954.407 | 0.079 | 0.016 | 1961.103 |  | 3.112 | 3.103 | 0.291 | 163.325 | 0.007 | 0.001 | 163.885 |  | 37.245 | 37.522 | 3.483 | 1954.453 | 0.079 | 0.016 | 1961.148 |  | 0.803 | 0.363 | 0.075 | 42.138 | 3.413 | 0.683 |  | 516.001 | 233.999 | 516.001 | 233.999 | EIA | EIA | EIA | EIA | EIA | EIA | -- | EIA | EIA | [14 empty] | 11966.628 | 0 | 43.12 | 0 | 0 | 0 | 0 | 0 | 0 | 0 | 0 | 0 | 43.12 | 0 | 0 | 43.12 | 0 | 0 | 1 | 0 | 0 | 0 | 0 | 0 | 0 | 0 | 0 | 0 | 1 | 0 | 0 | 1 | 0 | [7 empty] | https://www.google.com/maps/@?api=1&map_action=map&center=38.204900000000002%2C-84.238299999999995&zoom=17&basemap=satellite | 11508 | [118 empty] | 0.28 |  |  | 48 |  |  | 0.35 | 0.17 |  |  | 35 |  |  | 0.4 | 0.39 |  |  | 67 |  |  | 0.3 | 0.02 |  |  | 63 |  |  | 0.05 | 0.13 |  |  | 66 |  |  | 0.12 | 0.09 |  |  | 79 |  |  | 0.06 | 0.19 |  |  | 62 |  |  | 0.16 | 0.07812 | 3.796 | Oil | FRS_110006750284
72 | 321 | 2021 | AZ | Cholla | 113 | Arizona Public Service Co | 803 | Arizona Public Service Co | 803 | Electric Utility | Arizona Public Service Company | AZPS | WECC | AZNM | WECC Southwest |  | 4 | 17 | Navajo | 34.9394 | -110.3033 | 2 | 2 | SUB | COAL | Yes | 0.51638 | 425.9 | 0.4727 | [6 empty] | 24422381.81 | 12925915.51 | 24422381.81 | 12925915.51 | 1926547 | 1003404 | 2247.809 | 1204.839 | 1068.858 | 2505736.203 | 467674.822 | 68031.926 | 2521718.895 |  | 2.334 | 2.402 | 1.11 | 2601.272 | 0.243 | 0.035 | 2617.864 |  | 0.184 | 0.186 | 0.088 | 205.2 | 0.019 | 0.003 | 206.509 |  | 2.334 | 2.402 | 1.11 | 2601.272 | 0.243 | 0.035 | 2617.864 |  | 2247.809 | 1204.839 | 1068.858 | 2505736.203 | 467674.822 | 68031.926 |  | 24422381.81 | 12925915.51 | 24422381.81 | 12925915.51 | EPA/CAMD | EPA/CAMD | EPA/CAMD | EPA/CAMD | EIA | EIA | -- | EPA/CAMD | EPA/CAMD | [14 empty] | 12676.764 | 1924450.6 | 1933.468 | 162.943 | 0 | 0 | 0 | 0 | 0 | 0 | 0 | 0 | 1926547.011 | 0 | 0 | 1926547.011 | 0 | 0.99891 | 0.0010036 | 8.4578e-05 | 0 | 0 | 0 | 0 | 0 | 0 | 0 | 0 | 1 | 0 | 0 | 1 | 0 | Yes |  | 28823090.75 | 2957243.615 | 2581.756 | 1158.257 |  | https://www.google.com/maps/@?api=1&map_action=map&center=34.939399999999999%2C-110.30329999999999&zoom=17&basemap=satellite | 1644 | [118 empty] | 0.32 |  |  | 54 |  |  | 0.35 | 0.38 |  |  | 57 |  |  | 0.4 | 0.26 |  |  | 47 |  |  | 0.3 | 0.02 |  |  | 61 |  |  | 0.05 | 0.03 |  |  | 26 |  |  | 0.12 | 0.11 |  |  | 87 |  |  | 0.06 | 0.07 |  |  | 15 |  |  | 0.16 | 197.096 | 0.12514 | Coal | FRS_110017206192
73 | 4099 | 2021 | KY | Paradise | 1378 | Tennessee Valley Authority | 18642 | Tennessee Valley Authority | 18642 | Electric Utility | Tennessee Valley Authority | TVA | SERC | SRTV | SERC Tennessee Valley |  | 21 | 177 | Muhlenberg | 37.2608 | -86.9783 | 3 | 4 | NG | GAS |  | 0.64632 | 1160 | 0.25613 | [6 empty] | 45868929.12 | 20498134.77 | 45868929.12 | 20498134.77 | 6567652 | 2925973 | 543.797 | 191.741 | 13.762 | 2725922.416 | 98075.841 | 9807.584 | 2728609.694 |  | 0.166 | 0.131 | 0.004 | 830.106 | 0.015 | 0.001 | 830.924 |  | 0.024 | 0.019 | 0.001 | 118.857 | 0.002 | 0 | 118.974 |  | 0.166 | 0.131 | 0.004 | 830.106 | 0.015 | 0.001 | 830.924 |  | 543.797 | 191.741 | 13.762 | 2725922.416 | 98075.841 | 9807.584 |  | 45868929.12 | 20498134.77 | 45868929.12 | 20498134.77 | EPA/CAMD | EPA/CAMD | EPA/CAMD | EPA/CAMD | EIA | EIA | -- | EPA/CAMD | EPA/CAMD | [14 empty] | 6984.0681 | 0 | 0 | 6567652 | 0 | 0 | 0 | 0 | 0 | 0 | 0 | 0 | 6567652 | 0 | 0 | 6567652 | 0 | 0 | 0 | 1 | 0 | 0 | 0 | 0 | 0 | 0 | 0 | 0 | 1 | 0 | 0 | 1 | 0 | Yes |  | 47388680.85 | 2816230.836 | 460.487 | 14.217 |  | https://www.google.com/maps/@?api=1&map_action=map&center=37.260800000000003%2C-86.978300000000004&zoom=17&basemap=satellite | 0 | [121 empty] | 0 |  |  | 0.35 |  |  |  | 0 |  |  | 0.4 |  |  |  | 0 |  |  | 0.3 |  |  |  | 0 |  |  | 0.05 |  |  |  | 0 |  |  | 0.12 |  |  |  | 0 |  |  | 0.06 |  |  |  | 0 |  |  | 0.16 | 284.9435 | 0.077376 | Gas | FRS_110000380882
74 | 128 | 2021 | AK | Swampy Acres Microgrid | 60250 | Kodiak Electric Assn Inc | 10433 | Kodiak Electric Assn Inc | 10433 | Electric Utility | No balancing authority | NA | AK | AKMS | ASCC Miscellaneous |  | 2 | 150 | Kodiak Island | 57.7756 | -152.4803 | 3 | 3 | DFO | OIL |  | 5e-05 | 8.4 | 1 | [6 empty] | 3253 | 1180.999 | 3253 | 1180.999 | 3.999 | 1 | 5.209 | 1.891 | 0.472 | 265.65 | 21.515 | 4.303 | 266.56 |  | 2605.151 | 3782 | 235.909 | 132858.215 | 5.38 | 1.076 | 133313.369 |  | 3.203 | 3.202 | 0.29 | 163.326 | 0.007 | 0.001 | 163.886 |  | 2604.5 | 3781.054 | 235.85 | 132825 | 5.379 | 1.076 | 133280.041 |  | 5.209 | 1.891 | 0.472 | 265.65 | 21.515 | 4.303 |  | 3253 | 1180.999 | 3253 | 1180.999 | EIA | EIA | EIA | EIA | EIA | EIA | -- | EIA | EIA | [14 empty] | 813250 | 0 | 4 | 0 | 0 | 0 | 0 | 0 | 0 | 0 | 0 | 0 | 4 | 0 | 0 | 4 | 0 | 0 | 1 | 0 | 0 | 0 | 0 | 0 | 0 | 0 | 0 | 0 | 1 | 0 | 0 | 1 | 0 | [7 empty] | https://www.google.com/maps/@?api=1&map_action=map&center=57.775559999999999%2C-152.48027999999999&zoom=17&basemap=satellite | 2324 | [118 empty] | 0.25 |  |  | 42 |  |  | 0.35 | 0.33 |  |  | 53 |  |  | 0.4 | 0.17 |  |  | 31 |  |  | 0.3 | 0.03 |  |  | 66 |  |  | 0.05 | 0.04 |  |  | 31 |  |  | 0.12 | 0.12 |  |  | 92 |  |  | 0.06 | 0.06 |  |  | 12 |  |  | 0.16 |  |  | Oil | FRS_
75 | 4105 | 2021 | KY | Shawnee | 1379 | Tennessee Valley Authority | 18642 | Tennessee Valley Authority | 18642 | Electric Utility | Tennessee Valley Authority | TVA | SERC | SRTV | SERC Tennessee Valley |  | 21 | 145 | McCracken | 37.1517 | -88.775 | 9 | 9 | SUB | COAL | Yes | 0.43515 | 1575 | 0.60808 | [6 empty] | 71495764.46 | 35473950.18 | 71495764.46 | 35473950.18 | 6003761 | 2968225 | 6986.246 | 3501.902 | 14696.439 | 7498469.332 | 1660353.882 | 241550.201 | 7555214.735 |  | 2.327 | 2.36 | 4.896 | 2497.924 | 0.277 | 0.04 | 2516.827 |  | 0.195 | 0.197 | 0.411 | 209.76 | 0.023 | 0.003 | 211.347 |  | 2.327 | 2.36 | 4.896 | 2497.924 | 0.277 | 0.04 | 2516.827 |  | 6986.246 | 3501.902 | 14696.439 | 7498469.332 | 1660353.882 | 241550.201 |  | 71495764.46 | 35473950.18 | 71495764.46 | 35473950.18 | EPA/CAMD | EPA/CAMD | EPA/CAMD | EPA/CAMD | EIA | EIA | -- | EPA/CAMD | EPA/CAMD | [14 empty] | 11908.4961 | 5993157.1 | 10603.915 | 0 | 0 | 0 | 0 | 0 | 0 | 0 | 0 | 0 | 6003761.015 | 0 | 0 | 6003761.015 | 0 | 0.99823 | 0.0017662 | 0 | 0 | 0 | 0 | 0 | 0 | 0 | 0 | 0 | 1 | 0 | 0 | 1 | 0 | Yes |  | 71574366.28 | 7506716.826 | 7224.518 | 14325.609 |  | https://www.google.com/maps/@?api=1&map_action=map&center=37.151699999999998%2C-88.775000000000006&zoom=17&basemap=satellite | 5952 | [118 empty] | 0.28 |  |  | 48 |  |  | 0.35 | 0.14 |  |  | 30 |  |  | 0.4 | 0.43 |  |  | 72 |  |  | 0.3 | 0 |  |  | 0 |  |  | 0.05 | 0.15 |  |  | 70 |  |  | 0.12 | 0.06 |  |  | 57 |  |  | 0.06 | 0.22 |  |  | 75 |  |  | 0.16 | 190.4272 | 0.10407 | Coal | FRS_110000493305
76 | 27 | 2021 | AK | Dillingham | 109 | Nushagak Electric Coop, Inc | 13870 | Nushagak Electric Coop, Inc | 13870 | Electric Utility | No balancing authority | NA | AK | AKMS | ASCC Miscellaneous |  | 2 | 70 | Dillingham | 59.0429 | -158.4686 | 9 | 9 | DFO | OIL |  | 0.19254 | 11 | 1 | [6 empty] | 177231 | 64653.998 | 177231 | 64653.998 | 18552.998 | 6768.001 | 283.323 | 103.356 | 25.698 | 14473.194 | 1172.183 | 234.437 | 14522.777 |  | 30.542 | 30.543 | 2.77 | 1560.2 | 0.063 | 0.013 | 1565.545 |  | 3.197 | 3.197 | 0.29 | 163.326 | 0.007 | 0.001 | 163.885 |  | 30.542 | 30.543 | 2.77 | 1560.2 | 0.063 | 0.013 | 1565.545 |  | 283.323 | 103.356 | 25.698 | 14473.194 | 1172.183 | 234.437 |  | 177231 | 64653.998 | 177231 | 64653.998 | EIA | EIA | EIA | EIA | EIA | EIA | -- | EIA | EIA | [14 empty] | 9552.6869 | 0 | 18553 | 0 | 0 | 0 | 0 | 0 | 0 | 0 | 0 | 0 | 18553 | 0 | 0 | 18553 | 0 | 0 | 1 | 0 | 0 | 0 | 0 | 0 | 0 | 0 | 0 | 0 | 1 | 0 | 0 | 1 | 0 | [7 empty] | https://www.google.com/maps/@?api=1&map_action=map&center=59.042914000000003%2C-158.46859699999999&zoom=17&basemap=satellite | 1185 | [118 empty] | 0.52 |  |  | 76 |  |  | 0.35 | 0.78 |  |  | 82 |  |  | 0.4 | 0.26 |  |  | 47 |  |  | 0.3 | 0.03 |  |  | 66 |  |  | 0.05 | 0.1 |  |  | 56 |  |  | 0.12 | 0.09 |  |  | 80 |  |  | 0.06 | 0.1 |  |  | 25 |  |  | 0.16 | 26.8111 | 2.9828 | Oil | FRS_110013682318
77 | 28 | 2021 | AK | Dutch Harbor | 7502 | City of Unalaska - (AK) | 19454 | City of Unalaska - (AK) | 19454 | Electric Utility | No balancing authority | NA | AK | AKMS | ASCC Miscellaneous |  | 2 | 16 | Aleutians West | 53.8925 | -166.5382 | 7 | 7 | DFO | OIL |  | 0.23797 | 21.9 | 0.93671 | [6 empty] | 408877.001 | 168571.999 | 408877.001 | 168571.999 | 45653.999 | 18543 | 662.396 | 271.708 | 59.287 | 33390.07 | 2704.261 | 540.852 | 33504.46 |  | 29.018 | 29.306 | 2.597 | 1462.745 | 0.059 | 0.012 | 1467.756 |  | 3.24 | 3.224 | 0.29 | 163.326 | 0.007 | 0.001 | 163.885 |  | 29.018 | 29.306 | 2.597 | 1462.745 | 0.059 | 0.012 | 1467.756 |  | 662.396 | 271.708 | 59.287 | 33390.07 | 2704.261 | 540.852 |  | 408877.001 | 168571.999 | 408877.001 | 168571.999 | EIA | EIA | EIA | EIA | EIA | EIA | -- | EIA | EIA | [14 empty] | 8955.9951 | 0 | 45654 | 0 | 0 | 0 | 0 | 0 | 0 | 0 | 0 | 0 | 45654 | 0 | 0 | 45654 | 0 | 0 | 1 | 0 | 0 | 0 | 0 | 0 | 0 | 0 | 0 | 0 | 1 | 0 | 0 | 1 | 0 | [7 empty] | https://www.google.com/maps/@?api=1&map_action=map&center=53.892459000000002%2C-166.538185&zoom=17&basemap=satellite | 2912 | [118 empty] | 0.5 |  |  | 75 |  |  | 0.35 | 0.8 |  |  | 83 |  |  | 0.4 | 0.21 |  |  | 38 |  |  | 0.3 | 0.07 |  |  | 80 |  |  | 0.05 | 0.1 |  |  | 56 |  |  | 0.12 | 0.04 |  |  | 37 |  |  | 0.06 | 0.08 |  |  | 18 |  |  | 0.16 | 58.5171 | 2.7735 | Oil | FRS_110064048926
78 | 4104 | 2021 | KY | Robert Reid | 1383 | Big Rivers Electric Corp | 1692 | Big Rivers Electric Corp | 1692 | Electric Utility | Midcontinent Independent Transmission System Operator, Inc.. | MISO | SERC | SRTV | SERC Tennessee Valley | MISO | 21 | 233 | Webster | 37.6461 | -87.5019 | 1 | 1 | OG | OFSL |  | 0.00328 | 98.8 | 1 | [6 empty] | 78405.6 | 48993.2 | 78405.6 | 48993.2 | -9824 | 1775 | 27.442 | 17.149 | 2.353 | 4582.415 | 197.415 | 23.393 | 4588.368 |  | 0 | 19.323 | 0 | 0 | 0 | 0 | 0 |  | 0.7 | 0.7 | 0.06 | 116.89 | 0.003 | 0 | 117.042 |  | 0 | 19.323 | 0 | 0 | 0 | 0 | 0 |  | 27.442 | 17.149 | 2.353 | 4582.415 | 197.415 | 23.393 |  | 78405.6 | 48993.2 | 78405.6 | 48993.2 | EPA/CAMD | EPA/CAMD | EPA/CAMD | EIA | EIA | EIA | -- | EPA/CAMD | EPA/CAMD | [14 empty] | -7981.0261 | 0 | -12665 | 2841 | 0 | 0 | 0 | 0 | 0 | 0 | 0 | 0 | -9824 | 0 | 0 | -9824 | 0 | 0 | 0 | 1 | 0 | 0 | 0 | 0 | 0 | 0 | 0 | 0 |  |  | 0 |  |  | Yes |  | 21123.7 |  | 7.393 | 0.634 |  | https://www.google.com/maps/@?api=1&map_action=map&center=37.646099999999997%2C-87.501900000000006&zoom=17&basemap=satellite | 960 | [118 empty] | 0.23 |  |  | 39 |  |  | 0.35 | 0.18 |  |  | 36 |  |  | 0.4 | 0.29 |  |  | 52 |  |  | 0.3 | 0.01 |  |  | 58 |  |  | 0.05 | 0.09 |  |  | 53 |  |  | 0.12 | 0.04 |  |  | 41 |  |  | 0.06 | 0.16 |  |  | 53 |  |  | 0.16 | 0.096633 | 0 | Other Fossil | FRS_110000591422
79 | 380 | 2021 | AZ | Ocotillo Power Plant | 116 | Arizona Public Service Co | 803 | Arizona Public Service Co | 803 | Electric Utility | Arizona Public Service Company | AZPS | WECC | AZNM | WECC Southwest |  | 4 | 13 | Maricopa | 33.4225 | -111.9122 | 5 | 7 | NG | GAS |  | 0.08333 | 915.7 | 1 | [6 empty] | 6486870.966 | 3451991.325 | 6486870.966 | 3451991.325 | 668400.001 | 361788.002 | 27.003 | 14.359 | 1.946 | 385505.913 | 14594.005 | 1459.401 | 385905.789 |  | 0.081 | 0.079 | 0.006 | 1153.519 | 0.022 | 0.002 | 1154.715 |  | 0.008 | 0.008 | 0.001 | 118.857 | 0.002 | 0 | 118.981 |  | 0.081 | 0.079 | 0.006 | 1153.519 | 0.022 | 0.002 | 1154.715 |  | 27.003 | 14.359 | 1.946 | 385505.913 | 14594.005 | 1459.401 |  | 6486870.966 | 3451991.325 | 6486870.966 | 3451991.325 | EPA/CAMD | EPA/CAMD | EPA/CAMD | EPA/CAMD | EIA | EIA | -- | EPA/CAMD | EPA/CAMD | [14 empty] | 9705.0733 | 0 | 0 | 668400 | 0 | 0 | 0 | 0 | 0 | 0 | 0 | 0 | 668400 | 0 | 0 | 668400 | 0 | 0 | 0 | 1 | 0 | 0 | 0 | 0 | 0 | 0 | 0 | 0 | 1 | 0 | 0 | 1 | 0 | Yes |  | 7152196.551 | 425043.506 | 30.281 | 2.145 |  | https://www.google.com/maps/@?api=1&map_action=map&center=33.422499999999999%2C-111.9122&zoom=17&basemap=satellite | 151328 | [118 empty] | 0.45 |  |  | 70 |  |  | 0.35 | 0.47 |  |  | 64 |  |  | 0.4 | 0.44 |  |  | 74 |  |  | 0.3 | 0.04 |  |  | 73 |  |  | 0.05 | 0.09 |  |  | 51 |  |  | 0.12 | 0.04 |  |  | 44 |  |  | 0.06 | 0.1 |  |  | 26 |  |  | 0.16 | 27.1544 | 0.0733 | Gas | FRS_110009526539
80 | 4083 | 2021 | KY | John S. Cooper | 1384 | East Kentucky Power Coop, Inc | 5580 | East Kentucky Power Coop, Inc | 5580 | Electric Utility | PJM Interconnection, LLC | PJM | SERC | SRTV | SERC Tennessee Valley | PJM | 21 | 199 | Pulaski | 36.9981 | -84.5919 | 2 | 2 | BIT | COAL | Yes | 0.15883 | 344 | 1 | [6 empty] | 5142216.955 | 3288713.261 | 5142216.955 | 3288713.261 | 478612 | 310210 | 349.209 | 207.506 | 164.5 | 527588.208 | 128079.468 | 18640.525 | 531966.64 |  | 1.459 | 1.338 | 0.687 | 2204.659 | 0.268 | 0.039 | 2222.956 |  | 0.136 | 0.126 | 0.064 | 205.199 | 0.025 | 0.004 | 206.902 |  | 1.459 | 1.338 | 0.687 | 2204.659 | 0.268 | 0.039 | 2222.956 |  | 349.209 | 207.506 | 164.5 | 527588.208 | 128079.468 | 18640.525 |  | 5142216.955 | 3288713.261 | 5142216.955 | 3288713.261 | EPA/CAMD | EPA/CAMD | EPA/CAMD | EPA/CAMD | EIA | EIA | -- | EPA/CAMD | EPA/CAMD | [14 empty] | 10744.0202 | 478042.9 | 569.098 | 0 | 0 | 0 | 0 | 0 | 0 | 0 | 0 | 0 | 478611.998 | 0 | 0 | 478611.998 | 0 | 0.99881 | 0.0011891 | 0 | 0 | 0 | 0 | 0 | 0 | 0 | 0 | 0 | 1 | 0 | 0 | 1 | 0 | Yes |  | 5962589.458 | 611761.573 | 380.939 | 154.835 |  | https://www.google.com/maps/@?api=1&map_action=map&center=36.998100000000001%2C-84.591899999999995&zoom=17&basemap=satellite | 6193 | [118 empty] | 0.31 |  |  | 52 |  |  | 0.35 | 0.1 |  |  | 23 |  |  | 0.4 | 0.52 |  |  | 81 |  |  | 0.3 | 0 |  |  | 0 |  |  | 0.05 | 0.17 |  |  | 75 |  |  | 0.12 | 0.08 |  |  | 74 |  |  | 0.06 | 0.19 |  |  | 63 |  |  | 0.16 | 66.8548 | 0.93827 | Coal | FRS_110041007166
81 | 29 | 2021 | AK | Eielson AFB Central Heat & Power Plant | 50392 | Golden Valley Elec Assn Inc | 7353 | U S Air Force-Eielson AFB | 22199 | Commercial CHP | No balancing authority | NA | AK | AKGD | ASCC Alaska Grid |  | 2 | 90 | Fairbanks North Star | 64.6714 | -147.076 | 11 | 9 | SUB | COAL | Yes | 0.27232 | 31 | 0.87946 |  | Yes | 2010351.2 | 0.126 | 0.14339 |  | 411088.522 | 131747.364 | 411088.522 | 131747.364 | 73952 | 27689 | 51.787 | 16.776 | 69.656 | 43952.918 | 9961.271 | 1449.075 | 44293.346 |  | 1.401 | 1.212 | 1.884 | 1188.688 | 0.135 | 0.02 | 1197.894 |  | 0.252 | 0.255 | 0.339 | 213.837 | 0.024 | 0.004 | 215.493 |  | 1.401 | 1.212 | 1.884 | 1188.688 | 0.135 | 0.02 | 1197.894 |  | 361.147 | 116.995 | 485.765 | 306516.628 | 69467.407 | 10105.489 |  | 2866828.248 | 918773.072 | 2866828.248 | 918773.072 | EIA | EIA |  | EIA | EIA | EIA | -- | [8 empty] | 2455739.726 | 787025.708 | 309.36 | 100.219 | 416.109 | 262563.71 | 59506.136 | 8656.413 | 5558.856 | 73660 | 292 | 0 | 0 | 0 | 0 | 0 | 0 | 0 | 0 | 0 | 73952 | 0 | 0 | 73952 | 0 | 0.99605 | 0.0039485 | 0 | 0 | 0 | 0 | 0 | 0 | 0 | 0 | 0 | 1 | 0 | 0 | 1 | 0 | [7 empty] | https://www.google.com/maps/@?api=1&map_action=map&center=64.671409999999995%2C-147.075988&zoom=17&basemap=satellite | 3567 | [118 empty] | 0.2 |  |  | 32 |  |  | 0.35 | 0.22 |  |  | 42 |  |  | 0.4 | 0.18 |  |  | 32 |  |  | 0.3 | 0.02 |  |  | 62 |  |  | 0.05 | 0.06 |  |  | 41 |  |  | 0.12 | 0.11 |  |  | 89 |  |  | 0.06 | 0.01 |  |  | 0 |  |  | 0.16 | 1.8031 | 0.049358 | Coal | FRS_110041255003
82 | 131 | 2021 | AK | Tesoro Kenai Cogeneration Plant | 52184 | Homer Electric Assn Inc | 19558 | Tesoro Alaska Company LLC | 18617 | Industrial CHP | No balancing authority | NA | AK | AKGD | ASCC Alaska Grid |  | 2 | 122 | Kenai Peninsula | 60.677 | -151.3815 | 2 | 2 | NG | GAS |  | 0.86118 | 8.6 | 0 |  | Yes | 433252.8 | 0.511 | 0.40527 |  | 321526.244 | 140023.245 | 321526.244 | 140023.245 | 64878 | 28170 | 55.495 | 24.168 | 0.514 | 18791.45 | 708.845 | 70.884 | 18810.872 |  | 1.711 | 1.716 | 0.016 | 579.286 | 0.011 | 0.001 | 579.884 |  | 0.345 | 0.345 | 0.003 | 116.889 | 0.002 | 0 | 117.01 |  | 1.711 | 1.716 | 0.016 | 579.286 | 0.011 | 0.001 | 579.884 |  | 136.932 | 59.634 | 1.268 | 46367.318 | 1749.052 | 174.905 |  | 793356 | 345503 | 793356 | 345503 | EIA | EIA | EIA | EIA | EIA | EIA | -- | EIA | EIA | [6 empty] | 471829.756 | 205479.755 | 81.437 | 35.466 | 0.754 | 27575.868 | 1040.207 | 104.021 | 4955.8594 | 0 | 0 | 64878 | 0 | 0 | 0 | 0 | 0 | 0 | 0 | 0 | 64878 | 0 | 0 | 64878 | 0 | 0 | 0 | 1 | 0 | 0 | 0 | 0 | 0 | 0 | 0 | 0 | 1 | 0 | 0 | 1 | 0 | [7 empty] | https://www.google.com/maps/@?api=1&map_action=map&center=60.677%2C-151.38149999999999&zoom=17&basemap=satellite | 1829 | [118 empty] | 0.22 |  |  | 36 |  |  | 0.35 | 0.17 |  |  | 35 |  |  | 0.4 | 0.26 |  |  | 47 |  |  | 0.3 | 0 |  |  | 0 |  |  | 0.05 | 0.06 |  |  | 39 |  |  | 0.12 | 0.05 |  |  | 49 |  |  | 0.06 | 0.17 |  |  | 56 |  |  | 0.16 | 0.16838 | 0.0049331 | Gas | FRS_110017413299
83 | 4128 | 2021 | LA | Coughlin Power Station | 1396 | Cleco Power LLC | 3265 | Cleco Power LLC | 3265 | Electric Utility | Midcontinent Independent Transmission System Operator, Inc.. | MISO | SERC | SPSO | SPP South | MISO | 22 | 39 | Evangeline | 30.8439 | -92.2611 | 3 | 5 | NG | GAS |  | 0.32396 | 922.8 | 0.7934 | [6 empty] | 19792279.39 | 10078162.86 | 19792279.39 | 10078162.86 | 2618812 | 1324562 | 376.95 | 186.768 | 5.937 | 1176226.597 | 44392.029 | 4439.203 | 1177442.939 |  | 0.288 | 0.282 | 0.005 | 898.29 | 0.017 | 0.002 | 899.219 |  | 0.038 | 0.037 | 0.001 | 118.857 | 0.002 | 0 | 118.98 |  | 0.288 | 0.282 | 0.005 | 898.29 | 0.017 | 0.002 | 899.219 |  | 376.95 | 186.768 | 5.937 | 1176226.597 | 44392.029 | 4439.203 |  | 19792279.39 | 10078162.86 | 19792279.39 | 10078162.86 | EPA/CAMD | EPA/CAMD | EPA/CAMD | EPA/CAMD | EIA | EIA | -- | EPA/CAMD | EPA/CAMD | [14 empty] | 7557.7321 | 0 | 0 | 2618812 | 0 | 0 | 0 | 0 | 0 | 0 | 0 | 0 | 2618812 | 0 | 0 | 2618812 | 0 | 0 | 0 | 1 | 0 | 0 | 0 | 0 | 0 | 0 | 0 | 0 | 1 | 0 | 0 | 1 | 0 | Yes |  | 29090058.36 | 1728779.926 | 500.731 | 8.728 |  | https://www.google.com/maps/@?api=1&map_action=map&center=30.843900000000001%2C-92.261111&zoom=17&basemap=satellite | 645 | [118 empty] | 0.36 |  |  | 60 |  |  | 0.35 | 0.31 |  |  | 51 |  |  | 0.4 | 0.42 |  |  | 71 |  |  | 0.3 | 0 |  |  | 0 |  |  | 0.05 | 0.08 |  |  | 47 |  |  | 0.12 | 0.02 |  |  | 23 |  |  | 0.06 | 0.2 |  |  | 66 |  |  | 0.16 | 60.64 | 0.032257 | Gas | FRS_110029512837
84 | 30 | 2021 | AK | Eklutna Generation Station | 58989 | Matanuska Electric Assn Inc | 11824 | Matanuska Electric Assn Inc | 11824 | Electric Utility | No balancing authority | NA | AK | AKGD | ASCC Alaska Grid |  | 2 | 20 | Anchorage | 61.4578 | -149.3514 | 10 | 10 | NG | GAS |  | 0.45298 | 171 | 0.57836 | [6 empty] | 5878083 | 2758698 | 5878083 | 2758698 | 678552 | 318458 | 8110.93 | 3806.62 | 9.393 | 343541.79 | 12958.965 | 1295.897 | 343896.866 |  | 23.907 | 23.907 | 0.028 | 1012.573 | 0.019 | 0.002 | 1013.62 |  | 2.76 | 2.76 | 0.003 | 116.889 | 0.002 | 0 | 117.01 |  | 23.907 | 23.907 | 0.028 | 1012.573 | 0.019 | 0.002 | 1013.62 |  | 8110.93 | 3806.62 | 9.393 | 343541.79 | 12958.965 | 1295.897 |  | 5878083 | 2758698 | 5878083 | 2758698 | EIA | EIA | EIA | EIA | EIA | EIA | -- | EIA | EIA | [14 empty] | 8662.6861 | 0 | 0 | 678552 | 0 | 0 | 0 | 0 | 0 | 0 | 0 | 0 | 678552 | 0 | 0 | 678552 | 0 | 0 | 0 | 1 | 0 | 0 | 0 | 0 | 0 | 0 | 0 | 0 | 1 | 0 | 0 | 1 | 0 | [7 empty] | https://www.google.com/maps/@?api=1&map_action=map&center=61.457777999999998%2C-149.35138900000001&zoom=17&basemap=satellite | 279 | [118 empty] | 0.13 |  |  | 16 |  |  | 0.35 | 0.15 |  |  | 32 |  |  | 0.4 | 0.11 |  |  | 19 |  |  | 0.3 | 0 |  |  | 0 |  |  | 0.05 | 0.03 |  |  | 21 |  |  | 0.12 | 0.04 |  |  | 39 |  |  | 0.06 | 0.14 |  |  | 43 |  |  | 0.16 | 1.3353 | 0.003663 | Gas | FRS_110070397890
85 | 4192 | 2021 | LA | Teche Power Station | 1400 | Cleco Power LLC | 3265 | Cleco Power LLC | 3265 | Electric Utility | Midcontinent Independent Transmission System Operator, Inc.. | MISO | SERC | SPSO | SPP South | MISO | 22 | 101 | St Mary | 29.8222 | -91.5425 | 2 | 2 | NG | GAS |  | 0.07096 | 390.7 | 1 | [6 empty] | 2752616.241 | 1525303.897 | 2752616.241 | 1525303.897 | 242879 | 138082 | 296.796 | 171.864 | 0.827 | 163542.79 | 7026.925 | 702.693 | 163735.328 |  | 2.444 | 2.489 | 0.007 | 1346.702 | 0.029 | 0.003 | 1348.287 |  | 0.216 | 0.225 | 0.001 | 118.827 | 0.003 | 0 | 118.967 |  | 2.444 | 2.489 | 0.007 | 1346.702 | 0.029 | 0.003 | 1348.287 |  | 296.796 | 171.864 | 0.827 | 163542.79 | 7026.925 | 702.693 |  | 2752616.241 | 1525303.897 | 2752616.241 | 1525303.897 | EPA/CAMD | EPA/CAMD | EPA/CAMD | EPA/CAMD | EIA | EIA | -- | EPA/CAMD | EPA/CAMD | [14 empty] | 11333.2822 | 0 | 0 | 242879 | 0 | 0 | 0 | 0 | 0 | 0 | 0 | 0 | 242879 | 0 | 0 | 242879 | 0 | 0 | 0 | 1 | 0 | 0 | 0 | 0 | 0 | 0 | 0 | 0 | 1 | 0 | 0 | 1 | 0 | Yes |  | 3138662.861 | 186491.578 | 396.81 | 0.941 |  | https://www.google.com/maps/@?api=1&map_action=map&center=29.822222%2C-91.542500000000004&zoom=17&basemap=satellite | 6880 | [118 empty] | 0.51 |  |  | 75 |  |  | 0.35 | 0.55 |  |  | 70 |  |  | 0.4 | 0.46 |  |  | 76 |  |  | 0.3 | 0.04 |  |  | 73 |  |  | 0.05 | 0.15 |  |  | 72 |  |  | 0.12 | 0.04 |  |  | 45 |  |  | 0.06 | 0.2 |  |  | 67 |  |  | 0.16 | 20.28 | 0.084378 | Gas | FRS_110000794383
86 | 132 | 2021 | AK | Thorne Bay Plant | 7414 | Alaska Power and Telephone Co | 219 | Alaska Power and Telephone Co | 219 | Electric Utility | No balancing authority | NA | AK | AKMS | ASCC Miscellaneous |  | 2 | 198 | Prince of Wales-Hyder | 55.6859 | -132.5289 | 2 | 2 | DFO | OIL |  | 0.00228 | 1 | 1 | [6 empty] | 1013 | 367 | 1013 | 367 | 20 | 7 | 1.622 | 0.587 | 0.147 | 82.725 | 6.7 | 1.34 | 83.008 |  | 162.2 | 167.714 | 14.69 | 8272.5 | 0.335 | 0.067 | 8300.84 |  | 3.202 | 3.199 | 0.29 | 163.327 | 0.007 | 0.001 | 163.886 |  | 162.2 | 167.714 | 14.69 | 8272.5 | 0.335 | 0.067 | 8300.84 |  | 1.622 | 0.587 | 0.147 | 82.725 | 6.7 | 1.34 |  | 1013 | 367 | 1013 | 367 | EIA | EIA | EIA | EIA | EIA | EIA | -- | EIA | EIA | [14 empty] | 50650 | 0 | 20 | 0 | 0 | 0 | 0 | 0 | 0 | 0 | 0 | 0 | 20 | 0 | 0 | 20 | 0 | 0 | 1 | 0 | 0 | 0 | 0 | 0 | 0 | 0 | 0 | 0 | 1 | 0 | 0 | 1 | 0 | [7 empty] | https://www.google.com/maps/@?api=1&map_action=map&center=55.685859999999998%2C-132.52892&zoom=17&basemap=satellite | 311 | [118 empty] | 0.25 |  |  | 43 |  |  | 0.35 | 0.17 |  |  | 35 |  |  | 0.4 | 0.33 |  |  | 58 |  |  | 0.3 | 0 |  |  | 0 |  |  | 0.05 | 0.09 |  |  | 52 |  |  | 0.12 | 0.02 |  |  | 21 |  |  | 0.06 | 0.25 |  |  | 81 |  |  | 0.16 | 0.13997 | 34.9913 | Oil | FRS_110006377946
87 | 4153 | 2021 | LA | Little Gypsy | 1402 | Entergy Louisiana LLC | 11241 | Entergy Louisiana LLC | 11241 | Electric Utility | Midcontinent Independent Transmission System Operator, Inc.. | MISO | SERC | SRMV | SERC Mississippi Valley | MISO | 22 | 89 | St Charles | 30.0051 | -90.4617 | 2 | 2 | NG | GAS |  | 0.0688 | 1002.9 | 1 | [6 empty] | 7455244.785 | 3602969.999 | 7455244.785 | 3602969.999 | 604429 | 295323 | 785.006 | 420.445 | 2.237 | 443055.981 | 16845.279 | 1684.528 | 443517.542 |  | 2.598 | 2.847 | 0.007 | 1466.032 | 0.028 | 0.003 | 1467.559 |  | 0.211 | 0.233 | 0.001 | 118.858 | 0.002 | 0 | 118.981 |  | 2.598 | 2.847 | 0.007 | 1466.032 | 0.028 | 0.003 | 1467.559 |  | 785.006 | 420.445 | 2.237 | 443055.981 | 16845.279 | 1684.528 |  | 7455244.785 | 3602969.999 | 7455244.785 | 3602969.999 | EPA/CAMD | EPA/CAMD | EPA/CAMD | EPA/CAMD | EIA | EIA | -- | EPA/CAMD | EPA/CAMD | [14 empty] | 12334.3598 | 0 | 0 | 604429 | 0 | 0 | 0 | 0 | 0 | 0 | 0 | 0 | 604429 | 0 | 0 | 604429 | 0 | 0 | 0 | 1 | 0 | 0 | 0 | 0 | 0 | 0 | 0 | 0 | 1 | 0 | 0 | 1 | 0 | Yes |  | 9717931.534 | 577524.655 | 921.428 | 2.916 |  | https://www.google.com/maps/@?api=1&map_action=map&center=30.005067%2C-90.461693999999994&zoom=17&basemap=satellite | 5641 | [118 empty] | 0.3 |  |  | 52 |  |  | 0.35 | 0.27 |  |  | 47 |  |  | 0.4 | 0.3 |  |  | 54 |  |  | 0.3 | 0.01 |  |  | 57 |  |  | 0.05 | 0.17 |  |  | 75 |  |  | 0.12 | 0.06 |  |  | 58 |  |  | 0.06 | 0.13 |  |  | 39 |  |  | 0.16 | 40.981 | 0.049919 | Gas | FRS_110007291652
88 | 303 | 2021 | AZ | APS West Phoenix Power Plant | 117 | Arizona Public Service Co | 803 | Arizona Public Service Co | 803 | Electric Utility | Arizona Public Service Company | AZPS | WECC | AZNM | WECC Southwest |  | 4 | 13 | Maricopa | 33.4417 | -112.1583 | 3 | 10 | NG | GAS |  | 0.27008 | 1207.4 | 0.88321 | [6 empty] | 15528668.64 | 9184476.747 | 15528668.64 | 9184476.747 | 2856546 | 1639662 | 139.665 | 77.969 | 4.659 | 922842.555 | 52774.557 | 5277.456 | 924288.578 |  | 0.098 | 0.095 | 0.003 | 646.125 | 0.018 | 0.002 | 647.137 |  | 0.018 | 0.017 | 0.001 | 118.857 | 0.003 | 0 | 119.043 |  | 0.098 | 0.095 | 0.003 | 646.125 | 0.018 | 0.002 | 647.137 |  | 139.665 | 77.969 | 4.659 | 922842.555 | 52774.557 | 5277.456 |  | 15528668.64 | 9184476.747 | 15528668.64 | 9184476.747 | EPA/CAMD | EPA/CAMD | EPA/CAMD | EPA/CAMD | EIA | EIA | -- | EPA/CAMD | EPA/CAMD | [14 empty] | 5436.1696 | 0 | 0 | 2856546 | 0 | 0 | 0 | 0 | 0 | 0 | 0 | 0 | 2856546 | 0 | 0 | 2856546 | 0 | 0 | 0 | 1 | 0 | 0 | 0 | 0 | 0 | 0 | 0 | 0 | 1 | 0 | 0 | 1 | 0 | Yes |  | 14348724.95 | 852722.408 | 119.792 | 4.305 |  | https://www.google.com/maps/@?api=1&map_action=map&center=33.441699999999997%2C-112.1583&zoom=17&basemap=satellite | 113377 | [118 empty] | 0.75 |  |  | 92 |  |  | 0.35 | 0.92 |  |  | 90 |  |  | 0.4 | 0.6 |  |  | 88 |  |  | 0.3 | 0.14 |  |  | 89 |  |  | 0.05 | 0.41 |  |  | 96 |  |  | 0.12 | 0.09 |  |  | 80 |  |  | 0.06 | 0.06 |  |  | 13 |  |  | 0.16 | 21.4989 | 0.011929 | Gas | FRS_110017422145
89 | 4167 | 2021 | LA | Ninemile Point | 1403 | Entergy Louisiana LLC | 11241 | Entergy Louisiana LLC | 11241 | Electric Utility | Midcontinent Independent Transmission System Operator, Inc.. | MISO | SERC | SRMV | SERC Mississippi Valley | MISO | 22 | 51 | Jefferson | 29.9472 | -90.1458 | 4 | 5 | NG | GAS |  | 0.37297 | 2439.7 | 0.71172 | [6 empty] | 72755644.26 | 39060479.75 | 72755644.26 | 39060479.75 | 7971042 | 4381361 | 5860.566 | 2955.928 | 21.834 | 4324456.964 | 160300.596 | 16050.523 | 4328852.249 |  | 1.47 | 1.349 | 0.005 | 1085.042 | 0.02 | 0.002 | 1086.145 |  | 0.161 | 0.151 | 0.001 | 118.876 | 0.002 | 0 | 118.997 |  | 1.47 | 1.349 | 0.005 | 1085.042 | 0.02 | 0.002 | 1086.145 |  | 5860.566 | 2955.928 | 21.834 | 4324456.964 | 160300.596 | 16050.523 |  | 72755644.26 | 39060479.75 | 72755644.26 | 39060479.75 | EPA/CAMD | EPA/CAMD | EPA/CAMD | EPA/CAMD | EIA | EIA | -- | EPA/CAMD | EPA/CAMD | [14 empty] | 9127.4947 | 0 | 3992.665 | 7967049.4 | 0 | 0 | 0 | 0 | 0 | 0 | 0 | 0 | 7971042.065 | 0 | 0 | 7971042.065 | 0 | 0 | 0.0005009 | 0.9995 | 0 | 0 | 0 | 0 | 0 | 0 | 0 | 0 | 1 | 0 | 0 | 1 | 0 | Yes |  | 74683581.55 | 4439437.486 | 6114.896 | 22.416 |  | https://www.google.com/maps/@?api=1&map_action=map&center=29.947199999999999%2C-90.145799999999994&zoom=17&basemap=satellite | 114951 | [118 empty] | 0.4 |  |  | 64 |  |  | 0.35 | 0.46 |  |  | 64 |  |  | 0.4 | 0.34 |  |  | 60 |  |  | 0.3 | 0.02 |  |  | 66 |  |  | 0.05 | 0.1 |  |  | 56 |  |  | 0.12 | 0.05 |  |  | 51 |  |  | 0.06 | 0.17 |  |  | 58 |  |  | 0.16 | 173.148 | 0.036489 | Gas | FRS_110002049328
90 | 133 | 2021 | AK | TNSG North Plant | 58278 | TDX North Slope Generating Co | 19277 | TDX North Slope Generating Inc. | 57494 | Electric Utility | No balancing authority | NA | AK | AKMS | ASCC Miscellaneous |  | 2 | 185 | North Slope | 70.2353 | -148.3836 | 5 | 5 | NG | GAS |  | 0.22074 | 25.7 | 0.96544 | [6 empty] | 646425 | 303380 | 646425 | 303380 | 49695 | 23323 | 107.514 | 50.458 | 1.033 | 37780.004 | 1425.124 | 142.512 | 37819.052 |  | 4.327 | 4.327 | 0.042 | 1520.475 | 0.029 | 0.003 | 1522.047 |  | 0.333 | 0.333 | 0.003 | 116.889 | 0.002 | 0 | 117.01 |  | 4.327 | 4.327 | 0.042 | 1520.475 | 0.029 | 0.003 | 1522.047 |  | 107.514 | 50.458 | 1.033 | 37780.004 | 1425.124 | 142.512 |  | 646425 | 303380 | 646425 | 303380 | EIA | EIA | EIA | EIA | EIA | EIA | -- | EIA | EIA | [14 empty] | 13007.8479 | 0 | 0 | 49695 | 0 | 0 | 0 | 0 | 0 | 0 | 0 | 0 | 49695 | 0 | 0 | 49695 | 0 | 0 | 0 | 1 | 0 | 0 | 0 | 0 | 0 | 0 | 0 | 0 | 1 | 0 | 0 | 1 | 0 | [7 empty] | https://www.google.com/maps/@?api=1&map_action=map&center=70.235277999999994%2C-148.383611&zoom=17&basemap=satellite | 608 | [118 empty] | 0.16 |  |  | 23 |  |  | 0.35 | 0.23 |  |  | 42 |  |  | 0.4 | 0.09 |  |  | 15 |  |  | 0.3 | 0 |  |  | 0 |  |  | 0.05 | 0.03 |  |  | 20 |  |  | 0.12 | 0 |  |  | 0 |  |  | 0.06 | 0.05 |  |  | 10 |  |  | 0.16 | 0.35085 | 0.012541 | Gas | FRS_110057109043
91 | 4187 | 2021 | LA | Sterlington | 1404 | Entergy Louisiana LLC | 11241 | Entergy Louisiana LLC | 11241 | Electric Utility | Midcontinent Independent Transmission System Operator, Inc.. | MISO | SERC | SRMV | SERC Mississippi Valley | MISO | 22 | 73 | Ouachita | 32.7047 | -92.0792 | 1 | 1 | NG | GAS |  | 0.01419 | 59.3 | 1 | [6 empty] | 100599.294 | 36604.544 | 100599.294 | 36604.544 | 14889.599 | 2681.537 | 22.635 | 8.236 | 0.03 | 5979.079 | 475.132 | 47.513 | 5992.098 |  | 3.04 | 6.143 | 0.004 | 803.122 | 0.032 | 0.003 | 804.87 |  | 0.45 | 0.45 | 0.001 | 118.869 | 0.005 | 0 | 119.128 |  | 3.04 | 6.143 | 0.004 | 803.122 | 0.032 | 0.003 | 804.87 |  | 22.635 | 8.236 | 0.03 | 5979.079 | 475.132 | 47.513 |  | 100599.294 | 36604.544 | 100599.294 | 36604.544 | EPA/CAMD | EPA/CAMD | EPA/CAMD | EPA/CAMD | EIA | EIA | -- | EPA/CAMD | EPA/CAMD | [14 empty] | 6756.3468 | 0 | 0 | 14889.599 | 0 | 0 | 0 | 0 | 0 | 0 | 0 | 0 | 14889.599 | 0 | 0 | 14889.599 | 0 | 0 | 0 | 1 | 0 | 0 | 0 | 0 | 0 | 0 | 0 | 0 | 1 | 0 | 0 | 1 | 0 | Yes |  | 57703.207 | 3429.66 | 12.983 | 0.017 |  | https://www.google.com/maps/@?api=1&map_action=map&center=32.704700000000003%2C-92.0792&zoom=17&basemap=satellite | 3769 | [118 empty] | 0.37 |  |  | 61 |  |  | 0.35 | 0.3 |  |  | 50 |  |  | 0.4 | 0.44 |  |  | 73 |  |  | 0.3 | 0 |  |  | 0 |  |  | 0.05 | 0.14 |  |  | 67 |  |  | 0.12 | 0.08 |  |  | 73 |  |  | 0.06 | 0.12 |  |  | 34 |  |  | 0.16 | 0.04 | 0.13937 | Gas | FRS_110002045929
92 | 32 | 2021 | AK | Elim | 57060 | Alaska Village Elec Coop, Inc | 221 | Alaska Village Elec Coop, Inc | 221 | Electric Utility | No balancing authority | NA | AK | AKMS | ASCC Miscellaneous |  | 2 | 180 | Nome | 64.6166 | -162.2637 | 3 | 3 | DFO | OIL |  | 0.14041 | 1.1 | 1 |  | Yes | 1176 | 3.927 | 0.83963 |  | 11849.701 | 4323.257 | 11849.701 | 4323.257 | 1353 | 493.999 | 19.688 | 7.184 | 1.718 | 967.681 | 78.372 | 15.674 | 970.996 |  | 29.102 | 29.085 | 2.54 | 1430.422 | 0.058 | 0.012 | 1435.323 |  | 3.323 | 3.323 | 0.29 | 163.326 | 0.007 | 0.001 | 163.885 |  | 29.102 | 29.085 | 2.54 | 1430.422 | 0.058 | 0.012 | 1435.323 |  | 23.448 | 8.556 | 2.046 | 1152.508 | 93.342 | 18.668 |  | 14113 | 5149.001 | 14113 | 5149.001 | EIA | EIA | EIA | EIA | EIA | EIA | -- | EIA | EIA | [6 empty] | 2263.299 | 825.744 | 3.76 | 1.372 | 0.328 | 184.827 | 14.969 | 2.994 | 8758.094 | 0 | 1353 | 0 | 0 | 0 | 0 | 0 | 0 | 0 | 0 | 0 | 1353 | 0 | 0 | 1353 | 0 | 0 | 1 | 0 | 0 | 0 | 0 | 0 | 0 | 0 | 0 | 0 | 1 | 0 | 0 | 1 | 0 | [7 empty] | https://www.google.com/maps/@?api=1&map_action=map&center=64.616557999999998%2C-162.26371700000001&zoom=17&basemap=satellite | 352 | [118 empty] | 0.8 |  |  | 95 |  |  | 0.35 | 0.95 |  |  | 92 |  |  | 0.4 | 0.65 |  |  | 91 |  |  | 0.3 | 0.01 |  |  | 58 |  |  | 0.05 | 0.2 |  |  | 80 |  |  | 0.12 | 0.1 |  |  | 86 |  |  | 0.06 | 0.08 |  |  | 19 |  |  | 0.16 | 1.7736 | 2.8287 | Oil | FRS_110064077724
93 | 4117 | 2021 | LA | Arsenal Hill Power Plant | 1416 | Southwestern Electric Power Co | 17698 | Southwestern Electric Power Co | 17698 | Electric Utility | Southwest Power Pool | SWPP | MRO | SPSO | SPP South |  | 22 | 17 | Caddo | 32.5195 | -93.7601 | 3 | 4 | NG | GAS |  | 0.42877 | 749 | 0.61872 | [6 empty] | 20671332.14 | 10152400.62 | 20671332.14 | 10152400.62 | 2813263 | 1367504 | 130.815 | 61.384 | 6.202 | 1228465.234 | 45093.117 | 4509.312 | 1229700.785 |  | 0.093 | 0.09 | 0.004 | 873.338 | 0.016 | 0.002 | 874.217 |  | 0.013 | 0.012 | 0.001 | 118.857 | 0.002 | 0 | 118.976 |  | 0.093 | 0.09 | 0.004 | 873.338 | 0.016 | 0.002 | 874.217 |  | 130.815 | 61.384 | 6.202 | 1228465.234 | 45093.117 | 4509.312 |  | 20671332.14 | 10152400.62 | 20671332.14 | 10152400.62 | EPA/CAMD | EPA/CAMD | EPA/CAMD | EPA/CAMD | EIA | EIA | -- | EPA/CAMD | EPA/CAMD | [14 empty] | 7347.8136 | 0 | 0 | 2813263 | 0 | 0 | 0 | 0 | 0 | 0 | 0 | 0 | 2813263 | 0 | 0 | 2813263 | 0 | 0 | 0 | 1 | 0 | 0 | 0 | 0 | 0 | 0 | 0 | 0 | 1 | 0 | 0 | 1 | 0 | Yes |  | 22779048.04 | 1353724.471 | 165.502 | 6.834 |  | https://www.google.com/maps/@?api=1&map_action=map&center=32.519469999999998%2C-93.760125000000002&zoom=17&basemap=satellite | 39672 | [118 empty] | 0.71 |  |  | 90 |  |  | 0.35 | 0.78 |  |  | 82 |  |  | 0.4 | 0.62 |  |  | 89 |  |  | 0.3 | 0.01 |  |  | 58 |  |  | 0.05 | 0.22 |  |  | 83 |  |  | 0.12 | 0.07 |  |  | 70 |  |  | 0.06 | 0.15 |  |  | 50 |  |  | 0.16 | 90.2 | 0.051587 | Gas | FRS_110001270847
94 | 134 | 2021 | AK | TNSG South Plant | 58117 | TDX North Slope Generating Co | 19277 | TDX North Slope Generating Inc. | 57494 | Electric Utility | No balancing authority | NA | AK | AKMS | ASCC Miscellaneous |  | 2 | 185 | North Slope | 70.2 | -148.4667 | 5 | 5 | NG | GAS |  | 0 | 7.8 | [7 empty] | 929.001 | 437.001 | 929.001 | 437.001 | -375.002 | -176 | 1.337 | 0.628 | 0.002 | 54.295 | 2.048 | 0.205 | 54.351 |  | 0 | 0 | 0 | 0 | 0 | 0 | 0 |  | 2.878 | 2.874 | 0.003 | 116.889 | 0.002 | 0 | 117.01 |  | 0 | 0 | 0 | 0 | 0 | 0 | 0 |  | 1.337 | 0.628 | 0.002 | 54.295 | 2.048 | 0.205 |  | 929.001 | 437.001 | 929.001 | 437.001 | EIA | EIA | EIA | EIA | EIA | EIA | -- | EIA | EIA | [14 empty] | -2477.336 | 0 | 0 | -375 | 0 | 0 | 0 | 0 | 0 | 0 | 0 | 0 | -375 | 0 | 0 | -375 | 0 | [23 empty] | https://www.google.com/maps/@?api=1&map_action=map&center=70.2%2C-148.466667&zoom=17&basemap=satellite | 437 | [118 empty] | 0.16 |  |  | 23 |  |  | 0.35 | 0.23 |  |  | 42 |  |  | 0.4 | 0.09 |  |  | 15 |  |  | 0.3 | 0 |  |  | 0 |  |  | 0.05 | 0.03 |  |  | 20 |  |  | 0.12 | 0 |  |  | 0 |  |  | 0.06 | 0.05 |  |  | 10 |  |  | 0.16 | 0.00014643 | 0 | Gas | FRS_110069571886
95 | 4152 | 2021 | LA | Lieberman Power Plant | 1417 | Southwestern Electric Power Co | 17698 | Southwestern Electric Power Co | 17698 | Electric Utility | Southwest Power Pool | SWPP | MRO | SPSO | SPP South |  | 22 | 17 | Caddo | 32.7047 | -93.9597 | 2 | 2 | NG | GAS |  | 0.03546 | 228 | 1 | [6 empty] | 837764.989 | 358971.701 | 837764.989 | 358971.701 | 70828 | 29454 | 70.786 | 28.59 | 0.251 | 49791.371 | 1800.415 | 180.042 | 49840.702 |  | 1.999 | 1.941 | 0.007 | 1405.98 | 0.025 | 0.003 | 1407.373 |  | 0.169 | 0.159 | 0.001 | 118.867 | 0.002 | 0 | 118.985 |  | 1.999 | 1.941 | 0.007 | 1405.98 | 0.025 | 0.003 | 1407.373 |  | 70.786 | 28.59 | 0.251 | 49791.371 | 1800.415 | 180.042 |  | 837764.989 | 358971.701 | 837764.989 | 358971.701 | EPA/CAMD | EPA/CAMD | EPA/CAMD | EPA/CAMD | EIA | EIA | -- | EPA/CAMD | EPA/CAMD | [14 empty] | 11828.161 | 0 | 0 | 70828 | 0 | 0 | 0 | 0 | 0 | 0 | 0 | 0 | 70828 | 0 | 0 | 70828 | 0 | 0 | 0 | 1 | 0 | 0 | 0 | 0 | 0 | 0 | 0 | 0 | 1 | 0 | 0 | 1 | 0 | Yes |  | 1595663.996 | 94831.684 | 148.736 | 0.479 |  | https://www.google.com/maps/@?api=1&map_action=map&center=32.704700000000003%2C-93.959699999999998&zoom=17&basemap=satellite | 1981 | [118 empty] | 0.31 |  |  | 53 |  |  | 0.35 | 0.24 |  |  | 43 |  |  | 0.4 | 0.39 |  |  | 67 |  |  | 0.3 | 0 |  |  | 0 |  |  | 0.05 | 0.15 |  |  | 71 |  |  | 0.12 | 0.06 |  |  | 57 |  |  | 0.06 | 0.11 |  |  | 29 |  |  | 0.16 | 0.7 | 0.054521 | Gas | FRS_110002045867
96 | 33 | 2021 | AK | Emmonak | 6314 | Alaska Village Elec Coop, Inc | 221 | Alaska Village Elec Coop, Inc | 221 | Electric Utility | No balancing authority | NA | AK | AKMS | ASCC Miscellaneous |  | 2 | 270 | Wade Hampton | 62.7777 | -164.5315 | 4 | 4 | DFO | OIL |  | 0.21151 | 3.2 | 0.98082 |  | Yes | 0 |  | 1 |  | 51280 | 18708.999 | 51280 | 18708.999 | 5928.999 | 2163.001 | 85.191 | 31.081 | 7.436 | 4187.673 | 339.159 | 67.832 | 4202.019 |  | 28.737 | 28.739 | 2.508 | 1412.607 | 0.057 | 0.011 | 1417.447 |  | 3.323 | 3.323 | 0.29 | 163.326 | 0.007 | 0.001 | 163.885 |  | 28.737 | 28.739 | 2.508 | 1412.607 | 0.057 | 0.011 | 1417.446 |  | 85.191 | 31.081 | 7.436 | 4187.673 | 339.159 | 67.832 |  | 51280 | 18708.999 | 51280 | 18708.999 | EIA | EIA | EIA | EIA | EIA | EIA | -- | EIA | EIA | [6 empty] | 0 | 0 | 0 | 0 | 0 | 0 | 0 | 0 | 8649.0133 | 0 | 5929 | 0 | 0 | 0 | 0 | 0 | 0 | 0 | 0 | 0 | 5929 | 0 | 0 | 5929 | 0 | 0 | 1 | 0 | 0 | 0 | 0 | 0 | 0 | 0 | 0 | 0 | 1 | 0 | 0 | 1 | 0 | [7 empty] | https://www.google.com/maps/@?api=1&map_action=map&center=62.777693999999997%2C-164.53151700000001&zoom=17&basemap=satellite | 1171 | [118 empty] | 0.86 |  |  | 97 |  |  | 0.35 | 1 |  |  | 97 |  |  | 0.4 | 0.72 |  |  | 94 |  |  | 0.3 | 0.01 |  |  | 59 |  |  | 0.05 | 0.23 |  |  | 84 |  |  | 0.12 | 0.15 |  |  | 96 |  |  | 0.06 | 0.07 |  |  | 15 |  |  | 0.16 | 7.1027 | 2.5922 | Oil | FRS_110028039110
97 | 4144 | 2021 | LA | Houma | 1439 | Entergy Louisiana LLC | 11241 | Terrebonne Parish Consol Gov't | 8884 | Electric Utility | Midcontinent Independent Transmission System Operator, Inc.. | MISO | SERC | SRMV | SERC Mississippi Valley | MISO | 22 | 109 | Terrebonne | 29.5806 | -90.7225 | 2 | 3 | NG | GAS |  | 0.02797 | 78.9 | 1 | [6 empty] | 272300.7 | 234218.151 | 272300.7 | 234218.151 | 19330 | 16603 | 29.883 | 23.32 | 0.081 | 16179.844 | 597.261 | 59.726 | 16196.209 |  | 3.092 | 2.809 | 0.008 | 1674.066 | 0.031 | 0.003 | 1675.759 |  | 0.219 | 0.199 | 0.001 | 118.838 | 0.002 | 0 | 118.958 |  | 3.092 | 2.809 | 0.008 | 1674.066 | 0.031 | 0.003 | 1675.759 |  | 29.883 | 23.32 | 0.081 | 16179.844 | 597.261 | 59.726 |  | 272300.7 | 234218.151 | 272300.7 | 234218.151 | EPA/CAMD | EPA/CAMD | EPA/CAMD | EPA/CAMD | EIA | EIA | -- | EPA/CAMD | EPA/CAMD | [14 empty] | 14086.9477 | 0 | 0 | 19330 | 0 | 0 | 0 | 0 | 0 | 0 | 0 | 0 | 19330 | 0 | 0 | 19330 | 0 | 0 | 0 | 1 | 0 | 0 | 0 | 0 | 0 | 0 | 0 | 0 | 1 | 0 | 0 | 1 | 0 | Yes | [6 empty] | https://www.google.com/maps/@?api=1&map_action=map&center=29.5806%2C-90.722499999999997&zoom=17&basemap=satellite | 40950 | [118 empty] | 0.38 |  |  | 63 |  |  | 0.35 | 0.36 |  |  | 56 |  |  | 0.4 | 0.41 |  |  | 70 |  |  | 0.3 | 0.02 |  |  | 61 |  |  | 0.05 | 0.17 |  |  | 76 |  |  | 0.12 | 0.08 |  |  | 77 |  |  | 0.06 | 0.15 |  |  | 49 |  |  | 0.16 | 1.3791 | 0.11675 | Gas | FRS_110001937076
98 | 135 | 2021 | AK | Togiak | 6348 | Alaska Village Elec Coop, Inc | 221 | Alaska Village Elec Coop, Inc | 221 | Electric Utility | No balancing authority | NA | AK | AKMS | ASCC Miscellaneous |  | 2 | 70 | Dillingham | 59.0597 | -160.3803 | 4 | 4 | DFO | OIL |  | 0.13152 | 2.8 | 1 |  | Yes | 0 |  | 1 |  | 30346 | 11075 | 30346 | 11075 | 3226 | 1177 | 50.41 | 18.397 | 4.4 | 2478.141 | 200.705 | 40.141 | 2486.631 |  | 31.252 | 31.261 | 2.728 | 1536.355 | 0.062 | 0.012 | 1541.619 |  | 3.322 | 3.322 | 0.29 | 163.326 | 0.007 | 0.001 | 163.885 |  | 31.252 | 31.261 | 2.728 | 1536.355 | 0.062 | 0.012 | 1541.619 |  | 50.41 | 18.397 | 4.4 | 2478.141 | 200.705 | 40.141 |  | 30346 | 11075 | 30346 | 11075 | EIA | EIA | EIA | EIA | EIA | EIA | -- | EIA | EIA | [6 empty] | 0 | 0 | 0 | 0 | 0 | 0 | 0 | 0 | 9406.6956 | 0 | 3226 | 0 | 0 | 0 | 0 | 0 | 0 | 0 | 0 | 0 | 3226 | 0 | 0 | 3226 | 0 | 0 | 1 | 0 | 0 | 0 | 0 | 0 | 0 | 0 | 0 | 0 | 1 | 0 | 0 | 1 | 0 | [7 empty] | https://www.google.com/maps/@?api=1&map_action=map&center=59.059744000000002%2C-160.380278&zoom=17&basemap=satellite | 282 | [118 empty] | 0.78 |  |  | 94 |  |  | 0.35 | 0.91 |  |  | 89 |  |  | 0.4 | 0.66 |  |  | 91 |  |  | 0.3 | 0.06 |  |  | 77 |  |  | 0.05 | 0.16 |  |  | 74 |  |  | 0.12 | 0.1 |  |  | 86 |  |  | 0.06 | 0.13 |  |  | 38 |  |  | 0.16 | 4.1714 | 2.8938 | Oil | FRS_110028040965
99 | 4120 | 2021 | LA | Big Cajun 1 | 1464 | Entergy Louisiana LLC | 11241 | Louisiana Generating LLC | 11252 | IPP Non-CHP | Midcontinent Independent Transmission System Operator, Inc.. | MISO | SERC | SRMV | SERC Mississippi Valley | MISO | 22 | 77 | Pointe Coupee | 30.6739 | -91.3556 | 4 | 4 | NG | GAS |  | 0.01671 | 492.8 | 1 | [6 empty] | 928776.508 | 443941.018 | 928776.508 | 443941.018 | 72157 | 33153 | 37.651 | 15.989 | 0.279 | 55195.543 | 2045.047 | 204.505 | 55251.577 |  | 1.044 | 0.965 | 0.008 | 1529.874 | 0.028 | 0.003 | 1531.427 |  | 0.081 | 0.072 | 0.001 | 118.856 | 0.002 | 0 | 118.977 |  | 1.044 | 0.965 | 0.008 | 1529.874 | 0.028 | 0.003 | 1531.427 |  | 37.651 | 15.989 | 0.279 | 55195.543 | 2045.047 | 204.505 |  | 928776.508 | 443941.018 | 928776.508 | 443941.018 | EPA/CAMD | EPA/CAMD | EPA/CAMD | EPA/CAMD | EIA | EIA | -- | EPA/CAMD | EPA/CAMD | [14 empty] | 12871.6065 | 0 | 0 | 72157 | 0 | 0 | 0 | 0 | 0 | 0 | 0 | 0 | 72157 | 0 | 0 | 72157 | 0 | 0 | 0 | 1 | 0 | 0 | 0 | 0 | 0 | 0 | 0 | 0 | 1 | 0 | 0 | 1 | 0 | Yes |  | 1863540.657 | 110746.668 | 70.511 | 0.559 |  | https://www.google.com/maps/@?api=1&map_action=map&center=30.6739%2C-91.355599999999995&zoom=17&basemap=satellite | 1677 | [118 empty] | 0.28 |  |  | 47 |  |  | 0.35 | 0.23 |  |  | 42 |  |  | 0.4 | 0.32 |  |  | 57 |  |  | 0.3 | 0.01 |  |  | 58 |  |  | 0.05 | 0.12 |  |  | 64 |  |  | 0.12 | 0.03 |  |  | 34 |  |  | 0.06 | 0.15 |  |  | 49 |  |  | 0.16 | 2.2734 | 0.083668 | Gas | FRS_110010565067
100 | 302 | 2021 | AZ | APS Saguaro Power Plant | 118 | Arizona Public Service Co | 803 | Arizona Public Service Co | 803 | Electric Utility | Arizona Public Service Company | AZPS | WECC | AZNM | WECC Southwest |  | 4 | 21 | Pinal | 32.5517 | -111.3 | 1 | 3 | NG | GAS |  | 0.05246 | 184.5 | 1 | [6 empty] | 909586.221 | 378022.376 | 909586.221 | 378022.376 | 84782 | 45197 | 17.331 | 6.458 | 0.273 | 54056.398 | 2357.054 | 235.705 | 54120.981 |  | 0.409 | 0.286 | 0.006 | 1275.186 | 0.028 | 0.003 | 1276.709 |  | 0.038 | 0.034 | 0.001 | 118.859 | 0.003 | 0 | 119.001 |  | 0.409 | 0.286 | 0.006 | 1275.186 | 0.028 | 0.003 | 1276.709 |  | 17.331 | 6.458 | 0.273 | 54056.398 | 2357.054 | 235.705 |  | 909586.221 | 378022.376 | 909586.221 | 378022.376 | EPA/CAMD | EPA/CAMD | EPA/CAMD | EPA/CAMD | EIA | EIA | -- | EPA/CAMD | EPA/CAMD | [14 empty] | 10728.5299 | 0 | 0 | 84782 | 0 | 0 | 0 | 0 | 0 | 0 | 0 | 0 | 84782 | 0 | 0 | 84782 | 0 | 0 | 0 | 1 | 0 | 0 | 0 | 0 | 0 | 0 | 0 | 0 | 1 | 0 | 0 | 1 | 0 | Yes |  | 817222.258 | 48566.539 | 14.916 | 0.245 |  | https://www.google.com/maps/@?api=1&map_action=map&center=32.551699999999997%2C-111.3&zoom=17&basemap=satellite | 3884 | [118 empty] | 0.3 |  |  | 52 |  |  | 0.35 | 0.3 |  |  | 51 |  |  | 0.4 | 0.3 |  |  | 55 |  |  | 0.3 | 0.03 |  |  | 69 |  |  | 0.05 | 0.1 |  |  | 57 |  |  | 0.12 | 0.11 |  |  | 88 |  |  | 0.06 | 0.12 |  |  | 34 |  |  | 0.16 | 3.831 | 0.071021 | Gas | FRS_110041968902
101 | 4946 | 2021 | ME | Cape Gas Turbine | 1484 | Central Maine Power Co | 3266 | FPL Energy Cape LLC | 14876 | IPP Non-CHP | ISO New England Inc. | ISNE | NPCC | NEWE | NPCC New England | ISONE | 23 | 5 | Cumberland | 43.6436 | -70.2544 | 2 | 2 | DFO | OIL |  | 0.00082 | 35 | 1 | [6 empty] | 5085 | 867 | 5085 | 867 | 251 | 43 | 2.314 | 0.394 | 0.781 | 415.256 | 33.632 | 6.726 | 416.679 |  | 18.438 | 18.326 | 6.225 | 3308.813 | 0.134 | 0.027 | 3320.148 |  | 0.91 | 0.909 | 0.307 | 163.326 | 0.007 | 0.001 | 163.885 |  | 18.438 | 18.326 | 6.225 | 3308.813 | 0.134 | 0.027 | 3320.148 |  | 2.314 | 0.394 | 0.781 | 415.256 | 33.632 | 6.726 |  | 5085 | 867 | 5085 | 867 | EIA | EIA | EIA | EIA | EIA | EIA | -- | EIA | EIA | [14 empty] | 20258.9641 | 0 | 251 | 0 | 0 | 0 | 0 | 0 | 0 | 0 | 0 | 0 | 251 | 0 | 0 | 251 | 0 | 0 | 1 | 0 | 0 | 0 | 0 | 0 | 0 | 0 | 0 | 0 | 1 | 0 | 0 | 1 | 0 | [7 empty] | https://www.google.com/maps/@?api=1&map_action=map&center=43.643599999999999%2C-70.254400000000004&zoom=17&basemap=satellite | 68079 | [118 empty] | 0.22 |  |  | 36 |  |  | 0.35 | 0.15 |  |  | 32 |  |  | 0.4 | 0.28 |  |  | 51 |  |  | 0.3 | 0.03 |  |  | 69 |  |  | 0.05 | 0.06 |  |  | 37 |  |  | 0.12 | 0.04 |  |  | 43 |  |  | 0.06 | 0.16 |  |  | 53 |  |  | 0.16 | 0.34426 | 0.41278 | Oil | FRS_110060257760
102 | 136 | 2021 | AK | Tok | 406 | Alaska Power and Telephone Co | 219 | Alaska Power and Telephone Co | 219 | Electric Utility | No balancing authority | NA | AK | AKMS | ASCC Miscellaneous |  | 2 | 240 | Southeast Fairbanks | 63.3355 | -143 | 6 | 6 | DFO | OIL |  | 0.22071 | 5.3 | 0.96549 | [6 empty] | 99420.001 | 36272 | 99420.001 | 36272 | 10247 | 3738 | 159.071 | 58.035 | 14.416 | 8118.922 | 657.551 | 131.51 | 8146.736 |  | 31.047 | 31.051 | 2.814 | 1584.644 | 0.064 | 0.013 | 1590.072 |  | 3.2 | 3.2 | 0.29 | 163.326 | 0.007 | 0.001 | 163.885 |  | 31.047 | 31.051 | 2.814 | 1584.644 | 0.064 | 0.013 | 1590.072 |  | 159.071 | 58.035 | 14.416 | 8118.922 | 657.551 | 131.51 |  | 99420.001 | 36272 | 99420.001 | 36272 | EIA | EIA | EIA | EIA | EIA | EIA | -- | EIA | EIA | [14 empty] | 9702.352 | 0 | 10247 | 0 | 0 | 0 | 0 | 0 | 0 | 0 | 0 | 0 | 10247 | 0 | 0 | 10247 | 0 | 0 | 1 | 0 | 0 | 0 | 0 | 0 | 0 | 0 | 0 | 0 | 1 | 0 | 0 | 1 | 0 | [7 empty] | https://www.google.com/maps/@?api=1&map_action=map&center=63.335520000000002%2C-142.99996999999999&zoom=17&basemap=satellite | 854 | [118 empty] | 0.29 |  |  | 49 |  |  | 0.35 | 0.24 |  |  | 44 |  |  | 0.4 | 0.33 |  |  | 58 |  |  | 0.3 | 0.01 |  |  | 57 |  |  | 0.05 | 0.09 |  |  | 52 |  |  | 0.12 | 0.06 |  |  | 55 |  |  | 0.06 | 0.18 |  |  | 61 |  |  | 0.16 | 15.0648 | 3.0629 | Oil | FRS_110048262781
103 | 5036 | 2021 | ME | William F Wyman | 1507 | Central Maine Power Co | 3266 | FPL Energy Wyman LLC | 31719 | IPP Non-CHP | ISO New England Inc. | ISNE | NPCC | NEWE | NPCC New England | ISONE | 23 | 5 | Cumberland | 43.7508 | -70.1567 | 2 | 5 | RFO | OIL |  | 0.00078 | 862.7 | 1 | [6 empty] | 108164.137 | 74988.903 | 108164.137 | 74988.903 | 5909 | 5154 | 8.053 | 5.504 | 26.518 | 9297.997 | 1168.552 | 233.71 | 9347.427 |  | 2.726 | 2.136 | 8.975 | 3147.063 | 0.198 | 0.04 | 3163.793 |  | 0.149 | 0.147 | 0.49 | 171.924 | 0.011 | 0.002 | 172.838 |  | 2.726 | 2.136 | 8.975 | 3147.063 | 0.198 | 0.04 | 3163.793 |  | 8.053 | 5.504 | 26.518 | 9297.997 | 1168.552 | 233.71 |  | 108164.137 | 74988.903 | 108164.137 | 74988.903 | EPA/CAMD | EPA/CAMD | EPA/CAMD | EPA/CAMD | EIA | EIA | -- | EPA/CAMD | EPA/CAMD | [14 empty] | 18304.9817 | 0 | 7983 | 0 | 0 | 0 | 0 | 0 | 0 | 0 | 0 | -2074 | 5909 | 0 | 0 | 5909 | 0 | 0 | 1 | 0 | 0 | 0 | 0 | 0 | 0 | 0 | 0 | 0 | 1 | 0 | 0 | 1 | 0 | Yes |  | 2563777.935 | 218462.176 | 204.68 | 645.751 |  | https://www.google.com/maps/@?api=1&map_action=map&center=43.750799999999998%2C-70.156700000000001&zoom=17&basemap=satellite | 4678 | [118 empty] | 0.08 |  |  | 6 |  |  | 0.35 | 0.08 |  |  | 19 |  |  | 0.4 | 0.08 |  |  | 13 |  |  | 0.3 | 0 |  |  | 0 |  |  | 0.05 | 0.03 |  |  | 22 |  |  | 0.12 | 0.06 |  |  | 63 |  |  | 0.06 | 0.25 |  |  | 81 |  |  | 0.16 | 0.22176 | 0.041973 | Oil | FRS_110000581406
104 | 37 | 2021 | AK | Fairbanks | 6286 | Golden Valley Elec Assn Inc | 7353 | Golden Valley Elec Assn Inc | 7353 | Electric Utility | No balancing authority | NA | AK | AKGD | ASCC Alaska Grid |  | 2 | 90 | Fairbanks North Star | 64.8542 | -147.7194 | 4 | 4 | DFO | OIL |  | 0.02441 | 42.2 | 1 | [6 empty] | 174205 | 63554 | 174205 | 63554 | 9024 | 3292 | 81.322 | 29.672 | 26.764 | 14226.082 | 1152.17 | 230.434 | 14274.819 |  | 18.023 | 18.027 | 5.932 | 3152.944 | 0.128 | 0.026 | 3163.745 |  | 0.934 | 0.934 | 0.307 | 163.326 | 0.007 | 0.001 | 163.885 |  | 18.023 | 18.027 | 5.932 | 3152.944 | 0.128 | 0.026 | 3163.745 |  | 81.322 | 29.672 | 26.764 | 14226.082 | 1152.17 | 230.434 |  | 174205 | 63554 | 174205 | 63554 | EIA | EIA | EIA | EIA | EIA | EIA | -- | EIA | EIA | [14 empty] | 19304.6321 | 0 | 9024 | 0 | 0 | 0 | 0 | 0 | 0 | 0 | 0 | 0 | 9024 | 0 | 0 | 9024 | 0 | 0 | 1 | 0 | 0 | 0 | 0 | 0 | 0 | 0 | 0 | 0 | 1 | 0 | 0 | 1 | 0 | [7 empty] | https://www.google.com/maps/@?api=1&map_action=map&center=64.854170999999994%2C-147.71935099999999&zoom=17&basemap=satellite | 31439 | [118 empty] | 0.34 |  |  | 57 |  |  | 0.35 | 0.39 |  |  | 59 |  |  | 0.4 | 0.28 |  |  | 51 |  |  | 0.3 | 0.05 |  |  | 74 |  |  | 0.05 | 0.07 |  |  | 44 |  |  | 0.12 | 0.08 |  |  | 75 |  |  | 0.06 | 0.12 |  |  | 34 |  |  | 0.16 | 2.4851 | 0.34234 | Oil | FRS_110024518805
105 | 4846 | 2021 | MD | Herbert A Wagner | 1554 | Baltimore Gas & Electric Co | 1167 | H.A. Wagner LLC | 60422 | IPP Non-CHP | PJM Interconnection, LLC | PJM | RFC | RFCE | RFC East | PJM | 24 | 3 | Anne Arundel | 39.1781 | -76.5268 | 4 | 4 | RC | COAL | Yes | 0.01519 | 922.5 | 1 | [6 empty] | 1895960.028 | 1002601.338 | 1895960.028 | 1002601.338 | 122788 | 62020 | 78.445 | 45.17 | 665.052 | 184306.474 | 37575.255 | 5503.268 | 185596.152 |  | 1.278 | 1.457 | 10.833 | 3002.027 | 0.306 | 0.045 | 3023.034 |  | 0.083 | 0.09 | 0.702 | 194.42 | 0.02 | 0.003 | 195.781 |  | 1.278 | 1.457 | 10.833 | 3002.028 | 0.306 | 0.045 | 3023.034 |  | 78.445 | 45.17 | 665.052 | 184306.474 | 37575.255 | 5503.268 |  | 1895960.028 | 1002601.338 | 1895960.028 | 1002601.338 | EPA/CAMD | EPA/CAMD | EPA/CAMD | EPA/CAMD | EIA | EIA | -- | EPA/CAMD | EPA/CAMD | [14 empty] | 15440.9233 | 103507.63 | 8406.189 | 10874.177 | 0 | 0 | 0 | 0 | 0 | 0 | 0 | 0 | 122787.996 | 0 | 0 | 122787.996 | 0 | 0.84298 | 0.068461 | 0.088561 | 0 | 0 | 0 | 0 | 0 | 0 | 0 | 0 | 1 | 0 | 0 | 1 | 0 | Yes |  | 1936627.902 | 185500.17 | 87.113 | 497.624 |  | https://www.google.com/maps/@?api=1&map_action=map&center=39.178100000000001%2C-76.526799999999994&zoom=17&basemap=satellite | 32305 | [118 empty] | 0.16 |  |  | 23 |  |  | 0.35 | 0.2 |  |  | 39 |  |  | 0.4 | 0.12 |  |  | 21 |  |  | 0.3 | 0.01 |  |  | 59 |  |  | 0.05 | 0.08 |  |  | 49 |  |  | 0.12 | 0.06 |  |  | 60 |  |  | 0.06 | 0.12 |  |  | 34 |  |  | 0.16 | 7.3226 | 0.18191 | Coal | FRS_110064387346
106 | 137 | 2021 | AK | Toksook Bay | 57067 | Alaska Village Elec Coop, Inc | 221 | Alaska Village Elec Coop, Inc | 221 | Electric Utility | No balancing authority | NA | AK | AKMS | ASCC Miscellaneous |  | 2 | 50 | Bethel | 60.5301 | -165.1086 | 3 | 3 | DFO | OIL |  | 0.20124 | 2.1 | 0.99793 |  | Yes | 0 |  | 1 |  | 34281.001 | 12504.001 | 34281.001 | 12504.001 | 3702.001 | 1351.001 | 56.952 | 20.774 | 4.971 | 2799.484 | 226.73 | 45.346 | 2809.075 |  | 30.768 | 30.753 | 2.685 | 1512.417 | 0.061 | 0.012 | 1517.598 |  | 3.323 | 3.323 | 0.29 | 163.326 | 0.007 | 0.001 | 163.885 |  | 30.768 | 30.754 | 2.685 | 1512.417 | 0.061 | 0.012 | 1517.598 |  | 56.952 | 20.774 | 4.971 | 2799.484 | 226.73 | 45.346 |  | 34281.001 | 12504.001 | 34281.001 | 12504.001 | EIA | EIA | EIA | EIA | EIA | EIA | -- | EIA | EIA | [6 empty] | 0 | 0 | 0 | 0 | 0 | 0 | 0 | 0 | 9260.1299 | 0 | 3702 | 0 | 0 | 0 | 0 | 0 | 0 | 0 | 0 | 0 | 3702 | 0 | 0 | 3702 | 0 | 0 | 1 | 0 | 0 | 0 | 0 | 0 | 0 | 0 | 0 | 0 | 1 | 0 | 0 | 1 | 0 | [7 empty] | https://www.google.com/maps/@?api=1&map_action=map&center=60.530141999999998%2C-165.108575&zoom=17&basemap=satellite | 639 | [118 empty] | 0.84 |  |  | 97 |  |  | 0.35 | 0.99 |  |  | 96 |  |  | 0.4 | 0.68 |  |  | 93 |  |  | 0.3 | 0.05 |  |  | 74 |  |  | 0.05 | 0.2 |  |  | 80 |  |  | 0.12 | 0.14 |  |  | 95 |  |  | 0.06 | 0.09 |  |  | 21 |  |  | 0.16 | 4.7077 | 2.6756 | Oil | FRS_110045681473
107 | 38 | 2021 | AK | False Island | 56146 | Alaska Power and Telephone Co | 219 | Alaska Power and Telephone Co | 219 | Electric Utility | No balancing authority | NA | AK | AKMS | ASCC Miscellaneous |  | 2 | 198 | Prince of Wales-Hyder | 55.4892 | -133.1345 | 1 | 1 | DFO | OIL |  | 0.06112 | 1.3 | 1 | [6 empty] | 6957 | 2529 | 6957 | 2529 | 696 | 254 | 11.128 | 4.045 | 1.009 | 568.129 | 46.013 | 9.203 | 570.075 |  | 31.977 | 31.85 | 2.899 | 1632.555 | 0.066 | 0.013 | 1638.148 |  | 3.199 | 3.199 | 0.29 | 163.326 | 0.007 | 0.001 | 163.885 |  | 31.977 | 31.85 | 2.899 | 1632.555 | 0.066 | 0.013 | 1638.148 |  | 11.128 | 4.045 | 1.009 | 568.129 | 46.013 | 9.203 |  | 6957 | 2529 | 6957 | 2529 | EIA | EIA | EIA | EIA | EIA | EIA | -- | EIA | EIA | [14 empty] | 9995.6897 | 0 | 696 | 0 | 0 | 0 | 0 | 0 | 0 | 0 | 0 | 0 | 696 | 0 | 0 | 696 | 0 | 0 | 1 | 0 | 0 | 0 | 0 | 0 | 0 | 0 | 0 | 0 | 1 | 0 | 0 | 1 | 0 | [7 empty] | https://www.google.com/maps/@?api=1&map_action=map&center=55.489179999999998%2C-133.1345&zoom=17&basemap=satellite | 1228 | [118 empty] | 0.32 |  |  | 54 |  |  | 0.35 | 0.37 |  |  | 57 |  |  | 0.4 | 0.27 |  |  | 49 |  |  | 0.3 | 0 |  |  | 0 |  |  | 0.05 | 0.08 |  |  | 47 |  |  | 0.12 | 0.07 |  |  | 70 |  |  | 0.06 | 0.16 |  |  | 54 |  |  | 0.16 | 1.1503 | 3.1342 | Oil | FRS_110028039138
108 | 4886 | 2021 | MD | Perryman | 1556 | Baltimore Gas & Electric Co | 1167 | Constellation Power Source Gen | 4161 | IPP Non-CHP | PJM Interconnection, LLC | PJM | RFC | RFCE | RFC East | PJM | 24 | 25 | Harford | 39.4428 | -76.2218 | 6 | 5 | NG | GAS |  | 0.05564 | 492.3 | 1 | [6 empty] | 2620906.411 | 1202790.127 | 2620906.411 | 1202790.127 | 239935.999 | 108053.999 | 66 | 28.388 | 0.823 | 159035.133 | 6770.701 | 780.502 | 159236.062 |  | 0.55 | 0.525 | 0.007 | 1325.646 | 0.028 | 0.003 | 1327.321 |  | 0.05 | 0.047 | 0.001 | 121.359 | 0.003 | 0 | 121.512 |  | 0.55 | 0.525 | 0.007 | 1325.646 | 0.028 | 0.003 | 1327.321 |  | 66 | 28.388 | 0.823 | 159035.133 | 6770.701 | 780.502 |  | 2620906.411 | 1202790.127 | 2620906.411 | 1202790.127 | EPA/CAMD | EPA/CAMD | EPA/CAMD | EPA/CAMD | EIA | EIA | -- | EPA/CAMD | EPA/CAMD | [14 empty] | 10923.3564 | 0 | 13243.778 | 226692.22 | 0 | 0 | 0 | 0 | 0 | 0 | 0 | 0 | 239935.998 | 0 | 0 | 239935.998 | 0 | 0 | 0.055197 | 0.9448 | 0 | 0 | 0 | 0 | 0 | 0 | 0 | 0 | 1 | 0 | 0 | 1 | 0 | Yes |  | 3609230.796 | 220784.781 | 95.503 | 1.184 |  | https://www.google.com/maps/@?api=1&map_action=map&center=39.442836%2C-76.221761000000001&zoom=17&basemap=satellite | 14686 | [118 empty] | 0.33 |  |  | 56 |  |  | 0.35 | 0.43 |  |  | 62 |  |  | 0.4 | 0.23 |  |  | 42 |  |  | 0.3 | 0.01 |  |  | 59 |  |  | 0.05 | 0.08 |  |  | 48 |  |  | 0.12 | 0.06 |  |  | 57 |  |  | 0.06 | 0.14 |  |  | 44 |  |  | 0.16 | 12.867 | 0.13296 | Gas | FRS_110000499559
109 | 436 | 2021 | AZ | Yucca Power Plant | 120 | Arizona Public Service Co | 803 | Arizona Public Service Co | 803 | Electric Utility | Arizona Public Service Company | AZPS | WECC | AZNM | WECC Southwest |  | 4 | 27 | Yuma | 32.7214 | -114.7106 | 3 | 8 | NG | GAS |  | 0.09148 | 425 | 1 | [6 empty] | 3562256.67 | 1960072.109 | 3562256.67 | 1960072.109 | 340589.999 | 191121.001 | 102.669 | 50.527 | 1.069 | 211699.904 | 9245.355 | 942.96 | 211955.972 |  | 0.603 | 0.529 | 0.006 | 1243.136 | 0.027 | 0.003 | 1244.64 |  | 0.058 | 0.052 | 0.001 | 118.857 | 0.003 | 0 | 119.001 |  | 0.603 | 0.529 | 0.006 | 1243.136 | 0.027 | 0.003 | 1244.64 |  | 102.669 | 50.527 | 1.069 | 211699.904 | 9245.355 | 942.96 |  | 3562256.67 | 1960072.109 | 3562256.67 | 1960072.109 | EPA/CAMD | EPA/CAMD | EPA/CAMD | EPA/CAMD | EIA | EIA | -- | EPA/CAMD | EPA/CAMD | [14 empty] | 10459.0758 | 0 | 2124.684 | 338465.32 | 0 | 0 | 0 | 0 | 0 | 0 | 0 | 0 | 340590.004 | 0 | 0 | 340590.004 | 0 | 0 | 0.0062382 | 0.99376 | 0 | 0 | 0 | 0 | 0 | 0 | 0 | 0 | 1 | 0 | 0 | 1 | 0 | Yes |  | 2998823.836 | 178220.985 | 77.803 | 0.9 |  | https://www.google.com/maps/@?api=1&map_action=map&center=32.721400000000003%2C-114.7106&zoom=17&basemap=satellite | 14730 | [118 empty] | 0.59 |  |  | 81 |  |  | 0.35 | 0.77 |  |  | 82 |  |  | 0.4 | 0.4 |  |  | 69 |  |  | 0.3 | 0.09 |  |  | 83 |  |  | 0.05 | 0.33 |  |  | 93 |  |  | 0.12 | 0.07 |  |  | 65 |  |  | 0.06 | 0.16 |  |  | 53 |  |  | 0.16 | 15.3112 | 0.073477 | Gas | FRS_110001695407
110 | 4888 | 2021 | MD | Philadelphia | 1557 | Baltimore Gas & Electric Co | 1167 | Constellation Power Source Gen | 4161 | IPP Non-CHP | PJM Interconnection, LLC | PJM | RFC | RFCE | RFC East | PJM | 24 | 510 | Baltimore City | 39.2986 | -76.5636 | 4 | 4 | DFO | OIL |  | 0.00592 | 82.8 | 1 | [6 empty] | 76264 | 29199 | 76264 | 29199 | 4294 | 1644 | 33.98 | 13.008 | 11.718 | 6227.936 | 504.4 | 100.88 | 6249.272 |  | 15.827 | 15.825 | 5.458 | 2900.762 | 0.117 | 0.023 | 2910.7 |  | 0.891 | 0.891 | 0.307 | 163.326 | 0.007 | 0.001 | 163.885 |  | 15.827 | 15.825 | 5.458 | 2900.762 | 0.117 | 0.023 | 2910.7 |  | 33.98 | 13.008 | 11.718 | 6227.936 | 504.4 | 100.88 |  | 76264 | 29199 | 76264 | 29199 | EIA | EIA | EIA | EIA | EIA | EIA | -- | EIA | EIA | [14 empty] | 17760.5962 | 0 | 4294 | 0 | 0 | 0 | 0 | 0 | 0 | 0 | 0 | 0 | 4294 | 0 | 0 | 4294 | 0 | 0 | 1 | 0 | 0 | 0 | 0 | 0 | 0 | 0 | 0 | 0 | 1 | 0 | 0 | 1 | 0 | [7 empty] | https://www.google.com/maps/@?api=1&map_action=map&center=39.2986%2C-76.563599999999994&zoom=17&basemap=satellite | 206811 | [118 empty] | 0.52 |  |  | 76 |  |  | 0.35 | 0.65 |  |  | 76 |  |  | 0.4 | 0.38 |  |  | 66 |  |  | 0.3 | 0.03 |  |  | 67 |  |  | 0.05 | 0.16 |  |  | 72 |  |  | 0.12 | 0.07 |  |  | 65 |  |  | 0.06 | 0.12 |  |  | 34 |  |  | 0.16 | 0.62285 | 0.32007 | Oil | FRS_110003523027
111 | 139 | 2021 | AK | Unalakleet | 6299 | Unalakleet Valley Elec Coop | 40548 | Unalakleet Valley Elec Coop | 40548 | Electric Utility | No balancing authority | NA | AK | AKMS | ASCC Miscellaneous |  | 2 | 180 | Nome | 63.8768 | -160.7904 | 4 | 4 | DFO | OIL |  | 0.20531 | 2 | 0.99115 |  | Yes | 0 |  | 1 |  | 32579 | 11884 | 32579 | 11884 | 3597 | 1312 | 52.348 | 19.096 | 4.724 | 2660.496 | 215.473 | 43.095 | 2669.611 |  | 29.106 | 29.11 | 2.627 | 1479.286 | 0.06 | 0.012 | 1484.354 |  | 3.214 | 3.214 | 0.29 | 163.326 | 0.007 | 0.001 | 163.885 |  | 29.106 | 29.11 | 2.627 | 1479.286 | 0.06 | 0.012 | 1484.354 |  | 52.348 | 19.096 | 4.724 | 2660.496 | 215.473 | 43.095 |  | 32579 | 11884 | 32579 | 11884 | EIA | EIA | EIA | EIA | EIA | EIA | -- | EIA | EIA | [6 empty] | 0 | 0 | 0 | 0 | 0 | 0 | 0 | 0 | 9057.2699 | 0 | 3597 | 0 | 0 | 0 | 0 | 0 | 0 | 0 | 0 | 0 | 3597 | 0 | 0 | 3597 | 0 | 0 | 1 | 0 | 0 | 0 | 0 | 0 | 0 | 0 | 0 | 0 | 1 | 0 | 0 | 1 | 0 | [7 empty] | https://www.google.com/maps/@?api=1&map_action=map&center=63.876789000000002%2C-160.790414&zoom=17&basemap=satellite | 766 | [118 empty] | 0.8 |  |  | 95 |  |  | 0.35 | 0.95 |  |  | 92 |  |  | 0.4 | 0.65 |  |  | 91 |  |  | 0.3 | 0.01 |  |  | 58 |  |  | 0.05 | 0.2 |  |  | 80 |  |  | 0.12 | 0.1 |  |  | 86 |  |  | 0.06 | 0.08 |  |  | 19 |  |  | 0.16 | 4.9777 | 2.9567 | Oil | FRS_110028040983
112 | 41 | 2021 | AK | Fort Greely Power Plant | 54834 | Golden Valley Elec Assn Inc | 7353 | Doyon Utilities - Fort Greely | 19272 | Commercial Non-CHP | No balancing authority | NA | AK | AKGD | ASCC Alaska Grid |  | 2 | 240 | Southeast Fairbanks | 63.9736 | -145.7166 | 4 | 4 | DFO | OIL |  | 0.00092 | 7.4 | 1 | [6 empty] | 572 | 225 | 572 | 225 | 59.78 | 23.52 | 0.924 | 0.364 | 0.083 | 46.712 | 3.783 | 0.757 | 46.872 |  | 30.913 | 30.952 | 2.77 | 1562.797 | 0.063 | 0.013 | 1568.151 |  | 3.231 | 3.236 | 0.29 | 163.329 | 0.007 | 0.001 | 163.888 |  | 30.913 | 30.952 | 2.77 | 1562.797 | 0.063 | 0.013 | 1568.151 |  | 0.924 | 0.364 | 0.083 | 46.712 | 3.783 | 0.757 |  | 572 | 225 | 572 | 225 | EIA | EIA | EIA | EIA | EIA | EIA | -- | EIA | EIA | [14 empty] | 9568.4175 | 0 | 59.78 | 0 | 0 | 0 | 0 | 0 | 0 | 0 | 0 | 0 | 59.78 | 0 | 0 | 59.78 | 0 | 0 | 1 | 0 | 0 | 0 | 0 | 0 | 0 | 0 | 0 | 0 | 1 | 0 | 0 | 1 | 0 | [7 empty] | https://www.google.com/maps/@?api=1&map_action=map&center=63.973571999999997%2C-145.71658099999999&zoom=17&basemap=satellite | 102 | [118 empty] | 0.36 |  |  | 59 |  |  | 0.35 | 0.71 |  |  | 79 |  |  | 0.4 | 0 |  |  | 0 |  |  | 0.3 | 0 |  |  | 0 |  |  | 0.05 | 0 |  |  | 0 |  |  | 0.12 | 0 |  |  | 0 |  |  | 0.06 | 0 |  |  | 0 |  |  | 0.16 | 0.14539 | 2.9372 | Oil | FRS_110070135405
113 | 140 | 2021 | AK | Unalaska Power Module | 7503 | City of Unalaska - (AK) | 19454 | City of Unalaska - (AK) | 19454 | Electric Utility | No balancing authority | NA | AK | AKMS | ASCC Miscellaneous |  | 2 | 16 | Aleutians West | 53.864 | -166.5126 | 1 | 1 | DFO | OIL |  | 0.11862 | 1.1 | 1 | [6 empty] | 13261 | 4834 | 13261 | 4834 | 1143 | 417 | 21.501 | 7.838 | 1.923 | 1082.931 | 87.707 | 17.541 | 1086.641 |  | 37.622 | 37.592 | 3.364 | 1894.892 | 0.077 | 0.015 | 1901.384 |  | 3.243 | 3.243 | 0.29 | 163.326 | 0.007 | 0.001 | 163.885 |  | 37.622 | 37.592 | 3.364 | 1894.892 | 0.077 | 0.015 | 1901.384 |  | 21.501 | 7.838 | 1.923 | 1082.931 | 87.707 | 17.541 |  | 13261 | 4834 | 13261 | 4834 | EIA | EIA | EIA | EIA | EIA | EIA | -- | EIA | EIA | [14 empty] | 11601.9248 | 0 | 1143 | 0 | 0 | 0 | 0 | 0 | 0 | 0 | 0 | 0 | 1143 | 0 | 0 | 1143 | 0 | 0 | 1 | 0 | 0 | 0 | 0 | 0 | 0 | 0 | 0 | 0 | 1 | 0 | 0 | 1 | 0 | [7 empty] | https://www.google.com/maps/@?api=1&map_action=map&center=53.863993000000001%2C-166.51259099999999&zoom=17&basemap=satellite | 2912 | [118 empty] | 0.5 |  |  | 75 |  |  | 0.35 | 0.8 |  |  | 83 |  |  | 0.4 | 0.21 |  |  | 38 |  |  | 0.3 | 0.07 |  |  | 80 |  |  | 0.05 | 0.1 |  |  | 56 |  |  | 0.12 | 0.04 |  |  | 37 |  |  | 0.06 | 0.08 |  |  | 18 |  |  | 0.16 | 4.8752 | 3.769 | Oil | FRS_110028040992
114 | 4822 | 2021 | MD | Crisfield | 1563 | Delmarva Power | 5027 | Calpine Mid-Atlantic Generation LLC | 56609 | IPP Non-CHP | PJM Interconnection, LLC | PJM | RFC | RFCE | RFC East | PJM | 24 | 39 | Somerset | 37.9941 | -75.8377 | 4 | 4 | DFO | OIL |  | 0.01378 | 11.6 | 1 | [6 empty] | 14415 | 5519 | 14415 | 5519 | 1400 | 536 | 23.272 | 8.908 | 2.09 | 1177.172 | 95.339 | 19.068 | 1181.205 |  | 33.246 | 33.239 | 2.986 | 1681.674 | 0.068 | 0.014 | 1687.435 |  | 3.229 | 3.228 | 0.29 | 163.326 | 0.007 | 0.001 | 163.886 |  | 33.246 | 33.239 | 2.986 | 1681.674 | 0.068 | 0.014 | 1687.435 |  | 23.272 | 8.908 | 2.09 | 1177.172 | 95.339 | 19.068 |  | 14415 | 5519 | 14415 | 5519 | EIA | EIA | EIA | EIA | EIA | EIA | -- | EIA | EIA | [14 empty] | 10296.4286 | 0 | 1400 | 0 | 0 | 0 | 0 | 0 | 0 | 0 | 0 | 0 | 1400 | 0 | 0 | 1400 | 0 | 0 | 1 | 0 | 0 | 0 | 0 | 0 | 0 | 0 | 0 | 0 | 1 | 0 | 0 | 1 | 0 | [7 empty] | https://www.google.com/maps/@?api=1&map_action=map&center=37.994134000000003%2C-75.837678999999994&zoom=17&basemap=satellite | 4296 | [118 empty] | 0.35 |  |  | 59 |  |  | 0.35 | 0.29 |  |  | 49 |  |  | 0.4 | 0.42 |  |  | 71 |  |  | 0.3 | 0 |  |  | 0 |  |  | 0.05 | 0.16 |  |  | 73 |  |  | 0.12 | 0.06 |  |  | 55 |  |  | 0.06 | 0.26 |  |  | 84 |  |  | 0.16 | 0.53785 | 3.3303 | Oil | FRS_110019889085
115 | 42 | 2021 | AK | Galena Electric Utility | 7437 | Galena Electric Utility | 6915 | Galena Electric Utility | 6915 | Electric Utility | No balancing authority | NA | AK | AKMS | ASCC Miscellaneous |  | 2 | 290 | Yukon Koyukuk | 64.7442 | -156.8736 | 5 | 5 | DFO | OIL |  | 0.14504 | 3.9 | 1 |  | Yes | 0 |  | 1 |  | 56969.001 | 20782.998 | 56969.001 | 20782.998 | 4954.999 | 1808.001 | 87.038 | 31.752 | 8.261 | 4652.252 | 376.786 | 75.357 | 4668.19 |  | 35.131 | 35.124 | 3.334 | 1877.801 | 0.076 | 0.015 | 1884.235 |  | 3.056 | 3.056 | 0.29 | 163.326 | 0.007 | 0.001 | 163.885 |  | 35.131 | 35.124 | 3.334 | 1877.801 | 0.076 | 0.015 | 1884.234 |  | 87.038 | 31.752 | 8.261 | 4652.252 | 376.786 | 75.357 |  | 56969.001 | 20782.998 | 56969.001 | 20782.998 | EIA | EIA | EIA | EIA | EIA | EIA | -- | EIA | EIA | [6 empty] | 0 | 0 | 0 | 0 | 0 | 0 | 0 | 0 | 11497.2757 | 0 | 4955 | 0 | 0 | 0 | 0 | 0 | 0 | 0 | 0 | 0 | 4955 | 0 | 0 | 4955 | 0 | 0 | 1 | 0 | 0 | 0 | 0 | 0 | 0 | 0 | 0 | 0 | 1 | 0 | 0 | 1 | 0 | [7 empty] | https://www.google.com/maps/@?api=1&map_action=map&center=64.744169999999997%2C-156.87360000000001&zoom=17&basemap=satellite | 494 | [118 empty] | 0.47 |  |  | 72 |  |  | 0.35 | 0.68 |  |  | 77 |  |  | 0.4 | 0.26 |  |  | 48 |  |  | 0.3 | 0.02 |  |  | 61 |  |  | 0.05 | 0.08 |  |  | 49 |  |  | 0.12 | 0.09 |  |  | 80 |  |  | 0.06 | 0.11 |  |  | 32 |  |  | 0.16 | 9.2095 | 3.4345 | Oil | FRS_110028039156
116 | 4919 | 2021 | MD | Vienna | 1564 | Delmarva Power | 5027 | NRG Vienna Operations Inc | 19830 | IPP Non-CHP | PJM Interconnection, LLC | PJM | RFC | RFCE | RFC East | PJM | 24 | 19 | Dorchester | 38.4878 | -75.8208 | 1 | 2 | RFO | OIL |  | 0.00015 | 180.6 | 1 | [6 empty] | 54646.219 | 42294.574 | 54646.219 | 42294.574 | 243 | 1342 | 7.719 | 6.233 | 31.232 | 4434.747 | 485.921 | 97.184 | 4455.301 |  | 63.531 | 9.289 | 257.053 | 36499.975 | 2 | 0.4 | 36669.148 |  | 0.283 | 0.295 | 1.143 | 162.308 | 0.009 | 0.002 | 163.06 |  | 63.531 | 9.289 | 257.053 | 36499.975 | 2 | 0.4 | 36669.148 |  | 7.719 | 6.233 | 31.232 | 4434.747 | 485.921 | 97.184 |  | 54646.219 | 42294.574 | 54646.219 | 42294.574 | EPA/CAMD | EPA/CAMD | EPA/CAMD | EPA/CAMD | EIA | EIA | -- | EPA/CAMD | EPA/CAMD | [14 empty] | 224881.5597 | 0 | 243 | 0 | 0 | 0 | 0 | 0 | 0 | 0 | 0 | 0 | 243 | 0 | 0 | 243 | 0 | 0 | 1 | 0 | 0 | 0 | 0 | 0 | 0 | 0 | 0 | 0 | 1 | 0 | 0 | 1 | 0 | Yes |  | 169488.35 | 13752.524 | 26.736 | 95.682 |  | https://www.google.com/maps/@?api=1&map_action=map&center=38.4878%2C-75.820800000000006&zoom=17&basemap=satellite | 791 | [118 empty] | 0.38 |  |  | 62 |  |  | 0.35 | 0.43 |  |  | 62 |  |  | 0.4 | 0.32 |  |  | 58 |  |  | 0.3 | 0.02 |  |  | 64 |  |  | 0.05 | 0.13 |  |  | 64 |  |  | 0.12 | 0.07 |  |  | 64 |  |  | 0.06 | 0.23 |  |  | 76 |  |  | 0.16 | 0.31326 | 0 | Oil | FRS_110000585260
117 | 141 | 2021 | AK | Unisea G 2 | 54422 | City of Unalaska - (AK) | 19454 | Unisea Inc | 19553 | Industrial Non-CHP | No balancing authority | NA | AK | AKMS | ASCC Miscellaneous |  | 2 | 16 | Aleutians West | 53.8796 | -166.5532 | 8 | 8 | DFO | OIL |  | 0.19008 | 17.5 | 1 | Yes | Yes | 0 |  | 1 |  | 317865.001 | 115962 | 317865.001 | 115962 | 29138.999 | 10629.999 | 509.27 | 185.79 | 46.09 | 25957.77 | 2102.319 | 420.464 | 26046.698 |  | 34.955 | 34.956 | 3.163 | 1781.651 | 0.072 | 0.014 | 1787.755 |  | 3.204 | 3.204 | 0.29 | 163.326 | 0.007 | 0.001 | 163.885 |  | 34.955 | 34.956 | 3.163 | 1781.651 | 0.072 | 0.014 | 1787.755 |  | 509.27 | 185.79 | 46.09 | 25957.77 | 2102.319 | 420.464 |  | 317865.001 | 115962 | 317865.001 | 115962 | EIA | EIA | EIA | EIA | EIA | EIA | -- | EIA | EIA |  |  |  | 0 |  |  | 0 | 0 | 0 | 0 | 0 | 0 | 0 | 0 | 10908.5762 | 0 | 29139 | 0 | 0 | 0 | 0 | 0 | 0 | 0 | 0 | 0 | 29139 | 0 | 0 | 29139 | 0 | 0 | 1 | 0 | 0 | 0 | 0 | 0 | 0 | 0 | 0 | 0 | 1 | 0 | 0 | 1 | 0 | [7 empty] | https://www.google.com/maps/@?api=1&map_action=map&center=53.879600000000003%2C-166.5532&zoom=17&basemap=satellite | 2912 | [118 empty] | 0.5 |  |  | 75 |  |  | 0.35 | 0.8 |  |  | 83 |  |  | 0.4 | 0.21 |  |  | 38 |  |  | 0.3 | 0.07 |  |  | 80 |  |  | 0.05 | 0.1 |  |  | 56 |  |  | 0.12 | 0.04 |  |  | 37 |  |  | 0.06 | 0.08 |  |  | 18 |  |  | 0.16 | 50.6489 | 3.3133 | Oil | FRS_110064064408
118 | 4811 | 2021 | MD | Chalk Point | 1571 | Potomac Electric Power Co | 15270 | Lanyard Power Holdings, LLC | 12653 | IPP Non-CHP | PJM Interconnection, LLC | PJM | RFC | RFCE | RFC East | PJM | 24 | 33 | Prince Georges | 38.5444 | -76.6861 | 10 | 7 | NG | GAS |  | 0.00677 | 1809 | 1 | [6 empty] | 10266339.74 | 2032823.626 | 10266339.74 | 2032823.626 | 107326 | 70738 | 699.58 | 79.382 | 605.355 | 960989.741 | 4342.358 | 486.376 | 961116.491 |  | 13.037 | 2.244 | 11.281 | 17907.865 | 0.04 | 0.005 | 17910.227 |  | 0.136 | 0.078 | 0.118 | 187.212 | 0 | 0 | 187.236 |  | 13.037 | 2.244 | 11.281 | 17907.865 | 0.04 | 0.005 | 17910.227 |  | 699.58 | 79.382 | 605.355 | 960989.741 | 4342.358 | 486.376 |  | 10266339.74 | 2032823.626 | 10266339.74 | 2032823.626 | EPA/CAMD | EPA/CAMD | EPA/CAMD | EPA/CAMD | EIA | EIA | -- | EPA/CAMD | EPA/CAMD | [14 empty] | 95655.6634 | 0 | 4182.637 | 103143.363 | 0 | 0 | 0 | 0 | 0 | 0 | 0 | 0 | 107326 | 0 | 0 | 107326 | 0 | 0 | 0.038971 | 0.96103 | 0 | 0 | 0 | 0 | 0 | 0 | 0 | 0 | 1 | 0 | 0 | 1 | 0 | Yes |  | 3428661.876 | 206885.631 | 179.349 | 27.708 |  | https://www.google.com/maps/@?api=1&map_action=map&center=38.544400000000003%2C-76.686099999999996&zoom=17&basemap=satellite | 2987 | [118 empty] | 0.32 |  |  | 55 |  |  | 0.35 | 0.52 |  |  | 68 |  |  | 0.4 | 0.13 |  |  | 22 |  |  | 0.3 | 0 |  |  | 0 |  |  | 0.05 | 0.06 |  |  | 38 |  |  | 0.12 | 0.05 |  |  | 51 |  |  | 0.06 | 0.2 |  |  | 68 |  |  | 0.16 | 14.9203 | 0.081598 | Gas | FRS_110005974286
119 | 331 | 2021 | AZ | De Moss Petrie Generating Station | 124 | Tucson Electric Power Co | 24211 | Tucson Electric Power Co | 24211 | Electric Utility | Tucson Electric Power Company | TEPC | WECC | AZNM | WECC Southwest |  | 4 | 19 | Pima | 32.2523 | -110.9921 | 1 | 1 | NG | GAS |  | 0.00099 | 85 | 1 | [6 empty] | 15864.82 | 10331.926 | 15864.82 | 10331.926 | 735 | 479 | 0.63 | 0.391 | 0.028 | 942.842 | 34.968 | 3.497 | 943.8 |  | 1.714 | 1.633 | 0.076 | 2565.556 | 0.048 | 0.005 | 2568.164 |  | 0.079 | 0.076 | 0.004 | 118.859 | 0.002 | 0 | 118.98 |  | 1.714 | 1.633 | 0.076 | 2565.556 | 0.048 | 0.005 | 2568.164 |  | 0.63 | 0.391 | 0.028 | 942.842 | 34.968 | 3.497 |  | 15864.82 | 10331.926 | 15864.82 | 10331.926 | EPA/CAMD | EPA/CAMD | EPA/CAMD | EPA/CAMD | EIA | EIA | -- | EPA/CAMD | EPA/CAMD | [14 empty] | 21584.7891 | 0 | 0 | 735 | 0 | 0 | 0 | 0 | 0 | 0 | 0 | 0 | 735 | 0 | 0 | 735 | 0 | 0 | 0 | 1 | 0 | 0 | 0 | 0 | 0 | 0 | 0 | 0 | 1 | 0 | 0 | 1 | 0 | Yes |  | 13505.707 | 802.621 | 0.311 | 0.024 |  | https://www.google.com/maps/@?api=1&map_action=map&center=32.252273000000002%2C-110.992148&zoom=17&basemap=satellite | 112373 | [118 empty] | 0.56 |  |  | 80 |  |  | 0.35 | 0.58 |  |  | 71 |  |  | 0.4 | 0.56 |  |  | 85 |  |  | 0.3 | 0.06 |  |  | 78 |  |  | 0.05 | 0.15 |  |  | 72 |  |  | 0.12 | 0.04 |  |  | 40 |  |  | 0.06 | 0.13 |  |  | 38 |  |  | 0.16 | 0.084811 | 0.13462 | Gas | FRS_110002569569
120 | 4825 | 2021 | MD | Dickerson | 1572 | Potomac Electric Power Co | 15270 | Lanyard Power Holdings, LLC | 12653 | IPP Non-CHP | PJM Interconnection, LLC | PJM | RFC | RFCE | RFC East | PJM | 24 | 31 | Montgomery | 39.2097 | -77.4644 | 2 | 3 | NG | GAS |  | 0.05979 | 345 | 1 | [6 empty] | 2332617.032 | 929911.774 | 2332617.032 | 929911.774 | 180692 | 72544.001 | 110.801 | 43.968 | 1.433 | 139310.051 | 4983.26 | 520.6 | 139449.911 |  | 1.226 | 1.212 | 0.016 | 1541.961 | 0.028 | 0.003 | 1543.51 |  | 0.095 | 0.095 | 0.001 | 119.445 | 0.002 | 0 | 119.565 |  | 1.226 | 1.212 | 0.016 | 1541.961 | 0.028 | 0.003 | 1543.509 |  | 110.801 | 43.968 | 1.433 | 139310.051 | 4983.26 | 520.6 |  | 2332617.032 | 929911.774 | 2332617.032 | 929911.774 | EPA/CAMD | EPA/CAMD | EPA/CAMD | EPA/CAMD | EIA | EIA | -- | EPA/CAMD | EPA/CAMD | [14 empty] | 12909.354 | 0 | 1019.823 | 179672.18 | 0 | 0 | 0 | 0 | 0 | 0 | 0 | 0 | 180692.003 | 0 | 0 | 180692.003 | 0 | 0 | 0.005644 | 0.99436 | 0 | 0 | 0 | 0 | 0 | 0 | 0 | 0 | 1 | 0 | 0 | 1 | 0 | Yes |  | 1380261.594 | 84544.659 | 65.516 | 3.164 |  | https://www.google.com/maps/@?api=1&map_action=map&center=39.209699999999998%2C-77.464399999999998&zoom=17&basemap=satellite | 1599 | [118 empty] | 0.17 |  |  | 26 |  |  | 0.35 | 0.32 |  |  | 52 |  |  | 0.4 | 0.03 |  |  | 5 |  |  | 0.3 | 0 |  |  | 0 |  |  | 0.05 | 0.06 |  |  | 41 |  |  | 0.12 | 0.08 |  |  | 74 |  |  | 0.06 | 0.13 |  |  | 38 |  |  | 0.16 | 8.8549 | 0.080484 | Gas | FRS_110000339303
121 | 142 | 2021 | AK | University of Alaska Fairbanks | 50711 | Golden Valley Elec Assn Inc | 7353 | University of Alaska | 19511 | Commercial CHP | No balancing authority | NA | AK | AKGD | ASCC Alaska Grid |  | 2 | 90 | Fairbanks North Star | 64.8542 | -147.8221 | 4 | 5 | SUB | COAL | Yes | 0.20459 | 39.6 | 0.99235 | Yes | Yes | 1040173.6 | 0.233 | 0.23693 |  | 408666.147 | 146977.137 | 408666.147 | 146977.137 | 70972 | 28468 | 67.263 | 24.098 | 61.115 | 43344.678 | 9673.417 | 1411.674 | 43675.935 |  | 1.895 | 1.693 | 1.722 | 1221.459 | 0.136 | 0.02 | 1230.793 |  | 0.329 | 0.328 | 0.299 | 212.128 | 0.024 | 0.003 | 213.749 |  | 1.895 | 1.693 | 1.722 | 1221.459 | 0.136 | 0.02 | 1230.793 |  | 283.894 | 101.71 | 257.947 | 182942.787 | 40828.125 | 5958.185 |  | 1724837.46 | 620339.3 | 1724837.46 | 620339.3 | EIA | EIA |  | EIA | EIA | EIA | -- | [5 empty] | 0 |  |  | 1316171.313 | 473362.163 | 216.631 | 77.612 | 196.831 | 139598.109 | 31154.708 | 4546.511 | 5758.132 | 70619.656 | 348.873 | 3.471 | 0 | 0 | 0 | 0 | 0 | 0 | 0 | 0 | 70972 | 0 | 0 | 70972 | 0 | 0.99504 | 0.0049156 | 4.8907e-05 | 0 | 0 | 0 | 0 | 0 | 0 | 0 | 0 | 1 | 0 | 0 | 1 | 0 | [7 empty] | https://www.google.com/maps/@?api=1&map_action=map&center=64.854170999999994%2C-147.82207500000001&zoom=17&basemap=satellite | 24584 | [118 empty] | 0.31 |  |  | 53 |  |  | 0.35 | 0.38 |  |  | 58 |  |  | 0.4 | 0.23 |  |  | 42 |  |  | 0.3 | 0.04 |  |  | 71 |  |  | 0.05 | 0.06 |  |  | 37 |  |  | 0.12 | 0.07 |  |  | 70 |  |  | 0.06 | 0.14 |  |  | 44 |  |  | 0.16 | 1.0903 | 0.047978 | Coal | FRS_110025212375
122 | 4874 | 2021 | MD | Morgantown | 1573 | Potomac Electric Power Co | 15270 | Lanyard Power Holdings, LLC | 12653 | IPP Non-CHP | PJM Interconnection, LLC | PJM | RFC | RFCE | RFC East | PJM | 24 | 17 | Charles | 38.3592 | -76.9767 | 6 | 8 | BIT | COAL | Yes | 0.1021 | 1548 | 1 | [6 empty] | 15769628.81 | 8599433.673 | 15769628.81 | 8599433.673 | 1384481 | 759679.002 | 373.386 | 194.027 | 864.065 | 1617566.41 | 363776.026 | 52928.474 | 1629999.953 |  | 0.539 | 0.511 | 1.248 | 2336.712 | 0.263 | 0.038 | 2354.673 |  | 0.047 | 0.045 | 0.11 | 205.15 | 0.023 | 0.003 | 206.726 |  | 0.539 | 0.511 | 1.248 | 2336.712 | 0.263 | 0.038 | 2354.673 |  | 373.386 | 194.027 | 864.065 | 1617566.41 | 363776.026 | 52928.474 |  | 15769628.81 | 8599433.673 | 15769628.81 | 8599433.673 | EPA/CAMD | EPA/CAMD | EPA/CAMD | EPA/CAMD | EIA | EIA | -- | EPA/CAMD | EPA/CAMD | [14 empty] | 11390.2822 | 1382680.6 | 1800.356 | 0 | 0 | 0 | 0 | 0 | 0 | 0 | 0 | 0 | 1384480.956 | 0 | 0 | 1384480.956 | 0 | 0.9987 | 0.0013004 | 0 | 0 | 0 | 0 | 0 | 0 | 0 | 0 | 0 | 1 | 0 | 0 | 1 | 0 | Yes |  | 13566516.79 | 1390001.887 | 343.46 | 738.542 |  | https://www.google.com/maps/@?api=1&map_action=map&center=38.359200000000001%2C-76.976699999999994&zoom=17&basemap=satellite | 1704 | [118 empty] | 0.34 |  |  | 57 |  |  | 0.35 | 0.37 |  |  | 57 |  |  | 0.4 | 0.31 |  |  | 55 |  |  | 0.3 | 0 |  |  | 0 |  |  | 0.05 | 0.04 |  |  | 30 |  |  | 0.12 | 0.11 |  |  | 88 |  |  | 0.06 | 0.14 |  |  | 46 |  |  | 0.16 | 80.467 | 0.14822 | Coal | FRS_110000339143
123 | 43 | 2021 | AK | Gambell | 57062 | Alaska Village Elec Coop, Inc | 221 | Alaska Village Elec Coop, Inc | 221 | Electric Utility | No balancing authority | NA | AK | AKMS | ASCC Miscellaneous |  | 2 | 180 | Nome | 63.7771 | -171.7124 | 3 | 3 | DFO | OIL |  | 0.15525 | 1.6 | 1 |  | Yes | 64.8 | 114.609 | 0.9935 |  | 21869.883 | 7980.773 | 21869.883 | 7980.773 | 2176 | 794 | 36.332 | 13.259 | 3.171 | 1785.957 | 144.645 | 28.929 | 1792.075 |  | 33.394 | 33.399 | 2.915 | 1641.504 | 0.066 | 0.013 | 1647.128 |  | 3.323 | 3.323 | 0.29 | 163.326 | 0.007 | 0.001 | 163.885 |  | 33.394 | 33.399 | 2.915 | 1641.504 | 0.066 | 0.013 | 1647.128 |  | 36.57 | 13.346 | 3.192 | 1797.644 | 145.591 | 29.118 |  | 22012.999 | 8032.999 | 22012.999 | 8032.999 | EIA | EIA | EIA | EIA | EIA | EIA | -- | EIA | EIA | [6 empty] | 143.116 | 52.226 | 0.238 | 0.087 | 0.021 | 11.687 | 0.947 | 0.189 | 10050.4978 | 0 | 2176 | 0 | 0 | 0 | 0 | 0 | 0 | 0 | 0 | 0 | 2176 | 0 | 0 | 2176 | 0 | 0 | 1 | 0 | 0 | 0 | 0 | 0 | 0 | 0 | 0 | 0 | 1 | 0 | 0 | 1 | 0 | [7 empty] | https://www.google.com/maps/@?api=1&map_action=map&center=63.777057999999997%2C-171.71243899999999&zoom=17&basemap=satellite | 615 | [118 empty] | 0.8 |  |  | 95 |  |  | 0.35 | 0.95 |  |  | 92 |  |  | 0.4 | 0.65 |  |  | 91 |  |  | 0.3 | 0.01 |  |  | 58 |  |  | 0.05 | 0.2 |  |  | 80 |  |  | 0.12 | 0.1 |  |  | 86 |  |  | 0.06 | 0.08 |  |  | 19 |  |  | 0.16 | 2.6138 | 2.7615 | Oil | FRS_110043977337
124 | 4828 | 2021 | MD | Easton | 1580 | Easton Utilities Comm | 5625 | Easton Utilities Comm | 5625 | Electric Utility | PJM Interconnection, LLC | PJM | RFC | RFCE | RFC East | PJM | 24 | 41 | Talbot | 38.7786 | -76.0769 | 10 | 10 | DFO | OIL |  | 0.0005 | 33.6 | 1 | [6 empty] | 12839.001 | 5755.999 | 12839.001 | 5755.999 | 145.999 | 130.998 | 20.562 | 9.216 | 1.862 | 1048.47 | 84.916 | 16.983 | 1052.062 |  | 281.673 | 140.704 | 25.502 | 14362.701 | 0.582 | 0.116 | 14411.906 |  | 3.203 | 3.202 | 0.29 | 163.326 | 0.007 | 0.001 | 163.885 |  | 281.671 | 140.703 | 25.501 | 14362.603 | 0.582 | 0.116 | 14411.807 |  | 20.562 | 9.216 | 1.862 | 1048.47 | 84.916 | 16.983 |  | 12839.001 | 5755.999 | 12839.001 | 5755.999 | EIA | EIA | EIA | EIA | EIA | EIA | -- | EIA | EIA | [14 empty] | 87938.363 | 0 | 146 | 0 | 0 | 0 | 0 | 0 | 0 | 0 | 0 | 0 | 146 | 0 | 0 | 146 | 0 | 0 | 1 | 0 | 0 | 0 | 0 | 0 | 0 | 0 | 0 | 0 | 1 | 0 | 0 | 1 | 0 | [7 empty] | https://www.google.com/maps/@?api=1&map_action=map&center=38.778599999999997%2C-76.076899999999995&zoom=17&basemap=satellite | 19125 | [118 empty] | 0.28 |  |  | 48 |  |  | 0.35 | 0.31 |  |  | 51 |  |  | 0.4 | 0.25 |  |  | 45 |  |  | 0.3 | 0.03 |  |  | 69 |  |  | 0.05 | 0.11 |  |  | 60 |  |  | 0.12 | 0.04 |  |  | 45 |  |  | 0.06 | 0.27 |  |  | 84 |  |  | 0.16 | 1.3389 | 0 | Oil | FRS_110000614069
125 | 143 | 2021 | AK | Upper Kalskag | 57054 | Alaska Village Elec Coop, Inc | 221 | Alaska Village Elec Coop, Inc | 221 | Electric Utility | No balancing authority | NA | AK | AKMS | ASCC Miscellaneous |  | 2 | 50 | Bethel | 61.5269 | -160.3481 | 3 | 3 | DFO | OIL |  | 0.15587 | 1.1 | 1 |  | Yes | 2.4 | 2135.969 | 0.99965 |  | 14625.865 | 5339.125 | 14625.865 | 5339.125 | 1502 | 548 | 24.297 | 8.869 | 2.121 | 1194.39 | 96.734 | 19.347 | 1198.481 |  | 32.353 | 32.368 | 2.824 | 1590.399 | 0.064 | 0.013 | 1595.847 |  | 3.323 | 3.322 | 0.29 | 163.326 | 0.007 | 0.001 | 163.885 |  | 32.353 | 32.368 | 2.824 | 1590.399 | 0.064 | 0.013 | 1595.847 |  | 24.306 | 8.872 | 2.122 | 1194.809 | 96.768 | 19.354 |  | 14631.001 | 5341 | 14631.001 | 5341 | EIA | EIA | EIA | EIA | EIA | EIA | -- | EIA | EIA | [6 empty] | 5.136 | 1.875 | 0.009 | 0.003 | 0.001 | 0.419 | 0.034 | 0.007 | 9737.5935 | 0 | 1502 | 0 | 0 | 0 | 0 | 0 | 0 | 0 | 0 | 0 | 1502 | 0 | 0 | 1502 | 0 | 0 | 1 | 0 | 0 | 0 | 0 | 0 | 0 | 0 | 0 | 0 | 1 | 0 | 0 | 1 | 0 | [7 empty] | https://www.google.com/maps/@?api=1&map_action=map&center=61.526857999999997%2C-160.348128&zoom=17&basemap=satellite | 473 | [118 empty] | 0.72 |  |  | 91 |  |  | 0.35 | 0.88 |  |  | 88 |  |  | 0.4 | 0.55 |  |  | 84 |  |  | 0.3 | 0.01 |  |  | 57 |  |  | 0.05 | 0.19 |  |  | 78 |  |  | 0.12 | 0.11 |  |  | 90 |  |  | 0.06 | 0.08 |  |  | 20 |  |  | 0.16 | 2.3129 | 3.0038 | Oil | FRS_110064072872
126 | 4416 | 2021 | MA | Framingham Station | 1586 | NSTAR Electric Company | 54913 | Exelon Power | 6035 | IPP Non-CHP | ISO New England Inc. | ISNE | NPCC | NEWE | NPCC New England | ISONE | 25 | 21 | Norfolk | 42.2672 | -71.3983 | 3 | 3 | DFO | OIL |  | 0.00161 | 42.6 | 1 | [6 empty] | 23242.399 | 13513.4 | 23242.399 | 13513.4 | 599.001 | 102 | 11.52 | 3.622 | 1.802 | 1898.041 | 77.574 | 15.515 | 1901.322 |  | 38.464 | 71.02 | 6.017 | 6337.355 | 0.13 | 0.026 | 6348.311 |  | 0.991 | 0.536 | 0.155 | 163.326 | 0.003 | 0.001 | 163.608 |  | 38.464 | 71.02 | 6.017 | 6337.366 | 0.13 | 0.026 | 6348.322 |  | 11.52 | 3.622 | 1.802 | 1898.041 | 77.574 | 15.515 |  | 23242.399 | 13513.4 | 23242.399 | 13513.4 | EPA/CAMD; EIA | EPA/CAMD | EIA | EIA | EIA | EIA | -- | EPA/CAMD; EIA | EPA/CAMD | [14 empty] | 38802.0017 | 0 | 599 | 0 | 0 | 0 | 0 | 0 | 0 | 0 | 0 | 0 | 599 | 0 | 0 | 599 | 0 | 0 | 1 | 0 | 0 | 0 | 0 | 0 | 0 | 0 | 0 | 0 | 1 | 0 | 0 | 1 | 0 | Yes |  | 14286.4 |  | 3.714 |  |  | https://www.google.com/maps/@?api=1&map_action=map&center=42.267200000000003%2C-71.398300000000006&zoom=17&basemap=satellite | 69466 | [118 empty] | 0.3 |  |  | 52 |  |  | 0.35 | 0.4 |  |  | 59 |  |  | 0.4 | 0.21 |  |  | 39 |  |  | 0.3 | 0.12 |  |  | 87 |  |  | 0.05 | 0.09 |  |  | 54 |  |  | 0.12 | 0.06 |  |  | 62 |  |  | 0.06 | 0.15 |  |  | 48 |  |  | 0.16 | 0.041292 | 0.11115 | Oil | FRS_110024312411
127 | 44 | 2021 | AK | George M Sullivan Generation Plant 2 | 6559 | Chugach Electric Assn Inc | 3522 | Chugach Electric Assn Inc | 3522 | Electric Utility | Chugach Electric Assn Inc | CEA | AK | AKGD | ASCC Alaska Grid |  | 2 | 20 | Anchorage | 61.2297 | -149.7167 | 5 | 5 | NG | GAS |  | 0.25055 | 346.9 | 0.91576 | [6 empty] | 5871788.343 | 2210220.45 | 5871788.343 | 2210220.45 | 761372 | 284073 | 948.587 | 357.907 | 9.474 | 343173.903 | 13070.497 | 1307.05 | 343532.035 |  | 2.492 | 2.52 | 0.025 | 901.462 | 0.017 | 0.002 | 902.403 |  | 0.323 | 0.324 | 0.003 | 116.889 | 0.002 | 0 | 117.011 |  | 2.492 | 2.52 | 0.025 | 901.462 | 0.017 | 0.002 | 902.403 |  | 948.587 | 357.907 | 9.474 | 343173.903 | 13070.497 | 1307.05 |  | 5871788.343 | 2210220.45 | 5871788.343 | 2210220.45 | EIA | EIA | EIA | EIA | EIA | EIA | -- | [16 empty] | 7712.1149 | 0 | 0 | 761372 | 0 | 0 | 0 | 0 | 0 | 0 | 0 | 0 | 761372 | 0 | 0 | 761372 | 0 | 0 | 0 | 1 | 0 | 0 | 0 | 0 | 0 | 0 | 0 | 0 | 1 | 0 | 0 | 1 | 0 | [7 empty] | https://www.google.com/maps/@?api=1&map_action=map&center=61.229712999999997%2C-149.71674400000001&zoom=17&basemap=satellite | 52357 | [118 empty] | 0.46 |  |  | 70 |  |  | 0.35 | 0.58 |  |  | 72 |  |  | 0.4 | 0.33 |  |  | 59 |  |  | 0.3 | 0.03 |  |  | 67 |  |  | 0.05 | 0.09 |  |  | 54 |  |  | 0.12 | 0.1 |  |  | 84 |  |  | 0.06 | 0.09 |  |  | 23 |  |  | 0.16 | 12.3765 | 0.055315 | Gas | FRS_110007236981
128 | 4557 | 2021 | MA | Mystic | 1588 | NSTAR Electric Company | 54913 | Constellation Mystic Power LLC | 49965 | IPP Non-CHP | ISO New England Inc. | ISNE | NPCC | NEWE | NPCC New England | ISONE | 25 | 17 | Middlesex | 42.3908 | -71.0675 | 6 | 8 | NG | GAS |  | 0.05693 | 2375.6 | 1 | [6 empty] | 9053717.198 | 1750200.169 | 9053717.198 | 1750200.169 | 1184796 | 226558 | 50.912 | 9.268 | 32.129 | 540714.895 | 20849.792 | 2166.795 | 541298.37 |  | 0.086 | 0.082 | 0.054 | 912.756 | 0.018 | 0.002 | 913.741 |  | 0.011 | 0.011 | 0.007 | 119.446 | 0.002 | 0 | 119.575 |  | 0.086 | 0.082 | 0.054 | 912.756 | 0.018 | 0.002 | 913.741 |  | 50.912 | 9.268 | 32.129 | 540714.895 | 20849.792 | 2166.795 |  | 9053717.198 | 1750200.169 | 9053717.198 | 1750200.169 | EPA/CAMD | EPA/CAMD; EIA | EPA/CAMD | EPA/CAMD | EIA | EIA | -- | EPA/CAMD | EPA/CAMD | [14 empty] | 7641.5832 | 0 | 9872.757 | 1174923.243 | 0 | 0 | 0 | 0 | 0 | 0 | 0 | 0 | 1184796 | 0 | 0 | 1184796 | 0 | 0 | 0.0083329 | 0.99167 | 0 | 0 | 0 | 0 | 0 | 0 | 0 | 0 | 1 | 0 | 0 | 1 | 0 | Yes |  | 11979428.71 | 711917.256 | 45.196 | 3.594 |  | https://www.google.com/maps/@?api=1&map_action=map&center=42.390799999999999%2C-71.067499999999995&zoom=17&basemap=satellite | 436126 | [118 empty] | 0.37 |  |  | 60 |  |  | 0.35 | 0.46 |  |  | 64 |  |  | 0.4 | 0.27 |  |  | 49 |  |  | 0.3 | 0.12 |  |  | 87 |  |  | 0.05 | 0.12 |  |  | 64 |  |  | 0.12 | 0.05 |  |  | 52 |  |  | 0.06 | 0.11 |  |  | 31 |  |  | 0.16 | 18.547 | 0.019682 | Gas | FRS_110000310841
129 | 144 | 2021 | AK | Utility Plants Section | 50308 | Golden Valley Elec Assn Inc | 7353 | Doyon Utilities - Ft. Wainwright | 56389 | Electric Utility | No balancing authority | NA | AK | AKGD | ASCC Alaska Grid |  | 2 | 90 | Fairbanks North Star | 64.8256 | -147.6486 | 6 | 4 | SUB | COAL | Yes | 0.37134 | 20 | 0.71444 |  | Yes | 1970702.4 | 0.113 | 0.13061 |  | 398821.332 | 123884.318 | 398821.332 | 123884.318 | 65058 | 22164 | 66.372 | 20.573 | 53.22 | 42652.431 | 9671.761 | 1406.802 | 42982.941 |  | 2.04 | 1.856 | 1.636 | 1311.212 | 0.149 | 0.022 | 1321.373 |  | 0.333 | 0.332 | 0.267 | 213.892 | 0.024 | 0.004 | 215.55 |  | 2.04 | 1.856 | 1.636 | 1311.212 | 0.149 | 0.022 | 1321.373 |  | 508.18 | 157.518 | 407.475 | 326567.929 | 74051.749 | 10771.164 |  | 3053571.714 | 948519.096 | 3053571.714 | 948519.096 | EIA | EIA | EIA | EIA | EIA | EIA | -- | EIA | EIA | [6 empty] | 2654750.382 | 824634.778 | 441.808 | 136.945 | 354.255 | 283915.498 | 64379.988 | 9364.362 | 6130.2427 | 65058 | 0 | 0 | 0 | 0 | 0 | 0 | 0 | 0 | 0 | 0 | 65058 | 0 | 0 | 65058 | 0 | 1 | 0 | 0 | 0 | 0 | 0 | 0 | 0 | 0 | 0 | 0 | 1 | 0 | 0 | 1 | 0 | [7 empty] | https://www.google.com/maps/@?api=1&map_action=map&center=64.825601000000006%2C-147.648627&zoom=17&basemap=satellite | 22444 | [118 empty] | 0.36 |  |  | 60 |  |  | 0.35 | 0.4 |  |  | 59 |  |  | 0.4 | 0.33 |  |  | 58 |  |  | 0.3 | 0.02 |  |  | 65 |  |  | 0.05 | 0.07 |  |  | 44 |  |  | 0.12 | 0.11 |  |  | 89 |  |  | 0.06 | 0.08 |  |  | 19 |  |  | 0.16 | 1.8756 | 0.054572 | Coal | FRS_110070828170
130 | 4539 | 2021 | MA | Medway Station | 1592 | NSTAR Electric Company | 54913 | Exelon Power | 6035 | IPP Non-CHP | ISO New England Inc. | ISNE | NPCC | NEWE | NPCC New England | ISONE | 25 | 21 | Norfolk | 42.14 | -71.4464 | 6 | 3 | DFO | OIL |  | 0.00123 | 135 | 1 | [6 empty] | 47229.5 | 46139 | 47229.5 | 46139 | 1452 | 248.001 | 12.214 | 11.935 | 4.761 | 3827.1 | 204.964 | 40.993 | 3835.77 |  | 16.824 | 96.25 | 6.558 | 5271.488 | 0.141 | 0.028 | 5283.43 |  | 0.517 | 0.517 | 0.202 | 162.064 | 0.004 | 0.001 | 162.431 |  | 16.824 | 96.25 | 6.558 | 5271.488 | 0.141 | 0.028 | 5283.43 |  | 12.214 | 11.935 | 4.761 | 3827.1 | 204.964 | 40.993 |  | 47229.5 | 46139 | 47229.5 | 46139 | EPA/CAMD | EPA/CAMD | EIA | EPA/CAMD | EIA | EIA | -- | EPA/CAMD | EPA/CAMD | [14 empty] | 32527.2039 | 0 | 1452 | 0 | 0 | 0 | 0 | 0 | 0 | 0 | 0 | 0 | 1452 | 0 | 0 | 1452 | 0 | 0 | 1 | 0 | 0 | 0 | 0 | 0 | 0 | 0 | 0 | 0 | 1 | 0 | 0 | 1 | 0 | Yes |  | 77052.1 | 6243.5 | 19.474 |  |  | https://www.google.com/maps/@?api=1&map_action=map&center=42.140028000000001%2C-71.446440999999993&zoom=17&basemap=satellite | 29562 | [118 empty] | 0.11 |  |  | 13 |  |  | 0.35 | 0.14 |  |  | 30 |  |  | 0.4 | 0.09 |  |  | 15 |  |  | 0.3 | 0.02 |  |  | 62 |  |  | 0.05 | 0.04 |  |  | 31 |  |  | 0.12 | 0.05 |  |  | 54 |  |  | 0.06 | 0.13 |  |  | 41 |  |  | 0.16 | 0.062697 | 0.11058 | Oil | FRS_110001949508
131 | 357 | 2021 | AZ | Irvington Generating Station | 126 | Tucson Electric Power Co | 24211 | Tucson Electric Power Co | 24211 | Electric Utility | Tucson Electric Power Company | TEPC | WECC | AZNM | WECC Southwest |  | 4 | 19 | Pima | 32.16 | -110.9047 | 2 | 14 | NG | GAS |  | 0.17669 | 528.9 | 1 | Yes | Yes | 37880 | 73.759 | 0.98993 |  | 5072319.29 | 3603852.373 | 5072319.29 | 3603852.373 | 818629 | 532890 | 397.613 | 268.726 | 8.877 | 301438.555 | 18541.954 | 1854.195 | 301946.605 |  | 0.971 | 1.009 | 0.022 | 736.447 | 0.023 | 0.002 | 737.689 |  | 0.157 | 0.149 | 0.004 | 118.856 | 0.004 | 0 | 119.057 |  | 0.971 | 1.009 | 0.022 | 736.447 | 0.023 | 0.002 | 737.689 |  | 401.656 | 271.458 | 8.967 | 304503.669 | 18730.493 | 1873.049 |  | 5123896.091 | 3640497.38 | 5123896.091 | 3640497.38 | EPA/CAMD | EPA/CAMD | EPA/CAMD | EPA/CAMD | EIA | EIA | -- | EPA/CAMD | EPA/CAMD | 0 | 0 | 0 | 0 | 0 | 0 | 51576.801 | 36645.007 | 4.043 | 2.732 | 0.09 | 3065.114 | 188.54 | 18.854 | 6196.1148 | 0 | 0 | 818629 | 0 | 0 | 0 | 0 | 0 | 0 | 0 | 0 | 818629 | 0 | 0 | 818629 | 0 | 0 | 0 | 1 | 0 | 0 | 0 | 0 | 0 | 0 | 0 | 0 | 1 | 0 | 0 | 1 | 0 | Yes |  | 6403294.199 | 380534.837 | 479.448 | 11.206 |  | https://www.google.com/maps/@?api=1&map_action=map&center=32.159999999999997%2C-110.90470000000001&zoom=17&basemap=satellite | 61594 | [118 empty] | 0.67 |  |  | 88 |  |  | 0.35 | 0.83 |  |  | 85 |  |  | 0.4 | 0.53 |  |  | 82 |  |  | 0.3 | 0.11 |  |  | 85 |  |  | 0.05 | 0.27 |  |  | 88 |  |  | 0.12 | 0.09 |  |  | 80 |  |  | 0.06 | 0.09 |  |  | 23 |  |  | 0.16 | 40.452 | 0.055282 | Gas | FRS_110000472097
132 | 4507 | 2021 | MA | Kendall Green Energy LLC | 1595 | NSTAR Electric Company | 54913 | Kendall Green Energy, LLC | 59528 | IPP CHP | ISO New England Inc. | ISNE | NPCC | NEWE | NPCC New England | ISONE | 25 | 17 | Middlesex | 42.3633 | -71.0792 | 4 | 3 | NG | GAS |  | 0.57146 | 234.7 | 0.3809 |  | Yes | 4309246.4 | 0.931 | 0.55372 |  | 6751012.21 | 2485253.451 | 6751012.21 | 2485253.451 | 1174906 | 420005 | 36.437 | 13.477 | 2.654 | 401722.355 | 15153.088 | 1531.772 | 402140.003 |  | 0.062 | 0.064 | 0.005 | 683.837 | 0.013 | 0.001 | 684.548 |  | 0.011 | 0.011 | 0.001 | 119.011 | 0.002 | 0 | 119.135 |  | 0.062 | 0.064 | 0.005 | 683.837 | 0.013 | 0.001 | 684.548 |  | 65.805 | 24.34 | 4.794 | 725501.731 | 27366.144 | 2766.347 |  | 12192179.45 | 4488313.027 | 12192179.45 | 4488313.027 | EPA/CAMD; EIA | EPA/CAMD | EPA/CAMD; EIA | EPA/CAMD; EIA | EIA | EIA | -- | EPA/CAMD | EPA/CAMD | [6 empty] | 5441167.237 | 2003059.576 | 29.368 | 10.863 | 2.139 | 323779.376 | 12213.056 | 1234.575 | 5746.0022 | 0 | 4165.081 | 1170740.88 | 0 | 0 | 0 | 0 | 0 | 0 | 0 | 0 | 1174905.961 | 0 | 0 | 1174905.961 | 0 | 0 | 0.003545 | 0.99645 | 0 | 0 | 0 | 0 | 0 | 0 | 0 | 0 | 1 | 0 | 0 | 1 | 0 | Yes |  | 12433513.4 | 743790.978 | 67.594 | 3.777 |  | https://www.google.com/maps/@?api=1&map_action=map&center=42.363300000000002%2C-71.0792&zoom=17&basemap=satellite | 492941 | [118 empty] | 0.37 |  |  | 61 |  |  | 0.35 | 0.44 |  |  | 62 |  |  | 0.4 | 0.29 |  |  | 53 |  |  | 0.3 | 0.11 |  |  | 86 |  |  | 0.05 | 0.1 |  |  | 57 |  |  | 0.12 | 0.04 |  |  | 43 |  |  | 0.06 | 0.1 |  |  | 28 |  |  | 0.16 | 16.3917 | 0.023915 | Gas | FRS_110000310976
133 | 145 | 2021 | AK | Valdez | 6306 | Copper Valley Elec Assn, Inc | 4329 | Copper Valley Elec Assn, Inc | 4329 | Electric Utility | No balancing authority | NA | AK | AKMS | ASCC Miscellaneous |  | 2 | 261 | Valdez Cordova | 61.1303 | -146.3647 | 5 | 5 | DFO | OIL |  | 0.04834 | 8.6 | 1 | [6 empty] | 41831.001 | 15261 | 41831.001 | 15261 | 3642 | 1329 | 67.215 | 24.52 | 6.066 | 3416.039 | 276.665 | 55.333 | 3427.742 |  | 36.911 | 36.9 | 3.331 | 1875.914 | 0.076 | 0.015 | 1882.34 |  | 3.214 | 3.213 | 0.29 | 163.326 | 0.007 | 0.001 | 163.885 |  | 36.911 | 36.9 | 3.331 | 1875.914 | 0.076 | 0.015 | 1882.34 |  | 67.215 | 24.52 | 6.066 | 3416.039 | 276.665 | 55.333 |  | 41831.001 | 15261 | 41831.001 | 15261 | EIA | EIA | EIA | EIA | EIA | EIA | -- | EIA | EIA | [14 empty] | 11485.7224 | 0 | 3642 | 0 | 0 | 0 | 0 | 0 | 0 | 0 | 0 | 0 | 3642 | 0 | 0 | 3642 | 0 | 0 | 1 | 0 | 0 | 0 | 0 | 0 | 0 | 0 | 0 | 0 | 1 | 0 | 0 | 1 | 0 | [7 empty] | https://www.google.com/maps/@?api=1&map_action=map&center=61.130299999999998%2C-146.3647&zoom=17&basemap=satellite | 2198 | [118 empty] | 0.18 |  |  | 29 |  |  | 0.35 | 0.22 |  |  | 42 |  |  | 0.4 | 0.14 |  |  | 26 |  |  | 0.3 | 0 |  |  | 0 |  |  | 0.05 | 0.06 |  |  | 38 |  |  | 0.12 | 0.07 |  |  | 71 |  |  | 0.06 | 0.21 |  |  | 69 |  |  | 0.16 | 8.377 | 3.4752 | Oil | FRS_110021283911
134 | 4579 | 2021 | MA | Oak Bluffs Diesel Generating Facility | 1597 | NSTAR Electric Company | 54913 | Vineyard Reliability LLC | 64488 | IPP Non-CHP | ISO New England Inc. | ISNE | NPCC | NEWE | NPCC New England | ISONE | 25 | 7 | Dukes | 41.4258 | -70.6083 | 3 | 3 | DFO | OIL |  | 0.02814 | 8.1 | 1 | [6 empty] | 20247 | 3447.999 | 20247 | 3447.999 | 1997.001 | 339.999 | 32.676 | 5.565 | 2.936 | 1653.429 | 133.911 | 26.782 | 1659.093 |  | 32.725 | 32.735 | 2.94 | 1655.912 | 0.067 | 0.013 | 1661.585 |  | 3.228 | 3.228 | 0.29 | 163.326 | 0.007 | 0.001 | 163.885 |  | 32.725 | 32.735 | 2.94 | 1655.913 | 0.067 | 0.013 | 1661.586 |  | 32.676 | 5.565 | 2.936 | 1653.429 | 133.911 | 26.782 |  | 20247 | 3447.999 | 20247 | 3447.999 | EIA | EIA | EIA | EIA | EIA | EIA | -- | EIA | EIA | [14 empty] | 10138.7081 | 0 | 1997 | 0 | 0 | 0 | 0 | 0 | 0 | 0 | 0 | 0 | 1997 | 0 | 0 | 1997 | 0 | 0 | 1 | 0 | 0 | 0 | 0 | 0 | 0 | 0 | 0 | 0 | 1 | 0 | 0 | 1 | 0 | [7 empty] | https://www.google.com/maps/@?api=1&map_action=map&center=41.425786000000002%2C-70.608272999999997&zoom=17&basemap=satellite | 9148 | [118 empty] | 0.2 |  |  | 32 |  |  | 0.35 | 0.15 |  |  | 31 |  |  | 0.4 | 0.25 |  |  | 46 |  |  | 0.3 | 0.03 |  |  | 69 |  |  | 0.05 | 0.05 |  |  | 36 |  |  | 0.12 | 0.05 |  |  | 45 |  |  | 0.06 | 0.23 |  |  | 77 |  |  | 0.16 | 1.5931 | 3.1329 | Oil | FRS_110003501292
135 | 45 | 2021 | AK | Glennallen | 6305 | Copper Valley Elec Assn, Inc | 4329 | Copper Valley Elec Assn, Inc | 4329 | Electric Utility | No balancing authority | NA | AK | AKMS | ASCC Miscellaneous |  | 2 | 261 | Valdez Cordova | 62.1104 | -145.5325 | 4 | 4 | DFO | OIL |  | 0.10535 | 9.2 | 1 | [6 empty] | 88158 | 32160.999 | 88158 | 32160.999 | 8490 | 3097 | 141.662 | 51.679 | 12.783 | 7199.237 | 583.066 | 116.613 | 7223.901 |  | 33.371 | 33.374 | 3.011 | 1695.933 | 0.069 | 0.014 | 1701.743 |  | 3.214 | 3.214 | 0.29 | 163.326 | 0.007 | 0.001 | 163.885 |  | 33.371 | 33.374 | 3.011 | 1695.933 | 0.069 | 0.014 | 1701.743 |  | 141.662 | 51.679 | 12.783 | 7199.237 | 583.066 | 116.613 |  | 88158 | 32160.999 | 88158 | 32160.999 | EIA | EIA | EIA | EIA | EIA | EIA | -- | EIA | EIA | [14 empty] | 10383.7456 | 0 | 8490 | 0 | 0 | 0 | 0 | 0 | 0 | 0 | 0 | 0 | 8490 | 0 | 0 | 8490 | 0 | 0 | 1 | 0 | 0 | 0 | 0 | 0 | 0 | 0 | 0 | 0 | 1 | 0 | 0 | 1 | 0 | [7 empty] | https://www.google.com/maps/@?api=1&map_action=map&center=62.110415000000003%2C-145.53252900000001&zoom=17&basemap=satellite | 478 | [118 empty] | 0.4 |  |  | 64 |  |  | 0.35 | 0.46 |  |  | 63 |  |  | 0.4 | 0.34 |  |  | 60 |  |  | 0.3 | 0.01 |  |  | 57 |  |  | 0.05 | 0.04 |  |  | 30 |  |  | 0.12 | 0.07 |  |  | 70 |  |  | 0.06 | 0.12 |  |  | 36 |  |  | 0.16 | 9.098 | 3.212 | Oil | FRS_110003043297
136 | 4301 | 2021 | MA | Canal Station | 1599 | NSTAR Electric Company | 54913 | NRG Canal 3 Development LLC | 61708 | IPP Non-CHP | ISO New England Inc. | ISNE | NPCC | NEWE | NPCC New England | ISONE | 25 | 1 | Barnstable | 41.7694 | -70.5097 | 3 | 3 | NG | GAS |  | 0.01406 | 1495 | 1 | [6 empty] | 2503224.478 | 1728487.345 | 2503224.478 | 1728487.345 | 184135 | 120601 | 32.071 | 20.404 | 63.972 | 156409.942 | 5898.755 | 815.327 | 156605.16 |  | 0.348 | 0.338 | 0.695 | 1698.862 | 0.032 | 0.004 | 1700.982 |  | 0.026 | 0.024 | 0.051 | 124.967 | 0.002 | 0 | 125.123 |  | 0.348 | 0.338 | 0.695 | 1698.862 | 0.032 | 0.004 | 1700.982 |  | 32.071 | 20.404 | 63.972 | 156409.942 | 5898.755 | 815.327 |  | 2503224.478 | 1728487.345 | 2503224.478 | 1728487.345 | EPA/CAMD | EPA/CAMD | EPA/CAMD | EPA/CAMD | EIA | EIA | -- | EPA/CAMD | EPA/CAMD | [14 empty] | 13594.5063 | 0 | 24627.917 | 159507.088 | 0 | 0 | 0 | 0 | 0 | 0 | 0 | 0 | 184135.005 | 0 | 0 | 184135.005 | 0 | 0 | 0.13375 | 0.86625 | 0 | 0 | 0 | 0 | 0 | 0 | 0 | 0 | 1 | 0 | 0 | 1 | 0 | Yes |  | 5515288.711 | 409544.201 | 184.845 | 540.26 |  | https://www.google.com/maps/@?api=1&map_action=map&center=41.769399999999997%2C-70.509699999999995&zoom=17&basemap=satellite | 9385 | [118 empty] | 0.13 |  |  | 17 |  |  | 0.35 | 0.13 |  |  | 29 |  |  | 0.4 | 0.13 |  |  | 24 |  |  | 0.3 | 0 |  |  | 0 |  |  | 0.05 | 0.03 |  |  | 23 |  |  | 0.12 | 0.05 |  |  | 54 |  |  | 0.06 | 0.26 |  |  | 82 |  |  | 0.16 | 13.3044 | 0.1502 | Gas | FRS_110000311485
137 | 146 | 2021 | AK | Valdez Cogen | 7841 | Copper Valley Elec Assn, Inc | 4329 | Copper Valley Elec Assn, Inc | 4329 | Electric Utility | No balancing authority | NA | AK | AKMS | ASCC Miscellaneous |  | 2 | 261 | Valdez Cordova | 61.0839 | -146.2529 | 1 | 1 | WO | OIL |  | 0.55025 | 5.3 | 0.41625 |  | Yes | 97256.8 | 0.897 | 0.54449 |  | 199687.972 | 72848.088 | 199687.972 | 72848.088 | 25547 | 9320 | 71.599 | 26.12 | 23.674 | 17022.977 | 13934.24 | 1857.899 | 17473.982 |  | 5.605 | 5.605 | 1.853 | 1332.679 | 0.545 | 0.073 | 1367.987 |  | 0.717 | 0.717 | 0.237 | 170.496 | 0.07 | 0.009 | 175.013 |  | 5.605 | 5.605 | 1.853 | 1332.679 | 0.545 | 0.073 | 1367.987 |  | 131.497 | 47.971 | 43.478 | 31263.98 | 25591.281 | 3412.171 |  | 366742 | 133791 | 366742 | 133791 | EIA | EIA | EIA | EIA | EIA | EIA | -- | EIA | EIA | [6 empty] | 167054.028 | 60942.912 | 59.898 | 21.851 | 19.805 | 14241.003 | 11657.041 | 1554.272 | 7816.494 | 0 | 25547 | 0 | 0 | 0 | 0 | 0 | 0 | 0 | 0 | 0 | 25547 | 0 | 0 | 25547 | 0 | 0 | 1 | 0 | 0 | 0 | 0 | 0 | 0 | 0 | 0 | 0 | 1 | 0 | 0 | 1 | 0 | [7 empty] | https://www.google.com/maps/@?api=1&map_action=map&center=61.0839%2C-146.25290000000001&zoom=17&basemap=satellite | 1048 | [118 empty] | 0.17 |  |  | 27 |  |  | 0.35 | 0.1 |  |  | 25 |  |  | 0.4 | 0.24 |  |  | 45 |  |  | 0.3 | 0 |  |  | 0 |  |  | 0.05 | 0 |  |  | 0 |  |  | 0.12 | 0.06 |  |  | 58 |  |  | 0.06 | 0.03 |  |  | 5 |  |  | 0.16 | 29.2317 | 2.494 | Oil | FRS_110007236552
138 | 4558 | 2021 | MA | Nantucket Hybrid | 1615 | Nantucket Electric Co | 13206 | Nantucket Electric Co | 13206 | Electric Utility | ISO New England Inc. | ISNE | NPCC | NEWE | NPCC New England | ISONE | 25 | 19 | Nantucket | 41.2583 | -70.0517 | 3 | 3 | DFO | OIL |  | 0 | 22.4 | [7 empty] | 1323 | 226 | 1323 | 226 | -145 | -62 | 0.601 | 0.1 | 0.203 | 108.04 | 8.75 | 1.75 | 108.41 |  | 0 | 0 | 0 | 0 | 0 | 0 | 0 |  | 0.909 | 0.885 | 0.307 | 163.326 | 0.007 | 0.001 | 163.885 |  | 0 | 0 | 0 | 0 | 0 | 0 | 0 |  | 0.601 | 0.1 | 0.203 | 108.04 | 8.75 | 1.75 |  | 1323 | 226 | 1323 | 226 | EIA | EIA | EIA | EIA | EIA | EIA | -- | EIA | EIA | [14 empty] | -9124.1379 | 0 | 5 | 0 | 0 | 0 | 0 | 0 | 0 | 0 | 0 | -150 | -145 | 0 | 0 | -145 | 0 | 0 | 1 | 0 | 0 | 0 | 0 | 0 | 0 | 0 | 0 | 0 |  |  | 0 | [9 empty] | https://www.google.com/maps/@?api=1&map_action=map&center=41.258299999999998%2C-70.051699999999997&zoom=17&basemap=satellite | 6881 | [118 empty] | 0.21 |  |  | 35 |  |  | 0.35 | 0.27 |  |  | 47 |  |  | 0.4 | 0.16 |  |  | 29 |  |  | 0.3 | 0.02 |  |  | 64 |  |  | 0.05 | 0.05 |  |  | 34 |  |  | 0.12 | 0.06 |  |  | 57 |  |  | 0.06 | 0.14 |  |  | 44 |  |  | 0.16 | 0.037398 | 0.51584 | Oil | FRS_110008416142
139 | 147 | 2021 | AK | Viking | 56147 | Alaska Power and Telephone Co | 219 | Alaska Power and Telephone Co | 219 | Electric Utility | No balancing authority | NA | AK | AKMS | ASCC Miscellaneous |  | 2 | 198 | Prince of Wales-Hyder | 55.5407 | -133.1023 | 1 | 1 | DFO | OIL |  | 0 | 1 | [13 empty] | 0 |  | 0 | 0 | [45 empty] | -- | [56 empty] | https://www.google.com/maps/@?api=1&map_action=map&center=55.540708000000002%2C-133.10234399999999&zoom=17&basemap=satellite | 1007 | [118 empty] | 0.43 |  |  | 68 |  |  | 0.35 | 0.52 |  |  | 68 |  |  | 0.4 | 0.34 |  |  | 60 |  |  | 0.3 | 0 |  |  | 0 |  |  | 0.05 | 0.1 |  |  | 55 |  |  | 0.12 | 0.05 |  |  | 49 |  |  | 0.06 | 0.16 |  |  | 50 |  |  | 0.16 |  |  | Oil | FRS_
140 | 2390 | 2021 | CT | Norwich | 581 | City of Norwich - (CT) | 13831 | City of Norwich - (CT) | 13831 | Electric Utility | ISO New England Inc. | ISNE | NPCC | NEWE | NPCC New England | ISONE | 9 | 11 | New London | 41.5268 | -72.0649 | 1 | 1 | DFO | OIL |  | 0.0015 | 19 | 1 | [6 empty] | 6248.6 | 3630.6 | 6248.6 | 3630.6 | 249 | 80 | 5.509 | 2.178 | 0.591 | 510.279 | 25.437 | 5.087 | 511.355 |  | 44.249 | 54.45 | 4.746 | 4098.627 | 0.102 | 0.02 | 4107.269 |  | 1.763 | 1.2 | 0.189 | 163.326 | 0.004 | 0.001 | 163.67 |  | 44.249 | 54.45 | 4.746 | 4098.627 | 0.102 | 0.02 | 4107.269 |  | 5.509 | 2.178 | 0.591 | 510.279 | 25.437 | 5.087 |  | 6248.6 | 3630.6 | 6248.6 | 3630.6 | EPA/CAMD; EIA | EPA/CAMD | EIA | EIA | EIA | EIA | -- | EPA/CAMD; EIA | EPA/CAMD | [14 empty] | 25094.7791 | 0 | 249 | 0 | 0 | 0 | 0 | 0 | 0 | 0 | 0 | 0 | 249 | 0 | 0 | 249 | 0 | 0 | 1 | 0 | 0 | 0 | 0 | 0 | 0 | 0 | 0 | 0 | 1 | 0 | 0 | 1 | 0 | Yes |  | 4031.6 |  | 2.419 |  |  | https://www.google.com/maps/@?api=1&map_action=map&center=41.526789999999998%2C-72.064935000000006&zoom=17&basemap=satellite | 33422 | [118 empty] | 0.37 |  |  | 61 |  |  | 0.35 | 0.41 |  |  | 60 |  |  | 0.4 | 0.34 |  |  | 60 |  |  | 0.3 | 0.04 |  |  | 73 |  |  | 0.05 | 0.13 |  |  | 65 |  |  | 0.12 | 0.05 |  |  | 52 |  |  | 0.06 | 0.16 |  |  | 51 |  |  | 0.16 | 0.022852 | 0.17578 | Oil | FRS_110019898896
141 | 50 | 2021 | AK | Gwitchyaa Zhee | 7174 | Gwitchyaa Zhee Utility Co | 7833 | Gwitchyaa Zhee Utility Co | 7833 | Electric Utility | No balancing authority | NA | AK | AKMS | ASCC Miscellaneous |  | 2 | 290 | Yukon Koyukuk | 66.5663 | -145.2531 | 4 | 4 | DFO | OIL |  | 0.1038 | 2.8 | 1 |  | Yes | 0 |  | 1 |  | 30932 | 11281 | 30932 | 11281 | 2546 | 929 | 49.702 | 18.128 | 4.485 | 2525.996 | 204.58 | 40.916 | 2534.65 |  | 39.043 | 39.027 | 3.523 | 1984.286 | 0.08 | 0.016 | 1991.084 |  | 3.214 | 3.214 | 0.29 | 163.326 | 0.007 | 0.001 | 163.885 |  | 39.043 | 39.027 | 3.523 | 1984.286 | 0.08 | 0.016 | 1991.084 |  | 49.702 | 18.128 | 4.485 | 2525.996 | 204.58 | 40.916 |  | 30932 | 11281 | 30932 | 11281 | EIA | EIA | EIA | EIA | EIA | EIA | -- | EIA | EIA | [6 empty] | 0 | 0 | 0 | 0 | 0 | 0 | 0 | 0 | 12149.2537 | 0 | 2546 | 0 | 0 | 0 | 0 | 0 | 0 | 0 | 0 | 0 | 2546 | 0 | 0 | 2546 | 0 | 0 | 1 | 0 | 0 | 0 | 0 | 0 | 0 | 0 | 0 | 0 | 1 | 0 | 0 | 1 | 0 | [7 empty] | https://www.google.com/maps/@?api=1&map_action=map&center=66.566287000000003%2C-145.253052&zoom=17&basemap=satellite | 403 | [118 empty] | 0.65 |  |  | 86 |  |  | 0.35 | 0.82 |  |  | 85 |  |  | 0.4 | 0.48 |  |  | 77 |  |  | 0.3 | 0.07 |  |  | 80 |  |  | 0.05 | 0.14 |  |  | 67 |  |  | 0.12 | 0.06 |  |  | 56 |  |  | 0.06 | 0.17 |  |  | 57 |  |  | 0.16 | 3.6746 | 3.1487 | Oil | FRS_110028039218
142 | 4371 | 2021 | MA | Doreen | 1631 | Western Massachusetts Electric Company | 20455 | NAEA Energy Massachusetts LLC | 56401 | IPP Non-CHP | ISO New England Inc. | ISNE | NPCC | NEWE | NPCC New England | ISONE | 25 | 3 | Berkshire | 42.4433 | -73.2058 | 1 | 1 | DFO | OIL |  | 0.00036 | 21.1 | 1 | [6 empty] | 1540.1 | 666.1 | 1540.1 | 666.1 | 67 | 11 | 1.189 | 0.4 | 0.237 | 125.769 | 7.004 | 1.401 | 126.065 |  | 35.493 | 72.727 | 7.063 | 3754.299 | 0.105 | 0.021 | 3763.142 |  | 1.544 | 1.201 | 0.307 | 163.326 | 0.005 | 0.001 | 163.711 |  | 35.493 | 72.727 | 7.063 | 3754.299 | 0.105 | 0.021 | 3763.142 |  | 1.189 | 0.4 | 0.237 | 125.769 | 7.004 | 1.401 |  | 1540.1 | 666.1 | 1540.1 | 666.1 | EPA/CAMD; EIA | EPA/CAMD | EIA | EIA | EIA | EIA | -- | EPA/CAMD; EIA | EPA/CAMD | [14 empty] | 22986.5672 | 0 | 67 | 0 | 0 | 0 | 0 | 0 | 0 | 0 | 0 | 0 | 67 | 0 | 0 | 67 | 0 | 0 | 1 | 0 | 0 | 0 | 0 | 0 | 0 | 0 | 0 | 0 | 1 | 0 | 0 | 1 | 0 | Yes | [6 empty] | https://www.google.com/maps/@?api=1&map_action=map&center=42.443300000000001%2C-73.205799999999996&zoom=17&basemap=satellite | 32927 | [118 empty] | 0.25 |  |  | 42 |  |  | 0.35 | 0.18 |  |  | 37 |  |  | 0.4 | 0.31 |  |  | 56 |  |  | 0.3 | 0.01 |  |  | 59 |  |  | 0.05 | 0.07 |  |  | 46 |  |  | 0.12 | 0.05 |  |  | 46 |  |  | 0.06 | 0.19 |  |  | 65 |  |  | 0.16 | 0.0225 | 0.42453 | Oil | FRS_110007369383
143 | 148 | 2021 | AK | Westward Seafoods | 54305 | City of Unalaska - (AK) | 19454 | Westward Seafoods Inc | 20523 | Industrial CHP | No balancing authority | NA | AK | AKMS | ASCC Miscellaneous |  | 2 | 16 | Aleutians West | 53.8585 | -166.5529 | 3 | 3 | DFO | OIL |  | 0.28177 | 6.6 | 0.86371 |  | Yes | 41816 | 1.33 | 0.63936 |  | 77845.838 | 44246.589 | 77845.838 | 44246.589 | 16290.999 | 9273.999 | 117.017 | 66.512 | 11.288 | 6357.115 | 514.863 | 102.973 | 6378.894 |  | 14.366 | 14.344 | 1.386 | 780.445 | 0.032 | 0.006 | 783.119 |  | 3.006 | 3.006 | 0.29 | 163.326 | 0.007 | 0.001 | 163.885 |  | 14.366 | 14.344 | 1.386 | 780.445 | 0.032 | 0.006 | 783.119 |  | 183.021 | 104.028 | 17.654 | 9942.864 | 805.272 | 161.054 |  | 121755 | 69204 | 121755 | 69204 | EIA | EIA | EIA | EIA | EIA | EIA | -- | EIA | EIA | [6 empty] | 43909.162 | 24957.411 | 66.004 | 37.516 | 6.367 | 3585.749 | 290.41 | 58.082 | 4778.4567 | 0 | 16291 | 0 | 0 | 0 | 0 | 0 | 0 | 0 | 0 | 0 | 16291 | 0 | 0 | 16291 | 0 | 0 | 1 | 0 | 0 | 0 | 0 | 0 | 0 | 0 | 0 | 0 | 1 | 0 | 0 | 1 | 0 | [7 empty] | https://www.google.com/maps/@?api=1&map_action=map&center=53.858508%2C-166.55287999999999&zoom=17&basemap=satellite | 2237 | [118 empty] | 0.49 |  |  | 74 |  |  | 0.35 | 0.79 |  |  | 83 |  |  | 0.4 | 0.2 |  |  | 36 |  |  | 0.3 | 0.07 |  |  | 79 |  |  | 0.05 | 0.09 |  |  | 54 |  |  | 0.12 | 0.04 |  |  | 36 |  |  | 0.06 | 0.07 |  |  | 16 |  |  | 0.16 | 14.0017 | 1.4868 | Oil | FRS_110006618614
144 | 4734 | 2021 | MA | West Springfield | 1642 | Western Massachusetts Electric Company | 20455 | NAEA Energy Massachusetts LLC | 56401 | IPP Non-CHP | ISO New England Inc. | ISNE | NPCC | NEWE | NPCC New England | ISONE | 25 | 13 | Hampden | 42.095 | -72.595 | 4 | 4 | RFO | OIL |  | 0.00269 | 250.6 | 1 | [6 empty] | 77332.48 | 13786.005 | 77332.48 | 13786.005 | 5916.001 | 901.001 | 9.472 | 2.457 | 13.957 | 5867.565 | 352.844 | 66.561 | 5881.893 |  | 3.202 | 5.454 | 4.718 | 1983.625 | 0.06 | 0.011 | 1988.469 |  | 0.245 | 0.356 | 0.361 | 151.749 | 0.005 | 0.001 | 152.12 |  | 3.202 | 5.454 | 4.718 | 1983.626 | 0.06 | 0.011 | 1988.47 |  | 9.472 | 2.457 | 13.957 | 5867.565 | 352.844 | 66.561 |  | 77332.48 | 13786.005 | 77332.48 | 13786.005 | EPA/CAMD; EIA | EPA/CAMD; EIA | EPA/CAMD; EIA | EPA/CAMD; EIA | EIA | EIA | -- | EPA/CAMD; EIA | EPA/CAMD | [14 empty] | 13071.7512 | 0 | 4239.769 | 1676.231 | 0 | 0 | 0 | 0 | 0 | 0 | 0 | 0 | 5916 | 0 | 0 | 5916 | 0 | 0 | 0.71666 | 0.28334 | 0 | 0 | 0 | 0 | 0 | 0 | 0 | 0 | 1 | 0 | 0 | 1 | 0 | Yes |  | 10297.227 | 804.379 | 1.267 | 0.004 |  | https://www.google.com/maps/@?api=1&map_action=map&center=42.094999999999999%2C-72.594999999999999&zoom=17&basemap=satellite | 125398 | [118 empty] | 0.55 |  |  | 78 |  |  | 0.35 | 0.62 |  |  | 74 |  |  | 0.4 | 0.48 |  |  | 78 |  |  | 0.3 | 0.15 |  |  | 89 |  |  | 0.05 | 0.21 |  |  | 82 |  |  | 0.12 | 0.06 |  |  | 63 |  |  | 0.06 | 0.12 |  |  | 37 |  |  | 0.16 | 0.26988 | 0.24602 | Oil | FRS_110045630956
145 | 2659 | 2021 | FL | Seminole (136) | 136 | Seminole Electric Cooperative Inc | 21554 | Seminole Electric Cooperative Inc | 21554 | Electric Utility | Seminole Electric Cooperative | SEC | SERC | FRCC | FRCC All |  | 12 | 107 | Putnam | 29.7331 | -81.6328 | 2 | 2 | BIT | COAL | Yes | 0.52322 | 1429.2 | 0.46129 | [6 empty] | 65596536.06 | 32167889.17 | 65596536.06 | 32167889.17 | 6550658 | 3282048 | 1924.59 | 907.163 | 5051.819 | 6730200.667 | 1611288.995 | 234445.426 | 6785274.148 |  | 0.588 | 0.553 | 1.542 | 2054.817 | 0.246 | 0.036 | 2071.631 |  | 0.059 | 0.056 | 0.154 | 205.2 | 0.025 | 0.004 | 206.879 |  | 0.588 | 0.553 | 1.542 | 2054.817 | 0.246 | 0.036 | 2071.631 |  | 1924.59 | 907.163 | 5051.819 | 6730200.667 | 1611288.995 | 234445.426 |  | 65596536.06 | 32167889.17 | 65596536.06 | 32167889.17 | EPA/CAMD | EPA/CAMD | EPA/CAMD | EPA/CAMD | EIA | EIA | -- | EPA/CAMD | EPA/CAMD | [14 empty] | 10013.7323 | 6530070.8 | 20587.228 | 0 | 0 | 0 | 0 | 0 | 0 | 0 | 0 | 0 | 6550658.028 | 0 | 0 | 6550658.028 | 0 | 0.99686 | 0.0031428 | 0 | 0 | 0 | 0 | 0 | 0 | 0 | 0 | 0 | 1 | 0 | 0 | 1 | 0 | Yes |  | 61933564.35 | 6354375.84 | 1924.43 | 4942.124 |  | https://www.google.com/maps/@?api=1&map_action=map&center=29.733056000000001%2C-81.632778000000002&zoom=17&basemap=satellite | 1282 | [118 empty] | 0.16 |  |  | 23 |  |  | 0.35 | 0.06 |  |  | 15 |  |  | 0.4 | 0.26 |  |  | 48 |  |  | 0.3 | 0 |  |  | 0 |  |  | 0.05 | 0.09 |  |  | 52 |  |  | 0.12 | 0.01 |  |  | 15 |  |  | 0.06 | 0.47 |  |  | 97 |  |  | 0.16 | 843.186 | 0.25362 | Coal | FRS_110041142304
146 | 4766 | 2021 | MA | Woodland Road | 1643 | Western Massachusetts Electric Company | 20455 | NAEA Energy Massachusetts LLC | 56401 | IPP Non-CHP | ISO New England Inc. | ISNE | NPCC | NEWE | NPCC New England | ISONE | 25 | 3 | Berkshire | 42.3362 | -73.2355 | 1 | 1 | DFO | OIL |  | 0.00075 | 20.4 | 1 | [6 empty] | 3026.7 | 1312.7 | 3026.7 | 1312.7 | 134 | 23 | 2.339 | 0.788 | 0 | 247.169 | 13.671 | 2.734 | 247.747 |  | 34.91 | 68.522 | 0 | 3689.09 | 0.102 | 0.02 | 3697.721 |  | 1.546 | 1.201 | 0 | 163.326 | 0.005 | 0.001 | 163.708 |  | 34.91 | 68.522 | 0 | 3689.09 | 0.102 | 0.02 | 3697.721 |  | 2.339 | 0.788 | 0 | 247.169 | 13.671 | 2.734 |  | 3026.7 | 1312.7 | 3026.7 | 1312.7 | EPA/CAMD; EIA | EPA/CAMD | EIA | EIA | EIA | EIA | -- | EPA/CAMD; EIA | EPA/CAMD | [14 empty] | 22587.3134 | 0 | 134 | 0 | 0 | 0 | 0 | 0 | 0 | 0 | 0 | 0 | 134 | 0 | 0 | 134 | 0 | 0 | 1 | 0 | 0 | 0 | 0 | 0 | 0 | 0 | 0 | 0 | 1 | 0 | 0 | 1 | 0 | Yes | [6 empty] | https://www.google.com/maps/@?api=1&map_action=map&center=42.336215000000003%2C-73.235485999999995&zoom=17&basemap=satellite | 7152 | [118 empty] | 0.12 |  |  | 15 |  |  | 0.35 | 0.09 |  |  | 21 |  |  | 0.4 | 0.15 |  |  | 28 |  |  | 0.3 | 0.01 |  |  | 57 |  |  | 0.05 | 0.04 |  |  | 31 |  |  | 0.12 | 0.02 |  |  | 21 |  |  | 0.06 | 0.32 |  |  | 91 |  |  | 0.16 | 0.025 | 0.32051 | Oil | FRS_110007309233
147 | 51 | 2021 | AK | Haines | 69 | Alaska Power and Telephone Co | 219 | Alaska Power and Telephone Co | 219 | Electric Utility | No balancing authority | NA | AK | AKMS | ASCC Miscellaneous |  | 2 | 100 | Haines | 59.2359 | -135.4462 | 6 | 6 | DFO | OIL |  | 0.01653 | 9.6 | 1 | [6 empty] | 16644 | 6070.001 | 16644 | 6070.001 | 1390.001 | 507.001 | 26.626 | 9.711 | 2.413 | 1359.198 | 110.081 | 22.016 | 1363.854 |  | 38.311 | 38.308 | 3.472 | 1955.679 | 0.079 | 0.016 | 1962.379 |  | 3.199 | 3.2 | 0.29 | 163.326 | 0.007 | 0.001 | 163.885 |  | 38.311 | 38.308 | 3.472 | 1955.681 | 0.079 | 0.016 | 1962.38 |  | 26.626 | 9.711 | 2.413 | 1359.198 | 110.081 | 22.016 |  | 16644 | 6070.001 | 16644 | 6070.001 | EIA | EIA | EIA | EIA | EIA | EIA | -- | EIA | EIA | [14 empty] | 11974.1007 | 0 | 1390 | 0 | 0 | 0 | 0 | 0 | 0 | 0 | 0 | 0 | 1390 | 0 | 0 | 1390 | 0 | 0 | 1 | 0 | 0 | 0 | 0 | 0 | 0 | 0 | 0 | 0 | 1 | 0 | 0 | 1 | 0 | [7 empty] | https://www.google.com/maps/@?api=1&map_action=map&center=59.235931000000001%2C-135.44622799999999&zoom=17&basemap=satellite | 1905 | [118 empty] | 0.24 |  |  | 41 |  |  | 0.35 | 0.29 |  |  | 50 |  |  | 0.4 | 0.19 |  |  | 35 |  |  | 0.3 | 0 |  |  | 0 |  |  | 0.05 | 0.03 |  |  | 22 |  |  | 0.12 | 0.07 |  |  | 70 |  |  | 0.06 | 0.15 |  |  | 50 |  |  | 0.16 | 0.70695 | 11.4024 | Oil | FRS_110037985552
148 | 4607 | 2021 | MA | Potter | 1660 | Town of Braintree - (MA) | 2144 | Town of Braintree - (MA) | 2144 | Electric Utility | ISO New England Inc. | ISNE | NPCC | NEWE | NPCC New England | ISONE | 25 | 21 | Norfolk | 42.235 | -70.9672 | 3 | 4 | NG | GAS |  | 0.012 | 217 | 1 | [6 empty] | 221426.147 | 90758.283 | 221426.147 | 90758.283 | 22813 | 9351 | 1.482 | 0.575 | 0.071 | 14725.32 | 807.135 | 128.429 | 14754.545 |  | 0.13 | 0.123 | 0.006 | 1290.959 | 0.035 | 0.006 | 1293.521 |  | 0.013 | 0.013 | 0.001 | 133.004 | 0.004 | 0.001 | 133.268 |  | 0.13 | 0.123 | 0.006 | 1290.959 | 0.035 | 0.006 | 1293.521 |  | 1.482 | 0.575 | 0.071 | 14725.32 | 807.135 | 128.429 |  | 221426.147 | 90758.283 | 221426.147 | 90758.283 | EPA/CAMD | EPA/CAMD | EPA/CAMD | EPA/CAMD | EIA | EIA | -- | EPA/CAMD | EPA/CAMD | [14 empty] | 9706.1389 | 0 | 7419.421 | 15393.579 | 0 | 0 | 0 | 0 | 0 | 0 | 0 | 0 | 22813 | 0 | 0 | 22813 | 0 | 0 | 0.32523 | 0.67477 | 0 | 0 | 0 | 0 | 0 | 0 | 0 | 0 | 1 | 0 | 0 | 1 | 0 | Yes |  | 335807.559 | 22893.413 | 2.872 | 0.107 |  | https://www.google.com/maps/@?api=1&map_action=map&center=42.234999999999999%2C-70.967200000000005&zoom=17&basemap=satellite | 108802 | [118 empty] | 0.25 |  |  | 42 |  |  | 0.35 | 0.29 |  |  | 50 |  |  | 0.4 | 0.2 |  |  | 36 |  |  | 0.3 | 0.07 |  |  | 80 |  |  | 0.05 | 0.08 |  |  | 48 |  |  | 0.12 | 0.05 |  |  | 51 |  |  | 0.06 | 0.18 |  |  | 60 |  |  | 0.16 | 0.54689 | 0.052748 | Gas | FRS_110002011625
149 | 52 | 2021 | AK | Hank Nikkels Plant 1 | 75 | Chugach Electric Assn Inc | 3522 | Chugach Electric Assn Inc | 3522 | Electric Utility | Chugach Electric Assn Inc | CEA | AK | AKGD | ASCC Alaska Grid |  | 2 | 20 | Anchorage | 61.2221 | -149.8661 | 3 | 3 | NG | GAS |  | 0.0033 | 77.9 | 1 | [6 empty] | 110833 | 51982 | 110833 | 51982 | 2252 | 1056 | 17.721 | 8.317 | 0.177 | 6477.582 | 245.375 | 24.657 | 6484.323 |  | 15.738 | 15.752 | 0.157 | 5752.737 | 0.109 | 0.011 | 5758.724 |  | 0.32 | 0.32 | 0.003 | 116.889 | 0.002 | 0 | 117.011 |  | 15.738 | 15.752 | 0.157 | 5752.737 | 0.109 | 0.011 | 5758.724 |  | 17.721 | 8.317 | 0.177 | 6477.582 | 245.375 | 24.657 |  | 110833 | 51982 | 110833 | 51982 | EIA | EIA | EIA | EIA | EIA | EIA | -- | EIA | EIA | [14 empty] | 49215.3641 | 0 | 1.479 | 2250.521 | 0 | 0 | 0 | 0 | 0 | 0 | 0 | 0 | 2252 | 0 | 0 | 2252 | 0 | 0 | 0.00065675 | 0.99934 | 0 | 0 | 0 | 0 | 0 | 0 | 0 | 0 | 1 | 0 | 0 | 1 | 0 | [7 empty] | https://www.google.com/maps/@?api=1&map_action=map&center=61.222099999999998%2C-149.86609999999999&zoom=17&basemap=satellite | 63526 | [118 empty] | 0.45 |  |  | 70 |  |  | 0.35 | 0.56 |  |  | 70 |  |  | 0.4 | 0.34 |  |  | 61 |  |  | 0.3 | 0.06 |  |  | 78 |  |  | 0.05 | 0.09 |  |  | 54 |  |  | 0.12 | 0.08 |  |  | 72 |  |  | 0.06 | 0.12 |  |  | 35 |  |  | 0.16 | 0.070622 | 0.018473 | Gas | FRS_110021331664
150 | 4462 | 2021 | MA | High Street Station | 1670 | Town of Ipswich - (MA) | 9442 | Town of Ipswich - (MA) | 9442 | Electric Utility | ISO New England Inc. | ISNE | NPCC | NEWE | NPCC New England | ISONE | 25 | 9 | Essex | 42.6986 | -70.8697 | 9 | 9 | NG | GAS |  | 0.00618 | 10.9 | 1 | [6 empty] | 6761 | 3029.001 | 6761 | 3029.001 | 589.999 | 263.998 | 9.179 | 4.087 | 0.063 | 429.707 | 16.519 | 1.894 | 430.196 |  | 31.115 | 30.962 | 0.214 | 1456.636 | 0.028 | 0.003 | 1458.293 |  | 2.715 | 2.699 | 0.019 | 127.113 | 0.002 | 0 | 127.258 |  | 31.115 | 30.962 | 0.214 | 1456.634 | 0.028 | 0.003 | 1458.29 |  | 9.179 | 4.087 | 0.063 | 429.707 | 16.519 | 1.894 |  | 6761 | 3029.001 | 6761 | 3029.001 | EIA | EIA | EIA | EIA | EIA | EIA | -- | EIA | EIA | [14 empty] | 11459.322 | 0 | 31.888 | 558.112 | 0 | 0 | 0 | 0 | 0 | 0 | 0 | 0 | 590 | 0 | 0 | 590 | 0 | 0 | 0.054047 | 0.94595 | 0 | 0 | 0 | 0 | 0 | 0 | 0 | 0 | 1 | 0 | 0 | 1 | 0 | [7 empty] | https://www.google.com/maps/@?api=1&map_action=map&center=42.698599999999999%2C-70.869699999999995&zoom=17&basemap=satellite | 14417 | [118 empty] | 0.1 |  |  | 11 |  |  | 0.35 | 0.09 |  |  | 22 |  |  | 0.4 | 0.12 |  |  | 21 |  |  | 0.3 | 0 |  |  | 0 |  |  | 0.05 | 0.03 |  |  | 21 |  |  | 0.12 | 0.04 |  |  | 43 |  |  | 0.06 | 0.2 |  |  | 67 |  |  | 0.16 | 0.16162 | 1.3087 | Gas | FRS_110002015220
151 | 298 | 2021 | AZ | Agua Fria Generating Station | 141 | Salt River Project | 16572 | Salt River Project | 16572 | Electric Utility | Salt River Project | SRP | WECC | AZNM | WECC Southwest |  | 4 | 13 | Maricopa | 33.5561 | -112.2153 | 4 | 8 | NG | GAS |  | 0.02206 | 638.5 | 1 | [6 empty] | 1384372.271 | 1095127.703 | 1384372.271 | 1095127.703 | 123378.999 | 98963.999 | 190.591 | 150.783 | 0.416 | 82270.92 | 3218.421 | 326.051 | 82359.732 |  | 3.09 | 3.047 | 0.007 | 1333.629 | 0.026 | 0.003 | 1335.069 |  | 0.275 | 0.275 | 0.001 | 118.857 | 0.002 | 0 | 118.985 |  | 3.09 | 3.047 | 0.007 | 1333.629 | 0.026 | 0.003 | 1335.069 |  | 190.591 | 150.783 | 0.416 | 82270.92 | 3218.421 | 326.051 |  | 1384372.271 | 1095127.703 | 1384372.271 | 1095127.703 | EPA/CAMD | EPA/CAMD | EPA/CAMD | EPA/CAMD | EIA | EIA | -- | EPA/CAMD | EPA/CAMD | [14 empty] | 11220.4854 | 0 | 258.699 | 124334.301 | 0 | 0 | 0 | 0 | 0 | 0 | 0 | -1214 | 123379 | 0 | 0 | 123379 | 0 | 0 | 0.0020764 | 0.99792 | 0 | 0 | 0 | 0 | 0 | 0 | 0 | 0 | 1 | 0 | 0 | 1 | 0 | Yes |  | 1491374.789 | 88628.676 | 202.076 | 0.448 |  | https://www.google.com/maps/@?api=1&map_action=map&center=33.556100000000001%2C-112.2153&zoom=17&basemap=satellite | 157121 | [118 empty] | 0.52 |  |  | 76 |  |  | 0.35 | 0.61 |  |  | 73 |  |  | 0.4 | 0.43 |  |  | 72 |  |  | 0.3 | 0.05 |  |  | 75 |  |  | 0.05 | 0.19 |  |  | 78 |  |  | 0.12 | 0.08 |  |  | 73 |  |  | 0.06 | 0.11 |  |  | 30 |  |  | 0.16 | 12.4389 | 0.072646 | Gas | FRS_110000780851
152 | 4725 | 2021 | MA | Waters River | 1678 | City of Peabody - (MA) | 14605 | City of Peabody - (MA) | 14605 | Electric Utility | ISO New England Inc. | ISNE | NPCC | NEWE | NPCC New England | ISONE | 25 | 9 | Essex | 42.5429 | -70.9283 | 2 | 2 | NG | GAS |  | 0.00549 | 64.9 | 1 | [6 empty] | 40439.5 | 33177.2 | 40439.5 | 33177.2 | 3124 | 2563 | 8.552 | 7.278 | 0.009 | 2549.95 | 126.283 | 18.546 | 2554.292 |  | 5.475 | 5.679 | 0.006 | 1632.49 | 0.04 | 0.006 | 1635.27 |  | 0.423 | 0.439 | 0 | 126.112 | 0.003 | 0 | 126.327 |  | 5.475 | 5.679 | 0.006 | 1632.491 | 0.04 | 0.006 | 1635.271 |  | 8.552 | 7.278 | 0.009 | 2549.95 | 126.283 | 18.546 |  | 40439.5 | 33177.2 | 40439.5 | 33177.2 | EPA/CAMD | EPA/CAMD | EIA | EPA/CAMD; EIA | EIA | EIA | -- | EPA/CAMD | EPA/CAMD | [14 empty] | 12944.7906 | 0 | 709.673 | 2414.325 | 0 | 0 | 0 | 0 | 0 | 0 | 0 | 0 | 3123.998 | 0 | 0 | 3123.998 | 0 | 0 | 0.22717 | 0.77283 | 0 | 0 | 0 | 0 | 0 | 0 | 0 | 0 | 1 | 0 | 0 | 1 | 0 | Yes |  | 75379.5 | 4040.8 | 10.172 |  |  | https://www.google.com/maps/@?api=1&map_action=map&center=42.542949%2C-70.928314&zoom=17&basemap=satellite | 112185 | [118 empty] | 0.22 |  |  | 38 |  |  | 0.35 | 0.22 |  |  | 41 |  |  | 0.4 | 0.23 |  |  | 42 |  |  | 0.3 | 0.06 |  |  | 77 |  |  | 0.05 | 0.09 |  |  | 51 |  |  | 0.12 | 0.06 |  |  | 57 |  |  | 0.06 | 0.2 |  |  | 66 |  |  | 0.16 | 0.092824 | 0.056206 | Gas | FRS_110023148654
153 | 53 | 2021 | AK | Healy Power Plant | 6288 | Golden Valley Elec Assn Inc | 7353 | Golden Valley Elec Assn Inc | 7353 | Electric Utility | No balancing authority | NA | AK | AKGD | ASCC Alaska Grid |  | 2 | 68 | Denali | 63.8542 | -148.95 | 3 | 3 | LIG | COAL | Yes | 0.46003 | 92.8 | 0.56661 |  | Yes | 0 |  | 1 |  | 5250388 | 2273157 | 5250388 | 2273157 | 373973 | 161957 | 254.994 | 110.754 | 5.75 | 557689.322 | 125476.819 | 18288.468 | 561982.764 |  | 1.364 | 1.368 | 0.031 | 2982.511 | 0.336 | 0.049 | 3005.472 |  | 0.097 | 0.097 | 0.002 | 212.437 | 0.024 | 0.003 | 214.073 |  | 1.364 | 1.368 | 0.031 | 2982.511 | 0.336 | 0.049 | 3005.472 |  | 254.994 | 110.754 | 5.75 | 557689.322 | 125476.819 | 18288.468 |  | 5250388 | 2273157 | 5250388 | 2273157 | EIA | EIA | EIA | EIA | EIA | EIA | -- | EIA | EIA | [6 empty] | 0 | 0 | 0 | 0 | 0 | 0 | 0 | 0 | 14039.4843 | 366441.793 | 7531.203 | 0 | 0 | 0 | 0 | 0 | 0 | 0 | 0 | 0 | 373972.996 | 0 | 0 | 373972.996 | 0 | 0.97986 | 0.020138 | 0 | 0 | 0 | 0 | 0 | 0 | 0 | 0 | 0 | 1 | 0 | 0 | 1 | 0 | Yes | [6 empty] | https://www.google.com/maps/@?api=1&map_action=map&center=63.854199999999999%2C-148.94999999999999&zoom=17&basemap=satellite | 852 | [118 empty] | 0.26 |  |  | 44 |  |  | 0.35 | 0.19 |  |  | 38 |  |  | 0.4 | 0.32 |  |  | 58 |  |  | 0.3 | 0 |  |  | 0 |  |  | 0.05 | 0.02 |  |  | 18 |  |  | 0.12 | 0.01 |  |  | 15 |  |  | 0.06 | 0.1 |  |  | 27 |  |  | 0.16 | 29.4322 | 0.16436 | Coal | FRS_110000602250
154 | 4332 | 2021 | MA | Cleary Flood | 1682 | City of Taunton | 18488 | City of Taunton | 18488 | Electric Utility | ISO New England Inc. | ISNE | NPCC | NEWE | NPCC New England | ISONE | 25 | 5 | Bristol | 41.8653 | -71.1061 | 1 | 3 | NG | GAS |  | 0.00898 | 121 | 1 | [6 empty] | 121813.619 | 65865.118 | 121813.619 | 65865.118 | 9514 | 5256 | 8.816 | 4.376 | 0.084 | 7311.337 | 269.562 | 28.915 | 7319.015 |  | 1.853 | 1.665 | 0.018 | 1536.964 | 0.028 | 0.003 | 1538.578 |  | 0.145 | 0.133 | 0.001 | 120.041 | 0.002 | 0 | 120.167 |  | 1.853 | 1.665 | 0.018 | 1536.964 | 0.028 | 0.003 | 1538.578 |  | 8.816 | 4.376 | 0.084 | 7311.337 | 269.562 | 28.915 |  | 121813.619 | 65865.118 | 121813.619 | 65865.118 | EPA/CAMD | EPA/CAMD | EPA/CAMD | EPA/CAMD | EIA | EIA | -- | EPA/CAMD | EPA/CAMD | [14 empty] | 12803.6177 | 0 | 241.435 | 9401.565 | 0 | 0 | 0 | 0 | 0 | 0 | 0 | -129 | 9514 | 0 | 0 | 9514 | 0 | 0 | 0.025037 | 0.97496 | 0 | 0 | 0 | 0 | 0 | 0 | 0 | 0 | 1 | 0 | 0 | 1 | 0 | Yes |  | 280764.577 | 16972.29 | 20.868 | 0.257 |  | https://www.google.com/maps/@?api=1&map_action=map&center=41.865299999999998%2C-71.106099999999998&zoom=17&basemap=satellite | 34212 | [118 empty] | 0.28 |  |  | 47 |  |  | 0.35 | 0.25 |  |  | 45 |  |  | 0.4 | 0.3 |  |  | 55 |  |  | 0.3 | 0.06 |  |  | 77 |  |  | 0.05 | 0.14 |  |  | 68 |  |  | 0.12 | 0.06 |  |  | 55 |  |  | 0.06 | 0.14 |  |  | 44 |  |  | 0.16 | 1.3204 | 0.054175 | Gas | FRS_110000312064
155 | 55 | 2021 | AK | Hoonah | 7463 | Inside Passage Elec Coop, Inc | 18963 | Inside Passage Elec Coop, Inc | 18963 | Electric Utility | No balancing authority | NA | AK | AKMS | ASCC Miscellaneous |  | 2 | 105 | Hoonah-Angoon | 58.1064 | -135.4307 | 3 | 3 | DFO | OIL |  | 0.19509 | 2 | 1 | [6 empty] | 35315 | 12889 | 35315 | 12889 | 3418 | 1247 | 53.085 | 19.376 | 5.121 | 2883.924 | 233.569 | 46.714 | 2893.804 |  | 31.062 | 31.076 | 2.996 | 1687.492 | 0.068 | 0.014 | 1693.273 |  | 3.006 | 3.007 | 0.29 | 163.326 | 0.007 | 0.001 | 163.885 |  | 31.062 | 31.076 | 2.996 | 1687.492 | 0.068 | 0.014 | 1693.273 |  | 53.085 | 19.376 | 5.121 | 2883.924 | 233.569 | 46.714 |  | 35315 | 12889 | 35315 | 12889 | EIA | EIA | EIA | EIA | EIA | EIA | -- | EIA | EIA | [14 empty] | 10332.0655 | 0 | 3418 | 0 | 0 | 0 | 0 | 0 | 0 | 0 | 0 | 0 | 3418 | 0 | 0 | 3418 | 0 | 0 | 1 | 0 | 0 | 0 | 0 | 0 | 0 | 0 | 0 | 0 | 1 | 0 | 0 | 1 | 0 | [7 empty] | https://www.google.com/maps/@?api=1&map_action=map&center=58.106431999999998%2C-135.43073999999999&zoom=17&basemap=satellite | 803 | [118 empty] | 0.54 |  |  | 77 |  |  | 0.35 | 0.72 |  |  | 79 |  |  | 0.4 | 0.35 |  |  | 61 |  |  | 0.3 | 0.02 |  |  | 62 |  |  | 0.05 | 0.05 |  |  | 36 |  |  | 0.12 | 0.04 |  |  | 42 |  |  | 0.06 | 0.22 |  |  | 74 |  |  | 0.16 | 4.9022 | 3.2562 | Oil | FRS_110010418351
156 | 5102 | 2021 | MI | Dan E Karn | 1702 | ITC Transmission | 56068 | Consumers Energy Co | 4254 | Electric Utility | Midcontinent Independent Transmission System Operator, Inc.. | MISO | RFC | RFCM | RFC Michigan | MISO | 26 | 17 | Bay | 43.645 | -83.8401 | 6 | 6 | SUB | COAL | Yes | 0.18078 | 1946.3 | 1 | [6 empty] | 36881676.69 | 16793015.75 | 36881676.69 | 16793015.75 | 3082146 | 1374582 | 1205.456 | 564.083 | 1077.401 | 3738256.786 | 762016.572 | 110624.049 | 3764264.976 |  | 0.782 | 0.821 | 0.699 | 2425.749 | 0.247 | 0.036 | 2442.626 |  | 0.065 | 0.067 | 0.058 | 202.716 | 0.021 | 0.003 | 204.127 |  | 0.782 | 0.821 | 0.699 | 2425.749 | 0.247 | 0.036 | 2442.626 |  | 1205.456 | 564.083 | 1077.401 | 3738256.786 | 762016.572 | 110624.049 |  | 36881676.69 | 16793015.75 | 36881676.69 | 16793015.75 | EPA/CAMD | EPA/CAMD | EPA/CAMD | EPA/CAMD | EIA | EIA | -- | EPA/CAMD | EPA/CAMD | [14 empty] | 11966.2329 | 2818012.422 | 17198.333 | 246935.23 | 0 | 0 | 0 | 0 | 0 | 0 | 0 | 0 | 3082145.985 | 0 | 0 | 3082145.985 | 0 | 0.9143 | 0.00558 | 0.080118 | 0 | 0 | 0 | 0 | 0 | 0 | 0 | 0 | 1 | 0 | 0 | 1 | 0 | Yes |  | 36251211.46 | 3646483.108 | 1209.109 | 992.09 |  | https://www.google.com/maps/@?api=1&map_action=map&center=43.644995999999999%2C-83.840074000000001&zoom=17&basemap=satellite | 11522 | [118 empty] | 0.22 |  |  | 37 |  |  | 0.35 | 0.12 |  |  | 27 |  |  | 0.4 | 0.33 |  |  | 58 |  |  | 0.3 | 0 |  |  | 0 |  |  | 0.05 | 0.11 |  |  | 60 |  |  | 0.12 | 0.05 |  |  | 52 |  |  | 0.06 | 0.23 |  |  | 76 |  |  | 0.16 | 93.4992 | 0.11303 | Coal | FRS_110000593171
157 | 362 | 2021 | AZ | Kyrene Generating Station | 147 | Salt River Project | 16572 | Salt River Project | 16572 | Electric Utility | Salt River Project | SRP | WECC | AZNM | WECC Southwest |  | 4 | 13 | Maricopa | 33.3556 | -111.9353 | 1 | 7 | NG | GAS |  | 0.27977 | 573.7 | 0.86704 | [6 empty] | 9913236.106 | 4823012.462 | 9913236.106 | 4823012.462 | 1406034.001 | 687476.999 | 46.913 | 21.44 | 2.974 | 589132.48 | 22814.812 | 2281.481 | 589757.606 |  | 0.067 | 0.062 | 0.004 | 838.006 | 0.016 | 0.002 | 838.895 |  | 0.009 | 0.009 | 0.001 | 118.858 | 0.002 | 0 | 118.984 |  | 0.067 | 0.062 | 0.004 | 838.006 | 0.016 | 0.002 | 838.895 |  | 46.913 | 21.44 | 2.974 | 589132.48 | 22814.812 | 2281.481 |  | 9913236.106 | 4823012.462 | 9913236.106 | 4823012.462 | EPA/CAMD | EPA/CAMD | EPA/CAMD | EPA/CAMD | EIA | EIA | -- | EPA/CAMD | EPA/CAMD | [14 empty] | 7050.4953 | 0 | 0 | 1406034 | 0 | 0 | 0 | 0 | 0 | 0 | 0 | 0 | 1406034 | 0 | 0 | 1406034 | 0 | 0 | 0 | 1 | 0 | 0 | 0 | 0 | 0 | 0 | 0 | 0 | 1 | 0 | 0 | 1 | 0 | Yes |  | 8832022.023 | 524872.823 | 42.829 | 2.65 |  | https://www.google.com/maps/@?api=1&map_action=map&center=33.355600000000003%2C-111.9353&zoom=17&basemap=satellite | 133293 | [118 empty] | 0.35 |  |  | 58 |  |  | 0.35 | 0.45 |  |  | 63 |  |  | 0.4 | 0.25 |  |  | 45 |  |  | 0.3 | 0.03 |  |  | 68 |  |  | 0.05 | 0.06 |  |  | 40 |  |  | 0.12 | 0.06 |  |  | 57 |  |  | 0.06 | 0.13 |  |  | 40 |  |  | 0.16 | 35.4239 | 0.042657 | Gas | FRS_110009523319
158 | 5176 | 2021 | MI | J H Campbell | 1710 | ITC Transmission | 56068 | Consumers Energy Co | 4254 | Electric Utility | Midcontinent Independent Transmission System Operator, Inc.. | MISO | RFC | RFCM | RFC Michigan | MISO | 26 | 139 | Ottawa | 42.9103 | -86.2007 | 3 | 3 | SUB | COAL | Yes | 0.60496 | 1560.8 | 0.32506 | [6 empty] | 87283427.19 | 40899581.4 | 87283427.19 | 40899581.4 | 8271415 | 3823810 | 3719.772 | 1649.309 | 6368.904 | 9154282.208 | 2035351.594 | 296130.8 | 9223847.592 |  | 0.899 | 0.863 | 1.54 | 2213.474 | 0.246 | 0.036 | 2230.295 |  | 0.085 | 0.081 | 0.146 | 209.76 | 0.023 | 0.003 | 211.354 |  | 0.899 | 0.863 | 1.54 | 2213.474 | 0.246 | 0.036 | 2230.295 |  | 3719.772 | 1649.309 | 6368.904 | 9154282.208 | 2035351.594 | 296130.8 |  | 87283427.19 | 40899581.4 | 87283427.19 | 40899581.4 | EPA/CAMD | EPA/CAMD | EPA/CAMD | EPA/CAMD | EIA | EIA | -- | EPA/CAMD | EPA/CAMD | [14 empty] | 10552.4178 | 8249921.16 | 21493.843 | 0 | 0 | 0 | 0 | 0 | 0 | 0 | 0 | 0 | 8271415.003 | 0 | 0 | 8271415.003 | 0 | 0.9974 | 0.0025986 | 0 | 0 | 0 | 0 | 0 | 0 | 0 | 0 | 0 | 1 | 0 | 0 | 1 | 0 | Yes |  | 81330713.73 | 8529968.648 | 3026.739 | 5520.355 |  | https://www.google.com/maps/@?api=1&map_action=map&center=42.910296000000002%2C-86.200739999999996&zoom=17&basemap=satellite | 2793 | [118 empty] | 0.17 |  |  | 25 |  |  | 0.35 | 0.12 |  |  | 27 |  |  | 0.4 | 0.22 |  |  | 40 |  |  | 0.3 | 0 |  |  | 0 |  |  | 0.05 | 0.08 |  |  | 50 |  |  | 0.12 | 0.05 |  |  | 52 |  |  | 0.06 | 0.2 |  |  | 68 |  |  | 0.16 | 162.115 | 0.047909 | Coal | FRS_110000411108
159 | 56 | 2021 | AK | Hooper Bay | 6319 | Alaska Village Elec Coop, Inc | 221 | Alaska Village Elec Coop, Inc | 221 | Electric Utility | No balancing authority | NA | AK | AKMS | ASCC Miscellaneous |  | 2 | 50 | Bethel | 61.5309 | -166.1019 | 4 | 4 | DFO | OIL |  | 0.18877 | 2.2 | 1 | [6 empty] | 32583 | 11888 | 32583 | 11888 | 3638 | 1327 | 54.129 | 19.748 | 4.725 | 2660.821 | 215.5 | 43.1 | 2669.937 |  | 29.758 | 29.763 | 2.597 | 1462.793 | 0.059 | 0.012 | 1467.805 |  | 3.323 | 3.322 | 0.29 | 163.326 | 0.007 | 0.001 | 163.885 |  | 29.758 | 29.763 | 2.597 | 1462.793 | 0.059 | 0.012 | 1467.805 |  | 54.129 | 19.748 | 4.725 | 2660.821 | 215.5 | 43.1 |  | 32583 | 11888 | 32583 | 11888 | EIA | EIA | EIA | EIA | EIA | EIA | -- | EIA | EIA | [14 empty] | 8956.2947 | 0 | 3638 | 0 | 0 | 0 | 0 | 0 | 0 | 0 | 0 | 0 | 3638 | 0 | 0 | 3638 | 0 | 0 | 1 | 0 | 0 | 0 | 0 | 0 | 0 | 0 | 0 | 0 | 1 | 0 | 0 | 1 | 0 | [7 empty] | https://www.google.com/maps/@?api=1&map_action=map&center=61.530858000000002%2C-166.101944&zoom=17&basemap=satellite | 987 | [118 empty] | 0.83 |  |  | 96 |  |  | 0.35 | 0.92 |  |  | 90 |  |  | 0.4 | 0.74 |  |  | 95 |  |  | 0.3 | 0.02 |  |  | 62 |  |  | 0.05 | 0.17 |  |  | 74 |  |  | 0.12 | 0.14 |  |  | 94 |  |  | 0.06 | 0.06 |  |  | 11 |  |  | 0.16 | 4.9397 | 2.8438 | Oil | FRS_110028039263
160 | 5092 | 2021 | MI | Colfax | 1725 | DTE Electric Company | 5109 | DTE Electric Company | 5109 | Electric Utility | Midcontinent Independent Transmission System Operator, Inc.. | MISO | RFC | RFCM | RFC Michigan | MISO | 26 | 93 | Livingston | 42.6587 | -84.0952 | 5 | 5 | DFO | OIL |  | 0.00346 | 13.5 | 1 | [6 empty] | 325773 | 144786 | 325773 | 144786 | 409 | 182 | 522.84 | 232.37 | 47.237 | 26603.56 | 2154.621 | 430.924 | 26694.7 |  | 2556.675 | 2553.516 | 230.988 | 130090.758 | 5.268 | 1.054 | 130536.433 |  | 3.21 | 3.21 | 0.29 | 163.326 | 0.007 | 0.001 | 163.885 |  | 2556.675 | 2553.516 | 230.988 | 130090.758 | 5.268 | 1.054 | 130536.433 |  | 522.84 | 232.37 | 47.237 | 26603.56 | 2154.621 | 430.924 |  | 325773 | 144786 | 325773 | 144786 | EIA | EIA | EIA | EIA | EIA | EIA | -- | EIA | EIA | [14 empty] | 796511.0024 | 0 | 409 | 0 | 0 | 0 | 0 | 0 | 0 | 0 | 0 | 0 | 409 | 0 | 0 | 409 | 0 | 0 | 1 | 0 | 0 | 0 | 0 | 0 | 0 | 0 | 0 | 0 | 1 | 0 | 0 | 1 | 0 | [7 empty] | https://www.google.com/maps/@?api=1&map_action=map&center=42.658653000000001%2C-84.095180999999997&zoom=17&basemap=satellite | 8271 | [118 empty] | 0.18 |  |  | 28 |  |  | 0.35 | 0.05 |  |  | 15 |  |  | 0.4 | 0.3 |  |  | 54 |  |  | 0.3 | 0 |  |  | 0 |  |  | 0.05 | 0.06 |  |  | 40 |  |  | 0.12 | 0.07 |  |  | 66 |  |  | 0.06 | 0.12 |  |  | 36 |  |  | 0.16 | 0.53491 | 11.1439 | Oil | FRS_110001679130
161 | 58 | 2021 | AK | Hydaburg | 423 | Alaska Power and Telephone Co | 219 | Alaska Power and Telephone Co | 219 | Electric Utility | No balancing authority | NA | AK | AKMS | ASCC Miscellaneous |  | 2 | 198 | Prince of Wales-Hyder | 55.2049 | -132.8214 | 3 | 3 | DFO | OIL |  | 0.00137 | 1 | 1 | [6 empty] | 496 | 180 | 496 | 180 | 12 | 4 | 0.793 | 0.29 | 0.072 | 40.504 | 3.28 | 0.656 | 40.643 |  | 132.167 | 145 | 12 | 6750.667 | 0.273 | 0.055 | 6773.794 |  | 3.198 | 3.222 | 0.29 | 163.323 | 0.007 | 0.001 | 163.882 |  | 132.167 | 145 | 12 | 6750.667 | 0.273 | 0.055 | 6773.794 |  | 0.793 | 0.29 | 0.072 | 40.504 | 3.28 | 0.656 |  | 496 | 180 | 496 | 180 | EIA | EIA | EIA | EIA | EIA | EIA | -- | EIA | EIA | [14 empty] | 41333.3333 | 0 | 12 | 0 | 0 | 0 | 0 | 0 | 0 | 0 | 0 | 0 | 12 | 0 | 0 | 12 | 0 | 0 | 1 | 0 | 0 | 0 | 0 | 0 | 0 | 0 | 0 | 0 | 1 | 0 | 0 | 1 | 0 | [7 empty] | https://www.google.com/maps/@?api=1&map_action=map&center=55.204937000000001%2C-132.82143500000001&zoom=17&basemap=satellite | 521 | [118 empty] | 0.54 |  |  | 77 |  |  | 0.35 | 0.65 |  |  | 76 |  |  | 0.4 | 0.42 |  |  | 71 |  |  | 0.3 | 0 |  |  | 0 |  |  | 0.05 | 0.05 |  |  | 32 |  |  | 0.12 | 0.07 |  |  | 64 |  |  | 0.06 | 0.23 |  |  | 77 |  |  | 0.16 | 0.05487 | 54.87 | Oil | FRS_110028039281
162 | 5108 | 2021 | MI | Delray | 1728 | ITC Transmission | 56068 | DTE Electric Company | 5109 | Electric Utility | Midcontinent Independent Transmission System Operator, Inc.. | MISO | RFC | RFCM | RFC Michigan | MISO | 26 | 163 | Wayne | 42.2947 | -83.1019 | 2 | 2 | NG | GAS |  | 0.01767 | 142.2 | 1 | [6 empty] | 290749.99 | 290153.101 | 290749.99 | 290153.101 | 22009 | 21964 | 6.615 | 6.604 | 0.088 | 17279.975 | 642.289 | 64.229 | 17297.574 |  | 0.601 | 0.601 | 0.008 | 1570.264 | 0.029 | 0.003 | 1571.864 |  | 0.046 | 0.046 | 0.001 | 118.865 | 0.002 | 0 | 118.986 |  | 0.601 | 0.601 | 0.008 | 1570.264 | 0.029 | 0.003 | 1571.864 |  | 6.615 | 6.604 | 0.088 | 17279.975 | 642.289 | 64.229 |  | 290749.99 | 290153.101 | 290749.99 | 290153.101 | EPA/CAMD | EPA/CAMD | EPA/CAMD | EPA/CAMD | EIA | EIA | -- | EPA/CAMD | EPA/CAMD | [14 empty] | 13210.5043 | 0 | 0 | 22009 | 0 | 0 | 0 | 0 | 0 | 0 | 0 | 0 | 22009 | 0 | 0 | 22009 | 0 | 0 | 0 | 1 | 0 | 0 | 0 | 0 | 0 | 0 | 0 | 0 | 1 | 0 | 0 | 1 | 0 | Yes |  | 528496.243 | 31409.379 | 11.78 | 0.158 |  | https://www.google.com/maps/@?api=1&map_action=map&center=42.294699999999999%2C-83.101900000000001&zoom=17&basemap=satellite | 59406 | [118 empty] | 0.67 |  |  | 88 |  |  | 0.35 | 0.72 |  |  | 79 |  |  | 0.4 | 0.63 |  |  | 90 |  |  | 0.3 | 0.13 |  |  | 88 |  |  | 0.05 | 0.36 |  |  | 94 |  |  | 0.12 | 0.08 |  |  | 77 |  |  | 0.06 | 0.09 |  |  | 22 |  |  | 0.16 | 1.3524 | 0.077845 | Gas | FRS_110022939212
163 | 301 | 2021 | AZ | Apache Station | 160 | Arizona Electric Pwr Coop Inc | 796 | Arizona Electric Pwr Coop Inc | 796 | Electric Utility | Western Area Power Administration - Desert Southwest Region | WALC | WECC | AZNM | WECC Southwest |  | 4 | 3 | Cochise | 32.0603 | -109.8931 | 4 | 7 | SUB | COAL | Yes | 0.34478 | 660.7 | 0.7587 | [6 empty] | 23141620.96 | 12318708.35 | 23141620.96 | 12318708.35 | 1995504 | 1085566.001 | 1673.497 | 908.278 | 202.799 | 1832432.632 | 264013.488 | 37168.077 | 1841270.844 |  | 1.677 | 1.673 | 0.203 | 1836.561 | 0.132 | 0.019 | 1845.419 |  | 0.145 | 0.147 | 0.018 | 158.367 | 0.011 | 0.002 | 159.131 |  | 1.677 | 1.673 | 0.203 | 1836.561 | 0.132 | 0.019 | 1845.419 |  | 1673.497 | 908.278 | 202.799 | 1832432.632 | 264013.488 | 37168.077 |  | 23141620.96 | 12318708.35 | 23141620.96 | 12318708.35 | EPA/CAMD | EPA/CAMD | EPA/CAMD | EPA/CAMD | EIA | EIA | -- | EPA/CAMD | EPA/CAMD | [14 empty] | 11596.88 | 885408.04 | 0 | 1110096 | 0 | 0 | 0 | 0 | 0 | 0 | 0 | 0 | 1995504.04 | 0 | 0 | 1995504.04 | 0 | 0.4437 | 0 | 0.5563 | 0 | 0 | 0 | 0 | 0 | 0 | 0 | 0 | 1 | 0 | 0 | 1 | 0 | Yes |  | 22046575.54 | 1861522.233 | 1753.877 | 292.6 |  | https://www.google.com/maps/@?api=1&map_action=map&center=32.060299999999998%2C-109.8931&zoom=17&basemap=satellite | 107 | [118 empty] | 0.31 |  |  | 52 |  |  | 0.35 | 0.18 |  |  | 36 |  |  | 0.4 | 0.44 |  |  | 73 |  |  | 0.3 | 0.06 |  |  | 78 |  |  | 0.05 | 0.11 |  |  | 60 |  |  | 0.12 | 0.03 |  |  | 35 |  |  | 0.06 | 0.35 |  |  | 93 |  |  | 0.16 | 284.8698 | 0.25775 | Coal | FRS_110043804390
164 | 59 | 2021 | AK | Industrial Plant | 59793 | Alaska Electric Light&Power Co | 213 | Alaska Electric Light & Power Co. | 213 | Electric Utility | No balancing authority | NA | AK | AKMS | ASCC Miscellaneous |  | 2 | 110 | Juneau | 58.3676 | -134.608 | 1 | 1 | DFO | OIL |  | 0 | 41.7 | [7 empty] | 2358 | 862 | 2358 | 862 | -125 | -46 | 1.066 | 0.389 | 0.362 | 192.561 | 15.596 | 3.119 | 193.221 |  | 0 | 0 | 0 | 0 | 0 | 0 | 0 |  | 0.904 | 0.903 | 0.307 | 163.326 | 0.007 | 0.001 | 163.885 |  | 0 | 0 | 0 | 0 | 0 | 0 | 0 |  | 1.066 | 0.389 | 0.362 | 192.561 | 15.596 | 3.119 |  | 2358 | 862 | 2358 | 862 | EIA | EIA | EIA | EIA | EIA | EIA | -- | EIA | EIA | [14 empty] | -18864 | 0 | -125 | 0 | 0 | 0 | 0 | 0 | 0 | 0 | 0 | 0 | -125 | 0 | 0 | -125 | 0 | [23 empty] | https://www.google.com/maps/@?api=1&map_action=map&center=58.367635%2C-134.60802000000001&zoom=17&basemap=satellite | 15580 | [118 empty] | 0.23 |  |  | 39 |  |  | 0.35 | 0.35 |  |  | 55 |  |  | 0.4 | 0.11 |  |  | 19 |  |  | 0.3 | 0.03 |  |  | 69 |  |  | 0.05 | 0.04 |  |  | 31 |  |  | 0.12 | 0.06 |  |  | 62 |  |  | 0.06 | 0.13 |  |  | 38 |  |  | 0.16 | 0.030358 | 0 | Oil | FRS_110070396559
165 | 5157 | 2021 | MI | Hancock Peakers | 1730 | ITC Transmission | 56068 | DTE Electric Company | 5109 | Electric Utility | Midcontinent Independent Transmission System Operator, Inc.. | MISO | RFC | RFCM | RFC Michigan | MISO | 26 | 125 | Oakland | 42.5497 | -83.4425 | 2 | 4 | NG | GAS |  | 0.01318 | 121.6 | 1 | [6 empty] | 155529 | 70319.4 | 155529 | 70319.4 | 14042 | 6099 | 54.436 | 24.611 | 0.048 | 9177.3 | 446.873 | 44.687 | 9189.544 |  | 7.753 | 8.071 | 0.007 | 1307.121 | 0.032 | 0.003 | 1308.865 |  | 0.7 | 0.7 | 0.001 | 118.014 | 0.003 | 0 | 118.171 |  | 7.753 | 8.071 | 0.007 | 1307.121 | 0.032 | 0.003 | 1308.865 |  | 54.436 | 24.611 | 0.048 | 9177.3 | 446.873 | 44.687 |  | 155529 | 70319.4 | 155529 | 70319.4 | EPA/CAMD | EPA/CAMD | EPA/CAMD | EPA/CAMD | EIA | EIA | -- | EPA/CAMD | EPA/CAMD | [14 empty] | 11075.9863 | 0 | 0 | 14042 | 0 | 0 | 0 | 0 | 0 | 0 | 0 | 0 | 14042 | 0 | 0 | 14042 | 0 | 0 | 0 | 1 | 0 | 0 | 0 | 0 | 0 | 0 | 0 | 0 | 1 | 0 | 0 | 1 | 0 | Yes |  | 252257.5 | 14885.8 | 88.289 | 0.076 |  | https://www.google.com/maps/@?api=1&map_action=map&center=42.549700000000001%2C-83.442499999999995&zoom=17&basemap=satellite | 60757 | [118 empty] | 0.2 |  |  | 32 |  |  | 0.35 | 0.23 |  |  | 43 |  |  | 0.4 | 0.16 |  |  | 30 |  |  | 0.3 | 0.04 |  |  | 72 |  |  | 0.05 | 0.06 |  |  | 40 |  |  | 0.12 | 0.05 |  |  | 49 |  |  | 0.06 | 0.22 |  |  | 72 |  |  | 0.16 | 0.2206 | 0.095871 | Gas | FRS_110006514049
166 | 60 | 2021 | AK | International | 6293 | Chugach Electric Assn Inc | 3522 | Chugach Electric Assn Inc | 3522 | Electric Utility | Chugach Electric Assn Inc | CEA | AK | AKGD | ASCC Alaska Grid |  | 2 | 20 | Anchorage | 61.169 | -149.911 | 1 | 1 | NG | GAS |  | 0 | 15 | [11 empty] | 0 | 0 | 0 |  | 0 | 0 | [45 empty] | -- | [17 empty] | 0 | 0 | 0 | 0 | 0 | 0 | 0 | 0 | 0 | 0 | 0 | 0 | 0 | 0 | 0 | 0 | [23 empty] | https://www.google.com/maps/@?api=1&map_action=map&center=61.168971999999997%2C-149.91103799999999&zoom=17&basemap=satellite | 94280 | [118 empty] | 0.34 |  |  | 57 |  |  | 0.35 | 0.47 |  |  | 64 |  |  | 0.4 | 0.22 |  |  | 40 |  |  | 0.3 | 0.05 |  |  | 74 |  |  | 0.05 | 0.07 |  |  | 42 |  |  | 0.12 | 0.06 |  |  | 57 |  |  | 0.06 | 0.11 |  |  | 32 |  |  | 0.16 | 0.0070799 | 0 | Gas | FRS_110046491854
167 | 5209 | 2021 | MI | Monroe | 1733 | ITC Transmission | 56068 | DTE Electric Company | 5109 | Electric Utility | Midcontinent Independent Transmission System Operator, Inc.. | MISO | RFC | RFCM | RFC Michigan | MISO | 26 | 115 | Monroe | 41.8906 | -83.3464 | 4 | 9 | RC | COAL | Yes | 0.51035 | 3293.1 | 0.48274 | [6 empty] | 149865102.2 | 61942987.03 | 149865102.2 | 61942987.03 | 14722463 | 6055802 | 4543.661 | 1879.992 | 3693.151 | 15721905.74 | 3507720.672 | 513519.549 | 15842266.66 |  | 0.617 | 0.621 | 0.502 | 2135.771 | 0.238 | 0.035 | 2152.122 |  | 0.061 | 0.061 | 0.049 | 209.814 | 0.023 | 0.003 | 211.42 |  | 0.617 | 0.621 | 0.502 | 2135.771 | 0.238 | 0.035 | 2152.122 |  | 4543.661 | 1879.992 | 3693.151 | 15721905.74 | 3507720.672 | 513519.549 |  | 149865102.2 | 61942987.03 | 149865102.2 | 61942987.03 | EPA/CAMD | EPA/CAMD | EPA/CAMD | EPA/CAMD | EIA | EIA | -- | EPA/CAMD | EPA/CAMD | [14 empty] | 10179.3497 | 13815686 | 906777.261 | 0 | 0 | 0 | 0 | 0 | 0 | 0 | 0 | 0 | 14722463.26 | 0 | 0 | 14722463.26 | 0 | 0.93841 | 0.061591 | 0 | 0 | 0 | 0 | 0 | 0 | 0 | 0 | 0 | 1 | 0 | 0 | 1 | 0 | Yes |  | 155278233.3 | 16290016.05 | 4899.627 | 3582.748 |  | https://www.google.com/maps/@?api=1&map_action=map&center=41.890599999999999%2C-83.346400000000003&zoom=17&basemap=satellite | 8403 | [118 empty] | 0.29 |  |  | 50 |  |  | 0.35 | 0.16 |  |  | 34 |  |  | 0.4 | 0.42 |  |  | 71 |  |  | 0.3 | 0 |  |  | 0 |  |  | 0.05 | 0.12 |  |  | 62 |  |  | 0.12 | 0.08 |  |  | 76 |  |  | 0.06 | 0.11 |  |  | 30 |  |  | 0.16 | 53.0206 | 0.0080311 | Coal | FRS_110000405927
168 | 61 | 2021 | AK | Jarvis Street | 6801 | City & Borough of Sitka - (AK) | 17271 | City & Borough of Sitka - (AK) | 17271 | Electric Utility | No balancing authority | NA | AK | AKMS | ASCC Miscellaneous |  | 2 | 220 | Sitka | 57.0497 | -135.3128 | 5 | 5 | DFO | OIL |  | 0 | 25.6 | [7 empty] | 2037 | 738.001 | 2037 | 738.001 | -794.999 | -290.001 | 3.29 | 1.192 | 0.295 | 166.347 | 13.472 | 2.694 | 166.917 |  | 0 | 0 | 0 | 0 | 0 | 0 | 0 |  | 3.23 | 3.23 | 0.29 | 163.325 | 0.007 | 0.001 | 163.885 |  | 0 | 0 | 0 | 0 | 0 | 0 | 0 |  | 3.29 | 1.192 | 0.295 | 166.347 | 13.472 | 2.694 |  | 2037 | 738.001 | 2037 | 738.001 | EIA | EIA | EIA | EIA | EIA | EIA | -- | EIA | EIA | [14 empty] | -2562.2642 | 0 | -795 | 0 | 0 | 0 | 0 | 0 | 0 | 0 | 0 | 0 | -795 | 0 | 0 | -795 | 0 | [23 empty] | https://www.google.com/maps/@?api=1&map_action=map&center=57.049700000000001%2C-135.31280000000001&zoom=17&basemap=satellite | 7152 | [118 empty] | 0.3 |  |  | 52 |  |  | 0.35 | 0.41 |  |  | 60 |  |  | 0.4 | 0.19 |  |  | 35 |  |  | 0.3 | 0.02 |  |  | 62 |  |  | 0.05 | 0.05 |  |  | 36 |  |  | 0.12 | 0.05 |  |  | 52 |  |  | 0.06 | 0.15 |  |  | 50 |  |  | 0.16 |  |  | Oil | FRS_110014339457
169 | 5218 | 2021 | MI | Northeast (MI) | 1734 | ITC Transmission | 56068 | DTE Electric Company | 5109 | Electric Utility | Midcontinent Independent Transmission System Operator, Inc.. | MISO | RFC | RFCM | RFC Michigan | MISO | 26 | 99 | Macomb | 42.45 | -83.0381 | 7 | 7 | NG | GAS |  | 0.00899 | 129.8 | 1 | [6 empty] | 158532.999 | 69248.998 | 158532.999 | 69248.998 | 10225.002 | 4465.999 | 35.781 | 15.715 | 6.14 | 10467.765 | 520.223 | 77.63 | 10485.835 |  | 6.999 | 7.038 | 1.201 | 2047.484 | 0.051 | 0.008 | 2051.019 |  | 0.451 | 0.454 | 0.077 | 132.058 | 0.003 | 0 | 132.286 |  | 6.999 | 7.038 | 1.201 | 2047.485 | 0.051 | 0.008 | 2051.019 |  | 35.781 | 15.715 | 6.14 | 10467.765 | 520.223 | 77.63 |  | 158532.999 | 69248.998 | 158532.999 | 69248.998 | EIA | EIA | EIA | EIA | EIA | EIA | -- | EIA | EIA | [14 empty] | 15504.4498 | 0 | 2497.196 | 7727.804 | 0 | 0 | 0 | 0 | 0 | 0 | 0 | 0 | 10225 | 0 | 0 | 10225 | 0 | 0 | 0.24422 | 0.75578 | 0 | 0 | 0 | 0 | 0 | 0 | 0 | 0 | 1 | 0 | 0 | 1 | 0 | [7 empty] | https://www.google.com/maps/@?api=1&map_action=map&center=42.45%2C-83.0381&zoom=17&basemap=satellite | 124559 | [118 empty] | 0.63 |  |  | 85 |  |  | 0.35 | 0.7 |  |  | 78 |  |  | 0.4 | 0.57 |  |  | 85 |  |  | 0.3 | 0.03 |  |  | 68 |  |  | 0.05 | 0.17 |  |  | 75 |  |  | 0.12 | 0.07 |  |  | 67 |  |  | 0.06 | 0.13 |  |  | 38 |  |  | 0.16 | 0.16243 | 0.13347 | Gas | FRS_110028029540
170 | 260 | 2021 | AR | Lake Catherine | 170 | Entergy Arkansas Inc | 814 | Entergy Arkansas LLC | 814 | Electric Utility | Midcontinent Independent Transmission System Operator, Inc.. | MISO | SERC | SRMV | SERC Mississippi Valley | MISO | 5 | 59 | Hot Spring | 34.4341 | -92.9049 | 1 | 1 | NG | GAS |  | 0.04054 | 552.5 | 1 | [6 empty] | 2196777.999 | 1922508.729 | 2196777.999 | 1922508.729 | 196186 | 162537 | 261.73 | 226.986 | 0.659 | 130551.099 | 5038.085 | 503.808 | 130689.143 |  | 2.668 | 2.793 | 0.007 | 1330.891 | 0.026 | 0.003 | 1332.298 |  | 0.238 | 0.236 | 0.001 | 118.857 | 0.002 | 0 | 118.983 |  | 2.668 | 2.793 | 0.007 | 1330.891 | 0.026 | 0.003 | 1332.298 |  | 261.73 | 226.986 | 0.659 | 130551.099 | 5038.085 | 503.808 |  | 2196777.999 | 1922508.729 | 2196777.999 | 1922508.729 | EPA/CAMD | EPA/CAMD | EPA/CAMD | EPA/CAMD | EIA | EIA | -- | EPA/CAMD | EPA/CAMD | [14 empty] | 11197.4249 | 0 | 0 | 196186 | 0 | 0 | 0 | 0 | 0 | 0 | 0 | 0 | 196186 | 0 | 0 | 196186 | 0 | 0 | 0 | 1 | 0 | 0 | 0 | 0 | 0 | 0 | 0 | 0 | 1 | 0 | 0 | 1 | 0 | Yes |  | 2440465.11 | 145032.775 | 281.022 | 0.732 |  | https://www.google.com/maps/@?api=1&map_action=map&center=34.434100000000001%2C-92.904899999999998&zoom=17&basemap=satellite | 2869 | [118 empty] | 0.18 |  |  | 28 |  |  | 0.35 | 0.05 |  |  | 14 |  |  | 0.4 | 0.31 |  |  | 56 |  |  | 0.3 | 0 |  |  | 0 |  |  | 0.05 | 0.05 |  |  | 35 |  |  | 0.12 | 0.05 |  |  | 54 |  |  | 0.06 | 0.21 |  |  | 71 |  |  | 0.16 | 19.5772 | 0.081985 | Gas | FRS_110032984144
171 | 5221 | 2021 | MI | Oliver | 1735 | DTE Electric Company | 5109 | DTE Electric Company | 5109 | Electric Utility | Midcontinent Independent Transmission System Operator, Inc.. | MISO | RFC | RFCM | RFC Michigan | MISO | 26 | 63 | Huron | 43.8264 | -83.2383 | 5 | 5 | DFO | OIL |  | 0 | 13.5 | [7 empty] | 2007 | 895 | 2007 | 895 | -245 | -109 | 3.215 | 1.435 | 0.291 | 163.895 | 13.274 | 2.655 | 164.456 |  | 0 | 0 | 0 | 0 | 0 | 0 | 0 |  | 3.204 | 3.207 | 0.29 | 163.323 | 0.007 | 0.001 | 163.883 |  | 0 | 0 | 0 | 0 | 0 | 0 | 0 |  | 3.215 | 1.435 | 0.291 | 163.895 | 13.274 | 2.655 |  | 2007 | 895 | 2007 | 895 | EIA | EIA | EIA | EIA | EIA | EIA | -- | EIA | EIA | [14 empty] | -8191.8367 | 0 | -245 | 0 | 0 | 0 | 0 | 0 | 0 | 0 | 0 | 0 | -245 | 0 | 0 | -245 | 0 | [23 empty] | https://www.google.com/maps/@?api=1&map_action=map&center=43.8264%2C-83.238299999999995&zoom=17&basemap=satellite | 2316 | [118 empty] | 0.21 |  |  | 34 |  |  | 0.35 | 0.04 |  |  | 12 |  |  | 0.4 | 0.37 |  |  | 64 |  |  | 0.3 | 0 |  |  | 0 |  |  | 0.05 | 0.06 |  |  | 40 |  |  | 0.12 | 0.06 |  |  | 63 |  |  | 0.06 | 0.19 |  |  | 64 |  |  | 0.16 | 0.22646 | 0 | Oil | FRS_110028029586
172 | 62 | 2021 | AK | JBER Landfill Gas Power Plant | 58380 | Chugach Electric Assn Inc | 3522 | Doyon Utilities, LLC | 58368 | Commercial Non-CHP | Chugach Electric Assn Inc | CEA | AK | AKGD | ASCC Alaska Grid |  | 2 | 20 | Anchorage | 61.286 | -149.61 | 5 | 5 | LFG | BIOMASS |  | 0.37813 | 11.5 | 0.70311 | Yes | [5 empty] | 397372 | 149274 | 397372 | 149274 | 38093 | 14184 | 0 | 0 | 6.652 | 14.67 | 0.509 | 0.051 | 14.684 |  | 0 | 0 | 0.349 | 0.77 | 0 | 0 | 0.771 |  | 0 | 0 | 0.033 | 0.074 | 0 | 0 | 0.074 |  | 0 | 0 | 0.349 | 0.77 | 0 | 0 | 0.771 |  | 280.905 | 107.05 | 8.936 | 25233.04 | 924.26 | 92.426 |  | 397372 | 149274 | 397372 | 149274 | EIA | EIA | EIA | EIA | EIA | EIA | -- | EIA | EIA | 280.905 | 107.05 | 2.284 | 25218.37 | 923.751 | 92.375 | [8 empty] | 10431.6279 | 0 | 0 | 22.044 | 0 | 0 | 38070.956 | 0 | 0 | 0 | 0 | 0 | 22.044 | 38070.956 | 38070.956 | 38093 | 0 | 0 | 0 | 0.00057869 | 0 | 0 | 0.99942 | 0 | 0 | 0 | 0 | 0 | 0.00057869 | 0.99942 | 0.99942 | 1 | 0 | [7 empty] | https://www.google.com/maps/@?api=1&map_action=map&center=61.286000000000001%2C-149.61000000000001&zoom=17&basemap=satellite | 8198 | [118 empty] | 0.19 |  |  | 30 |  |  | 0.35 | 0.23 |  |  | 43 |  |  | 0.4 | 0.15 |  |  | 26 |  |  | 0.3 | 0 |  |  | 0 |  |  | 0.05 | 0.03 |  |  | 23 |  |  | 0.12 | 0.08 |  |  | 77 |  |  | 0.06 | 0.08 |  |  | 21 |  |  | 0.16 | 2.9763 | 0.15276 | Biomass | FRS_110034176692
173 | 5237 | 2021 | MI | Placid 12 | 1737 | DTE Electric Company | 5109 | DTE Electric Company | 5109 | Electric Utility | Midcontinent Independent Transmission System Operator, Inc.. | MISO | RFC | RFCM | RFC Michigan | MISO | 26 | 125 | Oakland | 42.7106 | -83.4569 | 5 | 5 | DFO | OIL |  | 0.00476 | 13.5 | 1 | [6 empty] | 9979 | 4435 | 9979 | 4435 | 563 | 250 | 16.125 | 7.165 | 1.447 | 814.915 | 66 | 13.2 | 817.707 |  | 57.282 | 57.32 | 5.14 | 2894.902 | 0.117 | 0.023 | 2904.82 |  | 3.232 | 3.231 | 0.29 | 163.326 | 0.007 | 0.001 | 163.886 |  | 57.282 | 57.32 | 5.14 | 2894.902 | 0.117 | 0.023 | 2904.82 |  | 16.125 | 7.165 | 1.447 | 814.915 | 66 | 13.2 |  | 9979 | 4435 | 9979 | 4435 | EIA | EIA | EIA | EIA | EIA | EIA | -- | EIA | EIA | [14 empty] | 17724.6892 | 0 | 563 | 0 | 0 | 0 | 0 | 0 | 0 | 0 | 0 | 0 | 563 | 0 | 0 | 563 | 0 | 0 | 1 | 0 | 0 | 0 | 0 | 0 | 0 | 0 | 0 | 0 | 1 | 0 | 0 | 1 | 0 | [7 empty] | https://www.google.com/maps/@?api=1&map_action=map&center=42.710599999999999%2C-83.456900000000005&zoom=17&basemap=satellite | 22442 | [118 empty] | 0.13 |  |  | 17 |  |  | 0.35 | 0.1 |  |  | 25 |  |  | 0.4 | 0.16 |  |  | 28 |  |  | 0.3 | 0.01 |  |  | 60 |  |  | 0.05 | 0.04 |  |  | 31 |  |  | 0.12 | 0.05 |  |  | 47 |  |  | 0.06 | 0.17 |  |  | 58 |  |  | 0.16 | 0.69409 | 694.09 | Oil | FRS_110028029675
174 | 63 | 2021 | AK | Kake | 7464 | Inside Passage Elec Coop, Inc | 18963 | Inside Passage Elec Coop, Inc | 18963 | Electric Utility | No balancing authority | NA | AK | AKMS | ASCC Miscellaneous |  | 2 | 195 | Petersburg | 56.963 | -133.9226 | 5 | 5 | DFO | OIL |  | 0.05034 | 3.1 | 1 |  | Yes | 0 |  | 1 |  | 13828.002 | 5052.001 | 13828.002 | 5052.001 | 1367.001 | 499.001 | 22.22 | 8.116 | 2.005 | 1129.236 | 91.457 | 18.291 | 1133.105 |  | 32.509 | 32.529 | 2.934 | 1652.136 | 0.067 | 0.013 | 1657.796 |  | 3.214 | 3.213 | 0.29 | 163.326 | 0.007 | 0.001 | 163.886 |  | 32.509 | 32.529 | 2.934 | 1652.138 | 0.067 | 0.013 | 1657.798 |  | 22.22 | 8.116 | 2.005 | 1129.236 | 91.457 | 18.291 |  | 13828.002 | 5052.001 | 13828.002 | 5052.001 | EIA | EIA | EIA | EIA | EIA | EIA | -- | EIA | EIA | [6 empty] | 0 | 0 | 0 | 0 | 0 | 0 | 0 | 0 | 10115.583 | 0 | 1367 | 0 | 0 | 0 | 0 | 0 | 0 | 0 | 0 | 0 | 1367 | 0 | 0 | 1367 | 0 | 0 | 1 | 0 | 0 | 0 | 0 | 0 | 0 | 0 | 0 | 0 | 1 | 0 | 0 | 1 | 0 | [7 empty] | https://www.google.com/maps/@?api=1&map_action=map&center=56.962983000000001%2C-133.92255700000001&zoom=17&basemap=satellite | 545 | [118 empty] | 0.43 |  |  | 67 |  |  | 0.35 | 0.43 |  |  | 62 |  |  | 0.4 | 0.42 |  |  | 71 |  |  | 0.3 | 0 |  |  | 0 |  |  | 0.05 | 0.12 |  |  | 61 |  |  | 0.12 | 0.08 |  |  | 77 |  |  | 0.06 | 0.19 |  |  | 63 |  |  | 0.16 | 2.9061 | 2.6564 | Oil | FRS_110008998219
175 | 5243 | 2021 | MI | Putnam (MI) | 1739 | DTE Electric Company | 5109 | DTE Electric Company | 5109 | Electric Utility | Midcontinent Independent Transmission System Operator, Inc.. | MISO | RFC | RFCM | RFC Michigan | MISO | 26 | 125 | Oakland | 42.7108 | -83.4561 | 5 | 5 | DFO | OIL |  | 0.00956 | 13.5 | 1 | [6 empty] | 15266 | 6786 | 15266 | 6786 | 1130 | 502 | 24.595 | 10.93 | 2.214 | 1246.665 | 100.967 | 20.193 | 1250.936 |  | 43.531 | 43.546 | 3.918 | 2206.487 | 0.089 | 0.018 | 2214.046 |  | 3.222 | 3.221 | 0.29 | 163.326 | 0.007 | 0.001 | 163.885 |  | 43.531 | 43.546 | 3.918 | 2206.487 | 0.089 | 0.018 | 2214.046 |  | 24.595 | 10.93 | 2.214 | 1246.665 | 100.967 | 20.193 |  | 15266 | 6786 | 15266 | 6786 | EIA | EIA | EIA | EIA | EIA | EIA | -- | EIA | EIA | [14 empty] | 13509.7345 | 0 | 1130 | 0 | 0 | 0 | 0 | 0 | 0 | 0 | 0 | 0 | 1130 | 0 | 0 | 1130 | 0 | 0 | 1 | 0 | 0 | 0 | 0 | 0 | 0 | 0 | 0 | 0 | 1 | 0 | 0 | 1 | 0 | [7 empty] | https://www.google.com/maps/@?api=1&map_action=map&center=42.710799999999999%2C-83.456100000000006&zoom=17&basemap=satellite | 21972 | [118 empty] | 0.13 |  |  | 17 |  |  | 0.35 | 0.11 |  |  | 25 |  |  | 0.4 | 0.16 |  |  | 28 |  |  | 0.3 | 0.01 |  |  | 59 |  |  | 0.05 | 0.04 |  |  | 31 |  |  | 0.12 | 0.05 |  |  | 47 |  |  | 0.06 | 0.17 |  |  | 57 |  |  | 0.16 | 0.56079 | 0 | Oil | FRS_110013892038
176 | 284 | 2021 | AR | Thomas Fitzhugh | 201 | Southwestern Electric Power Co | 17698 | Arkansas Electric Coop Corp | 807 | Electric Utility | Southwest Power Pool | SWPP | SERC | SPSO | SPP South |  | 5 | 47 | Franklin | 35.4624 | -93.8049 | 1 | 2 | NG | GAS |  | 0.14953 | 185 | 1 | [6 empty] | 2161184.959 | 1088341.161 | 2161184.959 | 1088341.161 | 242326 | 120707 | 89.298 | 36.909 | 27.105 | 132866.408 | 4805.177 | 480.518 | 132998.07 |  | 0.737 | 0.612 | 0.224 | 1096.592 | 0.02 | 0.002 | 1097.679 |  | 0.083 | 0.068 | 0.025 | 122.957 | 0.002 | 0 | 123.079 |  | 0.737 | 0.612 | 0.224 | 1096.592 | 0.02 | 0.002 | 1097.679 |  | 89.298 | 36.909 | 27.105 | 132866.408 | 4805.177 | 480.518 |  | 2161184.959 | 1088341.161 | 2161184.959 | 1088341.161 | EPA/CAMD | EPA/CAMD | EPA/CAMD | EPA/CAMD | EIA | EIA | -- | EPA/CAMD | EPA/CAMD | [14 empty] | 8918.5022 | 0 | 0 | 242326 | 0 | 0 | 0 | 0 | 0 | 0 | 0 | 0 | 242326 | 0 | 0 | 242326 | 0 | 0 | 0 | 1 | 0 | 0 | 0 | 0 | 0 | 0 | 0 | 0 | 1 | 0 | 0 | 1 | 0 | Yes |  | 4219094.044 | 251638.227 | 159.096 | 6.653 |  | https://www.google.com/maps/@?api=1&map_action=map&center=35.462381999999998%2C-93.804925999999995&zoom=17&basemap=satellite | 4115 | [118 empty] | 0.26 |  |  | 44 |  |  | 0.35 | 0.08 |  |  | 20 |  |  | 0.4 | 0.44 |  |  | 73 |  |  | 0.3 | 0 |  |  | 0 |  |  | 0.05 | 0.15 |  |  | 71 |  |  | 0.12 | 0.07 |  |  | 71 |  |  | 0.06 | 0.21 |  |  | 71 |  |  | 0.16 | 12.1918 | 0.057381 | Gas | FRS_110007409571
177 | 65 | 2021 | AK | Kasigluk | 57066 | Alaska Village Elec Coop, Inc | 221 | Alaska Village Elec Coop, Inc | 221 | Electric Utility | No balancing authority | NA | AK | AKMS | ASCC Miscellaneous |  | 2 | 50 | Bethel | 60.8731 | -162.5197 | 3 | 3 | DFO | OIL |  | 0.15622 | 2 | 1 |  | Yes | 0 |  | 1 |  | 25548 | 9324 | 25548 | 9324 | 2737 | 998 | 42.443 | 15.489 | 3.704 | 2086.323 | 168.971 | 33.794 | 2093.47 |  | 31.014 | 31.04 | 2.707 | 1524.533 | 0.062 | 0.012 | 1529.756 |  | 3.323 | 3.322 | 0.29 | 163.326 | 0.007 | 0.001 | 163.885 |  | 31.014 | 31.04 | 2.707 | 1524.533 | 0.062 | 0.012 | 1529.756 |  | 42.443 | 15.489 | 3.704 | 2086.323 | 168.971 | 33.794 |  | 25548 | 9324 | 25548 | 9324 | EIA | EIA | EIA | EIA | EIA | EIA | -- | EIA | EIA | [6 empty] | 0 | 0 | 0 | 0 | 0 | 0 | 0 | 0 | 9334.3076 | 0 | 2737 | 0 | 0 | 0 | 0 | 0 | 0 | 0 | 0 | 0 | 2737 | 0 | 0 | 2737 | 0 | 0 | 1 | 0 | 0 | 0 | 0 | 0 | 0 | 0 | 0 | 0 | 1 | 0 | 0 | 1 | 0 | [7 empty] | https://www.google.com/maps/@?api=1&map_action=map&center=60.873100000000001%2C-162.5197&zoom=17&basemap=satellite | 1147 | [118 empty] | 0.92 |  |  | 99 |  |  | 0.35 | 1 |  |  | 97 |  |  | 0.4 | 0.84 |  |  | 98 |  |  | 0.3 | 0.09 |  |  | 83 |  |  | 0.05 | 0.29 |  |  | 90 |  |  | 0.12 | 0.13 |  |  | 93 |  |  | 0.06 | 0.07 |  |  | 15 |  |  | 0.16 | 3.9585 | 2.6684 | Oil | FRS_110043330473
178 | 5252 | 2021 | MI | Slocum | 1741 | DTE Electric Company | 5109 | DTE Electric Company | 5109 | Electric Utility | Midcontinent Independent Transmission System Operator, Inc.. | MISO | RFC | RFCM | RFC Michigan | MISO | 26 | 163 | Wayne | 42.1225 | -83.185 | 5 | 5 | DFO | OIL |  | 0.00021 | 13.5 | 1 | [6 empty] | 4866 | 2162 | 4866 | 2162 | 25 | 11 | 7.78 | 3.46 | 0.706 | 397.37 | 32.183 | 6.437 | 398.731 |  | 622.4 | 629.091 | 56.44 | 31789.6 | 1.287 | 0.257 | 31898.508 |  | 3.198 | 3.201 | 0.29 | 163.325 | 0.007 | 0.001 | 163.885 |  | 622.4 | 629.091 | 56.44 | 31789.6 | 1.287 | 0.257 | 31898.508 |  | 7.78 | 3.46 | 0.706 | 397.37 | 32.183 | 6.437 |  | 4866 | 2162 | 4866 | 2162 | EIA | EIA | EIA | EIA | EIA | EIA | -- | EIA | EIA | [14 empty] | 194640 | 0 | 25 | 0 | 0 | 0 | 0 | 0 | 0 | 0 | 0 | 0 | 25 | 0 | 0 | 25 | 0 | 0 | 1 | 0 | 0 | 0 | 0 | 0 | 0 | 0 | 0 | 0 | 1 | 0 | 0 | 1 | 0 | [7 empty] | https://www.google.com/maps/@?api=1&map_action=map&center=42.122500000000002%2C-83.185000000000002&zoom=17&basemap=satellite | 42876 | [118 empty] | 0.13 |  |  | 17 |  |  | 0.35 | 0.1 |  |  | 24 |  |  | 0.4 | 0.16 |  |  | 29 |  |  | 0.3 | 0.01 |  |  | 57 |  |  | 0.05 | 0.05 |  |  | 33 |  |  | 0.12 | 0.04 |  |  | 45 |  |  | 0.06 | 0.25 |  |  | 81 |  |  | 0.16 | 0.46097 | 5.948 | Oil | FRS_110028030459
179 | 67 | 2021 | AK | Kiana | 6323 | Alaska Village Elec Coop, Inc | 221 | Alaska Village Elec Coop, Inc | 221 | Electric Utility | No balancing authority | NA | AK | AKMS | ASCC Miscellaneous |  | 2 | 188 | Northwest Arctic | 66.9739 | -160.4286 | 3 | 3 | DFO | OIL |  | 0.15887 | 1.2 | 1 | [6 empty] | 18641 | 6804 | 18641 | 6804 | 1670 | 609 | 30.969 | 11.304 | 2.703 | 1522.277 | 123.289 | 24.658 | 1527.492 |  | 37.089 | 37.123 | 3.237 | 1823.086 | 0.074 | 0.015 | 1829.332 |  | 3.323 | 3.323 | 0.29 | 163.326 | 0.007 | 0.001 | 163.885 |  | 37.089 | 37.123 | 3.237 | 1823.086 | 0.074 | 0.015 | 1829.332 |  | 30.969 | 11.304 | 2.703 | 1522.277 | 123.289 | 24.658 |  | 18641 | 6804 | 18641 | 6804 | EIA | EIA | EIA | EIA | EIA | EIA | -- | EIA | EIA | [14 empty] | 11162.2754 | 0 | 1670 | 0 | 0 | 0 | 0 | 0 | 0 | 0 | 0 | 0 | 1670 | 0 | 0 | 1670 | 0 | 0 | 1 | 0 | 0 | 0 | 0 | 0 | 0 | 0 | 0 | 0 | 1 | 0 | 0 | 1 | 0 | [7 empty] | https://www.google.com/maps/@?api=1&map_action=map&center=66.973889%2C-160.42859200000001&zoom=17&basemap=satellite | 357 | [118 empty] | 0.72 |  |  | 91 |  |  | 0.35 | 0.93 |  |  | 91 |  |  | 0.4 | 0.5 |  |  | 80 |  |  | 0.3 | 0.02 |  |  | 62 |  |  | 0.05 | 0.21 |  |  | 82 |  |  | 0.12 | 0.13 |  |  | 92 |  |  | 0.06 | 0.08 |  |  | 17 |  |  | 0.16 | 2.6593 | 3.263 | Oil | FRS_110028040475
180 | 5256 | 2021 | MI | St. Clair | 1743 | ITC Transmission | 56068 | DTE Electric Company | 5109 | Electric Utility | Midcontinent Independent Transmission System Operator, Inc.. | MISO | RFC | RFCM | RFC Michigan | MISO | 26 | 147 | St Clair | 42.7642 | -82.4719 | 4 | 7 | RC | COAL | Yes | 0.29804 | 1233.5 | 0.8366 | [6 empty] | 36919482.86 | 18633303.28 | 36919482.86 | 18633303.28 | 3220442 | 1607756 | 4156.119 | 1995.87 | 13141.471 | 3872108.155 | 863369.977 | 125519.645 | 3901602.707 |  | 2.581 | 2.483 | 8.161 | 2404.706 | 0.268 | 0.039 | 2423.023 |  | 0.225 | 0.214 | 0.712 | 209.76 | 0.023 | 0.003 | 211.357 |  | 2.581 | 2.483 | 8.161 | 2404.706 | 0.268 | 0.039 | 2423.023 |  | 4156.119 | 1995.87 | 13141.471 | 3872108.155 | 863369.977 | 125519.645 |  | 36919482.86 | 18633303.28 | 36919482.86 | 18633303.28 | EPA/CAMD | EPA/CAMD | EPA/CAMD | EPA/CAMD | EIA | EIA | -- | EPA/CAMD | EPA/CAMD | [14 empty] | 11464.1044 | 3166554.3 | 12892.406 | 40995.253 | 0 | 0 | 0 | 0 | 0 | 0 | 0 | 0 | 3220441.959 | 0 | 0 | 3220441.959 | 0 | 0.98327 | 0.0040033 | 0.01273 | 0 | 0 | 0 | 0 | 0 | 0 | 0 | 0 | 1 | 0 | 0 | 1 | 0 | Yes |  | 17790846.22 | 1865904.41 | 1761.001 | 6272.805 |  | https://www.google.com/maps/@?api=1&map_action=map&center=42.764200000000002%2C-82.471900000000005&zoom=17&basemap=satellite | 4301 | [118 empty] | 0.13 |  |  | 16 |  |  | 0.35 | 0.04 |  |  | 12 |  |  | 0.4 | 0.22 |  |  | 40 |  |  | 0.3 | 0.02 |  |  | 63 |  |  | 0.05 | 0.09 |  |  | 51 |  |  | 0.12 | 0.03 |  |  | 28 |  |  | 0.06 | 0.28 |  |  | 86 |  |  | 0.16 | 9.7663 | 0.011911 | Coal | FRS_110070828199
181 | 234 | 2021 | AR | Carl Bailey | 202 | Entergy Arkansas Inc | 814 | Arkansas Electric Coop Corp | 807 | Electric Utility | Midcontinent Independent Transmission System Operator, Inc.. | MISO | SERC | SRMV | SERC Mississippi Valley | MISO | 5 | 147 | Woodruff | 35.2601 | -91.3634 | 1 | 1 | NG | GAS |  | 0 | 120 | [8 empty] | 0 |  | 0 |  |  | 0 |  | 0 | 0 | [36 empty] | 0 |  | 0 | [6 empty] | -- |  | EPA/CAMD | [47 empty] | Yes | [6 empty] | https://www.google.com/maps/@?api=1&map_action=map&center=35.260102000000003%2C-91.363426000000004&zoom=17&basemap=satellite | 1976 | [118 empty] | 0.48 |  |  | 72 |  |  | 0.35 | 0.46 |  |  | 64 |  |  | 0.4 | 0.49 |  |  | 79 |  |  | 0.3 | 0 |  |  | 0 |  |  | 0.05 | 0.12 |  |  | 63 |  |  | 0.12 | 0.11 |  |  | 88 |  |  | 0.06 | 0.21 |  |  | 71 |  |  | 0.16 | 1.8442 | 1.0326 | Gas | FRS_110043797077
182 | 5262 | 2021 | MI | Superior | 1744 | DTE Electric Company | 5109 | DTE Electric Company | 5109 | Electric Utility | Midcontinent Independent Transmission System Operator, Inc.. | MISO | RFC | RFCM | RFC Michigan | MISO | 26 | 161 | Washtenaw | 42.2639 | -83.6422 | 4 | 4 | DFO | OIL |  | 0.00466 | 64 | 1 | [6 empty] | 41790 | 18575 | 41790 | 18575 | 2613 | 1161 | 18.484 | 8.216 | 6.421 | 3412.692 | 276.394 | 55.279 | 3424.383 |  | 14.148 | 14.153 | 4.915 | 2612.087 | 0.106 | 0.021 | 2621.036 |  | 0.885 | 0.885 | 0.307 | 163.326 | 0.007 | 0.001 | 163.885 |  | 14.148 | 14.153 | 4.915 | 2612.087 | 0.106 | 0.021 | 2621.036 |  | 18.484 | 8.216 | 6.421 | 3412.692 | 276.394 | 55.279 |  | 41790 | 18575 | 41790 | 18575 | EIA | EIA | EIA | EIA | EIA | EIA | -- | EIA | EIA | [14 empty] | 15993.1114 | 0 | 2613 | 0 | 0 | 0 | 0 | 0 | 0 | 0 | 0 | 0 | 2613 | 0 | 0 | 2613 | 0 | 0 | 1 | 0 | 0 | 0 | 0 | 0 | 0 | 0 | 0 | 0 | 1 | 0 | 0 | 1 | 0 | [7 empty] | https://www.google.com/maps/@?api=1&map_action=map&center=42.2639%2C-83.642200000000003&zoom=17&basemap=satellite | 60591 | [118 empty] | 0.41 |  |  | 65 |  |  | 0.35 | 0.43 |  |  | 62 |  |  | 0.4 | 0.36 |  |  | 63 |  |  | 0.3 | 0.04 |  |  | 70 |  |  | 0.05 | 0.06 |  |  | 42 |  |  | 0.12 | 0.05 |  |  | 51 |  |  | 0.06 | 0.11 |  |  | 32 |  |  | 0.16 | 0.18165 | 0.57124 | Oil | FRS_110003645226
183 | 69 | 2021 | AK | Kivalina | 57065 | Alaska Village Elec Coop, Inc | 221 | Alaska Village Elec Coop, Inc | 221 | Electric Utility | No balancing authority | NA | AK | AKMS | ASCC Miscellaneous |  | 2 | 188 | Northwest Arctic | 67.7266 | -164.5384 | 4 | 4 | DFO | OIL |  | 0.18971 | 1.1 | 1 |  | Yes | 973.6 | 6.408 | 0.89522 |  | 16152.529 | 5896.842 | 16152.529 | 5896.842 | 1828 | 667 | 26.833 | 9.795 | 2.342 | 1319.063 | 106.831 | 21.366 | 1323.582 |  | 29.357 | 29.369 | 2.563 | 1443.176 | 0.058 | 0.012 | 1448.12 |  | 3.322 | 3.322 | 0.29 | 163.326 | 0.007 | 0.001 | 163.885 |  | 29.357 | 29.369 | 2.563 | 1443.176 | 0.058 | 0.012 | 1448.12 |  | 29.973 | 10.941 | 2.616 | 1473.444 | 119.334 | 23.867 |  | 18042.999 | 6587 | 18042.999 | 6587 | EIA | EIA | EIA | EIA | EIA | EIA | -- | EIA | EIA | [6 empty] | 1890.47 | 690.158 | 3.14 | 1.146 | 0.274 | 154.381 | 12.503 | 2.501 | 8836.1754 | 0 | 1828 | 0 | 0 | 0 | 0 | 0 | 0 | 0 | 0 | 0 | 1828 | 0 | 0 | 1828 | 0 | 0 | 1 | 0 | 0 | 0 | 0 | 0 | 0 | 0 | 0 | 0 | 1 | 0 | 0 | 1 | 0 | [7 empty] | https://www.google.com/maps/@?api=1&map_action=map&center=67.726643999999993%2C-164.53844699999999&zoom=17&basemap=satellite | 479 | [118 empty] | 0.73 |  |  | 91 |  |  | 0.35 | 0.92 |  |  | 90 |  |  | 0.4 | 0.54 |  |  | 83 |  |  | 0.3 | 0.03 |  |  | 68 |  |  | 0.05 | 0.19 |  |  | 79 |  |  | 0.12 | 0.1 |  |  | 83 |  |  | 0.06 | 0.1 |  |  | 25 |  |  | 0.16 | 2.5256 | 2.8346 | Oil | FRS_110054621664
184 | 5270 | 2021 | MI | Trenton Channel | 1745 | ITC Transmission | 56068 | DTE Electric Company | 5109 | Electric Utility | Midcontinent Independent Transmission System Operator, Inc.. | MISO | RFC | RFCM | RFC Michigan | MISO | 26 | 163 | Wayne | 42.1217 | -83.1808 | 1 | 1 | SUB | COAL | Yes | 0.23493 | 535.5 | 0.94178 | [6 empty] | 12578400.38 | 6655150.117 | 12578400.38 | 6655150.117 | 1102055 | 581533 | 1070.748 | 582.145 | 3445.304 | 1319222.152 | 306392.013 | 44598.487 | 1329697.227 |  | 1.943 | 2.002 | 6.253 | 2394.113 | 0.278 | 0.04 | 2413.123 |  | 0.17 | 0.175 | 0.548 | 209.76 | 0.024 | 0.004 | 211.425 |  | 1.943 | 2.002 | 6.253 | 2394.113 | 0.278 | 0.04 | 2413.123 |  | 1070.748 | 582.145 | 3445.304 | 1319222.152 | 306392.013 | 44598.487 |  | 12578400.38 | 6655150.117 | 12578400.38 | 6655150.117 | EPA/CAMD | EPA/CAMD | EPA/CAMD | EPA/CAMD | EIA | EIA | -- | EPA/CAMD | EPA/CAMD | [14 empty] | 11413.5873 | 1097871.693 | 4183.261 | 0 | 0 | 0 | 0 | 0 | 0 | 0 | 0 | 0 | 1102054.954 | 0 | 0 | 1102054.954 | 0 | 0.9962 | 0.0037959 | 0 | 0 | 0 | 0 | 0 | 0 | 0 | 0 | 0 | 1 | 0 | 0 | 1 | 0 | Yes |  | 6505255.917 | 682270.197 | 503.56 | 2428.458 |  | https://www.google.com/maps/@?api=1&map_action=map&center=42.121699999999997%2C-83.180800000000005&zoom=17&basemap=satellite | 40944 | [118 empty] | 0.13 |  |  | 17 |  |  | 0.35 | 0.1 |  |  | 24 |  |  | 0.4 | 0.16 |  |  | 29 |  |  | 0.3 | 0.01 |  |  | 57 |  |  | 0.05 | 0.05 |  |  | 33 |  |  | 0.12 | 0.05 |  |  | 45 |  |  | 0.06 | 0.25 |  |  | 81 |  |  | 0.16 | 2.4772 | 0.019219 | Coal | FRS_110000406267
185 | 70 | 2021 | AK | Klawock Power Generation Station | 61684 | Alaska Power and Telephone Co | 219 | Alaska Power and Telephone Co | 219 | Electric Utility | No balancing authority | NA | AK | AKMS | ASCC Miscellaneous |  | 2 | 198 | Prince of Wales-Hyder | 55.5532 | -133.0854 | 1 | 1 | DFO | OIL |  | 0.0274 | 2.5 | 1 | [6 empty] | 6535 | 2382 | 6535 | 2382 | 600 | 219 | 10.457 | 3.812 | 0.948 | 533.667 | 43.222 | 8.644 | 535.495 |  | 34.857 | 34.813 | 3.159 | 1778.89 | 0.072 | 0.014 | 1784.984 |  | 3.2 | 3.201 | 0.29 | 163.326 | 0.007 | 0.001 | 163.885 |  | 34.857 | 34.813 | 3.159 | 1778.89 | 0.072 | 0.014 | 1784.984 |  | 10.457 | 3.812 | 0.948 | 533.667 | 43.222 | 8.644 |  | 6535 | 2382 | 6535 | 2382 | EIA | EIA | EIA | EIA | EIA | EIA | -- | EIA | EIA | [14 empty] | 10891.6667 | 0 | 600 | 0 | 0 | 0 | 0 | 0 | 0 | 0 | 0 | 0 | 600 | 0 | 0 | 600 | 0 | 0 | 1 | 0 | 0 | 0 | 0 | 0 | 0 | 0 | 0 | 0 | 1 | 0 | 0 | 1 | 0 | [7 empty] | https://www.google.com/maps/@?api=1&map_action=map&center=55.553196999999997%2C-133.08535000000001&zoom=17&basemap=satellite | 921 | [118 empty] | 0.44 |  |  | 69 |  |  | 0.35 | 0.53 |  |  | 69 |  |  | 0.4 | 0.35 |  |  | 61 |  |  | 0.3 | 0 |  |  | 0 |  |  | 0.05 | 0.1 |  |  | 56 |  |  | 0.12 | 0.05 |  |  | 47 |  |  | 0.06 | 0.15 |  |  | 50 |  |  | 0.16 | 0.85312 | 3.5253 | Oil | FRS_110070396084
186 | 5293 | 2021 | MI | Wilmot | 1746 | DTE Electric Company | 5109 | DTE Electric Company | 5109 | Electric Utility | Midcontinent Independent Transmission System Operator, Inc.. | MISO | RFC | RFCM | RFC Michigan | MISO | 26 | 157 | Tuscola | 43.4566 | -83.1889 | 5 | 5 | DFO | OIL |  | 0.00783 | 13.5 | 1 | [6 empty] | 14180 | 7134 | 14180 | 7134 | 926 | 514 | 22.785 | 11.465 | 2.056 | 1157.98 | 93.785 | 18.757 | 1161.947 |  | 49.212 | 44.611 | 4.441 | 2501.037 | 0.101 | 0.02 | 2509.605 |  | 3.214 | 3.214 | 0.29 | 163.326 | 0.007 | 0.001 | 163.885 |  | 49.212 | 44.611 | 4.441 | 2501.037 | 0.101 | 0.02 | 2509.605 |  | 22.785 | 11.465 | 2.056 | 1157.98 | 93.785 | 18.757 |  | 14180 | 7134 | 14180 | 7134 | EIA | EIA | EIA | EIA | EIA | EIA | -- | EIA | EIA | [14 empty] | 15313.175 | 0 | 926 | 0 | 0 | 0 | 0 | 0 | 0 | 0 | 0 | 0 | 926 | 0 | 0 | 926 | 0 | 0 | 1 | 0 | 0 | 0 | 0 | 0 | 0 | 0 | 0 | 0 | 1 | 0 | 0 | 1 | 0 | [7 empty] | https://www.google.com/maps/@?api=1&map_action=map&center=43.456600000000002%2C-83.188900000000004&zoom=17&basemap=satellite | 1150 | [118 empty] | 0.19 |  |  | 31 |  |  | 0.35 | 0.05 |  |  | 15 |  |  | 0.4 | 0.33 |  |  | 59 |  |  | 0.3 | 0 |  |  | 0 |  |  | 0.05 | 0.12 |  |  | 62 |  |  | 0.12 | 0.06 |  |  | 62 |  |  | 0.06 | 0.17 |  |  | 57 |  |  | 0.16 | 0.92535 | 12.5047 | Oil | FRS_110028032536
187 | 263 | 2021 | AR | McClellan | 203 | Entergy Arkansas Inc | 814 | Arkansas Electric Coop Corp | 807 | Electric Utility | Midcontinent Independent Transmission System Operator, Inc.. | MISO | SERC | SRMV | SERC Mississippi Valley | MISO | 5 | 103 | Ouachita | 33.5648 | -92.7917 | 1 | 1 | NG | GAS |  | 0.01149 | 136 | 1 | [6 empty] | 257322.912 | 114281.873 | 257322.912 | 114281.873 | 13684 | 9536 | 32.69 | 11.47 | 70.158 | 17643.913 | 380.485 | 38.049 | 17654.338 |  | 4.778 | 2.406 | 10.254 | 2578.765 | 0.028 | 0.003 | 2580.289 |  | 0.254 | 0.201 | 0.545 | 137.134 | 0.001 | 0 | 137.215 |  | 4.778 | 2.406 | 10.254 | 2578.765 | 0.028 | 0.003 | 2580.289 |  | 32.69 | 11.47 | 70.158 | 17643.913 | 380.485 | 38.049 |  | 257322.912 | 114281.873 | 257322.912 | 114281.873 | EPA/CAMD | EPA/CAMD | EPA/CAMD | EPA/CAMD | EIA | EIA | -- | EPA/CAMD | EPA/CAMD | [14 empty] | 18804.656 | 0 | 0 | 13684 | 0 | 0 | 0 | 0 | 0 | 0 | 0 | 0 | 13684 | 0 | 0 | 13684 | 0 | 0 | 0 | 1 | 0 | 0 | 0 | 0 | 0 | 0 | 0 | 0 | 1 | 0 | 0 | 1 | 0 | Yes |  | 519286.518 | 31192.069 | 82.244 | 83.398 |  | https://www.google.com/maps/@?api=1&map_action=map&center=33.564799999999998%2C-92.791700000000006&zoom=17&basemap=satellite | 2971 | [118 empty] | 0.6 |  |  | 82 |  |  | 0.35 | 0.61 |  |  | 74 |  |  | 0.4 | 0.57 |  |  | 86 |  |  | 0.3 | 0 |  |  | 0 |  |  | 0.05 | 0.19 |  |  | 79 |  |  | 0.12 | 0.1 |  |  | 86 |  |  | 0.06 | 0.22 |  |  | 74 |  |  | 0.16 | 1.926 | 0.099965 | Gas | FRS_110000450985
188 | 5195 | 2021 | MI | Manistique | 1750 | Cloverland Electric Co-op | 3828 | Cloverland Electric Co-op | 3828 | Electric Utility | Midcontinent Independent Transmission System Operator, Inc.. | MISO | RFC | RFCW | RFC West | MISO | 26 | 153 | Schoolcraft | 45.955 | -86.2563 | 2 | 2 | DFO | OIL |  | 0.01931 | 4.8 | 1 | [6 empty] | 10509 | 4669 | 10509 | 4669 | 812 | 361 | 15.797 | 7.018 | 1.524 | 858.195 | 69.505 | 13.901 | 861.135 |  | 38.909 | 38.881 | 3.753 | 2113.781 | 0.086 | 0.017 | 2121.022 |  | 3.006 | 3.006 | 0.29 | 163.326 | 0.007 | 0.001 | 163.885 |  | 38.909 | 38.881 | 3.753 | 2113.781 | 0.086 | 0.017 | 2121.022 |  | 15.797 | 7.018 | 1.524 | 858.195 | 69.505 | 13.901 |  | 10509 | 4669 | 10509 | 4669 | EIA | EIA | EIA | EIA | EIA | EIA | -- | EIA | EIA | [14 empty] | 12942.1182 | 0 | 812 | 0 | 0 | 0 | 0 | 0 | 0 | 0 | 0 | 0 | 812 | 0 | 0 | 812 | 0 | 0 | 1 | 0 | 0 | 0 | 0 | 0 | 0 | 0 | 0 | 0 | 1 | 0 | 0 | 1 | 0 | [7 empty] | https://www.google.com/maps/@?api=1&map_action=map&center=45.955013999999998%2C-86.256291000000004&zoom=17&basemap=satellite | 3925 | [118 empty] | 0.26 |  |  | 45 |  |  | 0.35 | 0.12 |  |  | 27 |  |  | 0.4 | 0.41 |  |  | 69 |  |  | 0.3 | 0 |  |  | 0 |  |  | 0.05 | 0.11 |  |  | 61 |  |  | 0.12 | 0.05 |  |  | 48 |  |  | 0.06 | 0.26 |  |  | 82 |  |  | 0.16 | 1.0686 | 5.5223 | Oil | FRS_110003658328
189 | 71 | 2021 | AK | Kodiak Microgrid | 6281 | Kodiak Electric Assn Inc | 10433 | Kodiak Electric Assn Inc | 10433 | Electric Utility | No balancing authority | NA | AK | AKMS | ASCC Miscellaneous |  | 2 | 150 | Kodiak Island | 57.79 | -152.397 | 4 | 4 | DFO | OIL |  | 0 | 18.3 | [11 empty] | 0 | 0 | 0 |  | 0 | 0 | [45 empty] | -- | [17 empty] | 0 | 0 | 0 | 0 | 0 | 0 | 0 | 0 | 0 | 0 | 0 | 0 | 0 | 0 | 0 | 0 | [23 empty] | https://www.google.com/maps/@?api=1&map_action=map&center=57.789955999999997%2C-152.39698200000001&zoom=17&basemap=satellite | 9763 | [118 empty] | 0.39 |  |  | 63 |  |  | 0.35 | 0.58 |  |  | 72 |  |  | 0.4 | 0.2 |  |  | 36 |  |  | 0.3 | 0.09 |  |  | 83 |  |  | 0.05 | 0.11 |  |  | 59 |  |  | 0.12 | 0.06 |  |  | 58 |  |  | 0.06 | 0.12 |  |  | 34 |  |  | 0.16 |  |  | Oil | FRS_
190 | 72 | 2021 | AK | Kotlik | 57064 | Alaska Village Elec Coop, Inc | 221 | Alaska Village Elec Coop, Inc | 221 | Electric Utility | No balancing authority | NA | AK | AKMS | ASCC Miscellaneous |  | 2 | 270 | Wade Hampton | 63.0322 | -163.5531 | 4 | 4 | DFO | OIL |  | 0.17425 | 1.4 | 1 |  | Yes | 744 | 9.803 | 0.92893 |  | 19531.714 | 7123.976 | 19531.714 | 7123.976 | 2137 | 780 | 32.448 | 11.835 | 2.832 | 1595.016 | 129.18 | 25.836 | 1600.481 |  | 30.367 | 30.345 | 2.651 | 1492.762 | 0.06 | 0.012 | 1497.876 |  | 3.323 | 3.322 | 0.29 | 163.326 | 0.007 | 0.001 | 163.885 |  | 30.367 | 30.345 | 2.651 | 1492.762 | 0.06 | 0.012 | 1497.876 |  | 34.93 | 12.74 | 3.049 | 1717.044 | 139.063 | 27.813 |  | 21026 | 7669 | 21026 | 7669 | EIA | EIA | EIA | EIA | EIA | EIA | -- | EIA | EIA | [6 empty] | 1494.286 | 545.024 | 2.482 | 0.905 | 0.217 | 122.028 | 9.883 | 1.977 | 9139.7819 | 0 | 2137 | 0 | 0 | 0 | 0 | 0 | 0 | 0 | 0 | 0 | 2137 | 0 | 0 | 2137 | 0 | 0 | 1 | 0 | 0 | 0 | 0 | 0 | 0 | 0 | 0 | 0 | 1 | 0 | 0 | 1 | 0 | [7 empty] | https://www.google.com/maps/@?api=1&map_action=map&center=63.032150000000001%2C-163.55310600000001&zoom=17&basemap=satellite | 930 | [118 empty] | 0.86 |  |  | 97 |  |  | 0.35 | 1 |  |  | 97 |  |  | 0.4 | 0.72 |  |  | 94 |  |  | 0.3 | 0.01 |  |  | 59 |  |  | 0.05 | 0.23 |  |  | 84 |  |  | 0.12 | 0.15 |  |  | 96 |  |  | 0.06 | 0.07 |  |  | 15 |  |  | 0.16 | 2.9106 | 2.8803 | Oil | FRS_110045953713
191 | 5180 | 2021 | MI | John H Warden | 1772 | American Transmission Co | 659 | L'Anse Warden Electric Company LLC | 56133 | IPP Non-CHP | Midcontinent Independent Transmission System Operator, Inc.. | MISO | RFC | RFCW | RFC West | MISO | 26 | 13 | Baraga | 46.7553 | -88.4558 | 1 | 1 | WDS | BIOMASS |  | 0.63703 | 22 | 0.27162 | Yes | [5 empty] | 1716303.12 | 799904.55 | 1716303.12 | 799904.55 | 122768 | 59847 | 188.793 | 87.99 | 10.655 | 1080.007 | 121041.462 | 15886.651 | 4960.136 |  | 3.076 | 2.94 | 0.174 | 17.594 | 0.986 | 0.129 | 80.805 |  | 0.22 | 0.22 | 0.012 | 1.259 | 0.071 | 0.009 | 5.78 |  | 3.076 | 2.94 | 0.174 | 17.594 | 0.986 | 0.129 | 80.805 |  | 188.793 | 87.99 | 10.655 | 177338.415 | 121041.462 | 15886.651 |  | 1716303.12 | 799904.55 | 1716303.12 | 799904.55 | EIA | EIA | EIA | EIA | EIA | EIA | -- | EIA | EIA |  |  |  | 176258.408 | [10 empty] | 13980.0527 | 0 | 0 | 40.413 | 0 | 0 | 121934.69 | 0 | 0 | 0 | 792.898 | 0 | 833.311 | 121934.69 | 121934.69 | 122768.001 | 0 | 0 | 0 | 0.00032918 | 0 | 0 | 0.99321 | 0 | 0 | 0 | 0.0064585 | 0 | 0.0067877 | 0.99321 | 0.99321 | 1 | 0 | [7 empty] | https://www.google.com/maps/@?api=1&map_action=map&center=46.755299999999998%2C-88.455799999999996&zoom=17&basemap=satellite | 4971 | [118 empty] | 0.38 |  |  | 62 |  |  | 0.35 | 0.34 |  |  | 54 |  |  | 0.4 | 0.42 |  |  | 71 |  |  | 0.3 | 0 |  |  | 0 |  |  | 0.05 | 0.13 |  |  | 66 |  |  | 0.12 | 0.06 |  |  | 55 |  |  | 0.06 | 0.2 |  |  | 68 |  |  | 0.16 | 14.5301 | 0.23671 | Biomass | FRS_110058240327
192 | 1358 | 2021 | CA | Moss Landing Power Plant | 260 | Pacific Gas & Electric Co | 14328 | Dynegy -Moss Landing LLC | 54802 | IPP Non-CHP | California Independent System Operator | CISO | WECC | CAMX | WECC California | CAISO | 6 | 53 | Monterey | 36.8048 | -121.7822 | 4 | 8 | NG | GAS |  | 0.33793 | 1798 | 0.77012 | [6 empty] | 38874413.23 | 16593947.93 | 38874413.23 | 16593947.93 | 5322552 | 2285323 | 184.157 | 75.476 | 11.663 | 2202612.039 | 81947.671 | 8194.767 | 2204857.405 |  | 0.069 | 0.066 | 0.004 | 827.653 | 0.015 | 0.002 | 828.496 |  | 0.009 | 0.009 | 0.001 | 113.319 | 0.002 | 0 | 113.435 |  | 0.069 | 0.066 | 0.004 | 827.653 | 0.015 | 0.002 | 828.496 |  | 184.157 | 75.476 | 11.663 | 2202612.039 | 81947.671 | 8194.767 |  | 38874413.23 | 16593947.93 | 38874413.23 | 16593947.93 | EPA/CAMD | EPA/CAMD | EPA/CAMD | EPA/CAMD | EIA | EIA | -- | EPA/CAMD | EPA/CAMD | [14 empty] | 7303.7169 | 0 | 0 | 5348234 | 0 | 0 | 0 | 0 | 0 | 0 | 0 | -25682 | 5322552 | 0 | 0 | 5322552 | 0 | 0 | 0 | 1 | 0 | 0 | 0 | 0 | 0 | 0 | 0 | 0 | 1 | 0 | 0 | 1 | 0 | Yes |  | 37132666.55 | 2092342.058 | 178.855 | 11.14 |  | https://www.google.com/maps/@?api=1&map_action=map&center=36.804836999999999%2C-121.782241&zoom=17&basemap=satellite | 6023 | [118 empty] | 0.69 |  |  | 89 |  |  | 0.35 | 0.91 |  |  | 90 |  |  | 0.4 | 0.47 |  |  | 77 |  |  | 0.3 | 0.26 |  |  | 95 |  |  | 0.05 | 0.54 |  |  | 99 |  |  | 0.12 | 0.09 |  |  | 79 |  |  | 0.06 | 0.13 |  |  | 38 |  |  | 0.16 | 3.6639 | 0.001403 | Gas | FRS_110000876954
193 | 73 | 2021 | AK | Kotzebue Hybrid | 6304 | Kotzebue Electric Assn Inc | 10451 | Kotzebue Electric Assn Inc | 10451 | Electric Utility | No balancing authority | NA | AK | AKMS | ASCC Miscellaneous |  | 2 | 188 | NORTHWEST ARCTIC | 66.8378 | -162.5569 | 26 | 26 | DFO | OIL |  | 0.12519 | 17.1 | 1 | [6 empty] | 170637.999 | 62252.001 | 194064.001 | 72630.999 | 18753.002 | 7044.003 | 270.46 | 98.668 | 24.743 | 13934.789 | 1128.578 | 225.716 | 13982.528 |  | 28.844 | 28.015 | 2.639 | 1486.14 | 0.06 | 0.012 | 1491.231 |  | 3.17 | 3.17 | 0.29 | 163.326 | 0.007 | 0.001 | 163.885 |  | 33.589 | 32.623 | 3.073 | 1730.6 | 0.07 | 0.014 | 1736.529 |  | 270.46 | 98.668 | 24.743 | 13934.789 | 1128.578 | 225.716 |  | 170637.999 | 62252.001 | 194064.001 | 72630.999 | EIA | EIA | EIA | EIA | EIA | EIA | -- | EIA | EIA | [14 empty] | 10596.0009 | 0 | 16190 | 0 | 0 | 0 | 0 | 2649 | 0 | 0 | 0 | -86 | 16104 | 2649 | 2649 | 16104 | 2649 | 0 | 0.85939 | 0 | 0 | 0 | 0 | 0.14061 | 0 | 0 | 0 | 0 | 0.85874 | 0.14126 | 0.14061 | 0.85874 | 0.14126 | [7 empty] | https://www.google.com/maps/@?api=1&map_action=map&center=66.837778%2C-162.55694399999999&zoom=17&basemap=satellite | 0 | [121 empty] | 0 |  |  | 0.35 |  |  |  | 0 |  |  | 0.4 |  |  |  | 0 |  |  | 0.3 |  |  |  | 0 |  |  | 0.05 |  |  |  | 0 |  |  | 0.12 |  |  |  | 0 |  |  | 0.06 |  |  |  | 0 |  |  | 0.16 | 26.7474 | 2.561 | Oil | FRS_110032881004
194 | 10896 | 2021 | VT | J C McNeil | 589 | Green Mountain Power Corp | 7601 | City of Burlington Electric - (VT) | 2548 | Electric Utility | ISO New England Inc. | ISNE | NPCC | NEWE | NPCC New England | ISONE | 50 | 7 | Chittenden | 44.4917 | -73.2081 | 1 | 1 | WDS | BIOMASS |  | 0.52445 | 59.5 | 0.45925 | Yes | [5 empty] | 4327733.4 | 1571908.1 | 4327733.4 | 1571908.1 | 273355 | 100700 | 148.91 | 53.946 | 1.339 | 31848.953 | 287755.15 | 37767.296 | 41073.22 |  | 1.089 | 1.071 | 0.01 | 233.023 | 1.053 | 0.138 | 300.512 |  | 0.069 | 0.069 | 0.001 | 14.719 | 0.066 | 0.009 | 18.981 |  | 1.089 | 1.071 | 0.01 | 233.023 | 1.053 | 0.138 | 300.512 |  | 148.91 | 53.946 | 1.339 | 453563.025 | 287755.15 | 37767.296 |  | 4327733.4 | 1571908.1 | 4327733.4 | 1571908.1 | EPA/CAMD | EPA/CAMD | EPA/CAMD | EPA/CAMD | EIA | EIA | -- | EPA/CAMD | EPA/CAMD |  |  |  | 421714.072 | [10 empty] | 15831.916 | 0 | 0 | 553.581 | 0 | 0 | 272801.42 | 0 | 0 | 0 | 0 | 0 | 553.581 | 272801.42 | 272801.42 | 273355.001 | 0 | 0 | 0 | 0.0020251 | 0 | 0 | 0.99797 | 0 | 0 | 0 | 0 | 0 | 0.0020251 | 0.99797 | 0.99797 | 1 | 0 | Yes |  | 3585296.175 | 375580.95 | 124.132 | 1.101 |  | https://www.google.com/maps/@?api=1&map_action=map&center=44.491700000000002%2C-73.208055999999999&zoom=17&basemap=satellite | 59430 | [118 empty] | 0.3 |  |  | 51 |  |  | 0.35 | 0.17 |  |  | 36 |  |  | 0.4 | 0.39 |  |  | 68 |  |  | 0.3 | 0.03 |  |  | 68 |  |  | 0.05 | 0.07 |  |  | 46 |  |  | 0.12 | 0.04 |  |  | 39 |  |  | 0.06 | 0.12 |  |  | 33 |  |  | 0.16 | 0.74 | 0.0064425 | Biomass | FRS_110005293592
195 | 74 | 2021 | AK | Koyuk | 57059 | Alaska Village Elec Coop, Inc | 221 | Alaska Village Elec Coop, Inc | 221 | Electric Utility | No balancing authority | NA | AK | AKMS | ASCC Miscellaneous |  | 2 | 180 | Nome | 64.9321 | -161.1671 | 3 | 3 | DFO | OIL |  | 0.13128 | 1.1 | 1 |  | Yes | 720.8 | 5.99 | 0.88872 |  | 11069.905 | 4038.348 | 11069.905 | 4038.348 | 1265 | 460.999 | 18.389 | 6.709 | 1.605 | 904 | 73.215 | 14.643 | 907.097 |  | 29.073 | 29.106 | 2.538 | 1429.248 | 0.058 | 0.012 | 1434.145 |  | 3.322 | 3.323 | 0.29 | 163.326 | 0.007 | 0.001 | 163.885 |  | 29.073 | 29.106 | 2.538 | 1429.248 | 0.058 | 0.012 | 1434.145 |  | 20.691 | 7.549 | 1.806 | 1017.192 | 82.382 | 16.476 |  | 12456 | 4544.001 | 12456 | 4544.001 | EIA | EIA | EIA | EIA | EIA | EIA | -- | EIA | EIA | [6 empty] | 1386.095 | 505.653 | 2.302 | 0.84 | 0.201 | 113.192 | 9.167 | 1.833 | 8750.9128 | 0 | 1265 | 0 | 0 | 0 | 0 | 0 | 0 | 0 | 0 | 0 | 1265 | 0 | 0 | 1265 | 0 | 0 | 1 | 0 | 0 | 0 | 0 | 0 | 0 | 0 | 0 | 0 | 1 | 0 | 0 | 1 | 0 | [7 empty] | https://www.google.com/maps/@?api=1&map_action=map&center=64.932089000000005%2C-161.167103&zoom=17&basemap=satellite | 300 | [118 empty] | 0.8 |  |  | 95 |  |  | 0.35 | 0.95 |  |  | 92 |  |  | 0.4 | 0.65 |  |  | 91 |  |  | 0.3 | 0.01 |  |  | 58 |  |  | 0.05 | 0.2 |  |  | 80 |  |  | 0.12 | 0.1 |  |  | 86 |  |  | 0.06 | 0.08 |  |  | 19 |  |  | 0.16 | 1.7332 | 2.7888 | Oil | FRS_110045953642
196 | 2460 | 2021 | DE | Christiana Substation | 591 | Delmarva Power | 5027 | Calpine Mid-Atlantic Generation LLC | 56609 | IPP Non-CHP | PJM Interconnection, LLC | PJM | RFC | RFCE | RFC East | PJM | 10 | 3 | New Castle | 39.7302 | -75.5371 | 2 | 2 | DFO | OIL |  | 0.00035 | 52 | 1 | [6 empty] | 4365 | 3790 | 4365 | 3790 | 160 | 139 | 0.785 | 0.44 | 0.686 | 353.5 | 29.524 | 5.905 | 354.749 |  | 9.812 | 6.331 | 8.572 | 4418.75 | 0.185 | 0.037 | 4434.361 |  | 0.36 | 0.232 | 0.314 | 161.97 | 0.007 | 0.001 | 162.542 |  | 9.812 | 6.331 | 8.572 | 4418.75 | 0.185 | 0.037 | 4434.361 |  | 0.785 | 0.44 | 0.686 | 353.5 | 29.524 | 5.905 |  | 4365 | 3790 | 4365 | 3790 | EPA/CAMD | EPA/CAMD | EIA | EPA/CAMD | EIA | EIA | -- | EPA/CAMD | EPA/CAMD | [14 empty] | 27281.25 | 0 | 160 | 0 | 0 | 0 | 0 | 0 | 0 | 0 | 0 | 0 | 160 | 0 | 0 | 160 | 0 | 0 | 1 | 0 | 0 | 0 | 0 | 0 | 0 | 0 | 0 | 0 | 1 | 0 | 0 | 1 | 0 | Yes |  | 34782.9 | 2815.7 | 13.463 |  |  | https://www.google.com/maps/@?api=1&map_action=map&center=39.730200000000004%2C-75.537099999999995&zoom=17&basemap=satellite | 97421 | [118 empty] | 0.56 |  |  | 79 |  |  | 0.35 | 0.7 |  |  | 78 |  |  | 0.4 | 0.42 |  |  | 71 |  |  | 0.3 | 0.02 |  |  | 65 |  |  | 0.05 | 0.12 |  |  | 63 |  |  | 0.12 | 0.06 |  |  | 61 |  |  | 0.06 | 0.13 |  |  | 39 |  |  | 0.16 | 0.027129 |  | Oil | FRS_110007354095
197 | 76 | 2021 | AK | Lemon Creek | 64 | Alaska Electric Light&Power Co | 213 | Alaska Electric Light & Power Co. | 213 | Electric Utility | No balancing authority | NA | AK | AKMS | ASCC Miscellaneous |  | 2 | 110 | Juneau | 58.3536 | -134.4953 | 11 | 11 | DFO | OIL |  | 0 | 61.7 | [7 empty] | 3950.997 | 1439.998 | 3950.997 | 1439.998 | -844 | -307.998 | 4.051 | 1.476 | 0.591 | 322.652 | 26.131 | 5.226 | 323.757 |  | 0 | 0 | 0 | 0 | 0 | 0 | 0 |  | 2.051 | 2.05 | 0.299 | 163.327 | 0.007 | 0.001 | 163.886 |  | 0 | 0 | 0 | 0 | 0 | 0 | 0 |  | 4.051 | 1.476 | 0.591 | 322.652 | 26.131 | 5.226 |  | 3950.997 | 1439.998 | 3950.997 | 1439.998 | EIA | EIA | EIA | EIA | EIA | EIA | -- | EIA | EIA | [14 empty] | -4681.2761 | 0 | -844 | 0 | 0 | 0 | 0 | 0 | 0 | 0 | 0 | 0 | -844 | 0 | 0 | -844 | 0 | [23 empty] | https://www.google.com/maps/@?api=1&map_action=map&center=58.3536%2C-134.49529999999999&zoom=17&basemap=satellite | 6140 | [118 empty] | 0.4 |  |  | 65 |  |  | 0.35 | 0.56 |  |  | 70 |  |  | 0.4 | 0.24 |  |  | 44 |  |  | 0.3 | 0.05 |  |  | 76 |  |  | 0.05 | 0.04 |  |  | 27 |  |  | 0.12 | 0.07 |  |  | 69 |  |  | 0.06 | 0.1 |  |  | 27 |  |  | 0.16 | 0.37819 | 0 | Oil | FRS_110007347022
198 | 2464 | 2021 | DE | Delaware City | 592 | Delmarva Power | 5027 | Calpine Mid-Atlantic Generation LLC | 56609 | IPP Non-CHP | PJM Interconnection, LLC | PJM | RFC | RFCE | RFC East | PJM | 10 | 3 | New Castle | 39.6004 | -75.6268 | 1 | 1 | DFO | OIL |  | 0.00043 | 18.5 | 1 | [6 empty] | 1982 | 991 | 1982 | 991 | 70 | 27 | 0.676 | 0.12 | 0.245 | 161.856 | 10.562 | 2.112 | 162.303 |  | 19.314 | 8.889 | 7.011 | 4624.457 | 0.151 | 0.03 | 4637.223 |  | 0.682 | 0.242 | 0.248 | 163.326 | 0.005 | 0.001 | 163.777 |  | 19.314 | 8.889 | 7.011 | 4624.457 | 0.151 | 0.03 | 4637.223 |  | 0.676 | 0.12 | 0.245 | 161.856 | 10.562 | 2.112 |  | 1982 | 991 | 1982 | 991 | EPA/CAMD; EIA | EPA/CAMD | EIA | EIA | EIA | EIA | -- | EPA/CAMD; EIA | EPA/CAMD | [14 empty] | 28314.2857 | 0 | 70 | 0 | 0 | 0 | 0 | 0 | 0 | 0 | 0 | 0 | 70 | 0 | 0 | 70 | 0 | 0 | 1 | 0 | 0 | 0 | 0 | 0 | 0 | 0 | 0 | 0 | 1 | 0 | 0 | 1 | 0 | Yes |  | 102 |  | 0.012 |  |  | https://www.google.com/maps/@?api=1&map_action=map&center=39.600408000000002%2C-75.626811000000004&zoom=17&basemap=satellite | 18144 | [118 empty] | 0.37 |  |  | 61 |  |  | 0.35 | 0.57 |  |  | 71 |  |  | 0.4 | 0.18 |  |  | 32 |  |  | 0.3 | 0.01 |  |  | 58 |  |  | 0.05 | 0.08 |  |  | 48 |  |  | 0.12 | 0.04 |  |  | 40 |  |  | 0.06 | 0.12 |  |  | 36 |  |  | 0.16 | 0.011426 |  | Oil | FRS_110001148598
199 | 647 | 2021 | CA | Cabrillo Power I Encina Power Station | 302 | San Diego Gas & Electric Co | 16609 | NRG California Peaker Operations LLC | 58847 | IPP Non-CHP | California Independent System Operator | CISO | WECC | CAMX | WECC California | CAISO | 6 | 73 | San Diego | 33.1405 | -117.3339 | 5 | 5 | NG | GAS |  | 0.0684 | 659 | 1 | [6 empty] | 4472172.603 | 2316839.091 | 4472172.603 | 2316839.091 | 394864 | 208364 | 16.397 | 8.127 | 1.342 | 265774.528 | 9710.998 | 971.1 | 266040.609 |  | 0.083 | 0.078 | 0.007 | 1346.157 | 0.025 | 0.002 | 1347.505 |  | 0.007 | 0.007 | 0.001 | 118.857 | 0.002 | 0 | 118.976 |  | 0.083 | 0.078 | 0.007 | 1346.157 | 0.025 | 0.002 | 1347.505 |  | 16.397 | 8.127 | 1.342 | 265774.528 | 9710.998 | 971.1 |  | 4472172.603 | 2316839.091 | 4472172.603 | 2316839.091 | EPA/CAMD | EPA/CAMD | EPA/CAMD | EPA/CAMD | EIA | EIA | -- | EPA/CAMD | EPA/CAMD | [15 empty] | 0 | 0 | 394864 | 0 | 0 | 0 | 0 | 0 | 0 | 0 | 0 | 394864 | 0 | 0 | 394864 | 0 | 0 | 0 | 1 | 0 | 0 | 0 | 0 | 0 | 0 | 0 | 0 | 1 | 0 | 0 | 1 | 0 | Yes |  | 3546606.294 | 210777.281 | 13.775 | 1.065 |  | https://www.google.com/maps/@?api=1&map_action=map&center=33.140506999999999%2C-117.333916&zoom=17&basemap=satellite | 54110 | [118 empty] | 0.26 |  |  | 45 |  |  | 0.35 | 0.34 |  |  | 54 |  |  | 0.4 | 0.19 |  |  | 34 |  |  | 0.3 | 0.04 |  |  | 72 |  |  | 0.05 | 0.05 |  |  | 35 |  |  | 0.12 | 0.05 |  |  | 46 |  |  | 0.06 | 0.16 |  |  | 54 |  |  | 0.16 | 17.359 | 0.08947 | Gas | FRS_110000730433
200 | 2468 | 2021 | DE | Edge Moor | 593 | Delmarva Power | 5027 | Calpine Mid-Atlantic Generation LLC | 56609 | IPP Non-CHP | PJM Interconnection, LLC | PJM | RFC | RFCE | RFC East | PJM | 10 | 3 | New Castle | 39.7389 | -75.5038 | 4 | 4 | RFO | OIL |  | 0.047 | 710.3 | 1 | [6 empty] | 3759778.678 | 3256354.69 | 3759778.678 | 3256354.69 | 292456 | 254817 | 117.05 | 97.684 | 14.589 | 224212.824 | 7934.002 | 822.55 | 224434.559 |  | 0.8 | 0.767 | 0.1 | 1533.31 | 0.027 | 0.003 | 1534.826 |  | 0.062 | 0.06 | 0.008 | 119.269 | 0.002 | 0 | 119.387 |  | 0.8 | 0.767 | 0.1 | 1533.31 | 0.027 | 0.003 | 1534.826 |  | 117.05 | 97.684 | 14.589 | 224212.824 | 7934.002 | 822.55 |  | 3759778.678 | 3256354.69 | 3759778.678 | 3256354.69 | EPA/CAMD; EIA | EPA/CAMD | EPA/CAMD; EIA | EPA/CAMD; EIA | EIA | EIA | -- | EPA/CAMD; EIA | EPA/CAMD | [14 empty] | 12855.8779 | 0 | 3551.913 | 288904.09 | 0 | 0 | 0 | 0 | 0 | 0 | 0 | 0 | 292456.003 | 0 | 0 | 292456.003 | 0 | 0 | 0.012145 | 0.98785 | 0 | 0 | 0 | 0 | 0 | 0 | 0 | 0 | 1 | 0 | 0 | 1 | 0 | Yes |  | 4299272.54 | 261153.517 | 136.349 | 72.579 |  | https://www.google.com/maps/@?api=1&map_action=map&center=39.738860000000003%2C-75.503839999999997&zoom=17&basemap=satellite | 65184 | [118 empty] | 0.57 |  |  | 80 |  |  | 0.35 | 0.71 |  |  | 79 |  |  | 0.4 | 0.43 |  |  | 72 |  |  | 0.3 | 0.02 |  |  | 64 |  |  | 0.05 | 0.11 |  |  | 60 |  |  | 0.12 | 0.07 |  |  | 69 |  |  | 0.06 | 0.12 |  |  | 35 |  |  | 0.16 | 0.95692 | 0.010906 | Oil | FRS_110000338821
201 | 77 | 2021 | AK | Marshall | 60244 | Alaska Village Elec Coop, Inc | 221 | Alaska Village Elec Coop, Inc | 221 | Electric Utility | No balancing authority | NA | AK | AKMS | ASCC Miscellaneous |  | 2 | 270 | Wade Hampton | 61.8782 | -162.0851 | 3 | 3 | DFO | OIL |  | 0.15951 | 1.1 | 1 | [6 empty] | 14507.999 | 5289.999 | 14507.999 | 5289.999 | 1537 | 561 | 24.101 | 8.789 | 2.104 | 1184.766 | 95.954 | 19.191 | 1188.825 |  | 31.361 | 31.333 | 2.737 | 1541.66 | 0.062 | 0.012 | 1546.942 |  | 3.322 | 3.323 | 0.29 | 163.326 | 0.007 | 0.001 | 163.885 |  | 31.361 | 31.333 | 2.737 | 1541.66 | 0.062 | 0.012 | 1546.942 |  | 24.101 | 8.789 | 2.104 | 1184.766 | 95.954 | 19.191 |  | 14507.999 | 5289.999 | 14507.999 | 5289.999 | EIA | EIA | EIA | EIA | EIA | EIA | -- | EIA | EIA | [14 empty] | 9439.1666 | 0 | 1537 | 0 | 0 | 0 | 0 | 0 | 0 | 0 | 0 | 0 | 1537 | 0 | 0 | 1537 | 0 | 0 | 1 | 0 | 0 | 0 | 0 | 0 | 0 | 0 | 0 | 0 | 1 | 0 | 0 | 1 | 0 | [7 empty] | https://www.google.com/maps/@?api=1&map_action=map&center=61.878185999999999%2C-162.08514700000001&zoom=17&basemap=satellite | 193 | [118 empty] | 0.95 |  |  | 99 |  |  | 0.35 | 1 |  |  | 97 |  |  | 0.4 | 0.9 |  |  | 99 |  |  | 0.3 | 0 |  |  | 0 |  |  | 0.05 | 0.3 |  |  | 91 |  |  | 0.12 | 0.12 |  |  | 91 |  |  | 0.06 | 0.06 |  |  | 11 |  |  | 0.16 | 2.1833 | 2.9888 | Oil | FRS_110070395845
202 | 2472 | 2021 | DE | Indian River | 594 | Delmarva Power | 5027 | Indian River Operations Inc | 9332 | IPP Non-CHP | PJM Interconnection, LLC | PJM | RFC | RFCE | RFC East | PJM | 10 | 5 | Sussex | 38.5857 | -75.2341 | 2 | 2 | BIT | COAL | Yes | 0.0701 | 464.1 | 1 | [6 empty] | 3778827.685 | 1900801.559 | 3778827.685 | 1900801.559 | 285010 | 148590 | 183.486 | 84.515 | 638.631 | 387288.95 | 111090.504 | 16210.634 | 391092.966 |  | 1.288 | 1.138 | 4.481 | 2717.722 | 0.39 | 0.057 | 2744.416 |  | 0.097 | 0.089 | 0.338 | 204.978 | 0.029 | 0.004 | 206.992 |  | 1.288 | 1.138 | 4.481 | 2717.722 | 0.39 | 0.057 | 2744.416 |  | 183.486 | 84.515 | 638.631 | 387288.95 | 111090.504 | 16210.634 |  | 3778827.685 | 1900801.559 | 3778827.685 | 1900801.559 | EPA/CAMD; EIA | EPA/CAMD | EPA/CAMD; EIA | EPA/CAMD; EIA | EIA | EIA | -- | EPA/CAMD; EIA | EPA/CAMD | [14 empty] | 13258.5793 | 276729.37 | 8280.63 | 0 | 0 | 0 | 0 | 0 | 0 | 0 | 0 | 0 | 285010 | 0 | 0 | 285010 | 0 | 0.97095 | 0.029054 | 0 | 0 | 0 | 0 | 0 | 0 | 0 | 0 | 0 | 1 | 0 | 0 | 1 | 0 | Yes |  | 1667633.068 | 169755.446 | 82.322 | 388.193 |  | https://www.google.com/maps/@?api=1&map_action=map&center=38.585700000000003%2C-75.234099999999998&zoom=17&basemap=satellite | 9048 | [118 empty] | 0.31 |  |  | 52 |  |  | 0.35 | 0.29 |  |  | 49 |  |  | 0.4 | 0.33 |  |  | 58 |  |  | 0.3 | 0.02 |  |  | 62 |  |  | 0.05 | 0.14 |  |  | 68 |  |  | 0.12 | 0.04 |  |  | 44 |  |  | 0.06 | 0.28 |  |  | 86 |  |  | 0.16 | 10.4166 | 0.19658 | Coal | FRS_110000603936
203 | 78 | 2021 | AK | McGrath | 6555 | McGrath Light & Power Co | 12119 | McGrath Light & Power Co | 12119 | Electric Utility | No balancing authority | NA | AK | AKMS | ASCC Miscellaneous |  | 2 | 290 | Yukon Koyukuk | 62.957 | -155.595 | 8 | 8 | DFO | OIL |  | 0.05708 | 3.8 | 1 |  | Yes | 0 |  | 1 |  | 20060.998 | 7316 | 20060.998 | 7316 | 1900 | 692.998 | 33.99 | 12.396 | 2.909 | 1638.238 | 132.681 | 26.536 | 1643.85 |  | 35.779 | 35.775 | 3.062 | 1724.461 | 0.07 | 0.014 | 1730.369 |  | 3.389 | 3.389 | 0.29 | 163.326 | 0.007 | 0.001 | 163.885 |  | 35.779 | 35.775 | 3.062 | 1724.461 | 0.07 | 0.014 | 1730.369 |  | 33.99 | 12.396 | 2.909 | 1638.238 | 132.681 | 26.536 |  | 20060.998 | 7316 | 20060.998 | 7316 | EIA | EIA | EIA | EIA | EIA | EIA | -- | EIA | EIA | [6 empty] | 0 | 0 | 0 | 0 | 0 | 0 | 0 | 0 | 10558.42 | 0 | 1900 | 0 | 0 | 0 | 0 | 0 | 0 | 0 | 0 | 0 | 1900 | 0 | 0 | 1900 | 0 | 0 | 1 | 0 | 0 | 0 | 0 | 0 | 0 | 0 | 0 | 0 | 1 | 0 | 0 | 1 | 0 | [7 empty] | https://www.google.com/maps/@?api=1&map_action=map&center=62.956989999999998%2C-155.59499700000001&zoom=17&basemap=satellite | 196 | [118 empty] | 0.7 |  |  | 89 |  |  | 0.35 | 0.87 |  |  | 87 |  |  | 0.4 | 0.52 |  |  | 81 |  |  | 0.3 | 0 |  |  | 0 |  |  | 0.05 | 0.13 |  |  | 67 |  |  | 0.12 | 0.08 |  |  | 76 |  |  | 0.06 | 0.14 |  |  | 42 |  |  | 0.16 | 3.3305 | 3.1199 | Oil | FRS_110064077706
204 | 2483 | 2021 | DE | West Substation | 597 | Delmarva Power | 5027 | Calpine Mid-Atlantic Generation LLC | 56609 | IPP Non-CHP | PJM Interconnection, LLC | PJM | RFC | RFCE | RFC East | PJM | 10 | 3 | New Castle | 39.7283 | -75.6289 | 1 | 1 | DFO | OIL |  | 0.00025 | 20 | 1 | [6 empty] | 3170.2 | 1779.2 | 3170.2 | 1779.2 | 43 | 16 | 1.008 | 0.198 | 0.345 | 258.888 | 14.855 | 2.971 | 259.516 |  | 46.884 | 24.75 | 16.051 | 12041.302 | 0.345 | 0.069 | 12070.528 |  | 0.636 | 0.223 | 0.218 | 163.326 | 0.005 | 0.001 | 163.722 |  | 46.884 | 24.75 | 16.051 | 12041.302 | 0.345 | 0.069 | 12070.528 |  | 1.008 | 0.198 | 0.345 | 258.888 | 14.855 | 2.971 |  | 3170.2 | 1779.2 | 3170.2 | 1779.2 | EPA/CAMD; EIA | EPA/CAMD | EIA | EIA | EIA | EIA | -- | EPA/CAMD; EIA | EPA/CAMD | [14 empty] | 73725.5814 | 0 | 43 | 0 | 0 | 0 | 0 | 0 | 0 | 0 | 0 | 0 | 43 | 0 | 0 | 43 | 0 | 0 | 1 | 0 | 0 | 0 | 0 | 0 | 0 | 0 | 0 | 0 | 1 | 0 | 0 | 1 | 0 | Yes |  | 1187.1 |  | 0.132 |  |  | https://www.google.com/maps/@?api=1&map_action=map&center=39.728299999999997%2C-75.628900000000002&zoom=17&basemap=satellite | 66263 | [118 empty] | 0.31 |  |  | 53 |  |  | 0.35 | 0.34 |  |  | 54 |  |  | 0.4 | 0.28 |  |  | 51 |  |  | 0.3 | 0.03 |  |  | 68 |  |  | 0.05 | 0.1 |  |  | 57 |  |  | 0.12 | 0.06 |  |  | 59 |  |  | 0.06 | 0.16 |  |  | 52 |  |  | 0.16 | 0.034503 |  | Oil | FRS_110007354317
205 | 464 | 2021 | CA | AES Alamitos | 315 | Southern California Edison Co | 17609 | AES Alamitos LLC | 22148 | IPP Non-CHP | California Independent System Operator | CISO | WECC | CAMX | WECC California | CAISO | 6 | 37 | Los Angeles | 33.7688 | -118.1009 | 5 | 3 | NG | GAS |  | 0.05496 | 1115 | 1 | [6 empty] | 27920000.33 | 15101524.52 | 27920000.33 | 15101524.52 | 536845 | 475020 | 81.639 | 42.85 | 8.376 | 1659248.712 | 15692.563 | 1569.256 | 1659678.688 |  | 0.304 | 0.18 | 0.031 | 6181.481 | 0.029 | 0.003 | 6183.083 |  | 0.006 | 0.006 | 0.001 | 118.857 | 0.001 | 0 | 118.888 |  | 0.304 | 0.18 | 0.031 | 6181.481 | 0.029 | 0.003 | 6183.083 |  | 81.639 | 42.85 | 8.376 | 1659248.712 | 15692.563 | 1569.256 |  | 27920000.33 | 15101524.52 | 27920000.33 | 15101524.52 | EPA/CAMD | EPA/CAMD | EPA/CAMD | EPA/CAMD | EIA | EIA | -- | EPA/CAMD | EPA/CAMD | [14 empty] | 52007.5633 | 0 | 0 | 536845 | 0 | 0 | 0 | 0 | 0 | 0 | 0 | 0 | 536845 | 0 | 0 | 536845 | 0 | 0 | 0 | 1 | 0 | 0 | 0 | 0 | 0 | 0 | 0 | 0 | 1 | 0 | 0 | 1 | 0 | Yes |  | 32573933.86 | 1935817.492 | 97.988 | 9.773 |  | https://www.google.com/maps/@?api=1&map_action=map&center=33.768799999999999%2C-118.1009&zoom=17&basemap=satellite | 121895 | [118 empty] | 0.27 |  |  | 46 |  |  | 0.35 | 0.37 |  |  | 57 |  |  | 0.4 | 0.16 |  |  | 30 |  |  | 0.3 | 0.03 |  |  | 66 |  |  | 0.05 | 0.05 |  |  | 35 |  |  | 0.12 | 0.05 |  |  | 47 |  |  | 0.06 | 0.21 |  |  | 71 |  |  | 0.16 | 51.6766 | 0.18989 | Gas | FRS_110000522113
206 | 2474 | 2021 | DE | McKee Run | 599 | City of Dover - (DE) | 5335 | NAES Corporation - (DE) | 54899 | IPP Non-CHP | PJM Interconnection, LLC | PJM | RFC | RFCE | RFC East | PJM | 10 | 1 | Kent | 39.1762 | -75.5466 | 1 | 1 | NG | GAS |  | 0 | 113.6 | [7 empty] | 251.894 | 0 | 251.894 | 0 | 0 | 0 | 0.004 | 0 | 0 | 15.013 | 0 | 0 | 15.013 | [9 empty] | 0.032 |  | 0 | 119.201 | 0 | 0 | 119.201 | [9 empty] | 0.004 | 0 | 0 | 15.013 | 0 | 0 |  | 251.894 | 0 | 251.894 | 0 | EPA/CAMD | EIA | EPA/CAMD | EPA/CAMD | EIA | EIA | -- | EPA/CAMD | EPA/CAMD | [15 empty] | 0 | 0 | 0 | 0 | 0 | 0 | 0 | 0 | 0 | 0 | 0 | 0 | 0 | 0 | 0 | 0 | [16 empty] | Yes | [6 empty] | https://www.google.com/maps/@?api=1&map_action=map&center=39.176222000000003%2C-75.546627999999998&zoom=17&basemap=satellite | 42008 | [118 empty] | 0.48 |  |  | 73 |  |  | 0.35 | 0.56 |  |  | 70 |  |  | 0.4 | 0.4 |  |  | 68 |  |  | 0.3 | 0.04 |  |  | 71 |  |  | 0.05 | 0.12 |  |  | 63 |  |  | 0.12 | 0.05 |  |  | 49 |  |  | 0.06 | 0.18 |  |  | 60 |  |  | 0.16 | 0.013913 | 0.0055099 | Gas | FRS_110002506841
207 | 79 | 2021 | AK | Mountain Village | 6329 | Alaska Village Elec Coop, Inc | 221 | Alaska Village Elec Coop, Inc | 221 | Electric Utility | No balancing authority | NA | AK | AKMS | ASCC Miscellaneous |  | 2 | 50 | Bethel | 62.0856 | -163.7291 | 4 | 4 | DFO | OIL |  | 0.03995 | 2.3 | 1 | [6 empty] | 10076.001 | 3675 | 10076.001 | 3675 | 805 | 294 | 16.738 | 6.104 | 1.461 | 822.835 | 66.641 | 13.328 | 825.654 |  | 41.585 | 41.524 | 3.63 | 2044.311 | 0.083 | 0.017 | 2051.314 |  | 3.322 | 3.322 | 0.29 | 163.326 | 0.007 | 0.001 | 163.885 |  | 41.585 | 41.524 | 3.63 | 2044.311 | 0.083 | 0.017 | 2051.314 |  | 16.738 | 6.104 | 1.461 | 822.835 | 66.641 | 13.328 |  | 10076.001 | 3675 | 10076.001 | 3675 | EIA | EIA | EIA | EIA | EIA | EIA | -- | EIA | EIA | [14 empty] | 12516.7714 | 0 | 805 | 0 | 0 | 0 | 0 | 0 | 0 | 0 | 0 | 0 | 805 | 0 | 0 | 805 | 0 | 0 | 1 | 0 | 0 | 0 | 0 | 0 | 0 | 0 | 0 | 0 | 1 | 0 | 0 | 1 | 0 | [7 empty] | https://www.google.com/maps/@?api=1&map_action=map&center=62.085569%2C-163.729072&zoom=17&basemap=satellite | 718 | [118 empty] | 0.78 |  |  | 94 |  |  | 0.35 | 0.96 |  |  | 93 |  |  | 0.4 | 0.6 |  |  | 88 |  |  | 0.3 | 0.03 |  |  | 67 |  |  | 0.05 | 0.22 |  |  | 84 |  |  | 0.12 | 0.09 |  |  | 81 |  |  | 0.06 | 0.05 |  |  | 8 |  |  | 0.16 | 3.5712 | 2.7334 | Oil | FRS_110045635078
208 | 4800 | 2021 | MD | Brandon Shores | 602 | Baltimore Gas & Electric Co | 1167 | Brandon Shores LLC | 60421 | IPP Non-CHP | PJM Interconnection, LLC | PJM | RFC | RFCE | RFC East | PJM | 24 | 3 | Anne Arundel | 39.18 | -76.5389 | 2 | 2 | BIT | COAL | Yes | 0.20585 | 1370.2 | 0.99025 | [6 empty] | 27747041.29 | 16685642.85 | 27747041.29 | 16685642.85 | 2470805 | 1492278 | 1104.854 | 596.206 | 1476.96 | 2846844.041 | 708755.977 | 103243.852 | 2871086.825 |  | 0.894 | 0.799 | 1.196 | 2304.386 | 0.287 | 0.042 | 2324.009 |  | 0.08 | 0.071 | 0.106 | 205.2 | 0.026 | 0.004 | 206.947 |  | 0.894 | 0.799 | 1.196 | 2304.386 | 0.287 | 0.042 | 2324.009 |  | 1104.854 | 596.206 | 1476.96 | 2846844.041 | 708755.977 | 103243.852 |  | 27747041.29 | 16685642.85 | 27747041.29 | 16685642.85 | EPA/CAMD | EPA/CAMD | EPA/CAMD | EPA/CAMD | EIA | EIA | -- | EPA/CAMD | EPA/CAMD | [14 empty] | 11229.9601 | 2437018.6 | 33786.383 | 0 | 0 | 0 | 0 | 0 | 0 | 0 | 0 | 0 | 2470804.983 | 0 | 0 | 2470804.983 | 0 | 0.98633 | 0.013674 | 0 | 0 | 0 | 0 | 0 | 0 | 0 | 0 | 0 | 1 | 0 | 0 | 1 | 0 | Yes |  | 23645547.9 | 2426032.543 | 1063.308 | 1045.094 |  | https://www.google.com/maps/@?api=1&map_action=map&center=39.18%2C-76.538899999999998&zoom=17&basemap=satellite | 33966 | [118 empty] | 0.18 |  |  | 27 |  |  | 0.35 | 0.23 |  |  | 43 |  |  | 0.4 | 0.13 |  |  | 22 |  |  | 0.3 | 0.01 |  |  | 59 |  |  | 0.05 | 0.09 |  |  | 53 |  |  | 0.12 | 0.06 |  |  | 59 |  |  | 0.06 | 0.13 |  |  | 38 |  |  | 0.16 | 8.3591 | 0.017579 | Coal | FRS_110045626989
209 | 80 | 2021 | AK | Naknek | 6301 | Naknek Electric Assn, Inc | 13201 | Naknek Electric Assn, Inc | 13201 | Electric Utility | No balancing authority | NA | AK | AKMS | ASCC Miscellaneous |  | 2 | 60 | Bristol Bay | 58.7304 | -157.0072 | 12 | 12 | DFO | OIL |  | 0.16445 | 16.5 | 1 |  | Yes | 86360.8 | 0.939 | 0.55605 |  | 125766.164 | 45880.051 | 125766.164 | 45880.051 | 23770.001 | 8672.001 | 202.089 | 73.723 | 18.236 | 10270.425 | 831.801 | 166.36 | 10305.611 |  | 17.004 | 17.002 | 1.534 | 864.15 | 0.035 | 0.007 | 867.111 |  | 3.214 | 3.214 | 0.29 | 163.326 | 0.007 | 0.001 | 163.885 |  | 17.004 | 17.003 | 1.534 | 864.154 | 0.035 | 0.007 | 867.114 |  | 363.433 | 132.582 | 32.796 | 18470.18 | 1495.899 | 299.18 |  | 226175.998 | 82510.001 | 226175.998 | 82510.001 | EIA | EIA | EIA | EIA | EIA | EIA | -- | EIA | EIA | [6 empty] | 100409.834 | 36629.95 | 161.344 | 58.859 | 14.559 | 8199.755 | 664.098 | 132.82 | 5290.9842 | 0 | 23769.9 | 0 | 0 | 0 | 0 | 0 | 0 | 0 | 0 | 0 | 23769.9 | 0 | 0 | 23769.9 | 0 | 0 | 1 | 0 | 0 | 0 | 0 | 0 | 0 | 0 | 0 | 0 | 1 | 0 | 0 | 1 | 0 | [7 empty] | https://www.google.com/maps/@?api=1&map_action=map&center=58.730417000000003%2C-157.00722200000001&zoom=17&basemap=satellite | 151 | [118 empty] | 0.34 |  |  | 56 |  |  | 0.35 | 0.52 |  |  | 68 |  |  | 0.4 | 0.15 |  |  | 27 |  |  | 0.3 | 0 |  |  | 0 |  |  | 0.05 | 0.06 |  |  | 41 |  |  | 0.12 | 0.07 |  |  | 66 |  |  | 0.06 | 0.12 |  |  | 34 |  |  | 0.16 | 17.5798 | 1.6405 | Oil | FRS_110025243252
210 | 918 | 2021 | CA | El Segundo | 330 | Southern California Edison Co | 17609 | El Segundo Energy Center, LLC | 63227 | IPP Non-CHP | California Independent System Operator | CISO | WECC | CAMX | WECC California | CAISO | 6 | 37 | Los Angeles | 33.9106 | -118.425 | 2 | 4 | NG | GAS |  | 0.04312 | 537.4 | 1 | [6 empty] | 1801696.655 | 1246771.25 | 1801696.655 | 1246771.25 | 202972 | 141811 | 4.87 | 3.222 | 0.54 | 107072.535 | 4083.425 | 408.343 | 107184.421 |  | 0.048 | 0.045 | 0.005 | 1055.047 | 0.02 | 0.002 | 1056.15 |  | 0.005 | 0.005 | 0.001 | 118.857 | 0.002 | 0 | 118.982 |  | 0.048 | 0.045 | 0.005 | 1055.047 | 0.02 | 0.002 | 1056.15 |  | 4.87 | 3.222 | 0.54 | 107072.535 | 4083.425 | 408.343 |  | 1801696.655 | 1246771.25 | 1801696.655 | 1246771.25 | EPA/CAMD | EPA/CAMD | EPA/CAMD | EPA/CAMD | EIA | EIA | -- | EPA/CAMD | EPA/CAMD | [15 empty] | 0 | 0 | 202972 | 0 | 0 | 0 | 0 | 0 | 0 | 0 | 0 | 202972 | 0 | 0 | 202972 | 0 | 0 | 0 | 1 | 0 | 0 | 0 | 0 | 0 | 0 | 0 | 0 | 1 | 0 | 0 | 1 | 0 | Yes |  | 2437611.966 | 144861.129 | 6.386 | 0.732 |  | https://www.google.com/maps/@?api=1&map_action=map&center=33.910556%2C-118.425&zoom=17&basemap=satellite | 54844 | [118 empty] | 0.2 |  |  | 33 |  |  | 0.35 | 0.32 |  |  | 52 |  |  | 0.4 | 0.09 |  |  | 15 |  |  | 0.3 | 0.01 |  |  | 59 |  |  | 0.05 | 0.02 |  |  | 17 |  |  | 0.12 | 0.06 |  |  | 59 |  |  | 0.06 | 0.15 |  |  | 48 |  |  | 0.16 | 2.7677 | 0.013987 | Gas | FRS_110000520213
211 | 2512 | 2021 | FL | Cape Canaveral | 609 | Florida Power & Light Co | 6452 | Florida Power & Light Co | 6452 | Electric Utility | Florida Power & Light Company | FPL | SERC | FRCC | FRCC All |  | 12 | 9 | Brevard | 28.4698 | -80.7644 | 3 | 4 | NG | GAS |  | 0.5263 | 1295 | 0.45617 | [6 empty] | 39056226.24 | 18033256.33 | 39056226.24 | 18033256.33 | 5970438 | 2765492 | 156.979 | 71.554 | 11.767 | 2323448.764 | 89156.513 | 8987.184 | 2325902.311 |  | 0.053 | 0.052 | 0.004 | 778.318 | 0.015 | 0.002 | 779.14 |  | 0.008 | 0.008 | 0.001 | 118.98 | 0.002 | 0 | 119.105 |  | 0.053 | 0.052 | 0.004 | 778.318 | 0.015 | 0.002 | 779.14 |  | 156.979 | 71.554 | 11.767 | 2323448.764 | 89156.513 | 8987.184 |  | 39056226.24 | 18033256.33 | 39056226.24 | 18033256.33 | EPA/CAMD | EPA/CAMD | EPA/CAMD | EPA/CAMD | EIA | EIA | -- | EPA/CAMD | EPA/CAMD | [14 empty] | 6541.6015 | 0 | 15993.684 | 5954444.3 | 0 | 0 | 0 | 0 | 0 | 0 | 0 | 0 | 5970437.984 | 0 | 0 | 5970437.984 | 0 | 0 | 0.0026788 | 0.99732 | 0 | 0 | 0 | 0 | 0 | 0 | 0 | 0 | 1 | 0 | 0 | 1 | 0 | Yes |  | 34962955.96 | 2079684.463 | 134.282 | 10.528 |  | https://www.google.com/maps/@?api=1&map_action=map&center=28.469799999999999%2C-80.764399999999995&zoom=17&basemap=satellite | 22302 | [118 empty] | 0.24 |  |  | 41 |  |  | 0.35 | 0.19 |  |  | 38 |  |  | 0.4 | 0.3 |  |  | 54 |  |  | 0.3 | 0.01 |  |  | 60 |  |  | 0.05 | 0.13 |  |  | 64 |  |  | 0.12 | 0.04 |  |  | 39 |  |  | 0.06 | 0.16 |  |  | 54 |  |  | 0.16 | 139.1531 | 0.043633 | Gas | FRS_110000604748
212 | 81 | 2021 | AK | New Stuyahok | 60245 | Alaska Village Elec Coop, Inc | 221 | Alaska Village Elec Coop, Inc | 221 | Electric Utility | No balancing authority | NA | AK | AKMS | ASCC Miscellaneous |  | 2 | 70 | Dillingham | 59.4484 | -157.3255 | 3 | 3 | DFO | OIL |  | 0.15321 | 1.4 | 1 | [6 empty] | 19426 | 7084 | 19426 | 7084 | 1878.999 | 685 | 32.275 | 11.771 | 2.817 | 1586.382 | 128.481 | 25.696 | 1591.817 |  | 34.353 | 34.368 | 2.998 | 1688.539 | 0.068 | 0.014 | 1694.324 |  | 3.323 | 3.323 | 0.29 | 163.326 | 0.007 | 0.001 | 163.885 |  | 34.353 | 34.368 | 2.998 | 1688.539 | 0.068 | 0.014 | 1694.323 |  | 32.275 | 11.771 | 2.817 | 1586.382 | 128.481 | 25.696 |  | 19426 | 7084 | 19426 | 7084 | EIA | EIA | EIA | EIA | EIA | EIA | -- | EIA | EIA | [14 empty] | 10338.4779 | 0 | 1879 | 0 | 0 | 0 | 0 | 0 | 0 | 0 | 0 | 0 | 1879 | 0 | 0 | 1879 | 0 | 0 | 1 | 0 | 0 | 0 | 0 | 0 | 0 | 0 | 0 | 0 | 1 | 0 | 0 | 1 | 0 | [7 empty] | https://www.google.com/maps/@?api=1&map_action=map&center=59.448357999999999%2C-157.32552799999999&zoom=17&basemap=satellite | 253 | [118 empty] | 0.78 |  |  | 94 |  |  | 0.35 | 0.91 |  |  | 89 |  |  | 0.4 | 0.66 |  |  | 91 |  |  | 0.3 | 0.06 |  |  | 77 |  |  | 0.05 | 0.16 |  |  | 74 |  |  | 0.12 | 0.1 |  |  | 86 |  |  | 0.06 | 0.13 |  |  | 38 |  |  | 0.16 | 2.9999 | 3.2431 | Oil | FRS_110070395846
213 | 2548 | 2021 | FL | Fort Myers | 612 | Florida Power & Light Co | 6452 | Florida Power & Light Co | 6452 | Electric Utility | Florida Power & Light Company | FPL | SERC | FRCC | FRCC All |  | 12 | 71 | Lee | 26.6967 | -81.7831 | 10 | 14 | NG | GAS |  | 0.41907 | 2680.9 | 0.63489 | [6 empty] | 69322275.34 | 33145362.78 | 69322275.34 | 33145362.78 | 9841677 | 4818740 | 963.061 | 463.215 | 23.37 | 4122017.181 | 157566.293 | 15832.609 | 4126345.818 |  | 0.196 | 0.192 | 0.005 | 837.666 | 0.016 | 0.002 | 838.545 |  | 0.028 | 0.028 | 0.001 | 118.923 | 0.002 | 0 | 119.048 |  | 0.196 | 0.192 | 0.005 | 837.666 | 0.016 | 0.002 | 838.545 |  | 963.061 | 463.215 | 23.37 | 4122017.181 | 157566.293 | 15832.609 |  | 69322275.34 | 33145362.78 | 69322275.34 | 33145362.78 | EPA/CAMD | EPA/CAMD | EPA/CAMD | EPA/CAMD | EIA | EIA | -- | EPA/CAMD | EPA/CAMD | [14 empty] | 7043.7462 | 0 | 10193.222 | 9831483.78 | 0 | 0 | 0 | 0 | 0 | 0 | 0 | 0 | 9841677.002 | 0 | 0 | 9841677.002 | 0 | 0 | 0.0010357 | 0.99896 | 0 | 0 | 0 | 0 | 0 | 0 | 0 | 0 | 1 | 0 | 0 | 1 | 0 | Yes |  | 74317969.26 | 4430841.015 | 924.874 | 38.398 |  | https://www.google.com/maps/@?api=1&map_action=map&center=26.6967%2C-81.783100000000005&zoom=17&basemap=satellite | 18733 | [118 empty] | 0.33 |  |  | 56 |  |  | 0.35 | 0.33 |  |  | 53 |  |  | 0.4 | 0.34 |  |  | 60 |  |  | 0.3 | 0.05 |  |  | 74 |  |  | 0.05 | 0.18 |  |  | 77 |  |  | 0.12 | 0.04 |  |  | 45 |  |  | 0.06 | 0.26 |  |  | 83 |  |  | 0.16 | 224.8375 | 0.046147 | Gas | FRS_110000365248
214 | 83 | 2021 | AK | Nikiski Combined Cycle | 55966 | Alaska Electric & Energy Coop | 49803 | Homer Electric Assn Inc | 19558 | Electric Utility | No balancing authority | NA | AK | AKGD | ASCC Alaska Grid |  | 2 | 122 | Kenai Peninsula | 60.6765 | -151.3777 | 2 | 2 | NG | GAS |  | 0.56421 | 80.8 | 0.39298 | [6 empty] | 3567557.376 | 1164012.5 | 3567557.376 | 1164012.5 | 399354 | 126103 | 555.591 | 182.748 | 5.701 | 208504.21 | 7865.119 | 786.512 | 208719.714 |  | 2.782 | 2.898 | 0.029 | 1044.207 | 0.02 | 0.002 | 1045.287 |  | 0.311 | 0.314 | 0.003 | 116.889 | 0.002 | 0 | 117.01 |  | 2.782 | 2.898 | 0.029 | 1044.207 | 0.02 | 0.002 | 1045.287 |  | 555.591 | 182.748 | 5.701 | 208504.21 | 7865.119 | 786.512 |  | 3567557.376 | 1164012.5 | 3567557.376 | 1164012.5 | EIA | EIA |  | EIA | EIA | EIA | -- | EIA | EIA | [14 empty] | 8933.3208 | 0 | 0 | 399354 | 0 | 0 | 0 | 0 | 0 | 0 | 0 | 0 | 399354 | 0 | 0 | 399354 | 0 | 0 | 0 | 1 | 0 | 0 | 0 | 0 | 0 | 0 | 0 | 0 | 1 | 0 | 0 | 1 | 0 | [7 empty] | https://www.google.com/maps/@?api=1&map_action=map&center=60.676538999999998%2C-151.377713&zoom=17&basemap=satellite | 1863 | [118 empty] | 0.22 |  |  | 36 |  |  | 0.35 | 0.18 |  |  | 36 |  |  | 0.4 | 0.26 |  |  | 48 |  |  | 0.3 | 0 |  |  | 0 |  |  | 0.05 | 0.06 |  |  | 39 |  |  | 0.12 | 0.05 |  |  | 49 |  |  | 0.06 | 0.17 |  |  | 56 |  |  | 0.16 | 10.3922 | 0.05134 | Gas | FRS_110064626846
215 | 2592 | 2021 | FL | Lauderdale | 613 | Florida Power & Light Co | 6452 | Florida Power & Light Co | 6452 | Electric Utility | Florida Power & Light Company | FPL | SERC | FRCC | FRCC All |  | 12 | 11 | Broward | 26.0686 | -80.1984 | 5 | 7 | NG | GAS |  | 0.03406 | 1215.9 | 1 | [6 empty] | 3760141.737 | 2163125.586 | 3760141.737 | 2163125.586 | 362803.003 | 210016.998 | 55.863 | 31.771 | 1.136 | 223879.48 | 8569.223 | 867.842 | 224115.904 |  | 0.308 | 0.303 | 0.006 | 1234.166 | 0.024 | 0.002 | 1235.469 |  | 0.03 | 0.029 | 0.001 | 119.08 | 0.002 | 0 | 119.206 |  | 0.308 | 0.303 | 0.006 | 1234.166 | 0.024 | 0.002 | 1235.469 |  | 55.863 | 31.771 | 1.136 | 223879.48 | 8569.223 | 867.842 |  | 3760141.737 | 2163125.586 | 3760141.737 | 2163125.586 | EPA/CAMD | EPA/CAMD | EPA/CAMD | EPA/CAMD | EIA | EIA | -- | EPA/CAMD | EPA/CAMD | [14 empty] | 10364.1419 | 0 | 1552.708 | 361250.29 | 0 | 0 | 0 | 0 | 0 | 0 | 0 | 0 | 362802.998 | 0 | 0 | 362802.998 | 0 | 0 | 0.0042798 | 0.99572 | 0 | 0 | 0 | 0 | 0 | 0 | 0 | 0 | 1 | 0 | 0 | 1 | 0 | Yes |  | 27739715.42 | 1654209.043 | 143.789 | 8.445 |  | https://www.google.com/maps/@?api=1&map_action=map&center=26.0686%2C-80.198400000000007&zoom=17&basemap=satellite | 109171 | [118 empty] | 0.48 |  |  | 72 |  |  | 0.35 | 0.6 |  |  | 73 |  |  | 0.4 | 0.35 |  |  | 61 |  |  | 0.3 | 0.13 |  |  | 88 |  |  | 0.05 | 0.13 |  |  | 66 |  |  | 0.12 | 0.06 |  |  | 64 |  |  | 0.06 | 0.14 |  |  | 43 |  |  | 0.16 | 8.0577 | 0.04312 | Gas | FRS_110002044065
216 | 467 | 2021 | CA | AES Huntington Beach | 335 | Southern California Edison Co | 17609 | AES Huntington Beach LLC | 23693 | IPP Non-CHP | California Independent System Operator | CISO | WECC | CAMX | WECC California | CAISO | 6 | 59 | Orange | 33.6439 | -117.9792 | 3 | 1 | NG | GAS |  | 0.04394 | 218 | 1 | [6 empty] | 27725472.88 | 12495615.1 | 27725472.88 | 12495615.1 | 83905 | 82099 | 95.468 | 43.201 | 8.318 | 1647683.028 | 2188.727 | 218.873 | 1647742.999 |  | 2.276 | 1.052 | 0.198 | 39274.966 | 0.026 | 0.003 | 39276.396 |  | 0.007 | 0.007 | 0.001 | 118.857 | 0 | 0 | 118.861 |  | 2.276 | 1.052 | 0.198 | 39274.966 | 0.026 | 0.003 | 39276.396 |  | 95.468 | 43.201 | 8.318 | 1647683.028 | 2188.727 | 218.873 |  | 27725472.88 | 12495615.1 | 27725472.88 | 12495615.1 | EPA/CAMD | EPA/CAMD | EPA/CAMD | EPA/CAMD | EIA | EIA | -- | EPA/CAMD | EPA/CAMD | [14 empty] | 330438.864 | 0 | 0 | 83905 | 0 | 0 | 0 | 0 | 0 | 0 | 0 | 0 | 83905 | 0 | 0 | 83905 | 0 | 0 | 0 | 1 | 0 | 0 | 0 | 0 | 0 | 0 | 0 | 0 | 1 | 0 | 0 | 1 | 0 | Yes |  | 28481531.93 | 1692618.932 | 98.979 | 8.545 |  | https://www.google.com/maps/@?api=1&map_action=map&center=33.643900000000002%2C-117.97920000000001&zoom=17&basemap=satellite | 105141 | [118 empty] | 0.29 |  |  | 50 |  |  | 0.35 | 0.39 |  |  | 58 |  |  | 0.4 | 0.2 |  |  | 36 |  |  | 0.3 | 0.03 |  |  | 69 |  |  | 0.05 | 0.09 |  |  | 51 |  |  | 0.12 | 0.05 |  |  | 48 |  |  | 0.06 | 0.17 |  |  | 57 |  |  | 0.16 | 30.0188 | 0.55891 | Gas | FRS_110002921713
217 | 2647 | 2021 | FL | Port Everglades | 617 | Florida Power & Light Co | 6452 | Florida Power & Light Co | 6452 | Electric Utility | Florida Power & Light Company | FPL | SERC | FRCC | FRCC All |  | 12 | 11 | Broward | 26.0856 | -80.1253 | 3 | 4 | NG | GAS |  | 0.58394 | 1352 | 0.3601 | [6 empty] | 44172499.52 | 21500026.95 | 44172499.52 | 21500026.95 | 6915912 | 3380029 | 161.894 | 77.355 | 13.303 | 2627568.69 | 102433.31 | 10315.475 | 2630386.112 |  | 0.047 | 0.046 | 0.004 | 759.862 | 0.015 | 0.001 | 760.677 |  | 0.007 | 0.007 | 0.001 | 118.969 | 0.002 | 0 | 119.096 |  | 0.047 | 0.046 | 0.004 | 759.862 | 0.015 | 0.001 | 760.677 |  | 161.894 | 77.355 | 13.303 | 2627568.69 | 102433.31 | 10315.475 |  | 44172499.52 | 21500026.95 | 44172499.52 | 21500026.95 | EPA/CAMD | EPA/CAMD | EPA/CAMD | EPA/CAMD | EIA | EIA | -- | EPA/CAMD | EPA/CAMD | [14 empty] | 6387.0824 | 0 | 16159.672 | 6899752.3 | 0 | 0 | 0 | 0 | 0 | 0 | 0 | 0 | 6915911.972 | 0 | 0 | 6915911.972 | 0 | 0 | 0.0023366 | 0.99766 | 0 | 0 | 0 | 0 | 0 | 0 | 0 | 0 | 1 | 0 | 0 | 1 | 0 | Yes |  | 46927506.31 | 2789468.954 | 177.252 | 14.092 |  | https://www.google.com/maps/@?api=1&map_action=map&center=26.085599999999999%2C-80.125299999999996&zoom=17&basemap=satellite | 52029 | [118 empty] | 0.32 |  |  | 54 |  |  | 0.35 | 0.37 |  |  | 57 |  |  | 0.4 | 0.27 |  |  | 49 |  |  | 0.3 | 0.04 |  |  | 73 |  |  | 0.05 | 0.07 |  |  | 43 |  |  | 0.12 | 0.04 |  |  | 35 |  |  | 0.06 | 0.18 |  |  | 60 |  |  | 0.16 | 135.6995 | 0.043193 | Gas | FRS_110055206584
218 | 84 | 2021 | AK | Noatak | 57051 | Alaska Village Elec Coop, Inc | 221 | Alaska Village Elec Coop, Inc | 221 | Electric Utility | No balancing authority | NA | AK | AKMS | ASCC Miscellaneous |  | 2 | 188 | Northwest Arctic | 67.5709 | -162.9657 | 3 | 3 | DFO | OIL |  | 0.15876 | 1.3 | 1 |  | Yes | 1168.8 | 5.28 | 0.87561 |  | 16656.767 | 6082.001 | 16656.767 | 6082.001 | 1808.001 | 660 | 27.672 | 10.104 | 2.415 | 1360.241 | 110.166 | 22.033 | 1364.901 |  | 30.611 | 30.617 | 2.672 | 1504.69 | 0.061 | 0.012 | 1509.845 |  | 3.323 | 3.322 | 0.29 | 163.326 | 0.007 | 0.001 | 163.885 |  | 30.611 | 30.617 | 2.672 | 1504.691 | 0.061 | 0.012 | 1509.846 |  | 31.603 | 11.539 | 2.758 | 1553.474 | 125.816 | 25.163 |  | 19022.999 | 6945.999 | 19022.999 | 6945.999 | EIA | EIA | EIA | EIA | EIA | EIA | -- | EIA | EIA | [6 empty] | 2366.232 | 863.998 | 3.931 | 1.435 | 0.343 | 193.233 | 15.65 | 3.13 | 9212.8139 | 0 | 1808 | 0 | 0 | 0 | 0 | 0 | 0 | 0 | 0 | 0 | 1808 | 0 | 0 | 1808 | 0 | 0 | 1 | 0 | 0 | 0 | 0 | 0 | 0 | 0 | 0 | 0 | 1 | 0 | 0 | 1 | 0 | [7 empty] | https://www.google.com/maps/@?api=1&map_action=map&center=67.570931000000002%2C-162.96572800000001&zoom=17&basemap=satellite | 299 | [118 empty] | 0.73 |  |  | 91 |  |  | 0.35 | 0.92 |  |  | 90 |  |  | 0.4 | 0.54 |  |  | 83 |  |  | 0.3 | 0.03 |  |  | 68 |  |  | 0.05 | 0.19 |  |  | 79 |  |  | 0.12 | 0.1 |  |  | 83 |  |  | 0.06 | 0.1 |  |  | 25 |  |  | 0.16 | 2.7437 | 3.01 | Oil | FRS_110045953562
219 | 2650 | 2021 | FL | Riviera Beach Energy Center | 619 | Florida Power & Light Co | 6452 | Florida Power & Light Co | 6452 | Electric Utility | Florida Power & Light Company | FPL | SERC | FRCC | FRCC All |  | 12 | 99 | Palm Beach | 26.7653 | -80.0525 | 3 | 4 | NG | GAS |  | 0.5014 | 1295 | 0.49767 | [6 empty] | 35872256.85 | 18812592.64 | 35872256.85 | 18812592.64 | 5687957 | 2986287 | 149.607 | 77.122 | 10.833 | 2135268.729 | 84253.278 | 8530.399 | 2137592.924 |  | 0.053 | 0.052 | 0.004 | 750.803 | 0.015 | 0.001 | 751.621 |  | 0.008 | 0.008 | 0.001 | 119.048 | 0.002 | 0 | 119.178 |  | 0.053 | 0.052 | 0.004 | 750.803 | 0.015 | 0.001 | 751.621 |  | 149.607 | 77.122 | 10.833 | 2135268.729 | 84253.278 | 8530.399 |  | 35872256.85 | 18812592.64 | 35872256.85 | 18812592.64 | EPA/CAMD | EPA/CAMD | EPA/CAMD | EPA/CAMD | EIA | EIA | -- | EPA/CAMD | EPA/CAMD | [14 empty] | 6306.7032 | 0 | 23701.706 | 5664255.3 | 0 | 0 | 0 | 0 | 0 | 0 | 0 | 0 | 5687957.006 | 0 | 0 | 5687957.006 | 0 | 0 | 0.004167 | 0.99583 | 0 | 0 | 0 | 0 | 0 | 0 | 0 | 0 | 1 | 0 | 0 | 1 | 0 | Yes |  | 42804804.52 | 2545493.125 | 173.641 | 12.877 |  | https://www.google.com/maps/@?api=1&map_action=map&center=26.7653%2C-80.052499999999995&zoom=17&basemap=satellite | 66623 | [118 empty] | 0.59 |  |  | 82 |  |  | 0.35 | 0.74 |  |  | 80 |  |  | 0.4 | 0.44 |  |  | 74 |  |  | 0.3 | 0.06 |  |  | 77 |  |  | 0.05 | 0.16 |  |  | 72 |  |  | 0.12 | 0.07 |  |  | 65 |  |  | 0.06 | 0.19 |  |  | 62 |  |  | 0.16 | 138.8705 | 0.042264 | Gas | FRS_110000363963
220 | 85 | 2021 | AK | Noorvik | 6330 | Alaska Village Elec Coop, Inc | 221 | Alaska Village Elec Coop, Inc | 221 | Electric Utility | No balancing authority | NA | AK | AKMS | ASCC Miscellaneous |  | 2 | 188 | Northwest Arctic | 66.8345 | -161.0387 | 3 | 3 | DFO | OIL |  | 0.15274 | 1.5 | 1 | [6 empty] | 21229 | 7748 | 21229 | 7748 | 2007 | 732 | 35.266 | 12.87 | 3.078 | 1733.621 | 140.406 | 28.081 | 1739.56 |  | 35.143 | 35.164 | 3.067 | 1727.574 | 0.07 | 0.014 | 1733.493 |  | 3.322 | 3.322 | 0.29 | 163.326 | 0.007 | 0.001 | 163.885 |  | 35.143 | 35.164 | 3.067 | 1727.574 | 0.07 | 0.014 | 1733.493 |  | 35.266 | 12.87 | 3.078 | 1733.621 | 140.406 | 28.081 |  | 21229 | 7748 | 21229 | 7748 | EIA | EIA | EIA | EIA | EIA | EIA | -- | EIA | EIA | [14 empty] | 10577.4788 | 0 | 2007 | 0 | 0 | 0 | 0 | 0 | 0 | 0 | 0 | 0 | 2007 | 0 | 0 | 2007 | 0 | 0 | 1 | 0 | 0 | 0 | 0 | 0 | 0 | 0 | 0 | 0 | 1 | 0 | 0 | 1 | 0 | [7 empty] | https://www.google.com/maps/@?api=1&map_action=map&center=66.834519%2C-161.03871699999999&zoom=17&basemap=satellite | 552 | [118 empty] | 0.72 |  |  | 91 |  |  | 0.35 | 0.93 |  |  | 91 |  |  | 0.4 | 0.5 |  |  | 80 |  |  | 0.3 | 0.02 |  |  | 62 |  |  | 0.05 | 0.21 |  |  | 82 |  |  | 0.12 | 0.13 |  |  | 92 |  |  | 0.06 | 0.08 |  |  | 17 |  |  | 0.16 | 2.8886 | 2.9902 | Oil | FRS_110028040581
221 | 2655 | 2021 | FL | Sanford | 620 | Florida Power & Light Co | 6452 | Florida Power & Light Co | 6452 | Electric Utility | Florida Power & Light Company | FPL | SERC | FRCC | FRCC All |  | 12 | 127 | Volusia | 28.8419 | -81.3256 | 8 | 10 | NG | GAS |  | 0.43424 | 2377.8 | 0.60959 | [6 empty] | 62682848.03 | 33637779.57 | 62682848.03 | 33637779.57 | 9045077 | 4912124 | 812.582 | 426.658 | 18.807 | 3725144.921 | 144154.05 | 14415.405 | 3729094.742 |  | 0.18 | 0.174 | 0.004 | 823.685 | 0.016 | 0.002 | 824.558 |  | 0.026 | 0.025 | 0.001 | 118.857 | 0.002 | 0 | 118.983 |  | 0.18 | 0.174 | 0.004 | 823.685 | 0.016 | 0.002 | 824.558 |  | 812.582 | 426.658 | 18.807 | 3725144.921 | 144154.05 | 14415.405 |  | 62682848.03 | 33637779.57 | 62682848.03 | 33637779.57 | EPA/CAMD | EPA/CAMD | EPA/CAMD | EPA/CAMD | EIA | EIA | -- | EPA/CAMD | EPA/CAMD | [14 empty] | 6930.0513 | 0 | 0 | 9045077 | 0 | 0 | 0 | 0 | 0 | 0 | 0 | 0 | 9045077 | 0 | 0 | 9045077 | 0 | 0 | 0 | 1 | 0 | 0 | 0 | 0 | 0 | 0 | 0 | 0 | 1 | 0 | 0 | 1 | 0 | Yes |  | 63793974.52 | 3791175.213 | 836.076 | 19.14 |  | https://www.google.com/maps/@?api=1&map_action=map&center=28.841899999999999%2C-81.325599999999994&zoom=17&basemap=satellite | 24208 | [118 empty] | 0.34 |  |  | 57 |  |  | 0.35 | 0.44 |  |  | 62 |  |  | 0.4 | 0.24 |  |  | 44 |  |  | 0.3 | 0.02 |  |  | 64 |  |  | 0.05 | 0.07 |  |  | 42 |  |  | 0.12 | 0.05 |  |  | 52 |  |  | 0.06 | 0.16 |  |  | 51 |  |  | 0.16 | 226.1749 | 0.04643 | Gas | FRS_110017410014
222 | 1261 | 2021 | CA | Long Beach Generating Station | 341 | Southern California Edison Co | 17609 | Long Beach Generation LLC | 11181 | IPP Non-CHP | California Independent System Operator | CISO | WECC | CAMX | WECC California | CAISO | 6 | 37 | Los Angeles | 33.7641 | -118.2248 | 4 | 4 | NG | GAS |  | 0.00703 | 252 | 1 | [6 empty] | 258578.589 | 190900.327 | 258578.589 | 190900.327 | 15517 | 11456 | 3.18 | 2.336 | 0.077 | 15366.338 | 579.801 | 57.98 | 15382.225 |  | 0.41 | 0.408 | 0.01 | 1980.581 | 0.037 | 0.004 | 1982.629 |  | 0.025 | 0.024 | 0.001 | 118.852 | 0.002 | 0 | 118.975 |  | 0.41 | 0.408 | 0.01 | 1980.581 | 0.037 | 0.004 | 1982.629 |  | 3.18 | 2.336 | 0.077 | 15366.338 | 579.801 | 57.98 |  | 258578.589 | 190900.327 | 258578.589 | 190900.327 | EPA/CAMD | EPA/CAMD | EPA/CAMD | EPA/CAMD | EIA | EIA | -- | EPA/CAMD | EPA/CAMD | [14 empty] | 16664.2127 | 0 | 0 | 15517 | 0 | 0 | 0 | 0 | 0 | 0 | 0 | 0 | 15517 | 0 | 0 | 15517 | 0 | 0 | 0 | 1 | 0 | 0 | 0 | 0 | 0 | 0 | 0 | 0 | 1 | 0 | 0 | 1 | 0 | Yes |  | 273343.682 | 16244.28 | 3.455 | 0.083 |  | https://www.google.com/maps/@?api=1&map_action=map&center=33.764099999999999%2C-118.2248&zoom=17&basemap=satellite | 129056 | [118 empty] | 0.68 |  |  | 88 |  |  | 0.35 | 0.86 |  |  | 87 |  |  | 0.4 | 0.5 |  |  | 79 |  |  | 0.3 | 0.13 |  |  | 88 |  |  | 0.05 | 0.32 |  |  | 92 |  |  | 0.12 | 0.07 |  |  | 65 |  |  | 0.06 | 0.08 |  |  | 21 |  |  | 0.16 | 1.8451 | 0.10815 | Gas | FRS_110035420112
223 | 86 | 2021 | AK | North Pole | 6285 | Golden Valley Elec Assn Inc | 7353 | Golden Valley Elec Assn Inc | 7353 | Electric Utility | No balancing authority | NA | AK | AKGD | ASCC Alaska Grid |  | 2 | 90 | Fairbanks North Star | 64.7356 | -147.3481 | 4 | 4 | WO | OIL |  | 0.29326 | 181 | 0.84457 | [6 empty] | 3868010.9 | 1394223.2 | 3868010.9 | 1394223.2 | 464977 | 164691 | 1769.723 | 634.655 | 497.115 | 325771.346 | 199988.631 | 27153.23 | 332317.035 |  | 7.612 | 7.707 | 2.138 | 1401.236 | 0.43 | 0.058 | 1429.391 |  | 0.915 | 0.91 | 0.257 | 168.444 | 0.052 | 0.007 | 171.828 |  | 7.612 | 7.707 | 2.138 | 1401.236 | 0.43 | 0.058 | 1429.391 |  | 1769.723 | 634.655 | 497.115 | 325771.346 | 199988.631 | 27153.23 |  | 3868010.9 | 1394223.2 | 3868010.9 | 1394223.2 | EIA | EIA | EIA | EIA | EIA | EIA | -- | [16 empty] | 8318.7144 | 0 | 464977.005 | 0 | 0 | 0 | 0 | 0 | 0 | 0 | 0 | 0 | 464977.005 | 0 | 0 | 464977.005 | 0 | 0 | 1 | 0 | 0 | 0 | 0 | 0 | 0 | 0 | 0 | 0 | 1 | 0 | 0 | 1 | 0 | [7 empty] | https://www.google.com/maps/@?api=1&map_action=map&center=64.735600000000005%2C-147.34809999999999&zoom=17&basemap=satellite | 9691 | [118 empty] | 0.21 |  |  | 34 |  |  | 0.35 | 0.27 |  |  | 47 |  |  | 0.4 | 0.15 |  |  | 27 |  |  | 0.3 | 0.01 |  |  | 57 |  |  | 0.05 | 0.07 |  |  | 46 |  |  | 0.12 | 0.05 |  |  | 54 |  |  | 0.06 | 0.09 |  |  | 24 |  |  | 0.16 | 489.7541 | 1.7937 | Oil | FRS_110064086509
224 | 87 | 2021 | AK | Northway | 7169 | Alaska Power and Telephone Co | 219 | Alaska Power and Telephone Co | 219 | Electric Utility | No balancing authority | NA | AK | AKMS | ASCC Miscellaneous |  | 2 | 240 | Southeast Fairbanks | 62.9617 | -141.9372 | 3 | 3 | DFO | OIL |  | 0.11249 | 1.1 | 1 | [6 empty] | 12123.001 | 4427 | 12123.001 | 4427 | 1084 | 394.999 | 19.395 | 7.084 | 1.758 | 990 | 80.18 | 16.036 | 993.392 |  | 35.784 | 35.868 | 3.243 | 1826.568 | 0.074 | 0.015 | 1832.826 |  | 3.2 | 3.2 | 0.29 | 163.326 | 0.007 | 0.001 | 163.885 |  | 35.784 | 35.868 | 3.243 | 1826.568 | 0.074 | 0.015 | 1832.826 |  | 19.395 | 7.084 | 1.758 | 990 | 80.18 | 16.036 |  | 12123.001 | 4427 | 12123.001 | 4427 | EIA | EIA | EIA | EIA | EIA | EIA | -- | EIA | EIA | [14 empty] | 11183.5803 | 0 | 1084 | 0 | 0 | 0 | 0 | 0 | 0 | 0 | 0 | 0 | 1084 | 0 | 0 | 1084 | 0 | 0 | 1 | 0 | 0 | 0 | 0 | 0 | 0 | 0 | 0 | 0 | 1 | 0 | 0 | 1 | 0 | [7 empty] | https://www.google.com/maps/@?api=1&map_action=map&center=62.9617%2C-141.93719999999999&zoom=17&basemap=satellite | 174 | [118 empty] | 0.51 |  |  | 75 |  |  | 0.35 | 0.6 |  |  | 73 |  |  | 0.4 | 0.41 |  |  | 70 |  |  | 0.3 | 0.01 |  |  | 57 |  |  | 0.05 | 0.18 |  |  | 77 |  |  | 0.12 | 0.1 |  |  | 85 |  |  | 0.06 | 0.16 |  |  | 52 |  |  | 0.16 | 1.8591 | 3.4143 | Oil | FRS_110067034863
225 | 2499 | 2021 | FL | Bayboro | 627 | Duke Energy Florida, Inc | 6455 | Duke Energy Florida, LLC | 6455 | Electric Utility | Duke Energy Florida Inc | FPC | SERC | FRCC | FRCC All |  | 12 | 103 | Pinellas | 27.7581 | -82.6353 | 4 | 4 | DFO | OIL |  | 0.00267 | 226.8 | 1 | [6 empty] | 46669 | 17303 | 46669 | 17303 | 5300 | 1965 | 20.792 | 7.708 | 7.17 | 3811.124 | 308.663 | 61.733 | 3824.18 |  | 7.846 | 7.845 | 2.706 | 1438.16 | 0.058 | 0.012 | 1443.087 |  | 0.891 | 0.891 | 0.307 | 163.326 | 0.007 | 0.001 | 163.885 |  | 7.846 | 7.845 | 2.706 | 1438.16 | 0.058 | 0.012 | 1443.087 |  | 20.792 | 7.708 | 7.17 | 3811.124 | 308.663 | 61.733 |  | 46669 | 17303 | 46669 | 17303 | EIA | EIA | EIA | EIA | EIA | EIA | -- | EIA | EIA | [14 empty] | 8805.4717 | 0 | 5300 | 0 | 0 | 0 | 0 | 0 | 0 | 0 | 0 | 0 | 5300 | 0 | 0 | 5300 | 0 | 0 | 1 | 0 | 0 | 0 | 0 | 0 | 0 | 0 | 0 | 0 | 1 | 0 | 0 | 1 | 0 | [7 empty] | https://www.google.com/maps/@?api=1&map_action=map&center=27.758056%2C-82.635278&zoom=17&basemap=satellite | 72067 | [118 empty] | 0.41 |  |  | 65 |  |  | 0.35 | 0.47 |  |  | 65 |  |  | 0.4 | 0.34 |  |  | 60 |  |  | 0.3 | 0.01 |  |  | 60 |  |  | 0.05 | 0.09 |  |  | 51 |  |  | 0.12 | 0.05 |  |  | 45 |  |  | 0.06 | 0.2 |  |  | 66 |  |  | 0.16 | 0.5046 | 0.28214 | Oil | FRS_110035420121
226 | 1436 | 2021 | CA | Ormond Beach Power, LLC. | 350 | Southern California Edison Co | 17609 | Ormond Beach Power, LLC | 63843 | IPP Non-CHP | California Independent System Operator | CISO | WECC | CAMX | WECC California | CAISO | 6 | 111 | Ventura | 34.1292 | -119.1689 | 2 | 2 | NG | GAS |  | 0.03025 | 1612 | 1 | [6 empty] | 5090555.349 | 4583594.832 | 5090555.349 | 4583594.832 | 427152 | 382082 | 18.448 | 16.43 | 1.527 | 302525.067 | 12146.063 | 1214.606 | 302857.869 |  | 0.086 | 0.086 | 0.007 | 1416.475 | 0.028 | 0.003 | 1418.033 |  | 0.007 | 0.007 | 0.001 | 118.857 | 0.002 | 0 | 118.988 |  | 0.086 | 0.086 | 0.007 | 1416.475 | 0.028 | 0.003 | 1418.033 |  | 18.448 | 16.43 | 1.527 | 302525.067 | 12146.063 | 1214.606 |  | 5090555.349 | 4583594.832 | 5090555.349 | 4583594.832 | EPA/CAMD | EPA/CAMD | EPA/CAMD | EPA/CAMD | EIA | EIA | -- | EPA/CAMD | EPA/CAMD | [14 empty] | 11917.433 | 0 | 0 | 427152 | 0 | 0 | 0 | 0 | 0 | 0 | 0 | 0 | 427152 | 0 | 0 | 427152 | 0 | 0 | 0 | 1 | 0 | 0 | 0 | 0 | 0 | 0 | 0 | 0 | 1 | 0 | 0 | 1 | 0 | Yes |  | 3506866.173 | 208408.38 | 14.058 | 1.052 |  | https://www.google.com/maps/@?api=1&map_action=map&center=34.129199999999997%2C-119.16889999999999&zoom=17&basemap=satellite | 62428 | [118 empty] | 0.66 |  |  | 87 |  |  | 0.35 | 0.88 |  |  | 88 |  |  | 0.4 | 0.43 |  |  | 73 |  |  | 0.3 | 0.16 |  |  | 90 |  |  | 0.05 | 0.36 |  |  | 94 |  |  | 0.12 | 0.08 |  |  | 74 |  |  | 0.06 | 0.09 |  |  | 23 |  |  | 0.16 | 8.78 | 0.024164 | Gas | FRS_110019004780
227 | 2524 | 2021 | FL | Crystal River | 628 | Duke Energy Florida, Inc | 6455 | Duke Energy Florida, LLC | 6455 | Electric Utility | Duke Energy Florida Inc | FPC | SERC | FRCC | FRCC All |  | 12 | 17 | Citrus | 28.9656 | -82.6977 | 6 | 8 | BIT | COAL | Yes | 0.53478 | 3449 | 0.44204 | [6 empty] | 130073033.2 | 66147562.54 | 130073033.2 | 66147562.54 | 16157353 | 7980516 | 3659.827 | 1686.966 | 3634.785 | 10082676.05 | 1475610.573 | 207170.107 | 10131989.53 |  | 0.453 | 0.423 | 0.45 | 1248.06 | 0.091 | 0.013 | 1254.165 |  | 0.056 | 0.051 | 0.056 | 155.031 | 0.011 | 0.002 | 155.789 |  | 0.453 | 0.423 | 0.45 | 1248.06 | 0.091 | 0.013 | 1254.165 |  | 3659.827 | 1686.966 | 3634.785 | 10082676.05 | 1475610.573 | 207170.107 |  | 130073033.2 | 66147562.54 | 130073033.2 | 66147562.54 | EPA/CAMD | EPA/CAMD | EPA/CAMD | EPA/CAMD | EIA | EIA | -- | EPA/CAMD | EPA/CAMD | [14 empty] | 8050.3925 | 5015522.9 | 26780.131 | 11115050 | 0 | 0 | 0 | 0 | 0 | 0 | 0 | 0 | 16157353.03 | 0 | 0 | 16157353.03 | 0 | 0.31042 | 0.0016575 | 0.68793 | 0 | 0 | 0 | 0 | 0 | 0 | 0 | 0 | 1 | 0 | 0 | 1 | 0 | Yes |  | 126258766.7 | 9619326.938 | 4446.02 | 3060.769 |  | https://www.google.com/maps/@?api=1&map_action=map&center=28.965599999999998%2C-82.697699999999998&zoom=17&basemap=satellite | 219 | [118 empty] | 0.12 |  |  | 14 |  |  | 0.35 | 0.11 |  |  | 25 |  |  | 0.4 | 0.13 |  |  | 24 |  |  | 0.3 | 0 |  |  | 0 |  |  | 0.05 | 0.06 |  |  | 39 |  |  | 0.12 | 0.04 |  |  | 37 |  |  | 0.06 | 0.32 |  |  | 91 |  |  | 0.16 | 550.9896 | 0.073722 | Coal | FRS_110017431215
228 | 88 | 2021 | AK | NSB Anaktuvuk Pass | 7487 | North Slope Borough Power & Light | 26616 | North Slope Borough Power & Light | 26616 | Electric Utility | No balancing authority | NA | AK | AKMS | ASCC Miscellaneous |  | 2 | 185 | North Slope | 68.138 | -151.741 | 5 | 5 | DFO | OIL |  | 0.16591 | 2.7 | 1 |  | Yes | 0 |  | 1 |  | 44379 | 16188.001 | 44379 | 16188.001 | 3924 | 1431.999 | 70.821 | 25.832 | 6.435 | 3624.118 | 293.517 | 58.703 | 3636.534 |  | 36.096 | 36.078 | 3.28 | 1847.155 | 0.075 | 0.015 | 1853.483 |  | 3.192 | 3.191 | 0.29 | 163.326 | 0.007 | 0.001 | 163.885 |  | 36.096 | 36.078 | 3.28 | 1847.155 | 0.075 | 0.015 | 1853.483 |  | 70.821 | 25.832 | 6.435 | 3624.118 | 293.517 | 58.703 |  | 44379 | 16188.001 | 44379 | 16188.001 | EIA | EIA | EIA | EIA | EIA | EIA | -- | EIA | EIA | [6 empty] | 0 | 0 | 0 | 0 | 0 | 0 | 0 | 0 | 11309.633 | 0 | 3924 | 0 | 0 | 0 | 0 | 0 | 0 | 0 | 0 | 0 | 3924 | 0 | 0 | 3924 | 0 | 0 | 1 | 0 | 0 | 0 | 0 | 0 | 0 | 0 | 0 | 0 | 1 | 0 | 0 | 1 | 0 | [7 empty] | https://www.google.com/maps/@?api=1&map_action=map&center=68.137950000000004%2C-151.741017&zoom=17&basemap=satellite | 328 | [118 empty] | 0.58 |  |  | 81 |  |  | 0.35 | 0.83 |  |  | 85 |  |  | 0.4 | 0.34 |  |  | 60 |  |  | 0.3 | 0.04 |  |  | 73 |  |  | 0.05 | 0.22 |  |  | 83 |  |  | 0.12 | 0.13 |  |  | 94 |  |  | 0.06 | 0.08 |  |  | 18 |  |  | 0.16 | 6.5643 | 3.3819 | Oil | FRS_110028040634
229 | 89 | 2021 | AK | NSB Atqasuk Utility | 7482 | North Slope Borough Power & Light | 26616 | North Slope Borough Power & Light | 26616 | Electric Utility | No balancing authority | NA | AK | AKMS | ASCC Miscellaneous |  | 2 | 185 | North Slope | 70.4826 | -157.4252 | 5 | 5 | DFO | OIL |  | 0.07709 | 3.2 | 1 |  | Yes | 0 |  | 1 |  | 36903 | 13456 | 36903 | 13456 | 2160.999 | 788 | 58.89 | 21.472 | 5.351 | 3013.605 | 244.072 | 48.814 | 3023.929 |  | 54.503 | 54.497 | 4.952 | 2789.085 | 0.113 | 0.023 | 2798.64 |  | 3.192 | 3.191 | 0.29 | 163.326 | 0.007 | 0.001 | 163.885 |  | 54.503 | 54.497 | 4.952 | 2789.084 | 0.113 | 0.023 | 2798.639 |  | 58.89 | 21.472 | 5.351 | 3013.605 | 244.072 | 48.814 |  | 36903 | 13456 | 36903 | 13456 | EIA | EIA | EIA | EIA | EIA | EIA | -- | EIA | EIA | [6 empty] | 0 | 0 | 0 | 0 | 0 | 0 | 0 | 0 | 17076.8163 | 0 | 2161 | 0 | 0 | 0 | 0 | 0 | 0 | 0 | 0 | 0 | 2161 | 0 | 0 | 2161 | 0 | 0 | 1 | 0 | 0 | 0 | 0 | 0 | 0 | 0 | 0 | 0 | 1 | 0 | 0 | 1 | 0 | [7 empty] | https://www.google.com/maps/@?api=1&map_action=map&center=70.482600000000005%2C-157.42519999999999&zoom=17&basemap=satellite | 175 | [118 empty] | 0.63 |  |  | 85 |  |  | 0.35 | 0.94 |  |  | 91 |  |  | 0.4 | 0.32 |  |  | 57 |  |  | 0.3 | 0.07 |  |  | 80 |  |  | 0.05 | 0.18 |  |  | 77 |  |  | 0.12 | 0.1 |  |  | 86 |  |  | 0.06 | 0.08 |  |  | 19 |  |  | 0.16 | 5.7085 | 3.9247 | Oil | FRS_110028040643
230 | 2630 | 2021 | FL | P L Bartow | 634 | Duke Energy Florida, Inc | 6455 | Duke Energy Florida, LLC | 6455 | Electric Utility | Duke Energy Florida Inc | FPC | SERC | FRCC | FRCC All |  | 12 | 103 | Pinellas | 27.8595 | -82.6018 | 4 | 9 | NG | GAS |  | 0.4083 | 1475.6 | 0.65283 | [6 empty] | 39573531.22 | 15864311.79 | 39573531.22 | 15864311.79 | 5277807 | 2166034 | 641.673 | 256.635 | 11.838 | 2351808.776 | 91242.899 | 9221.04 | 2354323.247 |  | 0.243 | 0.237 | 0.004 | 891.207 | 0.017 | 0.002 | 892.16 |  | 0.032 | 0.032 | 0.001 | 118.858 | 0.002 | 0 | 118.985 |  | 0.243 | 0.237 | 0.004 | 891.207 | 0.017 | 0.002 | 892.16 |  | 641.673 | 256.635 | 11.838 | 2351808.776 | 91242.899 | 9221.04 |  | 39573531.22 | 15864311.79 | 39573531.22 | 15864311.79 | EPA/CAMD | EPA/CAMD | EPA/CAMD | EPA/CAMD | EIA | EIA | -- | EPA/CAMD | EPA/CAMD | [14 empty] | 7498.1012 | 0 | 9624.155 | 5268182.845 | 0 | 0 | 0 | 0 | 0 | 0 | 0 | 0 | 5277807 | 0 | 0 | 5277807 | 0 | 0 | 0.0018235 | 0.99818 | 0 | 0 | 0 | 0 | 0 | 0 | 0 | 0 | 1 | 0 | 0 | 1 | 0 | Yes |  | 49521707.46 | 2958247.141 | 809.618 | 14.939 |  | https://www.google.com/maps/@?api=1&map_action=map&center=27.859535000000001%2C-82.601759000000001&zoom=17&basemap=satellite | 36153 | [118 empty] | 0.28 |  |  | 48 |  |  | 0.35 | 0.3 |  |  | 51 |  |  | 0.4 | 0.26 |  |  | 47 |  |  | 0.3 | 0.02 |  |  | 64 |  |  | 0.05 | 0.07 |  |  | 43 |  |  | 0.12 | 0.04 |  |  | 43 |  |  | 0.06 | 0.17 |  |  | 57 |  |  | 0.16 | 169.0956 | 0.049574 | Gas | FRS_110000588846
231 | 90 | 2021 | AK | NSB Kaktovik Utility | 7483 | North Slope Borough Power & Light | 26616 | North Slope Borough Power & Light | 26616 | Electric Utility | No balancing authority | NA | AK | AKMS | ASCC Miscellaneous |  | 2 | 185 | North Slope | 70.1256 | -143.619 | 4 | 4 | DFO | OIL |  | 0.21654 | 2.6 | 0.97243 |  | Yes | 0 |  | 1 |  | 52921 | 19301 | 52921 | 19301 | 4932 | 1799 | 84.456 | 30.802 | 7.673 | 4321.68 | 350.013 | 70.003 | 4336.486 |  | 34.248 | 34.243 | 3.112 | 1752.506 | 0.071 | 0.014 | 1758.51 |  | 3.192 | 3.192 | 0.29 | 163.326 | 0.007 | 0.001 | 163.885 |  | 34.248 | 34.243 | 3.112 | 1752.506 | 0.071 | 0.014 | 1758.51 |  | 84.456 | 30.802 | 7.673 | 4321.68 | 350.013 | 70.003 |  | 52921 | 19301 | 52921 | 19301 | EIA | EIA | EIA | EIA | EIA | EIA | -- | EIA | EIA | [6 empty] | 0 | 0 | 0 | 0 | 0 | 0 | 0 | 0 | 10730.1298 | 0 | 4932 | 0 | 0 | 0 | 0 | 0 | 0 | 0 | 0 | 0 | 4932 | 0 | 0 | 4932 | 0 | 0 | 1 | 0 | 0 | 0 | 0 | 0 | 0 | 0 | 0 | 0 | 1 | 0 | 0 | 1 | 0 | [7 empty] | https://www.google.com/maps/@?api=1&map_action=map&center=70.125617000000005%2C-143.619033&zoom=17&basemap=satellite | 218 | [118 empty] | 0.58 |  |  | 81 |  |  | 0.35 | 0.83 |  |  | 85 |  |  | 0.4 | 0.34 |  |  | 60 |  |  | 0.3 | 0.04 |  |  | 73 |  |  | 0.05 | 0.22 |  |  | 83 |  |  | 0.12 | 0.13 |  |  | 94 |  |  | 0.06 | 0.08 |  |  | 18 |  |  | 0.16 | 7.4309 | 4.1548 | Oil | FRS_110028040652
232 | 2676 | 2021 | FL | Suwannee River | 638 | Duke Energy Florida, Inc | 6455 | Duke Energy Florida, LLC | 6455 | Electric Utility | Duke Energy Florida Inc | FPC | SERC | FRCC | FRCC All |  | 12 | 121 | Suwannee | 30.3764 | -83.1806 | 3 | 3 | NG | GAS |  | 0.03535 | 197.7 | 1 | [6 empty] | 867224.001 | 415814.001 | 867224.001 | 415814.001 | 61215 | 29351.001 | 144.427 | 68.235 | 6.276 | 57396.334 | 2053.718 | 226.644 | 57455.775 |  | 4.719 | 4.65 | 0.205 | 1875.238 | 0.034 | 0.004 | 1877.18 |  | 0.333 | 0.328 | 0.014 | 132.368 | 0.002 | 0 | 132.505 |  | 4.719 | 4.65 | 0.205 | 1875.238 | 0.034 | 0.004 | 1877.18 |  | 144.427 | 68.235 | 6.276 | 57396.334 | 2053.718 | 226.644 |  | 867224.001 | 415814.001 | 867224.001 | 415814.001 | EIA | EIA | EIA | EIA | EIA | EIA | -- | EIA | EIA | [14 empty] | 14166.8546 | 0 | 2270.076 | 58944.924 | 0 | 0 | 0 | 0 | 0 | 0 | 0 | 0 | 61215 | 0 | 0 | 61215 | 0 | 0 | 0.037084 | 0.96292 | 0 | 0 | 0 | 0 | 0 | 0 | 0 | 0 | 1 | 0 | 0 | 1 | 0 | [7 empty] | https://www.google.com/maps/@?api=1&map_action=map&center=30.376389%2C-83.180555999999996&zoom=17&basemap=satellite | 951 | [118 empty] | 0.27 |  |  | 46 |  |  | 0.35 | 0.09 |  |  | 22 |  |  | 0.4 | 0.45 |  |  | 74 |  |  | 0.3 | 0.04 |  |  | 71 |  |  | 0.05 | 0.25 |  |  | 87 |  |  | 0.12 | 0.05 |  |  | 52 |  |  | 0.06 | 0.24 |  |  | 79 |  |  | 0.16 | 2.8247 | 0.095919 | Gas | FRS_110000909214
233 | 469 | 2021 | CA | AES Redondo Beach | 356 | Southern California Edison Co | 17609 | AES Redondo Beach LLC | 22484 | IPP Non-CHP | California Independent System Operator | CISO | WECC | CAMX | WECC California | CAISO | 6 | 37 | Los Angeles | 33.8504 | -118.395 | 3 | 3 | NG | GAS |  | 0.033 | 821.4 | 1 | [6 empty] | 3569288 | 3348348.4 | 3569288 | 3348348.4 | 237432 | 229599 | 17.296 | 16.258 | 1.071 | 212117.8 | 7324.662 | 732.466 | 212318.496 |  | 0.146 | 0.142 | 0.009 | 1786.767 | 0.031 | 0.003 | 1788.457 |  | 0.01 | 0.01 | 0.001 | 118.857 | 0.002 | 0 | 118.97 |  | 0.146 | 0.142 | 0.009 | 1786.767 | 0.031 | 0.003 | 1788.457 |  | 17.296 | 16.258 | 1.071 | 212117.8 | 7324.662 | 732.466 |  | 3569288 | 3348348.4 | 3569288 | 3348348.4 | EPA/CAMD | EPA/CAMD | EPA/CAMD | EPA/CAMD | EIA | EIA | -- | EPA/CAMD | EPA/CAMD | [14 empty] | 15032.8852 | 0 | 0 | 237432 | 0 | 0 | 0 | 0 | 0 | 0 | 0 | 0 | 237432 | 0 | 0 | 237432 | 0 | 0 | 0 | 1 | 0 | 0 | 0 | 0 | 0 | 0 | 0 | 0 | 1 | 0 | 0 | 1 | 0 | Yes |  | 3665361.5 | 217826.5 | 17.54 | 1.1 |  | https://www.google.com/maps/@?api=1&map_action=map&center=33.8504%2C-118.395&zoom=17&basemap=satellite | 163019 | [118 empty] | 0.29 |  |  | 49 |  |  | 0.35 | 0.45 |  |  | 63 |  |  | 0.4 | 0.12 |  |  | 22 |  |  | 0.3 | 0.06 |  |  | 77 |  |  | 0.05 | 0.04 |  |  | 27 |  |  | 0.12 | 0.06 |  |  | 63 |  |  | 0.06 | 0.14 |  |  | 46 |  |  | 0.16 | 2.87 | 0.018692 | Gas | FRS_110014322170
234 | 2555 | 2021 | FL | Gulf Clean Energy Center | 641 | Gulf Power Co | 7801 | Gulf Power Co | 7801 | Electric Utility | Southern Company Services, Inc. - Trans | SOCO | SERC | SRSO | SERC South |  | 12 | 33 | Escambia | 30.5661 | -87.2244 | 8 | 8 | NG | GAS |  | 0.08433 | 2107.5 | 1 | [6 empty] | 19200805.54 | 10161085.17 | 19200805.54 | 10161085.17 | 1556855 | 822028 | 1899.295 | 722.542 | 5.762 | 1138821.84 | 41957.001 | 4196.089 | 1139971.52 |  | 2.44 | 1.758 | 0.007 | 1462.977 | 0.027 | 0.003 | 1464.454 |  | 0.198 | 0.142 | 0.001 | 118.622 | 0.002 | 0 | 118.742 |  | 2.44 | 1.758 | 0.007 | 1462.977 | 0.027 | 0.003 | 1464.454 |  | 1899.295 | 722.542 | 5.762 | 1138821.84 | 41957.001 | 4196.089 |  | 19200805.54 | 10161085.17 | 19200805.54 | 10161085.17 | EPA/CAMD | EPA/CAMD; EIA | EPA/CAMD | EPA/CAMD | EIA | EIA | -- | EPA/CAMD | EPA/CAMD | [14 empty] | 12333.0728 | -2688.936 | 49.196 | 1559494.7 | 0 | 0 | 0 | 0 | 0 | 0 | 0 | 0 | 1556854.96 | 0 | 0 | 1556854.96 | 0 | 0 | 3.1545e-05 | 0.99997 | 0 | 0 | 0 | 0 | 0 | 0 | 0 | 0 | 1 | 0 | 0 | 1 | 0 | Yes |  | 18669558.09 | 1120164.188 | 995.582 | 5.824 |  | https://www.google.com/maps/@?api=1&map_action=map&center=30.566099999999999%2C-87.224400000000003&zoom=17&basemap=satellite | 22779 | [118 empty] | 0.34 |  |  | 57 |  |  | 0.35 | 0.31 |  |  | 52 |  |  | 0.4 | 0.35 |  |  | 61 |  |  | 0.3 | 0.01 |  |  | 57 |  |  | 0.05 | 0.06 |  |  | 38 |  |  | 0.12 | 0.09 |  |  | 80 |  |  | 0.06 | 0.18 |  |  | 62 |  |  | 0.16 | 139.562 | 0.25379 | Gas | FRS_110002526847
235 | 91 | 2021 | AK | NSB Nuiqsut Utility | 7484 | North Slope Borough Power & Light | 26616 | North Slope Borough Power & Light | 26616 | Electric Utility | No balancing authority | NA | AK | AKMS | ASCC Miscellaneous |  | 2 | 185 | North Slope | 70.2206 | -150.9935 | 6 | 6 | DFO | OIL |  | 0.19015 | 4.4 | 1 |  | Yes | 0 |  | 1 |  | 79950.001 | 34482.999 | 79950.001 | 34482.999 | 7329 | 3160.999 | 116.809 | 49.971 | 4.295 | 5600.793 | 304.388 | 49.658 | 5611.997 |  | 31.876 | 31.617 | 1.172 | 1528.392 | 0.042 | 0.007 | 1531.45 |  | 2.922 | 2.898 | 0.107 | 140.107 | 0.004 | 0.001 | 140.388 |  | 31.876 | 31.617 | 1.172 | 1528.392 | 0.042 | 0.007 | 1531.45 |  | 116.809 | 49.971 | 4.295 | 5600.793 | 304.388 | 49.658 |  | 79950.001 | 34482.999 | 79950.001 | 34482.999 | EIA | EIA | EIA | EIA | EIA | EIA | -- | EIA | EIA | [6 empty] | 0 | 0 | 0 | 0 | 0 | 0 | 0 | 0 | 10908.7189 | 0 | 2663.882 | 4665.118 | 0 | 0 | 0 | 0 | 0 | 0 | 0 | 0 | 7329 | 0 | 0 | 7329 | 0 | 0 | 0.36347 | 0.63653 | 0 | 0 | 0 | 0 | 0 | 0 | 0 | 0 | 1 | 0 | 0 | 1 | 0 | [7 empty] | https://www.google.com/maps/@?api=1&map_action=map&center=70.220564999999993%2C-150.993492&zoom=17&basemap=satellite | 395 | [118 empty] | 0.58 |  |  | 81 |  |  | 0.35 | 0.83 |  |  | 85 |  |  | 0.4 | 0.34 |  |  | 60 |  |  | 0.3 | 0.04 |  |  | 73 |  |  | 0.05 | 0.22 |  |  | 83 |  |  | 0.12 | 0.13 |  |  | 94 |  |  | 0.06 | 0.08 |  |  | 18 |  |  | 0.16 | 7.5757 | 2.9767 | Oil | FRS_110028040661
236 | 2591 | 2021 | FL | Lansing Smith Generating Plant | 643 | Gulf Power Co | 7801 | Gulf Power Co | 7801 | Electric Utility | Southern Company Services, Inc. - Trans | SOCO | SERC | SRSO | SERC South |  | 12 | 5 | Bay | 30.2686 | -85.7003 | 2 | 4 | NG | GAS |  | 0.81253 | 661.5 | 0 | [6 empty] | 33609464.48 | 15425494.56 | 33609464.48 | 15425494.56 | 4708398 | 2147719 | 458.59 | 209.759 | 10.084 | 1997365.685 | 72605.251 | 7262.96 | 1999355.432 |  | 0.195 | 0.195 | 0.004 | 848.427 | 0.015 | 0.002 | 849.272 |  | 0.027 | 0.027 | 0.001 | 118.857 | 0.002 | 0 | 118.976 |  | 0.195 | 0.195 | 0.004 | 848.427 | 0.015 | 0.002 | 849.272 |  | 458.59 | 209.759 | 10.084 | 1997365.685 | 72605.251 | 7262.96 |  | 33609464.48 | 15425494.56 | 33609464.48 | 15425494.56 | EPA/CAMD | EPA/CAMD | EPA/CAMD | EPA/CAMD | EIA | EIA | -- | EPA/CAMD | EPA/CAMD | [14 empty] | 7138.1953 | 0 | 137 | 4708261 | 0 | 0 | 0 | 0 | 0 | 0 | 0 | 0 | 4708398 | 0 | 0 | 4708398 | 0 | 0 | 2.9097e-05 | 0.99997 | 0 | 0 | 0 | 0 | 0 | 0 | 0 | 0 | 1 | 0 | 0 | 1 | 0 | Yes |  | 32456280.95 | 1928832.237 | 436.897 | 9.737 |  | https://www.google.com/maps/@?api=1&map_action=map&center=30.268599999999999%2C-85.700299999999999&zoom=17&basemap=satellite | 2959 | [118 empty] | 0.15 |  |  | 22 |  |  | 0.35 | 0.07 |  |  | 18 |  |  | 0.4 | 0.24 |  |  | 43 |  |  | 0.3 | 0 |  |  | 0 |  |  | 0.05 | 0.08 |  |  | 50 |  |  | 0.12 | 0.05 |  |  | 51 |  |  | 0.06 | 0.17 |  |  | 58 |  |  | 0.16 | 119.1618 | 0.047976 | Gas | FRS_110000588677
237 | 92 | 2021 | AK | NSB Point Hope Utility | 7485 | North Slope Borough Power & Light | 26616 | North Slope Borough Power & Light | 26616 | Electric Utility | No balancing authority | NA | AK | AKMS | ASCC Miscellaneous |  | 2 | 185 | North Slope | 68.3484 | -166.7372 | 4 | 4 | DFO | OIL |  | 0.23818 | 3.1 | 0.93637 |  | Yes | 0 |  | 1 |  | 71088.999 | 25941.001 | 71088.999 | 25941.001 | 6468 | 2359.999 | 113.45 | 41.399 | 10.308 | 5805.333 | 470.174 | 94.035 | 5825.221 |  | 35.08 | 35.084 | 3.187 | 1795.094 | 0.073 | 0.015 | 1801.243 |  | 3.192 | 3.192 | 0.29 | 163.326 | 0.007 | 0.001 | 163.885 |  | 35.08 | 35.084 | 3.187 | 1795.094 | 0.073 | 0.015 | 1801.243 |  | 113.45 | 41.399 | 10.308 | 5805.333 | 470.174 | 94.035 |  | 71088.999 | 25941.001 | 71088.999 | 25941.001 | EIA | EIA | EIA | EIA | EIA | EIA | -- | EIA | EIA | [6 empty] | 0 | 0 | 0 | 0 | 0 | 0 | 0 | 0 | 10990.878 | 0 | 6468 | 0 | 0 | 0 | 0 | 0 | 0 | 0 | 0 | 0 | 6468 | 0 | 0 | 6468 | 0 | 0 | 1 | 0 | 0 | 0 | 0 | 0 | 0 | 0 | 0 | 0 | 1 | 0 | 0 | 1 | 0 | [7 empty] | https://www.google.com/maps/@?api=1&map_action=map&center=68.348423999999994%2C-166.737211&zoom=17&basemap=satellite | 634 | [118 empty] | 0.67 |  |  | 88 |  |  | 0.35 | 0.9 |  |  | 88 |  |  | 0.4 | 0.45 |  |  | 75 |  |  | 0.3 | 0.02 |  |  | 65 |  |  | 0.05 | 0.27 |  |  | 89 |  |  | 0.12 | 0.13 |  |  | 93 |  |  | 0.06 | 0.06 |  |  | 14 |  |  | 0.16 | 11.0575 | 3.5418 | Oil | FRS_110028040670
238 | 2501 | 2021 | FL | Big Bend | 645 | Tampa Electric Co | 18454 | Tampa Electric Co | 18454 | Electric Utility | Tampa Electric Company | TEC | SERC | FRCC | FRCC All |  | 12 | 57 | Hillsborough | 27.7944 | -82.4036 | 8 | 8 | BIT | COAL | Yes | 0.13864 | 2699.9 | 1 | [6 empty] | 41201688.63 | 19020331.86 | 41535521.63 | 19172864.86 | 3279066.999 | 1539668 | 1593.011 | 771.937 | 1405.37 | 3104385.208 | 423078.972 | 59295.249 | 3118508.687 |  | 0.972 | 1.003 | 0.857 | 1893.456 | 0.129 | 0.018 | 1902.071 |  | 0.077 | 0.081 | 0.068 | 150.692 | 0.01 | 0.001 | 151.378 |  | 0.983 | 1.014 | 0.867 | 1915.509 | 0.131 | 0.018 | 1924.224 |  | 1593.011 | 771.937 | 1405.37 | 3104385.208 | 423078.972 | 59295.249 |  | 41201688.63 | 19020331.86 | 41535521.63 | 19172864.86 | EPA/CAMD | EPA/CAMD; EIA | EPA/CAMD | EPA/CAMD | EIA | EIA | -- | EPA/CAMD; EIA | EPA/CAMD; EIA | [14 empty] | 12711.4075 | 1327008 | 0 | 1914308 | 0 | 0 | 0 | 0 | 37751 | 0 | 0 | 0 | 3241316 | 37751 | 37751 | 3241316 | 37751 | 0.40469 | 0 | 0.5838 | 0 | 0 | 0 | 0 | 0.011513 | 0 | 0 | 0 | 0.98849 | 0.011513 | 0.011513 | 0.98849 | 0.011513 | Yes |  | 33826602.17 | 2608595.939 | 1175.712 | 1024.01 |  | https://www.google.com/maps/@?api=1&map_action=map&center=27.7944%2C-82.403599999999997&zoom=17&basemap=satellite | 25593 | [118 empty] | 0.29 |  |  | 50 |  |  | 0.35 | 0.42 |  |  | 61 |  |  | 0.4 | 0.17 |  |  | 31 |  |  | 0.3 | 0.02 |  |  | 64 |  |  | 0.05 | 0.07 |  |  | 46 |  |  | 0.12 | 0.06 |  |  | 59 |  |  | 0.06 | 0.16 |  |  | 53 |  |  | 0.16 | 66.4276 | 0.042452 | Coal | FRS_110008319505
239 | 93 | 2021 | AK | NSB Point Lay Utility | 7486 | North Slope Borough Power & Light | 26616 | North Slope Borough Power & Light | 26616 | Electric Utility | No balancing authority | NA | AK | AKMS | ASCC Miscellaneous |  | 2 | 185 | North Slope | 69.7408 | -163.0058 | 4 | 4 | DFO | OIL |  | 0.17689 | 2.4 | 1 |  | Yes | 0 |  | 1 |  | 41137 | 15003 | 41137 | 15003 | 3719 | 1357 | 65.648 | 23.944 | 5.965 | 3359.364 | 272.075 | 54.415 | 3370.873 |  | 35.304 | 35.29 | 3.208 | 1806.595 | 0.073 | 0.015 | 1812.784 |  | 3.192 | 3.192 | 0.29 | 163.326 | 0.007 | 0.001 | 163.885 |  | 35.304 | 35.29 | 3.208 | 1806.595 | 0.073 | 0.015 | 1812.784 |  | 65.648 | 23.944 | 5.965 | 3359.364 | 272.075 | 54.415 |  | 41137 | 15003 | 41137 | 15003 | EIA | EIA | EIA | EIA | EIA | EIA | -- | EIA | EIA | [6 empty] | 0 | 0 | 0 | 0 | 0 | 0 | 0 | 0 | 11061.3068 | 0 | 3719 | 0 | 0 | 0 | 0 | 0 | 0 | 0 | 0 | 0 | 3719 | 0 | 0 | 3719 | 0 | 0 | 1 | 0 | 0 | 0 | 0 | 0 | 0 | 0 | 0 | 0 | 1 | 0 | 0 | 1 | 0 | [7 empty] | https://www.google.com/maps/@?api=1&map_action=map&center=69.740832999999995%2C-163.005833&zoom=17&basemap=satellite | 175 | [118 empty] | 0.67 |  |  | 88 |  |  | 0.35 | 0.9 |  |  | 88 |  |  | 0.4 | 0.45 |  |  | 75 |  |  | 0.3 | 0.02 |  |  | 65 |  |  | 0.05 | 0.27 |  |  | 89 |  |  | 0.12 | 0.13 |  |  | 93 |  |  | 0.06 | 0.06 |  |  | 14 |  |  | 0.16 | 5.958 | 3.2504 | Oil | FRS_110045635050
240 | 2532 | 2021 | FL | Deerhaven | 663 | Gainesville Regional Utilities | 6909 | Gainesville Regional Utilities | 6909 | Electric Utility | Gainesville Regional Utilities | GVL | SERC | FRCC | FRCC All |  | 12 | 1 | Alachua | 29.7592 | -82.3878 | 3 | 5 | BIT | COAL | Yes | 0.21217 | 471 | 0.97972 | [6 empty] | 10807288.1 | 4917085.995 | 10807288.1 | 4917085.995 | 875394 | 392636 | 1303.047 | 562.524 | 596.31 | 813216.982 | 111254.65 | 15479.935 | 816914.176 |  | 2.977 | 2.865 | 1.362 | 1857.945 | 0.127 | 0.018 | 1866.392 |  | 0.241 | 0.229 | 0.11 | 150.494 | 0.01 | 0.001 | 151.178 |  | 2.977 | 2.865 | 1.362 | 1857.945 | 0.127 | 0.018 | 1866.392 |  | 1303.047 | 562.524 | 596.31 | 813216.982 | 111254.65 | 15479.935 |  | 10807288.1 | 4917085.995 | 10807288.1 | 4917085.995 | EPA/CAMD | EPA/CAMD | EPA/CAMD | EPA/CAMD | EIA | EIA | -- | EPA/CAMD | EPA/CAMD | [14 empty] | 12345.6273 | 306945.77 | 6144.006 | 562304.225 | 0 | 0 | 0 | 0 | 0 | 0 | 0 | 0 | 875394.001 | 0 | 0 | 875394.001 | 0 | 0.35064 | 0.0070186 | 0.64234 | 0 | 0 | 0 | 0 | 0 | 0 | 0 | 0 | 1 | 0 | 0 | 1 | 0 | Yes |  | 8460992.888 | 521089.454 | 517.372 | 149.416 |  | https://www.google.com/maps/@?api=1&map_action=map&center=29.7592%2C-82.387799999999999&zoom=17&basemap=satellite | 7045 | [118 empty] | 0.25 |  |  | 42 |  |  | 0.35 | 0.26 |  |  | 46 |  |  | 0.4 | 0.23 |  |  | 42 |  |  | 0.3 | 0.01 |  |  | 58 |  |  | 0.05 | 0.04 |  |  | 29 |  |  | 0.12 | 0.08 |  |  | 75 |  |  | 0.06 | 0.22 |  |  | 72 |  |  | 0.16 | 104.1732 | 0.32227 | Coal | FRS_110000362615
241 | 1364 | 2021 | CA | Mountainview Generating Station | 358 | Southern California Edison Co | 17609 | Southern California Edison Co | 17609 | Electric Utility | California Independent System Operator | CISO | WECC | CAMX | WECC California | CAISO | 6 | 71 | San Bernardino | 34.0818 | -117.2418 | 4 | 6 | NG | GAS |  | 0.22305 | 1036.8 | 0.96159 | [6 empty] | 15270502.91 | 8626072.573 | 15270502.91 | 8626072.573 | 2025783.89 | 1141162.32 | 56.814 | 30.261 | 4.582 | 907506.732 | 35532.258 | 3553.226 | 908480.316 |  | 0.056 | 0.053 | 0.005 | 895.956 | 0.018 | 0.002 | 896.917 |  | 0.007 | 0.007 | 0.001 | 118.857 | 0.002 | 0 | 118.985 |  | 0.056 | 0.053 | 0.005 | 895.956 | 0.018 | 0.002 | 896.917 |  | 56.814 | 30.261 | 4.582 | 907506.732 | 35532.258 | 3553.226 |  | 15270502.91 | 8626072.573 | 15270502.91 | 8626072.573 | EPA/CAMD | EPA/CAMD | EPA/CAMD | EPA/CAMD | EIA | EIA | -- | EPA/CAMD | EPA/CAMD | [14 empty] | 7538.0712 | 0 | 0 | 2025783.85 | 0 | 0 | 0 | 0 | 0 | 0 | 0 | 0 | 2025783.85 | 0 | 0 | 2025783.85 | 0 | 0 | 0 | 1 | 0 | 0 | 0 | 0 | 0 | 0 | 0 | 0 | 1 | 0 | 0 | 1 | 0 | Yes |  | 27712676.6 | 1646926.505 | 81.686 | 8.314 |  | https://www.google.com/maps/@?api=1&map_action=map&center=34.081800000000001%2C-117.2418&zoom=17&basemap=satellite | 73568 | [118 empty] | 0.63 |  |  | 85 |  |  | 0.35 | 0.78 |  |  | 82 |  |  | 0.4 | 0.48 |  |  | 77 |  |  | 0.3 | 0.09 |  |  | 83 |  |  | 0.05 | 0.24 |  |  | 86 |  |  | 0.12 | 0.07 |  |  | 69 |  |  | 0.06 | 0.11 |  |  | 31 |  |  | 0.16 | 55.4826 | 0.038706 | Gas | FRS_110024530364
242 | 2582 | 2021 | FL | J R Kelly | 664 | Gainesville Regional Utilities | 6909 | Gainesville Regional Utilities | 6909 | Electric Utility | Gainesville Regional Utilities | GVL | SERC | FRCC | FRCC All |  | 12 | 1 | Alachua | 29.6461 | -82.3208 | 1 | 3 | NG | GAS |  | 0.24503 | 191.6 | 0.92496 | [6 empty] | 3612757.202 | 2131206.91 | 3612757.202 | 2131206.91 | 411254 | 233421 | 47.744 | 27.157 | 1.084 | 214701.987 | 8103.461 | 810.346 | 214924.022 |  | 0.232 | 0.233 | 0.005 | 1044.133 | 0.02 | 0.002 | 1045.213 |  | 0.026 | 0.025 | 0.001 | 118.858 | 0.002 | 0 | 118.981 |  | 0.232 | 0.233 | 0.005 | 1044.133 | 0.02 | 0.002 | 1045.213 |  | 47.744 | 27.157 | 1.084 | 214701.987 | 8103.461 | 810.346 |  | 3612757.202 | 2131206.91 | 3612757.202 | 2131206.91 | EPA/CAMD | EPA/CAMD | EPA/CAMD | EPA/CAMD | EIA | EIA | -- | EPA/CAMD | EPA/CAMD | [14 empty] | 8784.7345 | 0 | 0 | 411254 | 0 | 0 | 0 | 0 | 0 | 0 | 0 | 0 | 411254 | 0 | 0 | 411254 | 0 | 0 | 0 | 1 | 0 | 0 | 0 | 0 | 0 | 0 | 0 | 0 | 1 | 0 | 0 | 1 | 0 | Yes |  | 5733500.404 | 340735.622 | 73.665 | 1.72 |  | https://www.google.com/maps/@?api=1&map_action=map&center=29.646100000000001%2C-82.320800000000006&zoom=17&basemap=satellite | 68032 | [118 empty] | 0.55 |  |  | 78 |  |  | 0.35 | 0.47 |  |  | 64 |  |  | 0.4 | 0.57 |  |  | 86 |  |  | 0.3 | 0.03 |  |  | 67 |  |  | 0.05 | 0.09 |  |  | 54 |  |  | 0.12 | 0.03 |  |  | 33 |  |  | 0.06 | 0.09 |  |  | 22 |  |  | 0.16 | 23.0742 | 0.056555 | Gas | FRS_110001736925
243 | 94 | 2021 | AK | NSB Wainwright Utility | 7488 | North Slope Borough Power & Light | 26616 | North Slope Borough Power & Light | 26616 | Electric Utility | No balancing authority | NA | AK | AKMS | ASCC Miscellaneous |  | 2 | 185 | North Slope | 70.6429 | -160.0205 | 5 | 5 | DFO | OIL |  | 0.26339 | 3 | 0.89434 |  | Yes | 0 |  | 1 |  | 77679 | 28341.999 | 77679 | 28341.999 | 6921.999 | 2525.001 | 123.962 | 45.231 | 11.263 | 6343.491 | 513.759 | 102.752 | 6365.223 |  | 35.817 | 35.827 | 3.254 | 1832.849 | 0.074 | 0.015 | 1839.129 |  | 3.192 | 3.192 | 0.29 | 163.326 | 0.007 | 0.001 | 163.885 |  | 35.817 | 35.827 | 3.254 | 1832.849 | 0.074 | 0.015 | 1839.128 |  | 123.962 | 45.231 | 11.263 | 6343.491 | 513.759 | 102.752 |  | 77679 | 28341.999 | 77679 | 28341.999 | EIA | EIA | EIA | EIA | EIA | EIA | -- | EIA | EIA | [6 empty] | 0 | 0 | 0 | 0 | 0 | 0 | 0 | 0 | 11222.0457 | 0 | 6922 | 0 | 0 | 0 | 0 | 0 | 0 | 0 | 0 | 0 | 6922 | 0 | 0 | 6922 | 0 | 0 | 1 | 0 | 0 | 0 | 0 | 0 | 0 | 0 | 0 | 0 | 1 | 0 | 0 | 1 | 0 | [7 empty] | https://www.google.com/maps/@?api=1&map_action=map&center=70.642876999999999%2C-160.02046100000001&zoom=17&basemap=satellite | 397 | [118 empty] | 0.63 |  |  | 85 |  |  | 0.35 | 0.94 |  |  | 91 |  |  | 0.4 | 0.32 |  |  | 57 |  |  | 0.3 | 0.07 |  |  | 80 |  |  | 0.05 | 0.18 |  |  | 77 |  |  | 0.12 | 0.1 |  |  | 86 |  |  | 0.06 | 0.08 |  |  | 19 |  |  | 0.16 | 12.4437 | 3.5058 | Oil | FRS_110045681437
244 | 2549 | 2021 | FL | G W Ivey | 665 | City of Homestead - (FL) | 8795 | City of Homestead - (FL) | 8795 | Electric Utility | City of Homestead | HST | SERC | FRCC | FRCC All |  | 12 | 86 | Miami Dade | 25.4756 | -80.47 | 11 | 11 | DFO | OIL |  | 0 | 35.7 | [7 empty] | 3508.002 | 1486.997 | 3508.002 | 1486.997 | -677.998 | -285.998 | 3.073 | 1.146 | 0.276 | 286.474 | 16.129 | 2.872 | 287.104 |  | 0 | 0 | 0 | 0 | 0 | 0 | 0 |  | 1.752 | 1.541 | 0.158 | 163.326 | 0.005 | 0.001 | 163.685 |  | 0 | 0 | 0 | 0 | 0 | 0 | 0 |  | 3.073 | 1.146 | 0.276 | 286.474 | 16.129 | 2.872 |  | 3508.002 | 1486.997 | 3508.002 | 1486.997 | EIA | EIA | EIA | EIA | EIA | EIA | -- | EIA | EIA | [14 empty] | -5174.0442 | 0 | -367.922 | -310.078 | 0 | 0 | 0 | 0 | 0 | 0 | 0 | 0 | -678 | 0 | 0 | -678 | 0 | [23 empty] | https://www.google.com/maps/@?api=1&map_action=map&center=25.4756%2C-80.47&zoom=17&basemap=satellite | 104862 | [118 empty] | 0.7 |  |  | 89 |  |  | 0.35 | 0.88 |  |  | 88 |  |  | 0.4 | 0.51 |  |  | 81 |  |  | 0.3 | 0.22 |  |  | 94 |  |  | 0.05 | 0.28 |  |  | 90 |  |  | 0.12 | 0.09 |  |  | 82 |  |  | 0.06 | 0.09 |  |  | 23 |  |  | 0.16 | 0.0045687 | 0 | Oil | FRS_110035561665
245 | 95 | 2021 | AK | Nunapitchuk | 6333 | Alaska Village Elec Coop, Inc | 221 | Alaska Village Elec Coop, Inc | 221 | Electric Utility | No balancing authority | NA | AK | AKMS | ASCC Miscellaneous |  | 2 | 50 | Bethel | 60.8959 | -162.4598 | 1 | 1 | DFO | OIL |  | 0 | 0.5 | [13 empty] | 0 |  | 0 | 0 | [45 empty] | -- | [56 empty] | https://www.google.com/maps/@?api=1&map_action=map&center=60.895879999999998%2C-162.459756&zoom=17&basemap=satellite | 731 | [118 empty] | 0.92 |  |  | 99 |  |  | 0.35 | 1 |  |  | 97 |  |  | 0.4 | 0.84 |  |  | 98 |  |  | 0.3 | 0.09 |  |  | 83 |  |  | 0.05 | 0.29 |  |  | 90 |  |  | 0.12 | 0.13 |  |  | 93 |  |  | 0.06 | 0.07 |  |  | 15 |  |  | 0.16 |  |  | Oil | FRS_
246 | 2581 | 2021 | FL | J D Kennedy | 666 | JEA | 9617 | JEA | 9617 | Electric Utility | JEA | JEA | SERC | FRCC | FRCC All |  | 12 | 31 | Duval | 30.3648 | -81.626 | 2 | 2 | NG | GAS |  | 0.08519 | 370 | 1 | [6 empty] | 2835468.947 | 1127807.062 | 2835468.947 | 1127807.062 | 276114 | 109824 | 50.087 | 20.726 | 0.851 | 168508.973 | 6911.886 | 691.189 | 168698.359 |  | 0.363 | 0.377 | 0.006 | 1220.575 | 0.025 | 0.003 | 1221.947 |  | 0.035 | 0.037 | 0.001 | 118.858 | 0.002 | 0 | 118.992 |  | 0.363 | 0.377 | 0.006 | 1220.575 | 0.025 | 0.003 | 1221.947 |  | 50.087 | 20.726 | 0.851 | 168508.973 | 6911.886 | 691.189 |  | 2835468.947 | 1127807.062 | 2835468.947 | 1127807.062 | EPA/CAMD | EPA/CAMD | EPA/CAMD | EPA/CAMD | EIA | EIA | -- | EPA/CAMD | EPA/CAMD | [14 empty] | 10269.1966 | 0 | 0 | 276114 | 0 | 0 | 0 | 0 | 0 | 0 | 0 | 0 | 276114 | 0 | 0 | 276114 | 0 | 0 | 0 | 1 | 0 | 0 | 0 | 0 | 0 | 0 | 0 | 0 | 1 | 0 | 0 | 1 | 0 | Yes |  | 2694795.49 | 160805.372 | 51.864 | 0.892 |  | https://www.google.com/maps/@?api=1&map_action=map&center=30.364818%2C-81.625967000000003&zoom=17&basemap=satellite | 67824 | [118 empty] | 0.6 |  |  | 82 |  |  | 0.35 | 0.66 |  |  | 76 |  |  | 0.4 | 0.52 |  |  | 82 |  |  | 0.3 | 0.02 |  |  | 65 |  |  | 0.05 | 0.16 |  |  | 72 |  |  | 0.12 | 0.08 |  |  | 72 |  |  | 0.06 | 0.13 |  |  | 41 |  |  | 0.16 | 4.6645 | 0.075799 | Gas | FRS_110000361929
247 | 96 | 2021 | AK | Nymans Plant Microgrid | 7723 | Kodiak Electric Assn Inc | 10433 | Kodiak Electric Assn Inc | 10433 | Electric Utility | No balancing authority | NA | AK | AKMS | ASCC Miscellaneous |  | 2 | 150 | Kodiak Island | 57.7316 | -152.507 | 2 | 2 | DFO | OIL |  | 0 | 10 | [11 empty] | 0 | 0 | 0 |  | 0 | 0 | [45 empty] | -- | [17 empty] | 0 | 0 | 0 | 0 | 0 | 0 | 0 | 0 | 0 | 0 | 0 | 0 | 0 | 0 | 0 | 0 | [23 empty] | https://www.google.com/maps/@?api=1&map_action=map&center=57.731608000000001%2C-152.50704400000001&zoom=17&basemap=satellite | 1789 | [118 empty] | 0.21 |  |  | 34 |  |  | 0.35 | 0.24 |  |  | 44 |  |  | 0.4 | 0.17 |  |  | 31 |  |  | 0.3 | 0 |  |  | 0 |  |  | 0.05 | 0.02 |  |  | 20 |  |  | 0.12 | 0.14 |  |  | 95 |  |  | 0.06 | 0.01 |  |  | 0 |  |  | 0.16 |  |  | Oil | FRS_
248 | 2619 | 2021 | FL | Northside | 667 | JEA | 9617 | JEA | 9617 | Electric Utility | JEA | JEA | SERC | FRCC | FRCC All |  | 12 | 31 | Duval | 30.4172 | -81.5525 | 3 | 7 | NG | GAS | Yes | 0.26041 | 1407.1 | 0.89932 | Yes | [5 empty] | 37128127.16 | 17725893.61 | 37128127.16 | 17725893.61 | 3209817 | 1509407 | 1848.843 | 880.899 | 1504.532 | 2975484.422 | 262831.073 | 39343.085 | 2984631.93 |  | 1.152 | 1.167 | 0.937 | 1853.99 | 0.082 | 0.012 | 1859.69 |  | 0.1 | 0.099 | 0.081 | 160.282 | 0.007 | 0.001 | 160.775 |  | 1.152 | 1.167 | 0.937 | 1853.99 | 0.082 | 0.012 | 1859.69 |  | 1848.843 | 880.899 | 1504.532 | 2990516.968 | 262831.073 | 39343.085 |  | 37128127.16 | 17725893.61 | 37128127.16 | 17725893.61 | EPA/CAMD | EPA/CAMD | EPA/CAMD | EPA/CAMD | EIA | EIA | -- | EPA/CAMD | EPA/CAMD | 0 | 0 | 0 | 15032.546 | 0 | 0 | [8 empty] | 11567.0541 | 581980.05 | 822446.882 | 1791494.5 | 0 | 0 | 13895.601 | 0 | 0 | 0 | 0 | 0 | 3195921.432 | 13895.601 | 13895.601 | 3209817.033 | 0 | 0.18131 | 0.25623 | 0.55813 | 0 | 0 | 0.0043291 | 0 | 0 | 0 | 0 | 0 | 0.99567 | 0.0043291 | 0.0043291 | 1 | 0 | Yes |  | 40680523.96 | 3208756.797 | 2212.871 | 1667.319 |  | https://www.google.com/maps/@?api=1&map_action=map&center=30.417200000000001%2C-81.552499999999995&zoom=17&basemap=satellite | 5360 | [118 empty] | 0.24 |  |  | 40 |  |  | 0.35 | 0.28 |  |  | 49 |  |  | 0.4 | 0.19 |  |  | 35 |  |  | 0.3 | 0 |  |  | 0 |  |  | 0.05 | 0.06 |  |  | 40 |  |  | 0.12 | 0.09 |  |  | 82 |  |  | 0.06 | 0.18 |  |  | 60 |  |  | 0.16 | 450.3817 | 0.19392 | Gas | FRS_110045693692
249 | 1056 | 2021 | CA | Grayson Power Plant | 377 | Los Angeles Department of Water & Power | 11208 | City of Glendale - (CA) | 7294 | Electric Utility | Los Angeles Department of Water and Power | LDWP | WECC | CAMX | WECC California |  | 6 | 37 | Los Angeles | 34.1556 | -118.2782 | 3 | 8 | NG | GAS |  | 0.05541 | 300.9 | 1 | Yes | [5 empty] | 1954660.387 | 974066.345 | 1954660.387 | 974066.345 | 146055 | 78793 | 29.581 | 14.448 | 0.517 | 115912.179 | 4248.192 | 424.819 | 116028.579 |  | 0.405 | 0.367 | 0.007 | 1587.24 | 0.029 | 0.003 | 1588.834 |  | 0.03 | 0.03 | 0.001 | 118.601 | 0.002 | 0 | 118.72 |  | 0.405 | 0.367 | 0.007 | 1587.24 | 0.029 | 0.003 | 1588.834 |  | 29.581 | 14.448 | 0.517 | 115912.179 | 4248.192 | 424.819 |  | 1954660.387 | 974066.345 | 1954660.387 | 974066.345 | EPA/CAMD | EPA/CAMD | EPA/CAMD | EPA/CAMD | EIA | EIA | -- | EPA/CAMD | EPA/CAMD | 0 | 0 | 0 | 0 | 0 | 0 | [8 empty] | 13383.0433 | 0 | 0 | 146055 | 0 | 0 | 0 | 0 | 0 | 0 | 0 | 0 | 146055 | 0 | 0 | 146055 | 0 | 0 | 0 | 1 | 0 | 0 | 0 | 0 | 0 | 0 | 0 | 0 | 1 | 0 | 0 | 1 | 0 | Yes |  | 1280652.621 | 75898.944 | 15.108 | 0.304 |  | https://www.google.com/maps/@?api=1&map_action=map&center=34.1556%2C-118.2782&zoom=17&basemap=satellite | 212532 | [118 empty] | 0.36 |  |  | 60 |  |  | 0.35 | 0.4 |  |  | 59 |  |  | 0.4 | 0.33 |  |  | 58 |  |  | 0.3 | 0.22 |  |  | 94 |  |  | 0.05 | 0.12 |  |  | 64 |  |  | 0.12 | 0.05 |  |  | 49 |  |  | 0.06 | 0.18 |  |  | 60 |  |  | 0.16 | 6.1957 | 0.10676 | Gas | FRS_110013829330
250 | 2683 | 2021 | FL | Tom G Smith | 673 | City of Lake Worth - (FL) | 10620 | City of Lake Worth Beach - (FL) | 10620 | Electric Utility | Florida Municipal Power Pool | FMPP | SERC | FRCC | FRCC All |  | 12 | 99 | Palm Beach | 26.6128 | -80.0677 | 1 | 9 | NG | GAS |  | 0.00534 | 98.7 | 1 | [6 empty] | 2834.888 | 2825.928 | 2834.888 | 2825.928 | 4621 | 3004 | 0.322 | 0.322 | 0.001 | 168.514 | 113.183 | 13.896 | 171.999 |  | 0.139 | 0.214 | 0 | 72.934 | 0.024 | 0.003 | 74.442 |  | 0.227 | 0.228 | 0.001 | 118.886 | 0.04 | 0.005 | 121.345 |  | 0.139 | 0.214 | 0 | 72.934 | 0.024 | 0.003 | 74.442 |  | 0.322 | 0.322 | 0.001 | 168.514 | 113.183 | 13.896 |  | 2834.888 | 2825.928 | 2834.888 | 2825.928 | EPA/CAMD | EPA/CAMD | EPA/CAMD | EPA/CAMD | EIA | EIA | -- | EPA/CAMD | EPA/CAMD | [14 empty] | 613.4793 | 0 | 2223.079 | 2397.921 | 0 | 0 | 0 | 0 | 0 | 0 | 0 | 0 | 4621 | 0 | 0 | 4621 | 0 | 0 | 0.48108 | 0.51892 | 0 | 0 | 0 | 0 | 0 | 0 | 0 | 0 | 1 | 0 | 0 | 1 | 0 | Yes |  | 705.658 | 41.212 | 0.091 | 0 |  | https://www.google.com/maps/@?api=1&map_action=map&center=26.612767000000002%2C-80.067700000000002&zoom=17&basemap=satellite | 115787 | [118 empty] | 0.52 |  |  | 76 |  |  | 0.35 | 0.63 |  |  | 74 |  |  | 0.4 | 0.41 |  |  | 70 |  |  | 0.3 | 0.16 |  |  | 90 |  |  | 0.05 | 0.22 |  |  | 83 |  |  | 0.12 | 0.06 |  |  | 57 |  |  | 0.06 | 0.16 |  |  | 54 |  |  | 0.16 | 0.031912 | 0.0093393 | Gas | FRS_110000364098
251 | 97 | 2021 | AK | Orca | 789 | Cordova Electric Coop, Inc | 40215 | Cordova Electric Coop, Inc | 40215 | Electric Utility | No balancing authority | NA | AK | AKMS | ASCC Miscellaneous |  | 2 | 261 | Valdez Cordova | 60.5559 | -145.753 | 5 | 5 | DFO | OIL |  | 0.08604 | 10.7 | 1 | [6 empty] | 80898.001 | 29509.999 | 80898.001 | 29509.999 | 8065 | 2942.001 | 129.993 | 47.419 | 11.73 | 6606.364 | 535.049 | 107.01 | 6628.997 |  | 32.236 | 32.236 | 2.909 | 1638.28 | 0.066 | 0.013 | 1643.893 |  | 3.214 | 3.214 | 0.29 | 163.326 | 0.007 | 0.001 | 163.885 |  | 32.236 | 32.236 | 2.909 | 1638.28 | 0.066 | 0.013 | 1643.893 |  | 129.993 | 47.419 | 11.73 | 6606.364 | 535.049 | 107.01 |  | 80898.001 | 29509.999 | 80898.001 | 29509.999 | EIA | EIA | EIA | EIA | EIA | EIA | -- | EIA | EIA | [14 empty] | 10030.7503 | 0 | 8065 | 0 | 0 | 0 | 0 | 0 | 0 | 0 | 0 | 0 | 8065 | 0 | 0 | 8065 | 0 | 0 | 1 | 0 | 0 | 0 | 0 | 0 | 0 | 0 | 0 | 0 | 1 | 0 | 0 | 1 | 0 | [7 empty] | https://www.google.com/maps/@?api=1&map_action=map&center=60.555889000000001%2C-145.752983&zoom=17&basemap=satellite | 1576 | [118 empty] | 0.25 |  |  | 42 |  |  | 0.35 | 0.39 |  |  | 58 |  |  | 0.4 | 0.1 |  |  | 18 |  |  | 0.3 | 0 |  |  | 0 |  |  | 0.05 | 0.06 |  |  | 41 |  |  | 0.12 | 0.04 |  |  | 40 |  |  | 0.06 | 0.13 |  |  | 41 |  |  | 0.16 | 12.4285 | 3.1365 | Oil | FRS_110017716845
252 | 2515 | 2021 | FL | Charles Larsen Memorial Power Plant | 675 | City of Lakeland - (FL) | 10623 | City of Lakeland - (FL) | 10623 | Electric Utility | Florida Municipal Power Pool | FMPP | SERC | FRCC | FRCC All |  | 12 | 105 | Polk | 28.0797 | -81.9228 | 1 | 4 | NG | GAS |  | 0.12146 | 133.6 | 1 | [6 empty] | 1520605.694 | 816086.458 | 1520605.694 | 816086.458 | 142144 | 75663 | 41.598 | 22.431 | 0.456 | 90366.687 | 3411.797 | 346.22 | 90460.921 |  | 0.585 | 0.593 | 0.006 | 1271.481 | 0.024 | 0.002 | 1272.807 |  | 0.055 | 0.055 | 0.001 | 118.856 | 0.002 | 0 | 118.98 |  | 0.585 | 0.593 | 0.006 | 1271.481 | 0.024 | 0.002 | 1272.807 |  | 41.598 | 22.431 | 0.456 | 90366.687 | 3411.797 | 346.22 |  | 1520605.694 | 816086.458 | 1520605.694 | 816086.458 | EPA/CAMD | EPA/CAMD | EPA/CAMD | EPA/CAMD | EIA | EIA | -- | EPA/CAMD | EPA/CAMD | [14 empty] | 10697.6424 | 0 | 727.63 | 141416.371 | 0 | 0 | 0 | 0 | 0 | 0 | 0 | 0 | 142144.001 | 0 | 0 | 142144.001 | 0 | 0 | 0.005119 | 0.99488 | 0 | 0 | 0 | 0 | 0 | 0 | 0 | 0 | 1 | 0 | 0 | 1 | 0 | Yes |  | 2019207.255 | 120160.412 | 58.219 | 0.68 |  | https://www.google.com/maps/@?api=1&map_action=map&center=28.079699999999999%2C-81.922799999999995&zoom=17&basemap=satellite | 36300 | [118 empty] | 0.49 |  |  | 73 |  |  | 0.35 | 0.5 |  |  | 67 |  |  | 0.4 | 0.48 |  |  | 77 |  |  | 0.3 | 0.02 |  |  | 66 |  |  | 0.05 | 0.17 |  |  | 75 |  |  | 0.12 | 0.06 |  |  | 57 |  |  | 0.06 | 0.2 |  |  | 66 |  |  | 0.16 | 4.8173 | 0.072199 | Gas | FRS_110000745383
253 | 101 | 2021 | AK | Pilot Station | 57058 | Alaska Village Elec Coop, Inc | 221 | Alaska Village Elec Coop, Inc | 221 | Electric Utility | No balancing authority | NA | AK | AKMS | ASCC Miscellaneous |  | 2 | 270 | Wade Hampton | 61.9365 | -162.8807 | 3 | 3 | DFO | OIL |  | 0.1628 | 1.3 | 1 |  | Yes | 2712.8 | 2.333 | 0.75669 |  | 16818.277 | 6138.3 | 16818.277 | 6138.3 | 1854 | 676 | 27.941 | 10.197 | 2.439 | 1373.429 | 111.234 | 22.247 | 1378.134 |  | 30.141 | 30.169 | 2.631 | 1481.584 | 0.06 | 0.012 | 1486.66 |  | 3.323 | 3.322 | 0.29 | 163.326 | 0.007 | 0.001 | 163.885 |  | 30.141 | 30.169 | 2.631 | 1481.584 | 0.06 | 0.012 | 1486.66 |  | 36.925 | 13.476 | 3.223 | 1815.039 | 147 | 29.4 |  | 22226.001 | 8112 | 22226.001 | 8112 | EIA | EIA | EIA | EIA | EIA | EIA | -- | EIA | EIA | [6 empty] | 5407.724 | 1973.7 | 8.984 | 3.279 | 0.784 | 441.61 | 35.766 | 7.153 | 9071.3468 | 0 | 1854 | 0 | 0 | 0 | 0 | 0 | 0 | 0 | 0 | 0 | 1854 | 0 | 0 | 1854 | 0 | 0 | 1 | 0 | 0 | 0 | 0 | 0 | 0 | 0 | 0 | 0 | 1 | 0 | 0 | 1 | 0 | [7 empty] | https://www.google.com/maps/@?api=1&map_action=map&center=61.936456%2C-162.880706&zoom=17&basemap=satellite | 711 | [118 empty] | 0.78 |  |  | 94 |  |  | 0.35 | 0.96 |  |  | 93 |  |  | 0.4 | 0.6 |  |  | 88 |  |  | 0.3 | 0.03 |  |  | 67 |  |  | 0.05 | 0.22 |  |  | 84 |  |  | 0.12 | 0.09 |  |  | 81 |  |  | 0.06 | 0.05 |  |  | 8 |  |  | 0.16 | 2.7495 | 3.0894 | Oil | FRS_110045621065
254 | 2510 | 2021 | FL | C D McIntosh Jr Power Plant | 676 | City of Lakeland - (FL) | 10623 | City of Lakeland - (FL) | 10623 | Electric Utility | Florida Municipal Power Pool | FMPP | SERC | FRCC | FRCC All |  | 12 | 105 | Polk | 28.0801 | -81.9229 | 3 | 7 | NG | GAS | Yes | 0.31325 | 909.4 | 0.81125 | [6 empty] | 19837708.32 | 7341978.324 | 19837708.32 | 7341978.324 | 2495471 | 1001526 | 531.807 | 91.304 | 432.753 | 1361224.196 | 144824.682 | 19506.395 | 1365940.957 |  | 0.426 | 0.182 | 0.347 | 1090.956 | 0.058 | 0.008 | 1094.736 |  | 0.054 | 0.025 | 0.044 | 137.236 | 0.007 | 0.001 | 137.712 |  | 0.426 | 0.182 | 0.347 | 1090.956 | 0.058 | 0.008 | 1094.736 |  | 531.807 | 91.304 | 432.753 | 1361224.196 | 144824.682 | 19506.395 |  | 19837708.32 | 7341978.324 | 19837708.32 | 7341978.324 | EPA/CAMD | EPA/CAMD; EIA | EPA/CAMD | EPA/CAMD | EIA | EIA | -- | EPA/CAMD | EPA/CAMD | [14 empty] | 7949.4846 | 391540.2 | 15.198 | 2103915.6 | 0 | 0 | 0 | 0 | 0 | 0 | 0 | 0 | 2495470.998 | 0 | 0 | 2495470.998 | 0 | 0.1569 | 6.0902e-06 | 0.84309 | 0 | 0 | 0 | 0 | 0 | 0 | 0 | 0 | 1 | 0 | 0 | 1 | 0 | Yes |  | 16982281.87 | 1009248.888 | 221.779 | 5.095 |  | https://www.google.com/maps/@?api=1&map_action=map&center=28.080100000000002%2C-81.922899999999998&zoom=17&basemap=satellite | 36619 | [118 empty] | 0.49 |  |  | 73 |  |  | 0.35 | 0.5 |  |  | 67 |  |  | 0.4 | 0.47 |  |  | 77 |  |  | 0.3 | 0.02 |  |  | 66 |  |  | 0.05 | 0.17 |  |  | 75 |  |  | 0.12 | 0.06 |  |  | 57 |  |  | 0.06 | 0.2 |  |  | 67 |  |  | 0.16 | 144.9223 | 0.11211 | Gas | FRS_110000364882
255 | 102 | 2021 | AK | Port Lions Microgrid | 6282 | Kodiak Electric Assn Inc | 10433 | Kodiak Electric Assn Inc | 10433 | Electric Utility | No balancing authority | NA | AK | AKMS | ASCC Miscellaneous |  | 2 | 150 | Kodiak Island | 57.8648 | -152.8554 | 1 | 1 | DFO | OIL |  | 0 | 0.5 | [13 empty] | 0 |  | 0 | 0 | [45 empty] | -- | [56 empty] | https://www.google.com/maps/@?api=1&map_action=map&center=57.864775000000002%2C-152.85544100000001&zoom=17&basemap=satellite | 181 | [118 empty] | 0.5 |  |  | 74 |  |  | 0.35 | 0.67 |  |  | 76 |  |  | 0.4 | 0.33 |  |  | 59 |  |  | 0.3 | 0.02 |  |  | 65 |  |  | 0.05 | 0.18 |  |  | 76 |  |  | 0.12 | 0.02 |  |  | 20 |  |  | 0.06 | 0.22 |  |  | 73 |  |  | 0.16 |  |  | Oil | FRS_
256 | 2576 | 2021 | FL | Indian River (683) | 683 | Orlando Utilities Comm | 14610 | Orlando Utilities Comm | 14610 | Electric Utility | Florida Municipal Power Pool | FMPP | SERC | FRCC | FRCC All |  | 12 | 9 | Brevard | 28.4932 | -80.7801 | 2 | 4 | NG | GAS |  | 0.00101 | 342.8 | 1 | [6 empty] | 610870.059 | 357903.844 | 610870.059 | 357903.844 | 3044 | 1783 | 21.75 | 13.129 | 9.728 | 36691.235 | 1409.183 | 152.733 | 36731.607 |  | 14.29 | 14.727 | 6.392 | 24107.25 | 0.463 | 0.05 | 24133.776 |  | 0.071 | 0.073 | 0.032 | 120.128 | 0.002 | 0 | 120.26 |  | 14.29 | 14.727 | 6.392 | 24107.266 | 0.463 | 0.05 | 24133.792 |  | 21.75 | 13.129 | 9.728 | 36691.235 | 1409.183 | 152.733 |  | 610870.059 | 357903.844 | 610870.059 | 357903.844 | EPA/CAMD | EPA/CAMD | EPA/CAMD | EPA/CAMD | EIA | EIA | -- | EPA/CAMD | EPA/CAMD | [14 empty] | 200680.1775 | 0 | 90.137 | 2953.861 | 0 | 0 | 0 | 0 | 0 | 0 | 0 | 0 | 3043.998 | 0 | 0 | 3043.998 | 0 | 0 | 0.029611 | 0.97039 | 0 | 0 | 0 | 0 | 0 | 0 | 0 | 0 | 1 | 0 | 0 | 1 | 0 | Yes |  | 984615.452 | 58608.094 | 32.443 | 2.479 |  | https://www.google.com/maps/@?api=1&map_action=map&center=28.493231999999999%2C-80.780124000000001&zoom=17&basemap=satellite | 22795 | [118 empty] | 0.24 |  |  | 40 |  |  | 0.35 | 0.2 |  |  | 39 |  |  | 0.4 | 0.28 |  |  | 51 |  |  | 0.3 | 0.01 |  |  | 60 |  |  | 0.05 | 0.12 |  |  | 64 |  |  | 0.12 | 0.04 |  |  | 44 |  |  | 0.06 | 0.17 |  |  | 55 |  |  | 0.16 | 1.1015 | 1.3532 | Gas | FRS_110002077252
257 | 913 | 2021 | CA | El Centro | 389 | Imperial Irrigation District | 9216 | Imperial Irrigation District | 9216 | Electric Utility | Imperial Irrigation District | IID | WECC | AZNM | WECC Southwest |  | 6 | 25 | Imperial | 32.8022 | -115.54 | 4 | 7 | NG | GAS |  | 0.28009 | 388.3 | 0.86652 | [6 empty] | 8398919.568 | 5592838.353 | 8398919.568 | 5592838.353 | 952727 | 632380 | 86.858 | 63.416 | 2.532 | 499163.655 | 18395.75 | 1839.575 | 499667.699 |  | 0.182 | 0.201 | 0.005 | 1047.863 | 0.019 | 0.002 | 1048.921 |  | 0.021 | 0.023 | 0.001 | 118.864 | 0.002 | 0 | 118.984 |  | 0.182 | 0.201 | 0.005 | 1047.863 | 0.019 | 0.002 | 1048.921 |  | 86.858 | 63.416 | 2.532 | 499163.655 | 18395.75 | 1839.575 |  | 8398919.568 | 5592838.353 | 8398919.568 | 5592838.353 | EPA/CAMD | EPA/CAMD | EPA/CAMD | EPA/CAMD | EIA | EIA | -- | EPA/CAMD | EPA/CAMD | [14 empty] | 8815.6624 | 0 | 0 | 955201 | 0 | 0 | 0 | 0 | 0 | 0 | 0 | -2474 | 952727 | 0 | 0 | 952727 | 0 | 0 | 0 | 1 | 0 | 0 | 0 | 0 | 0 | 0 | 0 | 0 | 1 | 0 | 0 | 1 | 0 | Yes |  | 9041599.369 | 537330.099 | 94.398 | 2.713 |  | https://www.google.com/maps/@?api=1&map_action=map&center=32.802222%2C-115.54&zoom=17&basemap=satellite | 48025 | [118 empty] | 0.69 |  |  | 89 |  |  | 0.35 | 0.92 |  |  | 90 |  |  | 0.4 | 0.47 |  |  | 77 |  |  | 0.3 | 0.17 |  |  | 91 |  |  | 0.05 | 0.3 |  |  | 90 |  |  | 0.12 | 0.08 |  |  | 73 |  |  | 0.06 | 0.13 |  |  | 42 |  |  | 0.16 | 4.6465 | 0.014672 | Gas | FRS_110002672484
258 | 2491 | 2021 | FL | Arvah B Hopkins | 688 | City of Tallahassee - (FL) | 18445 | City of Tallahassee - (FL) | 18445 | Electric Utility | City of Tallahassee | TAL | SERC | FRCC | FRCC All |  | 12 | 73 | Leon | 30.4522 | -84.4 | 3 | 9 | NG | GAS |  | 0.23944 | 673.1 | 0.93426 | [6 empty] | 9681248.785 | 4973322.329 | 9681248.785 | 4973322.329 | 1411834 | 690382 | 84.947 | 41.833 | 9.169 | 575615.09 | 25248.492 | 2536.17 | 576308.586 |  | 0.12 | 0.121 | 0.013 | 815.415 | 0.018 | 0.002 | 816.397 |  | 0.018 | 0.017 | 0.002 | 118.913 | 0.003 | 0 | 119.057 |  | 0.12 | 0.121 | 0.013 | 815.415 | 0.018 | 0.002 | 816.397 |  | 84.947 | 41.833 | 9.169 | 575615.09 | 25248.492 | 2536.17 |  | 9681248.785 | 4973322.329 | 9681248.785 | 4973322.329 | EPA/CAMD | EPA/CAMD | EPA/CAMD | EPA/CAMD | EIA | EIA | -- | EPA/CAMD | EPA/CAMD | [14 empty] | 6857.2146 | 0 | 1533.055 | 1410300.952 | 0 | 0 | 0 | 0 | 0 | 0 | 0 | 0 | 1411834.007 | 0 | 0 | 1411834.007 | 0 | 0 | 0.0010859 | 0.99891 | 0 | 0 | 0 | 0 | 0 | 0 | 0 | 0 | 1 | 0 | 0 | 1 | 0 | Yes |  | 11013481.19 | 654883.359 | 90.13 | 11.826 |  | https://www.google.com/maps/@?api=1&map_action=map&center=30.452200000000001%2C-84.4&zoom=17&basemap=satellite | 9724 | [118 empty] | 0.47 |  |  | 71 |  |  | 0.35 | 0.48 |  |  | 65 |  |  | 0.4 | 0.45 |  |  | 74 |  |  | 0.3 | 0.02 |  |  | 65 |  |  | 0.05 | 0.15 |  |  | 72 |  |  | 0.12 | 0.05 |  |  | 50 |  |  | 0.06 | 0.09 |  |  | 23 |  |  | 0.16 | 36.8457 | 0.045389 | Gas | FRS_110011349656
259 | 105 | 2021 | AK | Quinhagak | 57057 | Alaska Village Elec Coop, Inc | 221 | Alaska Village Elec Coop, Inc | 221 | Electric Utility | No balancing authority | NA | AK | AKMS | ASCC Miscellaneous |  | 2 | 50 | Bethel | 59.7474 | -161.9106 | 3 | 3 | DFO | OIL |  | 0.22717 | 1.2 | 0.95472 |  | Yes | 0 |  | 1 |  | 17156 | 6261 | 17156 | 6261 | 2388 | 871 | 28.5 | 10.401 | 2.488 | 1401.008 | 113.468 | 22.694 | 1405.808 |  | 23.869 | 23.883 | 2.083 | 1173.374 | 0.048 | 0.01 | 1177.393 |  | 3.322 | 3.322 | 0.29 | 163.326 | 0.007 | 0.001 | 163.885 |  | 23.869 | 23.883 | 2.083 | 1173.374 | 0.048 | 0.01 | 1177.393 |  | 28.5 | 10.401 | 2.488 | 1401.008 | 113.468 | 22.694 |  | 17156 | 6261 | 17156 | 6261 | EIA | EIA | EIA | EIA | EIA | EIA | -- | EIA | EIA | [6 empty] | 0 | 0 | 0 | 0 | 0 | 0 | 0 | 0 | 7184.2546 | 0 | 2388 | 0 | 0 | 0 | 0 | 0 | 0 | 0 | 0 | 0 | 2388 | 0 | 0 | 2388 | 0 | 0 | 1 | 0 | 0 | 0 | 0 | 0 | 0 | 0 | 0 | 0 | 1 | 0 | 0 | 1 | 0 | [7 empty] | https://www.google.com/maps/@?api=1&map_action=map&center=59.747436%2C-161.91064700000001&zoom=17&basemap=satellite | 941 | [118 empty] | 0.84 |  |  | 97 |  |  | 0.35 | 0.99 |  |  | 95 |  |  | 0.4 | 0.7 |  |  | 94 |  |  | 0.3 | 0.06 |  |  | 78 |  |  | 0.05 | 0.29 |  |  | 90 |  |  | 0.12 | 0.11 |  |  | 89 |  |  | 0.06 | 0.09 |  |  | 22 |  |  | 0.16 | 2.9583 | 2.6508 | Oil | FRS_110045953624
260 | 2653 | 2021 | FL | S O Purdom | 689 | Connexus Energy | 689 | City of Tallahassee - (FL) | 18445 | Electric Utility | City of Tallahassee | TAL | SERC | FRCC | FRCC All |  | 12 | 129 | Wakulla | 30.1623 | -84.2007 | 1 | 2 | NG | GAS |  | 0.56574 | 270.1 | 0.39043 | [6 empty] | 8867016.353 | 3885968.098 | 8867016.353 | 3885968.098 | 1338590 | 593828 | 126.953 | 56.419 | 2.66 | 526899.749 | 22968.597 | 2296.86 | 527529.089 |  | 0.19 | 0.19 | 0.004 | 787.246 | 0.017 | 0.002 | 788.186 |  | 0.029 | 0.029 | 0.001 | 118.845 | 0.003 | 0 | 118.987 |  | 0.19 | 0.19 | 0.004 | 787.246 | 0.017 | 0.002 | 788.186 |  | 126.953 | 56.419 | 2.66 | 526899.749 | 22968.597 | 2296.86 |  | 8867016.353 | 3885968.098 | 8867016.353 | 3885968.098 | EPA/CAMD | EPA/CAMD | EPA/CAMD | EPA/CAMD | EIA | EIA | -- | EPA/CAMD | EPA/CAMD | [14 empty] | 6624.1466 | 0 | 0 | 1338590 | 0 | 0 | 0 | 0 | 0 | 0 | 0 | 0 | 1338590 | 0 | 0 | 1338590 | 0 | 0 | 0 | 1 | 0 | 0 | 0 | 0 | 0 | 0 | 0 | 0 | 1 | 0 | 0 | 1 | 0 | Yes |  | 10791714.36 | 641779.277 | 162.296 | 12.68 |  | https://www.google.com/maps/@?api=1&map_action=map&center=30.162303999999999%2C-84.200672999999995&zoom=17&basemap=satellite | 583 | [118 empty] | 0.15 |  |  | 21 |  |  | 0.35 | 0.15 |  |  | 32 |  |  | 0.4 | 0.13 |  |  | 23 |  |  | 0.3 | 0 |  |  | 0 |  |  | 0.05 | 0.11 |  |  | 61 |  |  | 0.12 | 0.05 |  |  | 51 |  |  | 0.06 | 0.22 |  |  | 73 |  |  | 0.16 | 26.7122 | 0.05167 | Gas | FRS_110001737390
261 | 1079 | 2021 | CA | Harbor Generating Station | 399 | Los Angeles Department of Water & Power | 11208 | Los Angeles Department of Water & Power | 11208 | Electric Utility | Los Angeles Department of Water and Power | LDWP | WECC | CAMX | WECC California |  | 6 | 37 | Los Angeles | 33.7706 | -118.2656 | 7 | 8 | NG | GAS |  | 0.01969 | 548.1 | 1 | Yes | [5 empty] | 1088442.345 | 876661.514 | 1088442.345 | 876661.514 | 94518 | 82090 | 12.252 | 9.247 | 0.328 | 63504.579 | 2382.163 | 238.216 | 63569.85 |  | 0.259 | 0.225 | 0.007 | 1343.756 | 0.025 | 0.003 | 1345.137 |  | 0.023 | 0.021 | 0.001 | 116.689 | 0.002 | 0 | 116.809 |  | 0.259 | 0.225 | 0.007 | 1343.756 | 0.025 | 0.003 | 1345.137 |  | 12.252 | 9.247 | 0.328 | 63504.579 | 2382.163 | 238.216 |  | 1088442.345 | 876661.514 | 1088442.345 | 876661.514 | EPA/CAMD | EPA/CAMD | EPA/CAMD | EPA/CAMD | EIA | EIA | -- | EPA/CAMD | EPA/CAMD |  |  |  | 0 | [10 empty] | 11515.7149 | 0 | 0 | 94518 | 0 | 0 | 0 | 0 | 0 | 0 | 0 | 0 | 94518 | 0 | 0 | 94518 | 0 | 0 | 0 | 1 | 0 | 0 | 0 | 0 | 0 | 0 | 0 | 0 | 1 | 0 | 0 | 1 | 0 | Yes |  | 1242653.159 | 72608.518 | 11.468 | 0.373 |  | https://www.google.com/maps/@?api=1&map_action=map&center=33.770600000000002%2C-118.26560000000001&zoom=17&basemap=satellite | 137428 | [118 empty] | 0.64 |  |  | 85 |  |  | 0.35 | 0.86 |  |  | 87 |  |  | 0.4 | 0.41 |  |  | 69 |  |  | 0.3 | 0.14 |  |  | 89 |  |  | 0.05 | 0.29 |  |  | 90 |  |  | 0.12 | 0.06 |  |  | 63 |  |  | 0.06 | 0.13 |  |  | 39 |  |  | 0.16 | 2.1759 | 0.074354 | Gas | FRS_110002422815
262 | 2606 | 2021 | FL | Marathon Generating Plant | 696 | Florida Keys El Coop Assn, Inc | 6443 | Florida Keys El Coop Assn, Inc | 6443 | Electric Utility | Florida Power & Light Company | FPL | SERC | FRCC | FRCC All |  | 12 | 87 | Monroe | 24.7108 | -81.0927 | 4 | 4 | DFO | OIL |  | 0 | 11 | [7 empty] | 1378 | 508 | 1378 | 508 | -239 | -89 | 2.33 | 0.858 | 0.2 | 112.53 | 9.114 | 1.823 | 112.916 |  | 0 | 0 | 0 | 0 | 0 | 0 | 0 |  | 3.382 | 3.378 | 0.29 | 163.324 | 0.007 | 0.001 | 163.883 |  | 0 | 0 | 0 | 0 | 0 | 0 | 0 |  | 2.33 | 0.858 | 0.2 | 112.53 | 9.114 | 1.823 |  | 1378 | 508 | 1378 | 508 | EIA | EIA | EIA | EIA | EIA | EIA | -- | EIA | EIA | [14 empty] | -5765.6904 | 0 | -239 | 0 | 0 | 0 | 0 | 0 | 0 | 0 | 0 | 0 | -239 | 0 | 0 | -239 | 0 | [23 empty] | https://www.google.com/maps/@?api=1&map_action=map&center=24.710833000000001%2C-81.092699999999994&zoom=17&basemap=satellite | 6151 | [118 empty] | 0.41 |  |  | 66 |  |  | 0.35 | 0.49 |  |  | 66 |  |  | 0.4 | 0.33 |  |  | 59 |  |  | 0.3 | 0.12 |  |  | 87 |  |  | 0.05 | 0.12 |  |  | 63 |  |  | 0.12 | 0.05 |  |  | 53 |  |  | 0.06 | 0.21 |  |  | 71 |  |  | 0.16 | 0.23374 | 0 | Oil | FRS_110006531011
263 | 106 | 2021 | AK | S W Bailey | 85 | Ketchikan Public Utilities | 10210 | Ketchikan Public Utilities | 10210 | Electric Utility | No balancing authority | NA | AK | AKMS | ASCC Miscellaneous |  | 2 | 130 | Ketchikan Gateway | 55.3574 | -131.697 | 4 | 4 | DFO | OIL |  | 0 | 25.9 | [7 empty] | 13828 | 5046 | 13828 | 5046 | -106 | -39 | 22.143 | 8.081 | 2.005 | 1129.235 | 91.457 | 18.291 | 1133.104 |  | 0 | 0 | 0 | 0 | 0 | 0 | 0 |  | 3.203 | 3.203 | 0.29 | 163.326 | 0.007 | 0.001 | 163.885 |  | 0 | 0 | 0 | 0 | 0 | 0 | 0 |  | 22.143 | 8.081 | 2.005 | 1129.235 | 91.457 | 18.291 |  | 13828 | 5046 | 13828 | 5046 | EIA | EIA | EIA | EIA | EIA | EIA | -- | EIA | EIA | [14 empty] | -130452.8302 | 0 | -106 | 0 | 0 | 0 | 0 | 0 | 0 | 0 | 0 | 0 | -106 | 0 | 0 | -106 | 0 | [23 empty] | https://www.google.com/maps/@?api=1&map_action=map&center=55.357396999999999%2C-131.69695999999999&zoom=17&basemap=satellite | 7939 | [118 empty] | 0.37 |  |  | 61 |  |  | 0.35 | 0.45 |  |  | 63 |  |  | 0.4 | 0.29 |  |  | 53 |  |  | 0.3 | 0.05 |  |  | 74 |  |  | 0.05 | 0.08 |  |  | 48 |  |  | 0.12 | 0.05 |  |  | 52 |  |  | 0.06 | 0.14 |  |  | 44 |  |  | 0.16 | 1.9566 | 0 | Oil | FRS_110025222854
264 | 6115 | 2021 | MO | Trenton North | 698 | Trenton Municipal Utilities - (MO) | 19150 | Trenton Municipal Utilities - (MO) | 19150 | Electric Utility | Southwest Power Pool | SWPP | SERC | SPNO | SPP North |  | 29 | 79 | Grundy | 40.0786 | -93.635 | 5 | 5 | DFO | OIL |  | 0.00408 | 13.5 | 1 | [6 empty] | 5272 | 1584 | 5272 | 1584 | 482 | 145 | 8.47 | 2.545 | 0.765 | 430.525 | 34.868 | 6.974 | 432 |  | 35.145 | 35.103 | 3.172 | 1786.411 | 0.072 | 0.014 | 1792.531 |  | 3.213 | 3.213 | 0.29 | 163.325 | 0.007 | 0.001 | 163.885 |  | 35.145 | 35.103 | 3.172 | 1786.411 | 0.072 | 0.014 | 1792.531 |  | 8.47 | 2.545 | 0.765 | 430.525 | 34.868 | 6.974 |  | 5272 | 1584 | 5272 | 1584 | EIA | EIA | EIA | EIA | EIA | EIA | -- | EIA | EIA | [14 empty] | 10937.7593 | 0 | 482 | 0 | 0 | 0 | 0 | 0 | 0 | 0 | 0 | 0 | 482 | 0 | 0 | 482 | 0 | 0 | 1 | 0 | 0 | 0 | 0 | 0 | 0 | 0 | 0 | 0 | 1 | 0 | 0 | 1 | 0 | [7 empty] | https://www.google.com/maps/@?api=1&map_action=map&center=40.078600000000002%2C-93.635000000000005&zoom=17&basemap=satellite | 5209 | [118 empty] | 0.26 |  |  | 43 |  |  | 0.35 | 0.09 |  |  | 21 |  |  | 0.4 | 0.42 |  |  | 71 |  |  | 0.3 | 0.01 |  |  | 60 |  |  | 0.05 | 0.15 |  |  | 71 |  |  | 0.12 | 0.07 |  |  | 65 |  |  | 0.06 | 0.24 |  |  | 78 |  |  | 0.16 | 0.12415 | 3.3555 | Oil | FRS_110007374509
265 | 1084 | 2021 | CA | Haynes Generating Station | 400 | Los Angeles Department of Water & Power | 11208 | Los Angeles Department of Water & Power | 11208 | Electric Utility | Los Angeles Department of Water and Power | LDWP | WECC | CAMX | WECC California |  | 6 | 37 | Los Angeles | 33.7647 | -118.0991 | 10 | 11 | NG | GAS |  | 0.17083 | 1739.1 | 1 | Yes | [5 empty] | 19922285.28 | 11536605.14 | 19922285.28 | 11536605.14 | 2602486.998 | 1512668.002 | 68.723 | 38.961 | 5.977 | 1160040.799 | 43883.424 | 4388.342 | 1161243.205 |  | 0.053 | 0.052 | 0.005 | 891.486 | 0.017 | 0.002 | 892.41 |  | 0.007 | 0.007 | 0.001 | 116.457 | 0.002 | 0 | 116.577 |  | 0.053 | 0.052 | 0.005 | 891.486 | 0.017 | 0.002 | 892.41 |  | 68.723 | 38.961 | 5.977 | 1160040.799 | 43883.424 | 4388.342 |  | 19922285.28 | 11536605.14 | 19922285.28 | 11536605.14 | EPA/CAMD | EPA/CAMD | EPA/CAMD | EPA/CAMD | EIA | EIA | -- | EPA/CAMD | EPA/CAMD |  |  |  | 0 | [10 empty] | 7655.095 | 0 | 0 | 2602487 | 0 | 0 | 0 | 0 | 0 | 0 | 0 | 0 | 2602487 | 0 | 0 | 2602487 | 0 | 0 | 0 | 1 | 0 | 0 | 0 | 0 | 0 | 0 | 0 | 0 | 1 | 0 | 0 | 1 | 0 | Yes |  | 20130552.56 | 1174477.136 | 65.645 | 6.041 |  | https://www.google.com/maps/@?api=1&map_action=map&center=33.764741000000001%2C-118.09913&zoom=17&basemap=satellite | 109121 | [118 empty] | 0.26 |  |  | 44 |  |  | 0.35 | 0.35 |  |  | 55 |  |  | 0.4 | 0.16 |  |  | 29 |  |  | 0.3 | 0.03 |  |  | 67 |  |  | 0.05 | 0.05 |  |  | 34 |  |  | 0.12 | 0.04 |  |  | 45 |  |  | 0.06 | 0.22 |  |  | 74 |  |  | 0.16 | 25.7348 | 0.013986 | Gas | FRS_110032907362
266 | 2725 | 2021 | GA | Bowen | 703 | Georgia Power Co | 7140 | Georgia Power Co | 7140 | Electric Utility | Southern Company Services, Inc. - Trans | SOCO | SERC | SRSO | SERC South |  | 13 | 15 | Bartow | 34.1256 | -84.9222 | 4 | 4 | BIT | COAL | Yes | 0.30841 | 3498.6 | 0.81931 | [6 empty] | 101136818.8 | 59219731.04 | 101136818.8 | 59219731.04 | 9452106 | 5505335 | 6248.302 | 1879.716 | 6668.752 | 10376633.91 | 2250434.653 | 327408.661 | 10453548.23 |  | 1.322 | 0.683 | 1.411 | 2195.624 | 0.238 | 0.035 | 2211.898 |  | 0.124 | 0.063 | 0.132 | 205.2 | 0.022 | 0.003 | 206.721 |  | 1.322 | 0.683 | 1.411 | 2195.624 | 0.238 | 0.035 | 2211.898 |  | 6248.302 | 1879.716 | 6668.752 | 10376633.91 | 2250434.653 | 327408.661 |  | 101136818.8 | 59219731.04 | 101136818.8 | 59219731.04 | EPA/CAMD | EPA/CAMD | EPA/CAMD | EPA/CAMD | EIA | EIA | -- | EPA/CAMD | EPA/CAMD | [14 empty] | 10699.9243 | 9432180.5 | 19925.515 | 0 | 0 | 0 | 0 | 0 | 0 | 0 | 0 | 0 | 9452106.015 | 0 | 0 | 9452106.015 | 0 | 0.99789 | 0.0021081 | 0 | 0 | 0 | 0 | 0 | 0 | 0 | 0 | 0 | 1 | 0 | 0 | 1 | 0 | Yes |  | 90255474.62 | 9260206.08 | 5276.626 | 5508.348 |  | https://www.google.com/maps/@?api=1&map_action=map&center=34.125599999999999%2C-84.922200000000004&zoom=17&basemap=satellite | 7194 | [118 empty] | 0.23 |  |  | 39 |  |  | 0.35 | 0.16 |  |  | 33 |  |  | 0.4 | 0.3 |  |  | 55 |  |  | 0.3 | 0 |  |  | 0 |  |  | 0.05 | 0.13 |  |  | 67 |  |  | 0.12 | 0.05 |  |  | 49 |  |  | 0.06 | 0.1 |  |  | 27 |  |  | 0.16 | 256.9028 | 0.064479 | Coal | FRS_110000356356
267 | 1676 | 2021 | CA | Scattergood Generating Station | 404 | Los Angeles Department of Water & Power | 11208 | Los Angeles Department of Water & Power | 11208 | Electric Utility | Los Angeles Department of Water and Power | LDWP | WECC | CAMX | WECC California |  | 6 | 37 | Los Angeles | 33.9182 | -118.4276 | 5 | 6 | NG | GAS |  | 0.24826 | 876 | 0.91957 | Yes | [5 empty] | 14547679.78 | 6607452.657 | 14547679.78 | 6607452.657 | 1905079 | 863469 | 42.638 | 19.618 | 4.364 | 847919.517 | 31982.791 | 3198.279 | 848795.845 |  | 0.045 | 0.045 | 0.005 | 890.167 | 0.017 | 0.002 | 891.087 |  | 0.006 | 0.006 | 0.001 | 116.571 | 0.002 | 0 | 116.692 |  | 0.045 | 0.045 | 0.005 | 890.167 | 0.017 | 0.002 | 891.087 |  | 42.638 | 19.618 | 4.364 | 847919.517 | 31982.791 | 3198.279 |  | 14547679.78 | 6607452.657 | 14547679.78 | 6607452.657 | EPA/CAMD | EPA/CAMD | EPA/CAMD | EPA/CAMD | EIA | EIA | -- | EPA/CAMD | EPA/CAMD |  |  |  | 0 | [10 empty] | 7636.2606 | 0 | 0 | 1905079 | 0 | 0 | 0 | 0 | 0 | 0 | 0 | 0 | 1905079 | 0 | 0 | 1905079 | 0 | 0 | 0 | 1 | 0 | 0 | 0 | 0 | 0 | 0 | 0 | 0 | 1 | 0 | 0 | 1 | 0 | Yes |  | 14356018.7 | 837569.727 | 41.833 | 4.308 |  | https://www.google.com/maps/@?api=1&map_action=map&center=33.918151000000002%2C-118.427648&zoom=17&basemap=satellite | 57583 | [118 empty] | 0.22 |  |  | 37 |  |  | 0.35 | 0.33 |  |  | 54 |  |  | 0.4 | 0.11 |  |  | 18 |  |  | 0.3 | 0.02 |  |  | 63 |  |  | 0.05 | 0.02 |  |  | 19 |  |  | 0.12 | 0.05 |  |  | 54 |  |  | 0.06 | 0.15 |  |  | 47 |  |  | 0.16 | 17.5922 | 0.020676 | Gas | FRS_110000914734
268 | 1935 | 2021 | CA | Valley Generating Station | 408 | Los Angeles Department of Water & Power | 11208 | Los Angeles Department of Water & Power | 11208 | Electric Utility | Los Angeles Department of Water and Power | LDWP | WECC | CAMX | WECC California |  | 6 | 37 | Los Angeles | 34.245 | -118.3913 | 3 | 4 | NG | GAS |  | 0.19717 | 690.5 | 1 | Yes | [5 empty] | 8662081.204 | 4459864.257 | 8662081.204 | 4459864.257 | 1192624 | 613427 | 43.307 | 22.397 | 2.599 | 504384.281 | 19280.633 | 1928.063 | 504912.57 |  | 0.073 | 0.073 | 0.004 | 845.84 | 0.016 | 0.002 | 846.725 |  | 0.01 | 0.01 | 0.001 | 116.458 | 0.002 | 0 | 116.58 |  | 0.073 | 0.073 | 0.004 | 845.84 | 0.016 | 0.002 | 846.725 |  | 43.307 | 22.397 | 2.599 | 504384.281 | 19280.633 | 1928.063 |  | 8662081.204 | 4459864.257 | 8662081.204 | 4459864.257 | EPA/CAMD | EPA/CAMD | EPA/CAMD | EPA/CAMD | EIA | EIA | -- | EPA/CAMD | EPA/CAMD |  |  |  | 0 | [10 empty] | 7263.0445 | 0 | 0 | 1192624 | 0 | 0 | 0 | 0 | 0 | 0 | 0 | 0 | 1192624 | 0 | 0 | 1192624 | 0 | 0 | 0 | 1 | 0 | 0 | 0 | 0 | 0 | 0 | 0 | 0 | 1 | 0 | 0 | 1 | 0 | Yes |  | 14898151.25 | 869217.038 | 62.885 | 4.47 |  | https://www.google.com/maps/@?api=1&map_action=map&center=34.244990999999999%2C-118.391327&zoom=17&basemap=satellite | 193274 | [118 empty] | 0.62 |  |  | 84 |  |  | 0.35 | 0.86 |  |  | 87 |  |  | 0.4 | 0.38 |  |  | 66 |  |  | 0.3 | 0.15 |  |  | 89 |  |  | 0.05 | 0.36 |  |  | 94 |  |  | 0.12 | 0.05 |  |  | 52 |  |  | 0.06 | 0.12 |  |  | 36 |  |  | 0.16 | 1.1609 | 0.0027527 | Gas | FRS_110012444417
269 | 2799 | 2021 | GA | Jack McDonough | 710 | Georgia Power Co | 7140 | Georgia Power Co | 7140 | Electric Utility | Southern Company Services, Inc. - Trans | SOCO | SERC | SRSO | SERC South |  | 13 | 67 | Cobb | 33.8239 | -84.4758 | 10 | 11 | NG | GAS |  | 0.73082 | 2848.4 | 0.1153 | [6 empty] | 122222910.5 | 51429778.47 | 122222910.5 | 51429778.47 | 18235418 | 7644440 | 427.673 | 176.177 | 46.336 | 7263964.904 | 280811.059 | 28087.888 | 7271660.138 |  | 0.047 | 0.046 | 0.005 | 796.688 | 0.015 | 0.002 | 797.532 |  | 0.007 | 0.007 | 0.001 | 118.864 | 0.002 | 0 | 118.99 |  | 0.047 | 0.046 | 0.005 | 796.688 | 0.015 | 0.002 | 797.532 |  | 427.673 | 176.177 | 46.336 | 7263964.904 | 280811.059 | 28087.888 |  | 122222910.5 | 51429778.47 | 122222910.5 | 51429778.47 | EPA/CAMD | EPA/CAMD; EIA | EPA/CAMD | EPA/CAMD; EIA | EIA | EIA | -- | EPA/CAMD | EPA/CAMD | [14 empty] | 6702.5013 | 0 | 1468.461 | 18233949.22 | 0 | 0 | 0 | 0 | 0 | 0 | 0 | 0 | 18235417.68 | 0 | 0 | 18235417.68 | 0 | 0 | 8.0528e-05 | 0.99992 | 0 | 0 | 0 | 0 | 0 | 0 | 0 | 0 | 1 | 0 | 0 | 1 | 0 | Yes |  | 123961062 | 7366518.537 | 484.869 | 38.319 |  | https://www.google.com/maps/@?api=1&map_action=map&center=33.823900000000002%2C-84.475800000000007&zoom=17&basemap=satellite | 62561 | [118 empty] | 0.39 |  |  | 63 |  |  | 0.35 | 0.56 |  |  | 70 |  |  | 0.4 | 0.22 |  |  | 41 |  |  | 0.3 | 0.01 |  |  | 58 |  |  | 0.05 | 0.05 |  |  | 32 |  |  | 0.12 | 0.06 |  |  | 63 |  |  | 0.06 | 0.13 |  |  | 38 |  |  | 0.16 | 152.8271 | 0.016336 | Gas | FRS_110000355972
270 | 1039 | 2021 | CA | Glenarm | 422 | City of Pasadena - (CA) | 14534 | City of Pasadena - (CA) | 14534 | Electric Utility | California Independent System Operator | CISO | WECC | CAMX | WECC California | CAISO | 6 | 37 | Los Angeles | 34.126 | -118.1494 | 3 | 6 | NG | GAS |  | 0.00776 | 265.6 | 1 | [6 empty] | 179450.085 | 97148.714 | 179450.085 | 97148.714 | 18062 | 9967 | 1.833 | 0.845 | 0.053 | 10663.999 | 484.667 | 48.467 | 10677.279 |  | 0.203 | 0.17 | 0.006 | 1180.822 | 0.027 | 0.003 | 1182.292 |  | 0.02 | 0.017 | 0.001 | 118.852 | 0.003 | 0 | 119 |  | 0.203 | 0.17 | 0.006 | 1180.822 | 0.027 | 0.003 | 1182.292 |  | 1.833 | 0.845 | 0.053 | 10663.999 | 484.667 | 48.467 |  | 179450.085 | 97148.714 | 179450.085 | 97148.714 | EPA/CAMD | EPA/CAMD | EPA/CAMD | EPA/CAMD | EIA | EIA | -- | EPA/CAMD | EPA/CAMD | [14 empty] | 9935.2278 | 0 | 0 | 18062 | 0 | 0 | 0 | 0 | 0 | 0 | 0 | 0 | 18062 | 0 | 0 | 18062 | 0 | 0 | 0 | 1 | 0 | 0 | 0 | 0 | 0 | 0 | 0 | 0 | 1 | 0 | 0 | 1 | 0 | Yes |  | 500949.92 | 29770.706 | 4.974 | 0.147 |  | https://www.google.com/maps/@?api=1&map_action=map&center=34.125999999999998%2C-118.1494&zoom=17&basemap=satellite | 238019 | [118 empty] | 0.5 |  |  | 74 |  |  | 0.35 | 0.73 |  |  | 80 |  |  | 0.4 | 0.27 |  |  | 49 |  |  | 0.3 | 0.11 |  |  | 86 |  |  | 0.05 | 0.13 |  |  | 65 |  |  | 0.12 | 0.06 |  |  | 57 |  |  | 0.06 | 0.16 |  |  | 51 |  |  | 0.16 | 1.9241 | 0.065457 | Gas | FRS_110031277669
271 | 2818 | 2021 | GA | McManus | 715 | Georgia Power Co | 7140 | Georgia Power Co | 7140 | Electric Utility | Southern Company Services, Inc. - Trans | SOCO | SERC | SRSO | SERC South |  | 13 | 127 | Glynn | 31.2136 | -81.5462 | 9 | 10 | DFO | OIL |  | 0 | 560 | [7 empty] | 36307.8 | 7984.9 | 36307.8 | 7984.9 | -41.998 | -9.997 | 21.785 | 5.328 | 9.078 | 2964.999 | 228.833 | 45.767 | 2974.679 |  | 0 | 0 | 0 | 0 | 0 | 0 | 0 |  | 1.2 | 1.335 | 0.5 | 163.326 | 0.006 | 0.001 | 163.859 |  | 0 | 0 | 0 | 0 | 0 | 0 | 0 |  | 21.785 | 5.328 | 9.078 | 2964.999 | 228.833 | 45.767 |  | 36307.8 | 7984.9 | 36307.8 | 7984.9 | EPA/CAMD | EPA/CAMD; EIA | EPA/CAMD | EIA | EIA | EIA | -- | EPA/CAMD | EPA/CAMD | [14 empty] | -864492.0117 | 0 | -41.999 | 0 | 0 | 0 | 0 | 0 | 0 | 0 | 0 | 0 | -41.999 | 0 | 0 | -41.999 | 0 | [16 empty] | Yes |  | 316044.9 |  | 189.627 | 79.018 |  | https://www.google.com/maps/@?api=1&map_action=map&center=31.213645%2C-81.546165000000002&zoom=17&basemap=satellite | 13549 | [118 empty] | 0.27 |  |  | 46 |  |  | 0.35 | 0.24 |  |  | 44 |  |  | 0.4 | 0.29 |  |  | 53 |  |  | 0.3 | 0.01 |  |  | 59 |  |  | 0.05 | 0.09 |  |  | 53 |  |  | 0.12 | 0.05 |  |  | 54 |  |  | 0.06 | 0.17 |  |  | 56 |  |  | 0.16 | 0.39399 | 0.34913 | Oil | FRS_110000360617
272 | 2096 | 2021 | CO | Cherokee | 469 | Public Service Co of Colorado | 15466 | Public Service Co of Colorado | 15466 | Electric Utility | Public Service Company of Colorado | PSCO | WECC | RMPA | WECC Rockies |  | 8 | 1 | Adams | 39.8073 | -104.9645 | 3 | 4 | NG | GAS |  | 0.34096 | 1006.4 | 0.76506 | [6 empty] | 25532406.64 | 13313466.35 | 25532406.64 | 13313466.35 | 3005952 | 1571301 | 445.261 | 263.185 | 7.618 | 1517354.281 | 56603.022 | 5660.302 | 1518905.204 |  | 0.296 | 0.335 | 0.005 | 1009.567 | 0.019 | 0.002 | 1010.598 |  | 0.035 | 0.04 | 0.001 | 118.857 | 0.002 | 0 | 118.979 |  | 0.296 | 0.335 | 0.005 | 1009.567 | 0.019 | 0.002 | 1010.598 |  | 445.261 | 263.185 | 7.618 | 1517354.281 | 56603.022 | 5660.302 |  | 25532406.64 | 13313466.35 | 25532406.64 | 13313466.35 | EPA/CAMD | EPA/CAMD | EPA/CAMD | EPA/CAMD | EIA | EIA | -- | EPA/CAMD | EPA/CAMD | [14 empty] | 8493.9502 | 0 | 0 | 3005952 | 0 | 0 | 0 | 0 | 0 | 0 | 0 | 0 | 3005952 | 0 | 0 | 3005952 | 0 | 0 | 0 | 1 | 0 | 0 | 0 | 0 | 0 | 0 | 0 | 0 | 1 | 0 | 0 | 1 | 0 | Yes |  | 38046326.49 | 2260964.95 | 874.524 | 11.364 |  | https://www.google.com/maps/@?api=1&map_action=map&center=39.807274999999997%2C-104.96454799999999&zoom=17&basemap=satellite | 71089 | [118 empty] | 0.53 |  |  | 77 |  |  | 0.35 | 0.7 |  |  | 78 |  |  | 0.4 | 0.36 |  |  | 63 |  |  | 0.3 | 0.09 |  |  | 83 |  |  | 0.05 | 0.26 |  |  | 88 |  |  | 0.12 | 0.06 |  |  | 58 |  |  | 0.06 | 0.1 |  |  | 25 |  |  | 0.16 | 54.202 | 0.02831 | Gas | FRS_110000859679
273 | 2926 | 2021 | GA | Yates | 728 | Georgia Power Co | 7140 | Georgia Power Co | 7140 | Electric Utility | Southern Company Services, Inc. - Trans | SOCO | SERC | SRSO | SERC South |  | 13 | 77 | Coweta | 33.4622 | -84.8986 | 2 | 2 | NG | GAS |  | 0.17867 | 807.4 | 1 | [6 empty] | 15024706.89 | 8802011.948 | 15024706.89 | 8802011.948 | 1263668 | 755388 | 523.6 | 296.996 | 4.508 | 892898.101 | 32792.653 | 3279.265 | 893796.62 |  | 0.829 | 0.786 | 0.007 | 1413.185 | 0.026 | 0.003 | 1414.607 |  | 0.07 | 0.067 | 0.001 | 118.857 | 0.002 | 0 | 118.977 |  | 0.829 | 0.786 | 0.007 | 1413.185 | 0.026 | 0.003 | 1414.607 |  | 523.6 | 296.996 | 4.508 | 892898.101 | 32792.653 | 3279.265 |  | 15024706.89 | 8802011.948 | 15024706.89 | 8802011.948 | EPA/CAMD | EPA/CAMD | EPA/CAMD | EPA/CAMD | EIA | EIA | -- | EPA/CAMD | EPA/CAMD | [14 empty] | 11889.7581 | 0 | 0 | 1263668 | 0 | 0 | 0 | 0 | 0 | 0 | 0 | 0 | 1263668 | 0 | 0 | 1263668 | 0 | 0 | 0 | 1 | 0 | 0 | 0 | 0 | 0 | 0 | 0 | 0 | 1 | 0 | 0 | 1 | 0 | Yes |  | 16169347.93 | 960924.17 | 600.533 | 4.851 |  | https://www.google.com/maps/@?api=1&map_action=map&center=33.462200000000003%2C-84.898600000000002&zoom=17&basemap=satellite | 2516 | [118 empty] | 0.2 |  |  | 33 |  |  | 0.35 | 0.13 |  |  | 29 |  |  | 0.4 | 0.28 |  |  | 50 |  |  | 0.3 | 0 |  |  | 0 |  |  | 0.05 | 0.23 |  |  | 84 |  |  | 0.12 | 0.06 |  |  | 57 |  |  | 0.06 | 0.15 |  |  | 49 |  |  | 0.16 | 90.9295 | 0.080774 | Gas | FRS_110000357319
274 | 2106 | 2021 | CO | Comanche (470) | 470 | Public Service Co of Colorado | 15466 | Public Service Co of Colorado | 15466 | Electric Utility | Western Area Power Administration - Rocky Mountain Region | WACM | WECC | RMPA | WECC Rockies |  | 8 | 101 | Pueblo | 38.2081 | -104.5747 | 3 | 3 | SUB | COAL | Yes | 0.57071 | 1635.3 | 0.38214 | [6 empty] | 84175215.43 | 38328038.5 | 84175215.43 | 38328038.5 | 8175602 | 3732609 | 4293.736 | 1911.099 | 3607.451 | 8733864.411 | 2002379.259 | 291005.098 | 8802253.911 |  | 1.05 | 1.024 | 0.882 | 2136.568 | 0.245 | 0.036 | 2153.298 |  | 0.102 | 0.1 | 0.086 | 207.516 | 0.024 | 0.003 | 209.141 |  | 1.05 | 1.024 | 0.882 | 2136.568 | 0.245 | 0.036 | 2153.298 |  | 4293.736 | 1911.099 | 3607.451 | 8733864.411 | 2002379.259 | 291005.098 |  | 84175215.43 | 38328038.5 | 84175215.43 | 38328038.5 | EPA/CAMD | EPA/CAMD | EPA/CAMD | EPA/CAMD | EIA | EIA | -- | EPA/CAMD | EPA/CAMD | [14 empty] | 10295.9042 | 7936812.6 | 0 | 238789.41 | 0 | 0 | 0 | 0 | 0 | 0 | 0 | 0 | 8175602.01 | 0 | 0 | 8175602.01 | 0 | 0.97079 | 0 | 0.029208 | 0 | 0 | 0 | 0 | 0 | 0 | 0 | 0 | 1 | 0 | 0 | 1 | 0 | Yes |  | 64057588.41 | 6642118.755 | 3364.001 | 2688.906 |  | https://www.google.com/maps/@?api=1&map_action=map&center=38.208100000000002%2C-104.57470000000001&zoom=17&basemap=satellite | 7577 | [118 empty] | 0.47 |  |  | 72 |  |  | 0.35 | 0.55 |  |  | 69 |  |  | 0.4 | 0.4 |  |  | 69 |  |  | 0.3 | 0.02 |  |  | 64 |  |  | 0.05 | 0.1 |  |  | 54 |  |  | 0.12 | 0.05 |  |  | 54 |  |  | 0.06 | 0.19 |  |  | 64 |  |  | 0.16 | 27.645 | 0.013323 | Coal | FRS_110000467851
275 | 2724 | 2021 | GA | Boulevard | 732 | Georgia Power Co | 7140 | Georgia Power Co | 7140 | Electric Utility | Southern Company Services, Inc. - Trans | SOCO | SERC | SRSO | SERC South |  | 13 | 51 | Chatham | 32.0411 | -81.145 | 1 | 1 | DFO | OIL |  | 0 | 15.6 | [7 empty] | 349 | 152 | 349 | 152 | -64 | -27 | 0.154 | 0.067 | 0.054 | 28.5 | 2.308 | 0.462 | 28.598 |  | 0 | 0 | 0 | 0 | 0 | 0 | 0 |  | 0.883 | 0.882 | 0.307 | 163.324 | 0.007 | 0.001 | 163.883 |  | 0 | 0 | 0 | 0 | 0 | 0 | 0 |  | 0.154 | 0.067 | 0.054 | 28.5 | 2.308 | 0.462 |  | 349 | 152 | 349 | 152 | EIA | EIA | EIA | EIA | EIA | EIA | -- | EIA | EIA | [14 empty] | -5453.125 | 0 | -64 | 0 | 0 | 0 | 0 | 0 | 0 | 0 | 0 | 0 | -64 | 0 | 0 | -64 | 0 | [23 empty] | https://www.google.com/maps/@?api=1&map_action=map&center=32.0411%2C-81.144999999999996&zoom=17&basemap=satellite | 40430 | [118 empty] | 0.62 |  |  | 84 |  |  | 0.35 | 0.72 |  |  | 79 |  |  | 0.4 | 0.52 |  |  | 81 |  |  | 0.3 | 0.02 |  |  | 64 |  |  | 0.05 | 0.14 |  |  | 69 |  |  | 0.12 | 0.06 |  |  | 63 |  |  | 0.06 | 0.14 |  |  | 42 |  |  | 0.16 | 0.0023998 | 0 | Oil | FRS_110028017722
276 | 2172 | 2021 | CO | Martin Drake | 492 | City of Colorado Springs - (CO) | 3989 | City of Colorado Springs - (CO) | 3989 | Electric Utility | Western Area Power Administration - Rocky Mountain Region | WACM | WECC | RMPA | WECC Rockies |  | 8 | 41 | El Paso | 38.8244 | -104.8333 | 2 | 2 | NG | GAS | Yes | 0.32362 | 207.3 | 0.79397 | [6 empty] | 7549715.235 | 3830491.184 | 7549715.235 | 3830491.184 | 587675 | 292712 | 648.171 | 339.341 | 83.683 | 595428.375 | 82274.593 | 11544.668 | 598176.963 |  | 2.206 | 2.319 | 0.285 | 2026.387 | 0.14 | 0.02 | 2035.741 |  | 0.172 | 0.177 | 0.022 | 157.735 | 0.011 | 0.002 | 158.463 |  | 2.206 | 2.319 | 0.285 | 2026.387 | 0.14 | 0.02 | 2035.741 |  | 648.171 | 339.341 | 83.683 | 595428.375 | 82274.593 | 11544.668 |  | 7549715.235 | 3830491.184 | 7549715.235 | 3830491.184 | EPA/CAMD | EPA/CAMD | EPA/CAMD | EPA/CAMD | EIA | EIA | -- | EPA/CAMD | EPA/CAMD | [14 empty] | 12846.7524 | 243561.54 | 0 | 344113.46 | 0 | 0 | 0 | 0 | 0 | 0 | 0 | 0 | 587675 | 0 | 0 | 587675 | 0 | 0.41445 | 0 | 0.58555 | 0 | 0 | 0 | 0 | 0 | 0 | 0 | 0 | 1 | 0 | 0 | 1 | 0 | Yes |  | 2645983.904 | 156850.304 | 173.611 | 7.56 |  | https://www.google.com/maps/@?api=1&map_action=map&center=38.824444%2C-104.833333&zoom=17&basemap=satellite | 79610 | [118 empty] | 0.3 |  |  | 52 |  |  | 0.35 | 0.27 |  |  | 48 |  |  | 0.4 | 0.33 |  |  | 58 |  |  | 0.3 | 0.02 |  |  | 63 |  |  | 0.05 | 0.07 |  |  | 45 |  |  | 0.12 | 0.05 |  |  | 51 |  |  | 0.06 | 0.18 |  |  | 61 |  |  | 0.16 | 12.19 | 0.060694 | Gas | FRS_110009559637
277 | 2745 | 2021 | GA | Crisp Plant | 753 | Crisp County Power Comm | 4538 | Crisp County Power Comm | 4538 | Electric Utility | Southern Company Services, Inc. - Trans | SOCO | SERC | SRSO | SERC South |  | 13 | 321 | Worth | 31.8447 | -83.9407 | 2 | 2 | NG | GAS |  | 0 | 17.5 | [7 empty] | 0 | 0 | 0 | 0 | 0 | 0 | 0 | 0 | 0 | 0 | 0 | 0 | 0 | [25 empty] | 0 | 0 | 0 | 0 | 0 | 0 |  | 0 | 0 | 0 | 0 | EIA | EIA | EIA | EIA | EIA | EIA | -- | EIA | EIA | [15 empty] | 0 | 0 | 0 | 0 | 0 | 0 | 0 | 0 | 0 | 0 | 0 | 0 | 0 | 0 | 0 | 0 | [23 empty] | https://www.google.com/maps/@?api=1&map_action=map&center=31.844708000000001%2C-83.940734000000006&zoom=17&basemap=satellite | 1475 | [118 empty] | 0.31 |  |  | 52 |  |  | 0.35 | 0.26 |  |  | 46 |  |  | 0.4 | 0.36 |  |  | 63 |  |  | 0.3 | 0 |  |  | 0 |  |  | 0.05 | 0.2 |  |  | 80 |  |  | 0.12 | 0.09 |  |  | 78 |  |  | 0.06 | 0.32 |  |  | 90 |  |  | 0.16 | 0 |  | Gas | FRS_110002439148
278 | 2146 | 2021 | CO | Hayden | 525 | WAPA-- Western Area Power Administration | 27000 | Public Service Co of Colorado | 15466 | Electric Utility | Public Service Company of Colorado | PSCO | WECC | RMPA | WECC Rockies |  | 8 | 107 | Routt | 40.4856 | -107.185 | 2 | 2 | BIT | COAL | Yes | 0.60704 | 465.4 | 0.3216 | [6 empty] | 28348096.3 | 12359066.66 | 28348096.3 | 12359066.66 | 2474838 | 1081235 | 725.593 | 310.561 | 1628.192 | 2908507.324 | 644866.73 | 93800.106 | 2930544.374 |  | 0.586 | 0.574 | 1.316 | 2350.463 | 0.261 | 0.038 | 2368.272 |  | 0.051 | 0.05 | 0.115 | 205.199 | 0.023 | 0.003 | 206.754 |  | 0.586 | 0.574 | 1.316 | 2350.463 | 0.261 | 0.038 | 2368.272 |  | 725.593 | 310.561 | 1628.192 | 2908507.324 | 644866.73 | 93800.106 |  | 28348096.3 | 12359066.66 | 28348096.3 | 12359066.66 | EPA/CAMD | EPA/CAMD | EPA/CAMD | EPA/CAMD | EIA | EIA | -- | EPA/CAMD | EPA/CAMD | [14 empty] | 11454.526 | 2472123.5 | 850.238 | 1864.273 | 0 | 0 | 0 | 0 | 0 | 0 | 0 | 0 | 2474838.011 | 0 | 0 | 2474838.011 | 0 | 0.9989 | 0.00034355 | 0.00075329 | 0 | 0 | 0 | 0 | 0 | 0 | 0 | 0 | 1 | 0 | 0 | 1 | 0 | Yes |  | 32993464.15 | 3385128.444 | 862.247 | 1971.459 |  | https://www.google.com/maps/@?api=1&map_action=map&center=40.485599999999998%2C-107.185&zoom=17&basemap=satellite | 156 | [118 empty] | 0.16 |  |  | 22 |  |  | 0.35 | 0.09 |  |  | 22 |  |  | 0.4 | 0.22 |  |  | 40 |  |  | 0.3 | 0 |  |  | 0 |  |  | 0.05 | 0.04 |  |  | 28 |  |  | 0.12 | 0.04 |  |  | 36 |  |  | 0.06 | 0.16 |  |  | 54 |  |  | 0.16 | 18.17 | 0.017885 | Coal | FRS_110012355281
279 | 8890 | 2021 | OK | Ponca | 762 | City of Ponca City - (OK) | 15202 | Oklahoma Municipal Power Authority | 14077 | Electric Utility | Southwest Power Pool | SWPP | MRO | SPSO | SPP South |  | 40 | 71 | Kay | 36.7198 | -97.0858 | 3 | 4 | NG | GAS |  | 0.01374 | 182.3 | 1 | [6 empty] | 211259.589 | 159399.791 | 211259.589 | 159399.791 | 21941 | 16090 | 7.952 | 6.09 | 0.063 | 12554.158 | 495.555 | 49.556 | 12567.736 |  | 0.725 | 0.757 | 0.006 | 1144.356 | 0.023 | 0.002 | 1145.594 |  | 0.075 | 0.076 | 0.001 | 118.851 | 0.002 | 0 | 118.979 |  | 0.725 | 0.757 | 0.006 | 1144.356 | 0.023 | 0.002 | 1145.594 |  | 7.952 | 6.09 | 0.063 | 12554.158 | 495.555 | 49.556 |  | 211259.589 | 159399.791 | 211259.589 | 159399.791 | EPA/CAMD | EPA/CAMD | EPA/CAMD | EPA/CAMD | EIA | EIA | -- | EPA/CAMD | EPA/CAMD | [15 empty] | 0 | 0 | 21941 | 0 | 0 | 0 | 0 | 0 | 0 | 0 | 0 | 21941 | 0 | 0 | 21941 | 0 | 0 | 0 | 1 | 0 | 0 | 0 | 0 | 0 | 0 | 0 | 0 | 1 | 0 | 0 | 1 | 0 | Yes |  | 413257.488 | 24559.093 | 13.999 | 0.124 |  | https://www.google.com/maps/@?api=1&map_action=map&center=36.719790000000003%2C-97.085757999999998&zoom=17&basemap=satellite | 23996 | [118 empty] | 0.35 |  |  | 59 |  |  | 0.35 | 0.29 |  |  | 49 |  |  | 0.4 | 0.42 |  |  | 71 |  |  | 0.3 | 0.02 |  |  | 62 |  |  | 0.05 | 0.12 |  |  | 62 |  |  | 0.12 | 0.07 |  |  | 69 |  |  | 0.06 | 0.19 |  |  | 62 |  |  | 0.16 | 0.407 | 0.061986 | Gas | FRS_110001632145
280 | 199 | 2021 | AL | McWilliams | 533 | PowerSouth Energy Cooperative | 189 | PowerSouth Energy Cooperative | 189 | Electric Utility | PowerSouth Energy Cooperative | AEC | SERC | SRSO | SERC South |  | 1 | 39 | Covington | 31.4003 | -86.4764 | 3 | 7 | NG | GAS |  | 0.69811 | 654 | 0.16982 | [6 empty] | 28622563.22 | 13202012.91 | 28622563.22 | 13202012.91 | 3999501 | 1840392 | 208.245 | 95.852 | 8.651 | 1701113.135 | 66468.615 | 6652.202 | 1702935.171 |  | 0.104 | 0.104 | 0.004 | 850.663 | 0.017 | 0.002 | 851.574 |  | 0.015 | 0.015 | 0.001 | 118.865 | 0.002 | 0 | 118.992 |  | 0.104 | 0.104 | 0.004 | 850.663 | 0.017 | 0.002 | 851.574 |  | 208.245 | 95.852 | 8.651 | 1701113.135 | 66468.615 | 6652.202 |  | 28622563.22 | 13202012.91 | 28622563.22 | 13202012.91 | EPA/CAMD | EPA/CAMD | EPA/CAMD | EPA/CAMD | EIA | EIA | -- | EPA/CAMD | EPA/CAMD | [14 empty] | 7156.5336 | 0 | 1069.406 | 3998431.6 | 0 | 0 | 0 | 0 | 0 | 0 | 0 | 0 | 3999501.006 | 0 | 0 | 3999501.006 | 0 | 0 | 0.00026738 | 0.99973 | 0 | 0 | 0 | 0 | 0 | 0 | 0 | 0 | 1 | 0 | 0 | 1 | 0 | Yes |  | 28253099.58 | 1679034.028 | 214.666 | 8.488 |  | https://www.google.com/maps/@?api=1&map_action=map&center=31.400255000000001%2C-86.476449000000002&zoom=17&basemap=satellite | 1653 | [118 empty] | 0.27 |  |  | 47 |  |  | 0.35 | 0.16 |  |  | 33 |  |  | 0.4 | 0.39 |  |  | 67 |  |  | 0.3 | 0.01 |  |  | 58 |  |  | 0.05 | 0.1 |  |  | 58 |  |  | 0.12 | 0.04 |  |  | 38 |  |  | 0.06 | 0.27 |  |  | 85 |  |  | 0.16 | 98.4 | 0.047329 | Gas | FRS_110020517957
281 | 2945 | 2021 | HI | Kahe Generating Station | 765 | Hawaiian Electric Co Inc | 19547 | Hawaiian Electric Co Inc | 19547 | Electric Utility | Hawaiian Electric Co Inc | HECO | HI | HIOA | HICC Oahu |  | 15 | 3 | Honolulu | 21.3564 | -158.1289 | 6 | 6 | RFO | OIL |  | 0.39625 | 609.7 | 0.67291 | [6 empty] | 22872171.22 | 9782320.051 | 22872171.22 | 9782320.051 | 2116379 | 902222 | 3335.588 | 1420.967 | 10024.096 | 1866084.373 | 151273.634 | 30254.727 | 1872483.248 |  | 3.152 | 3.15 | 9.473 | 1763.469 | 0.071 | 0.014 | 1769.516 |  | 0.292 | 0.291 | 0.877 | 163.175 | 0.007 | 0.001 | 163.735 |  | 3.152 | 3.15 | 9.473 | 1763.469 | 0.071 | 0.014 | 1769.516 |  | 3335.588 | 1420.967 | 10024.096 | 1866084.373 | 151273.634 | 30254.727 |  | 22872171.22 | 9782320.051 | 22872171.22 | 9782320.051 | EIA | EIA | EIA | EIA | EIA | EIA | -- | EIA | [15 empty] | 10807.219 | 0 | 2116379 | 0 | 0 | 0 | 0 | 0 | 0 | 0 | 0 | 0 | 2116379 | 0 | 0 | 2116379 | 0 | 0 | 1 | 0 | 0 | 0 | 0 | 0 | 0 | 0 | 0 | 0 | 1 | 0 | 0 | 1 | 0 | Yes | [6 empty] | https://www.google.com/maps/@?api=1&map_action=map&center=21.356394999999999%2C-158.12885299999999&zoom=17&basemap=satellite | 22806 | [118 empty] | 0.53 |  |  | 77 |  |  | 0.35 | 0.84 |  |  | 85 |  |  | 0.4 | 0.22 |  |  | 40 |  |  | 0.3 | 0.02 |  |  | 63 |  |  | 0.05 | 0.05 |  |  | 35 |  |  | 0.12 | 0.08 |  |  | 75 |  |  | 0.06 | 0.14 |  |  | 42 |  |  | 0.16 | 110.5409 | 0.092968 | Oil | FRS_110000486439
282 | 2311 | 2021 | CT | Branford | 540 | Connecticut Light & Power Co | 4176 | Connecticut Jet Power LLC | 22379 | IPP Non-CHP | ISO New England Inc. | ISNE | NPCC | NEWE | NPCC New England | ISONE | 9 | 9 | New Haven | 41.2925 | -72.7942 | 1 | 1 | KER | OIL |  | 0.00136 | 21.8 | 1 | [6 empty] | 5297 | 2370 | 5297 | 2370 | 259 | 83 | 3.914 | 1.337 | 1.087 | 439.088 | 28.473 | 5.695 | 440.292 |  | 30.224 | 32.217 | 8.394 | 3390.641 | 0.11 | 0.022 | 3399.941 |  | 1.478 | 1.128 | 0.41 | 165.787 | 0.005 | 0.001 | 166.242 |  | 30.224 | 32.217 | 8.394 | 3390.641 | 0.11 | 0.022 | 3399.941 |  | 3.914 | 1.337 | 1.087 | 439.088 | 28.473 | 5.695 |  | 5297 | 2370 | 5297 | 2370 | EPA/CAMD; EIA | EPA/CAMD | EIA | EIA | EIA | EIA | -- | EPA/CAMD; EIA | EPA/CAMD | [14 empty] | 20451.7375 | 0 | 259 | 0 | 0 | 0 | 0 | 0 | 0 | 0 | 0 | 0 | 259 | 0 | 0 | 259 | 0 | 0 | 1 | 0 | 0 | 0 | 0 | 0 | 0 | 0 | 0 | 0 | 1 | 0 | 0 | 1 | 0 | Yes |  | 2827.5 |  | 0.949 |  |  | https://www.google.com/maps/@?api=1&map_action=map&center=41.292499999999997%2C-72.794200000000004&zoom=17&basemap=satellite | 29927 | [118 empty] | 0.14 |  |  | 18 |  |  | 0.35 | 0.12 |  |  | 28 |  |  | 0.4 | 0.15 |  |  | 26 |  |  | 0.3 | 0.02 |  |  | 64 |  |  | 0.05 | 0.04 |  |  | 26 |  |  | 0.12 | 0.04 |  |  | 40 |  |  | 0.06 | 0.25 |  |  | 80 |  |  | 0.16 | 7.971e-05 | 0.0014626 | Oil | FRS_110010383343
283 | 2985 | 2021 | HI | Waiau Generating Station | 766 | Hawaiian Electric Co Inc | 19547 | Hawaiian Electric Co Inc | 19547 | Electric Utility | Hawaiian Electric Co Inc | HECO | HI | HIOA | HICC Oahu |  | 15 | 3 | Honolulu | 21.389 | -157.9615 | 8 | 8 | RFO | OIL |  | 0.21446 | 474.6 | 0.9759 | [6 empty] | 10022210.16 | 4148017.719 | 10022210.16 | 4148017.719 | 891617 | 374877 | 1343.974 | 547.128 | 4256.453 | 817724.837 | 66285.633 | 13257.127 | 820528.719 |  | 3.015 | 2.919 | 9.548 | 1834.251 | 0.074 | 0.015 | 1840.541 |  | 0.268 | 0.264 | 0.849 | 163.183 | 0.007 | 0.001 | 163.742 |  | 3.015 | 2.919 | 9.548 | 1834.251 | 0.074 | 0.015 | 1840.541 |  | 1343.974 | 547.128 | 4256.453 | 817724.837 | 66285.633 | 13257.127 |  | 10022210.16 | 4148017.719 | 10022210.16 | 4148017.719 | EIA | EIA | EIA | EIA | EIA | EIA | -- |  | EIA | [14 empty] | 11240.488 | 0 | 891617 | 0 | 0 | 0 | 0 | 0 | 0 | 0 | 0 | 0 | 891617 | 0 | 0 | 891617 | 0 | 0 | 1 | 0 | 0 | 0 | 0 | 0 | 0 | 0 | 0 | 0 | 1 | 0 | 0 | 1 | 0 | Yes | [6 empty] | https://www.google.com/maps/@?api=1&map_action=map&center=21.388997%2C-157.96151800000001&zoom=17&basemap=satellite | 106187 | [118 empty] | 0.52 |  |  | 76 |  |  | 0.35 | 0.88 |  |  | 88 |  |  | 0.4 | 0.16 |  |  | 29 |  |  | 0.3 | 0.05 |  |  | 76 |  |  | 0.05 | 0.07 |  |  | 46 |  |  | 0.12 | 0.06 |  |  | 60 |  |  | 0.06 | 0.22 |  |  | 74 |  |  | 0.16 | 38.2552 | 0.10383 | Oil | FRS_110000486420
284 | 2334 | 2021 | CT | Cos Cob | 542 | Connecticut Light & Power Co | 4176 | Connecticut Jet Power LLC | 22379 | IPP Non-CHP | ISO New England Inc. | ISNE | NPCC | NEWE | NPCC New England | ISONE | 9 | 1 | Fairfield | 41.0289 | -73.5989 | 5 | 5 | KER | OIL |  | 0.0009 | 115 | 1 | [6 empty] | 18658.2 | 7602.2 | 18658.2 | 7602.2 | 902.998 | 289 | 13.808 | 4.563 | 4.105 | 1546.649 | 107.522 | 21.504 | 1551.197 |  | 30.583 | 31.578 | 9.092 | 3425.587 | 0.119 | 0.024 | 3435.66 |  | 1.48 | 1.2 | 0.44 | 165.788 | 0.006 | 0.001 | 166.275 |  | 30.583 | 31.578 | 9.092 | 3425.579 | 0.119 | 0.024 | 3435.653 |  | 13.808 | 4.563 | 4.105 | 1546.649 | 107.522 | 21.504 |  | 18658.2 | 7602.2 | 18658.2 | 7602.2 | EPA/CAMD; EIA | EPA/CAMD | EIA | EIA | EIA | EIA | -- | EPA/CAMD; EIA | EPA/CAMD | [14 empty] | 20662.4585 | 0 | 903 | 0 | 0 | 0 | 0 | 0 | 0 | 0 | 0 | 0 | 903 | 0 | 0 | 903 | 0 | 0 | 1 | 0 | 0 | 0 | 0 | 0 | 0 | 0 | 0 | 0 | 1 | 0 | 0 | 1 | 0 | Yes |  | 7642.5 |  | 4.587 |  |  | https://www.google.com/maps/@?api=1&map_action=map&center=41.0289%2C-73.5989&zoom=17&basemap=satellite | 59121 | [118 empty] | 0.32 |  |  | 54 |  |  | 0.35 | 0.43 |  |  | 62 |  |  | 0.4 | 0.21 |  |  | 38 |  |  | 0.3 | 0.08 |  |  | 81 |  |  | 0.05 | 0.08 |  |  | 47 |  |  | 0.12 | 0.05 |  |  | 53 |  |  | 0.06 | 0.16 |  |  | 53 |  |  | 0.16 | 0.078687 | 0.16922 | Oil | FRS_110001731010
285 | 2990 | 2021 | HI | Waimea | 768 | Hawaii Electric Light Co Inc | 8287 | Hawaii Electric Light Co Inc | 8287 | Electric Utility | No balancing authority | NA | HI | HIMS | HICC Miscellaneous |  | 15 | 1 | Hawaii | 20.0252 | -155.6955 | 3 | 3 | DFO | OIL |  | 0.02009 | 7.5 | 1 | [6 empty] | 13985.001 | 6036 | 13985.001 | 6036 | 1320 | 570 | 22.89 | 9.879 | 2.028 | 1142.055 | 92.495 | 18.499 | 1145.968 |  | 34.682 | 34.663 | 3.072 | 1730.386 | 0.07 | 0.014 | 1736.314 |  | 3.274 | 3.273 | 0.29 | 163.326 | 0.007 | 0.001 | 163.885 |  | 34.682 | 34.663 | 3.072 | 1730.386 | 0.07 | 0.014 | 1736.314 |  | 22.89 | 9.879 | 2.028 | 1142.055 | 92.495 | 18.499 |  | 13985.001 | 6036 | 13985.001 | 6036 | EIA | EIA | EIA | EIA | EIA | EIA | -- | EIA | EIA | [14 empty] | 10594.6977 | 0 | 1320 | 0 | 0 | 0 | 0 | 0 | 0 | 0 | 0 | 0 | 1320 | 0 | 0 | 1320 | 0 | 0 | 1 | 0 | 0 | 0 | 0 | 0 | 0 | 0 | 0 | 0 | 1 | 0 | 0 | 1 | 0 | [7 empty] | https://www.google.com/maps/@?api=1&map_action=map&center=20.025200000000002%2C-155.69550000000001&zoom=17&basemap=satellite | 4559 | [118 empty] | 0.4 |  |  | 65 |  |  | 0.35 | 0.61 |  |  | 73 |  |  | 0.4 | 0.19 |  |  | 35 |  |  | 0.3 | 0.02 |  |  | 62 |  |  | 0.05 | 0.06 |  |  | 41 |  |  | 0.12 | 0.06 |  |  | 63 |  |  | 0.06 | 0.22 |  |  | 73 |  |  | 0.16 | 1.8729 | 3.309 | Oil | FRS_110027165387
286 | 2343 | 2021 | CT | Devon | 544 | Connecticut Light & Power Co | 4176 | Devon Power LLC | 22350 | IPP Non-CHP | ISO New England Inc. | ISNE | NPCC | NEWE | NPCC New England | ISONE | 9 | 9 | New Haven | 41.2098 | -73.109 | 9 | 5 | DFO | OIL |  | 0 | 222.6 | [7 empty] | 91501.732 | 57349.177 | 91501.732 | 57349.177 | -1190.002 | -381 | 23.798 | 17.872 | 6.476 | 7423.844 | 150.128 | 30.026 | 7430.194 |  | 0 | 0 | 0 | 0 | 0 | 0 | 0 |  | 0.52 | 0.623 | 0.142 | 162.267 | 0.002 | 0 | 162.406 |  | 0 | 0 | 0 | 0 | 0 | 0 | 0 |  | 23.798 | 17.872 | 6.476 | 7423.844 | 150.128 | 30.026 |  | 91501.732 | 57349.177 | 91501.732 | 57349.177 | EPA/CAMD; EIA | EPA/CAMD | EPA/CAMD; EIA | EPA/CAMD; EIA | EIA | EIA | -- | EPA/CAMD | EPA/CAMD | [14 empty] | -76892.2118 | 0 | -1190 | 0 | 0 | 0 | 0 | 0 | 0 | 0 | 0 | 0 | -1190 | 0 | 0 | -1190 | 0 | [16 empty] | Yes |  | 128395.984 | 9680.856 | 42.502 | 1.227 |  | https://www.google.com/maps/@?api=1&map_action=map&center=41.209797000000002%2C-73.108975999999998&zoom=17&basemap=satellite | 82155 | [118 empty] | 0.3 |  |  | 51 |  |  | 0.35 | 0.4 |  |  | 60 |  |  | 0.4 | 0.19 |  |  | 34 |  |  | 0.3 | 0.05 |  |  | 73 |  |  | 0.05 | 0.09 |  |  | 54 |  |  | 0.12 | 0.05 |  |  | 49 |  |  | 0.06 | 0.19 |  |  | 63 |  |  | 0.16 | 0.76799 | 0 | Oil | FRS_110030737610
287 | 2955 | 2021 | HI | Kanoelehua | 769 | Hawaii Electric Light Co Inc | 8287 | Hawaii Electric Light Co Inc | 8287 | Electric Utility | No balancing authority | NA | HI | HIMS | HICC Miscellaneous |  | 15 | 1 | Hawaii | 19.7052 | -155.0625 | 5 | 5 | DFO | OIL |  | 0.01085 | 21 | 1 | [6 empty] | 53726.999 | 23213.999 | 53726.999 | 23213.999 | 1996 | 861.999 | 31.917 | 13.795 | 8.196 | 4387.501 | 355.344 | 71.069 | 4402.532 |  | 31.981 | 32.007 | 8.213 | 4396.294 | 0.178 | 0.036 | 4411.355 |  | 1.188 | 1.189 | 0.305 | 163.326 | 0.007 | 0.001 | 163.885 |  | 31.981 | 32.007 | 8.213 | 4396.294 | 0.178 | 0.036 | 4411.355 |  | 31.917 | 13.795 | 8.196 | 4387.501 | 355.344 | 71.069 |  | 53726.999 | 23213.999 | 53726.999 | 23213.999 | EIA | EIA | EIA | EIA | EIA | EIA | -- | EIA | EIA | [14 empty] | 26917.3342 | 0 | 1996 | 0 | 0 | 0 | 0 | 0 | 0 | 0 | 0 | 0 | 1996 | 0 | 0 | 1996 | 0 | 0 | 1 | 0 | 0 | 0 | 0 | 0 | 0 | 0 | 0 | 0 | 1 | 0 | 0 | 1 | 0 | [7 empty] | https://www.google.com/maps/@?api=1&map_action=map&center=19.705200000000001%2C-155.0625&zoom=17&basemap=satellite | 30535 | [118 empty] | 0.63 |  |  | 85 |  |  | 0.35 | 0.86 |  |  | 86 |  |  | 0.4 | 0.39 |  |  | 67 |  |  | 0.3 | 0.05 |  |  | 75 |  |  | 0.05 | 0.07 |  |  | 45 |  |  | 0.12 | 0.05 |  |  | 50 |  |  | 0.06 | 0.21 |  |  | 72 |  |  | 0.16 | 1.4163 | 1.4601 | Oil | FRS_110000486377
288 | 2385 | 2021 | CT | Montville | 546 | Connecticut Light & Power Co | 4176 | NRG Montville Operations Inc | 22380 | IPP Non-CHP | ISO New England Inc. | ISNE | NPCC | NEWE | NPCC New England | ISONE | 9 | 11 | New London | 41.4281 | -72.1019 | 2 | 4 | RFO | OIL |  | 0.0062 | 495.3 | 1 | [6 empty] | 392710.16 | 211626.95 | 392710.16 | 211626.95 | 26921 | 15372 | 24.6 | 10.993 | 36.906 | 28892.429 | 2173.061 | 407.507 | 28980.311 |  | 1.828 | 1.43 | 2.742 | 2146.46 | 0.081 | 0.015 | 2152.989 |  | 0.125 | 0.104 | 0.188 | 147.144 | 0.006 | 0.001 | 147.591 |  | 1.828 | 1.43 | 2.742 | 2146.46 | 0.081 | 0.015 | 2152.989 |  | 24.6 | 10.993 | 36.906 | 28892.429 | 2173.061 | 407.507 |  | 392710.16 | 211626.95 | 392710.16 | 211626.95 | EPA/CAMD | EPA/CAMD | EPA/CAMD | EPA/CAMD | EIA | EIA | -- | EPA/CAMD | EPA/CAMD | [14 empty] | 14587.5027 | 0 | 18005.722 | 8915.278 | 0 | 0 | 0 | 0 | 0 | 0 | 0 | 0 | 26921 | 0 | 0 | 26921 | 0 | 0 | 0.66884 | 0.33116 | 0 | 0 | 0 | 0 | 0 | 0 | 0 | 0 | 1 | 0 | 0 | 1 | 0 | Yes |  | 1372779.118 | 106282.32 | 92.003 | 174.874 |  | https://www.google.com/maps/@?api=1&map_action=map&center=41.428100000000001%2C-72.101900000000001&zoom=17&basemap=satellite | 18254 | [118 empty] | 0.19 |  |  | 30 |  |  | 0.35 | 0.24 |  |  | 44 |  |  | 0.4 | 0.17 |  |  | 31 |  |  | 0.3 | 0.01 |  |  | 60 |  |  | 0.05 | 0.08 |  |  | 47 |  |  | 0.12 | 0.05 |  |  | 53 |  |  | 0.06 | 0.14 |  |  | 44 |  |  | 0.16 | 2.9511 | 0.49632 | Oil | FRS_110000316006
289 | 2984 | 2021 | HI | W H Hill | 772 | Hawaii Electric Light Co Inc | 8287 | Hawaii Electric Light Co Inc | 8287 | Electric Utility | No balancing authority | NA | HI | HIMS | HICC Miscellaneous |  | 15 | 1 | Hawaii | 19.7041 | -155.0607 | 2 | 2 | RFO | OIL |  | 0.4389 | 37.1 | 0.60184 | [6 empty] | 1947165.066 | 742170.507 | 1947165.066 | 742170.507 | 142640 | 54736 | 306.341 | 116.568 | 849.359 | 158864.424 | 12878.289 | 2575.658 | 159409.176 |  | 4.295 | 4.259 | 11.909 | 2227.488 | 0.09 | 0.018 | 2235.126 |  | 0.315 | 0.314 | 0.872 | 163.175 | 0.007 | 0.001 | 163.735 |  | 4.295 | 4.259 | 11.909 | 2227.488 | 0.09 | 0.018 | 2235.126 |  | 306.341 | 116.568 | 849.359 | 158864.424 | 12878.289 | 2575.658 |  | 1947165.066 | 742170.507 | 1947165.066 | 742170.507 | EIA | EIA | EIA | EIA | EIA | EIA | -- | EIA | EIA | [14 empty] | 13650.9048 | 0 | 142640 | 0 | 0 | 0 | 0 | 0 | 0 | 0 | 0 | 0 | 142640 | 0 | 0 | 142640 | 0 | 0 | 1 | 0 | 0 | 0 | 0 | 0 | 0 | 0 | 0 | 0 | 1 | 0 | 0 | 1 | 0 | [7 empty] | https://www.google.com/maps/@?api=1&map_action=map&center=19.7041%2C-155.0607&zoom=17&basemap=satellite | 30026 | [118 empty] | 0.63 |  |  | 85 |  |  | 0.35 | 0.86 |  |  | 86 |  |  | 0.4 | 0.39 |  |  | 67 |  |  | 0.3 | 0.05 |  |  | 75 |  |  | 0.05 | 0.07 |  |  | 45 |  |  | 0.12 | 0.05 |  |  | 50 |  |  | 0.06 | 0.21 |  |  | 72 |  |  | 0.16 | 10.2445 | 0.11917 | Oil | FRS_110000486377
290 | 150 | 2021 | AK | Wrangell | 95 | City of Wrangell - (AK) | 21015 | City of Wrangell - (AK) | 21015 | Electric Utility | No balancing authority | NA | AK | AKMS | ASCC Miscellaneous |  | 2 | 275 | Wrangell | 56.461 | -132.3794 | 4 | 4 | DFO | OIL |  | 0.00698 | 8.5 | 1 | [6 empty] | 5525 | 2013.999 | 5525 | 2013.999 | 520 | 190 | 9.358 | 3.412 | 0.801 | 451.188 | 36.542 | 7.308 | 452.734 |  | 35.992 | 35.916 | 3.081 | 1735.338 | 0.07 | 0.014 | 1741.284 |  | 3.388 | 3.388 | 0.29 | 163.326 | 0.007 | 0.001 | 163.886 |  | 35.992 | 35.916 | 3.081 | 1735.338 | 0.07 | 0.014 | 1741.284 |  | 9.358 | 3.412 | 0.801 | 451.188 | 36.542 | 7.308 |  | 5525 | 2013.999 | 5525 | 2013.999 | EIA | EIA | EIA | EIA | EIA | EIA | -- | EIA | EIA | [14 empty] | 10625 | 0 | 520 | 0 | 0 | 0 | 0 | 0 | 0 | 0 | 0 | 0 | 520 | 0 | 0 | 520 | 0 | 0 | 1 | 0 | 0 | 0 | 0 | 0 | 0 | 0 | 0 | 0 | 1 | 0 | 0 | 1 | 0 | [7 empty] | https://www.google.com/maps/@?api=1&map_action=map&center=56.460976000000002%2C-132.37943899999999&zoom=17&basemap=satellite | 1837 | [118 empty] | 0.38 |  |  | 62 |  |  | 0.35 | 0.38 |  |  | 58 |  |  | 0.4 | 0.37 |  |  | 65 |  |  | 0.3 | 0 |  |  | 0 |  |  | 0.05 | 0.14 |  |  | 68 |  |  | 0.12 | 0.06 |  |  | 63 |  |  | 0.06 | 0.2 |  |  | 69 |  |  | 0.16 | 0.80709 | 2.764 | Oil | FRS_110010418360
291 | 151 | 2021 | AK | Yakutat | 6637 | CBY DBA Yakutat Power | 30150 | Alaska Village Elec Coop, Inc | 221 | Electric Utility | No balancing authority | NA | AK | AKMS | ASCC Miscellaneous |  | 2 | 282 | Yakutat | 59.5446 | -139.7243 | 4 | 4 | DFO | OIL |  | 0.191 | 3.8 | 1 |  | Yes | 0 |  | 1 |  | 56382 | 20561 | 56382 | 20561 | 6357.999 | 2319.001 | 93.664 | 34.156 | 8.175 | 4604.317 | 372.903 | 74.581 | 4620.091 |  | 29.463 | 29.458 | 2.572 | 1448.354 | 0.059 | 0.012 | 1453.316 |  | 3.322 | 3.322 | 0.29 | 163.326 | 0.007 | 0.001 | 163.885 |  | 29.463 | 29.458 | 2.572 | 1448.354 | 0.059 | 0.012 | 1453.316 |  | 93.664 | 34.156 | 8.175 | 4604.317 | 372.903 | 74.581 |  | 56382 | 20561 | 56382 | 20561 | EIA | EIA | EIA | EIA | EIA | EIA | -- | EIA | EIA | [6 empty] | 0 | 0 | 0 | 0 | 0 | 0 | 0 | 0 | 8867.883 | 0 | 6358 | 0 | 0 | 0 | 0 | 0 | 0 | 0 | 0 | 0 | 6358 | 0 | 0 | 6358 | 0 | 0 | 1 | 0 | 0 | 0 | 0 | 0 | 0 | 0 | 0 | 0 | 1 | 0 | 0 | 1 | 0 | [7 empty] | https://www.google.com/maps/@?api=1&map_action=map&center=59.544553000000001%2C-139.72430600000001&zoom=17&basemap=satellite | 578 | [118 empty] | 0.54 |  |  | 78 |  |  | 0.35 | 0.68 |  |  | 77 |  |  | 0.4 | 0.41 |  |  | 70 |  |  | 0.3 | 0.01 |  |  | 58 |  |  | 0.05 | 0.06 |  |  | 37 |  |  | 0.12 | 0.11 |  |  | 89 |  |  | 0.06 | 0.14 |  |  | 44 |  |  | 0.16 | 8.5027 | 2.8624 | Oil | FRS_110007236516
292 | 2975 | 2021 | HI | Palaau Power Hybrid | 792 | Maui Electric Co Ltd | 11843 | Maui Electric Co Ltd | 11843 | Electric Utility | No balancing authority | NA | HI | HIMS | HICC Miscellaneous |  | 15 | 9 | Maui | 21.106 | -157.0647 | 11 | 11 | DFO | OIL |  | 0.21227 | 17.1 | 0.97955 | [6 empty] | 320601.997 | 138475.999 | 320601.997 | 138475.999 | 31796.999 | 13735.001 | 525.185 | 226.837 | 46.494 | 26181.28 | 2120.421 | 424.084 | 26270.974 |  | 33.034 | 33.031 | 2.924 | 1646.777 | 0.067 | 0.013 | 1652.418 |  | 3.276 | 3.276 | 0.29 | 163.326 | 0.007 | 0.001 | 163.885 |  | 33.034 | 33.031 | 2.924 | 1646.777 | 0.067 | 0.013 | 1652.418 |  | 525.185 | 226.837 | 46.494 | 26181.28 | 2120.421 | 424.084 |  | 320601.997 | 138475.999 | 320601.997 | 138475.999 | EIA | EIA | EIA | EIA | EIA | EIA | -- | EIA | EIA | [14 empty] | 10082.775 | 0 | 31797 | 0 | 0 | 0 | 0 | 0 | 0 | 0 | 0 | 0 | 31797 | 0 | 0 | 31797 | 0 | 0 | 1 | 0 | 0 | 0 | 0 | 0 | 0 | 0 | 0 | 0 | 1 | 0 | 0 | 1 | 0 | [7 empty] | https://www.google.com/maps/@?api=1&map_action=map&center=21.106000000000002%2C-157.06469999999999&zoom=17&basemap=satellite | 477 | [118 empty] | 0.64 |  |  | 86 |  |  | 0.35 | 0.91 |  |  | 89 |  |  | 0.4 | 0.38 |  |  | 65 |  |  | 0.3 | 0.01 |  |  | 57 |  |  | 0.05 | 0.07 |  |  | 45 |  |  | 0.12 | 0.08 |  |  | 74 |  |  | 0.06 | 0.27 |  |  | 84 |  |  | 0.16 | 50.2251 | 3.1319 | Oil | FRS_110008062283
293 | 2354 | 2021 | CT | Franklin Drive | 561 | Connecticut Light & Power Co | 4176 | Connecticut Jet Power LLC | 22379 | IPP Non-CHP | ISO New England Inc. | ISNE | NPCC | NEWE | NPCC New England | ISONE | 9 | 5 | Litchfield | 41.7989 | -73.1163 | 1 | 1 | KER | OIL |  | 0.00109 | 21.8 | 1 | [6 empty] | 5044 | 2305 | 5044 | 2305 | 208 | 67 | 3.926 | 1.383 | 1.019 | 418.116 | 26.694 | 5.339 | 419.245 |  | 37.75 | 41.284 | 9.799 | 4020.346 | 0.128 | 0.026 | 4031.203 |  | 1.557 | 1.2 | 0.404 | 165.787 | 0.005 | 0.001 | 166.235 |  | 37.75 | 41.284 | 9.799 | 4020.346 | 0.128 | 0.026 | 4031.203 |  | 3.926 | 1.383 | 1.019 | 418.116 | 26.694 | 5.339 |  | 5044 | 2305 | 5044 | 2305 | EPA/CAMD; EIA | EPA/CAMD | EIA | EIA | EIA | EIA | -- | EPA/CAMD; EIA | EPA/CAMD | [14 empty] | 24250 | 0 | 208 | 0 | 0 | 0 | 0 | 0 | 0 | 0 | 0 | 0 | 208 | 0 | 0 | 208 | 0 | 0 | 1 | 0 | 0 | 0 | 0 | 0 | 0 | 0 | 0 | 0 | 1 | 0 | 0 | 1 | 0 | Yes |  | 7287.5 |  | 4.373 |  |  | https://www.google.com/maps/@?api=1&map_action=map&center=41.798943000000001%2C-73.116266999999993&zoom=17&basemap=satellite | 31956 | [118 empty] | 0.23 |  |  | 38 |  |  | 0.35 | 0.17 |  |  | 35 |  |  | 0.4 | 0.29 |  |  | 52 |  |  | 0.3 | 0.03 |  |  | 66 |  |  | 0.05 | 0.1 |  |  | 56 |  |  | 0.12 | 0.05 |  |  | 48 |  |  | 0.06 | 0.19 |  |  | 62 |  |  | 0.16 | 0.00010443 | 0.0012736 | Oil | FRS_110002484678
294 | 3382 | 2021 | ID | Salmon Diesel | 817 | Idaho Power Co | 9191 | Idaho Power Co | 9191 | Electric Utility | Idaho Power Company | IPCO | WECC | NWPP | WECC Northwest |  | 16 | 59 | Lemhi | 45.1834 | -113.8853 | 2 | 2 | DFO | OIL |  | 0.00059 | 5 | 1 | [6 empty] | 311 | 188 | 311 | 188 | 26 | 16 | 0.494 | 0.298 | 0.045 | 25.398 | 2.057 | 0.411 | 25.485 |  | 38 | 37.25 | 3.462 | 1953.692 | 0.079 | 0.016 | 1960.385 |  | 3.177 | 3.17 | 0.289 | 163.331 | 0.007 | 0.001 | 163.891 |  | 38 | 37.25 | 3.462 | 1953.692 | 0.079 | 0.016 | 1960.385 |  | 0.494 | 0.298 | 0.045 | 25.398 | 2.057 | 0.411 |  | 311 | 188 | 311 | 188 | EIA | EIA | EIA | EIA | EIA | EIA | -- | EIA | EIA | [14 empty] | 11961.5385 | 0 | 26 | 0 | 0 | 0 | 0 | 0 | 0 | 0 | 0 | 0 | 26 | 0 | 0 | 26 | 0 | 0 | 1 | 0 | 0 | 0 | 0 | 0 | 0 | 0 | 0 | 0 | 1 | 0 | 0 | 1 | 0 | [7 empty] | https://www.google.com/maps/@?api=1&map_action=map&center=45.183368000000002%2C-113.885307&zoom=17&basemap=satellite | 4056 | [118 empty] | 0.22 |  |  | 37 |  |  | 0.35 | 0.06 |  |  | 17 |  |  | 0.4 | 0.38 |  |  | 66 |  |  | 0.3 | 0 |  |  | 0 |  |  | 0.05 | 0.08 |  |  | 48 |  |  | 0.12 | 0.04 |  |  | 43 |  |  | 0.06 | 0.29 |  |  | 88 |  |  | 0.16 | 0.053785 | 3.1638 | Oil | FRS_110007262924
295 | 152 | 2021 | AL | ABC Coke | 56076 | Alabama Power Co | 195 | Drummond Company, Inc. | 5321 | Industrial CHP | Southern Company Services, Inc. - Trans | SOCO | SERC | SRSO | SERC South |  | 1 | 73 | Jefferson | 33.5828 | -86.7799 | 1 | 1 | COG | COAL | Yes | 0.00348 | 3.8 | 1 |  | Yes | 848788.8 | 0 | 0.000622 |  | 659.81 | 279.957 | 659.81 | 279.957 | 116 | 49.219 | 0.005 | 0.002 | 0 | 34.075 | 1.455 | 0.145 | 34.115 |  | 0.088 | 0.088 | 0.004 | 587.496 | 0.013 | 0.001 | 588.182 |  | 0.015 | 0.015 | 0.001 | 103.287 | 0.002 | 0 | 103.407 |  | 0.088 | 0.088 | 0.004 | 587.496 | 0.013 | 0.001 | 588.182 |  | 8.174 | 3.468 | 0.339 | 54823.824 | 2340.623 | 233.766 |  | 1061587 | 450431 | 1061587 | 450431 | EIA | EIA | EIA | EIA | EIA | EIA | -- | EIA | EIA | [6 empty] | 1060927.19 | 450151.043 | 8.169 | 3.466 | 0.339 | 54789.749 | 2339.169 | 233.62 | 5688.018 | 0 | 0 | 51.188 | 0 | 0 | 0 | 0 | 0 | 0 | 64.812 | 0 | 116 | 0 | 0 | 116 | 0 | 0 | 0 | 0.44128 | 0 | 0 | 0 | 0 | 0 | 0 | 0.55872 | 0 | 1 | 0 | 0 | 1 | 0 | [7 empty] | https://www.google.com/maps/@?api=1&map_action=map&center=33.582793000000002%2C-86.779865999999998&zoom=17&basemap=satellite | 24613 | [118 empty] | 0.66 |  |  | 87 |  |  | 0.35 | 0.78 |  |  | 82 |  |  | 0.4 | 0.55 |  |  | 84 |  |  | 0.3 | 0.02 |  |  | 63 |  |  | 0.05 | 0.17 |  |  | 75 |  |  | 0.12 | 0.06 |  |  | 63 |  |  | 0.06 | 0.16 |  |  | 54 |  |  | 0.16 | 0.01798 | 0.069155 | Coal | FRS_110000366817
296 | 3476 | 2021 | IL | E D Edwards | 856 | Ameren Illinois Company | 56697 | Illinois Power Resources Generating LLC | 49756 | IPP Non-CHP | Midcontinent Independent Transmission System Operator, Inc.. | MISO | SERC | SRMW | SERC Midwest | MISO | 17 | 143 | Peoria | 40.5958 | -89.6631 | 2 | 2 | SUB | COAL | Yes | 0.48084 | 644.3 | 0.53194 | [6 empty] | 27897384.59 | 12995252.73 | 27897384.59 | 12995252.73 | 2713868 | 1286067 | 2372.976 | 1028.928 | 5982.476 | 2925878.756 | 722417.73 | 105096.265 | 2950568.321 |  | 1.749 | 1.6 | 4.409 | 2156.242 | 0.266 | 0.039 | 2174.438 |  | 0.17 | 0.158 | 0.429 | 209.76 | 0.026 | 0.004 | 211.53 |  | 1.749 | 1.6 | 4.409 | 2156.242 | 0.266 | 0.039 | 2174.438 |  | 2372.976 | 1028.928 | 5982.476 | 2925878.756 | 722417.73 | 105096.265 |  | 27897384.59 | 12995252.73 | 27897384.59 | 12995252.73 | EPA/CAMD | EPA/CAMD | EPA/CAMD | EPA/CAMD | EIA | EIA | -- | EPA/CAMD | EPA/CAMD | [14 empty] | 10279.5657 | 2709509.5 | 4358.519 | 0 | 0 | 0 | 0 | 0 | 0 | 0 | 0 | 0 | 2713868.019 | 0 | 0 | 2713868.019 | 0 | 0.99839 | 0.001606 | 0 | 0 | 0 | 0 | 0 | 0 | 0 | 0 | 0 | 1 | 0 | 0 | 1 | 0 | Yes |  | 27513395.88 | 2885598.824 | 2103.027 | 6698.223 |  | https://www.google.com/maps/@?api=1&map_action=map&center=40.595799999999997%2C-89.6631&zoom=17&basemap=satellite | 23404 | [118 empty] | 0.19 |  |  | 29 |  |  | 0.35 | 0.06 |  |  | 16 |  |  | 0.4 | 0.31 |  |  | 56 |  |  | 0.3 | 0 |  |  | 0 |  |  | 0.05 | 0.1 |  |  | 55 |  |  | 0.12 | 0.07 |  |  | 67 |  |  | 0.06 | 0.17 |  |  | 56 |  |  | 0.16 | 174.7251 | 0.11252 | Coal | FRS_110000438125
297 | 153 | 2021 | AL | Alabama Pine Pulp | 54429 | Alabama Power Co | 195 | Alabama River Cellulose LLC | 57356 | Industrial CHP | Southern Company Services, Inc. - Trans | SOCO | SERC | SRSO | SERC South |  | 1 | 99 | Monroe | 31.5825 | -87.4889 | 2 | 1 | BLQ | BIOMASS |  | 0.66377 | 69 | 0.22706 | Yes | Yes | 7379536 | 0.186 | 0.19834 |  | 2771992.84 | 1024059.219 | 2771992.84 | 1024059.219 | 401206.62 | 152254.605 | 177.593 | 65.555 | 703.742 | 8088.885 | 21924.175 | 12516.946 | 10227.962 |  | 0.885 | 0.861 | 3.508 | 40.323 | 0.055 | 0.031 | 50.986 |  | 0.128 | 0.128 | 0.508 | 5.836 | 0.008 | 0.005 | 7.38 |  | 0.885 | 0.861 | 3.508 | 40.323 | 0.055 | 0.031 | 50.986 |  | 895.407 | 330.522 | 3548.198 | 1510557.361 | 110539.573 | 63109.234 |  | 13976120.4 | 5163207.76 | 13976120.4 | 5163207.76 | EIA | EIA | EIA | EIA | EIA | EIA | -- | EIA | EIA |  |  |  | 1469773.982 |  |  | 11204127.56 | 4139148.541 | 717.814 | 264.967 | 2844.456 | 32694.494 | 88615.398 | 50592.288 | 6909.1404 | 0 | 0 | 20259.939 | 0 | 0 | 380946.679 | 0 | 0 | 0 | 0 | 0 | 20259.939 | 380946.679 | 380946.679 | 401206.618 | 0 | 0 | 0 | 0.050498 | 0 | 0 | 0.9495 | 0 | 0 | 0 | 0 | 0 | 0.050498 | 0.9495 | 0.9495 | 1 | 0 | [7 empty] | https://www.google.com/maps/@?api=1&map_action=map&center=31.5825%2C-87.488900000000001&zoom=17&basemap=satellite | 113 | [118 empty] | 0.56 |  |  | 80 |  |  | 0.35 | 0.52 |  |  | 68 |  |  | 0.4 | 0.61 |  |  | 88 |  |  | 0.3 | 0 |  |  | 0 |  |  | 0.05 | 0.32 |  |  | 92 |  |  | 0.12 | 0 |  |  | 0 |  |  | 0.06 | 0.2 |  |  | 68 |  |  | 0.16 | 10.0003 | 0.049583 | Biomass | FRS_110069998633
298 | 2382 | 2021 | CT | Middletown | 562 | Connecticut Light & Power Co | 4176 | GenConn Middletown LLC | 56354 | IPP Non-CHP | ISO New England Inc. | ISNE | NPCC | NEWE | NPCC New England | ISONE | 9 | 7 | Middlesex | 41.5544 | -72.5767 | 8 | 8 | NG | GAS |  | 0.01774 | 1028.4 | 1 | [6 empty] | 2010837.889 | 1719959.562 | 2010837.889 | 1719959.562 | 159772 | 142267 | 124.701 | 106.169 | 23.494 | 123232.63 | 486.316 | 91.285 | 123252.31 |  | 1.561 | 1.493 | 0.294 | 1542.606 | 0.003 | 0.001 | 1542.852 |  | 0.124 | 0.123 | 0.023 | 122.568 | 0 | 0 | 122.588 |  | 1.561 | 1.493 | 0.294 | 1542.606 | 0.003 | 0.001 | 1542.852 |  | 124.701 | 106.169 | 23.494 | 123232.63 | 486.316 | 91.285 |  | 2010837.889 | 1719959.562 | 2010837.889 | 1719959.562 | EPA/CAMD; EIA | EPA/CAMD | EPA/CAMD; EIA | EPA/CAMD; EIA | EIA | EIA | -- | EPA/CAMD | EPA/CAMD | [14 empty] | 12585.6713 | 0 | 7382.664 | 152389.337 | 0 | 0 | 0 | 0 | 0 | 0 | 0 | 0 | 159772.001 | 0 | 0 | 159772.001 | 0 | 0 | 0.046207 | 0.95379 | 0 | 0 | 0 | 0 | 0 | 0 | 0 | 0 | 1 | 0 | 0 | 1 | 0 | Yes |  | 2694548.639 | 198291.156 | 206.444 | 256.47 |  | https://www.google.com/maps/@?api=1&map_action=map&center=41.554443999999997%2C-72.576666000000003&zoom=17&basemap=satellite | 8498 | [118 empty] | 0.23 |  |  | 39 |  |  | 0.35 | 0.2 |  |  | 39 |  |  | 0.4 | 0.24 |  |  | 44 |  |  | 0.3 | 0.02 |  |  | 63 |  |  | 0.05 | 0.07 |  |  | 46 |  |  | 0.12 | 0.04 |  |  | 44 |  |  | 0.06 | 0.22 |  |  | 72 |  |  | 0.16 | 15.1706 | 0.10267 | Gas | FRS_110000316266
299 | 3509 | 2021 | IL | Grand Tower Energy Center, LLC | 862 | Ameren Illinois Company | 56697 | Mainline Generation LLC | 59371 | IPP Non-CHP | Midcontinent Independent Transmission System Operator, Inc.. | MISO | SERC | SRMW | SERC Midwest | MISO | 17 | 77 | Jackson | 37.6577 | -89.5112 | 2 | 4 | NG | GAS |  | 0 | 640.9 | [8 empty] | 0 |  | 0 | 0 | 0 | 0 |  | 0 | 0 | [36 empty] | 0 |  | 0 | [6 empty] | -- |  | EPA/CAMD | [15 empty] | 0 | 0 | 0 | 0 | 0 | 0 | 0 | 0 | 0 | 0 | 0 | 0 | 0 | 0 | 0 | 0 | [16 empty] | Yes | [6 empty] | https://www.google.com/maps/@?api=1&map_action=map&center=37.657699999999998%2C-89.511161000000001&zoom=17&basemap=satellite | 637 | [118 empty] | 0.2 |  |  | 33 |  |  | 0.35 | 0.04 |  |  | 12 |  |  | 0.4 | 0.36 |  |  | 64 |  |  | 0.3 | 0 |  |  | 0 |  |  | 0.05 | 0.15 |  |  | 70 |  |  | 0.12 | 0.06 |  |  | 56 |  |  | 0.06 | 0.17 |  |  | 57 |  |  | 0.16 | 28.9148 | 0.050636 | Gas | FRS_110041990389
300 | 154 | 2021 | AL | Alabama River Pulp | 10216 | Alabama Power Co | 195 | Alabama River Cellulose LLC | 57356 | Industrial CHP | Southern Company Services, Inc. - Trans | SOCO | SERC | SRSO | SERC South |  | 1 | 99 | Monroe | 31.5825 | -87.4889 | 2 | 1 | BLQ | BIOMASS |  | 0.77152 | 48 | 0.04746 | Yes | Yes | 9884814.4 | 0.112 | 0.12994 |  | 2104824.044 | 900323.846 | 2104824.044 | 900323.846 | 324410.47 | 145297.232 | 126.528 | 54.165 | 379.077 | 12515.25 | 46998.328 | 11261.211 | 14780.649 |  | 0.78 | 0.746 | 2.337 | 77.157 | 0.145 | 0.035 | 91.123 |  | 0.12 | 0.12 | 0.36 | 11.892 | 0.022 | 0.005 | 14.045 |  | 0.78 | 0.746 | 2.337 | 77.157 | 0.145 | 0.035 | 91.123 |  | 973.725 | 416.84 | 2917.277 | 1679335.966 | 361686.953 | 86663.361 |  | 16198180.24 | 6928658.94 | 16198180.24 | 6928658.94 | EIA | EIA | EIA | EIA | EIA | EIA | -- | EIA | EIA |  |  |  | 1583021.847 |  |  | 14093356.2 | 6028335.094 | 847.197 | 362.675 | 2538.2 | 83798.869 | 314688.625 | 75402.15 | 6488.1508 | 0 | 169.357 | 32761.49 | 0 | 0 | 291479.622 | 0 | 0 | 0 | 0 | 0 | 32930.847 | 291479.622 | 291479.622 | 324410.469 | 0 | 0 | 0.00052204 | 0.10099 | 0 | 0 | 0.89849 | 0 | 0 | 0 | 0 | 0 | 0.10151 | 0.89849 | 0.89849 | 1 | 0 | [7 empty] | https://www.google.com/maps/@?api=1&map_action=map&center=31.5825%2C-87.488900000000001&zoom=17&basemap=satellite | 113 | [118 empty] | 0.56 |  |  | 80 |  |  | 0.35 | 0.52 |  |  | 68 |  |  | 0.4 | 0.61 |  |  | 88 |  |  | 0.3 | 0 |  |  | 0 |  |  | 0.05 | 0.32 |  |  | 92 |  |  | 0.12 | 0 |  |  | 0 |  |  | 0.06 | 0.2 |  |  | 68 |  |  | 0.16 | 11.3548 | 0.067771 | Biomass | FRS_110000589612
301 | 3541 | 2021 | IL | Joliet 9 | 874 | Commonwealth Edison Co | 4110 | Midwest Generations EME LLC | 12384 | IPP Non-CHP | PJM Interconnection, LLC | PJM | RFC | RFCW | RFC West | PJM | 17 | 197 | Will | 41.4931 | -88.1153 | 1 | 1 | NG | GAS |  | 0 | 360.4 | [7 empty] | 75735.7 | 44593.475 | 75735.7 | 44593.475 | -78000 | -28750 | 2.057 | 1.91 | 0.019 | 4490.675 | 89.77 | 8.977 | 4493.135 |  | 0 | 0 | 0 | 0 | 0 | 0 | 0 |  | 0.054 | 0.086 | 0.001 | 118.588 | 0.001 | 0 | 118.653 |  | 0 | 0 | 0 | 0 | 0 | 0 | 0 |  | 2.057 | 1.91 | 0.019 | 4490.675 | 89.77 | 8.977 |  | 75735.7 | 44593.475 | 75735.7 | 44593.475 | EPA/CAMD | EPA/CAMD | EPA/CAMD | EPA/CAMD | EIA | EIA | -- | EPA/CAMD | EPA/CAMD | [14 empty] | -970.9705 | 0 | 0 | -78000 | 0 | 0 | 0 | 0 | 0 | 0 | 0 | 0 | -78000 | 0 | 0 | -78000 | 0 | [16 empty] | Yes |  | 171649.699 | 10175.358 | 4.882 | 0.045 |  | https://www.google.com/maps/@?api=1&map_action=map&center=41.493099999999998%2C-88.115300000000005&zoom=17&basemap=satellite | 42347 | [118 empty] | 0.49 |  |  | 73 |  |  | 0.35 | 0.61 |  |  | 73 |  |  | 0.4 | 0.37 |  |  | 64 |  |  | 0.3 | 0.07 |  |  | 79 |  |  | 0.05 | 0.18 |  |  | 77 |  |  | 0.12 | 0.06 |  |  | 59 |  |  | 0.06 | 0.13 |  |  | 39 |  |  | 0.16 | 0.013482 | 0 | Gas | FRS_110000742929
302 | 155 | 2021 | AL | Albertville | 7924 | Tennessee Valley Authority | 18642 | Albertville Municipal Utilities Board | 241 | Electric Utility | Tennessee Valley Authority | TVA | SERC | SRTV | SERC Tennessee Valley |  | 1 | 95 | Marshall | 34.3634 | -86.2239 | 4 | 4 | DFO | OIL |  | 0 | 4 | [11 empty] | 0 | 0 | 0 |  | 0 | 0 | [45 empty] | -- | [17 empty] | 0 | 0 | 0 | 0 | 0 | 0 | 0 | 0 | 0 | 0 | 0 | 0 | 0 | 0 | 0 | 0 | [23 empty] | https://www.google.com/maps/@?api=1&map_action=map&center=34.363388999999998%2C-86.223889&zoom=17&basemap=satellite | 2153 | [118 empty] | 0.26 |  |  | 44 |  |  | 0.35 | 0.14 |  |  | 31 |  |  | 0.4 | 0.38 |  |  | 66 |  |  | 0.3 | 0.02 |  |  | 64 |  |  | 0.05 | 0.31 |  |  | 91 |  |  | 0.12 | 0.02 |  |  | 25 |  |  | 0.06 | 0.2 |  |  | 66 |  |  | 0.16 |  |  | Oil | FRS_
303 | 3550 | 2021 | IL | Kincaid Generating Station | 876 | Commonwealth Edison Co | 4110 | Dynegy Kincaid Generation | 59918 | IPP Non-CHP | PJM Interconnection, LLC | PJM | RFC | RFCW | RFC West | PJM | 17 | 21 | Christian | 39.5906 | -89.4964 | 2 | 2 | RC | COAL | Yes | 0.3404 | 1319 | 0.766 | [6 empty] | 40652239.04 | 22455951.88 | 40652239.04 | 22455951.88 | 3933111 | 2160536 | 812.383 | 391.434 | 1891.372 | 4263605.946 | 1099318.064 | 159867.706 | 4301167.71 |  | 0.413 | 0.362 | 0.962 | 2168.058 | 0.28 | 0.041 | 2187.158 |  | 0.04 | 0.035 | 0.093 | 209.76 | 0.027 | 0.004 | 211.608 |  | 0.413 | 0.362 | 0.962 | 2168.058 | 0.28 | 0.041 | 2187.158 |  | 812.383 | 391.434 | 1891.372 | 4263605.946 | 1099318.064 | 159867.706 |  | 40652239.04 | 22455951.88 | 40652239.04 | 22455951.88 | EPA/CAMD | EPA/CAMD | EPA/CAMD | EPA/CAMD | EIA | EIA | -- | EPA/CAMD | EPA/CAMD | [14 empty] | 10335.8994 | 3919134.85 | 0 | 13976.107 | 0 | 0 | 0 | 0 | 0 | 0 | 0 | 0 | 3933110.957 | 0 | 0 | 3933110.957 | 0 | 0.99645 | 0 | 0.0035534 | 0 | 0 | 0 | 0 | 0 | 0 | 0 | 0 | 1 | 0 | 0 | 1 | 0 | Yes |  | 39155351.47 | 4106612.412 | 721.593 | 1783.96 |  | https://www.google.com/maps/@?api=1&map_action=map&center=39.590555999999999%2C-89.496388999999994&zoom=17&basemap=satellite | 554 | [118 empty] | 0.09 |  |  | 8 |  |  | 0.35 | 0.01 |  |  | 4 |  |  | 0.4 | 0.17 |  |  | 30 |  |  | 0.3 | 0.01 |  |  | 59 |  |  | 0.05 | 0.1 |  |  | 56 |  |  | 0.12 | 0.01 |  |  | 14 |  |  | 0.06 | 0.15 |  |  | 49 |  |  | 0.16 | 11.3737 | 0.015416 | Coal | FRS_110000602125
304 | 156 | 2021 | AL | AMEA Sylacauga Plant | 56018 | Alabama Power Co | 195 | Alabama Municipal Elec Authority | 40614 | Electric Utility | Southern Company Services, Inc. - Trans | SOCO | SERC | SRSO | SERC South |  | 1 | 121 | Talladega | 33.1661 | -86.2825 | 2 | 2 | NG | GAS |  | 0.05995 | 98.6 | 1 | [6 empty] | 519639.2 | 372287.5 | 519639.2 | 372287.5 | 51777 | 37095 | 21.954 | 15.73 | 0.168 | 30642.3 | 1146.334 | 114.633 | 30673.71 |  | 0.848 | 0.848 | 0.006 | 1183.626 | 0.022 | 0.002 | 1184.839 |  | 0.084 | 0.085 | 0.001 | 117.937 | 0.002 | 0 | 118.058 |  | 0.848 | 0.848 | 0.006 | 1183.626 | 0.022 | 0.002 | 1184.839 |  | 21.954 | 15.73 | 0.168 | 30642.3 | 1146.334 | 114.633 |  | 519639.2 | 372287.5 | 519639.2 | 372287.5 | EPA/CAMD | EPA/CAMD | EPA/CAMD | EPA/CAMD | EIA | EIA | -- | EPA/CAMD | EPA/CAMD | [14 empty] | 10036.1014 | 0 | 0 | 51776.998 | 0 | 0 | 0 | 0 | 0 | 0 | 0 | 0 | 51776.998 | 0 | 0 | 51776.998 | 0 | 0 | 0 | 1 | 0 | 0 | 0 | 0 | 0 | 0 | 0 | 0 | 1 | 0 | 0 | 1 | 0 | Yes |  | 1027552.3 | 60630.3 | 43.441 | 0.328 |  | https://www.google.com/maps/@?api=1&map_action=map&center=33.1661%2C-86.282499999999999&zoom=17&basemap=satellite | 11105 | [118 empty] | 0.39 |  |  | 63 |  |  | 0.35 | 0.32 |  |  | 53 |  |  | 0.4 | 0.46 |  |  | 76 |  |  | 0.3 | 0 |  |  | 0 |  |  | 0.05 | 0.18 |  |  | 76 |  |  | 0.12 | 0.06 |  |  | 58 |  |  | 0.06 | 0.18 |  |  | 61 |  |  | 0.16 | 1.38 | 0.065832 | Gas | FRS_110028032698
305 | 3626 | 2021 | IL | Powerton | 879 | Commonwealth Edison Co | 4110 | Midwest Generations EME LLC | 12384 | IPP Non-CHP | PJM Interconnection, LLC | PJM | RFC | RFCW | RFC West | PJM | 17 | 179 | Tazewell | 40.5408 | -89.6786 | 4 | 2 | SUB | COAL | Yes | 0.1727 | 1785.6 | 1 | [6 empty] | 33359096.25 | 20185788.05 | 33359096.25 | 20185788.05 | 2701322 | 1656475 | 1709.376 | 1044.405 | 1831.577 | 3548135.045 | 805320.067 | 117134.006 | 3575654.513 |  | 1.266 | 1.261 | 1.356 | 2626.962 | 0.298 | 0.043 | 2647.337 |  | 0.102 | 0.103 | 0.11 | 212.724 | 0.024 | 0.004 | 214.374 |  | 1.266 | 1.261 | 1.356 | 2626.962 | 0.298 | 0.043 | 2647.337 |  | 1709.376 | 1044.405 | 1831.577 | 3548135.045 | 805320.067 | 117134.006 |  | 33359096.25 | 20185788.05 | 33359096.25 | 20185788.05 | EPA/CAMD | EPA/CAMD | EPA/CAMD | EPA/CAMD | EIA | EIA | -- | EPA/CAMD | EPA/CAMD | [14 empty] | 12349.1744 | 2698566.4 | 0 | 2755.571 | 0 | 0 | 0 | 0 | 0 | 0 | 0 | 0 | 2701321.971 | 0 | 0 | 2701321.971 | 0 | 0.99898 | 0 | 0.0010201 | 0 | 0 | 0 | 0 | 0 | 0 | 0 | 0 | 1 | 0 | 0 | 1 | 0 | Yes |  | 59372778.01 | 6314958.238 | 3102.933 | 3065.46 |  | https://www.google.com/maps/@?api=1&map_action=map&center=40.540799999999997%2C-89.678600000000003&zoom=17&basemap=satellite | 15582 | [118 empty] | 0.2 |  |  | 33 |  |  | 0.35 | 0.07 |  |  | 18 |  |  | 0.4 | 0.33 |  |  | 58 |  |  | 0.3 | 0 |  |  | 0 |  |  | 0.05 | 0.13 |  |  | 66 |  |  | 0.12 | 0.06 |  |  | 61 |  |  | 0.06 | 0.18 |  |  | 61 |  |  | 0.16 | 102.0183 | 0.24153 | Coal | FRS_110000438027
306 | 2410 | 2021 | CT | South Meadow Station | 563 | Connecticut Light & Power Co | 4176 | NAES Corp | 4426 | IPP Non-CHP | ISO New England Inc. | ISNE | NPCC | NEWE | NPCC New England | ISONE | 9 | 3 | Hartford | 41.7495 | -72.6524 | 8 | 4 | DFO | OIL |  | 0.00078 | 167.2 | 1 | [6 empty] | 23290.5 | 17884.7 | 23290.5 | 17884.7 | 1139 | 875 | 8.924 | 6.905 | 3.578 | 1886.3 | 149.824 | 29.965 | 1892.638 |  | 15.67 | 15.783 | 6.283 | 3312.204 | 0.132 | 0.026 | 3323.332 |  | 0.766 | 0.772 | 0.307 | 161.98 | 0.006 | 0.001 | 162.524 |  | 15.67 | 15.783 | 6.283 | 3312.207 | 0.132 | 0.026 | 3323.335 |  | 8.924 | 6.905 | 3.578 | 1886.3 | 149.824 | 29.965 |  | 23290.5 | 17884.7 | 23290.5 | 17884.7 | EPA/CAMD | EPA/CAMD | EIA | EPA/CAMD | EIA | EIA | -- | EPA/CAMD | EPA/CAMD | [14 empty] | 20448.2181 | 0 | 1138.999 | 0 | 0 | 0 | 0 | 0 | 0 | 0 | 0 | 0 | 1138.999 | 0 | 0 | 1138.999 | 0 | 0 | 1 | 0 | 0 | 0 | 0 | 0 | 0 | 0 | 0 | 0 | 1 | 0 | 0 | 1 | 0 | Yes |  | 27322.5 | 2213.1 | 10.455 |  |  | https://www.google.com/maps/@?api=1&map_action=map&center=41.749499999999998%2C-72.6524&zoom=17&basemap=satellite | 127513 | [118 empty] | 0.63 |  |  | 85 |  |  | 0.35 | 0.79 |  |  | 83 |  |  | 0.4 | 0.47 |  |  | 77 |  |  | 0.3 | 0.15 |  |  | 90 |  |  | 0.05 | 0.24 |  |  | 86 |  |  | 0.12 | 0.06 |  |  | 62 |  |  | 0.06 | 0.12 |  |  | 34 |  |  | 0.16 | 0.67436 | 0.86291 | Oil | FRS_110069998636
307 | 3704 | 2021 | IL | Waukegan | 883 | Commonwealth Edison Co | 4110 | Midwest Generations EME LLC | 12384 | IPP Non-CHP | PJM Interconnection, LLC | PJM | RFC | RFCW | RFC West | PJM | 17 | 97 | Lake | 42.3833 | -87.8133 | 6 | 6 | SUB | COAL | Yes | 0.29963 | 793.7 | 0.83394 | [6 empty] | 24505496.05 | 14479739.83 | 24505496.05 | 14479739.83 | 2083299 | 1237641 | 1437.067 | 835.503 | 1264.253 | 2593774.625 | 538072.182 | 78250.458 | 2612159.845 |  | 1.38 | 1.35 | 1.214 | 2490.065 | 0.258 | 0.038 | 2507.715 |  | 0.117 | 0.115 | 0.103 | 211.689 | 0.022 | 0.003 | 213.19 |  | 1.38 | 1.35 | 1.214 | 2490.065 | 0.258 | 0.038 | 2507.715 |  | 1437.067 | 835.503 | 1264.253 | 2593774.625 | 538072.182 | 78250.458 |  | 24505496.05 | 14479739.83 | 24505496.05 | 14479739.83 | EPA/CAMD | EPA/CAMD | EPA/CAMD | EPA/CAMD | EIA | EIA | -- | EPA/CAMD | EPA/CAMD | [14 empty] | 11762.8319 | 2072575.3 | -2274 | 12997.706 | 0 | 0 | 0 | 0 | 0 | 0 | 0 | 0 | 2083299.006 | 0 | 0 | 2083299.006 | 0 | 0.99377 | 0 | 0.0062322 | 0 | 0 | 0 | 0 | 0 | 0 | 0 | 0 | 1 | 0 | 0 | 1 | 0 | Yes |  | 14445675.15 | 1526430.775 | 835.28 | 813.354 |  | https://www.google.com/maps/@?api=1&map_action=map&center=42.383299999999998%2C-87.813299999999998&zoom=17&basemap=satellite | 61956 | [118 empty] | 0.62 |  |  | 84 |  |  | 0.35 | 0.81 |  |  | 84 |  |  | 0.4 | 0.43 |  |  | 73 |  |  | 0.3 | 0.11 |  |  | 86 |  |  | 0.05 | 0.24 |  |  | 86 |  |  | 0.12 | 0.07 |  |  | 70 |  |  | 0.06 | 0.1 |  |  | 29 |  |  | 0.16 | 61.7034 | 0.19842 | Coal | FRS_110000430178
308 | 2526 | 2021 | FL | Curtis H. Stanton Energy Center | 564 | Orlando Utilities Comm | 14610 | Orlando Utilities Comm | 14610 | Electric Utility | Florida Municipal Power Pool | FMPP | SERC | FRCC | FRCC All |  | 12 | 95 | Orange | 28.4822 | -81.1678 | 3 | 4 | BIT | COAL | Yes | 0.56328 | 1262 | 0.39453 | Yes | [5 empty] | 60179527.43 | 29434332.59 | 60179527.43 | 29434332.59 | 6227169 | 3018932 | 0 | 0 | 2708.363 | 5497336.246 | 1098426.654 | 158204.915 | 5534639.112 |  | 0 | 0 | 0.87 | 1765.597 | 0.176 | 0.025 | 1777.578 |  | 0 | 0 | 0.09 | 182.698 | 0.018 | 0.003 | 183.938 |  | 0 | 0 | 0.87 | 1765.597 | 0.176 | 0.025 | 1777.578 |  | 4908.834 | 2494.935 | 2711.688 | 5534054.428 | 1099771.644 | 158339.414 |  | 60179527.43 | 29434332.59 | 60179527.43 | 29434332.59 | EPA/CAMD | EPA/CAMD | EPA/CAMD | EPA/CAMD | EIA | EIA | -- | EPA/CAMD | EPA/CAMD | 4908.834 | 2494.935 | 3.325 | 36718.182 | 1344.99 | 134.499 | [8 empty] | 9664.0267 | 4188117.8 | 0 | 1984361.51 | 0 | 0 | 54689.682 | 0 | 0 | 0 | 0 | 0 | 6172479.31 | 54689.682 | 54689.682 | 6227168.992 | 0 | 0.67256 | 0 | 0.31866 | 0 | 0 | 0.0087824 | 0 | 0 | 0 | 0 | 0 | 0.99122 | 0.0087824 | 0.0087824 | 1 | 0 | Yes |  | 56902089.29 | 4902977.83 | 4229.619 | 1480.413 |  | https://www.google.com/maps/@?api=1&map_action=map&center=28.482199999999999%2C-81.1678&zoom=17&basemap=satellite | 20722 | [118 empty] | 0.3 |  |  | 51 |  |  | 0.35 | 0.47 |  |  | 64 |  |  | 0.4 | 0.14 |  |  | 26 |  |  | 0.3 | 0.05 |  |  | 76 |  |  | 0.05 | 0.13 |  |  | 67 |  |  | 0.12 | 0.09 |  |  | 81 |  |  | 0.06 | 0.05 |  |  | 8 |  |  | 0.16 | 476.8134 | 0.16473 | Coal | FRS_110025384368
309 | 3709 | 2021 | IL | Will County | 884 | Commonwealth Edison Co | 4110 | Midwest Generations EME LLC | 12384 | IPP Non-CHP | PJM Interconnection, LLC | PJM | RFC | RFCW | RFC West | PJM | 17 | 197 | Will | 41.6334 | -88.0629 | 2 | 1 | SUB | COAL | Yes | 0.13241 | 598.4 | 1 | [6 empty] | 8359148.45 | 4613223.55 | 8359148.45 | 4613223.55 | 694080 | 391549 | 397.215 | 219.354 | 481.817 | 882900.875 | 186529.31 | 27162.827 | 889279.753 |  | 1.145 | 1.12 | 1.388 | 2544.09 | 0.269 | 0.039 | 2562.47 |  | 0.095 | 0.095 | 0.115 | 211.242 | 0.022 | 0.003 | 212.768 |  | 1.145 | 1.12 | 1.388 | 2544.09 | 0.269 | 0.039 | 2562.47 |  | 397.215 | 219.354 | 481.817 | 882900.875 | 186529.31 | 27162.827 |  | 8359148.45 | 4613223.55 | 8359148.45 | 4613223.55 | EPA/CAMD | EPA/CAMD | EPA/CAMD | EPA/CAMD | EIA | EIA | -- | EPA/CAMD | EPA/CAMD | [14 empty] | 12043.4941 | 686731.45 | 7348.553 | 0 | 0 | 0 | 0 | 0 | 0 | 0 | 0 | 0 | 694080.003 | 0 | 0 | 694080.003 | 0 | 0.98941 | 0.010587 | 0 | 0 | 0 | 0 | 0 | 0 | 0 | 0 | 0 | 1 | 0 | 0 | 1 | 0 | Yes |  | 3711569.8 | 392017.975 | 198.353 | 274.307 |  | https://www.google.com/maps/@?api=1&map_action=map&center=41.633400000000002%2C-88.062899999999999&zoom=17&basemap=satellite | 32886 | [118 empty] | 0.3 |  |  | 51 |  |  | 0.35 | 0.4 |  |  | 59 |  |  | 0.4 | 0.2 |  |  | 36 |  |  | 0.3 | 0.04 |  |  | 72 |  |  | 0.05 | 0.14 |  |  | 68 |  |  | 0.12 | 0.05 |  |  | 51 |  |  | 0.06 | 0.11 |  |  | 32 |  |  | 0.16 | 24.4845 | 0.1588 | Coal | FRS_110000432933
310 | 2420 | 2021 | CT | Torrington Terminal | 565 | Connecticut Light & Power Co | 4176 | Connecticut Jet Power LLC | 22379 | IPP Non-CHP | ISO New England Inc. | ISNE | NPCC | NEWE | NPCC New England | ISONE | 9 | 5 | Litchfield | 41.7761 | -73.1209 | 1 | 1 | KER | OIL |  | 0.00081 | 21.8 | 1 | [6 empty] | 2677 | 780 | 2677 | 780 | 154 | 49 | 1.739 | 0.468 | 0.705 | 221.907 | 18.466 | 3.693 | 222.688 |  | 22.584 | 19.102 | 9.156 | 2881.909 | 0.12 | 0.024 | 2892.053 |  | 1.299 | 1.2 | 0.527 | 165.788 | 0.007 | 0.001 | 166.371 |  | 22.584 | 19.102 | 9.156 | 2881.909 | 0.12 | 0.024 | 2892.053 |  | 1.739 | 0.468 | 0.705 | 221.907 | 18.466 | 3.693 |  | 2677 | 780 | 2677 | 780 | EPA/CAMD; EIA | EPA/CAMD | EIA | EIA | EIA | EIA | -- | EPA/CAMD; EIA | EPA/CAMD | [14 empty] | 17383.1169 | 0 | 154 | 0 | 0 | 0 | 0 | 0 | 0 | 0 | 0 | 0 | 154 | 0 | 0 | 154 | 0 | 0 | 1 | 0 | 0 | 0 | 0 | 0 | 0 | 0 | 0 | 0 | 1 | 0 | 0 | 1 | 0 | Yes |  | 1987.5 |  | 1.193 |  |  | https://www.google.com/maps/@?api=1&map_action=map&center=41.776108999999998%2C-73.120885999999999&zoom=17&basemap=satellite | 26602 | [118 empty] | 0.25 |  |  | 42 |  |  | 0.35 | 0.18 |  |  | 36 |  |  | 0.4 | 0.31 |  |  | 55 |  |  | 0.3 | 0.03 |  |  | 67 |  |  | 0.05 | 0.1 |  |  | 57 |  |  | 0.12 | 0.05 |  |  | 50 |  |  | 0.06 | 0.17 |  |  | 58 |  |  | 0.16 | 0.00023394 | 0.002853 | Oil | FRS_110002475045
311 | 3490 | 2021 | IL | Fisk | 886 | Commonwealth Edison Co | 4110 | Midwest Generations EME LLC | 12384 | IPP Non-CHP | PJM Interconnection, LLC | PJM | RFC | RFCW | RFC West | PJM | 17 | 31 | Cook | 41.8508 | -87.6533 | 8 | 8 | DFO | OIL |  | 0 | 260 | [7 empty] | 22430.6 | 20805.9 | 22430.6 | 20805.9 | -590 | -192 | 13.459 | 12.484 | 5.609 | 1816.2 | 99.274 | 19.855 | 1820.399 |  | 0 | 0 | 0 | 0 | 0 | 0 | 0 |  | 1.2 | 1.2 | 0.5 | 161.939 | 0.004 | 0.001 | 162.314 |  | 0 | 0 | 0 | 0 | 0 | 0 | 0 |  | 13.459 | 12.484 | 5.609 | 1816.2 | 99.274 | 19.855 |  | 22430.6 | 20805.9 | 22430.6 | 20805.9 | EPA/CAMD | EPA/CAMD | EPA/CAMD | EPA/CAMD | EIA | EIA | -- | EPA/CAMD | EPA/CAMD | [14 empty] | -38017.9661 | 0 | -590 | 0 | 0 | 0 | 0 | 0 | 0 | 0 | 0 | 0 | -590 | 0 | 0 | -590 | 0 | [16 empty] | Yes |  | 44767.3 | 3625.2 | 26.86 | 11.194 |  | https://www.google.com/maps/@?api=1&map_action=map&center=41.8508%2C-87.653300000000002&zoom=17&basemap=satellite | 331878 | [118 empty] | 0.53 |  |  | 77 |  |  | 0.35 | 0.69 |  |  | 78 |  |  | 0.4 | 0.37 |  |  | 64 |  |  | 0.3 | 0.1 |  |  | 85 |  |  | 0.05 | 0.17 |  |  | 74 |  |  | 0.12 | 0.05 |  |  | 50 |  |  | 0.06 | 0.11 |  |  | 30 |  |  | 0.16 | 0.19008 | 0 | Oil | FRS_110000433905
312 | 161 | 2021 | AL | Bellefonte | 6150 | Tennessee Valley Authority | 18642 | Tennessee Valley Authority | 18642 | Electric Utility | Tennessee Valley Authority | TVA | SERC | SRTV | SERC Tennessee Valley |  | 1 | 71 | Jackson | 34.7092 | -85.9278 | 2 | 2 | DFO | OIL |  | 0 | 14 | [13 empty] | 0 |  | 0 | 0 | [45 empty] | -- | [56 empty] | https://www.google.com/maps/@?api=1&map_action=map&center=34.709200000000003%2C-85.927800000000005&zoom=17&basemap=satellite | 1532 | [118 empty] | 0.3 |  |  | 51 |  |  | 0.35 | 0.12 |  |  | 27 |  |  | 0.4 | 0.48 |  |  | 78 |  |  | 0.3 | 0 |  |  | 0 |  |  | 0.05 | 0.14 |  |  | 68 |  |  | 0.12 | 0.04 |  |  | 42 |  |  | 0.06 | 0.22 |  |  | 74 |  |  | 0.16 |  |  | Oil | FRS_
313 | 3542 | 2021 | IL | Joppa Steam | 887 | Ameren Illinois Company | 56697 | Electric Energy Inc | 5748 | IPP Non-CHP | GridLiance | GLHB | SERC | SRMW | SERC Midwest |  | 17 | 127 | Massac | 37.2094 | -88.8589 | 6 | 6 | RC | COAL | Yes | 0.5259 | 1099.8 | 0.45684 | [6 empty] | 56196980.04 | 26840119.21 | 56196980.04 | 26840119.21 | 5066616 | 2421312 | 3341.355 | 1555.234 | 13230.82 | 5892538.28 | 1390580.504 | 202166.592 | 5940043.358 |  | 1.319 | 1.285 | 5.223 | 2326.025 | 0.274 | 0.04 | 2344.777 |  | 0.119 | 0.116 | 0.471 | 209.71 | 0.025 | 0.004 | 211.401 |  | 1.319 | 1.285 | 5.223 | 2326.025 | 0.274 | 0.04 | 2344.777 |  | 3341.355 | 1555.234 | 13230.82 | 5892538.28 | 1390580.504 | 202166.592 |  | 56196980.04 | 26840119.21 | 56196980.04 | 26840119.21 | EPA/CAMD | EPA/CAMD | EPA/CAMD | EPA/CAMD | EIA | EIA | -- | EPA/CAMD | EPA/CAMD | [14 empty] | 11091.6202 | 5001126.2 | 0 | 65489.764 | 0 | 0 | 0 | 0 | 0 | 0 | 0 | 0 | 5066615.964 | 0 | 0 | 5066615.964 | 0 | 0.98707 | 0 | 0.012926 | 0 | 0 | 0 | 0 | 0 | 0 | 0 | 0 | 1 | 0 | 0 | 1 | 0 | Yes |  | 40576455.1 | 4254759.286 | 2341.531 | 10982.309 |  | https://www.google.com/maps/@?api=1&map_action=map&center=37.209400000000002%2C-88.858889000000005&zoom=17&basemap=satellite | 970 | [118 empty] | 0.2 |  |  | 33 |  |  | 0.35 | 0.05 |  |  | 14 |  |  | 0.4 | 0.36 |  |  | 63 |  |  | 0.3 | 0 |  |  | 0 |  |  | 0.05 | 0.11 |  |  | 61 |  |  | 0.12 | 0.04 |  |  | 40 |  |  | 0.06 | 0.24 |  |  | 80 |  |  | 0.16 | 297.0759 | 0.1446 | Coal | FRS_110043786249
314 | 163 | 2021 | AL | Calhoun Generating Facility | 55409 | Alabama Power Co | 195 | Calhoun Power Co LLC | 34028 | IPP Non-CHP | Southern Company Services, Inc. - Trans | SOCO | SERC | SRSO | SERC South |  | 1 | 15 | Calhoun | 33.5883 | -85.9731 | 4 | 4 | NG | GAS |  | 0.00761 | 748 | 1 | [6 empty] | 559678.236 | 367090.324 | 559678.236 | 367090.324 | 49866 | 34532 | 14.645 | 6.232 | 0.179 | 36363.292 | 1931.035 | 291.609 | 36430.88 |  | 0.587 | 0.361 | 0.007 | 1458.44 | 0.039 | 0.006 | 1461.151 |  | 0.052 | 0.034 | 0.001 | 129.944 | 0.003 | 0.001 | 130.185 |  | 0.587 | 0.361 | 0.007 | 1458.44 | 0.039 | 0.006 | 1461.151 |  | 14.645 | 6.232 | 0.179 | 36363.292 | 1931.035 | 291.609 |  | 559678.236 | 367090.324 | 559678.236 | 367090.324 | EPA/CAMD | EPA/CAMD | EPA/CAMD | EPA/CAMD | EIA | EIA | -- | EPA/CAMD | EPA/CAMD | [14 empty] | 11223.6441 | 0 | 11201.943 | 38664.057 | 0 | 0 | 0 | 0 | 0 | 0 | 0 | 0 | 49866 | 0 | 0 | 49866 | 0 | 0 | 0.22464 | 0.77536 | 0 | 0 | 0 | 0 | 0 | 0 | 0 | 0 | 1 | 0 | 0 | 1 | 0 | Yes |  | 5323776.326 | 320609.837 | 97.537 | 1.607 |  | https://www.google.com/maps/@?api=1&map_action=map&center=33.588299999999997%2C-85.973100000000002&zoom=17&basemap=satellite | 4794 | [118 empty] | 0.35 |  |  | 59 |  |  | 0.35 | 0.22 |  |  | 42 |  |  | 0.4 | 0.49 |  |  | 78 |  |  | 0.3 | 0.02 |  |  | 61 |  |  | 0.05 | 0.15 |  |  | 70 |  |  | 0.12 | 0.09 |  |  | 80 |  |  | 0.06 | 0.15 |  |  | 49 |  |  | 0.16 | 1.128 | 0.057535 | Gas | FRS_110013812534
315 | 3423 | 2021 | IL | Baldwin Energy Complex | 889 | Ameren Illinois Company | 56697 | Dynegy Midwest Generation Inc | 5517 | IPP Non-CHP | Midcontinent Independent Transmission System Operator, Inc.. | MISO | SERC | SRMW | SERC Midwest | MISO | 17 | 157 | Randolph | 38.205 | -89.8544 | 2 | 2 | RC | COAL | Yes | 0.62401 | 1259.6 | 0.29332 | [6 empty] | 71027892.71 | 33348648.91 | 71027892.71 | 33348648.91 | 6885339 | 3197205 | 2557.256 | 910.846 | 2226.628 | 7449409.807 | 1769075.679 | 257357.792 | 7509869.564 |  | 0.743 | 0.57 | 0.647 | 2163.847 | 0.257 | 0.037 | 2181.409 |  | 0.072 | 0.055 | 0.063 | 209.76 | 0.025 | 0.004 | 211.463 |  | 0.743 | 0.57 | 0.647 | 2163.847 | 0.257 | 0.037 | 2181.409 |  | 2557.256 | 910.846 | 2226.628 | 7449409.807 | 1769075.679 | 257357.792 |  | 71027892.71 | 33348648.91 | 71027892.71 | 33348648.91 | EPA/CAMD | EPA/CAMD | EPA/CAMD | EPA/CAMD | EIA | EIA | -- | EPA/CAMD | EPA/CAMD | [14 empty] | 10315.8164 | 6871535.8 | 13803.192 | 0 | 0 | 0 | 0 | 0 | 0 | 0 | 0 | 0 | 6885338.992 | 0 | 0 | 6885338.992 | 0 | 0.998 | 0.0020047 | 0 | 0 | 0 | 0 | 0 | 0 | 0 | 0 | 0 | 1 | 0 | 0 | 1 | 0 | Yes |  | 62769430.71 | 6583248.854 | 2312.034 | 2385.534 |  | https://www.google.com/maps/@?api=1&map_action=map&center=38.204999999999998%2C-89.854399999999998&zoom=17&basemap=satellite | 561 | [118 empty] | 0.17 |  |  | 25 |  |  | 0.35 | 0.01 |  |  | 4 |  |  | 0.4 | 0.33 |  |  | 58 |  |  | 0.3 | 0 |  |  | 0 |  |  | 0.05 | 0.03 |  |  | 23 |  |  | 0.12 | 0.05 |  |  | 46 |  |  | 0.06 | 0.28 |  |  | 87 |  |  | 0.16 | 14.4838 | 0.0071336 | Coal | FRS_110011697075
316 | 2316 | 2021 | CT | Bridgeport Harbor Station | 568 | United Illuminating Co | 19497 | PSEG Power Connecticut LLC | 15452 | IPP Non-CHP | ISO New England Inc. | ISNE | NPCC | NEWE | NPCC New England | ISONE | 9 | 1 | Fairfield | 41.1706 | -73.1844 | 3 | 4 | NG | GAS | Yes | 0.44974 | 994.9 | 0.58377 | [6 empty] | 26744342.53 | 10691211 | 26744342.53 | 10691211 | 3919622 | 1624332 | 242.229 | 32.126 | 296.918 | 1708498.671 | 124081.21 | 15597.388 | 1712373.697 |  | 0.124 | 0.04 | 0.152 | 871.767 | 0.032 | 0.004 | 873.744 |  | 0.018 | 0.006 | 0.022 | 127.765 | 0.005 | 0.001 | 128.055 |  | 0.124 | 0.04 | 0.152 | 871.767 | 0.032 | 0.004 | 873.744 |  | 242.229 | 32.126 | 296.918 | 1708498.671 | 124081.21 | 15597.388 |  | 26744342.53 | 10691211 | 26744342.53 | 10691211 | EPA/CAMD | EPA/CAMD; EIA | EPA/CAMD | EPA/CAMD | EIA | EIA | -- | EPA/CAMD | EPA/CAMD | [14 empty] | 6823.1943 | 244647.13 | 1289.874 | 3673685 | 0 | 0 | 0 | 0 | 0 | 0 | 0 | 0 | 3919622.004 | 0 | 0 | 3919622.004 | 0 | 0.062416 | 0.00032908 | 0.93725 | 0 | 0 | 0 | 0 | 0 | 0 | 0 | 0 | 1 | 0 | 0 | 1 | 0 | Yes |  | 22907338.46 | 1361347.989 | 68.91 | 6.872 |  | https://www.google.com/maps/@?api=1&map_action=map&center=41.1706%2C-73.184399999999997&zoom=17&basemap=satellite | 149896 | [118 empty] | 0.61 |  |  | 83 |  |  | 0.35 | 0.77 |  |  | 82 |  |  | 0.4 | 0.44 |  |  | 73 |  |  | 0.3 | 0.14 |  |  | 89 |  |  | 0.05 | 0.23 |  |  | 84 |  |  | 0.12 | 0.07 |  |  | 66 |  |  | 0.06 | 0.12 |  |  | 33 |  |  | 0.16 | 73.7858 | 0.040943 | Gas | FRS_110000316989
317 | 164 | 2021 | AL | Central Alabama Gen Station | 55440 | Alabama Power Co | 195 | Alabama Power Co | 195 | Electric Utility | Southern Company Services, Inc. - Trans | SOCO | SERC | SRSO | SERC South |  | 1 | 1 | Autauga | 32.6497 | -86.74 | 3 | 4 | NG | GAS |  | 0.51742 | 927.1 | 0.47097 | [6 empty] | 32177955.72 | 14063583.53 | 32177955.72 | 14063583.53 | 4202153 | 1849614 | 132.876 | 58.223 | 9.664 | 1912287.039 | 69434.531 | 6943.453 | 1914189.545 |  | 0.063 | 0.063 | 0.005 | 910.146 | 0.017 | 0.002 | 911.052 |  | 0.008 | 0.008 | 0.001 | 118.857 | 0.002 | 0 | 118.975 |  | 0.063 | 0.063 | 0.005 | 910.146 | 0.017 | 0.002 | 911.052 |  | 132.876 | 58.223 | 9.664 | 1912287.039 | 69434.531 | 6943.453 |  | 32177955.72 | 14063583.53 | 32177955.72 | 14063583.53 | EPA/CAMD | EPA/CAMD | EPA/CAMD | EPA/CAMD | EIA | EIA | -- | EPA/CAMD | EPA/CAMD | [14 empty] | 7657.4927 | 0 | 0 | 4202153 | 0 | 0 | 0 | 0 | 0 | 0 | 0 | 0 | 4202153 | 0 | 0 | 4202153 | 0 | 0 | 0 | 1 | 0 | 0 | 0 | 0 | 0 | 0 | 0 | 0 | 1 | 0 | 0 | 1 | 0 | Yes |  | 34291306.78 | 2037885.6 | 138.717 | 10.279 |  | https://www.google.com/maps/@?api=1&map_action=map&center=32.649700000000003%2C-86.74&zoom=17&basemap=satellite | 678 | [118 empty] | 0.28 |  |  | 48 |  |  | 0.35 | 0.17 |  |  | 35 |  |  | 0.4 | 0.39 |  |  | 67 |  |  | 0.3 | 0 |  |  | 0 |  |  | 0.05 | 0.08 |  |  | 47 |  |  | 0.12 | 0.09 |  |  | 80 |  |  | 0.06 | 0.11 |  |  | 33 |  |  | 0.16 | 92.4 | 0.036576 | Gas | FRS_110007348441
318 | 166 | 2021 | AL | Crestwood Dothan | 54985 | City of Dothan - (AL) | 5309 | Crestwood Corp | 4468 | IPP Non-CHP | Southern Company Services, Inc. - Trans | SOCO | SERC | SRSO | SERC South |  | 1 | 69 | Houston | 31.2624 | -85.4027 | 7 | 7 | DFO | OIL |  | 0.00592 | 8.6 | 1 |  | Yes | 0 |  | 1 |  | 8174.999 | 3460.001 | 8174.999 | 3460.001 | 445.998 | 189 | 12.487 | 5.283 | 1.185 | 667.592 | 54.068 | 10.814 | 669.879 |  | 55.996 | 55.905 | 5.315 | 2993.7 | 0.121 | 0.024 | 3003.956 |  | 3.055 | 3.054 | 0.29 | 163.325 | 0.007 | 0.001 | 163.885 |  | 55.996 | 55.905 | 5.315 | 2993.686 | 0.121 | 0.024 | 3003.942 |  | 12.487 | 5.283 | 1.185 | 667.592 | 54.068 | 10.814 |  | 8174.999 | 3460.001 | 8174.999 | 3460.001 | EIA | EIA | EIA | EIA | EIA | EIA | -- | EIA | EIA | [6 empty] | 0 | 0 | 0 | 0 | 0 | 0 | 0 | 0 | 18329.5942 | 0 | 446 | 0 | 0 | 0 | 0 | 0 | 0 | 0 | 0 | 0 | 446 | 0 | 0 | 446 | 0 | 0 | 1 | 0 | 0 | 0 | 0 | 0 | 0 | 0 | 0 | 0 | 1 | 0 | 0 | 1 | 0 | [7 empty] | https://www.google.com/maps/@?api=1&map_action=map&center=31.262356%2C-85.402737000000002&zoom=17&basemap=satellite | 22872 | [118 empty] | 0.49 |  |  | 74 |  |  | 0.35 | 0.52 |  |  | 68 |  |  | 0.4 | 0.47 |  |  | 76 |  |  | 0.3 | 0.01 |  |  | 57 |  |  | 0.05 | 0.13 |  |  | 65 |  |  | 0.12 | 0.07 |  |  | 70 |  |  | 0.06 | 0.18 |  |  | 62 |  |  | 0.16 | 1.4409 | 3.347 | Oil | FRS_110010124748
319 | 3698 | 2021 | IL | Venice | 913 | Union Electric Co - (MO) | 19436 | Union Electric Co - (MO) | 19436 | Electric Utility | Midcontinent Independent Transmission System Operator, Inc.. | MISO | SERC | SRMW | SERC Midwest | MISO | 17 | 119 | Madison | 38.6642 | -90.1764 | 5 | 4 | NG | GAS |  | 0.02082 | 586 | 1 | [6 empty] | 1070010.495 | 913134.166 | 1070010.495 | 913134.166 | 106894 | 48921.999 | 23.671 | 19.629 | 0.321 | 63588.291 | 2748.106 | 274.811 | 63663.589 |  | 0.443 | 0.802 | 0.006 | 1189.745 | 0.026 | 0.003 | 1191.154 |  | 0.044 | 0.043 | 0.001 | 118.855 | 0.003 | 0 | 118.996 |  | 0.443 | 0.802 | 0.006 | 1189.745 | 0.026 | 0.003 | 1191.154 |  | 23.671 | 19.629 | 0.321 | 63588.291 | 2748.106 | 274.811 |  | 1070010.495 | 913134.166 | 1070010.495 | 913134.166 | EPA/CAMD | EPA/CAMD | EPA/CAMD | EPA/CAMD | EIA | EIA | -- | EPA/CAMD | EPA/CAMD | [14 empty] | 10010.0145 | 0 | 0 | 106894 | 0 | 0 | 0 | 0 | 0 | 0 | 0 | 0 | 106894 | 0 | 0 | 106894 | 0 | 0 | 0 | 1 | 0 | 0 | 0 | 0 | 0 | 0 | 0 | 0 | 1 | 0 | 0 | 1 | 0 | Yes |  | 237316.824 | 14102.818 | 6.113 | 0.072 |  | https://www.google.com/maps/@?api=1&map_action=map&center=38.664200000000001%2C-90.176400000000001&zoom=17&basemap=satellite | 42833 | [118 empty] | 0.66 |  |  | 87 |  |  | 0.35 | 0.78 |  |  | 82 |  |  | 0.4 | 0.54 |  |  | 83 |  |  | 0.3 | 0 |  |  | 0 |  |  | 0.05 | 0.16 |  |  | 73 |  |  | 0.12 | 0.06 |  |  | 61 |  |  | 0.06 | 0.13 |  |  | 42 |  |  | 0.16 | 1.763 | 0.054381 | Gas | FRS_110001287474
320 | 168 | 2021 | AL | Decatur Energy Center | 55292 | Tennessee Valley Authority | 18642 | Decatur Energy Center LLC | 2929 | IPP Non-CHP | Tennessee Valley Authority | TVA | SERC | SRTV | SERC Tennessee Valley |  | 1 | 103 | Morgan | 34.6292 | -87.0214 | 3 | 4 | NG | GAS |  | 0.22341 | 902.4 | 0.96098 |  | Yes | 0 |  | 1 |  | 13115192.89 | 4891016.03 | 13115192.89 | 4891016.03 | 1766065 | 624206 | 64.341 | 27.901 | 3.936 | 779415.832 | 30340.454 | 3034.045 | 780247.16 |  | 0.073 | 0.089 | 0.004 | 882.658 | 0.017 | 0.002 | 883.6 |  | 0.01 | 0.011 | 0.001 | 118.857 | 0.002 | 0 | 118.984 |  | 0.073 | 0.089 | 0.004 | 882.658 | 0.017 | 0.002 | 883.6 |  | 64.341 | 27.901 | 3.936 | 779415.832 | 30340.454 | 3034.045 |  | 13115192.89 | 4891016.03 | 13115192.89 | 4891016.03 | EPA/CAMD | EPA/CAMD | EPA/CAMD | EPA/CAMD | EIA | EIA | -- | EPA/CAMD | EPA/CAMD | [6 empty] | 0 | 0 | 0 | 0 | 0 | 0 | 0 | 0 | 7426.2232 | 0 | 0 | 1766065 | 0 | 0 | 0 | 0 | 0 | 0 | 0 | 0 | 1766065 | 0 | 0 | 1766065 | 0 | 0 | 0 | 1 | 0 | 0 | 0 | 0 | 0 | 0 | 0 | 0 | 1 | 0 | 0 | 1 | 0 | Yes |  | 20440156.74 | 1214726.11 | 90.539 | 6.132 |  | https://www.google.com/maps/@?api=1&map_action=map&center=34.629199999999997%2C-87.0214&zoom=17&basemap=satellite | 10385 | [118 empty] | 0.59 |  |  | 82 |  |  | 0.35 | 0.64 |  |  | 75 |  |  | 0.4 | 0.54 |  |  | 84 |  |  | 0.3 | 0.05 |  |  | 76 |  |  | 0.05 | 0.3 |  |  | 91 |  |  | 0.12 | 0.06 |  |  | 61 |  |  | 0.06 | 0.15 |  |  | 47 |  |  | 0.16 | 17.17 | 0.023167 | Gas | FRS_110007348405
321 | 3436 | 2021 | IL | Breese | 934 | City of Breese - (IL) | 2188 | City of Breese - (IL) | 2188 | Electric Utility | Midcontinent Independent Transmission System Operator, Inc.. | MISO | SERC | SRMW | SERC Midwest | MISO | 17 | 27 | Clinton | 38.6075 | -89.5245 | 7 | 7 | DFO | OIL |  | 0.00534 | 16.9 | 1 | [6 empty] | 9481.001 | 3082 | 9481.001 | 3082 | 791 | 257 | 14.251 | 4.631 | 1.375 | 774.244 | 62.706 | 12.541 | 776.896 |  | 36.033 | 36.039 | 3.476 | 1957.633 | 0.079 | 0.016 | 1964.34 |  | 3.006 | 3.005 | 0.29 | 163.325 | 0.007 | 0.001 | 163.885 |  | 36.033 | 36.039 | 3.476 | 1957.633 | 0.079 | 0.016 | 1964.34 |  | 14.251 | 4.631 | 1.375 | 774.244 | 62.706 | 12.541 |  | 9481.001 | 3082 | 9481.001 | 3082 | EIA | EIA | EIA | EIA | EIA | EIA | -- | EIA | EIA | [14 empty] | 11986.0948 | 0 | 791 | 0 | 0 | 0 | 0 | 0 | 0 | 0 | 0 | 0 | 791 | 0 | 0 | 791 | 0 | 0 | 1 | 0 | 0 | 0 | 0 | 0 | 0 | 0 | 0 | 0 | 1 | 0 | 0 | 1 | 0 | [7 empty] | https://www.google.com/maps/@?api=1&map_action=map&center=38.607455999999999%2C-89.524513999999996&zoom=17&basemap=satellite | 5466 | [118 empty] | 0.12 |  |  | 14 |  |  | 0.35 | 0.05 |  |  | 14 |  |  | 0.4 | 0.18 |  |  | 33 |  |  | 0.3 | 0 |  |  | 0 |  |  | 0.05 | 0.07 |  |  | 43 |  |  | 0.12 | 0.08 |  |  | 75 |  |  | 0.06 | 0.18 |  |  | 61 |  |  | 0.16 | 0.54576 | 2.4364 | Oil | FRS_110018351969
322 | 169 | 2021 | AL | Decatur-Morgan Co LFG Recovery Project | 58061 | Joe Wheeler Elec Member Corp | 9739 | EDL Inc | 55858 | IPP Non-CHP | Tennessee Valley Authority | TVA | SERC | SRTV | SERC Tennessee Valley |  | 1 | 103 | Morgan | 34.6236 | -87.1011 | 2 | 2 | LFG | BIOMASS |  | 0.95462 | 1.6 | 0 | Yes | [5 empty] | 136474 | 56644 | 136474 | 56644 | 13380 | 5553 | 0 | 0 | 2.286 | 0 | 0 | 0 | 0 |  | 0 | 0 | 0.342 | 0 | 0 | 0 | 0 |  | 0 | 0 | 0.033 | 0 | 0 | 0 | 0 |  | 0 | 0 | 0.342 | 0 | 0 | 0 | 0 |  | 98.94 | 41.066 | 3.071 | 8666.07 | 317.439 | 31.744 |  | 136474 | 56644 | 136474 | 56644 | EIA | EIA | EIA | EIA | EIA | EIA | -- | EIA | EIA | 98.94 | 41.066 | 0.785 | 8666.07 | 317.439 | 31.744 | [8 empty] | 10199.8505 | 0 | 0 | 0 | 0 | 0 | 13380 | 0 | 0 | 0 | 0 | 0 | 0 | 13380 | 13380 | 13380 | 0 | 0 | 0 | 0 | 0 | 0 | 1 | 0 | 0 | 0 | 0 | 0 | 0 | 1 | 1 | 1 | 0 | [7 empty] | https://www.google.com/maps/@?api=1&map_action=map&center=34.623610999999997%2C-87.101111000000003&zoom=17&basemap=satellite | 3081 | [118 empty] | 0.28 |  |  | 48 |  |  | 0.35 | 0.25 |  |  | 45 |  |  | 0.4 | 0.3 |  |  | 54 |  |  | 0.3 | 0 |  |  | 0 |  |  | 0.05 | 0.13 |  |  | 67 |  |  | 0.12 | 0.04 |  |  | 41 |  |  | 0.06 | 0.11 |  |  | 31 |  |  | 0.16 | 1.0096 | 0.15699 | Biomass | FRS_110057117089
323 | 3439 | 2021 | IL | Bushnell | 935 | City of Bushnell - (IL) | 2634 | City of Bushnell - (IL) | 2634 | Electric Utility | Midcontinent Independent Transmission System Operator, Inc.. | MISO | SERC | SRMW | SERC Midwest | MISO | 17 | 109 | McDonough | 40.5486 | -90.5138 | 7 | 7 | DFO | OIL |  | 0.00043 | 10.8 | 1 | [6 empty] | 403.001 | 132 | 403.001 | 132 | 41 | 13 | 0.652 | 0.216 | 0.058 | 32.909 | 2.665 | 0.533 | 33.022 |  | 31.805 | 33.231 | 2.849 | 1605.317 | 0.065 | 0.013 | 1610.817 |  | 3.236 | 3.273 | 0.29 | 163.32 | 0.007 | 0.001 | 163.879 |  | 31.805 | 33.231 | 2.849 | 1605.317 | 0.065 | 0.013 | 1610.817 |  | 0.652 | 0.216 | 0.058 | 32.909 | 2.665 | 0.533 |  | 403.001 | 132 | 403.001 | 132 | EIA | EIA | EIA | EIA | EIA | EIA | -- | EIA | EIA | [14 empty] | 9829.2927 | 0 | 41 | 0 | 0 | 0 | 0 | 0 | 0 | 0 | 0 | 0 | 41 | 0 | 0 | 41 | 0 | 0 | 1 | 0 | 0 | 0 | 0 | 0 | 0 | 0 | 0 | 0 | 1 | 0 | 0 | 1 | 0 | [7 empty] | https://www.google.com/maps/@?api=1&map_action=map&center=40.548586%2C-90.513813999999996&zoom=17&basemap=satellite | 3034 | [118 empty] | 0.2 |  |  | 32 |  |  | 0.35 | 0.03 |  |  | 10 |  |  | 0.4 | 0.36 |  |  | 63 |  |  | 0.3 | 0 |  |  | 0 |  |  | 0.05 | 0.08 |  |  | 49 |  |  | 0.12 | 0.07 |  |  | 67 |  |  | 0.06 | 0.19 |  |  | 63 |  |  | 0.16 | 0.41044 | 3.3921 | Oil | FRS_110005928826
324 | 3445 | 2021 | IL | Carlyle | 936 | City of Carlyle - (IL) | 3037 | City of Carlyle - (IL) | 3037 | Electric Utility | Midcontinent Independent Transmission System Operator, Inc.. | MISO | SERC | SRMW | SERC Midwest | MISO | 17 | 27 | Clinton | 38.6106 | -89.3583 | 5 | 5 | DFO | OIL |  | 0.00468 | 12.3 | 1 | [6 empty] | 5166 | 1675 | 5166 | 1675 | 504 | 163.999 | 8.304 | 2.692 | 0.749 | 421.871 | 34.167 | 6.833 | 423.316 |  | 32.952 | 32.829 | 2.972 | 1674.091 | 0.068 | 0.014 | 1679.826 |  | 3.215 | 3.214 | 0.29 | 163.326 | 0.007 | 0.001 | 163.886 |  | 32.952 | 32.829 | 2.972 | 1674.091 | 0.068 | 0.014 | 1679.826 |  | 8.304 | 2.692 | 0.749 | 421.871 | 34.167 | 6.833 |  | 5166 | 1675 | 5166 | 1675 | EIA | EIA | EIA | EIA | EIA | EIA | -- | EIA | EIA | [14 empty] | 10250 | 0 | 504 | 0 | 0 | 0 | 0 | 0 | 0 | 0 | 0 | 0 | 504 | 0 | 0 | 504 | 0 | 0 | 1 | 0 | 0 | 0 | 0 | 0 | 0 | 0 | 0 | 0 | 1 | 0 | 0 | 1 | 0 | [7 empty] | https://www.google.com/maps/@?api=1&map_action=map&center=38.610599999999998%2C-89.3583&zoom=17&basemap=satellite | 4034 | [118 empty] | 0.19 |  |  | 31 |  |  | 0.35 | 0.1 |  |  | 23 |  |  | 0.4 | 0.29 |  |  | 52 |  |  | 0.3 | 0 |  |  | 0 |  |  | 0.05 | 0.09 |  |  | 52 |  |  | 0.12 | 0.05 |  |  | 48 |  |  | 0.06 | 0.18 |  |  | 60 |  |  | 0.16 | 0.44795 | 3.1108 | Oil | FRS_110001808410
325 | 170 | 2021 | AL | E B Harris Generating Plant | 7897 | Alabama Power Co | 195 | Southern Power Co | 17650 | IPP Non-CHP | Southern Company Services, Inc. - Trans | SOCO | SERC | SRSO | SERC South |  | 1 | 1 | Autauga | 32.3814 | -86.5744 | 4 | 6 | NG | GAS |  | 0.4115 | 1304 | 0.6475 | [6 empty] | 32910283.93 | 14825075.5 | 32910283.93 | 14825075.5 | 4700572 | 2104581 | 166.661 | 77.501 | 9.874 | 1955807.225 | 73365.547 | 7336.555 | 1957817.441 |  | 0.071 | 0.074 | 0.004 | 832.157 | 0.016 | 0.002 | 833.012 |  | 0.01 | 0.01 | 0.001 | 118.857 | 0.002 | 0 | 118.979 |  | 0.071 | 0.074 | 0.004 | 832.157 | 0.016 | 0.002 | 833.012 |  | 166.661 | 77.501 | 9.874 | 1955807.225 | 73365.547 | 7336.555 |  | 32910283.93 | 14825075.5 | 32910283.93 | 14825075.5 | EPA/CAMD | EPA/CAMD | EPA/CAMD | EPA/CAMD | EIA | EIA | -- | EPA/CAMD | EPA/CAMD | [14 empty] | 7001.336 | 0 | 0 | 4700572 | 0 | 0 | 0 | 0 | 0 | 0 | 0 | 0 | 4700572 | 0 | 0 | 4700572 | 0 | 0 | 0 | 1 | 0 | 0 | 0 | 0 | 0 | 0 | 0 | 0 | 1 | 0 | 0 | 1 | 0 | Yes |  | 47300985.03 | 2811036.475 | 231.414 | 14.191 |  | https://www.google.com/maps/@?api=1&map_action=map&center=32.381352%2C-86.574365999999998&zoom=17&basemap=satellite | 296 | [118 empty] | 0.24 |  |  | 41 |  |  | 0.35 | 0.27 |  |  | 47 |  |  | 0.4 | 0.22 |  |  | 40 |  |  | 0.3 | 0 |  |  | 0 |  |  | 0.05 | 0.15 |  |  | 71 |  |  | 0.12 | 0.03 |  |  | 27 |  |  | 0.06 | 0.33 |  |  | 91 |  |  | 0.16 | 60.96 | 0.027595 | Gas | FRS_110007395942
326 | 3446 | 2021 | IL | Carmi | 937 | Ameren Illinois Company | 56697 | City of Carmi - (IL) | 3040 | Electric Utility | Midcontinent Independent Transmission System Operator, Inc.. | MISO | SERC | SRMW | SERC Midwest | MISO | 17 | 193 | White | 38.0967 | -88.1631 | 7 | 7 | DFO | OIL |  | 0.00167 | 13.4 | 1 | [6 empty] | 1890 | 611.001 | 1890 | 611.001 | 196.002 | 64 | 3.057 | 0.986 | 0.274 | 154.343 | 12.5 | 2.5 | 154.872 |  | 31.194 | 30.813 | 2.797 | 1574.913 | 0.064 | 0.013 | 1580.308 |  | 3.235 | 3.227 | 0.29 | 163.326 | 0.007 | 0.001 | 163.885 |  | 31.194 | 30.813 | 2.797 | 1574.929 | 0.064 | 0.013 | 1580.324 |  | 3.057 | 0.986 | 0.274 | 154.343 | 12.5 | 2.5 |  | 1890 | 611.001 | 1890 | 611.001 | EIA | EIA | EIA | EIA | EIA | EIA | -- | EIA | EIA | [14 empty] | 9642.8571 | 0 | 196 | 0 | 0 | 0 | 0 | 0 | 0 | 0 | 0 | 0 | 196 | 0 | 0 | 196 | 0 | 0 | 1 | 0 | 0 | 0 | 0 | 0 | 0 | 0 | 0 | 0 | 1 | 0 | 0 | 1 | 0 | [7 empty] | https://www.google.com/maps/@?api=1&map_action=map&center=38.096699999999998%2C-88.1631&zoom=17&basemap=satellite | 5802 | [118 empty] | 0.2 |  |  | 33 |  |  | 0.35 | 0.05 |  |  | 14 |  |  | 0.4 | 0.36 |  |  | 62 |  |  | 0.3 | 0 |  |  | 0 |  |  | 0.05 | 0.1 |  |  | 58 |  |  | 0.12 | 0.06 |  |  | 56 |  |  | 0.06 | 0.25 |  |  | 80 |  |  | 0.16 | 0.067115 | 3.196 | Oil | FRS_110028019329
327 | 3488 | 2021 | IL | Farmer City | 941 | City of Farmer City - (IL) | 6192 | City of Farmer City - (IL) | 6192 | Electric Utility | Midcontinent Independent Transmission System Operator, Inc.. | MISO | SERC | SRMW | SERC Midwest | MISO | 17 | 39 | DeWitt | 40.2461 | -88.6388 | 6 | 6 | NG | GAS |  | 0.00046 | 11.3 | 1 | [6 empty] | 322.999 | 98.001 | 322.999 | 98.001 | 46.001 | 14.999 | 0.521 | 0.158 | 0.047 | 23.058 | 2.136 | 0.427 | 23.148 |  | 22.652 | 21.068 | 2.039 | 1002.5 | 0.046 | 0.009 | 1006.429 |  | 3.226 | 3.224 | 0.29 | 142.774 | 0.007 | 0.001 | 143.334 |  | 22.652 | 21.069 | 2.039 | 1002.522 | 0.046 | 0.009 | 1006.451 |  | 0.521 | 0.158 | 0.047 | 23.058 | 2.136 | 0.427 |  | 322.999 | 98.001 | 322.999 | 98.001 | EIA | EIA | EIA | EIA | EIA | EIA | -- | EIA | EIA | [14 empty] | 7021.7174 | 0 | 46 | 0 | 0 | 0 | 0 | 0 | 0 | 0 | 0 | 0 | 46 | 0 | 0 | 46 | 0 | 0 | 1 | 0 | 0 | 0 | 0 | 0 | 0 | 0 | 0 | 0 | 1 | 0 | 0 | 1 | 0 | [7 empty] | https://www.google.com/maps/@?api=1&map_action=map&center=40.246110000000002%2C-88.638761000000002&zoom=17&basemap=satellite | 2182 | [118 empty] | 0.14 |  |  | 19 |  |  | 0.35 | 0.02 |  |  | 6 |  |  | 0.4 | 0.26 |  |  | 48 |  |  | 0.3 | 0 |  |  | 0 |  |  | 0.05 | 0.05 |  |  | 37 |  |  | 0.12 | 0.06 |  |  | 59 |  |  | 0.06 | 0.22 |  |  | 74 |  |  | 0.16 | 0.016956 | 1.3565 | Gas | FRS_110042352799
328 | 175 | 2021 | AL | Georgia-Pacific Brewton Mill | 54789 | Alabama Power Co | 195 | Georgia-Pacific Brewton LLC | 55932 | Industrial CHP | Southern Company Services, Inc. - Trans | SOCO | SERC | SRSO | SERC South |  | 1 | 53 | Escambia | 31.077 | -87.1116 | 3 | 3 | BLQ | BIOMASS |  | 0.50946 | 103.4 | 0.48423 | Yes | Yes | 10179448 | 0.155 | 0.17101 |  | 2600879.229 | 1072762.326 | 2600879.229 | 1072762.326 | 461460.642 | 195611.189 | 196.867 | 93.419 | 455.577 | 67210.389 | 12659.629 | 7003.09 | 68412.095 |  | 0.853 | 0.955 | 1.974 | 291.294 | 0.027 | 0.015 | 296.502 |  | 0.151 | 0.174 | 0.35 | 51.683 | 0.005 | 0.003 | 52.607 |  | 0.853 | 0.955 | 1.974 | 291.294 | 0.027 | 0.015 | 296.502 |  | 1151.175 | 546.265 | 2663.968 | 1333329.932 | 74026.717 | 40950.314 |  | 15208546.06 | 6272938.42 | 15208546.06 | 6272938.42 | EIA | EIA | EIA | EIA | EIA | EIA | -- | EIA | EIA |  |  |  | 940319.645 |  |  | 12607666.83 | 5200176.094 | 954.308 | 452.846 | 2208.392 | 325799.898 | 61367.088 | 33947.224 | 5636.1887 | 0 | 0 | 203930.78 | 0 | 0 | 257529.86 | 0 | 0 | 0 | 0 | 0 | 203930.78 | 257529.86 | 257529.86 | 461460.64 | 0 | 0 | 0 | 0.44192 | 0 | 0 | 0.55808 | 0 | 0 | 0 | 0 | 0 | 0.44192 | 0.55808 | 0.55808 | 1 | 0 | [7 empty] | https://www.google.com/maps/@?api=1&map_action=map&center=31.077000000000002%2C-87.111599999999996&zoom=17&basemap=satellite | 2346 | [118 empty] | 0.52 |  |  | 76 |  |  | 0.35 | 0.46 |  |  | 64 |  |  | 0.4 | 0.58 |  |  | 86 |  |  | 0.3 | 0.01 |  |  | 0 |  |  | 0.05 | 0.25 |  |  | 87 |  |  | 0.12 | 0.06 |  |  | 58 |  |  | 0.06 | 0.13 |  |  | 38 |  |  | 0.16 | 8.3866 | 0.03563 | Biomass | FRS_110041128703
329 | 3495 | 2021 | IL | Freeburg | 943 | Village of Freeburg - (IL) | 6764 | Village of Freeburg - (IL) | 6764 | Electric Utility | Midcontinent Independent Transmission System Operator, Inc.. | MISO | SERC | SRMW | SERC Midwest | MISO | 17 | 163 | St Clair | 38.4256 | -89.9144 | 11 | 11 | DFO | OIL |  | 0.00426 | 15.7 | 1 | [6 empty] | 5630.997 | 1828.001 | 5630.997 | 1828.001 | 586.002 | 191 | 9.123 | 2.966 | 0.816 | 459.844 | 37.243 | 7.449 | 461.419 |  | 31.136 | 31.058 | 2.786 | 1569.428 | 0.064 | 0.013 | 1574.805 |  | 3.24 | 3.245 | 0.29 | 163.326 | 0.007 | 0.001 | 163.885 |  | 31.137 | 31.058 | 2.786 | 1569.433 | 0.064 | 0.013 | 1574.81 |  | 9.123 | 2.966 | 0.816 | 459.844 | 37.243 | 7.449 |  | 5630.997 | 1828.001 | 5630.997 | 1828.001 | EIA | EIA | EIA | EIA | EIA | EIA | -- | EIA | EIA | [14 empty] | 9609.2099 | 0 | 586 | 0 | 0 | 0 | 0 | 0 | 0 | 0 | 0 | 0 | 586 | 0 | 0 | 586 | 0 | 0 | 1 | 0 | 0 | 0 | 0 | 0 | 0 | 0 | 0 | 0 | 1 | 0 | 0 | 1 | 0 | [7 empty] | https://www.google.com/maps/@?api=1&map_action=map&center=38.425556%2C-89.914444000000003&zoom=17&basemap=satellite | 4933 | [118 empty] | 0.11 |  |  | 13 |  |  | 0.35 | 0.05 |  |  | 15 |  |  | 0.4 | 0.17 |  |  | 31 |  |  | 0.3 | 0.01 |  |  | 59 |  |  | 0.05 | 0.04 |  |  | 27 |  |  | 0.12 | 0.04 |  |  | 41 |  |  | 0.06 | 0.18 |  |  | 60 |  |  | 0.16 | 0.66495 | 9.1088 | Oil | FRS_110001810489
330 | 176 | 2021 | AL | Georgia-Pacific Consr Prods LP-Naheola | 10699 | Alabama Power Co | 195 | Georgia-Pacific Consr Prods LP-Naheola | 7136 | Industrial CHP | Southern Company Services, Inc. - Trans | SOCO | SERC | SRSO | SERC South |  | 1 | 23 | Choctaw | 32.2268 | -88.0252 | 2 | 2 | BLQ | BIOMASS |  | 0.52241 | 87.5 | 0.46266 | Yes | Yes | 10840187.2 | 0.126 | 0.14391 |  | 2309381.364 | 949981.041 | 2309381.364 | 949981.041 | 400424 | 158762 | 145 | 58.044 | 412.139 | 13488.734 | 59223.765 | 12945.328 | 16157.885 |  | 0.724 | 0.731 | 2.059 | 67.372 | 0.148 | 0.032 | 80.704 |  | 0.126 | 0.122 | 0.357 | 11.682 | 0.026 | 0.006 | 13.993 |  | 0.724 | 0.731 | 2.059 | 67.372 | 0.148 | 0.032 | 80.704 |  | 1007.601 | 403.344 | 2863.943 | 1660831.538 | 411544.066 | 89956.671 |  | 16047817.98 | 6601388.18 | 16047817.98 | 6601388.18 | EIA | EIA | EIA | EIA | EIA | EIA | -- | EIA | EIA |  |  |  | 1567098.753 |  |  | 13738436.62 | 5651407.139 | 862.601 | 345.3 | 2451.804 | 80244.051 | 352320.301 | 77011.344 | 5767.34 | 0 | 1037.405 | 51176.817 | 0 | 0 | 348209.78 | 0 | 0 | 0 | 0 | 0 | 52214.222 | 348209.78 | 348209.78 | 400424.002 | 0 | 0 | 0.0025908 | 0.12781 | 0 | 0 | 0.8696 | 0 | 0 | 0 | 0 | 0 | 0.1304 | 0.8696 | 0.8696 | 1 | 0 | [7 empty] | https://www.google.com/maps/@?api=1&map_action=map&center=32.226799999999997%2C-88.025199999999998&zoom=17&basemap=satellite | 504 | [118 empty] | 0.59 |  |  | 82 |  |  | 0.35 | 0.64 |  |  | 75 |  |  | 0.4 | 0.55 |  |  | 84 |  |  | 0.3 | 0 |  |  | 0 |  |  | 0.05 | 0.3 |  |  | 91 |  |  | 0.12 | 0.08 |  |  | 73 |  |  | 0.06 | 0.2 |  |  | 67 |  |  | 0.16 | 6.2694 | 0.033975 | Biomass | FRS_110017428773
331 | 3518 | 2021 | IL | Highland | 946 | City of Highland | 8573 | City of Highland | 8573 | Electric Utility | Midcontinent Independent Transmission System Operator, Inc.. | MISO | SERC | SRMW | SERC Midwest | MISO | 17 | 119 | Madison | 38.7412 | -89.6849 | 7 | 7 | DFO | OIL |  | 0.00459 | 17.6 | 1 | [6 empty] | 6955.001 | 2261.998 | 6955.001 | 2261.998 | 708.002 | 229.999 | 11.176 | 3.634 | 1.008 | 567.965 | 45.999 | 9.2 | 569.911 |  | 31.571 | 31.6 | 2.849 | 1604.416 | 0.065 | 0.013 | 1609.913 |  | 3.214 | 3.213 | 0.29 | 163.326 | 0.007 | 0.001 | 163.885 |  | 31.571 | 31.6 | 2.849 | 1604.421 | 0.065 | 0.013 | 1609.917 |  | 11.176 | 3.634 | 1.008 | 567.965 | 45.999 | 9.2 |  | 6955.001 | 2261.998 | 6955.001 | 2261.998 | EIA | EIA | EIA | EIA | EIA | EIA | -- | EIA | EIA | [14 empty] | 9823.4477 | 0 | 708 | 0 | 0 | 0 | 0 | 0 | 0 | 0 | 0 | 0 | 708 | 0 | 0 | 708 | 0 | 0 | 1 | 0 | 0 | 0 | 0 | 0 | 0 | 0 | 0 | 0 | 1 | 0 | 0 | 1 | 0 | [7 empty] | https://www.google.com/maps/@?api=1&map_action=map&center=38.741199999999999%2C-89.684899999999999&zoom=17&basemap=satellite | 12870 | [118 empty] | 0.13 |  |  | 16 |  |  | 0.35 | 0.07 |  |  | 17 |  |  | 0.4 | 0.18 |  |  | 33 |  |  | 0.3 | 0 |  |  | 0 |  |  | 0.05 | 0.05 |  |  | 33 |  |  | 0.12 | 0.06 |  |  | 56 |  |  | 0.06 | 0.19 |  |  | 63 |  |  | 0.16 | 0.18585 | 3.0974 | Oil | FRS_110040564591
332 | 3581 | 2021 | IL | McLeansboro | 948 | City of McLeansboro - (IL) | 12167 | City of McLeansboro - (IL) | 12167 | Electric Utility | Midcontinent Independent Transmission System Operator, Inc.. | MISO | SERC | SRMW | SERC Midwest | MISO | 17 | 65 | Hamilton | 38.0947 | -88.5413 | 6 | 6 | DFO | OIL |  | 0.0004 | 9.2 | 1 | [6 empty] | 345 | 115 | 345 | 115 | 32.001 | 10.001 | 0.56 | 0.187 | 0.05 | 28.175 | 2.282 | 0.456 | 28.272 |  | 34.999 | 37.396 | 3.131 | 1760.882 | 0.071 | 0.014 | 1766.915 |  | 3.246 | 3.252 | 0.29 | 163.333 | 0.007 | 0.001 | 163.893 |  | 35 | 37.397 | 3.131 | 1760.938 | 0.071 | 0.014 | 1766.97 |  | 0.56 | 0.187 | 0.05 | 28.175 | 2.282 | 0.456 |  | 345 | 115 | 345 | 115 | EIA | EIA | EIA | EIA | EIA | EIA | -- | EIA | EIA | [14 empty] | 10781.25 | 0 | 32 | 0 | 0 | 0 | 0 | 0 | 0 | 0 | 0 | 0 | 32 | 0 | 0 | 32 | 0 | 0 | 1 | 0 | 0 | 0 | 0 | 0 | 0 | 0 | 0 | 0 | 1 | 0 | 0 | 1 | 0 | [7 empty] | https://www.google.com/maps/@?api=1&map_action=map&center=38.094683000000003%2C-88.541331&zoom=17&basemap=satellite | 3396 | [118 empty] | 0.22 |  |  | 37 |  |  | 0.35 | 0.06 |  |  | 16 |  |  | 0.4 | 0.39 |  |  | 67 |  |  | 0.3 | 0 |  |  | 0 |  |  | 0.05 | 0.12 |  |  | 62 |  |  | 0.12 | 0.05 |  |  | 47 |  |  | 0.06 | 0.21 |  |  | 70 |  |  | 0.16 | 0.02945 | 2.1815 | Oil | FRS_110001290497
333 | 182 | 2021 | AL | Hillabee Energy Center | 55411 | Alabama Power Co | 195 | CER Generation LLC | 55987 | IPP Non-CHP | Southern Company Services, Inc. - Trans | SOCO | SERC | SRSO | SERC South |  | 1 | 123 | Tallapoosa | 33.0007 | -85.9033 | 2 | 3 | NG | GAS |  | 0.7142 | 822.8 | 0.14299 | [6 empty] | 35941972.31 | 16821126.23 | 35941972.31 | 16821126.23 | 5147792 | 2393732 | 132.127 | 61.158 | 10.783 | 2135981.474 | 79220.524 | 7922.052 | 2138152.116 |  | 0.051 | 0.051 | 0.004 | 829.863 | 0.015 | 0.002 | 830.706 |  | 0.007 | 0.007 | 0.001 | 118.857 | 0.002 | 0 | 118.978 |  | 0.051 | 0.051 | 0.004 | 829.863 | 0.015 | 0.002 | 830.706 |  | 132.127 | 61.158 | 10.783 | 2135981.474 | 79220.524 | 7922.052 |  | 35941972.31 | 16821126.23 | 35941972.31 | 16821126.23 | EPA/CAMD | EPA/CAMD | EPA/CAMD | EPA/CAMD | EIA | EIA | -- | EPA/CAMD | EPA/CAMD | [14 empty] | 6982.0172 | 0 | 0 | 5147792 | 0 | 0 | 0 | 0 | 0 | 0 | 0 | 0 | 5147792 | 0 | 0 | 5147792 | 0 | 0 | 0 | 1 | 0 | 0 | 0 | 0 | 0 | 0 | 0 | 0 | 1 | 0 | 0 | 1 | 0 | Yes |  | 35699453.73 | 2121565.179 | 133.851 | 10.71 |  | https://www.google.com/maps/@?api=1&map_action=map&center=33.000669000000002%2C-85.903278&zoom=17&basemap=satellite | 1924 | [118 empty] | 0.28 |  |  | 47 |  |  | 0.35 | 0.18 |  |  | 36 |  |  | 0.4 | 0.37 |  |  | 65 |  |  | 0.3 | 0 |  |  | 0 |  |  | 0.05 | 0.13 |  |  | 66 |  |  | 0.12 | 0.05 |  |  | 46 |  |  | 0.06 | 0.26 |  |  | 83 |  |  | 0.16 | 119.51 | 0.047101 | Gas | FRS_110010068103
334 | 3578 | 2021 | IL | Marshall (IL) | 949 | City of Marshall - (IL) | 11736 | City of Marshall - (IL) | 11736 | Electric Utility | Midcontinent Independent Transmission System Operator, Inc.. | MISO | SERC | SRMW | SERC Midwest | MISO | 17 | 23 | Clark | 39.3921 | -87.6851 | 9 | 9 | DFO | OIL |  | 0.00328 | 16.9 | 1 | [6 empty] | 4618 | 1501.001 | 4618 | 1501.001 | 485.002 | 157.997 | 7.483 | 2.432 | 0.67 | 377.123 | 30.543 | 6.109 | 378.415 |  | 30.858 | 30.785 | 2.761 | 1555.14 | 0.063 | 0.013 | 1560.468 |  | 3.241 | 3.241 | 0.29 | 163.327 | 0.007 | 0.001 | 163.887 |  | 30.858 | 30.786 | 2.761 | 1555.146 | 0.063 | 0.013 | 1560.474 |  | 7.483 | 2.432 | 0.67 | 377.123 | 30.543 | 6.109 |  | 4618 | 1501.001 | 4618 | 1501.001 | EIA | EIA | EIA | EIA | EIA | EIA | -- | EIA | EIA | [14 empty] | 9521.6495 | 0 | 485 | 0 | 0 | 0 | 0 | 0 | 0 | 0 | 0 | 0 | 485 | 0 | 0 | 485 | 0 | 0 | 1 | 0 | 0 | 0 | 0 | 0 | 0 | 0 | 0 | 0 | 1 | 0 | 0 | 1 | 0 | [7 empty] | https://www.google.com/maps/@?api=1&map_action=map&center=39.392138000000003%2C-87.685130000000001&zoom=17&basemap=satellite | 4566 | [118 empty] | 0.13 |  |  | 17 |  |  | 0.35 | 0.04 |  |  | 12 |  |  | 0.4 | 0.23 |  |  | 41 |  |  | 0.3 | 0 |  |  | 0 |  |  | 0.05 | 0.05 |  |  | 34 |  |  | 0.12 | 0.05 |  |  | 52 |  |  | 0.06 | 0.24 |  |  | 79 |  |  | 0.16 | 0.19747 | 2.4997 | Oil | FRS_110028018348
335 | 183 | 2021 | AL | Hog Bayou Energy Center | 55241 | Alabama Power Co | 195 | Mobile Energy LLC | 12739 | IPP Non-CHP | Southern Company Services, Inc. - Trans | SOCO | SERC | SRSO | SERC South |  | 1 | 97 | Mobile | 30.7478 | -88.0575 | 1 | 2 | NG | GAS |  | 0.61918 | 280 | 0.30136 |  | Yes | 0 |  | 1 |  | 11538108.5 | 5331554.278 | 11538108.5 | 5331554.278 | 1518733 | 705940 | 48.666 | 21.938 | 3.462 | 685692.952 | 25506.521 | 2550.652 | 686391.831 |  | 0.064 | 0.062 | 0.005 | 902.98 | 0.017 | 0.002 | 903.901 |  | 0.008 | 0.008 | 0.001 | 118.857 | 0.002 | 0 | 118.978 |  | 0.064 | 0.062 | 0.005 | 902.98 | 0.017 | 0.002 | 903.901 |  | 48.666 | 21.938 | 3.462 | 685692.952 | 25506.521 | 2550.652 |  | 11538108.5 | 5331554.278 | 11538108.5 | 5331554.278 | EPA/CAMD | EPA/CAMD | EPA/CAMD | EPA/CAMD | EIA | EIA | -- | EPA/CAMD | EPA/CAMD | [6 empty] | 0 | 0 | 0 | 0 | 0 | 0 | 0 | 0 | 7597.1935 | 0 | 0 | 1518733 | 0 | 0 | 0 | 0 | 0 | 0 | 0 | 0 | 1518733 | 0 | 0 | 1518733 | 0 | 0 | 0 | 1 | 0 | 0 | 0 | 0 | 0 | 0 | 0 | 0 | 1 | 0 | 0 | 1 | 0 | Yes |  | 11627138.59 | 690985.645 | 51.466 | 3.488 |  | https://www.google.com/maps/@?api=1&map_action=map&center=30.747800000000002%2C-88.057500000000005&zoom=17&basemap=satellite | 20971 | [118 empty] | 0.73 |  |  | 92 |  |  | 0.35 | 0.85 |  |  | 86 |  |  | 0.4 | 0.62 |  |  | 89 |  |  | 0.3 | 0 |  |  | 0 |  |  | 0.05 | 0.2 |  |  | 80 |  |  | 0.12 | 0.07 |  |  | 66 |  |  | 0.06 | 0.17 |  |  | 57 |  |  | 0.16 | 19.8 | 0.023345 | Gas | FRS_110025378614
336 | 3632 | 2021 | IL | Princeton (IL) | 957 | City of Princeton - (IL) | 15388 | City of Princeton - (IL) | 15388 | Electric Utility | Midcontinent Independent Transmission System Operator, Inc.. | MISO | SERC | SRMW | SERC Midwest | MISO | 17 | 11 | Bureau | 41.3755 | -89.4649 | 8 | 8 | NG | GAS |  | 0.00409 | 37.9 | 1 | [6 empty] | 2185011 | 998618.999 | 2185011 | 998618.999 | 1357 | 620 | 2866.264 | 1311.787 | 3.475 | 127701.94 | 4863.254 | 493.244 | 127836.224 |  | 4224.413 | 4231.571 | 5.121 | 188212.144 | 3.584 | 0.363 | 188410.058 |  | 2.624 | 2.627 | 0.003 | 116.889 | 0.002 | 0 | 117.012 |  | 4224.413 | 4231.571 | 5.121 | 188212.144 | 3.584 | 0.363 | 188410.058 |  | 2866.264 | 1311.787 | 3.475 | 127701.94 | 4863.254 | 493.244 |  | 2185011 | 998618.999 | 2185011 | 998618.999 | EIA | EIA | EIA | EIA | EIA | EIA | -- | EIA | EIA | [14 empty] | 1610177.598 | 0 | 6.496 | 1350.504 | 0 | 0 | 0 | 0 | 0 | 0 | 0 | 0 | 1357 | 0 | 0 | 1357 | 0 | 0 | 0.004787 | 0.99521 | 0 | 0 | 0 | 0 | 0 | 0 | 0 | 0 | 1 | 0 | 0 | 1 | 0 | [7 empty] | https://www.google.com/maps/@?api=1&map_action=map&center=41.375528000000003%2C-89.464872&zoom=17&basemap=satellite | 8380 | [118 empty] | 0.2 |  |  | 31 |  |  | 0.35 | 0.08 |  |  | 19 |  |  | 0.4 | 0.31 |  |  | 56 |  |  | 0.3 | 0 |  |  | 0 |  |  | 0.05 | 0.06 |  |  | 39 |  |  | 0.12 | 0.05 |  |  | 46 |  |  | 0.06 | 0.28 |  |  | 86 |  |  | 0.16 | 0.001105 | 0.0042095 | Gas | FRS_110001807938
337 | 185 | 2021 | AL | International Paper Pine Hill Mill | 54752 | Alabama Power Co | 195 | International Paper Co. | 56291 | Industrial CHP | Southern Company Services, Inc. - Trans | SOCO | SERC | SRSO | SERC South |  | 1 | 131 | Wilcox | 31.9698 | -87.4806 | 3 | 2 | BLQ | BIOMASS | Yes | 0.68161 | 77.4 | 0.19731 | Yes | Yes | 10233501.6 | 0.154 | 0.17048 |  | 2714073.377 | 1053065.888 | 2714073.377 | 1053065.888 | 462151 | 177342 | 149.982 | 58.826 | 418.262 | 22738.252 | 87396.695 | 16020.807 | 26217.811 |  | 0.649 | 0.663 | 1.81 | 98.402 | 0.189 | 0.035 | 113.46 |  | 0.111 | 0.112 | 0.308 | 16.756 | 0.032 | 0.006 | 19.32 |  | 0.649 | 0.663 | 1.81 | 98.402 | 0.189 | 0.035 | 113.46 |  | 879.785 | 345.07 | 2453.496 | 1599200.767 | 512662.391 | 93976.837 |  | 15920548.72 | 6177204.68 | 15920548.72 | 6177204.68 | EIA | EIA | EIA | EIA | EIA | EIA | -- | EIA | EIA |  |  |  | 1465819.904 |  |  | 13206475.34 | 5124138.792 | 729.803 | 286.244 | 2035.233 | 110642.611 | 425265.695 | 77956.03 | 5872.6982 | 20.621 | 1527.191 | 63981.704 | 0 | 0 | 396621.49 | 0 | 0 | 0 | 0 | 0 | 65529.516 | 396621.49 | 396621.49 | 462151.006 | 0 | 4.462e-05 | 0.0033045 | 0.13844 | 0 | 0 | 0.85821 | 0 | 0 | 0 | 0 | 0 | 0.14179 | 0.85821 | 0.85821 | 1 | 0 | [7 empty] | https://www.google.com/maps/@?api=1&map_action=map&center=31.969799999999999%2C-87.480599999999995&zoom=17&basemap=satellite | 288 | [118 empty] | 0.63 |  |  | 85 |  |  | 0.35 | 0.81 |  |  | 84 |  |  | 0.4 | 0.44 |  |  | 73 |  |  | 0.3 | 0 |  |  | 0 |  |  | 0.05 | 0.24 |  |  | 85 |  |  | 0.12 | 0.1 |  |  | 86 |  |  | 0.06 | 0.17 |  |  | 55 |  |  | 0.16 | 17.6624 | 0.076826 | Biomass | FRS_110070828194
338 | 3639 | 2021 | IL | Rantoul | 958 | Ameren Illinois Company | 56697 | Village of Rantoul - (IL) | 15686 | Electric Utility | Midcontinent Independent Transmission System Operator, Inc.. | MISO | SERC | SRMW | SERC Midwest | MISO | 17 | 19 | Champaign | 40.3122 | -88.1594 | 8 | 8 | DFO | OIL |  | 0.00667 | 14.4 | 1 | [6 empty] | 8189 | 973 | 8189 | 973 | 842 | 91 | 13.16 | 1.568 | 1.187 | 668.736 | 54.161 | 10.832 | 671.027 |  | 31.259 | 34.462 | 2.82 | 1588.447 | 0.064 | 0.013 | 1593.888 |  | 3.214 | 3.223 | 0.29 | 163.325 | 0.007 | 0.001 | 163.885 |  | 31.259 | 34.462 | 2.82 | 1588.447 | 0.064 | 0.013 | 1593.888 |  | 13.16 | 1.568 | 1.187 | 668.736 | 54.161 | 10.832 |  | 8189 | 973 | 8189 | 973 | EIA | EIA | EIA | EIA | EIA | EIA | -- | EIA | EIA | [14 empty] | 9725.6532 | 0 | 842 | 0 | 0 | 0 | 0 | 0 | 0 | 0 | 0 | 0 | 842 | 0 | 0 | 842 | 0 | 0 | 1 | 0 | 0 | 0 | 0 | 0 | 0 | 0 | 0 | 0 | 1 | 0 | 0 | 1 | 0 | [7 empty] | https://www.google.com/maps/@?api=1&map_action=map&center=40.312221999999998%2C-88.159443999999993&zoom=17&basemap=satellite | 13374 | [118 empty] | 0.46 |  |  | 70 |  |  | 0.35 | 0.41 |  |  | 60 |  |  | 0.4 | 0.5 |  |  | 80 |  |  | 0.3 | 0.02 |  |  | 62 |  |  | 0.05 | 0.09 |  |  | 52 |  |  | 0.12 | 0.08 |  |  | 72 |  |  | 0.06 | 0.13 |  |  | 40 |  |  | 0.16 | 0.28474 | 3.2917 | Oil | FRS_110018262510
339 | 3641 | 2021 | IL | Red Bud | 959 | City of Red Bud - (IL) | 15772 | City of Red Bud - (IL) | 15772 | Electric Utility | Midcontinent Independent Transmission System Operator, Inc.. | MISO | SERC | SRMW | SERC Midwest | MISO | 17 | 157 | Randolph | 38.2165 | -89.9992 | 6 | 6 | DFO | OIL |  | 0.00718 | 15 | 1 | [6 empty] | 10587 | 3445 | 10587 | 3445 | 943 | 307 | 17.157 | 5.582 | 1.535 | 864.563 | 70.021 | 14.004 | 867.525 |  | 36.388 | 36.365 | 3.256 | 1833.644 | 0.074 | 0.015 | 1839.926 |  | 3.241 | 3.241 | 0.29 | 163.325 | 0.007 | 0.001 | 163.885 |  | 36.388 | 36.365 | 3.256 | 1833.644 | 0.074 | 0.015 | 1839.926 |  | 17.157 | 5.582 | 1.535 | 864.563 | 70.021 | 14.004 |  | 10587 | 3445 | 10587 | 3445 | EIA | EIA | EIA | EIA | EIA | EIA | -- | EIA | EIA | [14 empty] | 11226.9353 | 0 | 943 | 0 | 0 | 0 | 0 | 0 | 0 | 0 | 0 | 0 | 943 | 0 | 0 | 943 | 0 | 0 | 1 | 0 | 0 | 0 | 0 | 0 | 0 | 0 | 0 | 0 | 1 | 0 | 0 | 1 | 0 | [7 empty] | https://www.google.com/maps/@?api=1&map_action=map&center=38.216500000000003%2C-89.999200000000002&zoom=17&basemap=satellite | 4274 | [118 empty] | 0.13 |  |  | 16 |  |  | 0.35 | 0.02 |  |  | 6 |  |  | 0.4 | 0.24 |  |  | 44 |  |  | 0.3 | 0 |  |  | 0 |  |  | 0.05 | 0.08 |  |  | 49 |  |  | 0.12 | 0.07 |  |  | 68 |  |  | 0.06 | 0.19 |  |  | 63 |  |  | 0.16 | 0.3396 | 3.4831 | Oil | FRS_110001800935
340 | 186 | 2021 | AL | International Paper-Prattville Mill | 52140 | Alabama Power Co | 195 | International Paper Co | 8009 | Industrial CHP | Southern Company Services, Inc. - Trans | SOCO | SERC | SRSO | SERC South |  | 1 | 1 | Autauga | 32.4187 | -86.4718 | 2 | 2 | BLQ | BIOMASS |  | 0.72216 | 89.8 | 0.12973 | Yes | Yes | 12139992.8 | 0.16 | 0.17556 |  | 1035428.249 | 437233.706 | 1035428.249 | 437233.706 | 568088 | 247576 | 130.843 | 52.152 | 589.034 | 0 | 46601.986 | 12823.027 | 0 |  | 0.461 | 0.421 | 2.074 | 0 | 0.082 | 0.023 | 0 |  | 0.253 | 0.239 | 1.138 | 0 | 0.045 | 0.012 | 0 |  | 0.461 | 0.421 | 2.074 | 0 | 0.082 | 0.023 | 0 |  | 745.279 | 297.056 | 3355.138 | 518096.02 | 265444.759 | 73039.922 |  | 5897795.954 | 2490481.771 | 5897795.954 | 2490481.771 | EPA/CAMD | EPA/CAMD | EIA | EIA | EIA | EIA | -- | EPA/CAMD | EPA/CAMD |  |  |  | 518096.02 |  |  | 4862367.705 | 2053248.065 | 614.436 | 244.904 | 2766.103 | 518096.02 | 218842.774 | 60216.895 | 1822.6547 | 0 | 2966.119 | 153321.68 | 0 | 0 | 411800.201 | 0 | 0 | 0 | 0 | 0 | 156287.799 | 411800.201 | 411800.201 | 568088 | 0 | 0 | 0.0052212 | 0.26989 | 0 | 0 | 0.72489 | 0 | 0 | 0 | 0 | 0 | 0.27511 | 0.72489 | 0.72489 | 1 | 0 | Yes | [6 empty] | https://www.google.com/maps/@?api=1&map_action=map&center=32.418700000000001%2C-86.471800000000002&zoom=17&basemap=satellite | 8344 | [118 empty] | 0.33 |  |  | 56 |  |  | 0.35 | 0.26 |  |  | 46 |  |  | 0.4 | 0.4 |  |  | 69 |  |  | 0.3 | 0 |  |  | 0 |  |  | 0.05 | 0.14 |  |  | 69 |  |  | 0.12 | 0.06 |  |  | 63 |  |  | 0.06 | 0.14 |  |  | 42 |  |  | 0.16 | 6.4766 | 0.02057 | Biomass | FRS_110011734935
341 | 3605 | 2021 | IL | North Ninth Street | 960 | Rochelle Municipal Utilities | 16179 | Rochelle Municipal Utilities | 16179 | Electric Utility | PJM Interconnection, LLC | PJM | RFC | RFCW | RFC West | PJM | 17 | 141 | Ogle | 41.9093 | -89.0498 | 9 | 9 | NG | GAS |  | 0.01857 | 17.4 | 1 | [6 empty] | 33749 | 33084 | 37037 | 34454 | 2830.999 | 2557.001 | 46.073 | 45.114 | 0.807 | 2077.841 | 97.557 | 13.229 | 2081.032 |  | 32.549 | 35.287 | 0.57 | 1467.921 | 0.034 | 0.005 | 1470.175 |  | 2.73 | 2.727 | 0.048 | 123.135 | 0.003 | 0 | 123.324 |  | 37.473 | 40.625 | 0.656 | 1689.989 | 0.04 | 0.005 | 1692.584 |  | 46.073 | 45.114 | 0.807 | 2077.841 | 97.557 | 13.229 |  | 33749 | 33084 | 37037 | 34454 | EIA | EIA | EIA | EIA | EIA | EIA | -- | EIA | EIA | [14 empty] | 13724.6848 | 0 | 399.737 | 2059.263 | 0 | 0 | 0 | 0 | 372 | 0 | 0 | 0 | 2459 | 372 | 372 | 2459 | 372 | 0 | 0.1412 | 0.7274 | 0 | 0 | 0 | 0 | 0.1314 | 0 | 0 | 0 | 0.8686 | 0.1314 | 0.1314 | 0.8686 | 0.1314 | [7 empty] | https://www.google.com/maps/@?api=1&map_action=map&center=41.909300000000002%2C-89.049800000000005&zoom=17&basemap=satellite | 9403 | [118 empty] | 0.27 |  |  | 47 |  |  | 0.35 | 0.27 |  |  | 47 |  |  | 0.4 | 0.28 |  |  | 51 |  |  | 0.3 | 0.08 |  |  | 81 |  |  | 0.05 | 0.16 |  |  | 72 |  |  | 0.12 | 0.04 |  |  | 45 |  |  | 0.06 | 0.16 |  |  | 53 |  |  | 0.16 | 0.70077 | 0.49263 | Gas | FRS_110028018437
342 | 187 | 2021 | AL | International Paper-Riverdale Mill | 54096 | Alabama Power Co | 195 | International Paper Co-Riverdl | 9393 | Industrial CHP | Southern Company Services, Inc. - Trans | SOCO | SERC | SRSO | SERC South |  | 1 | 47 | Dallas | 32.426 | -86.8709 | 2 | 4 | NG | GAS |  | 0.67926 | 104.2 | 0.20124 | Yes | Yes | 11049852.8 | 0.192 | 0.20341 |  | 1908573.788 | 393920.3 | 1908573.788 | 393920.3 | 620019 | 250098 | 494.257 | 111.786 | 2.567 | 0 | 13250.246 | 6227.982 | 0 |  | 1.594 | 0.894 | 0.008 | 0 | 0.021 | 0.01 | 0 |  | 0.518 | 0.568 | 0.003 | 0 | 0.007 | 0.003 | 0 |  | 1.594 | 0.894 | 0.008 | 0 | 0.021 | 0.01 | 0 |  | 2429.918 | 549.573 | 12.62 | 548392.625 | 65142.245 | 30618.655 |  | 9383130.207 | 1936632.207 | 9383130.207 | 1936632.207 | EPA/CAMD; EIA | EPA/CAMD | EIA | EIA | EIA | EIA | -- | EPA/CAMD; EIA | EPA/CAMD |  |  |  | 548392.625 |  |  | 7474556.419 | 1542711.907 | 1935.661 | 437.787 | 10.053 | 548392.625 | 51892 | 24390.673 | 3078.2505 | 0 | 0 | 475438.84 | 0 | 0 | 144580.16 | 0 | 0 | 0 | 0 | 0 | 475438.84 | 144580.16 | 144580.16 | 620019 | 0 | 0 | 0 | 0.76681 | 0 | 0 | 0.23319 | 0 | 0 | 0 | 0 | 0 | 0.76681 | 0.23319 | 0.23319 | 1 | 0 | Yes |  | 363399.836 |  | 134.952 |  |  | https://www.google.com/maps/@?api=1&map_action=map&center=32.426015999999997%2C-86.870912000000004&zoom=17&basemap=satellite | 579 | [118 empty] | 0.52 |  |  | 76 |  |  | 0.35 | 0.5 |  |  | 67 |  |  | 0.4 | 0.54 |  |  | 83 |  |  | 0.3 | 0 |  |  | 0 |  |  | 0.05 | 0.12 |  |  | 61 |  |  | 0.12 | 0.06 |  |  | 60 |  |  | 0.06 | 0.33 |  |  | 92 |  |  | 0.16 | 2.0472 | 0.011586 | Gas | FRS_110002438103
343 | 3673 | 2021 | IL | South Main Street | 961 | Rochelle Municipal Utilities | 16179 | Rochelle Municipal Utilities | 16179 | Electric Utility | PJM Interconnection, LLC | PJM | RFC | RFCW | RFC West | PJM | 17 | 141 | Ogle | 41.9092 | -89.0504 | 8 | 8 | NG | GAS |  | 0.00965 | 15.8 | 1 | [6 empty] | 13163.998 | 4279 | 13163.998 | 4279 | 1335.002 | 434 | 21.336 | 6.936 | 1.909 | 978.29 | 87.065 | 17.413 | 981.973 |  | 31.964 | 31.963 | 2.859 | 1465.601 | 0.065 | 0.013 | 1471.118 |  | 3.242 | 3.242 | 0.29 | 148.631 | 0.007 | 0.001 | 149.191 |  | 31.964 | 31.963 | 2.859 | 1465.603 | 0.065 | 0.013 | 1471.12 |  | 21.336 | 6.936 | 1.909 | 978.29 | 87.065 | 17.413 |  | 13163.998 | 4279 | 13163.998 | 4279 | EIA | EIA | EIA | EIA | EIA | EIA | -- | EIA | EIA | [14 empty] | 9860.6727 | 0 | 1335 | 0 | 0 | 0 | 0 | 0 | 0 | 0 | 0 | 0 | 1335 | 0 | 0 | 1335 | 0 | 0 | 1 | 0 | 0 | 0 | 0 | 0 | 0 | 0 | 0 | 0 | 1 | 0 | 0 | 1 | 0 | [7 empty] | https://www.google.com/maps/@?api=1&map_action=map&center=41.909199999999998%2C-89.050399999999996&zoom=17&basemap=satellite | 9403 | [118 empty] | 0.27 |  |  | 47 |  |  | 0.35 | 0.27 |  |  | 47 |  |  | 0.4 | 0.28 |  |  | 51 |  |  | 0.3 | 0.08 |  |  | 81 |  |  | 0.05 | 0.16 |  |  | 72 |  |  | 0.12 | 0.04 |  |  | 45 |  |  | 0.06 | 0.16 |  |  | 53 |  |  | 0.16 | 1.8271 | 2.0905 | Gas | FRS_110064281450
344 | 188 | 2021 | AL | James H Miller Jr | 6002 | Alabama Power Co | 195 | Alabama Power Co | 195 | Electric Utility | Southern Company Services, Inc. - Trans | SOCO | SERC | SRSO | SERC South |  | 1 | 73 | Jefferson | 33.6319 | -87.0597 | 4 | 4 | SUB | COAL | Yes | 0.83044 | 2822 | 0 | [6 empty] | 218967616.6 | 95494759.08 | 218967616.6 | 95494759.08 | 20528965 | 8915699 | 7372.334 | 3168.413 | 1259.123 | 22965315.15 | 4912030.73 | 714198.699 | 23133131.14 |  | 0.718 | 0.711 | 0.123 | 2237.357 | 0.239 | 0.035 | 2253.707 |  | 0.067 | 0.066 | 0.012 | 209.76 | 0.022 | 0.003 | 211.293 |  | 0.718 | 0.711 | 0.123 | 2237.357 | 0.239 | 0.035 | 2253.707 |  | 7372.334 | 3168.413 | 1259.123 | 22965315.15 | 4912030.73 | 714198.699 |  | 218967616.6 | 95494759.08 | 218967616.6 | 95494759.08 | EPA/CAMD | EPA/CAMD | EPA/CAMD | EPA/CAMD | EIA | EIA | -- | EPA/CAMD | EPA/CAMD | [14 empty] | 10666.2767 | 20252052 | 0 | 276912.62 | 0 | 0 | 0 | 0 | 0 | 0 | 0 | 0 | 20528964.62 | 0 | 0 | 20528964.62 | 0 | 0.98651 | 0 | 0.013489 | 0 | 0 | 0 | 0 | 0 | 0 | 0 | 0 | 1 | 0 | 0 | 1 | 0 | Yes |  | 227067665.8 | 23814854.18 | 7538.103 | 1191.666 |  | https://www.google.com/maps/@?api=1&map_action=map&center=33.631900000000002%2C-87.059700000000007&zoom=17&basemap=satellite | 1655 | [118 empty] | 0.16 |  |  | 24 |  |  | 0.35 | 0.04 |  |  | 11 |  |  | 0.4 | 0.29 |  |  | 52 |  |  | 0.3 | 0 |  |  | 0 |  |  | 0.05 | 0.13 |  |  | 67 |  |  | 0.12 | 0.05 |  |  | 53 |  |  | 0.06 | 0.31 |  |  | 90 |  |  | 0.16 | 127.4639 | 0.015502 | Coal | FRS_110043792651
345 | 3470 | 2021 | IL | Dallman | 963 | City of Springfield - (IL) | 17828 | City of Springfield - (IL) | 17828 | Electric Utility | Midcontinent Independent Transmission System Operator, Inc.. | MISO | SERC | SRMW | SERC Midwest | MISO | 17 | 167 | Sangamon | 39.7548 | -89.6024 | 2 | 2 | BIT | COAL | Yes | 0.31971 | 437.4 | 0.80048 | [6 empty] | 13901624.29 | 6698754.332 | 13901624.29 | 6698754.332 | 1225024 | 610904 | 447.205 | 196.384 | 717.893 | 1422867.731 | 326738.256 | 47514.667 | 1434031.645 |  | 0.73 | 0.643 | 1.172 | 2323.004 | 0.267 | 0.039 | 2341.23 |  | 0.064 | 0.059 | 0.103 | 204.705 | 0.024 | 0.003 | 206.311 |  | 0.73 | 0.643 | 1.172 | 2323.004 | 0.267 | 0.039 | 2341.23 |  | 447.205 | 196.384 | 717.893 | 1422867.731 | 326738.256 | 47514.667 |  | 13901624.29 | 6698754.332 | 13901624.29 | 6698754.332 | EPA/CAMD | EPA/CAMD | EPA/CAMD | EPA/CAMD | EIA | EIA | -- | EPA/CAMD | EPA/CAMD | [14 empty] | 11348.0428 | 1215607.5 | 0 | 9416.458 | 0 | 0 | 0 | 0 | 0 | 0 | 0 | 0 | 1225023.958 | 0 | 0 | 1225023.958 | 0 | 0.99231 | 0 | 0.0076868 | 0 | 0 | 0 | 0 | 0 | 0 | 0 | 0 | 1 | 0 | 0 | 1 | 0 | Yes |  | 13388081.85 | 1369679.873 | 416.756 | 424.809 |  | https://www.google.com/maps/@?api=1&map_action=map&center=39.754803000000003%2C-89.602389000000002&zoom=17&basemap=satellite | 30441 | [118 empty] | 0.35 |  |  | 58 |  |  | 0.35 | 0.33 |  |  | 53 |  |  | 0.4 | 0.38 |  |  | 65 |  |  | 0.3 | 0 |  |  | 0 |  |  | 0.05 | 0.12 |  |  | 63 |  |  | 0.12 | 0.06 |  |  | 56 |  |  | 0.06 | 0.18 |  |  | 59 |  |  | 0.16 | 13.2768 | 0.035128 | Coal | FRS_110056956281
346 | 3643 | 2021 | IL | Reynolds | 965 | City of Springfield - (IL) | 17828 | City of Springfield - (IL) | 17828 | Electric Utility | Midcontinent Independent Transmission System Operator, Inc.. | MISO | SERC | SRMW | SERC Midwest | MISO | 17 | 167 | Sangamon | 39.8069 | -89.6417 | 1 | 1 | DFO | OIL |  | 0.00155 | 17.5 | 1 | [6 empty] | 4871 | 1584 | 4871 | 1584 | 238 | 77 | 2.152 | 0.699 | 0.748 | 397.78 | 32.216 | 6.443 | 399.143 |  | 18.084 | 18.156 | 6.289 | 3342.689 | 0.135 | 0.027 | 3354.141 |  | 0.884 | 0.883 | 0.307 | 163.326 | 0.007 | 0.001 | 163.885 |  | 18.084 | 18.156 | 6.289 | 3342.689 | 0.135 | 0.027 | 3354.141 |  | 2.152 | 0.699 | 0.748 | 397.78 | 32.216 | 6.443 |  | 4871 | 1584 | 4871 | 1584 | EIA | EIA | EIA | EIA | EIA | EIA | -- | EIA | EIA | [14 empty] | 20466.3866 | 0 | 238 | 0 | 0 | 0 | 0 | 0 | 0 | 0 | 0 | 0 | 238 | 0 | 0 | 238 | 0 | 0 | 1 | 0 | 0 | 0 | 0 | 0 | 0 | 0 | 0 | 0 | 1 | 0 | 0 | 1 | 0 | [7 empty] | https://www.google.com/maps/@?api=1&map_action=map&center=39.806868000000001%2C-89.641653000000005&zoom=17&basemap=satellite | 67806 | [118 empty] | 0.38 |  |  | 63 |  |  | 0.35 | 0.32 |  |  | 53 |  |  | 0.4 | 0.44 |  |  | 73 |  |  | 0.3 | 0 |  |  | 0 |  |  | 0.05 | 0.13 |  |  | 65 |  |  | 0.12 | 0.06 |  |  | 57 |  |  | 0.06 | 0.16 |  |  | 51 |  |  | 0.16 | 0.030322 | 0.28742 | Oil | FRS_110028018561
347 | 3679 | 2021 | IL | Sullivan (IL) | 969 | City of Sullivan - (IL) | 18277 | City of Sullivan - (IL) | 18277 | Electric Utility | Midcontinent Independent Transmission System Operator, Inc.. | MISO | SERC | SRMW | SERC Midwest | MISO | 17 | 139 | Moultrie | 39.5967 | -88.6119 | 13 | 13 | DFO | OIL |  | 0.00067 | 25.4 | 1 | [6 empty] | 1451.002 | 967.001 | 1451.002 | 967.001 | 150 | 101.001 | 2.351 | 1.566 | 0.211 | 118.495 | 9.597 | 1.919 | 118.901 |  | 31.347 | 31.01 | 2.808 | 1579.933 | 0.064 | 0.013 | 1585.346 |  | 3.241 | 3.239 | 0.29 | 163.329 | 0.007 | 0.001 | 163.888 |  | 31.347 | 31.01 | 2.808 | 1579.933 | 0.064 | 0.013 | 1585.346 |  | 2.351 | 1.566 | 0.211 | 118.495 | 9.597 | 1.919 |  | 1451.002 | 967.001 | 1451.002 | 967.001 | EIA | EIA | EIA | EIA | EIA | EIA | -- | EIA | EIA | [14 empty] | 9673.3467 | 0 | 150 | 0 | 0 | 0 | 0 | 0 | 0 | 0 | 0 | 0 | 150 | 0 | 0 | 150 | 0 | 0 | 1 | 0 | 0 | 0 | 0 | 0 | 0 | 0 | 0 | 0 | 1 | 0 | 0 | 1 | 0 | [7 empty] | https://www.google.com/maps/@?api=1&map_action=map&center=39.596666999999997%2C-88.611943999999994&zoom=17&basemap=satellite | 5308 | [118 empty] | 0.16 |  |  | 24 |  |  | 0.35 | 0.04 |  |  | 11 |  |  | 0.4 | 0.29 |  |  | 52 |  |  | 0.3 | 0 |  |  | 0 |  |  | 0.05 | 0.1 |  |  | 57 |  |  | 0.12 | 0.07 |  |  | 67 |  |  | 0.06 | 0.19 |  |  | 64 |  |  | 0.16 | 0.21049 | 3.0286 | Oil | FRS_110001804959
348 | 192 | 2021 | AL | Kimberly Clark Mobile - CHP Plant | 62449 | Alabama Power Co | 195 | Kimberly Clark - Mobile Alabama | 61964 | Industrial CHP | Southern Company Services, Inc. - Trans | SOCO | SERC | SRSO | SERC South |  | 1 | 97 | Mobile | 30.7377 | -88.0498 | 2 | 2 | NG | GAS |  | 0.7848 | 50 | 0.025327 |  | Yes | 0 |  | 1 |  | 3538899 | 1583507 | 3538899 | 1583507 | 343744 | 153811 | 556.758 | 249.126 | 5.655 | 206829.286 | 7801.943 | 780.194 | 207043.059 |  | 3.239 | 3.239 | 0.033 | 1203.391 | 0.023 | 0.002 | 1204.635 |  | 0.315 | 0.315 | 0.003 | 116.889 | 0.002 | 0 | 117.01 |  | 3.239 | 3.239 | 0.033 | 1203.391 | 0.023 | 0.002 | 1204.635 |  | 556.758 | 249.126 | 5.655 | 206829.286 | 7801.943 | 780.194 |  | 3538899 | 1583507 | 3538899 | 1583507 | EIA | EIA | EIA | EIA | EIA | EIA | -- | EIA | EIA | [6 empty] | 0 | 0 | 0 | 0 | 0 | 0 | 0 | 0 | 10295.1586 | 0 | 0 | 343744 | 0 | 0 | 0 | 0 | 0 | 0 | 0 | 0 | 343744 | 0 | 0 | 343744 | 0 | 0 | 0 | 1 | 0 | 0 | 0 | 0 | 0 | 0 | 0 | 0 | 1 | 0 | 0 | 1 | 0 | [7 empty] | https://www.google.com/maps/@?api=1&map_action=map&center=30.737741%2C-88.049769999999995&zoom=17&basemap=satellite | 20346 | [118 empty] | 0.75 |  |  | 92 |  |  | 0.35 | 0.88 |  |  | 88 |  |  | 0.4 | 0.61 |  |  | 89 |  |  | 0.3 | 0 |  |  | 0 |  |  | 0.05 | 0.17 |  |  | 76 |  |  | 0.12 | 0.06 |  |  | 62 |  |  | 0.06 | 0.18 |  |  | 60 |  |  | 0.16 | 1.8226 | 0.010462 | Gas | FRS_110063126503
349 | 3703 | 2021 | IL | Waterloo | 971 | City of Waterloo - (IL) | 20180 | City of Waterloo - (IL) | 20180 | Electric Utility | Midcontinent Independent Transmission System Operator, Inc.. | MISO | SERC | SRMW | SERC Midwest | MISO | 17 | 133 | Monroe | 38.3348 | -90.1589 | 13 | 13 | NG | GAS |  | 0.00411 | 30.2 | 1 | [6 empty] | 9623.999 | 3783.998 | 9623.999 | 3783.998 | 1087.998 | 431.002 | 8.35 | 2.814 | 0.688 | 671.315 | 41.888 | 7.289 | 672.925 |  | 15.349 | 13.058 | 1.264 | 1234.037 | 0.038 | 0.007 | 1236.996 |  | 1.735 | 1.487 | 0.143 | 139.509 | 0.004 | 0.001 | 139.843 |  | 15.349 | 13.058 | 1.264 | 1234.035 | 0.038 | 0.007 | 1236.994 |  | 8.35 | 2.814 | 0.688 | 671.315 | 41.888 | 7.289 |  | 9623.999 | 3783.998 | 9623.999 | 3783.998 | EIA | EIA | EIA | EIA | EIA | EIA | -- | EIA | EIA | [14 empty] | 8845.5873 | 0 | 506 | 582 | 0 | 0 | 0 | 0 | 0 | 0 | 0 | 0 | 1088 | 0 | 0 | 1088 | 0 | 0 | 0.46507 | 0.53493 | 0 | 0 | 0 | 0 | 0 | 0 | 0 | 0 | 1 | 0 | 0 | 1 | 0 | [7 empty] | https://www.google.com/maps/@?api=1&map_action=map&center=38.334786000000001%2C-90.158939000000004&zoom=17&basemap=satellite | 11368 | [118 empty] | 0.09 |  |  | 8 |  |  | 0.35 | 0.04 |  |  | 12 |  |  | 0.4 | 0.13 |  |  | 23 |  |  | 0.3 | 0.01 |  |  | 57 |  |  | 0.05 | 0.04 |  |  | 31 |  |  | 0.12 | 0.06 |  |  | 57 |  |  | 0.06 | 0.2 |  |  | 68 |  |  | 0.16 | 0.18055 | 0.79889 | Gas | FRS_110040991996
350 | 198 | 2021 | AL | McIntosh (7063) | 7063 | PowerSouth Energy Cooperative | 189 | PowerSouth Energy Cooperative | 189 | Electric Utility | PowerSouth Energy Cooperative | AEC | SERC | SRSO | SERC South |  | 1 | 129 | Washington | 31.2546 | -88.0299 | 5 | 5 | NG | GAS |  | 0.09675 | 676 | 1 | [6 empty] | 6432343.089 | 3589650.891 | 6432343.089 | 3589650.891 | 572942 | 319737 | 148.903 | 74.634 | 1.939 | 382330.277 | 14671.454 | 1470.382 | 382732.757 |  | 0.52 | 0.467 | 0.007 | 1334.621 | 0.026 | 0.003 | 1336.026 |  | 0.046 | 0.042 | 0.001 | 118.877 | 0.002 | 0 | 119.003 |  | 0.52 | 0.467 | 0.007 | 1334.621 | 0.026 | 0.003 | 1336.026 |  | 148.903 | 74.634 | 1.939 | 382330.277 | 14671.454 | 1470.382 |  | 6432343.089 | 3589650.891 | 6432343.089 | 3589650.891 | EPA/CAMD | EPA/CAMD | EPA/CAMD | EPA/CAMD | EIA | EIA | -- | EPA/CAMD | EPA/CAMD | [14 empty] | 11226.866 | 0 | 434.711 | 572507.29 | 0 | 0 | 0 | 0 | 0 | 0 | 0 | 0 | 572942.001 | 0 | 0 | 572942.001 | 0 | 0 | 0.00075873 | 0.99924 | 0 | 0 | 0 | 0 | 0 | 0 | 0 | 0 | 1 | 0 | 0 | 1 | 0 | Yes |  | 9217019.951 | 547800.511 | 231.787 | 2.772 |  | https://www.google.com/maps/@?api=1&map_action=map&center=31.2546%2C-88.029899999999998&zoom=17&basemap=satellite | 1328 | [118 empty] | 0.59 |  |  | 82 |  |  | 0.35 | 0.89 |  |  | 88 |  |  | 0.4 | 0.29 |  |  | 53 |  |  | 0.3 | 0 |  |  | 0 |  |  | 0.05 | 0.13 |  |  | 67 |  |  | 0.12 | 0.01 |  |  | 12 |  |  | 0.06 | 0.13 |  |  | 40 |  |  | 0.16 | 13.23 | 0.071519 | Gas | FRS_110007348030
351 | 3710 | 2021 | IL | Winnetka | 972 | Village of Winnetka - (IL) | 20824 | Village of Winnetka - (IL) | 20824 | Electric Utility | PJM Interconnection, LLC | PJM | RFC | RFCW | RFC West | PJM | 17 | 31 | Cook | 42.1156 | -87.731 | 5 | 5 | NG | GAS |  | 0.01329 | 33.4 | 1 | [6 empty] | 67815.274 | 57552.926 | 67815.274 | 57552.926 | 3889 | 3260 | 10.433 | 6.284 | 0.562 | 3999.932 | 166.835 | 18.763 | 4004.813 |  | 5.365 | 3.855 | 0.289 | 2057.049 | 0.043 | 0.005 | 2059.559 |  | 0.308 | 0.218 | 0.017 | 117.966 | 0.002 | 0 | 118.109 |  | 5.365 | 3.855 | 0.289 | 2057.049 | 0.043 | 0.005 | 2059.559 |  | 10.433 | 6.284 | 0.562 | 3999.932 | 166.835 | 18.763 |  | 67815.274 | 57552.926 | 67815.274 | 57552.926 | EIA | EIA | EIA | EIA | EIA | EIA | -- | [16 empty] | 17437.7151 | 0 | 287 | 3602 | 0 | 0 | 0 | 0 | 0 | 0 | 0 | 0 | 3889 | 0 | 0 | 3889 | 0 | 0 | 0.073798 | 0.9262 | 0 | 0 | 0 | 0 | 0 | 0 | 0 | 0 | 1 | 0 | 0 | 1 | 0 | [7 empty] | https://www.google.com/maps/@?api=1&map_action=map&center=42.115589%2C-87.731025000000002&zoom=17&basemap=satellite | 43235 | [118 empty] | 0.1 |  |  | 10 |  |  | 0.35 | 0.13 |  |  | 28 |  |  | 0.4 | 0.07 |  |  | 11 |  |  | 0.3 | 0.01 |  |  | 60 |  |  | 0.05 | 0.01 |  |  | 11 |  |  | 0.12 | 0.06 |  |  | 61 |  |  | 0.06 | 0.19 |  |  | 65 |  |  | 0.16 | 0.44782 | 0.2199 | Gas | FRS_110028020095
352 | 3575 | 2021 | IL | Marion | 976 | Southern Illinois Elec Coop | 17631 | Southern Illinois Power Coop | 17632 | Electric Utility | Midcontinent Independent Transmission System Operator, Inc.. | MISO | SERC | SRMW | SERC Midwest | MISO | 17 | 199 | Williamson | 37.6197 | -88.9531 | 3 | 5 | BIT | COAL | Yes | 0.30688 | 249 | 0.82186 | [6 empty] | 10605170.99 | 5646709.599 | 10605170.99 | 5646709.599 | 669385 | 352530 | 501.668 | 259.771 | 1657.833 | 1092490.454 | 203237.956 | 29516.463 | 1099428.882 |  | 1.499 | 1.474 | 4.953 | 3264.162 | 0.304 | 0.044 | 3284.892 |  | 0.095 | 0.092 | 0.313 | 206.03 | 0.019 | 0.003 | 207.338 |  | 1.499 | 1.474 | 4.953 | 3264.162 | 0.304 | 0.044 | 3284.893 |  | 501.668 | 259.771 | 1657.833 | 1092490.454 | 203237.956 | 29516.463 |  | 10605170.99 | 5646709.599 | 10605170.99 | 5646709.599 | EPA/CAMD | EPA/CAMD | EPA/CAMD | EPA/CAMD | EIA | EIA | -- | EPA/CAMD | EPA/CAMD | [14 empty] | 15843.1561 | 625345.74 | 1987.96 | 42051.296 | 0 | 0 | 0 | 0 | 0 | 0 | 0 | 0 | 669384.996 | 0 | 0 | 669384.996 | 0 | 0.93421 | 0.0029698 | 0.062821 | 0 | 0 | 0 | 0 | 0 | 0 | 0 | 0 | 1 | 0 | 0 | 1 | 0 | Yes |  | 12341071.24 | 1237480.489 | 472.272 | 2810.088 |  | https://www.google.com/maps/@?api=1&map_action=map&center=37.619746999999997%2C-88.953113999999999&zoom=17&basemap=satellite | 2993 | [118 empty] | 0.14 |  |  | 19 |  |  | 0.35 | 0.1 |  |  | 23 |  |  | 0.4 | 0.16 |  |  | 29 |  |  | 0.3 | 0 |  |  | 0 |  |  | 0.05 | 0.05 |  |  | 36 |  |  | 0.12 | 0.03 |  |  | 34 |  |  | 0.06 | 0.26 |  |  | 82 |  |  | 0.16 | 0.51495 | 0.0011299 | Coal | FRS_110017420049
353 | 202 | 2021 | AL | Morgan Energy Center | 55293 | Tennessee Valley Authority | 18642 | Morgan Energy Center LLC | 29122 | IPP CHP | Tennessee Valley Authority | TVA | SERC | SRTV | SERC Tennessee Valley |  | 1 | 103 | Morgan | 34.6397 | -87.0639 | 3 | 4 | NG | GAS |  | 0.51132 | 900 | 0.48113 |  | Yes | 3212187.2 | 4.283 | 0.85099 |  | 26763006.96 | 10664934.44 | 26763006.96 | 10664934.44 | 4031284 | 1608786 | 89.324 | 34.311 | 8.029 | 1590485.453 | 60826.697 | 6082.67 | 1592152.104 |  | 0.044 | 0.043 | 0.004 | 789.071 | 0.015 | 0.002 | 789.898 |  | 0.007 | 0.006 | 0.001 | 118.857 | 0.002 | 0 | 118.982 |  | 0.044 | 0.043 | 0.004 | 789.071 | 0.015 | 0.002 | 789.898 |  | 104.965 | 40.319 | 9.435 | 1868977.071 | 71477.361 | 7147.736 |  | 31449169.36 | 12532348.47 | 31449169.36 | 12532348.47 | EPA/CAMD | EPA/CAMD | EPA/CAMD | EPA/CAMD | EIA | EIA | -- | EPA/CAMD | EPA/CAMD | [6 empty] | 4686162.394 | 1867414.031 | 15.641 | 6.008 | 1.406 | 278491.618 | 10650.663 | 1065.066 | 6638.8295 | 0 | 0 | 4031284 | 0 | 0 | 0 | 0 | 0 | 0 | 0 | 0 | 4031284 | 0 | 0 | 4031284 | 0 | 0 | 0 | 1 | 0 | 0 | 0 | 0 | 0 | 0 | 0 | 0 | 1 | 0 | 0 | 1 | 0 | Yes |  | 38535049.19 | 2290073.971 | 156.695 | 11.561 |  | https://www.google.com/maps/@?api=1&map_action=map&center=34.639699999999998%2C-87.063900000000004&zoom=17&basemap=satellite | 1453 | [118 empty] | 0.42 |  |  | 66 |  |  | 0.35 | 0.46 |  |  | 64 |  |  | 0.4 | 0.3 |  |  | 54 |  |  | 0.3 | 0.03 |  |  | 70 |  |  | 0.05 | 0.22 |  |  | 83 |  |  | 0.12 | 0.02 |  |  | 25 |  |  | 0.06 | 0.11 |  |  | 30 |  |  | 0.16 | 13.8781 | 0.0097447 | Gas | FRS_110007348432
354 | 3738 | 2021 | IN | Clifty Creek | 983 | Indiana-Kentucky Electric Corp | 9269 | Indiana-Kentucky Electric Corp | 9269 | Electric Utility | PJM Interconnection, LLC | PJM | RFC | RFCW | RFC West | PJM | 18 | 77 | Jefferson | 38.7378 | -85.4206 | 6 | 6 | BIT | COAL | Yes | 0.44078 | 1303.8 | 0.59871 | [6 empty] | 55415615.09 | 24280094.17 | 55415615.09 | 24280094.17 | 5034223 | 2173454 | 4299.064 | 1007.947 | 2906.509 | 5685636.061 | 1321447.742 | 192246.141 | 5730798.833 |  | 1.708 | 0.928 | 1.155 | 2258.794 | 0.262 | 0.038 | 2276.736 |  | 0.155 | 0.083 | 0.105 | 205.2 | 0.024 | 0.003 | 206.83 |  | 1.708 | 0.928 | 1.155 | 2258.794 | 0.262 | 0.038 | 2276.736 |  | 4299.064 | 1007.947 | 2906.509 | 5685636.061 | 1321447.742 | 192246.141 |  | 55415615.09 | 24280094.17 | 55415615.09 | 24280094.17 | EPA/CAMD | EPA/CAMD | EPA/CAMD | EPA/CAMD | EIA | EIA | -- | EPA/CAMD | EPA/CAMD | [14 empty] | 11007.7791 | 5025209.693 | 9013.322 | 0 | 0 | 0 | 0 | 0 | 0 | 0 | 0 | 0 | 5034223.015 | 0 | 0 | 5034223.015 | 0 | 0.99821 | 0.0017904 | 0 | 0 | 0 | 0 | 0 | 0 | 0 | 0 | 0 | 1 | 0 | 0 | 1 | 0 | Yes |  | 63297933.36 | 6494364.826 | 4548.161 | 3506.609 |  | https://www.google.com/maps/@?api=1&map_action=map&center=38.7378%2C-85.420599999999993&zoom=17&basemap=satellite | 13932 | [118 empty] | 0.25 |  |  | 43 |  |  | 0.35 | 0.1 |  |  | 24 |  |  | 0.4 | 0.41 |  |  | 69 |  |  | 0.3 | 0.01 |  |  | 57 |  |  | 0.05 | 0.1 |  |  | 57 |  |  | 0.12 | 0.06 |  |  | 57 |  |  | 0.06 | 0.19 |  |  | 64 |  |  | 0.16 | 147.1516 | 0.067264 | Coal | FRS_110000402314
355 | 3804 | 2021 | IN | IPL - Harding Street Station (EW Stout) | 990 | Indianapolis Power & Light Co | 9273 | Indianapolis Power & Light Co | 9273 | Electric Utility | Midcontinent Independent Transmission System Operator, Inc.. | MISO | RFC | RFCW | RFC West | MISO | 18 | 97 | Marion | 39.7113 | -86.1969 | 6 | 10 | NG | GAS |  | 0.1649 | 1064.7 | 1 | [6 empty] | 18442589.88 | 8603005.374 | 18442589.88 | 8603005.374 | 1537977.001 | 753839 | 609.249 | 203.594 | 5.538 | 1096187.604 | 42340.672 | 4244.331 | 1097349.268 |  | 0.792 | 0.54 | 0.007 | 1425.493 | 0.028 | 0.003 | 1427.003 |  | 0.066 | 0.047 | 0.001 | 118.876 | 0.002 | 0 | 119.002 |  | 0.792 | 0.54 | 0.007 | 1425.493 | 0.028 | 0.003 | 1427.003 |  | 609.249 | 203.594 | 5.538 | 1096187.604 | 42340.672 | 4244.331 |  | 18442589.88 | 8603005.374 | 18442589.88 | 8603005.374 | EPA/CAMD | EPA/CAMD | EPA/CAMD | EPA/CAMD | EIA | EIA | -- | EPA/CAMD | EPA/CAMD | [14 empty] | 11991.4601 | 0 | 1227.184 | 1536749.82 | 0 | 0 | 0 | 0 | 0 | 0 | 0 | 0 | 1537977.004 | 0 | 0 | 1537977.004 | 0 | 0 | 0.00079792 | 0.9992 | 0 | 0 | 0 | 0 | 0 | 0 | 0 | 0 | 1 | 0 | 0 | 1 | 0 | Yes |  | 15685187.4 | 932533 | 567.161 | 4.873 |  | https://www.google.com/maps/@?api=1&map_action=map&center=39.711319000000003%2C-86.196866999999997&zoom=17&basemap=satellite | 40293 | [118 empty] | 0.38 |  |  | 62 |  |  | 0.35 | 0.3 |  |  | 51 |  |  | 0.4 | 0.46 |  |  | 76 |  |  | 0.3 | 0.05 |  |  | 75 |  |  | 0.05 | 0.25 |  |  | 86 |  |  | 0.12 | 0.09 |  |  | 81 |  |  | 0.06 | 0.1 |  |  | 27 |  |  | 0.16 | 64.179 | 0.079528 | Gas | FRS_110000396991
356 | 204 | 2021 | AL | Packaging Corporation of America Jackson Mill | 55044 | Alabama Power Co | 195 | Boise White Paper LLC | 56310 | Industrial CHP | Southern Company Services, Inc. - Trans | SOCO | SERC | SRSO | SERC South |  | 1 | 25 | Clarke | 31.4894 | -87.8989 | 4 | 1 | BLQ | BIOMASS |  | 0.75746 | 15.6 | 0.070897 | Yes | Yes | 6575488 | 0.054 | 0.066848 |  | 587271.978 | 236473.155 | 587271.978 | 236473.155 | 103511.7 | 40612.048 | 26.72 | 10.914 | 112.428 | 10327.649 | 3257.51 | 1950.271 | 10658.958 |  | 0.516 | 0.537 | 2.172 | 199.546 | 0.031 | 0.019 | 205.947 |  | 0.091 | 0.092 | 0.383 | 35.172 | 0.006 | 0.003 | 36.3 |  | 0.516 | 0.537 | 2.172 | 199.546 | 0.031 | 0.019 | 205.947 |  | 399.709 | 163.263 | 1681.841 | 835522.681 | 48730.059 | 29174.689 |  | 8785175.482 | 3537471.979 | 8785175.482 | 3537471.979 | EIA | EIA | EIA | EIA | EIA | EIA | -- | EIA | EIA |  |  |  | 681028.322 |  |  | 8197903.504 | 3300998.824 | 372.989 | 152.349 | 1569.413 | 144166.711 | 45472.548 | 27224.417 | 5673.4841 | 0 | 78.036 | 31100.664 | 0 | 0 | 72332.998 | 0 | 0 | 0 | 0 | 0 | 31178.7 | 72332.998 | 72332.998 | 103511.698 | 0 | 0 | 0.00075389 | 0.30046 | 0 | 0 | 0.69879 | 0 | 0 | 0 | 0 | 0 | 0.30121 | 0.69879 | 0.69879 | 1 | 0 | [7 empty] | https://www.google.com/maps/@?api=1&map_action=map&center=31.4894%2C-87.898899999999998&zoom=17&basemap=satellite | 3559 | [118 empty] | 0.49 |  |  | 74 |  |  | 0.35 | 0.49 |  |  | 66 |  |  | 0.4 | 0.49 |  |  | 79 |  |  | 0.3 | 0.01 |  |  | 58 |  |  | 0.05 | 0.12 |  |  | 63 |  |  | 0.12 | 0.06 |  |  | 63 |  |  | 0.06 | 0.25 |  |  | 81 |  |  | 0.16 | 1.1901 | 0.039326 | Biomass | FRS_110000369280
357 | 3803 | 2021 | IN | IPL - Eagle Valley Generating Station | 991 | Indianapolis Power & Light Co | 9273 | Indianapolis Power & Light Co | 9273 | Electric Utility | Midcontinent Independent Transmission System Operator, Inc.. | MISO | RFC | RFCW | RFC West | MISO | 18 | 109 | Morgan | 39.4852 | -86.4183 | 2 | 3 | NG | GAS |  | 0.25614 | 644 | 0.90644 | [6 empty] | 9548106.89 | 30084.244 | 9548106.89 | 30084.244 | 1444990 | 0 | 39.924 | 3.237 | 2.864 | 567429.627 | 22960.451 | 2296.045 | 568058.743 |  | 0.055 |  | 0.004 | 785.375 | 0.016 | 0.002 | 786.246 |  | 0.008 | 0.215 | 0.001 | 118.857 | 0.002 | 0 | 118.989 |  | 0.055 |  | 0.004 | 785.375 | 0.016 | 0.002 | 786.246 |  | 39.924 | 3.237 | 2.864 | 567429.627 | 22960.451 | 2296.045 |  | 9548106.89 | 30084.244 | 9548106.89 | 30084.244 | EPA/CAMD | EPA/CAMD | EPA/CAMD | EPA/CAMD | EIA | EIA | -- | EPA/CAMD | EPA/CAMD | [14 empty] | 6607.7322 | 0 | 0 | 1444990 | 0 | 0 | 0 | 0 | 0 | 0 | 0 | 0 | 1444990 | 0 | 0 | 1444990 | 0 | 0 | 0 | 1 | 0 | 0 | 0 | 0 | 0 | 0 | 0 | 0 | 1 | 0 | 0 | 1 | 0 | Yes |  | 28192587.59 | 1675443.892 | 73.032 | 8.458 |  | https://www.google.com/maps/@?api=1&map_action=map&center=39.485169999999997%2C-86.418300000000002&zoom=17&basemap=satellite | 3746 | [118 empty] | 0.12 |  |  | 14 |  |  | 0.35 | 0.1 |  |  | 23 |  |  | 0.4 | 0.14 |  |  | 25 |  |  | 0.3 | 0 |  |  | 0 |  |  | 0.05 | 0.09 |  |  | 53 |  |  | 0.12 | 0.05 |  |  | 48 |  |  | 0.06 | 0.17 |  |  | 55 |  |  | 0.16 | 107.2347 | 0.042108 | Gas | FRS_110000396606
358 | 205 | 2021 | AL | Plant H. Allen Franklin | 7710 | Georgia Power Co | 7140 | Southern Power Co | 17650 | IPP Non-CHP | Southern Company Services, Inc. - Trans | SOCO | SERC | SRSO | SERC South |  | 1 | 81 | Lee | 32.6078 | -85.0975 | 6 | 9 | NG | GAS |  | 0.64963 | 1995.7 | 0.25062 | [6 empty] | 78603849.5 | 32948669.95 | 78603849.5 | 32948669.95 | 11356994 | 4701512 | 350.111 | 150.446 | 23.581 | 4671307.35 | 175737.162 | 17573.716 | 4676122.548 |  | 0.062 | 0.064 | 0.004 | 822.631 | 0.015 | 0.002 | 823.479 |  | 0.009 | 0.009 | 0.001 | 118.857 | 0.002 | 0 | 118.979 |  | 0.062 | 0.064 | 0.004 | 822.631 | 0.015 | 0.002 | 823.479 |  | 350.111 | 150.446 | 23.581 | 4671307.35 | 175737.162 | 17573.716 |  | 78603849.5 | 32948669.95 | 78603849.5 | 32948669.95 | EPA/CAMD | EPA/CAMD | EPA/CAMD | EPA/CAMD | EIA | EIA | -- | EPA/CAMD | EPA/CAMD | [14 empty] | 6921.1844 | 0 | 0 | 11356994 | 0 | 0 | 0 | 0 | 0 | 0 | 0 | 0 | 11356994 | 0 | 0 | 11356994 | 0 | 0 | 0 | 1 | 0 | 0 | 0 | 0 | 0 | 0 | 0 | 0 | 1 | 0 | 0 | 1 | 0 | Yes |  | 82029096.55 | 4874870.15 | 351.294 | 24.609 |  | https://www.google.com/maps/@?api=1&map_action=map&center=32.607799999999997%2C-85.097499999999997&zoom=17&basemap=satellite | 2582 | [118 empty] | 0.21 |  |  | 35 |  |  | 0.35 | 0.12 |  |  | 27 |  |  | 0.4 | 0.3 |  |  | 54 |  |  | 0.3 | 0 |  |  | 0 |  |  | 0.05 | 0.11 |  |  | 60 |  |  | 0.12 | 0.06 |  |  | 58 |  |  | 0.06 | 0.27 |  |  | 84 |  |  | 0.16 | 197.38 | 0.031238 | Gas | FRS_110021284894
359 | 3733 | 2021 | IN | C. C. Perry K Steam Plant | 992 | Indianapolis Power & Light Co | 9273 | Citizens Thermal Energy | 3599 | IPP CHP | Midcontinent Independent Transmission System Operator, Inc.. | MISO | RFC | RFCW | RFC West | MISO | 18 | 97 | Marion | 39.7631 | -86.1667 | 5 | 3 | NG | GAS |  | 0.20639 | 8.4 | 0.98934 |  | Yes | 3066284.8 | 0.017 | 0.022043 |  | 78803.648 | 23613.531 | 78803.648 | 23613.531 | 15187.29 | 5332.09 | 7.006 | 1.668 | 0.15 | 4626.355 | 203.308 | 22.43 | 4632.239 |  | 0.923 | 0.626 | 0.02 | 609.24 | 0.013 | 0.001 | 610.015 |  | 0.178 | 0.141 | 0.004 | 117.415 | 0.003 | 0 | 117.564 |  | 0.923 | 0.626 | 0.02 | 609.24 | 0.013 | 0.001 | 610.015 |  | 317.843 | 75.682 | 6.793 | 209882.503 | 9223.434 | 1017.573 |  | 3575061.873 | 1071268.1 | 3575061.873 | 1071268.1 | EPA/CAMD | EPA/CAMD |  | EPA/CAMD; EIA | EIA | EIA | -- | EPA/CAMD | EPA/CAMD | [6 empty] | 3496258.225 | 1047654.569 | 310.837 | 74.014 | 6.643 | 205256.148 | 9020.126 | 995.143 | 5188.7893 | 0 | 285.166 | 14902.124 | 0 | 0 | 0 | 0 | 0 | 0 | 0 | 0 | 15187.29 | 0 | 0 | 15187.29 | 0 | 0 | 0.018777 | 0.98122 | 0 | 0 | 0 | 0 | 0 | 0 | 0 | 0 | 1 | 0 | 0 | 1 | 0 | Yes |  | 3440570.938 | 52377.27 | 327.931 |  |  | https://www.google.com/maps/@?api=1&map_action=map&center=39.763100000000001%2C-86.166700000000006&zoom=17&basemap=satellite | 93707 | [118 empty] | 0.47 |  |  | 71 |  |  | 0.35 | 0.44 |  |  | 63 |  |  | 0.4 | 0.5 |  |  | 80 |  |  | 0.3 | 0.04 |  |  | 72 |  |  | 0.05 | 0.21 |  |  | 81 |  |  | 0.12 | 0.06 |  |  | 56 |  |  | 0.06 | 0.09 |  |  | 22 |  |  | 0.16 | 0.55308 | 0.039564 | Gas | FRS_110001360116
360 | 209 | 2021 | AL | SABIC Innovative Plastics - Burkville | 7698 | Alabama Power Co | 195 | Alabama Power Co | 195 | Electric Utility | Southern Company Services, Inc. - Trans | SOCO | SERC | SRSO | SERC South |  | 1 | 85 | Lowndes | 32.3102 | -86.5254 | 1 | 2 | NG | GAS |  | 0.68106 | 97 | 0.19823 |  | Yes | 3700050.4 | 0.534 | 0.4158 |  | 2383438.226 | 984833.054 | 2383438.226 | 984833.054 | 578712 | 241393 | 34.11 | 13.273 | 0.715 | 141643.197 | 6471.266 | 647.127 | 141820.51 |  | 0.118 | 0.11 | 0.002 | 489.512 | 0.011 | 0.001 | 490.125 |  | 0.029 | 0.027 | 0.001 | 118.856 | 0.003 | 0 | 119.005 |  | 0.118 | 0.11 | 0.002 | 489.512 | 0.011 | 0.001 | 490.125 |  | 82.033 | 31.922 | 1.72 | 340649.05 | 15563.264 | 1556.326 |  | 5732121.15 | 2368503.75 | 5732121.15 | 2368503.75 | EPA/CAMD | EPA/CAMD | EPA/CAMD | EPA/CAMD | EIA | EIA | -- | EPA/CAMD | EPA/CAMD | [6 empty] | 3348682.924 | 1383670.696 | 47.923 | 18.649 | 1.005 | 199005.853 | 9091.998 | 909.2 | 4118.5222 | 0 | 0 | 578712 | 0 | 0 | 0 | 0 | 0 | 0 | 0 | 0 | 578712 | 0 | 0 | 578712 | 0 | 0 | 0 | 1 | 0 | 0 | 0 | 0 | 0 | 0 | 0 | 0 | 1 | 0 | 0 | 1 | 0 | Yes |  | 5466613.075 | 324874.675 | 82.38 | 1.64 |  | https://www.google.com/maps/@?api=1&map_action=map&center=32.310226%2C-86.525419999999997&zoom=17&basemap=satellite | 120 | [118 empty] | 0.46 |  |  | 70 |  |  | 0.35 | 0.51 |  |  | 67 |  |  | 0.4 | 0.4 |  |  | 69 |  |  | 0.3 | 0 |  |  | 0 |  |  | 0.05 | 0.03 |  |  | 24 |  |  | 0.12 | 0.1 |  |  | 85 |  |  | 0.06 | 0.24 |  |  | 79 |  |  | 0.16 | 19.9604 | 0.065132 | Gas | FRS_110017438762
361 | 3805 | 2021 | IN | IPL - Petersburg Generating Station | 994 | Indianapolis Power & Light Co | 9273 | Indianapolis Power & Light Co | 9273 | Electric Utility | Midcontinent Independent Transmission System Operator, Inc.. | MISO | RFC | RFCW | RFC West | MISO | 18 | 125 | Pike | 38.5281 | -87.2525 | 4 | 7 | BIT | COAL | Yes | 0.44 | 2154.8 | 0.59999 | [6 empty] | 89438498.3 | 39614447.42 | 89438498.3 | 39614447.42 | 8305555 | 3723561.001 | 5771.842 | 2451.678 | 6005.477 | 9176390.675 | 2161198.462 | 314417.993 | 9250253.937 |  | 1.39 | 1.317 | 1.446 | 2209.7 | 0.26 | 0.038 | 2227.486 |  | 0.129 | 0.124 | 0.134 | 205.2 | 0.024 | 0.004 | 206.852 |  | 1.39 | 1.317 | 1.446 | 2209.7 | 0.26 | 0.038 | 2227.486 |  | 5771.842 | 2451.678 | 6005.477 | 9176390.675 | 2161198.462 | 314417.993 |  | 89438498.3 | 39614447.42 | 89438498.3 | 39614447.42 | EPA/CAMD | EPA/CAMD | EPA/CAMD | EPA/CAMD | EIA | EIA | -- | EPA/CAMD | EPA/CAMD | [14 empty] | 10768.5155 | 8289743.1 | 15811.94 | 0 | 0 | 0 | 0 | 0 | 0 | 0 | 0 | 0 | 8305555.04 | 0 | 0 | 8305555.04 | 0 | 0.9981 | 0.0019038 | 0 | 0 | 0 | 0 | 0 | 0 | 0 | 0 | 0 | 1 | 0 | 0 | 1 | 0 | Yes |  | 85606365.69 | 8783213.8 | 5072.999 | 5398.339 |  | https://www.google.com/maps/@?api=1&map_action=map&center=38.528100000000002%2C-87.252499999999998&zoom=17&basemap=satellite | 2713 | [118 empty] | 0.13 |  |  | 17 |  |  | 0.35 | 0.04 |  |  | 11 |  |  | 0.4 | 0.22 |  |  | 41 |  |  | 0.3 | 0 |  |  | 0 |  |  | 0.05 | 0.14 |  |  | 69 |  |  | 0.12 | 0.03 |  |  | 31 |  |  | 0.06 | 0.2 |  |  | 68 |  |  | 0.16 | 141.6195 | 0.046121 | Coal | FRS_110037247912
362 | 3830 | 2021 | IN | Michigan City Generating Station | 997 | Northern Indiana Pub Serv Co | 13756 | Northern Indiana Pub Serv Co | 13756 | Electric Utility | Midcontinent Independent Transmission System Operator, Inc.. | MISO | RFC | RFCW | RFC West | MISO | 18 | 91 | LaPorte | 41.7208 | -86.9086 | 1 | 1 | SUB | COAL | Yes | 0.314 | 540 | 0.81 | [6 empty] | 15529440.33 | 6798658.372 | 15529440.33 | 6798658.372 | 1485359 | 646727 | 739.523 | 351.216 | 658.887 | 1628726.318 | 384747.767 | 55939.487 | 1641870.649 |  | 0.996 | 1.086 | 0.887 | 2193.041 | 0.259 | 0.038 | 2210.739 |  | 0.095 | 0.103 | 0.085 | 209.76 | 0.025 | 0.004 | 211.453 |  | 0.996 | 1.086 | 0.887 | 2193.041 | 0.259 | 0.038 | 2210.739 |  | 739.523 | 351.216 | 658.887 | 1628726.318 | 384747.767 | 55939.487 |  | 15529440.33 | 6798658.372 | 15529440.33 | 6798658.372 | EPA/CAMD | EPA/CAMD | EPA/CAMD | EPA/CAMD | EIA | EIA | -- | EPA/CAMD | EPA/CAMD | [14 empty] | 10455.0083 | 1463950.8 | 0 | 21408.166 | 0 | 0 | 0 | 0 | 0 | 0 | 0 | 0 | 1485358.966 | 0 | 0 | 1485358.966 | 0 | 0.98559 | 0 | 0.014413 | 0 | 0 | 0 | 0 | 0 | 0 | 0 | 0 | 1 | 0 | 0 | 1 | 0 | Yes |  | 15596291.6 | 1635741.067 | 716.103 | 685.219 |  | https://www.google.com/maps/@?api=1&map_action=map&center=41.720799999999997%2C-86.908600000000007&zoom=17&basemap=satellite | 27682 | [118 empty] | 0.39 |  |  | 63 |  |  | 0.35 | 0.4 |  |  | 59 |  |  | 0.4 | 0.4 |  |  | 68 |  |  | 0.3 | 0 |  |  | 0 |  |  | 0.05 | 0.12 |  |  | 64 |  |  | 0.12 | 0.06 |  |  | 58 |  |  | 0.06 | 0.17 |  |  | 55 |  |  | 0.16 | 164.8173 | 0.21789 | Coal | FRS_110000592154
363 | 210 | 2021 | AL | Sand Valley Power Station | 59710 | Sand Mountain Electric Coop | 16629 | EDL Inc | 55858 | IPP Non-CHP | Tennessee Valley Authority | TVA | SERC | SRTV | SERC Tennessee Valley |  | 1 | 49 | Dekalb | 34.3439 | -85.8661 | 3 | 3 | LFG | BIOMASS |  | 0.72679 | 4.8 | 0.12202 | Yes | [5 empty] | 408714.999 | 169638 | 408714.999 | 169638 | 30560.001 | 12684 | 0 | 0 | 6.846 | 0.001 | 0 | 0 | 0.001 |  | 0 | 0 | 0.448 | 0 | 0 | 0 | 0 |  | 0 | 0 | 0.034 | 0 | 0 | 0 | 0 |  | 0 | 0 | 0.448 | 0 | 0 | 0 | 0 |  | 296.316 | 122.985 | 9.196 | 25953.318 | 950.672 | 95.067 |  | 408714.999 | 169638 | 408714.999 | 169638 | EIA | EIA | EIA | EIA | EIA | EIA | -- | EIA | EIA | 296.316 | 122.985 | 2.35 | 25953.317 | 950.672 | 95.067 | [8 empty] | 13374.1819 | 0 | 0 | 0 | 0 | 0 | 30560 | 0 | 0 | 0 | 0 | 0 | 0 | 30560 | 30560 | 30560 | 0 | 0 | 0 | 0 | 0 | 0 | 1 | 0 | 0 | 0 | 0 | 0 | 0 | 1 | 1 | 1 | 0 | [7 empty] | https://www.google.com/maps/@?api=1&map_action=map&center=34.343874999999997%2C-85.866102999999995&zoom=17&basemap=satellite | 644 | [118 empty] | 0.4 |  |  | 64 |  |  | 0.35 | 0.25 |  |  | 45 |  |  | 0.4 | 0.52 |  |  | 82 |  |  | 0.3 | 0.05 |  |  | 75 |  |  | 0.05 | 0.32 |  |  | 92 |  |  | 0.12 | 0.02 |  |  | 17 |  |  | 0.06 | 0.29 |  |  | 87 |  |  | 0.16 | 2.6487 | 0.21672 | Biomass | FRS_110070396252
364 | 3736 | 2021 | IN | Cayuga | 1001 | Duke Energy Indiana Inc | 15470 | Duke Energy Indiana, LLC | 15470 | Electric Utility | Midcontinent Independent Transmission System Operator, Inc.. | MISO | RFC | RFCW | RFC West | MISO | 18 | 165 | Vermillion | 39.9242 | -87.4244 | 3 | 7 | BIT | COAL | Yes | 0.4417 | 1184.9 | 0.59716 | [6 empty] | 47852973.2 | 25091921.91 | 47852973.2 | 25091921.91 | 4584763 | 2425192 | 4106.307 | 856.45 | 2232.096 | 4898730.043 | 1122109.213 | 163223.244 | 4937076.672 |  | 1.791 | 0.706 | 0.974 | 2136.961 | 0.245 | 0.036 | 2153.689 |  | 0.172 | 0.068 | 0.093 | 204.741 | 0.023 | 0.003 | 206.344 |  | 1.791 | 0.706 | 0.974 | 2136.961 | 0.245 | 0.036 | 2153.689 |  | 4106.307 | 856.45 | 2232.096 | 4898730.043 | 1122109.213 | 163223.244 |  | 47852973.2 | 25091921.91 | 47852973.2 | 25091921.91 | EPA/CAMD | EPA/CAMD | EPA/CAMD | EPA/CAMD | EIA | EIA | -- | EPA/CAMD | EPA/CAMD | [14 empty] | 10437.3929 | 4557098 | 8448.545 | 19216.49 | 0 | 0 | 0 | 0 | 0 | 0 | 0 | 0 | 4584763.035 | 0 | 0 | 4584763.035 | 0 | 0.99397 | 0.0018427 | 0.0041914 | 0 | 0 | 0 | 0 | 0 | 0 | 0 | 0 | 1 | 0 | 0 | 1 | 0 | Yes |  | 45532811.26 | 4664350.356 | 4276.602 | 1665.969 |  | https://www.google.com/maps/@?api=1&map_action=map&center=39.924199999999999%2C-87.424400000000006&zoom=17&basemap=satellite | 1502 | [118 empty] | 0.2 |  |  | 32 |  |  | 0.35 | 0.02 |  |  | 7 |  |  | 0.4 | 0.37 |  |  | 64 |  |  | 0.3 | 0 |  |  | 0 |  |  | 0.05 | 0.07 |  |  | 45 |  |  | 0.12 | 0.06 |  |  | 57 |  |  | 0.06 | 0.18 |  |  | 61 |  |  | 0.16 | 566.9014 | 0.25897 | Coal | FRS_110000404349
365 | 211 | 2021 | AL | Sloss Industries Corp | 50359 | Alabama Power Co | 195 | Bluestone Coke LLC | 62972 | Industrial CHP | Southern Company Services, Inc. - Trans | SOCO | SERC | SRSO | SERC South |  | 1 | 73 | Jefferson | 33.5682 | -86.7987 | 3 | 2 | NG | GAS |  | 0 | 25 |  |  | Yes | 608502.4 | 0 | 0 |  | 0 | 0 | 0 | 0 | 0 | 0 | 0 | 0 | 0 | 0 | 0 | 0 | 0 | [25 empty] | 50.733 | 16.524 | 0.954 | 44454.506 | 1676.961 | 167.614 |  | 760626 | 237926 | 760626 | 237926 | EIA | EIA | EIA | EIA | EIA | EIA | -- | EIA | EIA | [6 empty] | 760626 | 237926 | 50.733 | 16.524 | 0.954 | 44454.506 | 1676.961 | 167.614 |  | 0 | 0 | 0 | 0 | 0 | 0 | 0 | 0 | 0 | 0 | 0 | 0 | 0 | 0 | 0 | 0 | [23 empty] | https://www.google.com/maps/@?api=1&map_action=map&center=33.568164000000003%2C-86.798730000000006&zoom=17&basemap=satellite | 31828 | [118 empty] | 0.71 |  |  | 90 |  |  | 0.35 | 0.84 |  |  | 85 |  |  | 0.4 | 0.58 |  |  | 86 |  |  | 0.3 | 0.02 |  |  | 63 |  |  | 0.05 | 0.18 |  |  | 77 |  |  | 0.12 | 0.07 |  |  | 64 |  |  | 0.06 | 0.17 |  |  | 56 |  |  | 0.16 | 0 |  | Gas | FRS_
366 | 6035 | 2021 | MO | Higginsville Municipal Power Plant | 2131 | City of Higginsville - (MO) | 8567 | City of Higginsville - (MO) | 8567 | Electric Utility | Southwest Power Pool | SWPP | SERC | SPNO | SPP North |  | 29 | 107 | Lafayette | 39.0733 | -93.7147 | 2 | 6 | NG | GAS |  | 0.0289 | 51.6 | 1 | [6 empty] | 205363.3 | 103407.5 | 205363.3 | 103407.5 | 13065 | 6579 | 71.863 | 36.186 | 0.072 | 12002.362 | 459.221 | 46.532 | 12015.036 |  | 11.001 | 11 | 0.011 | 1837.331 | 0.035 | 0.004 | 1839.271 |  | 0.7 | 0.7 | 0.001 | 116.889 | 0.002 | 0 | 117.012 |  | 11.001 | 11 | 0.011 | 1837.331 | 0.035 | 0.004 | 1839.271 |  | 71.863 | 36.186 | 0.072 | 12002.362 | 459.221 | 46.532 |  | 205363.3 | 103407.5 | 205363.3 | 103407.5 | EPA/CAMD | EPA/CAMD | EPA/CAMD | EIA | EIA | EIA | -- | EPA/CAMD | EPA/CAMD | [14 empty] | 15718.584 | 0 | 77.547 | 12987.453 | 0 | 0 | 0 | 0 | 0 | 0 | 0 | 0 | 13065 | 0 | 0 | 13065 | 0 | 0 | 0.0059355 | 0.99406 | 0 | 0 | 0 | 0 | 0 | 0 | 0 | 0 | 1 | 0 | 0 | 1 | 0 | Yes |  | 202767.3 |  | 70.956 | 0.071 |  | https://www.google.com/maps/@?api=1&map_action=map&center=39.073315000000001%2C-93.714748&zoom=17&basemap=satellite | 4987 | [118 empty] | 0.23 |  |  | 38 |  |  | 0.35 | 0.12 |  |  | 27 |  |  | 0.4 | 0.34 |  |  | 60 |  |  | 0.3 | 0 |  |  | 0 |  |  | 0.05 | 0.1 |  |  | 56 |  |  | 0.12 | 0.05 |  |  | 53 |  |  | 0.06 | 0.22 |  |  | 73 |  |  | 0.16 | 0.2296 | 0.090376 | Gas | FRS_110001458592
367 | 212 | 2021 | AL | Tenaska Lindsay Hill Generating Station | 55271 | Alabama Power Co | 195 | Tenaska Alabama Partners LP | 31386 | IPP Non-CHP | Southern Company Services, Inc. - Trans | SOCO | SERC | SRSO | SERC South |  | 1 | 1 | Autauga | 32.6514 | -86.7386 | 3 | 4 | NG | GAS |  | 0.22935 | 939.4 | 0.95109 | [6 empty] | 14795553.3 | 7458212.626 | 14795553.3 | 7458212.626 | 1887341 | 946652 | 56.624 | 28.341 | 4.487 | 879390.195 | 31464.162 | 3146.416 | 880252.313 |  | 0.06 | 0.06 | 0.005 | 931.883 | 0.017 | 0.002 | 932.796 |  | 0.008 | 0.008 | 0.001 | 118.872 | 0.002 | 0 | 118.989 |  | 0.06 | 0.06 | 0.005 | 931.883 | 0.017 | 0.002 | 932.796 |  | 56.624 | 28.341 | 4.487 | 879390.195 | 31464.162 | 3146.416 |  | 14795553.3 | 7458212.626 | 14795553.3 | 7458212.626 | EPA/CAMD | EPA/CAMD | EPA/CAMD | EPA/CAMD | EIA | EIA | -- | EPA/CAMD | EPA/CAMD | [14 empty] | 7839.3641 | 0 | 0 | 1887341 | 0 | 0 | 0 | 0 | 0 | 0 | 0 | 0 | 1887341 | 0 | 0 | 1887341 | 0 | 0 | 0 | 1 | 0 | 0 | 0 | 0 | 0 | 0 | 0 | 0 | 1 | 0 | 0 | 1 | 0 | Yes |  | 22371540.78 | 1329535.511 | 85.944 | 6.711 |  | https://www.google.com/maps/@?api=1&map_action=map&center=32.651400000000002%2C-86.738600000000005&zoom=17&basemap=satellite | 587 | [118 empty] | 0.28 |  |  | 48 |  |  | 0.35 | 0.17 |  |  | 34 |  |  | 0.4 | 0.39 |  |  | 68 |  |  | 0.3 | 0 |  |  | 0 |  |  | 0.05 | 0.08 |  |  | 50 |  |  | 0.12 | 0.09 |  |  | 79 |  |  | 0.06 | 0.12 |  |  | 36 |  |  | 0.16 | 31.71 | 0.034743 | Gas | FRS_110067545268
368 | 6044 | 2021 | MO | Jackson Square | 2134 | City of Independence - (MO) | 9231 | City of Independence - (MO) | 9231 | Electric Utility | Southwest Power Pool | SWPP | MRO | SPNO | SPP North |  | 29 | 95 | Jackson | 39.0946 | -94.4115 | 2 | 2 | DFO | OIL |  | 0.00596 | 36 | 1 | [6 empty] | 45087 | 13519 | 45087 | 13519 | 1879 | 564 | 20.02 | 6.002 | 6.927 | 3681.934 | 298.2 | 59.64 | 3694.548 |  | 21.309 | 21.284 | 7.373 | 3919.036 | 0.159 | 0.032 | 3932.462 |  | 0.888 | 0.888 | 0.307 | 163.326 | 0.007 | 0.001 | 163.885 |  | 21.309 | 21.284 | 7.373 | 3919.036 | 0.159 | 0.032 | 3932.462 |  | 20.02 | 6.002 | 6.927 | 3681.934 | 298.2 | 59.64 |  | 45087 | 13519 | 45087 | 13519 | EIA | EIA | EIA | EIA | EIA | EIA | -- | EIA | EIA | [14 empty] | 23995.2102 | 0 | 1879 | 0 | 0 | 0 | 0 | 0 | 0 | 0 | 0 | 0 | 1879 | 0 | 0 | 1879 | 0 | 0 | 1 | 0 | 0 | 0 | 0 | 0 | 0 | 0 | 0 | 0 | 1 | 0 | 0 | 1 | 0 | [7 empty] | https://www.google.com/maps/@?api=1&map_action=map&center=39.094574000000001%2C-94.411522000000005&zoom=17&basemap=satellite | 67867 | [118 empty] | 0.34 |  |  | 57 |  |  | 0.35 | 0.27 |  |  | 47 |  |  | 0.4 | 0.42 |  |  | 70 |  |  | 0.3 | 0.02 |  |  | 61 |  |  | 0.05 | 0.12 |  |  | 61 |  |  | 0.12 | 0.07 |  |  | 66 |  |  | 0.06 | 0.18 |  |  | 60 |  |  | 0.16 | 0.11058 | 0.49588 | Oil | FRS_110028026776
369 | 213 | 2021 | AL | Theodore Cogeneration | 7721 | Alabama Power Co | 195 | Alabama Power Co | 195 | Electric Utility | Southern Company Services, Inc. - Trans | SOCO | SERC | SRSO | SERC South |  | 1 | 97 | Mobile | 30.5254 | -88.1285 | 1 | 2 | NG | GAS |  | 0.56262 | 317.4 | 0.39564 |  | Yes | 5208617.6 | 1.025 | 0.57747 |  | 6948518.902 | 2943098.464 | 6948518.902 | 2943098.464 | 1564309 | 684110 | 23.846 | 10.225 | 2.085 | 412937.183 | 17304.719 | 1730.472 | 413411.332 |  | 0.03 | 0.03 | 0.003 | 527.948 | 0.011 | 0.001 | 528.555 |  | 0.007 | 0.007 | 0.001 | 118.856 | 0.002 | 0 | 118.993 |  | 0.03 | 0.03 | 0.003 | 527.948 | 0.011 | 0.001 | 528.555 |  | 41.293 | 17.706 | 3.61 | 715077.65 | 29966.344 | 2996.634 |  | 12032654.78 | 5096523.2 | 12032654.78 | 5096523.2 | EPA/CAMD | EPA/CAMD | EPA/CAMD | EPA/CAMD | EIA | EIA | -- | EPA/CAMD | EPA/CAMD | [6 empty] | 5084135.873 | 2153424.736 | 17.447 | 7.481 | 1.525 | 302140.467 | 12661.625 | 1266.163 | 4441.9094 | 0 | 0 | 1564309 | 0 | 0 | 0 | 0 | 0 | 0 | 0 | 0 | 1564309 | 0 | 0 | 1564309 | 0 | 0 | 0 | 1 | 0 | 0 | 0 | 0 | 0 | 0 | 0 | 0 | 1 | 0 | 0 | 1 | 0 | Yes |  | 10737610.15 | 638120.225 | 34.012 | 3.222 |  | https://www.google.com/maps/@?api=1&map_action=map&center=30.525445000000001%2C-88.128477000000004&zoom=17&basemap=satellite | 4840 | [118 empty] | 0.41 |  |  | 65 |  |  | 0.35 | 0.39 |  |  | 58 |  |  | 0.4 | 0.43 |  |  | 72 |  |  | 0.3 | 0 |  |  | 0 |  |  | 0.05 | 0.15 |  |  | 70 |  |  | 0.12 | 0.07 |  |  | 65 |  |  | 0.06 | 0.21 |  |  | 69 |  |  | 0.16 | 71.8032 | 0.088995 | Gas | FRS_110021333421
370 | 6107 | 2021 | MO | Station H | 2135 | City of Independence - (MO) | 9231 | City of Independence - (MO) | 9231 | Electric Utility | Southwest Power Pool | SWPP | MRO | SPNO | SPP North |  | 29 | 95 | Jackson | 39.1067 | -94.3804 | 2 | 2 | NG | GAS |  | 0.01415 | 43 | 1 | [6 empty] | 186365 | 88891 | 186365 | 88891 | 5329 | 2542 | 21.418 | 11.544 | 0.221 | 10892.015 | 624.061 | 94.385 | 10913.879 |  | 8.038 | 9.083 | 0.083 | 4087.827 | 0.117 | 0.018 | 4096.033 |  | 0.23 | 0.26 | 0.002 | 116.889 | 0.003 | 0.001 | 117.124 |  | 8.038 | 9.083 | 0.083 | 4087.827 | 0.117 | 0.018 | 4096.033 |  | 21.418 | 11.544 | 0.221 | 10892.015 | 624.061 | 94.385 |  | 186365 | 88891 | 186365 | 88891 | EIA | EIA | EIA | EIA | EIA | EIA | -- | EIA | EIA | [14 empty] | 34971.8521 | 0 | 1382.612 | 3946.388 | 0 | 0 | 0 | 0 | 0 | 0 | 0 | 0 | 5329 | 0 | 0 | 5329 | 0 | 0 | 0.25945 | 0.74055 | 0 | 0 | 0 | 0 | 0 | 0 | 0 | 0 | 1 | 0 | 0 | 1 | 0 | [7 empty] | https://www.google.com/maps/@?api=1&map_action=map&center=39.106699999999996%2C-94.380399999999995&zoom=17&basemap=satellite | 56029 | [118 empty] | 0.3 |  |  | 52 |  |  | 0.35 | 0.23 |  |  | 43 |  |  | 0.4 | 0.37 |  |  | 65 |  |  | 0.3 | 0.01 |  |  | 57 |  |  | 0.05 | 0.09 |  |  | 54 |  |  | 0.12 | 0.07 |  |  | 70 |  |  | 0.06 | 0.18 |  |  | 59 |  |  | 0.16 | 0.13459 | 0.026078 | Gas | FRS_110028027105
371 | 6108 | 2021 | MO | Station I | 2136 | City of Independence - (MO) | 9231 | City of Independence - (MO) | 9231 | Electric Utility | Southwest Power Pool | SWPP | MRO | SPNO | SPP North |  | 29 | 95 | Jackson | 39.056 | -94.393 | 2 | 2 | DFO | OIL |  | 0.01126 | 38 | 1 | [6 empty] | 90588 | 27177 | 90588 | 27177 | 3747 | 1124 | 40.224 | 12.068 | 13.918 | 7397.676 | 599.138 | 119.828 | 7423.02 |  | 21.47 | 21.473 | 7.429 | 3948.586 | 0.16 | 0.032 | 3962.113 |  | 0.888 | 0.888 | 0.307 | 163.326 | 0.007 | 0.001 | 163.885 |  | 21.47 | 21.473 | 7.429 | 3948.586 | 0.16 | 0.032 | 3962.113 |  | 40.224 | 12.068 | 13.918 | 7397.676 | 599.138 | 119.828 |  | 90588 | 27177 | 90588 | 27177 | EIA | EIA | EIA | EIA | EIA | EIA | -- | EIA | EIA | [14 empty] | 24176.1409 | 0 | 3747 | 0 | 0 | 0 | 0 | 0 | 0 | 0 | 0 | 0 | 3747 | 0 | 0 | 3747 | 0 | 0 | 1 | 0 | 0 | 0 | 0 | 0 | 0 | 0 | 0 | 0 | 1 | 0 | 0 | 1 | 0 | [7 empty] | https://www.google.com/maps/@?api=1&map_action=map&center=39.055954%2C-94.392956999999996&zoom=17&basemap=satellite | 69616 | [118 empty] | 0.28 |  |  | 49 |  |  | 0.35 | 0.25 |  |  | 45 |  |  | 0.4 | 0.32 |  |  | 57 |  |  | 0.3 | 0.01 |  |  | 59 |  |  | 0.05 | 0.09 |  |  | 52 |  |  | 0.12 | 0.05 |  |  | 53 |  |  | 0.06 | 0.21 |  |  | 71 |  |  | 0.16 | 0.20916 | 0.51581 | Oil | FRS_110028027114
372 | 215 | 2021 | AL | U S Alliance Coosa Pines | 54216 | Alabama Power Co | 195 | Bowater Newport Coosa Pines Op | 2053 | Industrial CHP | Southern Company Services, Inc. - Trans | SOCO | SERC | SRSO | SERC South |  | 1 | 121 | Talladega | 33.3281 | -86.3568 | 3 | 1 | BLQ | BIOMASS |  | 0.59922 | 25.9 | 0.33463 | Yes | Yes | 6876614.4 | 0.067 | 0.082543 |  | 754039.88 | 331075.405 | 754039.88 | 331075.405 | 135954 | 59544 | 37.829 | 35.529 | 153.553 | 12601.969 | 4232.446 | 2552.256 | 13035.16 |  | 0.556 | 1.193 | 2.259 | 185.386 | 0.031 | 0.019 | 191.758 |  | 0.1 | 0.215 | 0.407 | 33.425 | 0.006 | 0.003 | 34.574 |  | 0.556 | 1.193 | 2.259 | 185.386 | 0.031 | 0.019 | 191.758 |  | 458.293 | 430.43 | 1860.284 | 875630.486 | 51275.884 | 30920.46 |  | 9135158.23 | 4010963.205 | 9135158.23 | 4010963.205 | EIA | EIA | EIA | EIA | EIA | EIA | -- | EIA | EIA |  |  |  | 722958.22 |  |  | 8381118.35 | 3679887.8 | 420.464 | 394.901 | 1706.731 | 140070.297 | 47043.439 | 28368.204 | 5546.2868 | 0 | 0 | 38515.929 | 0 | 0 | 97438.071 | 0 | 0 | 0 | 0 | 0 | 38515.929 | 97438.071 | 97438.071 | 135954 | 0 | 0 | 0 | 0.2833 | 0 | 0 | 0.7167 | 0 | 0 | 0 | 0 | 0 | 0.2833 | 0.7167 | 0.7167 | 1 | 0 | [7 empty] | https://www.google.com/maps/@?api=1&map_action=map&center=33.328107000000003%2C-86.356825000000001&zoom=17&basemap=satellite | 1956 | [118 empty] | 0.32 |  |  | 54 |  |  | 0.35 | 0.29 |  |  | 49 |  |  | 0.4 | 0.34 |  |  | 60 |  |  | 0.3 | 0 |  |  | 0 |  |  | 0.05 | 0.13 |  |  | 66 |  |  | 0.12 | 0.02 |  |  | 23 |  |  | 0.06 | 0.22 |  |  | 74 |  |  | 0.16 | 2.8987 | 0.038116 | Biomass | FRS_110056955166
373 | 6043 | 2021 | MO | Jackson (MO) | 2137 | Union Electric Co - (MO) | 19436 | City of Jackson - (MO) | 9603 | Electric Utility | Midcontinent Independent Transmission System Operator, Inc.. | MISO | SERC | SRMW | SERC Midwest | MISO | 29 | 31 | Cape Girardeau | 37.3847 | -89.6606 | 10 | 10 | DFO | OIL |  | 0.00061 | 26.3 | 1 | [6 empty] | 7745.999 | 2666.001 | 7745.999 | 2666.001 | 139.999 | 48 | 10.222 | 3.068 | 0.915 | 632.56 | 44.917 | 8.668 | 634.413 |  | 146.03 | 127.833 | 13.077 | 9036.636 | 0.321 | 0.062 | 9063.107 |  | 2.639 | 2.302 | 0.236 | 163.326 | 0.006 | 0.001 | 163.804 |  | 146.029 | 127.832 | 13.077 | 9036.571 | 0.321 | 0.062 | 9063.042 |  | 10.222 | 3.068 | 0.915 | 632.56 | 44.917 | 8.668 |  | 7745.999 | 2666.001 | 7745.999 | 2666.001 | EIA | EIA | EIA | EIA | EIA | EIA | -- | EIA | EIA | [14 empty] | 55328.5643 | 0 | 114.112 | 25.888 | 0 | 0 | 0 | 0 | 0 | 0 | 0 | 0 | 140 | 0 | 0 | 140 | 0 | 0 | 0.81509 | 0.18491 | 0 | 0 | 0 | 0 | 0 | 0 | 0 | 0 | 1 | 0 | 0 | 1 | 0 | [7 empty] | https://www.google.com/maps/@?api=1&map_action=map&center=37.384700000000002%2C-89.660600000000002&zoom=17&basemap=satellite | 16710 | [118 empty] | 0.15 |  |  | 22 |  |  | 0.35 | 0.08 |  |  | 20 |  |  | 0.4 | 0.23 |  |  | 41 |  |  | 0.3 | 0 |  |  | 0 |  |  | 0.05 | 0.07 |  |  | 45 |  |  | 0.12 | 0.07 |  |  | 67 |  |  | 0.06 | 0.15 |  |  | 47 |  |  | 0.16 | 0.33619 | 5.9502 | Oil | FRS_110017993064
374 | 216 | 2021 | AL | W&T Onshore Treating Facility (OTF) | 54550 | Alabama Power Co | 195 | W&T Offshore Inc | 57139 | Industrial CHP | Southern Company Services, Inc. - Trans | SOCO | SERC | SRSO | SERC South |  | 1 | 97 | Mobile | 30.432 | -88.1824 | 4 | 4 | NG | GAS |  | 0.60019 | 12 | 0.33302 |  | Yes | 429759.2 | 0.501 | 0.40051 |  | 332457.397 | 134287.598 | 332457.397 | 134287.598 | 63092 | 25178 | 51.644 | 20.86 | 0.531 | 19430.316 | 732.943 | 73.294 | 19450.399 |  | 1.637 | 1.657 | 0.017 | 615.936 | 0.012 | 0.001 | 616.573 |  | 0.311 | 0.311 | 0.003 | 116.889 | 0.002 | 0 | 117.01 |  | 1.637 | 1.657 | 0.017 | 615.936 | 0.012 | 0.001 | 616.573 |  | 128.947 | 52.085 | 1.326 | 48514.423 | 1830.043 | 183.004 |  | 830093.48 | 335294.87 | 830093.48 | 335294.87 | EIA | EIA | EIA | EIA | EIA | EIA | -- | EIA | EIA | [6 empty] | 497636.083 | 201007.272 | 77.303 | 31.225 | 0.795 | 29084.107 | 1097.1 | 109.71 | 5269.4065 | 0 | 0 | 63092 | 0 | 0 | 0 | 0 | 0 | 0 | 0 | 0 | 63092 | 0 | 0 | 63092 | 0 | 0 | 0 | 1 | 0 | 0 | 0 | 0 | 0 | 0 | 0 | 0 | 1 | 0 | 0 | 1 | 0 | [7 empty] | https://www.google.com/maps/@?api=1&map_action=map&center=30.432030000000001%2C-88.182410000000004&zoom=17&basemap=satellite | 2654 | [118 empty] | 0.28 |  |  | 48 |  |  | 0.35 | 0.12 |  |  | 27 |  |  | 0.4 | 0.44 |  |  | 74 |  |  | 0.3 | 0.04 |  |  | 70 |  |  | 0.05 | 0.24 |  |  | 85 |  |  | 0.12 | 0.05 |  |  | 53 |  |  | 0.06 | 0.16 |  |  | 51 |  |  | 0.16 | 1.0252 | 0.032459 | Gas | FRS_110008998709
375 | 6047 | 2021 | MO | Kahoka | 2138 | Union Electric Co - (MO) | 19436 | City of Kahoka | 9973 | Electric Utility | Midcontinent Independent Transmission System Operator, Inc.. | MISO | SERC | SRMW | SERC Midwest | MISO | 29 | 45 | Clark | 40.4225 | -91.7206 | 8 | 8 | NG | GAS |  | 0.00026 | 7.4 | 1 | [6 empty] | 192.001 | 60 | 192.001 | 60 | 17 | 5 | 0.298 | 0.092 | 0.028 | 13.753 | 1.27 | 0.254 | 13.807 |  | 35.059 | 36.8 | 3.271 | 1618 | 0.075 | 0.015 | 1624.319 |  | 3.104 | 3.067 | 0.29 | 143.26 | 0.007 | 0.001 | 143.819 |  | 35.059 | 36.8 | 3.271 | 1618 | 0.075 | 0.015 | 1624.319 |  | 0.298 | 0.092 | 0.028 | 13.753 | 1.27 | 0.254 |  | 192.001 | 60 | 192.001 | 60 | EIA | EIA | EIA | EIA | EIA | EIA | -- | EIA | EIA | [14 empty] | 11294.1765 | 0 | 17 | 0 | 0 | 0 | 0 | 0 | 0 | 0 | 0 | 0 | 17 | 0 | 0 | 17 | 0 | 0 | 1 | 0 | 0 | 0 | 0 | 0 | 0 | 0 | 0 | 0 | 1 | 0 | 0 | 1 | 0 | [7 empty] | https://www.google.com/maps/@?api=1&map_action=map&center=40.422499999999999%2C-91.720600000000005&zoom=17&basemap=satellite | 2309 | [118 empty] | 0.3 |  |  | 51 |  |  | 0.35 | 0.05 |  |  | 13 |  |  | 0.4 | 0.55 |  |  | 84 |  |  | 0.3 | 0.01 |  |  | 60 |  |  | 0.05 | 0.14 |  |  | 68 |  |  | 0.12 | 0.06 |  |  | 62 |  |  | 0.06 | 0.2 |  |  | 68 |  |  | 0.16 | 0.0010568 | 2.1094 | Gas | FRS_110011728032
376 | 6049 | 2021 | MO | Kennett | 2139 | City of Kennett - (MO) | 10152 | City of Kennett - (MO) | 10152 | Electric Utility | Southwest Power Pool | SWPP | SERC | SRMV | SERC Mississippi Valley |  | 29 | 69 | Dunklin | 36.2338 | -90.0521 | 5 | 5 | NG | GAS |  | 0.0069 | 31.4 | 1 | [6 empty] | 22641 | 11936 | 22641 | 11936 | 1898 | 1001 | 29.364 | 15.825 | 0.034 | 1323.241 | 54.8 | 6.213 | 1324.852 |  | 30.942 | 31.618 | 0.036 | 1394.353 | 0.029 | 0.003 | 1396.05 |  | 2.594 | 2.652 | 0.003 | 116.889 | 0.002 | 0 | 117.031 |  | 30.942 | 31.618 | 0.036 | 1394.353 | 0.029 | 0.003 | 1396.05 |  | 29.364 | 15.825 | 0.034 | 1323.241 | 54.8 | 6.213 |  | 22641 | 11936 | 22641 | 11936 | EIA | EIA | EIA | EIA | EIA | EIA | -- | EIA | EIA | [14 empty] | 11928.8725 | 0 | 92.802 | 1805.198 | 0 | 0 | 0 | 0 | 0 | 0 | 0 | 0 | 1898 | 0 | 0 | 1898 | 0 | 0 | 0.048895 | 0.95111 | 0 | 0 | 0 | 0 | 0 | 0 | 0 | 0 | 1 | 0 | 0 | 1 | 0 | [7 empty] | https://www.google.com/maps/@?api=1&map_action=map&center=36.233800000000002%2C-90.052099999999996&zoom=17&basemap=satellite | 10503 | [118 empty] | 0.37 |  |  | 61 |  |  | 0.35 | 0.27 |  |  | 47 |  |  | 0.4 | 0.49 |  |  | 79 |  |  | 0.3 | 0.01 |  |  | 59 |  |  | 0.05 | 0.19 |  |  | 79 |  |  | 0.12 | 0.07 |  |  | 64 |  |  | 0.06 | 0.19 |  |  | 64 |  |  | 0.16 | 0.0043014 | 0.0047714 | Gas | FRS_110028026801
377 | 218 | 2021 | AL | Walton Discover Power Facility | 55138 | Georgia Transmission Corp | 7197 | Walton Discover LLC | 60492 | IPP Non-CHP | Southern Company Services, Inc. - Trans | SOCO | SERC | SRSO | SERC South |  | 1 | 81 | LEE | 32.541 | -85.0389 | 4 | 2 | NG | GAS |  | 0.00015 | 103 | 1 | [6 empty] | 1833.952 | 0 | 1833.952 | 0 | 134 | 60 | 0.391 | 0.062 | 0 | 107.184 | 1.949 | 0.195 | 107.237 |  | 5.836 | 2.067 | 0 | 1599.761 | 0.015 | 0.001 | 1600.558 |  | 0.426 |  | 0 | 116.889 | 0.001 | 0 | 116.947 |  | 5.836 | 2.067 | 0 | 1599.761 | 0.015 | 0.001 | 1600.558 |  | 0.391 | 0.062 | 0 | 107.184 | 1.949 | 0.195 |  | 1833.952 | 0 | 1833.952 | 0 | EPA/CAMD | EIA | EPA/CAMD | EIA | EIA | EIA | -- | EPA/CAMD | EPA/CAMD | [14 empty] | 13686.209 | 0 | 0 | 134 | 0 | 0 | 0 | 0 | 0 | 0 | 0 | 0 | 134 | 0 | 0 | 134 | 0 | 0 | 0 | 1 | 0 | 0 | 0 | 0 | 0 | 0 | 0 | 0 | 1 | 0 | 0 | 1 | 0 | Yes |  | 1860.649 |  | 0.233 | 0 |  | https://www.google.com/maps/@?api=1&map_action=map&center=32.540979999999998%2C-85.038878999999994&zoom=17&basemap=satellite | 18532 | [118 empty] | 0.23 |  |  | 38 |  |  | 0.35 | 0.25 |  |  | 45 |  |  | 0.4 | 0.21 |  |  | 38 |  |  | 0.3 | 0 |  |  | 0 |  |  | 0.05 | 0.06 |  |  | 40 |  |  | 0.12 | 0.05 |  |  | 48 |  |  | 0.06 | 0.19 |  |  | 64 |  |  | 0.16 | 0.003734 | 0.09335 | Gas | FRS_110007348343
378 | 6060 | 2021 | MO | Malden | 2142 | Southwestern Power Administration | 17716 | City of Malden - (MO) | 11540 | Electric Utility | Southwest Power Pool | SWPP | MRO | SPSO | SPP South |  | 29 | 69 | Dunklin | 36.5531 | -89.9682 | 7 | 7 | DFO | OIL |  | 0.0019 | 15.9 | 1 | [6 empty] | 2672.001 | 800 | 2672.001 | 800 | 264.001 | 78.999 | 4.295 | 1.287 | 0.388 | 218.203 | 17.672 | 3.534 | 218.951 |  | 32.538 | 32.583 | 2.936 | 1653.047 | 0.067 | 0.013 | 1658.71 |  | 3.215 | 3.218 | 0.29 | 163.326 | 0.007 | 0.001 | 163.885 |  | 32.538 | 32.583 | 2.936 | 1653.053 | 0.067 | 0.013 | 1658.716 |  | 4.295 | 1.287 | 0.388 | 218.203 | 17.672 | 3.534 |  | 2672.001 | 800 | 2672.001 | 800 | EIA | EIA | EIA | EIA | EIA | EIA | -- | EIA | EIA | [14 empty] | 10121.2159 | 0 | 264 | 0 | 0 | 0 | 0 | 0 | 0 | 0 | 0 | 0 | 264 | 0 | 0 | 264 | 0 | 0 | 1 | 0 | 0 | 0 | 0 | 0 | 0 | 0 | 0 | 0 | 1 | 0 | 0 | 1 | 0 | [7 empty] | https://www.google.com/maps/@?api=1&map_action=map&center=36.553100000000001%2C-89.968199999999996&zoom=17&basemap=satellite | 4888 | [118 empty] | 0.36 |  |  | 60 |  |  | 0.35 | 0.23 |  |  | 43 |  |  | 0.4 | 0.49 |  |  | 79 |  |  | 0.3 | 0 |  |  | 0 |  |  | 0.05 | 0.17 |  |  | 74 |  |  | 0.12 | 0.08 |  |  | 76 |  |  | 0.06 | 0.16 |  |  | 53 |  |  | 0.16 | 0.16011 | 3.1706 | Oil | FRS_110003984653
379 | 219 | 2021 | AL | Washington County Cogen (Olin) | 7697 | Alabama Power Co | 195 | Alabama Power Co | 195 | Electric Utility | Southern Company Services, Inc. - Trans | SOCO | SERC | SRSO | SERC South |  | 1 | 129 | Washington | 31.2504 | -88.0156 | 1 | 2 | NG | GAS |  | 0.79173 | 122.5 | 0.013776 |  | Yes | 2901219.2 | 0.999 | 0.5713 |  | 4989976.456 | 1958506.842 | 4989976.456 | 1958506.842 | 849610 | 337692 | 71.487 | 24.15 | 1.492 | 296555.371 | 9301.325 | 930.133 | 296810.228 |  | 0.168 | 0.143 | 0.004 | 698.098 | 0.011 | 0.001 | 698.698 |  | 0.029 | 0.025 | 0.001 | 118.86 | 0.002 | 0 | 118.963 |  | 0.168 | 0.143 | 0.004 | 698.098 | 0.011 | 0.001 | 698.698 |  | 125.13 | 42.272 | 2.612 | 519086.975 | 16280.929 | 1628.093 |  | 8734395.1 | 3428146.95 | 8734395.1 | 3428146.95 | EPA/CAMD | EPA/CAMD | EPA/CAMD | EPA/CAMD | EIA | EIA | -- | EPA/CAMD | EPA/CAMD | [6 empty] | 3744418.644 | 1469640.108 | 53.643 | 18.122 | 1.12 | 222531.604 | 6979.603 | 697.96 | 5873.2553 | 0 | 0 | 849610 | 0 | 0 | 0 | 0 | 0 | 0 | 0 | 0 | 849610 | 0 | 0 | 849610 | 0 | 0 | 0 | 1 | 0 | 0 | 0 | 0 | 0 | 0 | 0 | 0 | 1 | 0 | 0 | 1 | 0 | Yes |  | 8423412.325 | 500590.8 | 107.734 | 2.527 |  | https://www.google.com/maps/@?api=1&map_action=map&center=31.250399999999999%2C-88.015600000000006&zoom=17&basemap=satellite | 1169 | [118 empty] | 0.61 |  |  | 84 |  |  | 0.35 | 0.9 |  |  | 89 |  |  | 0.4 | 0.33 |  |  | 59 |  |  | 0.3 | 0 |  |  | 0 |  |  | 0.05 | 0.1 |  |  | 58 |  |  | 0.12 | 0.01 |  |  | 12 |  |  | 0.06 | 0.14 |  |  | 43 |  |  | 0.16 | 28.5601 | 0.080409 | Gas | FRS_110041071149
380 | 6062 | 2021 | MO | Marshall (MO) | 2144 | Evergy Metro | 10000 | City of Marshall - (MO) | 11732 | Electric Utility | Southwest Power Pool | SWPP | SERC | SPNO | SPP North |  | 29 | 195 | Saline | 39.1228 | -93.2064 | 6 | 6 | NG | GAS |  | 0.03679 | 30.8 | 1 | [6 empty] | 151739.999 | 73357.001 | 151739.999 | 73357.001 | 9925 | 4796.001 | 25.122 | 12.996 | 0.385 | 8890.373 | 490.075 | 72.339 | 8907.277 |  | 5.062 | 5.42 | 0.078 | 1791.511 | 0.049 | 0.007 | 1794.917 |  | 0.331 | 0.354 | 0.005 | 117.179 | 0.003 | 0 | 117.402 |  | 5.062 | 5.42 | 0.078 | 1791.511 | 0.049 | 0.007 | 1794.917 |  | 25.122 | 12.996 | 0.385 | 8890.373 | 490.075 | 72.339 |  | 151739.999 | 73357.001 | 151739.999 | 73357.001 | EIA | EIA | EIA | EIA | EIA | EIA | -- | EIA | EIA | [14 empty] | 15288.6649 | 0 | 2314.578 | 7610.422 | 0 | 0 | 0 | 0 | 0 | 0 | 0 | 0 | 9925 | 0 | 0 | 9925 | 0 | 0 | 0.23321 | 0.76679 | 0 | 0 | 0 | 0 | 0 | 0 | 0 | 0 | 1 | 0 | 0 | 1 | 0 | [7 empty] | https://www.google.com/maps/@?api=1&map_action=map&center=39.122799999999998%2C-93.206400000000002&zoom=17&basemap=satellite | 13355 | [118 empty] | 0.35 |  |  | 58 |  |  | 0.35 | 0.3 |  |  | 50 |  |  | 0.4 | 0.4 |  |  | 69 |  |  | 0.3 | 0.04 |  |  | 73 |  |  | 0.05 | 0.18 |  |  | 77 |  |  | 0.12 | 0.06 |  |  | 62 |  |  | 0.06 | 0.16 |  |  | 52 |  |  | 0.16 | 0.084748 | 0.075332 | Gas | FRS_110001451777
381 | 6045 | 2021 | MO | James River | 2161 | City Utilities of Springfield - (MO) | 17833 | City Utilities of Springfield - (MO) | 17833 | Electric Utility | Southwest Power Pool | SWPP | MRO | SPSO | SPP South |  | 29 | 77 | Greene | 37.1086 | -93.2619 | 2 | 2 | NG | GAS |  | 0.06023 | 197.5 | 1 | Yes | [5 empty] | 1393947.737 | 770017.155 | 1393947.737 | 770017.155 | 104206 | 56942 | 116.764 | 58.344 | 0.619 | 88714.865 | 4262.652 | 604.815 | 88858.266 |  | 2.241 | 2.049 | 0.012 | 1702.682 | 0.041 | 0.006 | 1705.435 |  | 0.168 | 0.152 | 0.001 | 127.286 | 0.003 | 0 | 127.492 |  | 2.241 | 2.049 | 0.012 | 1702.682 | 0.041 | 0.006 | 1705.435 |  | 116.764 | 58.344 | 0.619 | 88714.865 | 4262.652 | 604.815 |  | 1393947.737 | 770017.155 | 1393947.737 | 770017.155 | EPA/CAMD | EPA/CAMD | EPA/CAMD | EPA/CAMD | EIA | EIA | -- | EPA/CAMD | EPA/CAMD |  |  |  | 0 | [10 empty] | 13376.8472 | 0 | 21452.142 | 82753.858 | 0 | 0 | 0 | 0 | 0 | 0 | 0 | 0 | 104206 | 0 | 0 | 104206 | 0 | 0 | 0.20586 | 0.79414 | 0 | 0 | 0 | 0 | 0 | 0 | 0 | 0 | 1 | 0 | 0 | 1 | 0 | Yes |  | 1932909.988 | 117734.338 | 147.485 | 1.056 |  | https://www.google.com/maps/@?api=1&map_action=map&center=37.108611000000003%2C-93.261944&zoom=17&basemap=satellite | 29042 | [118 empty] | 0.16 |  |  | 23 |  |  | 0.35 | 0.09 |  |  | 23 |  |  | 0.4 | 0.23 |  |  | 41 |  |  | 0.3 | 0.01 |  |  | 58 |  |  | 0.05 | 0.04 |  |  | 27 |  |  | 0.12 | 0.05 |  |  | 48 |  |  | 0.06 | 0.25 |  |  | 80 |  |  | 0.16 | 6.2797 | 0.10079 | Gas | FRS_110000445037
382 | 221 | 2021 | AL | Westervelt Moundville Cogen | 57467 | Alabama Power Co | 195 | The Westervelt Co | 56785 | Industrial CHP | Southern Company Services, Inc. - Trans | SOCO | SERC | SRSO | SERC South |  | 1 | 65 | Hale | 32.9607 | -87.6554 | 2 | 1 | WDS | BIOMASS |  | 0.24072 | 13 | 0.93214 | Yes | Yes | 858707.2 | 0.109 | 0.12685 |  | 157464.7 | 0 | 157464.7 | 0 | 27413 | 11539.843 | 13.54 | 6.408 | 1.968 | 0.006 | 11108.813 | 1458.032 | 356.113 |  | 0.988 | 1.111 | 0.144 | 0 | 0.405 | 0.053 | 25.981 |  | 0.172 |  | 0.025 | 0 | 0.071 | 0.009 | 4.523 |  | 0.988 | 1.111 | 0.144 | 0 | 0.405 | 0.053 | 25.981 |  | 106.742 | 50.52 | 15.517 | 128355.04 | 87577.065 | 11494.49 |  | 1241383.44 | 0 | 1241383.44 | 0 | EIA | EIA |  | EIA | EIA | EIA | -- | EIA | EIA |  |  |  | 128354.994 |  |  | 1083918.74 | 0 | 93.202 | 44.112 | 13.549 | 0.04 | 76468.252 | 10036.458 | 5744.1615 | 0 | 0 | 0 | 0 | 0 | 27413 | 0 | 0 | 0 | 0 | 0 | 0 | 27413 | 27413 | 27413 | 0 | 0 | 0 | 0 | 0 | 0 | 1 | 0 | 0 | 0 | 0 | 0 | 0 | 1 | 1 | 1 | 0 | [7 empty] | https://www.google.com/maps/@?api=1&map_action=map&center=32.960714000000003%2C-87.655418999999995&zoom=17&basemap=satellite | 1966 | [118 empty] | 0.44 |  |  | 69 |  |  | 0.35 | 0.47 |  |  | 64 |  |  | 0.4 | 0.41 |  |  | 70 |  |  | 0.3 | 0 |  |  | 0 |  |  | 0.05 | 0.17 |  |  | 75 |  |  | 0.12 | 0.08 |  |  | 75 |  |  | 0.06 | 0.17 |  |  | 56 |  |  | 0.16 | 1.7343 | 0.10758 | Biomass | FRS_110007233047
383 | 6121 | 2021 | MO | Unionville City of | 2164 | City of Unionville - (MO) | 19474 | City of Unionville - (MO) | 19474 | Electric Utility | Associated Electric Cooperative, Inc. | AECI | SERC | SRMW | SERC Midwest |  | 29 | 171 | Putnam | 40.4767 | -93.01 | 9 | 9 | DFO | OIL |  | 9e-05 | 8.7 | 1 | [6 empty] | 132 | 42 | 132 | 42 | 7 | 2.001 | 0.206 | 0.064 | 0.019 | 10.78 | 0.873 | 0.175 | 10.817 |  | 58.857 | 63.968 | 5.486 | 3080 | 0.125 | 0.025 | 3090.551 |  | 3.121 | 3.048 | 0.291 | 163.333 | 0.007 | 0.001 | 163.893 |  | 58.857 | 63.968 | 5.486 | 3080 | 0.125 | 0.025 | 3090.551 |  | 0.206 | 0.064 | 0.019 | 10.78 | 0.873 | 0.175 |  | 132 | 42 | 132 | 42 | EIA | EIA | EIA | EIA | EIA | EIA | -- | EIA | EIA | [14 empty] | 18857.1429 | 0 | 7 | 0 | 0 | 0 | 0 | 0 | 0 | 0 | 0 | 0 | 7 | 0 | 0 | 7 | 0 | 0 | 1 | 0 | 0 | 0 | 0 | 0 | 0 | 0 | 0 | 0 | 1 | 0 | 0 | 1 | 0 | [7 empty] | https://www.google.com/maps/@?api=1&map_action=map&center=40.476742000000002%2C-93.010018000000002&zoom=17&basemap=satellite | 2166 | [118 empty] | 0.18 |  |  | 27 |  |  | 0.35 | 0.02 |  |  | 6 |  |  | 0.4 | 0.33 |  |  | 59 |  |  | 0.3 | 0.01 |  |  | 59 |  |  | 0.05 | 0.06 |  |  | 37 |  |  | 0.12 | 0.08 |  |  | 72 |  |  | 0.06 | 0.22 |  |  | 73 |  |  | 0.16 | 0.0027902 | 5.5915 | Oil | FRS_110001461249
384 | 222 | 2021 | AL | WestRock Coated Board | 54802 | Alabama Power Co | 195 | Mead Coated Board Inc | 12222 | Industrial CHP | Southern Company Services, Inc. - Trans | SOCO | SERC | SRSO | SERC South |  | 1 | 113 | Russell | 32.1761 | -85.0272 | 2 | 3 | NG | GAS |  | 0.70005 | 120.5 | 0.16659 | Yes | Yes | 16606385.6 | 0.152 | 0.1684 |  | 2534279.995 | 265039.589 | 2534279.995 | 265039.589 | 738954.46 | 334503.461 | 742.316 | 236.449 | 0.64 | 0 | 125294.392 | 23218.064 | 0 |  | 2.009 | 1.414 | 0.002 | 0 | 0.17 | 0.031 | 0 |  | 0.586 | 1.784 | 0.001 | 0 | 0.049 | 0.009 | 0 |  | 2.009 | 1.414 | 0.002 | 0 | 0.17 | 0.031 | 0 |  | 4408.134 | 1404.119 | 3.798 | 879558.455 | 744042.741 | 137877.136 |  | 15049457.51 | 1573899.506 | 15049457.51 | 1573899.506 | EPA/CAMD; EIA | EPA/CAMD | EIA | EIA | EIA | EIA | -- | EPA/CAMD; EIA | EPA/CAMD |  |  |  | 879558.455 |  |  | 12515177.51 | 1308859.917 | 3665.818 | 1167.67 | 3.158 | 879558.455 | 618748.348 | 114659.072 | 3429.5472 | 0 | 0 | 198026.336 | 0 | 0 | 540928.35 | 0 | 0 | 0 | 0 | 0 | 198026.336 | 540928.35 | 540928.35 | 738954.686 | 0 | 0 | 0 | 0.26798 | 0 | 0 | 0.73202 | 0 | 0 | 0 | 0 | 0 | 0.26798 | 0.73202 | 0.73202 | 1 | 0 | Yes | [6 empty] | https://www.google.com/maps/@?api=1&map_action=map&center=32.176099999999998%2C-85.027199999999993&zoom=17&basemap=satellite | 243 | [118 empty] | 0.58 |  |  | 81 |  |  | 0.35 | 0.51 |  |  | 67 |  |  | 0.4 | 0.65 |  |  | 91 |  |  | 0.3 | 0 |  |  | 0 |  |  | 0.05 | 0.16 |  |  | 72 |  |  | 0.12 | 0.03 |  |  | 31 |  |  | 0.06 | 0.25 |  |  | 81 |  |  | 0.16 | 2.0842 | 0.0053001 | Gas | FRS_110010380097
385 | 6074 | 2021 | MO | New Madrid Power Plant | 2167 | Associated Electric Coop, Inc | 924 | Associated Electric Coop, Inc | 924 | Electric Utility | Associated Electric Cooperative, Inc. | AECI | SERC | SRMW | SERC Midwest |  | 29 | 143 | New Madrid | 36.5147 | -89.5617 | 2 | 2 | RC | COAL | Yes | 0.49607 | 1300 | 0.50655 | [6 empty] | 52055956.07 | 19884771.54 | 52055956.07 | 19884771.54 | 5649269 | 2052576 | 15989.439 | 6166.007 | 10485.591 | 5459538.95 | 1352747.223 | 196754.537 | 5505764.716 |  | 5.661 | 6.008 | 3.712 | 1932.83 | 0.239 | 0.035 | 1949.195 |  | 0.614 | 0.62 | 0.403 | 209.757 | 0.026 | 0.004 | 211.533 |  | 5.661 | 6.008 | 3.712 | 1932.83 | 0.239 | 0.035 | 1949.195 |  | 15989.439 | 6166.007 | 10485.591 | 5459538.95 | 1352747.223 | 196754.537 |  | 52055956.07 | 19884771.54 | 52055956.07 | 19884771.54 | EPA/CAMD | EPA/CAMD | EPA/CAMD | EPA/CAMD | EIA | EIA | -- | EPA/CAMD | EPA/CAMD | [14 empty] | 9214.6358 | 5645176.1 | 4092.861 | 0 | 0 | 0 | 0 | 0 | 0 | 0 | 0 | 0 | 5649268.961 | 0 | 0 | 5649268.961 | 0 | 0.99928 | 0.00072449 | 0 | 0 | 0 | 0 | 0 | 0 | 0 | 0 | 0 | 1 | 0 | 0 | 1 | 0 | Yes |  | 71127571.94 | 7459851.541 | 15425.54 | 13761.514 |  | https://www.google.com/maps/@?api=1&map_action=map&center=36.514699999999998%2C-89.561700000000002&zoom=17&basemap=satellite | 478 | [118 empty] | 0.47 |  |  | 71 |  |  | 0.35 | 0.35 |  |  | 55 |  |  | 0.4 | 0.59 |  |  | 87 |  |  | 0.3 | 0 |  |  | 0 |  |  | 0.05 | 0.19 |  |  | 79 |  |  | 0.12 | 0.08 |  |  | 74 |  |  | 0.06 | 0.09 |  |  | 22 |  |  | 0.16 | 378.9943 | 0.12263 | Coal | FRS_110000606336
386 | 6114 | 2021 | MO | Thomas Hill Energy Center | 2168 | Associated Electric Coop, Inc | 924 | Associated Electric Coop, Inc | 924 | Electric Utility | Associated Electric Cooperative, Inc. | AECI | SERC | SRMW | SERC Midwest |  | 29 | 175 | Randolph | 39.5522 | -92.6381 | 3 | 3 | RC | COAL | Yes | 0.82772 | 1181.7 | 0 | [6 empty] | 86314441.13 | 37125907.07 | 86314441.13 | 37125907.07 | 8568259 | 3573697 | 11882.154 | 3319.23 | 16193.217 | 9052528.695 | 2045635.329 | 297523.692 | 9122430.167 |  | 2.774 | 1.858 | 3.78 | 2113.038 | 0.239 | 0.035 | 2129.354 |  | 0.275 | 0.179 | 0.375 | 209.757 | 0.024 | 0.003 | 211.377 |  | 2.774 | 1.858 | 3.78 | 2113.038 | 0.239 | 0.035 | 2129.354 |  | 11882.154 | 3319.23 | 16193.217 | 9052528.695 | 2045635.329 | 297523.692 |  | 86314441.13 | 37125907.07 | 86314441.13 | 37125907.07 | EPA/CAMD | EPA/CAMD | EPA/CAMD | EPA/CAMD | EIA | EIA | -- | EPA/CAMD | EPA/CAMD | [14 empty] | 10073.7432 | 8564890.4 | 3368.616 | 0 | 0 | 0 | 0 | 0 | 0 | 0 | 0 | 0 | 8568259.016 | 0 | 0 | 8568259.016 | 0 | 0.99961 | 0.00039315 | 0 | 0 | 0 | 0 | 0 | 0 | 0 | 0 | 0 | 1 | 0 | 0 | 1 | 0 | Yes |  | 73323346.49 | 7689857.89 | 10321.223 | 13533.66 |  | https://www.google.com/maps/@?api=1&map_action=map&center=39.552199999999999%2C-92.638099999999994&zoom=17&basemap=satellite | 80 | [118 empty] | 0.19 |  |  | 30 |  |  | 0.35 | 0.09 |  |  | 21 |  |  | 0.4 | 0.3 |  |  | 54 |  |  | 0.3 | 0 |  |  | 0 |  |  | 0.05 | 0.1 |  |  | 56 |  |  | 0.12 | 0.04 |  |  | 41 |  |  | 0.06 | 0.21 |  |  | 69 |  |  | 0.16 | 382.7195 | 0.1112 | Coal | FRS_110000444243
387 | 223 | 2021 | AL | WestRock Demopolis Mill | 54763 | Alabama Power Co | 195 | WestRock Mill Company, LLC | 59976 | Industrial CHP | Southern Company Services, Inc. - Trans | SOCO | SERC | SRSO | SERC South |  | 1 | 91 | Marengo | 32.4541 | -87.9759 | 3 | 2 | BLQ | BIOMASS |  | 0.73232 | 47.4 | 0.11279 | Yes | Yes | 9134469.6 | 0.114 | 0.13156 |  | 1717634.283 | 692177.913 | 1717634.283 | 692177.913 | 304078.717 | 126140.649 | 13.611 | 13.611 | 31.725 | 2036.06 | 43175.739 | 10112.463 | 4082.514 |  | 0.09 | 0.216 | 0.209 | 13.392 | 0.142 | 0.033 | 26.852 |  | 0.016 | 0.039 | 0.037 | 2.371 | 0.025 | 0.006 | 4.754 |  | 0.09 | 0.216 | 0.209 | 13.392 | 0.142 | 0.033 | 26.852 |  | 103.46 | 103.46 | 241.146 | 1405829.209 | 328187.03 | 76866.763 |  | 13056065.91 | 5261376.383 | 13056065.91 | 5261376.383 | EIA | EIA | EIA | EIA | EIA | EIA | -- | EIA | EIA |  |  |  | 1390352.726 |  |  | 11338431.63 | 4569198.47 | 89.849 | 89.849 | 209.421 | 13440.423 | 285011.291 | 66754.3 | 5648.6501 | 0 | 276.74 | 5776.903 | 0 | 0 | 298025.073 | 0 | 0 | 0 | 0 | 0 | 6053.643 | 298025.073 | 298025.073 | 304078.716 | 0 | 0 | 0.00091009 | 0.018998 | 0 | 0 | 0.98009 | 0 | 0 | 0 | 0 | 0 | 0.019908 | 0.98009 | 0.98009 | 1 | 0 | [7 empty] | https://www.google.com/maps/@?api=1&map_action=map&center=32.454099999999997%2C-87.975899999999996&zoom=17&basemap=satellite | 280 | [118 empty] | 0.37 |  |  | 61 |  |  | 0.35 | 0.37 |  |  | 57 |  |  | 0.4 | 0.37 |  |  | 64 |  |  | 0.3 | 0 |  |  | 0 |  |  | 0.05 | 0.02 |  |  | 20 |  |  | 0.12 | 0.02 |  |  | 24 |  |  | 0.06 | 0.23 |  |  | 76 |  |  | 0.16 | 8.919 | 0.05817 | Biomass | FRS_110064120525
388 | 6186 | 2021 | MT | Glendive Generating Station | 2176 | Montana-Dakota Utilities Co | 12199 | Montana-Dakota Utilities Co | 12199 | Electric Utility | Midcontinent Independent Transmission System Operator, Inc.. | MISO | MRO | MROW | MRO West | MISO | 30 | 21 | Dawson | 47.0539 | -104.74 | 1 | 2 | NG | GAS |  | 0.02027 | 83.7 | 1 | [6 empty] | 111970.173 | 43124.692 | 111970.173 | 43124.692 | 14863 | 7526 | 5 | 1.979 | 0.06 | 6713.178 | 442.06 | 46.154 | 6725.581 |  | 0.673 | 0.526 | 0.008 | 903.341 | 0.03 | 0.003 | 905.01 |  | 0.089 | 0.092 | 0.001 | 119.91 | 0.004 | 0 | 120.132 |  | 0.673 | 0.526 | 0.008 | 903.341 | 0.03 | 0.003 | 905.01 |  | 5 | 1.979 | 0.06 | 6713.178 | 442.06 | 46.154 |  | 111970.173 | 43124.692 | 111970.173 | 43124.692 | EPA/CAMD | EPA/CAMD | EPA/CAMD | EPA/CAMD | EIA | EIA | -- | EPA/CAMD | EPA/CAMD | [14 empty] | 7533.484 | 0 | 224.972 | 14638.028 | 0 | 0 | 0 | 0 | 0 | 0 | 0 | 0 | 14863 | 0 | 0 | 14863 | 0 | 0 | 0.015136 | 0.98486 | 0 | 0 | 0 | 0 | 0 | 0 | 0 | 0 | 1 | 0 | 0 | 1 | 0 | Yes |  | 19195.878 | 1293.93 | 1.957 | 0.076 |  | https://www.google.com/maps/@?api=1&map_action=map&center=47.053899999999999%2C-104.74&zoom=17&basemap=satellite | 966 | [118 empty] | 0.15 |  |  | 22 |  |  | 0.35 | 0.11 |  |  | 25 |  |  | 0.4 | 0.2 |  |  | 36 |  |  | 0.3 | 0 |  |  | 0 |  |  | 0.05 | 0.02 |  |  | 19 |  |  | 0.12 | 0.04 |  |  | 40 |  |  | 0.06 | 0.12 |  |  | 36 |  |  | 0.16 | 0.0414 | 0 | Gas | FRS_110041017468
389 | 227 | 2021 | AL | Yellowhammer Gas Plant | 54730 | Alabama Power Co | 195 | W&T Offshore Inc | 57139 | Industrial Non-CHP | Southern Company Services, Inc. - Trans | SOCO | SERC | SRSO | SERC South |  | 1 | 97 | MOBILE | 30.4035 | -88.1283 | 1 | 1 | NG | GAS |  | 0 | 3.4 |  |  | Yes | [10 empty] | 0 |  | 0 | 0 | [45 empty] | -- | [56 empty] | https://www.google.com/maps/@?api=1&map_action=map&center=30.403538000000001%2C-88.128330000000005&zoom=17&basemap=satellite | 2100 | [118 empty] | 0.25 |  |  | 42 |  |  | 0.35 | 0.14 |  |  | 30 |  |  | 0.4 | 0.35 |  |  | 62 |  |  | 0.3 | 0 |  |  | 0 |  |  | 0.05 | 0.21 |  |  | 82 |  |  | 0.12 | 0.05 |  |  | 54 |  |  | 0.06 | 0.18 |  |  | 59 |  |  | 0.16 | 0.14782 | 0.017209 | Gas | FRS_110028033036
390 | 6201 | 2021 | MT | Miles City GT | 2177 | Montana-Dakota Utilities Co | 12199 | Montana-Dakota Utilities Co | 12199 | Electric Utility | Midcontinent Independent Transmission System Operator, Inc.. | MISO | MRO | MROW | MRO West | MISO | 30 | 17 | Custer | 46.4112 | -105.7953 | 1 | 1 | NG | GAS |  | 0.01411 | 23.3 | 1 | [6 empty] | 45403 | 23060 | 45403 | 23060 | 2880 | 1463 | 6.498 | 3.3 | 0.073 | 2653.557 | 100.097 | 10.01 | 2656.3 |  | 4.512 | 4.511 | 0.05 | 1842.748 | 0.035 | 0.003 | 1844.653 |  | 0.286 | 0.286 | 0.003 | 116.889 | 0.002 | 0 | 117.01 |  | 4.512 | 4.511 | 0.05 | 1842.748 | 0.035 | 0.003 | 1844.653 |  | 6.498 | 3.3 | 0.073 | 2653.557 | 100.097 | 10.01 |  | 45403 | 23060 | 45403 | 23060 | EIA | EIA | EIA | EIA | EIA | EIA | -- | EIA | EIA | [14 empty] | 15764.9306 | 0 | 0 | 2880 | 0 | 0 | 0 | 0 | 0 | 0 | 0 | 0 | 2880 | 0 | 0 | 2880 | 0 | 0 | 0 | 1 | 0 | 0 | 0 | 0 | 0 | 0 | 0 | 0 | 1 | 0 | 0 | 1 | 0 | [7 empty] | https://www.google.com/maps/@?api=1&map_action=map&center=46.411200000000001%2C-105.7953&zoom=17&basemap=satellite | 9492 | [118 empty] | 0.2 |  |  | 32 |  |  | 0.35 | 0.09 |  |  | 22 |  |  | 0.4 | 0.31 |  |  | 55 |  |  | 0.3 | 0.02 |  |  | 62 |  |  | 0.05 | 0.07 |  |  | 44 |  |  | 0.12 | 0.05 |  |  | 50 |  |  | 0.06 | 0.21 |  |  | 70 |  |  | 0.16 | 0.0029827 | 0.025065 | Gas | FRS_110028025731
391 | 229 | 2021 | AR | Ashdown | 54104 | Southwestern Electric Power Co | 17698 | Domtar Industries Inc | 5262 | Industrial CHP | Southwest Power Pool | SWPP | SERC | SPSO | SPP South |  | 5 | 81 | Little River | 33.6417 | -94.1083 | 4 | 4 | BLQ | BIOMASS | Yes | 0.43876 | 156.5 | 0.60207 | Yes | Yes | 15973239.2 | 0.129 | 0.1463 |  | 3314106.487 | 1492598.054 | 3314106.487 | 1492598.054 | 601508.678 | 253516.684 | 304.706 | 138.651 | 842.515 | 53075.331 | 50338.141 | 14873.967 | 55920.779 |  | 1.013 | 1.094 | 2.801 | 176.474 | 0.084 | 0.025 | 185.935 |  | 0.184 | 0.186 | 0.508 | 32.03 | 0.015 | 0.004 | 33.747 |  | 1.013 | 1.094 | 2.801 | 176.474 | 0.084 | 0.025 | 185.935 |  | 2082.81 | 947.747 | 5758.991 | 2295455.556 | 344085.012 | 101670.599 |  | 22653485.82 | 10202613.88 | 22653485.82 | 10202613.88 | EIA | EIA | EIA | EIA | EIA | EIA | -- | EIA | EIA |  |  |  | 1932660.555 |  |  | 19339379.33 | 8710015.826 | 1778.104 | 809.096 | 4916.476 | 309719.669 | 293746.871 | 86796.632 | 5509.6569 | 34189.891 | 0 | 92885.902 | 0 | 0 | 466414.139 | 0 | 0 | 0 | 8018.751 | 0 | 135094.544 | 466414.139 | 466414.139 | 601508.683 | 0 | 0.05684 | 0 | 0.15442 | 0 | 0 | 0.77541 | 0 | 0 | 0 | 0.013331 | 0 | 0.22459 | 0.77541 | 0.77541 | 1 | 0 | [7 empty] | https://www.google.com/maps/@?api=1&map_action=map&center=33.6417%2C-94.1083&zoom=17&basemap=satellite | 3781 | [118 empty] | 0.45 |  |  | 69 |  |  | 0.35 | 0.41 |  |  | 60 |  |  | 0.4 | 0.48 |  |  | 78 |  |  | 0.3 | 0 |  |  | 0 |  |  | 0.05 | 0.1 |  |  | 58 |  |  | 0.12 | 0.08 |  |  | 76 |  |  | 0.06 | 0.21 |  |  | 71 |  |  | 0.16 | 10.7907 | 0.038648 | Biomass | FRS_110028034730
392 | 7140 | 2021 | NE | Ansley | 2214 | Custer Public Power District | 4671 | City of Ansley - (NE) | 695 | Electric Utility | Southwest Power Pool | SWPP | MRO | MROW | MRO West |  | 31 | 41 | Custer | 41.2892 | -99.3863 | 2 | 2 | NG | GAS |  | 0.00137 | 1.5 | 1 | [6 empty] | 196 | 62 | 196 | 62 | 18 | 6 | 0.323 | 0.103 | 0.028 | 13.275 | 1.274 | 0.254 | 13.329 |  | 35.889 | 34.333 | 3.078 | 1475 | 0.071 | 0.014 | 1480.971 |  | 3.296 | 3.323 | 0.283 | 135.459 | 0.007 | 0.001 | 136.008 |  | 35.889 | 34.333 | 3.078 | 1475 | 0.071 | 0.014 | 1480.971 |  | 0.323 | 0.103 | 0.028 | 13.275 | 1.274 | 0.254 |  | 196 | 62 | 196 | 62 | EIA | EIA | EIA | EIA | EIA | EIA | -- | EIA | EIA | [14 empty] | 10888.8889 | 0 | 17.55 | 0.45 | 0 | 0 | 0 | 0 | 0 | 0 | 0 | 0 | 18 | 0 | 0 | 18 | 0 | 0 | 0.975 | 0.025 | 0 | 0 | 0 | 0 | 0 | 0 | 0 | 0 | 1 | 0 | 0 | 1 | 0 | [7 empty] | https://www.google.com/maps/@?api=1&map_action=map&center=41.289185000000003%2C-99.386336&zoom=17&basemap=satellite | 622 | [118 empty] | 0.21 |  |  | 34 |  |  | 0.35 | 0.07 |  |  | 19 |  |  | 0.4 | 0.34 |  |  | 60 |  |  | 0.3 | 0 |  |  | 0 |  |  | 0.05 | 0.1 |  |  | 55 |  |  | 0.12 | 0.07 |  |  | 69 |  |  | 0.06 | 0.19 |  |  | 66 |  |  | 0.16 | 0.0066475 | 1.0227 | Gas | FRS_110010171278
393 | 7144 | 2021 | NE | Auburn | 2215 | Omaha Public Power District | 14127 | Auburn Board of Public Works | 993 | Electric Utility | Southwest Power Pool | SWPP | MRO | MROW | MRO West |  | 31 | 127 | Nemaha | 40.3883 | -95.8464 | 6 | 6 | NG | GAS |  | 0.0023 | 18.7 | 1 | [6 empty] | 3685 | 1229 | 3685 | 1229 | 376.999 | 126 | 0.47 | 0.241 | 0.001 | 215.368 | 22.877 | 4.501 | 216.325 |  | 2.493 | 3.825 | 0.003 | 1142.539 | 0.061 | 0.012 | 1147.614 |  | 0.255 | 0.392 | 0 | 116.889 | 0.006 | 0.001 | 117.408 |  | 2.493 | 3.825 | 0.003 | 1142.536 | 0.061 | 0.012 | 1147.61 |  | 0.47 | 0.241 | 0.001 | 215.368 | 22.877 | 4.501 |  | 3685 | 1229 | 3685 | 1229 | EIA | EIA | EIA | EIA | EIA | EIA | -- | EIA | EIA | [14 empty] | 9774.5358 | 0 | 342.324 | 34.676 | 0 | 0 | 0 | 0 | 0 | 0 | 0 | 0 | 377 | 0 | 0 | 377 | 0 | 0 | 0.90802 | 0.091979 | 0 | 0 | 0 | 0 | 0 | 0 | 0 | 0 | 1 | 0 | 0 | 1 | 0 | [7 empty] | https://www.google.com/maps/@?api=1&map_action=map&center=40.388300000000001%2C-95.846400000000003&zoom=17&basemap=satellite | 3557 | [118 empty] | 0.23 |  |  | 39 |  |  | 0.35 | 0.09 |  |  | 21 |  |  | 0.4 | 0.38 |  |  | 65 |  |  | 0.3 | 0.03 |  |  | 69 |  |  | 0.05 | 0.11 |  |  | 60 |  |  | 0.12 | 0.07 |  |  | 64 |  |  | 0.06 | 0.2 |  |  | 69 |  |  | 0.16 | 0.00010149 | 0.0046132 | Gas | FRS_110001514246
394 | 238 | 2021 | AR | City Water & Light - City of Jonesboro | 56505 | City Water and Light Plant | 9879 | City Water and Light Plant | 9879 | Electric Utility | Midcontinent Independent Transmission System Operator, Inc.. | MISO | SERC | SPSO | SPP South | MISO | 5 | 31 | Craighead | 35.8486 | -90.7254 | 3 | 5 | NG | GAS |  | 0.01737 | 224.3 | 1 | [6 empty] | 330212.5 | 187857.4 | 330212.5 | 187857.4 | 34139.001 | 19422 | 15.596 | 8.877 | 0.102 | 19481.2 | 741.719 | 74.395 | 19501.556 |  | 0.914 | 0.914 | 0.006 | 1141.287 | 0.022 | 0.002 | 1142.48 |  | 0.094 | 0.095 | 0.001 | 117.992 | 0.002 | 0 | 118.115 |  | 0.914 | 0.914 | 0.006 | 1141.287 | 0.022 | 0.002 | 1142.48 |  | 15.596 | 8.877 | 0.102 | 19481.2 | 741.719 | 74.395 |  | 330212.5 | 187857.4 | 330212.5 | 187857.4 | EPA/CAMD | EPA/CAMD | EPA/CAMD | EPA/CAMD | EIA | EIA | -- | EPA/CAMD | EPA/CAMD | [14 empty] | 9672.5883 | 0 | 34.734 | 34104.267 | 0 | 0 | 0 | 0 | 0 | 0 | 0 | 0 | 34139.001 | 0 | 0 | 34139.001 | 0 | 0 | 0.0010174 | 0.99898 | 0 | 0 | 0 | 0 | 0 | 0 | 0 | 0 | 1 | 0 | 0 | 1 | 0 | Yes |  | 836180.5 | 49656.3 | 63.922 | 0.646 |  | https://www.google.com/maps/@?api=1&map_action=map&center=35.848560999999997%2C-90.725376999999995&zoom=17&basemap=satellite | 35934 | [118 empty] | 0.45 |  |  | 70 |  |  | 0.35 | 0.37 |  |  | 57 |  |  | 0.4 | 0.51 |  |  | 80 |  |  | 0.3 | 0.03 |  |  | 69 |  |  | 0.05 | 0.12 |  |  | 62 |  |  | 0.12 | 0.07 |  |  | 65 |  |  | 0.06 | 0.13 |  |  | 40 |  |  | 0.16 | 2.297 | 0.43996 | Gas | FRS_110001699323
395 | 7147 | 2021 | NE | Broken Bow | 2221 | Nebraska Public Power District | 13337 | City of Broken Bow - (NE) | 2277 | Electric Utility | Southwest Power Pool | SWPP | MRO | MROW | MRO West |  | 31 | 41 | Custer | 41.4031 | -99.6392 | 6 | 6 | NG | GAS |  | 0.00199 | 8.7 | 1 | [6 empty] | 1385.999 | 447 | 1385.999 | 447 | 152 | 49.001 | 2.223 | 0.716 | 0.198 | 85.814 | 9.061 | 1.807 | 86.196 |  | 29.25 | 29.224 | 2.599 | 1129.132 | 0.06 | 0.012 | 1134.164 |  | 3.208 | 3.204 | 0.285 | 123.83 | 0.007 | 0.001 | 124.382 |  | 29.25 | 29.224 | 2.599 | 1129.132 | 0.06 | 0.012 | 1134.164 |  | 2.223 | 0.716 | 0.198 | 85.814 | 9.061 | 1.807 |  | 1385.999 | 447 | 1385.999 | 447 | EIA | EIA | EIA | EIA | EIA | EIA | -- | EIA | EIA | [14 empty] | 9118.4145 | 0 | 149.37 | 2.63 | 0 | 0 | 0 | 0 | 0 | 0 | 0 | 0 | 152 | 0 | 0 | 152 | 0 | 0 | 0.9827 | 0.017303 | 0 | 0 | 0 | 0 | 0 | 0 | 0 | 0 | 1 | 0 | 0 | 1 | 0 | [7 empty] | https://www.google.com/maps/@?api=1&map_action=map&center=41.403100000000002%2C-99.639200000000002&zoom=17&basemap=satellite | 4078 | [118 empty] | 0.23 |  |  | 39 |  |  | 0.35 | 0.07 |  |  | 19 |  |  | 0.4 | 0.39 |  |  | 68 |  |  | 0.3 | 0.02 |  |  | 65 |  |  | 0.05 | 0.05 |  |  | 32 |  |  | 0.12 | 0.04 |  |  | 35 |  |  | 0.06 | 0.19 |  |  | 65 |  |  | 0.16 | 0.0039211 | 0.17428 | Gas | FRS_110001507174
396 | 239 | 2021 | AR | Clearwater Paper APP CB | 50638 | Entergy Arkansas Inc | 814 | Clearwater Paper Corporation | 56225 | Industrial CHP | Midcontinent Independent Transmission System Operator, Inc.. | MISO | SERC | SRMV | SERC Mississippi Valley | MISO | 5 | 41 | Desha | 33.7061 | -91.2371 | 2 | 1 | BLQ | BIOMASS |  | 0.466 | 28 | 0.55667 | Yes | Yes | 6296133.6 | 0.062 | 0.076309 |  | 658080.517 | 262702.206 | 658080.517 | 262702.206 | 114300 | 45793 | 49.974 | 19.374 | 129.89 | 12294.188 | 3594.166 | 2131.999 | 12656.783 |  | 0.874 | 0.846 | 2.273 | 215.121 | 0.031 | 0.019 | 221.466 |  | 0.152 | 0.147 | 0.395 | 37.364 | 0.005 | 0.003 | 38.466 |  | 0.874 | 0.846 | 2.273 | 215.121 | 0.031 | 0.019 | 221.466 |  | 654.89 | 253.889 | 1702.165 | 811969.969 | 47100.331 | 27939.129 |  | 8623922.98 | 3442623.704 | 8623922.98 | 3442623.704 | EIA | EIA |  | EIA | EIA | EIA | -- | EIA | EIA |  |  |  | 650858.785 |  |  | 7965842.463 | 3179921.498 | 604.916 | 234.515 | 1572.275 | 148816.996 | 43506.165 | 25807.13 | 5757.4848 | 0 | 140.94 | 36145.615 | 0 | 0 | 78013.445 | 0 | 0 | 0 | 0 | 0 | 36286.555 | 78013.445 | 78013.445 | 114300 | 0 | 0 | 0.0012331 | 0.31623 | 0 | 0 | 0.68253 | 0 | 0 | 0 | 0 | 0 | 0.31747 | 0.68253 | 0.68253 | 1 | 0 | [7 empty] | https://www.google.com/maps/@?api=1&map_action=map&center=33.706099999999999%2C-91.237099999999998&zoom=17&basemap=satellite | 0 | [121 empty] | 0 |  |  | 0.35 |  |  |  | 0 |  |  | 0.4 |  |  |  | 0 |  |  | 0.3 |  |  |  | 0 |  |  | 0.05 |  |  |  | 0 |  |  | 0.12 |  |  |  | 0 |  |  | 0.06 |  |  |  | 0 |  |  | 0.16 | 2.3118 | 0.039684 | Biomass | FRS_110012414985
397 | 7151 | 2021 | NE | Burwell | 2222 | Nebraska Public Power District | 13337 | City of Burwell - (NE) | 2609 | Electric Utility | Southwest Power Pool | SWPP | MRO | MROW | MRO West |  | 31 | 71 | Garfield | 41.7803 | -99.1361 | 4 | 4 | DFO | OIL |  | 0.00243 | 3.9 | 1 | [6 empty] | 986 | 307 | 986 | 307 | 83 | 26 | 1.585 | 0.494 | 0.143 | 80.52 | 6.521 | 1.304 | 80.796 |  | 38.193 | 38 | 3.446 | 1940.241 | 0.079 | 0.016 | 1946.888 |  | 3.215 | 3.218 | 0.29 | 163.327 | 0.007 | 0.001 | 163.886 |  | 38.193 | 38 | 3.446 | 1940.241 | 0.079 | 0.016 | 1946.888 |  | 1.585 | 0.494 | 0.143 | 80.52 | 6.521 | 1.304 |  | 986 | 307 | 986 | 307 | EIA | EIA | EIA | EIA | EIA | EIA | -- | EIA | EIA | [14 empty] | 11879.5181 | 0 | 83 | 0 | 0 | 0 | 0 | 0 | 0 | 0 | 0 | 0 | 83 | 0 | 0 | 83 | 0 | 0 | 1 | 0 | 0 | 0 | 0 | 0 | 0 | 0 | 0 | 0 | 1 | 0 | 0 | 1 | 0 | [7 empty] | https://www.google.com/maps/@?api=1&map_action=map&center=41.780313%2C-99.136071000000001&zoom=17&basemap=satellite | 1438 | [118 empty] | 0.21 |  |  | 35 |  |  | 0.35 | 0.04 |  |  | 11 |  |  | 0.4 | 0.39 |  |  | 66 |  |  | 0.3 | 0 |  |  | 0 |  |  | 0.05 | 0.06 |  |  | 39 |  |  | 0.12 | 0.05 |  |  | 51 |  |  | 0.06 | 0.28 |  |  | 86 |  |  | 0.16 | 0.04371 | 3.8009 | Oil | FRS_110001509751
398 | 7153 | 2021 | NE | Cambridge | 2223 | Twin Valleys Public Power Dist | 20456 | City of Cambridge - (NE) | 2888 | Electric Utility | Southwest Power Pool | SWPP | MRO | MROW | MRO West |  | 31 | 65 | Furnas | 40.2862 | -100.1768 | 2 | 2 | DFO | OIL |  | 0.00285 | 4 | 1 | [6 empty] | 881 | 284 | 881 | 284 | 100 | 32 | 1.416 | 0.456 | 0.128 | 71.944 | 5.827 | 1.165 | 72.19 |  | 28.32 | 28.5 | 2.556 | 1438.88 | 0.058 | 0.012 | 1443.809 |  | 3.215 | 3.211 | 0.29 | 163.323 | 0.007 | 0.001 | 163.883 |  | 28.32 | 28.5 | 2.556 | 1438.88 | 0.058 | 0.012 | 1443.809 |  | 1.416 | 0.456 | 0.128 | 71.944 | 5.827 | 1.165 |  | 881 | 284 | 881 | 284 | EIA | EIA | EIA | EIA | EIA | EIA | -- | EIA | EIA | [14 empty] | 8810 | 0 | 100 | 0 | 0 | 0 | 0 | 0 | 0 | 0 | 0 | 0 | 100 | 0 | 0 | 100 | 0 | 0 | 1 | 0 | 0 | 0 | 0 | 0 | 0 | 0 | 0 | 0 | 1 | 0 | 0 | 1 | 0 | [7 empty] | https://www.google.com/maps/@?api=1&map_action=map&center=40.286178%2C-100.17683599999999&zoom=17&basemap=satellite | 1416 | [118 empty] | 0.15 |  |  | 22 |  |  | 0.35 | 0.06 |  |  | 17 |  |  | 0.4 | 0.24 |  |  | 44 |  |  | 0.3 | 0 |  |  | 0 |  |  | 0.05 | 0.08 |  |  | 46 |  |  | 0.12 | 0.07 |  |  | 66 |  |  | 0.06 | 0.26 |  |  | 83 |  |  | 0.16 | 0.032705 | 3.1148 | Oil | FRS_110001509591
399 | 243 | 2021 | AR | Dell Power Plant | 55340 | Associated Electric Coop, Inc | 924 | Associated Electric Coop, Inc | 924 | Electric Utility | Associated Electric Cooperative, Inc. | AECI | SERC | SRMW | SERC Midwest |  | 5 | 93 | Mississippi | 35.8619 | -90.0253 | 2 | 3 | NG | GAS |  | 0.49812 | 679.1 | 0.50314 | [6 empty] | 23475504.55 | 11314224.73 | 23475504.55 | 11314224.73 | 2963265 | 1423143 | 116.874 | 48.672 | 7.068 | 1395951.164 | 48868.214 | 4914.6 | 1397294.292 |  | 0.079 | 0.068 | 0.005 | 942.171 | 0.016 | 0.002 | 943.078 |  | 0.01 | 0.009 | 0.001 | 118.928 | 0.002 | 0 | 119.043 |  | 0.079 | 0.068 | 0.005 | 942.171 | 0.016 | 0.002 | 943.077 |  | 116.874 | 48.672 | 7.068 | 1395951.164 | 48868.214 | 4914.6 |  | 23475504.55 | 11314224.73 | 23475504.55 | 11314224.73 | EPA/CAMD | EPA/CAMD | EPA/CAMD | EPA/CAMD | EIA | EIA | -- | EPA/CAMD | EPA/CAMD | [14 empty] | 7922.175 | 0 | 4896.283 | 2958368.8 | 0 | 0 | 0 | 0 | 0 | 0 | 0 | 0 | 2963265.083 | 0 | 0 | 2963265.083 | 0 | 0 | 0.0016523 | 0.99835 | 0 | 0 | 0 | 0 | 0 | 0 | 0 | 0 | 1 | 0 | 0 | 1 | 0 | Yes |  | 22484693.03 | 1337029.161 | 105.431 | 6.761 |  | https://www.google.com/maps/@?api=1&map_action=map&center=35.861899999999999%2C-90.025300000000001&zoom=17&basemap=satellite | 508 | [118 empty] | 0.21 |  |  | 35 |  |  | 0.35 | 0.09 |  |  | 22 |  |  | 0.4 | 0.34 |  |  | 59 |  |  | 0.3 | 0.01 |  |  | 59 |  |  | 0.05 | 0.17 |  |  | 76 |  |  | 0.12 | 0.07 |  |  | 68 |  |  | 0.06 | 0.14 |  |  | 45 |  |  | 0.16 | 54.3 | 0.039139 | Gas | FRS_110043716565
400 | 7155 | 2021 | NE | Canaday | 2226 | Nebraska Public Power District | 13337 | Nebraska Public Power District | 13337 | Electric Utility | Southwest Power Pool | SWPP | MRO | MROW | MRO West |  | 31 | 73 | Gosper | 40.6942 | -99.7011 | 1 | 1 | NG | GAS |  | 0.00689 | 108.8 | 1 | [6 empty] | 90486 | 32485.3 | 90486 | 32485.3 | 6570 | 2490 | 11.313 | 4.062 | 0.029 | 5338.7 | 191.663 | 19.166 | 5343.952 |  | 3.444 | 3.263 | 0.009 | 1625.175 | 0.029 | 0.003 | 1626.774 |  | 0.25 | 0.25 | 0.001 | 118.001 | 0.002 | 0 | 118.117 |  | 3.444 | 3.263 | 0.009 | 1625.175 | 0.029 | 0.003 | 1626.774 |  | 11.313 | 4.062 | 0.029 | 5338.7 | 191.663 | 19.166 |  | 90486 | 32485.3 | 90486 | 32485.3 | EPA/CAMD | EPA/CAMD | EPA/CAMD | EPA/CAMD | EIA | EIA | -- | EPA/CAMD | EPA/CAMD | [14 empty] | 13772.6027 | 0 | 0 | 6570 | 0 | 0 | 0 | 0 | 0 | 0 | 0 | 0 | 6570 | 0 | 0 | 6570 | 0 | 0 | 0 | 1 | 0 | 0 | 0 | 0 | 0 | 0 | 0 | 0 | 1 | 0 | 0 | 1 | 0 | Yes |  | 273246.1 | 16134.5 | 34.159 | 0.083 |  | https://www.google.com/maps/@?api=1&map_action=map&center=40.694200000000002%2C-99.701099999999997&zoom=17&basemap=satellite | 112 | [118 empty] | 0.2 |  |  | 32 |  |  | 0.35 | 0.12 |  |  | 28 |  |  | 0.4 | 0.27 |  |  | 49 |  |  | 0.3 | 0.03 |  |  | 67 |  |  | 0.05 | 0.08 |  |  | 46 |  |  | 0.12 | 0.05 |  |  | 50 |  |  | 0.06 | 0.27 |  |  | 85 |  |  | 0.16 | 0.046816 | 0.098353 | Gas | FRS_110001979477
401 | 244 | 2021 | AR | Elkins Generating Center | 56489 | Ozarks Electric Coop Corp - (AR) | 14289 | Arkansas Electric Coop Corp | 807 | Electric Utility | Southwest Power Pool | SWPP | SERC | SPSO | SPP South |  | 5 | 143 | Washington | 35.9714 | -94.0014 | 3 | 3 | NG | GAS |  | 0.00449 | 66 | 1 | [6 empty] | 29544.999 | 12711.999 | 29544.999 | 12711.999 | 2597.001 | 1116.999 | 4.728 | 2.034 | 0.047 | 1726.743 | 65.136 | 6.514 | 1728.528 |  | 3.641 | 3.642 | 0.036 | 1329.798 | 0.025 | 0.003 | 1331.172 |  | 0.32 | 0.32 | 0.003 | 116.889 | 0.002 | 0 | 117.01 |  | 3.641 | 3.642 | 0.036 | 1329.798 | 0.025 | 0.003 | 1331.173 |  | 4.728 | 2.034 | 0.047 | 1726.743 | 65.136 | 6.514 |  | 29544.999 | 12711.999 | 29544.999 | 12711.999 | EIA | EIA | EIA | EIA | EIA | EIA | -- | EIA | EIA | [14 empty] | 11376.588 | 0 | 0 | 2597 | 0 | 0 | 0 | 0 | 0 | 0 | 0 | 0 | 2597 | 0 | 0 | 2597 | 0 | 0 | 0 | 1 | 0 | 0 | 0 | 0 | 0 | 0 | 0 | 0 | 1 | 0 | 0 | 1 | 0 | [7 empty] | https://www.google.com/maps/@?api=1&map_action=map&center=35.971400000000003%2C-94.001400000000004&zoom=17&basemap=satellite | 1892 | [118 empty] | 0.13 |  |  | 18 |  |  | 0.35 | 0.01 |  |  | 5 |  |  | 0.4 | 0.26 |  |  | 47 |  |  | 0.3 | 0 |  |  | 0 |  |  | 0.05 | 0.1 |  |  | 56 |  |  | 0.12 | 0.02 |  |  | 24 |  |  | 0.06 | 0.19 |  |  | 65 |  |  | 0.16 | 0.018981 | 0.0087956 | Gas | FRS_110037267917
402 | 7158 | 2021 | NE | Chappell | 2230 | City of Chappell - (NE) | 3373 | City of Chappell - (NE) | 3373 | Electric Utility | Southwest Power Pool | SWPP | MRO | MROW | MRO West |  | 31 | 49 | Deuel | 41.0926 | -102.4715 | 1 | 1 | DFO | OIL |  | 0.00052 | 1.1 | 1 | [6 empty] | 52 | 0 | 52 | 0 | 5 | 0 | 0.084 | 0 | 0.008 | 4.246 | 0.344 | 0.069 | 4.261 |  | 33.6 |  | 3 | 1698.4 | 0.069 | 0.014 | 1704.219 |  | 3.231 |  | 0.288 | 163.308 | 0.007 | 0.001 | 163.867 |  | 33.6 |  | 3 | 1698.4 | 0.069 | 0.014 | 1704.219 |  | 0.084 | 0 | 0.008 | 4.246 | 0.344 | 0.069 |  | 52 | 0 | 52 | 0 | EIA | EIA | EIA | EIA | EIA | EIA | -- | EIA | EIA | [14 empty] | 10400 | 0 | 5 | 0 | 0 | 0 | 0 | 0 | 0 | 0 | 0 | 0 | 5 | 0 | 0 | 5 | 0 | 0 | 1 | 0 | 0 | 0 | 0 | 0 | 0 | 0 | 0 | 0 | 1 | 0 | 0 | 1 | 0 | [7 empty] | https://www.google.com/maps/@?api=1&map_action=map&center=41.092588999999997%2C-102.471547&zoom=17&basemap=satellite | 835 | [118 empty] | 0.19 |  |  | 30 |  |  | 0.35 | 0.07 |  |  | 17 |  |  | 0.4 | 0.31 |  |  | 55 |  |  | 0.3 | 0 |  |  | 0 |  |  | 0.05 | 0.12 |  |  | 62 |  |  | 0.12 | 0.04 |  |  | 38 |  |  | 0.06 | 0.25 |  |  | 81 |  |  | 0.16 | 0.006355 | 3.1775 | Oil | FRS_110001514558
403 | 7166 | 2021 | NE | Crete | 2231 | City of Crete | 4527 | City of Crete | 4527 | Electric Utility | Southwest Power Pool | SWPP | MRO | MROW | MRO West |  | 31 | 151 | Saline | 40.6253 | -96.9601 | 1 | 1 | DFO | OIL |  | 0.00303 | 6 | 1 | [6 empty] | 1839 | 671 | 1839 | 671 | 159 | 58 | 2.274 | 0.727 | 0.205 | 150.178 | 10.298 | 1.966 | 150.6 |  | 28.604 | 25.069 | 2.582 | 1889.031 | 0.065 | 0.012 | 1894.336 |  | 2.473 | 2.167 | 0.223 | 163.326 | 0.006 | 0.001 | 163.784 |  | 28.604 | 25.069 | 2.582 | 1889.031 | 0.065 | 0.012 | 1894.336 |  | 2.274 | 0.727 | 0.205 | 150.178 | 10.298 | 1.966 |  | 1839 | 671 | 1839 | 671 | EIA | EIA | EIA | EIA | EIA | EIA | -- | EIA | EIA | [14 empty] | 11566.0377 | 0 | 122.411 | 36.589 | 0 | 0 | 0 | 0 | 0 | 0 | 0 | 0 | 159 | 0 | 0 | 159 | 0 | 0 | 0.76988 | 0.23012 | 0 | 0 | 0 | 0 | 0 | 0 | 0 | 0 | 1 | 0 | 0 | 1 | 0 | [7 empty] | https://www.google.com/maps/@?api=1&map_action=map&center=40.625300000000003%2C-96.960099999999997&zoom=17&basemap=satellite | 7288 | [118 empty] | 0.46 |  |  | 71 |  |  | 0.35 | 0.47 |  |  | 65 |  |  | 0.4 | 0.48 |  |  | 77 |  |  | 0.3 | 0.19 |  |  | 92 |  |  | 0.05 | 0.27 |  |  | 88 |  |  | 0.12 | 0.07 |  |  | 67 |  |  | 0.06 | 0.12 |  |  | 36 |  |  | 0.16 | 0.00042559 | 0.0050968 | Oil | FRS_110028030850
404 | 247 | 2021 | AR | Flint Creek Power Plant | 6138 | Southwestern Electric Power Co | 17698 | Southwestern Electric Power Co | 17698 | Electric Utility | Southwest Power Pool | SWPP | MRO | SPSO | SPP South |  | 5 | 7 | Benton | 36.2561 | -94.5241 | 1 | 1 | SUB | COAL | Yes | 0.57392 | 558 | 0.3768 | [6 empty] | 30645130.11 | 15768803.63 | 30645130.11 | 15768803.63 | 2805375 | 1445914 | 2837.512 | 1495.449 | 852.786 | 3214063.482 | 733960.211 | 106775.51 | 3239147.536 |  | 2.023 | 2.069 | 0.608 | 2291.361 | 0.262 | 0.038 | 2309.244 |  | 0.185 | 0.19 | 0.056 | 209.76 | 0.024 | 0.003 | 211.397 |  | 2.023 | 2.069 | 0.608 | 2291.361 | 0.262 | 0.038 | 2309.244 |  | 2837.512 | 1495.449 | 852.786 | 3214063.482 | 733960.211 | 106775.51 |  | 30645130.11 | 15768803.63 | 30645130.11 | 15768803.63 | EPA/CAMD | EPA/CAMD | EPA/CAMD | EPA/CAMD | EIA | EIA | -- | EPA/CAMD | EPA/CAMD | [14 empty] | 10923.7196 | 2800839.1 | 4535.917 | 0 | 0 | 0 | 0 | 0 | 0 | 0 | 0 | 0 | 2805375.017 | 0 | 0 | 2805375.017 | 0 | 0.99838 | 0.0016169 | 0 | 0 | 0 | 0 | 0 | 0 | 0 | 0 | 0 | 1 | 0 | 0 | 1 | 0 | Yes |  | 28331081.82 | 2971364.009 | 2777.512 | 819.059 |  | https://www.google.com/maps/@?api=1&map_action=map&center=36.256100000000004%2C-94.524100000000004&zoom=17&basemap=satellite | 6316 | [118 empty] | 0.33 |  |  | 56 |  |  | 0.35 | 0.22 |  |  | 41 |  |  | 0.4 | 0.44 |  |  | 73 |  |  | 0.3 | 0.05 |  |  | 74 |  |  | 0.05 | 0.09 |  |  | 52 |  |  | 0.12 | 0.1 |  |  | 84 |  |  | 0.06 | 0.17 |  |  | 55 |  |  | 0.16 | 21.8448 | 0.024048 | Coal | FRS_110000452910
405 | 7169 | 2021 | NE | Curtis | 2232 | City of Curtis - (NE) | 4661 | City of Curtis - (NE) | 4661 | Electric Utility | Southwest Power Pool | SWPP | MRO | MROW | MRO West |  | 31 | 63 | Frontier | 40.6315 | -100.5152 | 3 | 3 | NG | GAS |  | 0.00269 | 3.4 | 1 | [6 empty] | 639 | 198 | 639 | 198 | 79.999 | 26 | 0.037 | 0.018 | 0 | 37.347 | 4.112 | 0.817 | 37.52 |  | 0.925 | 1.385 | 0 | 933.687 | 0.051 | 0.01 | 938.013 |  | 0.116 | 0.182 | 0 | 116.892 | 0.006 | 0.001 | 117.434 |  | 0.925 | 1.385 | 0 | 933.675 | 0.051 | 0.01 | 938.002 |  | 0.037 | 0.018 | 0 | 37.347 | 4.112 | 0.817 |  | 639 | 198 | 639 | 198 | EIA | EIA | EIA | EIA | EIA | EIA | -- | EIA | EIA | [14 empty] | 7987.5 | 0 | 76.754 | 3.246 | 0 | 0 | 0 | 0 | 0 | 0 | 0 | 0 | 80 | 0 | 0 | 80 | 0 | 0 | 0.95942 | 0.040575 | 0 | 0 | 0 | 0 | 0 | 0 | 0 | 0 | 1 | 0 | 0 | 1 | 0 | [7 empty] | https://www.google.com/maps/@?api=1&map_action=map&center=40.631453%2C-100.51516100000001&zoom=17&basemap=satellite | 960 | [118 empty] | 0.25 |  |  | 42 |  |  | 0.35 | 0.09 |  |  | 21 |  |  | 0.4 | 0.41 |  |  | 69 |  |  | 0.3 | 0 |  |  | 0 |  |  | 0.05 | 0.02 |  |  | 18 |  |  | 0.12 | 0.07 |  |  | 70 |  |  | 0.06 | 0.21 |  |  | 70 |  |  | 0.16 | 3.6714e-05 | 0.0030595 | Gas | FRS_110008929035
406 | 250 | 2021 | AR | Fourche Creek Wastewater | 10050 | Entergy Arkansas Inc | 814 | Little Rock Water Reclamation Authority | 11079 | Commercial CHP | Midcontinent Independent Transmission System Operator, Inc.. | MISO | SERC | SRMV | SERC Mississippi Valley | MISO | 5 | 119 | Pulaski | 34.6968 | -92.165 | 1 | 1 | OBG | BIOMASS |  | 0.42158 | 1.3 | 0.63069 | Yes | Yes | 8467.2 | 1.935 | 0.72069 |  | 21085.294 | 8525.069 | 21085.294 | 8525.069 | 4801 | 1824 | 40.116 | 16.773 | 0.064 | 87.546 | 48.877 | 4.888 | 88.885 |  | 16.711 | 18.391 | 0.027 | 36.47 | 0.01 | 0.001 | 37.028 |  | 3.805 | 3.935 | 0.006 | 8.304 | 0.002 | 0 | 8.431 |  | 16.711 | 18.391 | 0.027 | 36.47 | 0.01 | 0.001 | 37.028 |  | 55.663 | 23.273 | 0.089 | 1857.813 | 67.82 | 6.782 |  | 29257 | 11829 | 29257 | 11829 | EIA | EIA | EIA | EIA | EIA | EIA | -- | EIA | EIA |  |  |  | 1736.338 |  |  | 8171.706 | 3303.931 | 15.547 | 6.5 | 0.025 | 33.929 | 18.943 | 1.894 | 4391.8363 | 0 | 0 | 333.521 | 0 | 0 | 4467.499 | 0 | 0 | 0 | 0 | 0 | 333.521 | 4467.499 | 4467.499 | 4801.02 | 0 | 0 | 0 | 0.069469 | 0 | 0 | 0.93053 | 0 | 0 | 0 | 0 | 0 | 0.069469 | 0.93053 | 0.93053 | 1 | 0 | [7 empty] | https://www.google.com/maps/@?api=1&map_action=map&center=34.696800000000003%2C-92.165000000000006&zoom=17&basemap=satellite | 1414 | [118 empty] | 0.41 |  |  | 66 |  |  | 0.35 | 0.51 |  |  | 67 |  |  | 0.4 | 0.31 |  |  | 56 |  |  | 0.3 | 0 |  |  | 0 |  |  | 0.05 | 0.13 |  |  | 66 |  |  | 0.12 | 0.01 |  |  | 15 |  |  | 0.06 | 0.22 |  |  | 72 |  |  | 0.16 | 0.15213 | 0.06597 | Biomass | FRS_110000521310
407 | 7170 | 2021 | NE | David City | 2233 | Butler Public Power District - (NE) | 2643 | City of David City | 4836 | Electric Utility | Southwest Power Pool | SWPP | MRO | MROW | MRO West |  | 31 | 23 | Butler | 41.2547 | -97.1192 | 7 | 7 | NG | GAS |  | 0.0034 | 10.6 | 1 | [6 empty] | 2679.998 | 853.002 | 2679.998 | 853.002 | 315.999 | 99.999 | 4.306 | 1.37 | 0.389 | 190.68 | 17.725 | 3.545 | 191.43 |  | 27.253 | 27.4 | 2.46 | 1206.839 | 0.056 | 0.011 | 1211.585 |  | 3.213 | 3.212 | 0.29 | 142.299 | 0.007 | 0.001 | 142.858 |  | 27.253 | 27.4 | 2.459 | 1206.835 | 0.056 | 0.011 | 1211.581 |  | 4.306 | 1.37 | 0.389 | 190.68 | 17.725 | 3.545 |  | 2679.998 | 853.002 | 2679.998 | 853.002 | EIA | EIA | EIA | EIA | EIA | EIA | -- | EIA | EIA | [14 empty] | 8481.0063 | 0 | 316 | 0 | 0 | 0 | 0 | 0 | 0 | 0 | 0 | 0 | 316 | 0 | 0 | 316 | 0 | 0 | 1 | 0 | 0 | 0 | 0 | 0 | 0 | 0 | 0 | 0 | 1 | 0 | 0 | 1 | 0 | [7 empty] | https://www.google.com/maps/@?api=1&map_action=map&center=41.254652%2C-97.119202000000001&zoom=17&basemap=satellite | 2955 | [118 empty] | 0.2 |  |  | 33 |  |  | 0.35 | 0.1 |  |  | 24 |  |  | 0.4 | 0.31 |  |  | 56 |  |  | 0.3 | 0.03 |  |  | 69 |  |  | 0.05 | 0.08 |  |  | 50 |  |  | 0.12 | 0.07 |  |  | 69 |  |  | 0.06 | 0.22 |  |  | 73 |  |  | 0.16 | 0.012566 | 1.7952 | Gas | FRS_110001506380
408 | 7176 | 2021 | NE | Emerson | 2235 | City of Emerson - (NE) | 5850 | City of Emerson - (NE) | 5850 | Electric Utility | Southwest Power Pool | SWPP | MRO | MROW | MRO West |  | 31 | 51 | Dixon | 42.276 | -96.7292 | 3 | 3 | NG | GAS |  | 0.00278 | 1.6 | 1 | [6 empty] | 326 | 116 | 326 | 116 | 39 | 13 | 0.518 | 0.184 | 0.044 | 19.526 | 2.05 | 0.405 | 19.612 |  | 26.564 | 28.308 | 2.246 | 1001.333 | 0.053 | 0.01 | 1005.74 |  | 3.178 | 3.172 | 0.269 | 119.791 | 0.006 | 0.001 | 120.319 |  | 26.564 | 28.308 | 2.246 | 1001.333 | 0.053 | 0.01 | 1005.74 |  | 0.518 | 0.184 | 0.044 | 19.526 | 2.05 | 0.405 |  | 326 | 116 | 326 | 116 | EIA | EIA | EIA | EIA | EIA | EIA | -- | EIA | EIA | [14 empty] | 8358.9744 | 0 | 36.394 | 2.606 | 0 | 0 | 0 | 0 | 0 | 0 | 0 | 0 | 39 | 0 | 0 | 39 | 0 | 0 | 0.93318 | 0.066821 | 0 | 0 | 0 | 0 | 0 | 0 | 0 | 0 | 1 | 0 | 0 | 1 | 0 | [7 empty] | https://www.google.com/maps/@?api=1&map_action=map&center=42.276000000000003%2C-96.729200000000006&zoom=17&basemap=satellite | 979 | [118 empty] | 0.19 |  |  | 29 |  |  | 0.35 | 0.12 |  |  | 28 |  |  | 0.4 | 0.25 |  |  | 46 |  |  | 0.3 | 0.01 |  |  | 59 |  |  | 0.05 | 0.09 |  |  | 53 |  |  | 0.12 | 0.06 |  |  | 56 |  |  | 0.06 | 0.2 |  |  | 67 |  |  | 0.16 | 0.00040522 | 0.20261 | Gas | FRS_110028030903
409 | 251 | 2021 | AR | Fulton | 7825 | Southwestern Electric Power Co | 17698 | Arkansas Electric Coop Corp | 807 | Electric Utility | Southwest Power Pool | SWPP | SERC | SPSO | SPP South |  | 5 | 57 | Hempstead | 33.6094 | -93.7924 | 1 | 1 | NG | GAS |  | 0.09559 | 154.8 | 1 | [6 empty] | 1373155.23 | 597448.557 | 1373155.23 | 597448.557 | 129619 | 56396 | 39.646 | 16.019 | 0.412 | 81604.187 | 2925.66 | 292.566 | 81684.35 |  | 0.612 | 0.568 | 0.006 | 1259.139 | 0.023 | 0.002 | 1260.376 |  | 0.058 | 0.054 | 0.001 | 118.856 | 0.002 | 0 | 118.973 |  | 0.612 | 0.568 | 0.006 | 1259.139 | 0.023 | 0.002 | 1260.376 |  | 39.646 | 16.019 | 0.412 | 81604.187 | 2925.66 | 292.566 |  | 1373155.23 | 597448.557 | 1373155.23 | 597448.557 | EPA/CAMD | EPA/CAMD | EPA/CAMD | EPA/CAMD | EIA | EIA | -- | EPA/CAMD | EPA/CAMD | [14 empty] | 10593.7805 | 0 | 0 | 129619 | 0 | 0 | 0 | 0 | 0 | 0 | 0 | 0 | 129619 | 0 | 0 | 129619 | 0 | 0 | 0 | 1 | 0 | 0 | 0 | 0 | 0 | 0 | 0 | 0 | 1 | 0 | 0 | 1 | 0 | Yes |  | 755961.719 | 44924.498 | 21.123 | 0.227 |  | https://www.google.com/maps/@?api=1&map_action=map&center=33.609400000000001%2C-93.792400000000001&zoom=17&basemap=satellite | 394 | [118 empty] | 0.38 |  |  | 62 |  |  | 0.35 | 0.3 |  |  | 50 |  |  | 0.4 | 0.46 |  |  | 76 |  |  | 0.3 | 0.03 |  |  | 67 |  |  | 0.05 | 0.12 |  |  | 62 |  |  | 0.12 | 0.05 |  |  | 52 |  |  | 0.06 | 0.25 |  |  | 81 |  |  | 0.16 | 2.4339 | 0.067833 | Gas | FRS_110033169416
410 | 7177 | 2021 | NE | Falls City | 2237 | City of Falls City - (NE) | 6175 | City of Falls City - (NE) | 6175 | Electric Utility | Southwest Power Pool | SWPP | MRO | MROW | MRO West |  | 31 | 147 | Richardson | 40.055 | -95.6083 | 9 | 9 | NG | GAS |  | 0.00169 | 31.3 | 1 | [6 empty] | 4343 | 1967 | 4343 | 1967 | 463 | 209 | 6.262 | 2.788 | 0.207 | 258.657 | 15.739 | 2.499 | 259.226 |  | 27.05 | 26.679 | 0.896 | 1117.309 | 0.034 | 0.005 | 1119.767 |  | 2.884 | 2.835 | 0.096 | 119.114 | 0.004 | 0.001 | 119.376 |  | 27.05 | 26.679 | 0.896 | 1117.309 | 0.034 | 0.005 | 1119.767 |  | 6.262 | 2.788 | 0.207 | 258.657 | 15.739 | 2.499 |  | 4343 | 1967 | 4343 | 1967 | EIA | EIA | EIA | EIA | EIA | EIA | -- | EIA | EIA | [14 empty] | 9380.1296 | 0 | 148.958 | 314.042 | 0 | 0 | 0 | 0 | 0 | 0 | 0 | 0 | 463 | 0 | 0 | 463 | 0 | 0 | 0.32172 | 0.67828 | 0 | 0 | 0 | 0 | 0 | 0 | 0 | 0 | 1 | 0 | 0 | 1 | 0 | [7 empty] | https://www.google.com/maps/@?api=1&map_action=map&center=40.055%2C-95.6083&zoom=17&basemap=satellite | 4222 | [118 empty] | 0.29 |  |  | 49 |  |  | 0.35 | 0.1 |  |  | 25 |  |  | 0.4 | 0.47 |  |  | 77 |  |  | 0.3 | 0 |  |  | 0 |  |  | 0.05 | 0.06 |  |  | 42 |  |  | 0.12 | 0.07 |  |  | 64 |  |  | 0.06 | 0.2 |  |  | 69 |  |  | 0.16 | 0.032042 | 0.20216 | Gas | FRS_110007127144
411 | 253 | 2021 | AR | Georgia-Pacific Crossett LLC | 10606 | Entergy Arkansas Inc | 814 | Georgia-Pacific Crossett LLC | 4580 | Industrial CHP | Midcontinent Independent Transmission System Operator, Inc.. | MISO | SERC | SRMV | SERC Mississippi Valley | MISO | 5 | 3 | Ashley | 33.1421 | -91.975 | 3 | 1 | NG | GAS |  | 0.23633 | 25 | 0.93945 | Yes | Yes | 1541937.6 | 0.115 | 0.13251 |  | 291230.254 | 116858.746 | 291230.254 | 116858.746 | 51756.329 | 23919.152 | 24.276 | 9.807 | 0.465 | 17020.815 | 642.053 | 64.205 | 17038.407 |  | 0.938 | 0.82 | 0.018 | 657.729 | 0.012 | 0.001 | 658.409 |  | 0.167 | 0.168 | 0.003 | 116.889 | 0.002 | 0 | 117.01 |  | 0.938 | 0.82 | 0.018 | 657.729 | 0.012 | 0.001 | 658.409 |  | 183.206 | 74.01 | 3.512 | 128452.491 | 4845.44 | 484.544 |  | 2197853.125 | 881908.239 | 2197853.125 | 881908.239 | EIA | EIA |  | EIA | EIA | EIA | -- | EIA | EIA |  |  |  | 0 |  |  | 1906622.871 | 765049.493 | 158.93 | 64.203 | 3.047 | 111431.676 | 4203.387 | 420.339 | 5626.9496 | 0 | 0 | 51756.329 | 0 | 0 | 0 | 0 | 0 | 0 | 0 | 0 | 51756.329 | 0 | 0 | 51756.329 | 0 | 0 | 0 | 1 | 0 | 0 | 0 | 0 | 0 | 0 | 0 | 0 | 1 | 0 | 0 | 1 | 0 | [7 empty] | https://www.google.com/maps/@?api=1&map_action=map&center=33.142099999999999%2C-91.974999999999994&zoom=17&basemap=satellite | 7968 | [118 empty] | 0.44 |  |  | 69 |  |  | 0.35 | 0.4 |  |  | 59 |  |  | 0.4 | 0.49 |  |  | 79 |  |  | 0.3 | 0 |  |  | 0 |  |  | 0.05 | 0.14 |  |  | 68 |  |  | 0.12 | 0.04 |  |  | 40 |  |  | 0.06 | 0.21 |  |  | 72 |  |  | 0.16 | 1.3557 | 0.041779 | Gas | FRS_110000450921
412 | 7180 | 2021 | NE | Franklin (NE) | 2238 | City of Franklin - (NE) | 6723 | City of Franklin - (NE) | 6723 | Electric Utility | Southwest Power Pool | SWPP | MRO | MROW | MRO West |  | 31 | 61 | Franklin | 40.0892 | -98.9508 | 4 | 4 | DFO | OIL |  | 0.00293 | 3.9 | 1 | [6 empty] | 1137 | 370 | 1137 | 370 | 100 | 33 | 1.743 | 0.55 | 0.157 | 92.851 | 7.286 | 1.446 | 93.157 |  | 34.86 | 33.333 | 3.144 | 1857.02 | 0.073 | 0.014 | 1863.149 |  | 3.066 | 2.973 | 0.277 | 163.326 | 0.006 | 0.001 | 163.865 |  | 34.86 | 33.333 | 3.144 | 1857.02 | 0.073 | 0.014 | 1863.149 |  | 1.743 | 0.55 | 0.157 | 92.851 | 7.286 | 1.446 |  | 1137 | 370 | 1137 | 370 | EIA | EIA | EIA | EIA | EIA | EIA | -- | EIA | EIA | [14 empty] | 11370 | 0 | 95.358 | 4.642 | 0 | 0 | 0 | 0 | 0 | 0 | 0 | 0 | 100 | 0 | 0 | 100 | 0 | 0 | 0.95358 | 0.04642 | 0 | 0 | 0 | 0 | 0 | 0 | 0 | 0 | 1 | 0 | 0 | 1 | 0 | [7 empty] | https://www.google.com/maps/@?api=1&map_action=map&center=40.089199999999998%2C-98.950800000000001&zoom=17&basemap=satellite | 1051 | [118 empty] | 0.26 |  |  | 45 |  |  | 0.35 | 0.06 |  |  | 15 |  |  | 0.4 | 0.47 |  |  | 76 |  |  | 0.3 | 0.01 |  |  | 58 |  |  | 0.05 | 0.07 |  |  | 43 |  |  | 0.12 | 0.06 |  |  | 58 |  |  | 0.06 | 0.25 |  |  | 82 |  |  | 0.16 | 6.3089e-05 | 0.0063089 | Oil | FRS_110001514594
413 | 7202 | 2021 | NE | Lon D Wright Power Plant | 2240 | City of Fremont - (NE) | 6779 | City of Fremont - (NE) | 6779 | Electric Utility | Southwest Power Pool | SWPP | MRO | MROW | MRO West |  | 31 | 53 | Dodge | 41.4281 | -96.4623 | 5 | 7 | SUB | COAL | Yes | 0.26276 | 213.2 | 0.8954 | [6 empty] | 4470973.172 | 2178898.769 | 4509183.172 | 2201007.769 | 490737 | 246660 | 512.667 | 266.13 | 838.155 | 459713.532 | 133499.749 | 19393.964 | 464271.979 |  | 2.089 | 2.158 | 3.416 | 1873.564 | 0.272 | 0.04 | 1892.142 |  | 0.229 | 0.244 | 0.375 | 205.644 | 0.03 | 0.004 | 207.683 |  | 2.108 | 2.177 | 3.446 | 1890.207 | 0.274 | 0.04 | 1908.95 |  | 512.667 | 266.13 | 838.155 | 459713.532 | 133499.749 | 19393.964 |  | 4470973.172 | 2178898.769 | 4509183.172 | 2201007.769 | EPA/CAMD | EPA/CAMD | EPA/CAMD | EPA/CAMD | EIA | EIA | -- | EPA/CAMD; EIA | EPA/CAMD; EIA | [14 empty] | 9191.6655 | 466852.46 | 0 | 19563.542 | 0 | 0 | 0 | 0 | 4321 | 0 | 0 | 0 | 486416.002 | 4321 | 4321 | 486416.002 | 4321 | 0.95133 | 0 | 0.039866 | 0 | 0 | 0 | 0 | 0.0088051 | 0 | 0 | 0 | 0.99119 | 0.0088051 | 0.0088051 | 0.99119 | 0.0088051 | Yes |  | 3577034.26 | 350178.17 | 436.666 | 585.535 |  | https://www.google.com/maps/@?api=1&map_action=map&center=41.428100000000001%2C-96.462299999999999&zoom=17&basemap=satellite | 25628 | [118 empty] | 0.27 |  |  | 45 |  |  | 0.35 | 0.19 |  |  | 38 |  |  | 0.4 | 0.33 |  |  | 59 |  |  | 0.3 | 0.04 |  |  | 72 |  |  | 0.05 | 0.12 |  |  | 62 |  |  | 0.12 | 0.07 |  |  | 65 |  |  | 0.06 | 0.19 |  |  | 63 |  |  | 0.16 | 18.0748 | 0.059879 | Coal | FRS_110040983308
414 | 255 | 2021 | AR | Harry D. Mattison Power Plant | 56328 | Southwestern Electric Power Co | 17698 | Southwestern Electric Power Co | 17698 | Electric Utility | Southwest Power Pool | SWPP | MRO | SPSO | SPP South |  | 5 | 143 | Washington | 36.1855 | -94.2841 | 4 | 4 | NG | GAS |  | 0.02259 | 349 | 1 | [6 empty] | 869613.5 | 292010.9 | 869613.5 | 292010.9 | 69062 | 23191 | 36.996 | 11.789 | 0.259 | 51309.1 | 1818.229 | 181.823 | 51358.919 |  | 1.071 | 1.017 | 0.008 | 1485.885 | 0.026 | 0.003 | 1487.328 |  | 0.085 | 0.081 | 0.001 | 118.004 | 0.002 | 0 | 118.119 |  | 1.071 | 1.017 | 0.008 | 1485.885 | 0.026 | 0.003 | 1487.328 |  | 36.996 | 11.789 | 0.259 | 51309.1 | 1818.229 | 181.823 |  | 869613.5 | 292010.9 | 869613.5 | 292010.9 | EPA/CAMD | EPA/CAMD | EPA/CAMD | EPA/CAMD | EIA | EIA | -- | EPA/CAMD | EPA/CAMD | [14 empty] | 12591.7799 | 0 | 0 | 69062 | 0 | 0 | 0 | 0 | 0 | 0 | 0 | 0 | 69062 | 0 | 0 | 69062 | 0 | 0 | 0 | 1 | 0 | 0 | 0 | 0 | 0 | 0 | 0 | 0 | 1 | 0 | 0 | 1 | 0 | Yes |  | 2579012.5 | 152165.7 | 149.778 | 0.769 |  | https://www.google.com/maps/@?api=1&map_action=map&center=36.185499999999998%2C-94.284099999999995&zoom=17&basemap=satellite | 3418 | [118 empty] | 0.21 |  |  | 34 |  |  | 0.35 | 0.16 |  |  | 34 |  |  | 0.4 | 0.25 |  |  | 45 |  |  | 0.3 | 0.02 |  |  | 65 |  |  | 0.05 | 0.13 |  |  | 65 |  |  | 0.12 | 0.05 |  |  | 54 |  |  | 0.06 | 0.17 |  |  | 58 |  |  | 0.16 | 2.2352 | 0.092765 | Gas | FRS_110031288185
415 | 7152 | 2021 | NE | C W Burdick | 2241 | City of Grand Island - (NE) | 40606 | City of Grand Island - (NE) | 40606 | Electric Utility | Southwest Power Pool | SWPP | MRO | MROW | MRO West |  | 31 | 79 | Hall | 40.9228 | -98.3269 | 2 | 3 | NG | GAS |  | 0.00523 | 142.8 | 1 | [6 empty] | 108641.273 | 54925.333 | 108641.273 | 54925.333 | 6546.999 | 2924.999 | 2.912 | 0.836 | 0.178 | 7089.767 | 530.236 | 85.566 | 7109.144 |  | 0.89 | 0.572 | 0.054 | 2165.807 | 0.081 | 0.013 | 2171.726 |  | 0.054 | 0.03 | 0.003 | 130.517 | 0.005 | 0.001 | 130.874 |  | 0.89 | 0.572 | 0.054 | 2165.806 | 0.081 | 0.013 | 2171.726 |  | 2.912 | 0.836 | 0.178 | 7089.767 | 530.236 | 85.566 |  | 108641.273 | 54925.333 | 108641.273 | 54925.333 | EPA/CAMD | EPA/CAMD | EPA/CAMD | EPA/CAMD | EIA | EIA | -- | EPA/CAMD | EPA/CAMD | [14 empty] | 16594.0542 | 0 | 2266.848 | 4280.152 | 0 | 0 | 0 | 0 | 0 | 0 | 0 | 0 | 6547 | 0 | 0 | 6547 | 0 | 0 | 0.34624 | 0.65376 | 0 | 0 | 0 | 0 | 0 | 0 | 0 | 0 | 1 | 0 | 0 | 1 | 0 | Yes |  | 196242.857 | 11674.339 | 2.986 | 0.064 |  | https://www.google.com/maps/@?api=1&map_action=map&center=40.922800000000002%2C-98.326899999999995&zoom=17&basemap=satellite | 40732 | [118 empty] | 0.41 |  |  | 65 |  |  | 0.35 | 0.44 |  |  | 62 |  |  | 0.4 | 0.38 |  |  | 65 |  |  | 0.3 | 0.1 |  |  | 85 |  |  | 0.05 | 0.19 |  |  | 79 |  |  | 0.12 | 0.08 |  |  | 76 |  |  | 0.06 | 0.13 |  |  | 40 |  |  | 0.16 | 0.093323 | 0.14457 | Gas | FRS_110001509788
416 | 256 | 2021 | AR | Hot Spring Energy Facility | 55418 | Entergy Arkansas Inc | 814 | Entergy Arkansas LLC | 814 | Electric Utility | Midcontinent Independent Transmission System Operator, Inc.. | MISO | SERC | SRMV | SERC Mississippi Valley | MISO | 5 | 59 | Hot Spring | 34.2976 | -92.8683 | 2 | 3 | NG | GAS |  | 0.4061 | 714.8 | 0.6565 | [6 empty] | 18588692.41 | 5352200.528 | 18588692.41 | 5352200.528 | 2542869 | 719680 | 90.733 | 31.585 | 5.577 | 1104697.282 | 40306.643 | 4030.664 | 1105801.684 |  | 0.071 | 0.088 | 0.004 | 868.859 | 0.016 | 0.002 | 869.728 |  | 0.01 | 0.012 | 0.001 | 118.857 | 0.002 | 0 | 118.976 |  | 0.071 | 0.088 | 0.004 | 868.859 | 0.016 | 0.002 | 869.728 |  | 90.733 | 31.585 | 5.577 | 1104697.282 | 40306.643 | 4030.664 |  | 18588692.41 | 5352200.528 | 18588692.41 | 5352200.528 | EPA/CAMD | EPA/CAMD | EPA/CAMD | EPA/CAMD | EIA | EIA | -- | EPA/CAMD | EPA/CAMD | [14 empty] | 7310.1258 | 0 | 0 | 2542869 | 0 | 0 | 0 | 0 | 0 | 0 | 0 | 0 | 2542869 | 0 | 0 | 2542869 | 0 | 0 | 0 | 1 | 0 | 0 | 0 | 0 | 0 | 0 | 0 | 0 | 1 | 0 | 0 | 1 | 0 | Yes |  | 24756818.53 | 1471261.275 | 124.43 | 7.427 |  | https://www.google.com/maps/@?api=1&map_action=map&center=34.29759%2C-92.868343999999993&zoom=17&basemap=satellite | 944 | [118 empty] | 0.25 |  |  | 43 |  |  | 0.35 | 0.22 |  |  | 42 |  |  | 0.4 | 0.29 |  |  | 52 |  |  | 0.3 | 0 |  |  | 0 |  |  | 0.05 | 0.16 |  |  | 72 |  |  | 0.12 | 0.03 |  |  | 30 |  |  | 0.06 | 0.16 |  |  | 54 |  |  | 0.16 | 11.3553 | 0.019498 | Gas | FRS_110006785540
417 | 7173 | 2021 | NE | Don Henry | 2243 | City of Hastings - (NE) | 8245 | City of Hastings - (NE) | 8245 | Electric Utility | Southwest Power Pool | SWPP | MRO | MROW | MRO West |  | 31 | 1 | Adams | 40.5832 | -98.4201 | 1 | 1 | NG | GAS |  | 0.00779 | 22 | 1 | [6 empty] | 33387 | 17215 | 33387 | 17215 | 1501 | 774 | 4.932 | 2.543 | 0.053 | 1951.287 | 73.606 | 7.361 | 1953.304 |  | 6.572 | 6.571 | 0.071 | 2599.983 | 0.049 | 0.005 | 2602.67 |  | 0.295 | 0.295 | 0.003 | 116.889 | 0.002 | 0 | 117.01 |  | 6.572 | 6.571 | 0.071 | 2599.983 | 0.049 | 0.005 | 2602.67 |  | 4.932 | 2.543 | 0.053 | 1951.287 | 73.606 | 7.361 |  | 33387 | 17215 | 33387 | 17215 | EIA | EIA | EIA | EIA | EIA | EIA | -- | EIA | EIA | [14 empty] | 22243.1712 | 0 | 0 | 1501 | 0 | 0 | 0 | 0 | 0 | 0 | 0 | 0 | 1501 | 0 | 0 | 1501 | 0 | 0 | 0 | 1 | 0 | 0 | 0 | 0 | 0 | 0 | 0 | 0 | 1 | 0 | 0 | 1 | 0 | [7 empty] | https://www.google.com/maps/@?api=1&map_action=map&center=40.583154999999998%2C-98.420055000000005&zoom=17&basemap=satellite | 23181 | [118 empty] | 0.25 |  |  | 42 |  |  | 0.35 | 0.17 |  |  | 35 |  |  | 0.4 | 0.32 |  |  | 57 |  |  | 0.3 | 0.02 |  |  | 66 |  |  | 0.05 | 0.11 |  |  | 58 |  |  | 0.12 | 0.06 |  |  | 63 |  |  | 0.06 | 0.18 |  |  | 60 |  |  | 0.16 | 0.0013392 | 0.063773 | Gas | FRS_110028030887
418 | 258 | 2021 | AR | Independence | 6641 | Entergy Arkansas Inc | 814 | Entergy Arkansas LLC | 814 | Electric Utility | Midcontinent Independent Transmission System Operator, Inc.. | MISO | SERC | SRMV | SERC Mississippi Valley | MISO | 5 | 63 | Independence | 35.6784 | -91.4088 | 2 | 2 | SUB | COAL | Yes | 0.26091 | 1800 | 0.89848 | [6 empty] | 46990028.88 | 26577778.16 | 46990028.88 | 26577778.16 | 4114039 | 2306382 | 3531.959 | 1902.519 | 11041.823 | 4926904.065 | 1039127.081 | 151198.833 | 4962421.78 |  | 1.717 | 1.65 | 5.368 | 2395.166 | 0.253 | 0.037 | 2412.433 |  | 0.15 | 0.143 | 0.47 | 209.7 | 0.022 | 0.003 | 211.212 |  | 1.717 | 1.65 | 5.368 | 2395.166 | 0.253 | 0.037 | 2412.433 |  | 3531.959 | 1902.519 | 11041.823 | 4926904.065 | 1039127.081 | 151198.833 |  | 46990028.88 | 26577778.16 | 46990028.88 | 26577778.16 | EPA/CAMD | EPA/CAMD | EPA/CAMD | EPA/CAMD | EIA | EIA | -- | EPA/CAMD | EPA/CAMD | [14 empty] | 11421.8726 | 4100270.9 | 13768.069 | 0 | 0 | 0 | 0 | 0 | 0 | 0 | 0 | 0 | 4114038.969 | 0 | 0 | 4114038.969 | 0 | 0.99665 | 0.0033466 | 0 | 0 | 0 | 0 | 0 | 0 | 0 | 0 | 0 | 1 | 0 | 0 | 1 | 0 | Yes |  | 53944051.67 | 5655309.715 | 4326.778 | 12384.679 |  | https://www.google.com/maps/@?api=1&map_action=map&center=35.678441999999997%2C-91.408760999999998&zoom=17&basemap=satellite | 1274 | [118 empty] | 0.31 |  |  | 53 |  |  | 0.35 | 0.05 |  |  | 13 |  |  | 0.4 | 0.57 |  |  | 86 |  |  | 0.3 | 0 |  |  | 0 |  |  | 0.05 | 0.3 |  |  | 91 |  |  | 0.12 | 0.03 |  |  | 26 |  |  | 0.06 | 0.19 |  |  | 62 |  |  | 0.16 | 196.2841 | 0.13504 | Coal | FRS_110000452705
419 | 7196 | 2021 | NE | Kimball | 2248 | WAPA-- Western Area Power Administration | 27000 | City of Kimball - (NE) | 10260 | Electric Utility | Southwest Power Pool | SWPP | MRO | RMPA | WECC Rockies |  | 31 | 105 | Kimball | 41.2382 | -103.6667 | 6 | 6 | DFO | OIL |  | 0.00438 | 9.6 | 1 | [6 empty] | 3972.999 | 1259.001 | 3972.999 | 1259.001 | 367.999 | 117.001 | 6.386 | 2.024 | 0.576 | 324.446 | 26.277 | 5.255 | 325.558 |  | 34.707 | 34.598 | 3.13 | 1763.298 | 0.071 | 0.014 | 1769.339 |  | 3.215 | 3.215 | 0.29 | 163.325 | 0.007 | 0.001 | 163.885 |  | 34.707 | 34.598 | 3.13 | 1763.293 | 0.071 | 0.014 | 1769.334 |  | 6.386 | 2.024 | 0.576 | 324.446 | 26.277 | 5.255 |  | 3972.999 | 1259.001 | 3972.999 | 1259.001 | EIA | EIA | EIA | EIA | EIA | EIA | -- | EIA | EIA | [14 empty] | 10796.1929 | 0 | 368 | 0 | 0 | 0 | 0 | 0 | 0 | 0 | 0 | 0 | 368 | 0 | 0 | 368 | 0 | 0 | 1 | 0 | 0 | 0 | 0 | 0 | 0 | 0 | 0 | 0 | 1 | 0 | 0 | 1 | 0 | [7 empty] | https://www.google.com/maps/@?api=1&map_action=map&center=41.238199999999999%2C-103.66670000000001&zoom=17&basemap=satellite | 2475 | [118 empty] | 0.27 |  |  | 46 |  |  | 0.35 | 0.16 |  |  | 33 |  |  | 0.4 | 0.38 |  |  | 65 |  |  | 0.3 | 0.02 |  |  | 63 |  |  | 0.05 | 0.1 |  |  | 58 |  |  | 0.12 | 0.03 |  |  | 26 |  |  | 0.06 | 0.27 |  |  | 84 |  |  | 0.16 | 0.053785 | 3.7093 | Oil | FRS_110045950271
420 | 259 | 2021 | AR | John W. Turk Jr. Power Plant | 56564 | Southwestern Electric Power Co | 17698 | Southwestern Electric Power Co | 17698 | Electric Utility | Southwest Power Pool | SWPP | MRO | SPSO | SPP South |  | 5 | 57 | Hempstead | 33.6497 | -93.8119 | 1 | 1 | SUB | COAL | Yes | 0.64137 | 609 | 0.26439 | [6 empty] | 32371558.15 | 16488573.77 | 32371558.15 | 16488573.77 | 3421595 | 1696296 | 719.418 | 363.614 | 579.344 | 3395130.91 | 757746.052 | 110205.804 | 3421023.4 |  | 0.421 | 0.429 | 0.339 | 1984.531 | 0.221 | 0.032 | 1999.666 |  | 0.044 | 0.044 | 0.036 | 209.76 | 0.023 | 0.003 | 211.36 |  | 0.421 | 0.429 | 0.339 | 1984.531 | 0.221 | 0.032 | 1999.666 |  | 719.418 | 363.614 | 579.344 | 3395130.91 | 757746.052 | 110205.804 |  | 32371558.15 | 16488573.77 | 32371558.15 | 16488573.77 | EPA/CAMD | EPA/CAMD | EPA/CAMD | EPA/CAMD | EIA | EIA | -- | EPA/CAMD | EPA/CAMD | [14 empty] | 9460.9554 | 3409130 | 0 | 12465.046 | 0 | 0 | 0 | 0 | 0 | 0 | 0 | 0 | 3421595.046 | 0 | 0 | 3421595.046 | 0 | 0.99636 | 0 | 0.0036431 | 0 | 0 | 0 | 0 | 0 | 0 | 0 | 0 | 1 | 0 | 0 | 1 | 0 | Yes |  | 34842278.84 | 3654254.033 | 820.307 | 637.483 |  | https://www.google.com/maps/@?api=1&map_action=map&center=33.649721999999997%2C-93.811943999999997&zoom=17&basemap=satellite | 500 | [118 empty] | 0.34 |  |  | 57 |  |  | 0.35 | 0.26 |  |  | 47 |  |  | 0.4 | 0.42 |  |  | 71 |  |  | 0.3 | 0.03 |  |  | 68 |  |  | 0.05 | 0.11 |  |  | 60 |  |  | 0.12 | 0.07 |  |  | 65 |  |  | 0.06 | 0.28 |  |  | 86 |  |  | 0.16 | 125.132 | 0.071113 | Coal | FRS_110028925581
421 | 7200 | 2021 | NE | Laurel | 2249 | Cedar-Knox Public Power Dist | 3205 | City of Laurel - (NE) | 10760 | Electric Utility | Southwest Power Pool | SWPP | MRO | MROW | MRO West |  | 31 | 27 | Cedar | 42.4305 | -97.0908 | 3 | 3 | NG | GAS |  | 0.00029 | 3.5 | 1 | [6 empty] | 34.001 | 4.001 | 34.001 | 4.001 | 9 | 0.999 | 0.016 | 0.005 | 0 | 1.987 | 0.176 | 0.033 | 1.994 |  | 3.556 | 10.01 | 0 | 441.556 | 0.02 | 0.004 | 443.133 |  | 0.941 | 2.499 | 0 | 116.879 | 0.005 | 0.001 | 117.296 |  | 3.556 | 10.01 | 0 | 441.556 | 0.02 | 0.004 | 443.133 |  | 0.016 | 0.005 | 0 | 1.987 | 0.176 | 0.033 |  | 34.001 | 4.001 | 34.001 | 4.001 | EIA | EIA | EIA | EIA | EIA | EIA | -- | EIA | EIA | [14 empty] | 3777.8889 | 0 | 6.105 | 2.895 | 0 | 0 | 0 | 0 | 0 | 0 | 0 | 0 | 9 | 0 | 0 | 9 | 0 | 0 | 0.67833 | 0.32167 | 0 | 0 | 0 | 0 | 0 | 0 | 0 | 0 | 1 | 0 | 0 | 1 | 0 | [7 empty] | https://www.google.com/maps/@?api=1&map_action=map&center=42.430539000000003%2C-97.090813999999995&zoom=17&basemap=satellite | 1228 | [118 empty] | 0.15 |  |  | 21 |  |  | 0.35 | 0.03 |  |  | 10 |  |  | 0.4 | 0.26 |  |  | 48 |  |  | 0.3 | 0 |  |  | 0 |  |  | 0.05 | 0.04 |  |  | 26 |  |  | 0.12 | 0.07 |  |  | 65 |  |  | 0.06 | 0.2 |  |  | 68 |  |  | 0.16 | 2.1098e-06 | 0.0010546 | Gas | FRS_110039893684
422 | 7189 | 2021 | NE | J Street | 2250 | Lincoln Electric System | 11018 | Lincoln Electric System | 11018 | Electric Utility | Southwest Power Pool | SWPP | MRO | MROW | MRO West |  | 31 | 109 | Lancaster | 40.8079 | -96.7107 | 1 | 1 | NG | GAS |  | 0.01024 | 27 | 1 | [6 empty] | 52569.3 | 17749.6 | 52569.3 | 17749.6 | 2423 | 905 | 27.104 | 6.213 | 3.523 | 3072.388 | 248.973 | 46.865 | 3082.483 |  | 22.372 | 13.73 | 2.908 | 2536.02 | 0.103 | 0.019 | 2544.352 |  | 1.031 | 0.7 | 0.134 | 116.889 | 0.005 | 0.001 | 117.273 |  | 22.372 | 13.73 | 2.908 | 2536.02 | 0.103 | 0.019 | 2544.352 |  | 27.104 | 6.213 | 3.523 | 3072.388 | 248.973 | 46.865 |  | 52569.3 | 17749.6 | 52569.3 | 17749.6 | EPA/CAMD | EPA/CAMD | EPA/CAMD | EIA | EIA | EIA | -- | EPA/CAMD | EPA/CAMD | [14 empty] | 21695.9554 | 0 | 1730.578 | 692.422 | 0 | 0 | 0 | 0 | 0 | 0 | 0 | 0 | 2423 | 0 | 0 | 2423 | 0 | 0 | 0.71423 | 0.28577 | 0 | 0 | 0 | 0 | 0 | 0 | 0 | 0 | 1 | 0 | 0 | 1 | 0 | Yes |  | 33719.3 |  | 12.32 | 0.218 |  | https://www.google.com/maps/@?api=1&map_action=map&center=40.807879999999997%2C-96.710667000000001&zoom=17&basemap=satellite | 100304 | [118 empty] | 0.36 |  |  | 60 |  |  | 0.35 | 0.29 |  |  | 49 |  |  | 0.4 | 0.45 |  |  | 74 |  |  | 0.3 | 0.05 |  |  | 74 |  |  | 0.05 | 0.12 |  |  | 61 |  |  | 0.12 | 0.06 |  |  | 60 |  |  | 0.06 | 0.09 |  |  | 24 |  |  | 0.16 | 0.093636 | 3.1741 | Gas | FRS_110001510650
423 | 262 | 2021 | AR | Magnet Cove Generating Station | 55714 | Entergy Arkansas Inc | 814 | Arkansas Electric Coop Corp | 807 | Electric Utility | Midcontinent Independent Transmission System Operator, Inc.. | MISO | SERC | SRMV | SERC Mississippi Valley | MISO | 5 | 59 | Hot Spring | 34.4297 | -92.8317 | 2 | 3 | NG | GAS |  | 0.19353 | 746 | 1 | [6 empty] | 8986962.935 | 3675083.691 | 8986962.935 | 3675083.691 | 1264693 | 511382 | 63.138 | 26.729 | 2.696 | 534081.387 | 19622.187 | 1962.219 | 534619.035 |  | 0.1 | 0.105 | 0.004 | 844.602 | 0.016 | 0.002 | 845.453 |  | 0.014 | 0.015 | 0.001 | 118.857 | 0.002 | 0 | 118.977 |  | 0.1 | 0.105 | 0.004 | 844.602 | 0.016 | 0.002 | 845.453 |  | 63.138 | 26.729 | 2.696 | 534081.387 | 19622.187 | 1962.219 |  | 8986962.935 | 3675083.691 | 8986962.935 | 3675083.691 | EPA/CAMD | EPA/CAMD | EPA/CAMD | EPA/CAMD | EIA | EIA | -- | EPA/CAMD | EPA/CAMD | [14 empty] | 7106.0431 | 0 | 0 | 1264693 | 0 | 0 | 0 | 0 | 0 | 0 | 0 | 0 | 1264693 | 0 | 0 | 1264693 | 0 | 0 | 0 | 1 | 0 | 0 | 0 | 0 | 0 | 0 | 0 | 0 | 1 | 0 | 0 | 1 | 0 | Yes |  | 22990799.21 | 1366309.253 | 153.053 | 6.897 |  | https://www.google.com/maps/@?api=1&map_action=map&center=34.429699999999997%2C-92.831699999999998&zoom=17&basemap=satellite | 2863 | [118 empty] | 0.16 |  |  | 24 |  |  | 0.35 | 0.03 |  |  | 10 |  |  | 0.4 | 0.29 |  |  | 52 |  |  | 0.3 | 0 |  |  | 0 |  |  | 0.05 | 0.06 |  |  | 41 |  |  | 0.12 | 0.06 |  |  | 59 |  |  | 0.06 | 0.2 |  |  | 66 |  |  | 0.16 | 31.2185 | 0.036486 | Gas | FRS_110015663735
424 | 7211 | 2021 | NE | Nebraska City # 1 | 2255 | Omaha Public Power District | 14127 | City of Nebraska City | 13334 | Electric Utility | Southwest Power Pool | SWPP | MRO | MROW | MRO West |  | 31 | 131 | Otoe | 40.6806 | -95.8475 | 7 | 7 | NG | GAS |  | 0 | 26.1 | [7 empty] | 2519.001 | 1101 | 2519.001 | 1101 | -906 | -395 | 3.794 | 1.622 | 0.148 | 150.582 | 9.976 | 1.661 | 150.954 |  | 0 | 0 | 0 | 0 | 0 | 0 | 0 |  | 3.012 | 2.946 | 0.117 | 119.557 | 0.004 | 0.001 | 119.852 |  | 0 | 0 | 0 | 0 | 0 | 0 | 0 |  | 3.794 | 1.622 | 0.148 | 150.582 | 9.976 | 1.661 |  | 2519.001 | 1101 | 2519.001 | 1101 | EIA | EIA | EIA | EIA | EIA | EIA | -- | EIA | EIA | [14 empty] | -2780.3543 | 0 | -360.312 | -545.688 | 0 | 0 | 0 | 0 | 0 | 0 | 0 | 0 | -906 | 0 | 0 | -906 | 0 | [23 empty] | https://www.google.com/maps/@?api=1&map_action=map&center=40.680599999999998%2C-95.847499999999997&zoom=17&basemap=satellite | 7483 | [118 empty] | 0.27 |  |  | 46 |  |  | 0.35 | 0.19 |  |  | 38 |  |  | 0.4 | 0.35 |  |  | 62 |  |  | 0.3 | 0.04 |  |  | 71 |  |  | 0.05 | 0.09 |  |  | 53 |  |  | 0.12 | 0.08 |  |  | 77 |  |  | 0.06 | 0.18 |  |  | 61 |  |  | 0.16 | 0.0066845 | 0 | Gas | FRS_110028031859
425 | 7246 | 2021 | NE | Syracuse # 2 | 2256 | Omaha Public Power District | 14127 | City of Nebraska City | 13334 | Electric Utility | Southwest Power Pool | SWPP | MRO | MROW | MRO West |  | 31 | 131 | Otoe | 40.6756 | -96.1778 | 2 | 2 | NG | GAS |  | 0 | 4 | [7 empty] | 356 | 164 | 356 | 164 | -415 | -186 | 0.322 | 0.164 | 0 | 20.806 | 1.327 | 0.214 | 20.854 |  | 0 | 0 | 0 | 0 | 0 | 0 | 0 |  | 1.809 | 2 | 0.002 | 116.888 | 0.004 | 0.001 | 117.16 |  | 0 | 0 | 0 | 0 | 0 | 0 | 0 |  | 0.322 | 0.164 | 0 | 20.806 | 1.327 | 0.214 |  | 356 | 164 | 356 | 164 | EIA | EIA | EIA | EIA | EIA | EIA | -- | EIA | EIA | [14 empty] | -857.8313 | 0 | -141.85 | -273.15 | 0 | 0 | 0 | 0 | 0 | 0 | 0 | 0 | -415 | 0 | 0 | -415 | 0 | [23 empty] | https://www.google.com/maps/@?api=1&map_action=map&center=40.675600000000003%2C-96.177778000000004&zoom=17&basemap=satellite | 2380 | [118 empty] | 0.1 |  |  | 10 |  |  | 0.35 | 0.02 |  |  | 6 |  |  | 0.4 | 0.18 |  |  | 32 |  |  | 0.3 | 0 |  |  | 0 |  |  | 0.05 | 0.03 |  |  | 26 |  |  | 0.12 | 0.04 |  |  | 44 |  |  | 0.06 | 0.26 |  |  | 83 |  |  | 0.16 | 2.5742e-05 | 0 | Gas | FRS_110007126706
426 | 264 | 2021 | AR | Municipal Light | 193 | Southwestern Power Administration | 17716 | City of Piggott - (AR) | 15043 | Electric Utility | Southwestern Power Administration | SPA | SERC | SRMV | SERC Mississippi Valley | SPP | 5 | 21 | Clay | 36.3858 | -90.1867 | 5 | 5 | DFO | OIL |  | 0.002 | 7.2 | 1 | [6 empty] | 1263 | 487.001 | 1263 | 487.001 | 126 | 48 | 2.031 | 0.782 | 0.183 | 103.141 | 8.353 | 1.671 | 103.494 |  | 32.238 | 32.583 | 2.91 | 1637.159 | 0.066 | 0.013 | 1642.767 |  | 3.216 | 3.211 | 0.29 | 163.327 | 0.007 | 0.001 | 163.887 |  | 32.238 | 32.583 | 2.91 | 1637.159 | 0.066 | 0.013 | 1642.767 |  | 2.031 | 0.782 | 0.183 | 103.141 | 8.353 | 1.671 |  | 1263 | 487.001 | 1263 | 487.001 | EIA | EIA | EIA | EIA | EIA | EIA | -- | EIA | EIA | [14 empty] | 10023.8095 | 0 | 126 | 0 | 0 | 0 | 0 | 0 | 0 | 0 | 0 | 0 | 126 | 0 | 0 | 126 | 0 | 0 | 1 | 0 | 0 | 0 | 0 | 0 | 0 | 0 | 0 | 0 | 1 | 0 | 0 | 1 | 0 | [7 empty] | https://www.google.com/maps/@?api=1&map_action=map&center=36.385800000000003%2C-90.186700000000002&zoom=17&basemap=satellite | 3836 | [118 empty] | 0.28 |  |  | 47 |  |  | 0.35 | 0.05 |  |  | 14 |  |  | 0.4 | 0.5 |  |  | 80 |  |  | 0.3 | 0 |  |  | 0 |  |  | 0.05 | 0.13 |  |  | 66 |  |  | 0.12 | 0.07 |  |  | 71 |  |  | 0.06 | 0.2 |  |  | 67 |  |  | 0.16 |  |  | Oil | FRS_110025129135
427 | 7185 | 2021 | NE | Hallam Peaking | 2265 | Nebraska Public Power District | 13337 | Nebraska Public Power District | 13337 | Electric Utility | Southwest Power Pool | SWPP | MRO | MROW | MRO West |  | 31 | 109 | Lancaster | 40.5587 | -96.7862 | 2 | 1 | NG | GAS |  | 0.00541 | 56.7 | 1 | [6 empty] | 35873.9 | 1598.8 | 35873.9 | 1598.8 | 2685 | 120 | 21.181 | 0.624 | 8.628 | 2096.633 | 233.461 | 46.413 | 2106.467 |  | 15.777 | 10.4 | 6.427 | 1561.738 | 0.087 | 0.017 | 1569.063 |  | 1.181 | 0.781 | 0.481 | 116.889 | 0.007 | 0.001 | 117.437 |  | 15.777 | 10.4 | 6.427 | 1561.737 | 0.087 | 0.017 | 1569.062 |  | 21.181 | 0.624 | 8.628 | 2096.633 | 233.461 | 46.413 |  | 35873.9 | 1598.8 | 35873.9 | 1598.8 | EPA/CAMD | EPA/CAMD | EPA/CAMD | EIA | EIA | EIA | -- | EPA/CAMD | EPA/CAMD | [14 empty] | 13360.8516 | 0 | 2590.806 | 94.195 | 0 | 0 | 0 | 0 | 0 | 0 | 0 | 0 | 2685.001 | 0 | 0 | 2685.001 | 0 | 0 | 0.96492 | 0.035082 | 0 | 0 | 0 | 0 | 0 | 0 | 0 | 0 | 1 | 0 | 0 | 1 | 0 | Yes |  | 20314 |  | 12.048 | 4.94 |  | https://www.google.com/maps/@?api=1&map_action=map&center=40.558652000000002%2C-96.786176999999995&zoom=17&basemap=satellite | 604 | [118 empty] | 0.06 |  |  | 4 |  |  | 0.35 | 0.03 |  |  | 10 |  |  | 0.4 | 0.08 |  |  | 14 |  |  | 0.3 | 0 |  |  | 0 |  |  | 0.05 | 0.05 |  |  | 33 |  |  | 0.12 | 0.08 |  |  | 77 |  |  | 0.06 | 0.3 |  |  | 88 |  |  | 0.16 | 0.060704 | 0.10457 | Gas | FRS_110010158364
428 | 7187 | 2021 | NE | Hebron Peaking | 2266 | Nebraska Public Power District | 13337 | Nebraska Public Power District | 13337 | Electric Utility | Southwest Power Pool | SWPP | MRO | MROW | MRO West |  | 31 | 169 | Thayer | 40.1879 | -97.5779 | 2 | 1 | DFO | OIL |  | 0.00582 | 56.7 | 1 | [6 empty] | 38706.9 | 5460.2 | 38706.9 | 5460.2 | 2892 | 408 | 23.224 | 3.276 | 9.68 | 3160.916 | 244.898 | 48.98 | 3171.275 |  | 16.061 | 16.059 | 6.694 | 2185.972 | 0.085 | 0.017 | 2193.136 |  | 1.2 | 1.2 | 0.5 | 163.326 | 0.006 | 0.001 | 163.861 |  | 16.061 | 16.059 | 6.694 | 2185.972 | 0.085 | 0.017 | 2193.136 |  | 23.224 | 3.276 | 9.68 | 3160.916 | 244.898 | 48.98 |  | 38706.9 | 5460.2 | 38706.9 | 5460.2 | EPA/CAMD | EPA/CAMD | EPA/CAMD | EIA | EIA | EIA | -- | EPA/CAMD | EPA/CAMD | [14 empty] | 13384.1286 | 0 | 2892 | 0 | 0 | 0 | 0 | 0 | 0 | 0 | 0 | 0 | 2892 | 0 | 0 | 2892 | 0 | 0 | 1 | 0 | 0 | 0 | 0 | 0 | 0 | 0 | 0 | 0 | 1 | 0 | 0 | 1 | 0 | Yes |  | 31127.2 |  | 18.677 | 7.784 |  | https://www.google.com/maps/@?api=1&map_action=map&center=40.187927999999999%2C-97.577856999999995&zoom=17&basemap=satellite | 1777 | [118 empty] | 0.18 |  |  | 27 |  |  | 0.35 | 0.06 |  |  | 16 |  |  | 0.4 | 0.29 |  |  | 53 |  |  | 0.3 | 0.01 |  |  | 57 |  |  | 0.05 | 0.07 |  |  | 46 |  |  | 0.12 | 0.03 |  |  | 33 |  |  | 0.06 | 0.32 |  |  | 91 |  |  | 0.16 | 0.039054 | 0.073136 | Oil | FRS_110007127572
429 | 269 | 2021 | AR | Osceola (AR) | 172 | Entergy Arkansas Inc | 814 | City of Osceola - (AR) | 14216 | Electric Utility | Midcontinent Independent Transmission System Operator, Inc.. | MISO | SERC | SRMV | SERC Mississippi Valley | MISO | 5 | 93 | Mississippi | 35.7054 | -89.9689 | 1 | 1 | DFO | OIL |  | 0 | 1.6 | [11 empty] | 0 | 0 | 0 |  | 0 | 0 | [45 empty] | -- | [17 empty] | 0 | 0 | 0 | 0 | 0 | 0 | 0 | 0 | 0 | 0 | 0 | 0 | 0 | 0 | 0 | 0 | [23 empty] | https://www.google.com/maps/@?api=1&map_action=map&center=35.705381000000003%2C-89.968900000000005&zoom=17&basemap=satellite | 6760 | [118 empty] | 0.55 |  |  | 79 |  |  | 0.35 | 0.63 |  |  | 74 |  |  | 0.4 | 0.48 |  |  | 78 |  |  | 0.3 | 0 |  |  | 0 |  |  | 0.05 | 0.21 |  |  | 82 |  |  | 0.12 | 0.04 |  |  | 43 |  |  | 0.06 | 0.15 |  |  | 49 |  |  | 0.16 |  |  | Oil | FRS_
430 | 7205 | 2021 | NE | McCook Peaking | 2271 | Nebraska Public Power District | 13337 | Nebraska Public Power District | 13337 | Electric Utility | Southwest Power Pool | SWPP | MRO | MROW | MRO West |  | 31 | 145 | Red Willow | 40.2214 | -100.6508 | 2 | 1 | DFO | OIL |  | 0.004 | 56.7 | 1 | [6 empty] | 26191.8 | 4861.2 | 26191.8 | 4861.2 | 1985 | 368 | 15.715 | 2.917 | 6.55 | 2138.897 | 165.42 | 33.084 | 2145.894 |  | 15.834 | 15.853 | 6.599 | 2155.06 | 0.083 | 0.017 | 2162.11 |  | 1.2 | 1.2 | 0.5 | 163.326 | 0.006 | 0.001 | 163.86 |  | 15.834 | 15.853 | 6.6 | 2155.062 | 0.083 | 0.017 | 2162.112 |  | 15.715 | 2.917 | 6.55 | 2138.897 | 165.42 | 33.084 |  | 26191.8 | 4861.2 | 26191.8 | 4861.2 | EPA/CAMD | EPA/CAMD | EPA/CAMD | EIA | EIA | EIA | -- | EPA/CAMD | EPA/CAMD | [14 empty] | 13194.8748 | 0 | 1984.998 | 0 | 0 | 0 | 0 | 0 | 0 | 0 | 0 | 0 | 1984.998 | 0 | 0 | 1984.998 | 0 | 0 | 1 | 0 | 0 | 0 | 0 | 0 | 0 | 0 | 0 | 0 | 1 | 0 | 0 | 1 | 0 | Yes |  | 32530.1 |  | 19.517 | 8.136 |  | https://www.google.com/maps/@?api=1&map_action=map&center=40.221400000000003%2C-100.6508&zoom=17&basemap=satellite | 7903 | [118 empty] | 0.18 |  |  | 28 |  |  | 0.35 | 0.08 |  |  | 20 |  |  | 0.4 | 0.29 |  |  | 52 |  |  | 0.3 | 0 |  |  | 0 |  |  | 0.05 | 0.05 |  |  | 36 |  |  | 0.12 | 0.06 |  |  | 58 |  |  | 0.06 | 0.21 |  |  | 69 |  |  | 0.16 | 0.0235 | 0.068813 | Oil | FRS_110007127117
431 | 270 | 2021 | AR | Oswald Generating Station | 55221 | Entergy Arkansas Inc | 814 | Arkansas Electric Coop Corp | 807 | Electric Utility | Midcontinent Independent Transmission System Operator, Inc.. | MISO | SERC | SRMV | SERC Mississippi Valley | MISO | 5 | 119 | Pulaski | 34.5923 | -92.2166 | 7 | 9 | NG | GAS |  | 0.12823 | 599.5 | 1 | [6 empty] | 5335577.695 | 3177161.093 | 5335577.695 | 3177161.093 | 673397 | 397697 | 249.592 | 162.701 | 1.601 | 317084.863 | 12514.758 | 1251.476 | 317427.767 |  | 0.741 | 0.818 | 0.005 | 941.747 | 0.019 | 0.002 | 942.766 |  | 0.094 | 0.102 | 0.001 | 118.857 | 0.002 | 0 | 118.985 |  | 0.741 | 0.818 | 0.005 | 941.747 | 0.019 | 0.002 | 942.766 |  | 249.592 | 162.701 | 1.601 | 317084.863 | 12514.758 | 1251.476 |  | 5335577.695 | 3177161.093 | 5335577.695 | 3177161.093 | EPA/CAMD | EPA/CAMD | EPA/CAMD | EPA/CAMD | EIA | EIA | -- | EPA/CAMD | EPA/CAMD | [14 empty] | 7923.3761 | 0 | 0 | 673397 | 0 | 0 | 0 | 0 | 0 | 0 | 0 | 0 | 673397 | 0 | 0 | 673397 | 0 | 0 | 0 | 1 | 0 | 0 | 0 | 0 | 0 | 0 | 0 | 0 | 1 | 0 | 0 | 1 | 0 | Yes |  | 7495860.456 | 445471.235 | 369.495 | 2.248 |  | https://www.google.com/maps/@?api=1&map_action=map&center=34.592300000000002%2C-92.2166&zoom=17&basemap=satellite | 3357 | [118 empty] | 0.55 |  |  | 79 |  |  | 0.35 | 0.62 |  |  | 74 |  |  | 0.4 | 0.45 |  |  | 74 |  |  | 0.3 | 0.01 |  |  | 60 |  |  | 0.05 | 0.21 |  |  | 81 |  |  | 0.12 | 0.04 |  |  | 36 |  |  | 0.06 | 0.11 |  |  | 29 |  |  | 0.16 | 8.2082 | 0.034214 | Gas | FRS_110024952176
432 | 7237 | 2021 | NE | Sheldon | 2277 | Nebraska Public Power District | 13337 | Nebraska Public Power District | 13337 | Electric Utility | Southwest Power Pool | SWPP | MRO | MROW | MRO West |  | 31 | 109 | Lancaster | 40.5589 | -96.7847 | 2 | 2 | SUB | COAL | Yes | 0.42161 | 228.7 | 0.63065 | [6 empty] | 9777123.362 | 5694397.16 | 9777123.362 | 5694397.16 | 844659 | 491836 | 2472.556 | 1381.182 | 2537.228 | 1025420.687 | 240650.915 | 35001.129 | 1033643.992 |  | 5.855 | 5.616 | 6.008 | 2428.011 | 0.285 | 0.041 | 2447.482 |  | 0.506 | 0.485 | 0.519 | 209.759 | 0.025 | 0.004 | 211.441 |  | 5.855 | 5.616 | 6.008 | 2428.011 | 0.285 | 0.041 | 2447.482 |  | 2472.556 | 1381.182 | 2537.228 | 1025420.687 | 240650.915 | 35001.129 |  | 9777123.362 | 5694397.16 | 9777123.362 | 5694397.16 | EPA/CAMD | EPA/CAMD | EPA/CAMD | EPA/CAMD | EIA | EIA | -- | EPA/CAMD | EPA/CAMD | [14 empty] | 11575.2314 | 842434.62 | 0 | 2224.377 | 0 | 0 | 0 | 0 | 0 | 0 | 0 | 0 | 844658.997 | 0 | 0 | 844658.997 | 0 | 0.99737 | 0 | 0.0026335 | 0 | 0 | 0 | 0 | 0 | 0 | 0 | 0 | 1 | 0 | 0 | 1 | 0 | Yes |  | 11800725.15 | 1237653.973 | 2897.207 | 3318.469 |  | https://www.google.com/maps/@?api=1&map_action=map&center=40.558900000000001%2C-96.784700000000001&zoom=17&basemap=satellite | 600 | [118 empty] | 0.06 |  |  | 4 |  |  | 0.35 | 0.03 |  |  | 10 |  |  | 0.4 | 0.08 |  |  | 14 |  |  | 0.3 | 0 |  |  | 0 |  |  | 0.05 | 0.05 |  |  | 32 |  |  | 0.12 | 0.08 |  |  | 76 |  |  | 0.06 | 0.3 |  |  | 88 |  |  | 0.16 | 0.64622 | 0.0025968 | Coal | FRS_110000447785
433 | 7193 | 2021 | NE | Jones Street | 2290 | Omaha Public Power District | 14127 | Omaha Public Power District | 14127 | Electric Utility | Southwest Power Pool | SWPP | MRO | MROW | MRO West |  | 31 | 55 | Douglas | 41.2515 | -95.9227 | 2 | 2 | DFO | OIL |  | 0.00839 | 130 | 1 | [6 empty] | 265182.7 | 11830.1 | 265182.7 | 11830.1 | 9559 | 3027 | 159.11 | 7.098 | 6.688 | 21655.581 | 984.356 | 196.871 | 21697.219 |  | 33.29 | 4.69 | 1.399 | 4530.93 | 0.103 | 0.021 | 4539.642 |  | 1.2 | 1.2 | 0.05 | 163.326 | 0.004 | 0.001 | 163.64 |  | 33.29 | 4.69 | 1.399 | 4530.93 | 0.103 | 0.021 | 4539.642 |  | 159.11 | 7.098 | 6.688 | 21655.581 | 984.356 | 196.871 |  | 265182.7 | 11830.1 | 265182.7 | 11830.1 | EPA/CAMD | EPA/CAMD | EPA/CAMD | EIA | EIA | EIA | -- | EPA/CAMD | EPA/CAMD | [14 empty] | 27741.678 | 0 | 9559 | 0 | 0 | 0 | 0 | 0 | 0 | 0 | 0 | 0 | 9559 | 0 | 0 | 9559 | 0 | 0 | 1 | 0 | 0 | 0 | 0 | 0 | 0 | 0 | 0 | 0 | 1 | 0 | 0 | 1 | 0 | Yes |  | 265892 |  | 159.535 | 6.707 |  | https://www.google.com/maps/@?api=1&map_action=map&center=41.251488000000002%2C-95.922681999999995&zoom=17&basemap=satellite | 101462 | [118 empty] | 0.46 |  |  | 71 |  |  | 0.35 | 0.44 |  |  | 62 |  |  | 0.4 | 0.47 |  |  | 77 |  |  | 0.3 | 0.07 |  |  | 79 |  |  | 0.05 | 0.19 |  |  | 79 |  |  | 0.12 | 0.07 |  |  | 67 |  |  | 0.06 | 0.1 |  |  | 29 |  |  | 0.16 | 0.13986 | 0.18294 | Oil | FRS_110064256932
434 | 273 | 2021 | AR | Paragould Reciprocating | 8015 | Paragould Light & Water Comm | 14446 | Paragould Light & Water Comm | 14446 | Electric Utility | Southwestern Power Administration | SPA | MRO | SPSO | SPP South | SPP | 5 | 55 | Greene | 36.0242 | -90.5094 | 3 | 3 | NG | GAS |  | 0.00282 | 19.2 | 1 | [6 empty] | 4740.999 | 2040.999 | 4740.999 | 2040.999 | 474 | 204 | 6.561 | 2.826 | 0.008 | 277.086 | 10.452 | 1.045 | 277.372 |  | 27.684 | 27.706 | 0.032 | 1169.139 | 0.022 | 0.002 | 1170.348 |  | 2.768 | 2.769 | 0.003 | 116.889 | 0.002 | 0 | 117.01 |  | 27.684 | 27.706 | 0.032 | 1169.139 | 0.022 | 0.002 | 1170.348 |  | 6.561 | 2.826 | 0.008 | 277.086 | 10.452 | 1.045 |  | 4740.999 | 2040.999 | 4740.999 | 2040.999 | EIA | EIA | EIA | EIA | EIA | EIA | -- | EIA | EIA | [14 empty] | 10002.1076 | 0 | 0 | 474 | 0 | 0 | 0 | 0 | 0 | 0 | 0 | 0 | 474 | 0 | 0 | 474 | 0 | 0 | 0 | 1 | 0 | 0 | 0 | 0 | 0 | 0 | 0 | 0 | 1 | 0 | 0 | 1 | 0 | [7 empty] | https://www.google.com/maps/@?api=1&map_action=map&center=36.0242%2C-90.509399999999999&zoom=17&basemap=satellite | 15630 | [118 empty] | 0.24 |  |  | 40 |  |  | 0.35 | 0.09 |  |  | 22 |  |  | 0.4 | 0.39 |  |  | 66 |  |  | 0.3 | 0.01 |  |  | 57 |  |  | 0.05 | 0.08 |  |  | 47 |  |  | 0.12 | 0.05 |  |  | 52 |  |  | 0.06 | 0.16 |  |  | 54 |  |  | 0.16 | 0.00085033 | 0.00422 | Gas | FRS_110028034972
435 | 7215 | 2021 | NE | North Omaha Station | 2291 | Omaha Public Power District | 14127 | Omaha Public Power District | 14127 | Electric Utility | Southwest Power Pool | SWPP | MRO | MROW | MRO West |  | 31 | 55 | Douglas | 41.3291 | -95.9447 | 5 | 5 | SUB | COAL | Yes | 0.28959 | 644.7 | 0.85068 | [6 empty] | 18869681.42 | 9014814.463 | 18869681.42 | 9014814.463 | 1635492 | 781863 | 2850.089 | 1359.504 | 5825.992 | 1963480.506 | 433383.122 | 62998.179 | 1978284.524 |  | 3.485 | 3.478 | 7.124 | 2401.088 | 0.265 | 0.039 | 2419.192 |  | 0.302 | 0.302 | 0.617 | 208.11 | 0.023 | 0.003 | 209.679 |  | 3.485 | 3.478 | 7.124 | 2401.089 | 0.265 | 0.039 | 2419.192 |  | 2850.089 | 1359.504 | 5825.992 | 1963480.506 | 433383.122 | 62998.179 |  | 18869681.42 | 9014814.463 | 18869681.42 | 9014814.463 | EPA/CAMD | EPA/CAMD | EPA/CAMD | EPA/CAMD | EIA | EIA | -- | EPA/CAMD | EPA/CAMD | [14 empty] | 11537.6179 | 1600293.4 | 0 | 35198.569 | 0 | 0 | 0 | 0 | 0 | 0 | 0 | 0 | 1635491.969 | 0 | 0 | 1635491.969 | 0 | 0.97848 | 0 | 0.021522 | 0 | 0 | 0 | 0 | 0 | 0 | 0 | 0 | 1 | 0 | 0 | 1 | 0 | Yes |  | 20381689.41 | 2085302.836 | 2932.692 | 5479.061 |  | https://www.google.com/maps/@?api=1&map_action=map&center=41.329090000000001%2C-95.944659999999999&zoom=17&basemap=satellite | 40523 | [118 empty] | 0.57 |  |  | 80 |  |  | 0.35 | 0.62 |  |  | 74 |  |  | 0.4 | 0.53 |  |  | 82 |  |  | 0.3 | 0.05 |  |  | 74 |  |  | 0.05 | 0.18 |  |  | 77 |  |  | 0.12 | 0.09 |  |  | 82 |  |  | 0.06 | 0.13 |  |  | 41 |  |  | 0.16 | 174.6085 | 0.19713 | Coal | FRS_110041061374
436 | 274 | 2021 | AR | Paragould Turbine | 7283 | Paragould Light & Water Comm | 14446 | Paragould Light & Water Comm | 14446 | Electric Utility | Southwestern Power Administration | SPA | MRO | SPSO | SPP South | SPP | 5 | 55 | Greene | 36.0243 | -90.5092 | 5 | 5 | NG | GAS |  | 0.00062 | 13.9 | 1 | [6 empty] | 1061 | 458 | 1061 | 458 | 76 | 33 | 0.168 | 0.072 | 0.002 | 62.008 | 2.339 | 0.234 | 62.072 |  | 4.421 | 4.364 | 0.042 | 1631.789 | 0.031 | 0.003 | 1633.476 |  | 0.317 | 0.314 | 0.003 | 116.886 | 0.002 | 0 | 117.007 |  | 4.421 | 4.364 | 0.042 | 1631.789 | 0.031 | 0.003 | 1633.476 |  | 0.168 | 0.072 | 0.002 | 62.008 | 2.339 | 0.234 |  | 1061 | 458 | 1061 | 458 | EIA | EIA | EIA | EIA | EIA | EIA | -- | EIA | EIA | [14 empty] | 13960.5263 | 0 | 0 | 76 | 0 | 0 | 0 | 0 | 0 | 0 | 0 | 0 | 76 | 0 | 0 | 76 | 0 | 0 | 0 | 1 | 0 | 0 | 0 | 0 | 0 | 0 | 0 | 0 | 1 | 0 | 0 | 1 | 0 | [7 empty] | https://www.google.com/maps/@?api=1&map_action=map&center=36.024272000000003%2C-90.509229000000005&zoom=17&basemap=satellite | 15683 | [118 empty] | 0.24 |  |  | 40 |  |  | 0.35 | 0.09 |  |  | 22 |  |  | 0.4 | 0.39 |  |  | 67 |  |  | 0.3 | 0.01 |  |  | 57 |  |  | 0.05 | 0.08 |  |  | 47 |  |  | 0.12 | 0.05 |  |  | 52 |  |  | 0.06 | 0.16 |  |  | 54 |  |  | 0.16 | 8.4012e-05 | 0.014002 | Gas | FRS_110028034981
437 | 7234 | 2021 | NE | Sarpy County Station | 2292 | Omaha Public Power District | 14127 | Omaha Public Power District | 14127 | Electric Utility | Southwest Power Pool | SWPP | MRO | MROW | MRO West |  | 31 | 153 | Sarpy | 41.1706 | -95.9706 | 7 | 6 | NG | GAS |  | 0.04143 | 338.4 | 1 | [6 empty] | 1677024.088 | 886465.151 | 1677024.088 | 886465.151 | 122802.999 | 64913 | 115.388 | 62.764 | 0.644 | 106671.67 | 4092.475 | 476.997 | 106793.899 |  | 1.879 | 1.934 | 0.01 | 1737.281 | 0.033 | 0.004 | 1739.272 |  | 0.138 | 0.142 | 0.001 | 127.215 | 0.002 | 0 | 127.361 |  | 1.879 | 1.934 | 0.01 | 1737.281 | 0.033 | 0.004 | 1739.272 |  | 115.388 | 62.764 | 0.644 | 106671.67 | 4092.475 | 476.997 |  | 1677024.088 | 886465.151 | 1677024.088 | 886465.151 | EPA/CAMD | EPA/CAMD | EPA/CAMD | EPA/CAMD; EIA | EIA | EIA | -- | EPA/CAMD | EPA/CAMD | [14 empty] | 13656.2146 | 0 | 7617.598 | 115185.4 | 0 | 0 | 0 | 0 | 0 | 0 | 0 | 0 | 122802.998 | 0 | 0 | 122802.998 | 0 | 0 | 0.062031 | 0.93797 | 0 | 0 | 0 | 0 | 0 | 0 | 0 | 0 | 1 | 0 | 0 | 1 | 0 | Yes |  | 2040430.325 | 75158.491 | 140.995 | 0.625 |  | https://www.google.com/maps/@?api=1&map_action=map&center=41.170594000000001%2C-95.970602999999997&zoom=17&basemap=satellite | 74471 | [118 empty] | 0.36 |  |  | 60 |  |  | 0.35 | 0.42 |  |  | 61 |  |  | 0.4 | 0.31 |  |  | 55 |  |  | 0.3 | 0.04 |  |  | 72 |  |  | 0.05 | 0.15 |  |  | 70 |  |  | 0.12 | 0.08 |  |  | 72 |  |  | 0.06 | 0.13 |  |  | 40 |  |  | 0.16 | 3.0201 | 0.091669 | Gas | FRS_110001512612
438 | 7217 | 2021 | NE | Ord | 2294 | City of Ord - (NE) | 14172 | City of Ord - (NE) | 14172 | Electric Utility | Southwest Power Pool | SWPP | MRO | MROW | MRO West |  | 31 | 175 | Valley | 41.6042 | -98.9261 | 5 | 5 | DFO | OIL |  | 0.00295 | 12 | 1 | [6 empty] | 2928 | 928 | 2928 | 928 | 310 | 99 | 4.65 | 1.464 | 0.419 | 239.11 | 19.211 | 3.835 | 239.921 |  | 30 | 29.576 | 2.706 | 1542.645 | 0.062 | 0.012 | 1547.881 |  | 3.176 | 3.155 | 0.286 | 163.327 | 0.007 | 0.001 | 163.881 |  | 30 | 29.576 | 2.706 | 1542.645 | 0.062 | 0.012 | 1547.881 |  | 4.65 | 1.464 | 0.419 | 239.11 | 19.211 | 3.835 |  | 2928 | 928 | 2928 | 928 | EIA | EIA | EIA | EIA | EIA | EIA | -- | EIA | EIA | [14 empty] | 9445.1613 | 0 | 306.296 | 3.704 | 0 | 0 | 0 | 0 | 0 | 0 | 0 | 0 | 310 | 0 | 0 | 310 | 0 | 0 | 0.98805 | 0.011948 | 0 | 0 | 0 | 0 | 0 | 0 | 0 | 0 | 1 | 0 | 0 | 1 | 0 | [7 empty] | https://www.google.com/maps/@?api=1&map_action=map&center=41.604163999999997%2C-98.926143999999994&zoom=17&basemap=satellite | 2323 | [118 empty] | 0.16 |  |  | 24 |  |  | 0.35 | 0.05 |  |  | 14 |  |  | 0.4 | 0.28 |  |  | 50 |  |  | 0.3 | 0.02 |  |  | 64 |  |  | 0.05 | 0.07 |  |  | 45 |  |  | 0.12 | 0.07 |  |  | 65 |  |  | 0.06 | 0.26 |  |  | 82 |  |  | 0.16 | 0.13842 | 3.182 | Oil | FRS_110028031886
439 | 275 | 2021 | AR | Pine Bluff Energy Center | 55075 | Entergy Arkansas Inc | 814 | Pine Bluff Energy LLC | 28764 | IPP CHP | Midcontinent Independent Transmission System Operator, Inc.. | MISO | SERC | SRMV | SERC Mississippi Valley | MISO | 5 | 69 | Jefferson | 34.2181 | -91.9025 | 1 | 2 | NG | GAS |  | 0.48338 | 236 | 0.5277 |  | Yes | 3595289.6 | 0.949 | 0.55847 |  | 5629416.257 | 1647283.028 | 5629416.257 | 1647283.028 | 999324 | 289589 | 120.555 | 35.859 | 1.689 | 334548.418 | 12431.365 | 1243.137 | 334889.037 |  | 0.241 | 0.248 | 0.003 | 669.549 | 0.012 | 0.001 | 670.231 |  | 0.043 | 0.044 | 0.001 | 118.857 | 0.002 | 0 | 118.978 |  | 0.241 | 0.248 | 0.003 | 669.549 | 0.012 | 0.001 | 670.231 |  | 215.865 | 64.208 | 3.024 | 599039.794 | 22259.506 | 2225.951 |  | 10079988.95 | 2949612.173 | 10079988.95 | 2949612.173 | EPA/CAMD | EPA/CAMD | EPA/CAMD | EPA/CAMD | EIA | EIA | -- | EPA/CAMD | EPA/CAMD | [6 empty] | 4450572.692 | 1302329.145 | 95.31 | 28.349 | 1.335 | 264491.376 | 9828.141 | 982.814 | 5633.2243 | 0 | 0 | 999324 | 0 | 0 | 0 | 0 | 0 | 0 | 0 | 0 | 999324 | 0 | 0 | 999324 | 0 | 0 | 0 | 1 | 0 | 0 | 0 | 0 | 0 | 0 | 0 | 0 | 1 | 0 | 0 | 1 | 0 | Yes |  | 12823073.69 | 762053.796 | 310.821 | 3.847 |  | https://www.google.com/maps/@?api=1&map_action=map&center=34.2181%2C-91.902500000000003&zoom=17&basemap=satellite | 299 | [118 empty] | 0.46 |  |  | 71 |  |  | 0.35 | 0.58 |  |  | 72 |  |  | 0.4 | 0.34 |  |  | 61 |  |  | 0.3 | 0 |  |  | 0 |  |  | 0.05 | 0.13 |  |  | 67 |  |  | 0.12 | 0.02 |  |  | 22 |  |  | 0.06 | 0.39 |  |  | 95 |  |  | 0.16 | 1.3057 | 0.0021802 | Gas | FRS_110017410871
440 | 7218 | 2021 | NE | Oxford (NE) | 2295 | Twin Valleys Public Power Dist | 20456 | Village of Oxford - (NE) | 14277 | Electric Utility | Southwest Power Pool | SWPP | MRO | MROW | MRO West |  | 31 | 65 | Furnas | 40.2581 | -99.6108 | 4 | 4 | NG | GAS |  | 0.00144 | 3.4 | 1 | [6 empty] | 514 | 243 | 514 | 243 | 42.999 | 19.999 | 0.539 | 0.278 | 0.001 | 30.04 | 1.684 | 0.251 | 30.098 |  | 25.07 | 27.801 | 0.028 | 1397.242 | 0.039 | 0.006 | 1399.961 |  | 2.097 | 2.288 | 0.002 | 116.887 | 0.003 | 0 | 117.115 |  | 25.07 | 27.801 | 0.028 | 1397.209 | 0.039 | 0.006 | 1399.929 |  | 0.539 | 0.278 | 0.001 | 30.04 | 1.684 | 0.251 |  | 514 | 243 | 514 | 243 | EIA | EIA | EIA | EIA | EIA | EIA | -- | EIA | EIA | [14 empty] | 11953.4884 | 0 | 10.253 | 32.747 | 0 | 0 | 0 | 0 | 0 | 0 | 0 | 0 | 43 | 0 | 0 | 43 | 0 | 0 | 0.23844 | 0.76156 | 0 | 0 | 0 | 0 | 0 | 0 | 0 | 0 | 1 | 0 | 0 | 1 | 0 | [7 empty] | https://www.google.com/maps/@?api=1&map_action=map&center=40.258099999999999%2C-99.610799999999998&zoom=17&basemap=satellite | 815 | [118 empty] | 0.16 |  |  | 24 |  |  | 0.35 | 0.1 |  |  | 23 |  |  | 0.4 | 0.23 |  |  | 42 |  |  | 0.3 | 0.03 |  |  | 67 |  |  | 0.05 | 0.14 |  |  | 68 |  |  | 0.12 | 0.04 |  |  | 38 |  |  | 0.06 | 0.2 |  |  | 67 |  |  | 0.16 | 5.8447e-05 | 0.0055664 | Gas | FRS_110001514610
441 | 276 | 2021 | AR | Pine Bluff Mill | 10627 | Entergy Arkansas Inc | 814 | Evergreen Packaging Inc | 55863 | Industrial CHP | Midcontinent Independent Transmission System Operator, Inc.. | MISO | SERC | SRMV | SERC Mississippi Valley | MISO | 5 | 69 | Jefferson | 34.2212 | -91.9074 | 5 | 3 | BLQ | BIOMASS |  | 0.41998 | 85 | 0.63337 | Yes | Yes | 9031071.2 | 0.118 | 0.13612 |  | 1785986.876 | 861352.006 | 1785986.876 | 861352.006 | 312716 | 138352 | 120.594 | 58.83 | 420.646 | 21629.132 | 10696.097 | 6668.396 | 22756.424 |  | 0.771 | 0.85 | 2.69 | 138.331 | 0.034 | 0.021 | 145.541 |  | 0.135 | 0.137 | 0.471 | 24.221 | 0.006 | 0.004 | 25.483 |  | 0.771 | 0.85 | 2.69 | 138.331 | 0.034 | 0.021 | 145.541 |  | 885.906 | 432.175 | 3090.156 | 1311735.776 | 78575.729 | 48987.405 |  | 13120226.82 | 6327668.94 | 13120226.82 | 6327668.94 | EIA | EIA |  | EIA | EIA | EIA | -- | EIA | EIA |  |  |  | 1152843.725 |  |  | 11334239.94 | 5466316.934 | 765.312 | 373.345 | 2669.509 | 137262.919 | 67879.632 | 42319.009 | 5711.2104 | 0 | 0 | 59956.142 | 0 | 0 | 252759.86 | 0 | 0 | 0 | 0 | 0 | 59956.142 | 252759.86 | 252759.86 | 312716.002 | 0 | 0 | 0 | 0.19173 | 0 | 0 | 0.80827 | 0 | 0 | 0 | 0 | 0 | 0.19173 | 0.80827 | 0.80827 | 1 | 0 | [7 empty] | https://www.google.com/maps/@?api=1&map_action=map&center=34.221212999999999%2C-91.907364999999999&zoom=17&basemap=satellite | 297 | [118 empty] | 0.46 |  |  | 71 |  |  | 0.35 | 0.58 |  |  | 72 |  |  | 0.4 | 0.34 |  |  | 60 |  |  | 0.3 | 0 |  |  | 0 |  |  | 0.05 | 0.13 |  |  | 67 |  |  | 0.12 | 0.02 |  |  | 21 |  |  | 0.06 | 0.39 |  |  | 95 |  |  | 0.16 | 7.413 | 0.038654 | Biomass | FRS_110013286844
442 | 7220 | 2021 | NE | Pender | 2296 | City of Pender - (NE) | 14656 | City of Pender - (NE) | 14656 | Electric Utility | Southwest Power Pool | SWPP | MRO | MROW | MRO West |  | 31 | 173 | Thurston | 42.1147 | -96.7054 | 4 | 4 | DFO | OIL |  | 0.00112 | 4.9 | 1 | [6 empty] | 595 | 185.001 | 595 | 185.001 | 48 | 15 | 0.96 | 0.298 | 0.086 | 48.589 | 3.935 | 0.787 | 48.755 |  | 40 | 39.733 | 3.592 | 2024.542 | 0.082 | 0.016 | 2031.478 |  | 3.227 | 3.222 | 0.29 | 163.324 | 0.007 | 0.001 | 163.884 |  | 40 | 39.733 | 3.592 | 2024.542 | 0.082 | 0.016 | 2031.478 |  | 0.96 | 0.298 | 0.086 | 48.589 | 3.935 | 0.787 |  | 595 | 185.001 | 595 | 185.001 | EIA | EIA | EIA | EIA | EIA | EIA | -- | EIA | EIA | [14 empty] | 12395.8333 | 0 | 48 | 0 | 0 | 0 | 0 | 0 | 0 | 0 | 0 | 0 | 48 | 0 | 0 | 48 | 0 | 0 | 1 | 0 | 0 | 0 | 0 | 0 | 0 | 0 | 0 | 0 | 1 | 0 | 0 | 1 | 0 | [7 empty] | https://www.google.com/maps/@?api=1&map_action=map&center=42.114742%2C-96.705431000000004&zoom=17&basemap=satellite | 1390 | [118 empty] | 0.15 |  |  | 21 |  |  | 0.35 | 0.12 |  |  | 27 |  |  | 0.4 | 0.18 |  |  | 33 |  |  | 0.3 | 0 |  |  | 0 |  |  | 0.05 | 0.06 |  |  | 41 |  |  | 0.12 | 0.05 |  |  | 52 |  |  | 0.06 | 0.22 |  |  | 73 |  |  | 0.16 | 0.13532 | 3.6572 | Oil | FRS_110011035824
443 | 7222 | 2021 | NE | Plainview Muncipal Power | 2297 | North Central Public Pwr Dist | 13698 | North Central Public Pwr Dist | 13698 | Electric Utility | Southwest Power Pool | SWPP | MRO | MROW | MRO West |  | 31 | 139 | Pierce | 42.35 | -97.7906 | 4 | 4 | DFO | OIL |  | 0 | 5 | [11 empty] | 0 | 0 | 0 |  | 0 | 0 | [45 empty] | -- | [17 empty] | 0 | 0 | 0 | 0 | 0 | 0 | 0 | 0 | 0 | 0 | 0 | 0 | 0 | 0 | 0 | 0 | [23 empty] | https://www.google.com/maps/@?api=1&map_action=map&center=42.35%2C-97.790555999999995&zoom=17&basemap=satellite | 1600 | [118 empty] | 0.25 |  |  | 42 |  |  | 0.35 | 0.09 |  |  | 21 |  |  | 0.4 | 0.41 |  |  | 69 |  |  | 0.3 | 0 |  |  | 0 |  |  | 0.05 | 0.08 |  |  | 50 |  |  | 0.12 | 0.08 |  |  | 76 |  |  | 0.06 | 0.22 |  |  | 73 |  |  | 0.16 |  |  | Oil | FRS_110001512168
444 | 277 | 2021 | AR | Plum Point Energy Station | 56456 | Entergy Arkansas Inc | 814 | NRG Energy Services - Plum Point | 58905 | IPP Non-CHP | Midcontinent Independent Transmission System Operator, Inc.. | MISO | SERC | SRMV | SERC Mississippi Valley | MISO | 5 | 93 | Mississippi | 35.6644 | -89.9489 | 1 | 1 | SUB | COAL | Yes | 0.64152 | 720 | 0.26413 | [6 empty] | 42910663.38 | 21295491.59 | 42910663.38 | 21295491.59 | 4046219 | 2005174 | 1721.975 | 870.576 | 2806.579 | 4500339.526 | 976569.679 | 142089.292 | 4533717.952 |  | 0.851 | 0.868 | 1.387 | 2224.467 | 0.241 | 0.035 | 2240.965 |  | 0.08 | 0.082 | 0.131 | 209.754 | 0.023 | 0.003 | 211.31 |  | 0.851 | 0.868 | 1.387 | 2224.467 | 0.241 | 0.035 | 2240.965 |  | 1721.975 | 870.576 | 2806.579 | 4500339.526 | 976569.679 | 142089.292 |  | 42910663.38 | 21295491.59 | 42910663.38 | 21295491.59 | EPA/CAMD | EPA/CAMD | EPA/CAMD | EPA/CAMD | EIA | EIA | -- | EPA/CAMD | EPA/CAMD | [14 empty] | 10605.1264 | 4034327.8 | 11891.168 | 0 | 0 | 0 | 0 | 0 | 0 | 0 | 0 | 0 | 4046218.968 | 0 | 0 | 4046218.968 | 0 | 0.99706 | 0.0029388 | 0 | 0 | 0 | 0 | 0 | 0 | 0 | 0 | 0 | 1 | 0 | 0 | 1 | 0 | Yes |  | 46569269.96 | 4882487.62 | 1879.261 | 3052.483 |  | https://www.google.com/maps/@?api=1&map_action=map&center=35.664400000000001%2C-89.948899999999995&zoom=17&basemap=satellite | 2295 | [118 empty] | 0.58 |  |  | 81 |  |  | 0.35 | 0.67 |  |  | 77 |  |  | 0.4 | 0.5 |  |  | 79 |  |  | 0.3 | 0 |  |  | 0 |  |  | 0.05 | 0.19 |  |  | 79 |  |  | 0.12 | 0.06 |  |  | 60 |  |  | 0.06 | 0.11 |  |  | 29 |  |  | 0.16 | 99.256 | 0.061294 | Coal | FRS_110033168391
445 | 7230 | 2021 | NE | Red Cloud | 2299 | City of Red Cloud - (NE) | 15773 | City of Red Cloud - (NE) | 15773 | Electric Utility | Southwest Power Pool | SWPP | MRO | MROW | MRO West |  | 31 | 181 | Webster | 40.098 | -98.519 | 4 | 4 | DFO | OIL |  | 0.00198 | 5.7 | 1 | [6 empty] | 755.001 | 238.001 | 755.001 | 238.001 | 99.001 | 31 | 1.211 | 0.381 | 0.11 | 61.656 | 4.993 | 0.999 | 61.867 |  | 24.464 | 24.581 | 2.214 | 1245.563 | 0.05 | 0.01 | 1249.83 |  | 3.208 | 3.202 | 0.29 | 163.327 | 0.007 | 0.001 | 163.886 |  | 24.465 | 24.581 | 2.214 | 1245.576 | 0.05 | 0.01 | 1249.843 |  | 1.211 | 0.381 | 0.11 | 61.656 | 4.993 | 0.999 |  | 755.001 | 238.001 | 755.001 | 238.001 | EIA | EIA | EIA | EIA | EIA | EIA | -- | EIA | EIA | [14 empty] | 7626.2727 | 0 | 99 | 0 | 0 | 0 | 0 | 0 | 0 | 0 | 0 | 0 | 99 | 0 | 0 | 99 | 0 | 0 | 1 | 0 | 0 | 0 | 0 | 0 | 0 | 0 | 0 | 0 | 1 | 0 | 0 | 1 | 0 | [7 empty] | https://www.google.com/maps/@?api=1&map_action=map&center=40.097954000000001%2C-98.519031999999996&zoom=17&basemap=satellite | 1203 | [118 empty] | 0.26 |  |  | 44 |  |  | 0.35 | 0.16 |  |  | 33 |  |  | 0.4 | 0.36 |  |  | 63 |  |  | 0.3 | 0 |  |  | 0 |  |  | 0.05 | 0.06 |  |  | 40 |  |  | 0.12 | 0.06 |  |  | 58 |  |  | 0.06 | 0.24 |  |  | 79 |  |  | 0.16 | 0.098735 | 3.4644 | Oil | FRS_110011870350
446 | 279 | 2021 | AR | Riceland Foods Cogeneration Plant | 56079 | Entergy Arkansas Inc | 814 | Riceland Foods Inc. | 15597 | IPP CHP | Midcontinent Independent Transmission System Operator, Inc.. | MISO | SERC | SRMV | SERC Mississippi Valley | MISO | 5 | 1 | Arkansas | 34.5136 | -91.5331 | 2 | 1 | OBS | BIOMASS |  | 0 | 18 |  | Yes | Yes | 0 |  | 1 |  | 0 | 0 | 0 | 0 | 0 | 0 | 0 | 0 | 0 | 0 | 0 | 0 | 0 | [25 empty] | 0 | 0 | 0 | 0 | 0 | 0 |  | 0 | 0 | 0 | 0 | EIA | EIA | EIA | EIA | EIA | EIA | -- | EIA | EIA |  |  |  | 0 |  |  | 0 | 0 | 0 | 0 | 0 | 0 | 0 | 0 |  | 0 | 0 | 0 | 0 | 0 | 0 | 0 | 0 | 0 | 0 | 0 | 0 | 0 | 0 | 0 | 0 | [23 empty] | https://www.google.com/maps/@?api=1&map_action=map&center=34.513599999999997%2C-91.533100000000005&zoom=17&basemap=satellite | 8811 | [118 empty] | 0.41 |  |  | 65 |  |  | 0.35 | 0.4 |  |  | 60 |  |  | 0.4 | 0.41 |  |  | 69 |  |  | 0.3 | 0.01 |  |  | 57 |  |  | 0.05 | 0.16 |  |  | 72 |  |  | 0.12 | 0.07 |  |  | 65 |  |  | 0.06 | 0.19 |  |  | 65 |  |  | 0.16 |  |  | Biomass | FRS_110028035034
447 | 7233 | 2021 | NE | Sargent | 2300 | City of Sargent - (NE) | 16667 | City of Sargent - (NE) | 16667 | Electric Utility | Southwest Power Pool | SWPP | MRO | MROW | MRO West |  | 31 | 41 | Custer | 41.6416 | -99.3698 | 3 | 3 | DFO | OIL |  | 0.00205 | 2.4 | 1 | [6 empty] | 342 | 110 | 342 | 110 | 43 | 14 | 0.55 | 0.177 | 0.05 | 27.929 | 2.262 | 0.452 | 28.025 |  | 25.581 | 25.286 | 2.307 | 1299.023 | 0.053 | 0.011 | 1303.474 |  | 3.216 | 3.218 | 0.29 | 163.327 | 0.007 | 0.001 | 163.887 |  | 25.581 | 25.286 | 2.307 | 1299.023 | 0.053 | 0.011 | 1303.474 |  | 0.55 | 0.177 | 0.05 | 27.929 | 2.262 | 0.452 |  | 342 | 110 | 342 | 110 | EIA | EIA | EIA | EIA | EIA | EIA | -- | EIA | EIA | [14 empty] | 7953.4884 | 0 | 43 | 0 | 0 | 0 | 0 | 0 | 0 | 0 | 0 | 0 | 43 | 0 | 0 | 43 | 0 | 0 | 1 | 0 | 0 | 0 | 0 | 0 | 0 | 0 | 0 | 0 | 1 | 0 | 0 | 1 | 0 | [7 empty] | https://www.google.com/maps/@?api=1&map_action=map&center=41.641587999999999%2C-99.369799999999998&zoom=17&basemap=satellite | 595 | [118 empty] | 0.19 |  |  | 31 |  |  | 0.35 | 0.01 |  |  | 4 |  |  | 0.4 | 0.38 |  |  | 65 |  |  | 0.3 | 0 |  |  | 0 |  |  | 0.05 | 0.06 |  |  | 41 |  |  | 0.12 | 0.03 |  |  | 32 |  |  | 0.06 | 0.28 |  |  | 86 |  |  | 0.16 | 0.00186 | 1.86 | Oil | FRS_110001507236
448 | 285 | 2021 | AR | Two Pine Landfill Gas Recovery | 56523 | Entergy Arkansas Inc | 814 | WM Renewable Energy LLC | 54842 | IPP Non-CHP | Midcontinent Independent Transmission System Operator, Inc.. | MISO | SERC | SRMV | SERC Mississippi Valley | MISO | 5 | 119 | Pulaski | 34.8332 | -92.1571 | 6 | 6 | LFG | BIOMASS |  | 0.60866 | 4.8 | 0.3189 | Yes | Yes | 0 |  | 1 |  | 330786 | 135231 | 330786 | 135231 | 25593 | 10462.998 | 0 | 0 | 5.54 | 0.001 | 0 | 0 | 0.001 |  | 0 | 0 | 0.433 | 0 | 0 | 0 | 0 |  | 0 | 0 | 0.033 | 0 | 0 | 0 | 0 |  | 0 | 0 | 0.433 | 0 | 0 | 0 | 0 |  | 224.13 | 91.626 | 7.442 | 21004.842 | 769.409 | 76.941 |  | 330786 | 135231 | 330786 | 135231 | EIA | EIA | EIA | EIA | EIA | EIA | -- | EIA | EIA | 224.13 | 91.626 | 1.902 | 21004.841 | 769.409 | 76.941 | 0 | 0 | 0 | 0 | 0 | 0 | 0 | 0 | 12924.8623 | 0 | 0 | 0 | 0 | 0 | 25593 | 0 | 0 | 0 | 0 | 0 | 0 | 25593 | 25593 | 25593 | 0 | 0 | 0 | 0 | 0 | 0 | 1 | 0 | 0 | 0 | 0 | 0 | 0 | 1 | 1 | 1 | 0 | [7 empty] | https://www.google.com/maps/@?api=1&map_action=map&center=34.833199999999998%2C-92.157103000000006&zoom=17&basemap=satellite | 19133 | [118 empty] | 0.38 |  |  | 62 |  |  | 0.35 | 0.45 |  |  | 63 |  |  | 0.4 | 0.31 |  |  | 56 |  |  | 0.3 | 0 |  |  | 0 |  |  | 0.05 | 0.1 |  |  | 56 |  |  | 0.12 | 0.06 |  |  | 59 |  |  | 0.06 | 0.19 |  |  | 64 |  |  | 0.16 | 2.7119 | 0.18826 | Biomass | FRS_110027990057
449 | 7239 | 2021 | NE | Sidney (NE) | 2302 | Nebraska Public Power District | 13337 | City of Sidney - (NE) | 17149 | Electric Utility | Southwest Power Pool | SWPP | MRO | MROW | MRO West |  | 31 | 33 | Cheyenne | 41.1456 | -102.9778 | 3 | 3 | NG | GAS |  | 2e-05 | 5.1 | 1 | [6 empty] | 23 | 0 | 23 | 0 | 1 | 0 | 0.037 | 0 | 0.003 | 1.428 | 0.152 | 0.03 | 1.434 |  | 74 |  | 6.6 | 2856 | 0.152 | 0.03 | 2868.869 |  | 3.217 |  | 0.287 | 124.174 | 0.007 | 0.001 | 124.733 |  | 74 |  | 6.6 | 2856 | 0.152 | 0.03 | 2868.869 |  | 0.037 | 0 | 0.003 | 1.428 | 0.152 | 0.03 |  | 23 | 0 | 23 | 0 | EIA | EIA | EIA | EIA | EIA | EIA | -- | EIA | EIA | [14 empty] | 23000 | 0 | 1 | 0 | 0 | 0 | 0 | 0 | 0 | 0 | 0 | 0 | 1 | 0 | 0 | 1 | 0 | 0 | 1 | 0 | 0 | 0 | 0 | 0 | 0 | 0 | 0 | 0 | 1 | 0 | 0 | 1 | 0 | [7 empty] | https://www.google.com/maps/@?api=1&map_action=map&center=41.145634000000001%2C-102.977836&zoom=17&basemap=satellite | 6605 | [118 empty] | 0.23 |  |  | 38 |  |  | 0.35 | 0.13 |  |  | 28 |  |  | 0.4 | 0.33 |  |  | 59 |  |  | 0.3 | 0 |  |  | 0 |  |  | 0.05 | 0.05 |  |  | 34 |  |  | 0.12 | 0.06 |  |  | 63 |  |  | 0.06 | 0.19 |  |  | 64 |  |  | 0.16 | 0.00088169 | 0.5876 | Gas | FRS_110001506745
450 | 286 | 2021 | AR | UA Central Utility Plant | 60536 | Southwestern Electric Power Co | 17698 | University Of Arkansas | 60295 | Commercial CHP | Southwest Power Pool | SWPP | SERC | SPSO | SPP South |  | 5 | 143 | Washington | 36.0663 | -94.1723 | 1 | 1 | NG | GAS |  | 0.85578 | 5.6 | 0 |  | Yes | 46528 | 3.079 | 0.80415 |  | 430721.222 | 185334.857 | 430721.222 | 185334.857 | 41981 | 18064 | 68.916 | 29.654 | 0.688 | 25173.299 | 949.579 | 94.958 | 25199.317 |  | 3.283 | 3.283 | 0.033 | 1199.271 | 0.023 | 0.002 | 1200.511 |  | 0.32 | 0.32 | 0.003 | 116.889 | 0.002 | 0 | 117.01 |  | 3.283 | 3.283 | 0.033 | 1199.271 | 0.023 | 0.002 | 1200.511 |  | 85.7 | 36.876 | 0.856 | 31304.234 | 1180.848 | 118.085 |  | 535623 | 230473 | 535623 | 230473 | EIA | EIA | EIA | EIA | EIA | EIA | -- | EIA | EIA | [6 empty] | 104901.778 | 45138.143 | 16.784 | 7.222 | 0.168 | 6130.935 | 231.269 | 23.127 | 10259.9086 | 0 | 0 | 41981 | 0 | 0 | 0 | 0 | 0 | 0 | 0 | 0 | 41981 | 0 | 0 | 41981 | 0 | 0 | 0 | 1 | 0 | 0 | 0 | 0 | 0 | 0 | 0 | 0 | 1 | 0 | 0 | 1 | 0 | [7 empty] | https://www.google.com/maps/@?api=1&map_action=map&center=36.066336%2C-94.172253999999995&zoom=17&basemap=satellite | 56004 | [118 empty] | 0.4 |  |  | 65 |  |  | 0.35 | 0.25 |  |  | 45 |  |  | 0.4 | 0.52 |  |  | 82 |  |  | 0.3 | 0.02 |  |  | 64 |  |  | 0.05 | 0.07 |  |  | 46 |  |  | 0.12 | 0.05 |  |  | 49 |  |  | 0.06 | 0.06 |  |  | 14 |  |  | 0.16 | 0.2366 | 0.011156 | Gas | FRS_110070396920
451 | 7242 | 2021 | NE | Spalding | 2303 | Village of Spalding - (NE) | 17727 | Village of Spalding - (NE) | 17727 | Electric Utility | Southwest Power Pool | SWPP | MRO | MROW | MRO West |  | 31 | 77 | Greeley | 41.6814 | -98.3676 | 5 | 5 | DFO | OIL |  | 0.00038 | 2.1 | 1 | [6 empty] | 95 | 30 | 95 | 30 | 7 | 2 | 0.149 | 0.047 | 0.014 | 7.758 | 0.628 | 0.126 | 7.785 |  | 42.571 | 47 | 3.914 | 2216.571 | 0.09 | 0.018 | 2224.165 |  | 3.137 | 3.133 | 0.288 | 163.326 | 0.007 | 0.001 | 163.886 |  | 42.571 | 47 | 3.914 | 2216.571 | 0.09 | 0.018 | 2224.165 |  | 0.149 | 0.047 | 0.014 | 7.758 | 0.628 | 0.126 |  | 95 | 30 | 95 | 30 | EIA | EIA | EIA | EIA | EIA | EIA | -- | EIA | EIA | [14 empty] | 13571.4286 | 0 | 7 | 0 | 0 | 0 | 0 | 0 | 0 | 0 | 0 | 0 | 7 | 0 | 0 | 7 | 0 | 0 | 1 | 0 | 0 | 0 | 0 | 0 | 0 | 0 | 0 | 0 | 1 | 0 | 0 | 1 | 0 | [7 empty] | https://www.google.com/maps/@?api=1&map_action=map&center=41.681379999999997%2C-98.367559999999997&zoom=17&basemap=satellite | 590 | [118 empty] | 0.15 |  |  | 20 |  |  | 0.35 | 0.05 |  |  | 14 |  |  | 0.4 | 0.24 |  |  | 45 |  |  | 0.3 | 0.01 |  |  | 57 |  |  | 0.05 | 0.02 |  |  | 15 |  |  | 0.12 | 0.04 |  |  | 42 |  |  | 0.06 | 0.26 |  |  | 82 |  |  | 0.16 | 0.00899 | 3.596 | Oil | FRS_110028031984
452 | 287 | 2021 | AR | Union Power Station | 55380 | Entergy Arkansas Inc | 814 | Entergy Arkansas LLC | 814 | Electric Utility | Midcontinent Independent Transmission System Operator, Inc.. | MISO | SERC | SRMV | SERC Mississippi Valley | MISO | 5 | 139 | Union | 33.2961 | -92.5894 | 8 | 12 | NG | GAS |  | 0.5269 | 2428 | 0.45516 | [6 empty] | 81250752.46 | 37130684.14 | 81250752.46 | 37130684.14 | 11206830 | 5092021 | 495.263 | 224.111 | 24.376 | 4828609.032 | 179174.679 | 17917.468 | 4833518.418 |  | 0.088 | 0.088 | 0.004 | 861.726 | 0.016 | 0.002 | 862.602 |  | 0.012 | 0.012 | 0.001 | 118.857 | 0.002 | 0 | 118.978 |  | 0.088 | 0.088 | 0.004 | 861.726 | 0.016 | 0.002 | 862.602 |  | 495.263 | 224.111 | 24.376 | 4828609.032 | 179174.679 | 17917.468 |  | 81250752.46 | 37130684.14 | 81250752.46 | 37130684.14 | EPA/CAMD | EPA/CAMD | EPA/CAMD | EPA/CAMD | EIA | EIA | -- | EPA/CAMD | EPA/CAMD | [14 empty] | 7250.1102 | 0 | 0 | 11206830 | 0 | 0 | 0 | 0 | 0 | 0 | 0 | 0 | 11206830 | 0 | 0 | 11206830 | 0 | 0 | 0 | 1 | 0 | 0 | 0 | 0 | 0 | 0 | 0 | 0 | 1 | 0 | 0 | 1 | 0 | Yes |  | 92992514.69 | 5526410.679 | 554.242 | 27.899 |  | https://www.google.com/maps/@?api=1&map_action=map&center=33.296146%2C-92.589364000000003&zoom=17&basemap=satellite | 626 | [118 empty] | 0.23 |  |  | 40 |  |  | 0.35 | 0.16 |  |  | 33 |  |  | 0.4 | 0.31 |  |  | 55 |  |  | 0.3 | 0 |  |  | 0 |  |  | 0.05 | 0.13 |  |  | 65 |  |  | 0.12 | 0.03 |  |  | 33 |  |  | 0.06 | 0.16 |  |  | 52 |  |  | 0.16 | 1008.7728 | 0.20971 | Gas | FRS_110010063858
453 | 7245 | 2021 | NE | Stuart (NE) | 2305 | City of Stuart - (NE) | 18230 | City of Stuart - (NE) | 18230 | Electric Utility | Southwest Power Pool | SWPP | MRO | MROW | MRO West |  | 31 | 89 | Holt | 42.5994 | -99.1437 | 4 | 4 | DFO | OIL |  | 0.00162 | 1.9 | 1 | [6 empty] | 392.999 | 159 | 392.999 | 159 | 26.999 | 11.001 | 0.596 | 0.238 | 0.032 | 28.731 | 1.828 | 0.327 | 28.803 |  | 44.15 | 43.269 | 2.37 | 2128.301 | 0.068 | 0.012 | 2133.602 |  | 3.033 | 2.994 | 0.163 | 146.214 | 0.005 | 0.001 | 146.578 |  | 44.148 | 43.267 | 2.37 | 2128.222 | 0.068 | 0.012 | 2133.523 |  | 0.596 | 0.238 | 0.032 | 28.731 | 1.828 | 0.327 |  | 392.999 | 159 | 392.999 | 159 | EIA | EIA | EIA | EIA | EIA | EIA | -- | EIA | EIA | [14 empty] | 14555.5185 | 0 | 15.05 | 11.95 | 0 | 0 | 0 | 0 | 0 | 0 | 0 | 0 | 27 | 0 | 0 | 27 | 0 | 0 | 0.55741 | 0.44259 | 0 | 0 | 0 | 0 | 0 | 0 | 0 | 0 | 1 | 0 | 0 | 1 | 0 | [7 empty] | https://www.google.com/maps/@?api=1&map_action=map&center=42.599376999999997%2C-99.143707000000006&zoom=17&basemap=satellite | 648 | [118 empty] | 0.16 |  |  | 22 |  |  | 0.35 | 0.03 |  |  | 9 |  |  | 0.4 | 0.28 |  |  | 51 |  |  | 0.3 | 0 |  |  | 0 |  |  | 0.05 | 0.1 |  |  | 56 |  |  | 0.12 | 0.06 |  |  | 59 |  |  | 0.06 | 0.2 |  |  | 69 |  |  | 0.16 | 0.018027 | 4.0064 | Oil | FRS_110001514656
454 | 288 | 2021 | AR | Waste Management Eco Vista LFGTE | 57025 | Arkansas Electric Coop Corp | 807 | WM Renewable Energy LLC | 54842 | IPP Non-CHP | Midcontinent Independent Transmission System Operator, Inc.. | MISO | SERC | SPSO | SPP South | MISO | 5 | 143 | Washington | 36.1408 | -94.2597 | 5 | 5 | LFG | BIOMASS |  | 0.89486 | 4 | 0 | Yes | [5 empty] | 378671 | 154807 | 378671 | 154807 | 31356 | 12819 | 0 | 0 | 6.343 | 0.001 | 0 | 0 | 0.001 |  | 0 | 0 | 0.405 | 0 | 0 | 0 | 0 |  | 0 | 0 | 0.033 | 0 | 0 | 0 | 0 |  | 0 | 0 | 0.405 | 0 | 0 | 0 | 0 |  | 257.055 | 105.09 | 8.52 | 24045.53 | 880.79 | 88.079 |  | 378671 | 154807 | 378671 | 154807 | EIA | EIA | EIA | EIA | EIA | EIA | -- | EIA | EIA | 257.055 | 105.09 | 2.177 | 24045.529 | 880.79 | 88.079 | [8 empty] | 12076.5085 | 0 | 0 | 0 | 0 | 0 | 31356 | 0 | 0 | 0 | 0 | 0 | 0 | 31356 | 31356 | 31356 | 0 | 0 | 0 | 0 | 0 | 0 | 1 | 0 | 0 | 0 | 0 | 0 | 0 | 1 | 1 | 1 | 0 | [7 empty] | https://www.google.com/maps/@?api=1&map_action=map&center=36.140849000000003%2C-94.259713000000005&zoom=17&basemap=satellite | 5595 | [118 empty] | 0.19 |  |  | 30 |  |  | 0.35 | 0.2 |  |  | 38 |  |  | 0.4 | 0.18 |  |  | 33 |  |  | 0.3 | 0.03 |  |  | 67 |  |  | 0.05 | 0.18 |  |  | 77 |  |  | 0.12 | 0.07 |  |  | 64 |  |  | 0.06 | 0.22 |  |  | 73 |  |  | 0.16 | 2.8921 | 0.17556 | Biomass | FRS_110001697799
455 | 7247 | 2021 | NE | Tecumseh | 2308 | City of Tecumseh | 18525 | City of Tecumseh | 18525 | Electric Utility | Southwest Power Pool | SWPP | MRO | MROW | MRO West |  | 31 | 97 | Johnson | 40.3664 | -96.19 | 5 | 5 | NG | GAS |  | 0 | 7 | [7 empty] | 1442 | 632 | 1442 | 632 | -57 | -25 | 1.188 | 0.612 | 0.001 | 84.277 | 5.754 | 0.962 | 84.492 |  | 0 | 0 | 0 | 0 | 0 | 0 | 0 |  | 1.648 | 1.937 | 0.002 | 116.889 | 0.004 | 0.001 | 117.188 |  | 0 | 0 | 0 | 0 | 0 | 0 | 0 |  | 1.188 | 0.612 | 0.001 | 84.277 | 5.754 | 0.962 |  | 1442 | 632 | 1442 | 632 | EIA | EIA | EIA | EIA | EIA | EIA | -- | EIA | EIA | [14 empty] | -25298.2456 | 0 | -23.087 | -33.913 | 0 | 0 | 0 | 0 | 0 | 0 | 0 | 0 | -57 | 0 | 0 | -57 | 0 | [23 empty] | https://www.google.com/maps/@?api=1&map_action=map&center=40.366399999999999%2C-96.19&zoom=17&basemap=satellite | 2926 | [118 empty] | 0.32 |  |  | 54 |  |  | 0.35 | 0.3 |  |  | 50 |  |  | 0.4 | 0.36 |  |  | 63 |  |  | 0.3 | 0.05 |  |  | 74 |  |  | 0.05 | 0.16 |  |  | 72 |  |  | 0.12 | 0.04 |  |  | 41 |  |  | 0.06 | 0.15 |  |  | 48 |  |  | 0.16 | 0.018135 | 2.5907 | Gas | FRS_110001510366
456 | 291 | 2021 | AR | White Bluff | 6009 | Entergy Arkansas Inc | 814 | Entergy Arkansas LLC | 814 | Electric Utility | Midcontinent Independent Transmission System Operator, Inc.. | MISO | SERC | SRMV | SERC Mississippi Valley | MISO | 5 | 69 | Jefferson | 34.4228 | -92.1406 | 2 | 2 | SUB | COAL | Yes | 0.44776 | 1800 | 0.58707 | [6 empty] | 77152783.9 | 44911498.86 | 77152783.9 | 44911498.86 | 7060258 | 4078396 | 5961.84 | 3452.308 | 18523.275 | 8089452.502 | 1653840.692 | 240631.133 | 8145979.55 |  | 1.689 | 1.693 | 5.247 | 2291.546 | 0.234 | 0.034 | 2307.559 |  | 0.155 | 0.154 | 0.48 | 209.7 | 0.021 | 0.003 | 211.165 |  | 1.689 | 1.693 | 5.247 | 2291.546 | 0.234 | 0.034 | 2307.559 |  | 5961.84 | 3452.308 | 18523.275 | 8089452.502 | 1653840.692 | 240631.133 |  | 77152783.9 | 44911498.86 | 77152783.9 | 44911498.86 | EPA/CAMD | EPA/CAMD | EPA/CAMD | EPA/CAMD | EIA | EIA | -- | EPA/CAMD | EPA/CAMD | [14 empty] | 10927.7571 | 7040119.1 | 20138.856 | 0 | 0 | 0 | 0 | 0 | 0 | 0 | 0 | 0 | 7060257.956 | 0 | 0 | 7060257.956 | 0 | 0.99715 | 0.0028524 | 0 | 0 | 0 | 0 | 0 | 0 | 0 | 0 | 0 | 1 | 0 | 0 | 1 | 0 | Yes |  | 59544816.31 | 6242070.236 | 4761.277 | 13958.698 |  | https://www.google.com/maps/@?api=1&map_action=map&center=34.422800000000002%2C-92.140600000000006&zoom=17&basemap=satellite | 1990 | [118 empty] | 0.22 |  |  | 37 |  |  | 0.35 | 0.14 |  |  | 31 |  |  | 0.4 | 0.3 |  |  | 54 |  |  | 0.3 | 0 |  |  | 0 |  |  | 0.05 | 0.12 |  |  | 63 |  |  | 0.12 | 0.04 |  |  | 44 |  |  | 0.06 | 0.17 |  |  | 58 |  |  | 0.16 | 330.8127 | 0.16729 | Coal | FRS_110000451788
457 | 7252 | 2021 | NE | Wahoo | 2310 | Nebraska Public Power District | 13337 | City of Wahoo - (NE) | 19968 | Electric Utility | Southwest Power Pool | SWPP | MRO | MROW | MRO West |  | 31 | 155 | Saunders | 41.2118 | -96.6115 | 6 | 6 | NG | GAS |  | 0.00226 | 14.2 | 1 | [6 empty] | 2829 | 926.001 | 2829 | 926.001 | 280.999 | 92 | 4.487 | 1.463 | 0.391 | 167.653 | 18.133 | 3.598 | 168.416 |  | 31.936 | 31.804 | 2.786 | 1193.264 | 0.065 | 0.013 | 1198.693 |  | 3.172 | 3.16 | 0.277 | 118.525 | 0.006 | 0.001 | 119.064 |  | 31.936 | 31.804 | 2.786 | 1193.26 | 0.065 | 0.013 | 1198.688 |  | 4.487 | 1.463 | 0.391 | 167.653 | 18.133 | 3.598 |  | 2829 | 926.001 | 2829 | 926.001 | EIA | EIA | EIA | EIA | EIA | EIA | -- | EIA | EIA | [14 empty] | 10067.6157 | 0 | 267.984 | 13.016 | 0 | 0 | 0 | 0 | 0 | 0 | 0 | 0 | 281 | 0 | 0 | 281 | 0 | 0 | 0.95368 | 0.04632 | 0 | 0 | 0 | 0 | 0 | 0 | 0 | 0 | 1 | 0 | 0 | 1 | 0 | [7 empty] | https://www.google.com/maps/@?api=1&map_action=map&center=41.211798000000002%2C-96.611549999999994&zoom=17&basemap=satellite | 5010 | [118 empty] | 0.12 |  |  | 14 |  |  | 0.35 | 0.05 |  |  | 13 |  |  | 0.4 | 0.19 |  |  | 34 |  |  | 0.3 | 0.01 |  |  | 58 |  |  | 0.05 | 0.07 |  |  | 43 |  |  | 0.12 | 0.07 |  |  | 71 |  |  | 0.06 | 0.15 |  |  | 48 |  |  | 0.16 | 0.0051066 | 0.11223 | Gas | FRS_110001514745
458 | 304 | 2021 | AZ | Arizona State University CHP | 58199 | Arizona Public Service Co | 803 | Energy Center Phoenix LLC | 58172 | Commercial CHP | Arizona Public Service Company | AZPS | WECC | AZNM | WECC Southwest |  | 4 | 13 | Maricopa | 33.4172 | -111.9283 | 2 | 2 | NG | GAS |  | 0.24411 | 17.1 | 0.92649 |  | Yes | 247152.8 | 0.505 | 0.40237 |  | 195012.68 | 86199.564 | 195012.68 | 86199.564 | 36566 | 17712 | 30.167 | 13.372 | 0.312 | 11397.424 | 429.93 | 42.993 | 11409.205 |  | 1.65 | 1.51 | 0.017 | 623.389 | 0.012 | 0.001 | 624.034 |  | 0.309 | 0.31 | 0.003 | 116.889 | 0.002 | 0 | 117.01 |  | 1.65 | 1.51 | 0.017 | 623.389 | 0.012 | 0.001 | 624.034 |  | 74.975 | 33.233 | 0.774 | 28325.975 | 1068.504 | 106.85 |  | 484664.263 | 214231.444 | 484664.263 | 214231.444 | EIA | EIA | EIA | EIA | EIA | EIA | -- | EIA | EIA | [6 empty] | 289651.583 | 128031.88 | 44.808 | 19.861 | 0.463 | 16928.551 | 638.574 | 63.857 | 5333.1696 | 0 | 0 | 36566 | 0 | 0 | 0 | 0 | 0 | 0 | 0 | 0 | 36566 | 0 | 0 | 36566 | 0 | 0 | 0 | 1 | 0 | 0 | 0 | 0 | 0 | 0 | 0 | 0 | 1 | 0 | 0 | 1 | 0 | [7 empty] | https://www.google.com/maps/@?api=1&map_action=map&center=33.417222000000002%2C-111.92833299999999&zoom=17&basemap=satellite | 141004 | [118 empty] | 0.45 |  |  | 70 |  |  | 0.35 | 0.48 |  |  | 65 |  |  | 0.4 | 0.43 |  |  | 73 |  |  | 0.3 | 0.05 |  |  | 74 |  |  | 0.05 | 0.08 |  |  | 50 |  |  | 0.12 | 0.04 |  |  | 45 |  |  | 0.06 | 0.09 |  |  | 22 |  |  | 0.16 | 0.044549 | 0.0022444 | Gas | FRS_110057117301
459 | 7253 | 2021 | NE | Wakefield | 2311 | Nebraska Public Power District | 13337 | City of Wakefield - (NE) | 19980 | Electric Utility | Southwest Power Pool | SWPP | MRO | MROW | MRO West |  | 31 | 51 | Dixon | 42.2691 | -96.8621 | 4 | 4 | DFO | OIL |  | 0.00078 | 4.1 | 1 | [6 empty] | 290 | 87 | 290 | 87 | 28 | 9.001 | 0.466 | 0.139 | 0.042 | 23.683 | 1.918 | 0.384 | 23.764 |  | 33.286 | 30.885 | 3 | 1691.643 | 0.069 | 0.014 | 1697.438 |  | 3.214 | 3.195 | 0.29 | 163.331 | 0.007 | 0.001 | 163.891 |  | 33.286 | 30.885 | 3 | 1691.643 | 0.069 | 0.014 | 1697.438 |  | 0.466 | 0.139 | 0.042 | 23.683 | 1.918 | 0.384 |  | 290 | 87 | 290 | 87 | EIA | EIA | EIA | EIA | EIA | EIA | -- | EIA | EIA | [14 empty] | 10357.1429 | 0 | 28 | 0 | 0 | 0 | 0 | 0 | 0 | 0 | 0 | 0 | 28 | 0 | 0 | 28 | 0 | 0 | 1 | 0 | 0 | 0 | 0 | 0 | 0 | 0 | 0 | 0 | 1 | 0 | 0 | 1 | 0 | [7 empty] | https://www.google.com/maps/@?api=1&map_action=map&center=42.269100000000002%2C-96.862099999999998&zoom=17&basemap=satellite | 1568 | [118 empty] | 0.32 |  |  | 54 |  |  | 0.35 | 0.4 |  |  | 60 |  |  | 0.4 | 0.23 |  |  | 42 |  |  | 0.3 | 0.09 |  |  | 84 |  |  | 0.05 | 0.21 |  |  | 82 |  |  | 0.12 | 0.08 |  |  | 74 |  |  | 0.06 | 0.17 |  |  | 55 |  |  | 0.16 | 0.00713 | 3.5659 | Oil | FRS_110011457459
460 | 306 | 2021 | AZ | Arlington Valley Energy Facility | 55282 | Salt River Project | 16572 | Arlington Valley LLC | 56812 | IPP Non-CHP | Arlington Valley, LLC - AVBA | DEAA | WECC | AZNM | WECC Southwest |  | 4 | 13 | Maricopa | 33.3417 | -112.8897 | 2 | 3 | NG | GAS |  | 0.38073 | 713 | 0.69878 | [6 empty] | 17388046.05 | 8673135.25 | 17388046.05 | 8673135.25 | 2378008 | 1173059 | 71.111 | 37.548 | 5.216 | 1033352.828 | 38552.856 | 3855.286 | 1034409.176 |  | 0.06 | 0.064 | 0.004 | 869.091 | 0.016 | 0.002 | 869.98 |  | 0.008 | 0.009 | 0.001 | 118.858 | 0.002 | 0 | 118.979 |  | 0.06 | 0.064 | 0.004 | 869.091 | 0.016 | 0.002 | 869.98 |  | 71.111 | 37.548 | 5.216 | 1033352.828 | 38552.856 | 3855.286 |  | 17388046.05 | 8673135.25 | 17388046.05 | 8673135.25 | EPA/CAMD | EPA/CAMD | EPA/CAMD | EPA/CAMD | EIA | EIA | -- | EPA/CAMD | EPA/CAMD | [14 empty] | 7312.0217 | 0 | 0 | 2378008 | 0 | 0 | 0 | 0 | 0 | 0 | 0 | 0 | 2378008 | 0 | 0 | 2378008 | 0 | 0 | 0 | 1 | 0 | 0 | 0 | 0 | 0 | 0 | 0 | 0 | 1 | 0 | 0 | 1 | 0 | Yes |  | 19836474.33 | 1178851.773 | 82.639 | 5.951 |  | https://www.google.com/maps/@?api=1&map_action=map&center=33.341700000000003%2C-112.8897&zoom=17&basemap=satellite | 55 | [118 empty] | 0.37 |  |  | 61 |  |  | 0.35 | 0.43 |  |  | 62 |  |  | 0.4 | 0.31 |  |  | 56 |  |  | 0.3 | 0.1 |  |  | 85 |  |  | 0.05 | 0.45 |  |  | 97 |  |  | 0.12 | 0.05 |  |  | 53 |  |  | 0.06 | 0.04 |  |  | 7 |  |  | 0.16 | 15.3009 | 0.014494 | Gas | FRS_110017420398
461 | 7254 | 2021 | NE | Wayne IC | 2312 | City of Wayne | 20219 | City of Wayne | 20219 | Electric Utility | Southwest Power Pool | SWPP | MRO | MROW | MRO West |  | 31 | 179 | Wayne | 42.2278 | -97.0183 | 8 | 8 | DFO | OIL |  | 0.00503 | 21.8 | 1 | [6 empty] | 10028 | 3172 | 10028 | 3172 | 961 | 303.998 | 16.113 | 5.097 | 1.454 | 818.914 | 66.324 | 13.265 | 821.72 |  | 33.534 | 33.533 | 3.026 | 1704.296 | 0.069 | 0.014 | 1710.134 |  | 3.214 | 3.214 | 0.29 | 163.325 | 0.007 | 0.001 | 163.885 |  | 33.534 | 33.533 | 3.026 | 1704.296 | 0.069 | 0.014 | 1710.134 |  | 16.113 | 5.097 | 1.454 | 818.914 | 66.324 | 13.265 |  | 10028 | 3172 | 10028 | 3172 | EIA | EIA | EIA | EIA | EIA | EIA | -- | EIA | EIA | [14 empty] | 10434.9636 | 0 | 961 | 0 | 0 | 0 | 0 | 0 | 0 | 0 | 0 | 0 | 961 | 0 | 0 | 961 | 0 | 0 | 1 | 0 | 0 | 0 | 0 | 0 | 0 | 0 | 0 | 0 | 1 | 0 | 0 | 1 | 0 | [7 empty] | https://www.google.com/maps/@?api=1&map_action=map&center=42.227800000000002%2C-97.018299999999996&zoom=17&basemap=satellite | 5767 | [118 empty] | 0.24 |  |  | 41 |  |  | 0.35 | 0.14 |  |  | 31 |  |  | 0.4 | 0.32 |  |  | 57 |  |  | 0.3 | 0.01 |  |  | 57 |  |  | 0.05 | 0.05 |  |  | 32 |  |  | 0.12 | 0.03 |  |  | 34 |  |  | 0.06 | 0.12 |  |  | 37 |  |  | 0.16 | 0.11718 | 4.2611 | Oil | FRS_110001513559
462 | 313 | 2021 | AZ | Black Mountain Generating Station | 56482 | UNS Electric, Inc | 19728 | UNS Electric, Inc | 19728 | Electric Utility | Tucson Electric Power Company | TEPC | WECC | AZNM | WECC Southwest |  | 4 | 15 | Mohave | 35.0361 | -114.1594 | 2 | 2 | NG | GAS |  | 0.12046 | 121 | 1 | [6 empty] | 1321109.541 | 831835.423 | 1321109.541 | 831835.423 | 127687 | 80398 | 66.595 | 40.91 | 2.312 | 78513.697 | 2913.766 | 291.377 | 78593.534 |  | 1.043 | 1.018 | 0.036 | 1229.784 | 0.023 | 0.002 | 1231.034 |  | 0.101 | 0.098 | 0.004 | 118.86 | 0.002 | 0 | 118.981 |  | 1.043 | 1.018 | 0.036 | 1229.784 | 0.023 | 0.002 | 1231.034 |  | 66.595 | 40.91 | 2.312 | 78513.697 | 2913.766 | 291.377 |  | 1321109.541 | 831835.423 | 1321109.541 | 831835.423 | EPA/CAMD | EPA/CAMD | EPA/CAMD | EPA/CAMD | EIA | EIA | -- | EPA/CAMD | EPA/CAMD | [14 empty] | 10346.4686 | 0 | 0 | 127687 | 0 | 0 | 0 | 0 | 0 | 0 | 0 | 0 | 127687 | 0 | 0 | 127687 | 0 | 0 | 0 | 1 | 0 | 0 | 0 | 0 | 0 | 0 | 0 | 0 | 1 | 0 | 0 | 1 | 0 | Yes |  | 981230.799 | 58313.571 | 50.856 | 1.717 |  | https://www.google.com/maps/@?api=1&map_action=map&center=35.036099999999998%2C-114.15940000000001&zoom=17&basemap=satellite | 1805 | [118 empty] | 0.51 |  |  | 75 |  |  | 0.35 | 0.47 |  |  | 65 |  |  | 0.4 | 0.55 |  |  | 84 |  |  | 0.3 | 0 |  |  | 0 |  |  | 0.05 | 0.24 |  |  | 86 |  |  | 0.12 | 0 |  |  | 0 |  |  | 0.06 | 0.14 |  |  | 44 |  |  | 0.16 | 6.1779 | 0.074624 | Gas | FRS_110045950583
463 | 7255 | 2021 | NE | West Point Municipal | 2313 | City of West Point - (NE) | 20397 | City of West Point - (NE) | 20397 | Electric Utility | Southwest Power Pool | SWPP | MRO | MROW | MRO West |  | 31 | 39 | Cuming | 41.8449 | -96.7134 | 3 | 3 | DFO | OIL |  | 0.00418 | 4.4 | 1 | [6 empty] | 1661 | 628.001 | 1661 | 628.001 | 161 | 60.999 | 1.854 | 0.587 | 0.166 | 135.642 | 8.719 | 1.631 | 135.994 |  | 23.031 | 19.246 | 2.066 | 1684.994 | 0.054 | 0.01 | 1689.366 |  | 2.232 | 1.869 | 0.2 | 163.326 | 0.005 | 0.001 | 163.749 |  | 23.031 | 19.246 | 2.066 | 1684.994 | 0.054 | 0.01 | 1689.366 |  | 1.854 | 0.587 | 0.166 | 135.642 | 8.719 | 1.631 |  | 1661 | 628.001 | 1661 | 628.001 | EIA | EIA | EIA | EIA | EIA | EIA | -- | EIA | EIA | [14 empty] | 10316.7702 | 0 | 111.096 | 49.904 | 0 | 0 | 0 | 0 | 0 | 0 | 0 | 0 | 161 | 0 | 0 | 161 | 0 | 0 | 0.69004 | 0.30996 | 0 | 0 | 0 | 0 | 0 | 0 | 0 | 0 | 1 | 0 | 0 | 1 | 0 | [7 empty] | https://www.google.com/maps/@?api=1&map_action=map&center=41.844935999999997%2C-96.713449999999995&zoom=17&basemap=satellite | 3546 | [118 empty] | 0.23 |  |  | 39 |  |  | 0.35 | 0.21 |  |  | 41 |  |  | 0.4 | 0.25 |  |  | 45 |  |  | 0.3 | 0.08 |  |  | 81 |  |  | 0.05 | 0.16 |  |  | 74 |  |  | 0.12 | 0.06 |  |  | 57 |  |  | 0.06 | 0.2 |  |  | 66 |  |  | 0.16 | 8.7987e-05 | 0.0045123 | Oil | FRS_110028032073
464 | 322 | 2021 | AZ | Cogeneration 1 | 56229 | Tucson Electric Power Co | 24211 | University of Arizona | 49913 | Commercial CHP | Tucson Electric Power Company | TEPC | WECC | AZNM | WECC Southwest |  | 4 | 19 | Pima | 32.2299 | -110.9528 | 1 | 1 | NG | GAS |  | 0.64347 | 9 | 0.26089 |  | Yes | 297796 | 0.581 | 0.43669 |  | 262463.047 | 95010.269 | 262463.047 | 95010.269 | 50731 | 18321.36 | 40.369 | 14.603 | 0.419 | 15339.529 | 578.632 | 57.863 | 15355.383 |  | 1.591 | 1.594 | 0.017 | 604.74 | 0.011 | 0.001 | 605.365 |  | 0.308 | 0.307 | 0.003 | 116.889 | 0.002 | 0 | 117.01 |  | 1.591 | 1.594 | 0.017 | 604.74 | 0.011 | 0.001 | 605.365 |  | 92.443 | 33.439 | 0.96 | 35126.642 | 1325.034 | 132.503 |  | 601025.332 | 217568.07 | 601025.332 | 217568.07 | EIA | EIA | EIA | EIA | EIA | EIA | -- | EIA | EIA | [6 empty] | 338562.285 | 122557.801 | 52.074 | 18.836 | 0.541 | 19787.113 | 746.402 | 74.64 | 5173.6226 | 0 | 0 | 50731 | 0 | 0 | 0 | 0 | 0 | 0 | 0 | 0 | 50731 | 0 | 0 | 50731 | 0 | 0 | 0 | 1 | 0 | 0 | 0 | 0 | 0 | 0 | 0 | 0 | 1 | 0 | 0 | 1 | 0 | [7 empty] | https://www.google.com/maps/@?api=1&map_action=map&center=32.229922000000002%2C-110.952797&zoom=17&basemap=satellite | 128105 | [118 empty] | 0.53 |  |  | 77 |  |  | 0.35 | 0.54 |  |  | 69 |  |  | 0.4 | 0.54 |  |  | 83 |  |  | 0.3 | 0.06 |  |  | 77 |  |  | 0.05 | 0.15 |  |  | 70 |  |  | 0.12 | 0.04 |  |  | 37 |  |  | 0.06 | 0.13 |  |  | 38 |  |  | 0.16 | 0.061588 | 0.0021835 | Gas | FRS_110028036765
465 | 7258 | 2021 | NE | Wilber | 2315 | Norris Public Power District | 13664 | City of Wilber | 20632 | Electric Utility | Southwest Power Pool | SWPP | MRO | MROW | MRO West |  | 31 | 151 | Saline | 40.4797 | -96.9604 | 3 | 3 | DFO | OIL |  | 0.00063 | 3.6 | 1 | [6 empty] | 260 | 75 | 260 | 75 | 20 | 6 | 0.419 | 0.121 | 0.038 | 21.233 | 1.72 | 0.344 | 21.306 |  | 41.9 | 40.333 | 3.77 | 2123.3 | 0.086 | 0.017 | 2130.574 |  | 3.223 | 3.227 | 0.29 | 163.331 | 0.007 | 0.001 | 163.89 |  | 41.9 | 40.333 | 3.77 | 2123.3 | 0.086 | 0.017 | 2130.574 |  | 0.419 | 0.121 | 0.038 | 21.233 | 1.72 | 0.344 |  | 260 | 75 | 260 | 75 | EIA | EIA | EIA | EIA | EIA | EIA | -- | EIA | EIA | [14 empty] | 13000 | 0 | 20 | 0 | 0 | 0 | 0 | 0 | 0 | 0 | 0 | 0 | 20 | 0 | 0 | 20 | 0 | 0 | 1 | 0 | 0 | 0 | 0 | 0 | 0 | 0 | 0 | 0 | 1 | 0 | 0 | 1 | 0 | [7 empty] | https://www.google.com/maps/@?api=1&map_action=map&center=40.479700000000001%2C-96.960400000000007&zoom=17&basemap=satellite | 2135 | [118 empty] | 0.22 |  |  | 37 |  |  | 0.35 | 0.23 |  |  | 43 |  |  | 0.4 | 0.21 |  |  | 38 |  |  | 0.3 | 0.04 |  |  | 70 |  |  | 0.05 | 0.14 |  |  | 68 |  |  | 0.12 | 0.06 |  |  | 63 |  |  | 0.06 | 0.14 |  |  | 43 |  |  | 0.16 | 0.01116 | 4.464 | Oil | FRS_110001514718
466 | 323 | 2021 | AZ | Cogeneration 2 | 59233 | Tucson Electric Power Co | 24211 | University of Arizona | 49913 | Commercial CHP | Tucson Electric Power Company | TEPC | WECC | AZNM | WECC Southwest |  | 4 | 19 | Pima | 32.2408 | -110.9483 | 1 | 1 | NG | GAS |  | 0.6783 | 6 | 0.20284 |  | Yes | 246132.8 | 0.494 | 0.39728 |  | 182987.769 | 60337.802 | 182987.769 | 60337.802 | 35651.38 | 11739.91 | 28.138 | 9.266 | 0.292 | 10694.634 | 403.419 | 40.342 | 10705.688 |  | 1.578 | 1.579 | 0.016 | 599.956 | 0.011 | 0.001 | 600.576 |  | 0.308 | 0.307 | 0.003 | 116.889 | 0.002 | 0 | 117.01 |  | 1.578 | 1.579 | 0.016 | 599.956 | 0.011 | 0.001 | 600.576 |  | 70.826 | 23.324 | 0.736 | 26919.609 | 1015.452 | 101.545 |  | 460601.016 | 151877.106 | 460601.016 | 151877.106 | EIA | EIA | EIA | EIA | EIA | EIA | -- | EIA | EIA | [6 empty] | 277613.247 | 91539.304 | 42.688 | 14.058 | 0.444 | 16224.975 | 612.033 | 61.203 | 5132.6981 | 0 | 0 | 35651.38 | 0 | 0 | 0 | 0 | 0 | 0 | 0 | 0 | 35651.38 | 0 | 0 | 35651.38 | 0 | 0 | 0 | 1 | 0 | 0 | 0 | 0 | 0 | 0 | 0 | 0 | 1 | 0 | 0 | 1 | 0 | [7 empty] | https://www.google.com/maps/@?api=1&map_action=map&center=32.240833000000002%2C-110.94833300000001&zoom=17&basemap=satellite | 138137 | [118 empty] | 0.51 |  |  | 76 |  |  | 0.35 | 0.5 |  |  | 66 |  |  | 0.4 | 0.54 |  |  | 83 |  |  | 0.3 | 0.06 |  |  | 76 |  |  | 0.05 | 0.13 |  |  | 66 |  |  | 0.12 | 0.04 |  |  | 37 |  |  | 0.06 | 0.13 |  |  | 39 |  |  | 0.16 | 0.043725 | 0.00217 | Gas | FRS_110070398278
467 | 7259 | 2021 | NE | Wisner | 2316 | City of Wisner | 20880 | City of Wisner | 20880 | Electric Utility | Southwest Power Pool | SWPP | MRO | MROW | MRO West |  | 31 | 39 | Cuming | 41.9881 | -96.916 | 3 | 3 | DFO | OIL |  | 0.00484 | 3.8 | 1 |  | Yes | 0 |  | 1 |  | 1670.001 | 528 | 1670.001 | 528 | 161.001 | 51.001 | 2.685 | 0.849 | 0.242 | 136.377 | 11.045 | 2.209 | 136.844 |  | 33.354 | 33.293 | 3.009 | 1694.114 | 0.069 | 0.014 | 1699.918 |  | 3.216 | 3.216 | 0.29 | 163.326 | 0.007 | 0.001 | 163.885 |  | 33.354 | 33.294 | 3.009 | 1694.124 | 0.069 | 0.014 | 1699.928 |  | 2.685 | 0.849 | 0.242 | 136.377 | 11.045 | 2.209 |  | 1670.001 | 528 | 1670.001 | 528 | EIA | EIA | EIA | EIA | EIA | EIA | -- | EIA | EIA | [6 empty] | 0 | 0 | 0 | 0 | 0 | 0 | 0 | 0 | 10372.677 | 0 | 161 | 0 | 0 | 0 | 0 | 0 | 0 | 0 | 0 | 0 | 161 | 0 | 0 | 161 | 0 | 0 | 1 | 0 | 0 | 0 | 0 | 0 | 0 | 0 | 0 | 0 | 1 | 0 | 0 | 1 | 0 | [7 empty] | https://www.google.com/maps/@?api=1&map_action=map&center=41.988069000000003%2C-96.915993999999998&zoom=17&basemap=satellite | 1509 | [118 empty] | 0.14 |  |  | 19 |  |  | 0.35 | 0.04 |  |  | 13 |  |  | 0.4 | 0.24 |  |  | 44 |  |  | 0.3 | 0.02 |  |  | 61 |  |  | 0.05 | 0.08 |  |  | 49 |  |  | 0.12 | 0.07 |  |  | 66 |  |  | 0.06 | 0.21 |  |  | 69 |  |  | 0.16 | 0.062 | 3.8749 | Oil | FRS_110001514479
468 | 325 | 2021 | AZ | Coolidge Generating Station | 56948 | Salt River Project | 16572 | Salt River Project | 16572 | Electric Utility | Salt River Project | SRP | WECC | AZNM | WECC Southwest |  | 4 | 21 | Pinal | 32.9174 | -111.5033 | 12 | 12 | NG | GAS |  | 0.04352 | 726 | 1 | [6 empty] | 2902110.983 | 1558397.913 | 2902110.983 | 1558397.913 | 276761.004 | 151239.996 | 12.562 | 6.128 | 0.871 | 172468.884 | 6408.228 | 640.823 | 172644.469 |  | 0.091 | 0.081 | 0.006 | 1246.338 | 0.023 | 0.002 | 1247.607 |  | 0.009 | 0.008 | 0.001 | 118.858 | 0.002 | 0 | 118.979 |  | 0.091 | 0.081 | 0.006 | 1246.338 | 0.023 | 0.002 | 1247.607 |  | 12.562 | 6.128 | 0.871 | 172468.884 | 6408.228 | 640.823 |  | 2902110.983 | 1558397.913 | 2902110.983 | 1558397.913 | EPA/CAMD | EPA/CAMD | EPA/CAMD | EPA/CAMD | EIA | EIA | -- | EPA/CAMD | EPA/CAMD | [14 empty] | 10485.9824 | 0 | 0 | 276761 | 0 | 0 | 0 | 0 | 0 | 0 | 0 | 0 | 276761 | 0 | 0 | 276761 | 0 | 0 | 0 | 1 | 0 | 0 | 0 | 0 | 0 | 0 | 0 | 0 | 1 | 0 | 0 | 1 | 0 | Yes |  | 3502096.749 | 208123.131 | 16.347 | 1.053 |  | https://www.google.com/maps/@?api=1&map_action=map&center=32.917399000000003%2C-111.503327&zoom=17&basemap=satellite | 1734 | [118 empty] | 0.34 |  |  | 56 |  |  | 0.35 | 0.33 |  |  | 53 |  |  | 0.4 | 0.34 |  |  | 60 |  |  | 0.3 | 0 |  |  | 0 |  |  | 0.05 | 0.13 |  |  | 66 |  |  | 0.12 | 0.11 |  |  | 89 |  |  | 0.06 | 0.29 |  |  | 87 |  |  | 0.16 | 6.6 | 0.026423 | Gas | FRS_110039412267
469 | 7821 | 2021 | NV | Clark | 2322 | Nevada Power Co | 13407 | Nevada Power Co | 13407 | Electric Utility | Nevada Power Company | NEVP | WECC | AZNM | WECC Southwest |  | 32 | 3 | Clark | 36.0875 | -115.0507 | 24 | 19 | NG | GAS |  | 0.08069 | 1375.6 | 1 | [6 empty] | 2923839.391 | 1991622.903 | 2923839.391 | 1991622.903 | 972362.005 | 886019.994 | 33.349 | 21.611 | 0.875 | 173761.821 | 20908.81 | 2090.881 | 174334.722 |  | 0.069 | 0.049 | 0.002 | 357.402 | 0.022 | 0.002 | 358.58 |  | 0.023 | 0.022 | 0.001 | 118.859 | 0.007 | 0.001 | 119.251 |  | 0.069 | 0.049 | 0.002 | 357.402 | 0.022 | 0.002 | 358.58 |  | 33.349 | 21.611 | 0.875 | 173761.821 | 20908.81 | 2090.881 |  | 2923839.391 | 1991622.903 | 2923839.391 | 1991622.903 | EPA/CAMD | EPA/CAMD | EPA/CAMD | EPA/CAMD | EIA | EIA | -- | EPA/CAMD | EPA/CAMD | [14 empty] | 3006.9453 | 0 | 0 | 972362 | 0 | 0 | 0 | 0 | 0 | 0 | 0 | 0 | 972362 | 0 | 0 | 972362 | 0 | 0 | 0 | 1 | 0 | 0 | 0 | 0 | 0 | 0 | 0 | 0 | 1 | 0 | 0 | 1 | 0 | Yes |  | 2787337.436 | 165647.621 | 34.456 | 0.837 |  | https://www.google.com/maps/@?api=1&map_action=map&center=36.087499999999999%2C-115.05070000000001&zoom=17&basemap=satellite | 141047 | [118 empty] | 0.48 |  |  | 72 |  |  | 0.35 | 0.6 |  |  | 73 |  |  | 0.4 | 0.36 |  |  | 63 |  |  | 0.3 | 0.06 |  |  | 77 |  |  | 0.05 | 0.14 |  |  | 67 |  |  | 0.12 | 0.06 |  |  | 58 |  |  | 0.06 | 0.16 |  |  | 52 |  |  | 0.16 | 18.88 | 0.046388 | Gas | FRS_110004307027
470 | 326 | 2021 | AZ | Coronado Generating Station | 6177 | Salt River Project | 16572 | Salt River Project | 16572 | Electric Utility | Salt River Project | SRP | WECC | AZNM | WECC Southwest |  | 4 | 1 | Apache | 34.5789 | -109.2708 | 2 | 2 | RC | COAL | Yes | 0.4726 | 821.8 | 0.54567 | [6 empty] | 41117793.32 | 22819073.12 | 41117793.32 | 22819073.12 | 3402198 | 1904355 | 3446.64 | 1918.993 | 154.191 | 4310858.712 | 920616.646 | 133948.108 | 4342324.688 |  | 2.026 | 2.015 | 0.091 | 2534.161 | 0.271 | 0.039 | 2552.658 |  | 0.168 | 0.168 | 0.007 | 209.683 | 0.022 | 0.003 | 211.214 |  | 2.026 | 2.015 | 0.091 | 2534.161 | 0.271 | 0.039 | 2552.658 |  | 3446.64 | 1918.993 | 154.191 | 4310858.712 | 920616.646 | 133948.108 |  | 41117793.32 | 22819073.12 | 41117793.32 | 22819073.12 | EPA/CAMD | EPA/CAMD | EPA/CAMD | EPA/CAMD | EIA | EIA | -- | EPA/CAMD | EPA/CAMD | [14 empty] | 12085.6557 | 3388988.7 | 13209.269 | 0 | 0 | 0 | 0 | 0 | 0 | 0 | 0 | 0 | 3402197.969 | 0 | 0 | 3402197.969 | 0 | 0.99612 | 0.0038826 | 0 | 0 | 0 | 0 | 0 | 0 | 0 | 0 | 0 | 1 | 0 | 0 | 1 | 0 | Yes |  | 36955942.89 | 3872914.166 | 2881.053 | 157.786 |  | https://www.google.com/maps/@?api=1&map_action=map&center=34.578899999999997%2C-109.27079999999999&zoom=17&basemap=satellite | 3 | [118 empty] | 0.32 |  |  | 54 |  |  | 0.35 | 0.26 |  |  | 47 |  |  | 0.4 | 0.37 |  |  | 64 |  |  | 0.3 | 0 |  |  | 0 |  |  | 0.05 | 0.03 |  |  | 22 |  |  | 0.12 | 0.01 |  |  | 15 |  |  | 0.06 | 0.19 |  |  | 65 |  |  | 0.16 | 466.2607 | 0.35923 | Coal | FRS_110017431242
471 | 7839 | 2021 | NV | Fort Churchill | 2330 | Sierra Pacific Power Co | 17166 | Sierra Pacific Power Co | 17166 | Electric Utility | Nevada Power Company | NEVP | WECC | NWPP | WECC Northwest |  | 32 | 19 | Lyon | 39.1281 | -119.1322 | 2 | 2 | NG | GAS |  | 0.25328 | 230 | 0.9112 | [6 empty] | 5950091.2 | 3815536.257 | 5950091.2 | 3815536.257 | 510307 | 330837 | 367.58 | 232.885 | 1.785 | 353605.612 | 13427.627 | 1342.763 | 353973.529 |  | 1.441 | 1.408 | 0.007 | 1385.854 | 0.026 | 0.003 | 1387.296 |  | 0.124 | 0.122 | 0.001 | 118.857 | 0.002 | 0 | 118.981 |  | 1.441 | 1.408 | 0.007 | 1385.854 | 0.026 | 0.003 | 1387.296 |  | 367.58 | 232.885 | 1.785 | 353605.612 | 13427.627 | 1342.763 |  | 5950091.2 | 3815536.257 | 5950091.2 | 3815536.257 | EPA/CAMD | EPA/CAMD | EPA/CAMD | EPA/CAMD | EIA | EIA | -- | EPA/CAMD | EPA/CAMD | [14 empty] | 11659.8267 | 0 | 0 | 510307 | 0 | 0 | 0 | 0 | 0 | 0 | 0 | 0 | 510307 | 0 | 0 | 510307 | 0 | 0 | 0 | 1 | 0 | 0 | 0 | 0 | 0 | 0 | 0 | 0 | 1 | 0 | 0 | 1 | 0 | Yes |  | 6488575.888 | 385608.43 | 414.83 | 1.947 |  | https://www.google.com/maps/@?api=1&map_action=map&center=39.128100000000003%2C-119.1322&zoom=17&basemap=satellite | 62 | [118 empty] | 0.29 |  |  | 49 |  |  | 0.35 | 0.05 |  |  | 14 |  |  | 0.4 | 0.52 |  |  | 82 |  |  | 0.3 | 0 |  |  | 0 |  |  | 0.05 | 0.03 |  |  | 24 |  |  | 0.12 | 0 |  |  | 0 |  |  | 0.06 | 0.21 |  |  | 71 |  |  | 0.16 | 27.2048 | 0.087652 | Gas | FRS_110000473014
472 | 332 | 2021 | AZ | Desert Basin Generating Station | 55129 | Salt River Project | 16572 | Salt River Project | 16572 | Electric Utility | Salt River Project | SRP | WECC | AZNM | WECC Southwest |  | 4 | 21 | Pinal | 32.9042 | -111.7889 | 2 | 3 | NG | GAS |  | 0.32962 | 646.1 | 0.78397 | [6 empty] | 14709357.12 | 8853961.596 | 14709357.12 | 8853961.596 | 1865594 | 1125594 | 87.79 | 49.872 | 4.413 | 874155.412 | 30664.688 | 3066.469 | 874995.624 |  | 0.094 | 0.089 | 0.005 | 937.134 | 0.016 | 0.002 | 938.034 |  | 0.012 | 0.011 | 0.001 | 118.857 | 0.002 | 0 | 118.971 |  | 0.094 | 0.089 | 0.005 | 937.134 | 0.016 | 0.002 | 938.034 |  | 87.79 | 49.872 | 4.413 | 874155.412 | 30664.688 | 3066.469 |  | 14709357.12 | 8853961.596 | 14709357.12 | 8853961.596 | EPA/CAMD | EPA/CAMD | EPA/CAMD | EPA/CAMD | EIA | EIA | -- | EPA/CAMD | EPA/CAMD | [14 empty] | 7884.5435 | 0 | 0 | 1865594 | 0 | 0 | 0 | 0 | 0 | 0 | 0 | 0 | 1865594 | 0 | 0 | 1865594 | 0 | 0 | 0 | 1 | 0 | 0 | 0 | 0 | 0 | 0 | 0 | 0 | 1 | 0 | 0 | 1 | 0 | Yes |  | 11082733.86 | 658628.446 | 71.034 | 3.325 |  | https://www.google.com/maps/@?api=1&map_action=map&center=32.904200000000003%2C-111.7889&zoom=17&basemap=satellite | 23007 | [118 empty] | 0.57 |  |  | 80 |  |  | 0.35 | 0.66 |  |  | 76 |  |  | 0.4 | 0.49 |  |  | 79 |  |  | 0.3 | 0.05 |  |  | 76 |  |  | 0.05 | 0.2 |  |  | 81 |  |  | 0.12 | 0.07 |  |  | 67 |  |  | 0.06 | 0.14 |  |  | 45 |  |  | 0.16 | 43.3418 | 0.048112 | Gas | FRS_110041241073
473 | 7897 | 2021 | NV | Tracy | 2336 | Sierra Pacific Power Co | 17166 | Sierra Pacific Power Co | 17166 | Electric Utility | Nevada Power Company | NEVP | WECC | NWPP | WECC Northwest |  | 32 | 29 | Storey | 39.5625 | -119.525 | 6 | 8 | NG | GAS |  | 0.46489 | 1032.9 | 0.55852 | [6 empty] | 33385027.67 | 15975506.41 | 33385027.67 | 15975506.41 | 4206378 | 1941718 | 440.492 | 262.013 | 10.016 | 1984029.48 | 74452.861 | 7445.286 | 1986069.488 |  | 0.209 | 0.27 | 0.005 | 943.343 | 0.018 | 0.002 | 944.313 |  | 0.026 | 0.033 | 0.001 | 118.857 | 0.002 | 0 | 118.98 |  | 0.209 | 0.27 | 0.005 | 943.343 | 0.018 | 0.002 | 944.313 |  | 440.492 | 262.013 | 10.016 | 1984029.48 | 74452.861 | 7445.286 |  | 33385027.67 | 15975506.41 | 33385027.67 | 15975506.41 | EPA/CAMD | EPA/CAMD | EPA/CAMD | EPA/CAMD | EIA | EIA | -- | EPA/CAMD | EPA/CAMD | [14 empty] | 7936.7636 | 0 | 0 | 4206378 | 0 | 0 | 0 | 0 | 0 | 0 | 0 | 0 | 4206378 | 0 | 0 | 4206378 | 0 | 0 | 0 | 1 | 0 | 0 | 0 | 0 | 0 | 0 | 0 | 0 | 1 | 0 | 0 | 1 | 0 | Yes |  | 28827039.35 | 1713152.228 | 377.411 | 8.648 |  | https://www.google.com/maps/@?api=1&map_action=map&center=39.5625%2C-119.52500000000001&zoom=17&basemap=satellite | 13 | [118 empty] | 0.32 |  |  | 55 |  |  | 0.35 | 0.44 |  |  | 62 |  |  | 0.4 | 0.21 |  |  | 38 |  |  | 0.3 | 0 |  |  | 0 |  |  | 0.05 | 0.16 |  |  | 73 |  |  | 0.12 | 0.02 |  |  | 21 |  |  | 0.06 | 0.42 |  |  | 96 |  |  | 0.16 | 122.303 | 0.052836 | Gas | FRS_110063916062
474 | 334 | 2021 | AZ | Douglas | 114 | Arizona Public Service Co | 803 | Arizona Public Service Co | 803 | Electric Utility | Arizona Public Service Company | AZPS | WECC | AZNM | WECC Southwest |  | 4 | 3 | Cochise | 31.3641 | -109.5538 | 1 | 1 | DFO | OIL |  | 0.00027 | 26.1 | 1 | [6 empty] | 1229 | 501 | 1229 | 501 | 62 | 25 | 0.541 | 0.22 | 0.189 | 100.364 | 8.128 | 1.626 | 100.708 |  | 17.452 | 17.6 | 6.09 | 3237.548 | 0.131 | 0.026 | 3248.64 |  | 0.88 | 0.878 | 0.307 | 163.326 | 0.007 | 0.001 | 163.886 |  | 17.452 | 17.6 | 6.09 | 3237.548 | 0.131 | 0.026 | 3248.64 |  | 0.541 | 0.22 | 0.189 | 100.364 | 8.128 | 1.626 |  | 1229 | 501 | 1229 | 501 | EIA | EIA | EIA | EIA | EIA | EIA | -- | EIA | EIA | [14 empty] | 19822.5806 | 0 | 62 | 0 | 0 | 0 | 0 | 0 | 0 | 0 | 0 | 0 | 62 | 0 | 0 | 62 | 0 | 0 | 1 | 0 | 0 | 0 | 0 | 0 | 0 | 0 | 0 | 0 | 1 | 0 | 0 | 1 | 0 | [7 empty] | https://www.google.com/maps/@?api=1&map_action=map&center=31.364121999999998%2C-109.5538&zoom=17&basemap=satellite | 15926 | [118 empty] | 0.73 |  |  | 92 |  |  | 0.35 | 0.92 |  |  | 90 |  |  | 0.4 | 0.55 |  |  | 84 |  |  | 0.3 | 0.2 |  |  | 93 |  |  | 0.05 | 0.25 |  |  | 87 |  |  | 0.12 | 0.09 |  |  | 81 |  |  | 0.06 | 0.14 |  |  | 46 |  |  | 0.16 | 0.0074971 | 0.65193 | Oil | FRS_110028036783
475 | 7290 | 2021 | NH | Lost Nation | 2362 | Public Service Co of NH | 15472 | Granite Shore Power | 62032 | IPP Non-CHP | ISO New England Inc. | ISNE | NPCC | NEWE | NPCC New England | ISONE | 33 | 7 | Coos | 44.5951 | -71.4944 | 1 | 1 | DFO | OIL |  | 0.0014 | 18 | 1 | [6 empty] | 8921 | 5980 | 8921 | 5980 | 220 | 38 | 4.937 | 1.824 | 0.544 | 728.514 | 23.44 | 4.688 | 729.505 |  | 44.882 | 96 | 4.95 | 6622.855 | 0.107 | 0.021 | 6631.868 |  | 1.107 | 0.61 | 0.122 | 163.326 | 0.003 | 0.001 | 163.548 |  | 44.882 | 96 | 4.95 | 6622.855 | 0.107 | 0.021 | 6631.868 |  | 4.937 | 1.824 | 0.544 | 728.514 | 23.44 | 4.688 |  | 8921 | 5980 | 8921 | 5980 | EPA/CAMD; EIA | EPA/CAMD | EIA | EIA | EIA | EIA | -- | EPA/CAMD; EIA | EPA/CAMD | [14 empty] | 40550 | 0 | 220 | 0 | 0 | 0 | 0 | 0 | 0 | 0 | 0 | 0 | 220 | 0 | 0 | 220 | 0 | 0 | 1 | 0 | 0 | 0 | 0 | 0 | 0 | 0 | 0 | 0 | 1 | 0 | 0 | 1 | 0 | Yes |  | 7800 |  | 2.379 |  |  | https://www.google.com/maps/@?api=1&map_action=map&center=44.595117000000002%2C-71.494398000000004&zoom=17&basemap=satellite | 1546 | [118 empty] | 0.19 |  |  | 30 |  |  | 0.35 | 0.04 |  |  | 12 |  |  | 0.4 | 0.34 |  |  | 59 |  |  | 0.3 | 0 |  |  | 0 |  |  | 0.05 | 0.15 |  |  | 70 |  |  | 0.12 | 0.09 |  |  | 79 |  |  | 0.06 | 0.23 |  |  | 76 |  |  | 0.16 | 0.58556 | 2.319 | Oil | FRS_110010352821
476 | 343 | 2021 | AZ | Gila River Power Block 2 | 60768 | Arizona Public Service Co | 803 | Salt River Project | 16572 | Electric Utility | Salt River Project | SRP | WECC | AZNM | WECC Southwest |  | 4 | 13 | Maricopa | 32.975 | -112.6944 | 4 | 3 | NG | GAS |  | 0.57726 | 619 | 0.37123 | [6 empty] | 22305123.54 | 10744750.04 | 22305123.54 | 10744750.04 | 3130183 | 1511185 | 3321.012 | 1577.087 | 34.532 | 1303612.439 | 49174.414 | 4917.441 | 1304959.818 |  | 2.122 | 2.087 | 0.022 | 832.93 | 0.016 | 0.002 | 833.791 |  | 0.298 | 0.294 | 0.003 | 116.889 | 0.002 | 0 | 117.01 |  | 2.122 | 2.087 | 0.022 | 832.93 | 0.016 | 0.002 | 833.791 |  | 3321.012 | 1577.087 | 34.532 | 1303612.439 | 49174.414 | 4917.441 |  | 22305123.54 | 10744750.04 | 22305123.54 | 10744750.04 | EIA | EIA |  | EIA | EIA | EIA | -- | EIA | EIA | [14 empty] | 7125.8209 | 0 | 0 | 3130183 | 0 | 0 | 0 | 0 | 0 | 0 | 0 | 0 | 3130183 | 0 | 0 | 3130183 | 0 | 0 | 0 | 1 | 0 | 0 | 0 | 0 | 0 | 0 | 0 | 0 | 1 | 0 | 0 | 1 | 0 | [7 empty] | https://www.google.com/maps/@?api=1&map_action=map&center=32.975000000000001%2C-112.694444&zoom=17&basemap=satellite | 2372 | [118 empty] | 0.69 |  |  | 89 |  |  | 0.35 | 0.81 |  |  | 84 |  |  | 0.4 | 0.56 |  |  | 85 |  |  | 0.3 | 0.24 |  |  | 94 |  |  | 0.05 | 0.29 |  |  | 90 |  |  | 0.12 | 0.07 |  |  | 65 |  |  | 0.06 | 0.1 |  |  | 28 |  |  | 0.16 | 59.4153 | 0.043811 | Gas | FRS_110070395380
477 | 7293 | 2021 | NH | Merrimack | 2364 | Public Service Co of NH | 15472 | Granite Shore Power | 62032 | IPP Non-CHP | ISO New England Inc. | ISNE | NPCC | NEWE | NPCC New England | ISONE | 33 | 13 | Merrimack | 43.1411 | -71.4692 | 4 | 4 | BIT | COAL | Yes | 0.06567 | 496.4 | 1 | [6 empty] | 3196107.979 | 719778.62 | 3196107.979 | 719778.62 | 285553 | 53064 | 361.993 | 97.633 | 198.084 | 327491.113 | 79160.62 | 11521.761 | 330197.363 |  | 2.535 | 3.68 | 1.387 | 2293.733 | 0.277 | 0.04 | 2312.687 |  | 0.227 | 0.271 | 0.124 | 204.931 | 0.025 | 0.004 | 206.625 |  | 2.535 | 3.68 | 1.387 | 2293.733 | 0.277 | 0.04 | 2312.687 |  | 361.993 | 97.633 | 198.084 | 327491.113 | 79160.62 | 11521.761 |  | 3196107.979 | 719778.62 | 3196107.979 | 719778.62 | EPA/CAMD; EIA | EPA/CAMD | EPA/CAMD; EIA | EPA/CAMD; EIA | EIA | EIA | -- | EPA/CAMD; EIA | EPA/CAMD | [14 empty] | 11192.6962 | 284163.45 | 1389.551 | 0 | 0 | 0 | 0 | 0 | 0 | 0 | 0 | 0 | 285553.001 | 0 | 0 | 285553.001 | 0 | 0.99513 | 0.0048662 | 0 | 0 | 0 | 0 | 0 | 0 | 0 | 0 | 0 | 1 | 0 | 0 | 1 | 0 | Yes |  | 3551310.282 | 363457.28 | 421.142 | 110.426 |  | https://www.google.com/maps/@?api=1&map_action=map&center=43.141100000000002%2C-71.469200000000001&zoom=17&basemap=satellite | 12476 | [118 empty] | 0.13 |  |  | 17 |  |  | 0.35 | 0.08 |  |  | 21 |  |  | 0.4 | 0.18 |  |  | 32 |  |  | 0.3 | 0.01 |  |  | 57 |  |  | 0.05 | 0.08 |  |  | 48 |  |  | 0.12 | 0.06 |  |  | 60 |  |  | 0.06 | 0.15 |  |  | 47 |  |  | 0.16 | 15.1143 | 0.23495 | Coal | FRS_110000313802
478 | 344 | 2021 | AZ | Gila River Power Station | 55306 | Arizona Public Service Co | 803 | Salt River Project | 16572 | Electric Utility | Tucson Electric Power Company | TEPC | WECC | AZNM | WECC Southwest |  | 4 | 13 | Maricopa | 32.975 | -112.6944 | 8 | 9 | NG | GAS |  | 0.43442 | 1857 | 0.6093 | [6 empty] | 75458979.98 | 40043700.89 | 75458979.98 | 40043700.89 | 7066889 | 3902808 | 298.469 | 155.359 | 22.639 | 4484417.913 | 23848.088 | 2384.809 | 4485071.351 |  | 0.084 | 0.08 | 0.006 | 1269.135 | 0.003 | 0 | 1269.32 |  | 0.008 | 0.008 | 0.001 | 118.857 | 0 | 0 | 118.874 |  | 0.084 | 0.08 | 0.006 | 1269.135 | 0.003 | 0 | 1269.32 |  | 298.469 | 155.359 | 22.639 | 4484417.913 | 23848.088 | 2384.809 |  | 75458979.98 | 40043700.89 | 75458979.98 | 40043700.89 | EPA/CAMD | EPA/CAMD | EPA/CAMD | EPA/CAMD | EIA | EIA | -- | EPA/CAMD | EPA/CAMD | [14 empty] | 10677.8216 | 0 | 0 | 7066889 | 0 | 0 | 0 | 0 | 0 | 0 | 0 | 0 | 7066889 | 0 | 0 | 7066889 | 0 | 0 | 0 | 1 | 0 | 0 | 0 | 0 | 0 | 0 | 0 | 0 | 1 | 0 | 0 | 1 | 0 | Yes |  | 75491847.81 | 4486367.233 | 322.873 | 22.648 |  | https://www.google.com/maps/@?api=1&map_action=map&center=32.975000000000001%2C-112.6944&zoom=17&basemap=satellite | 2372 | [118 empty] | 0.69 |  |  | 89 |  |  | 0.35 | 0.81 |  |  | 84 |  |  | 0.4 | 0.56 |  |  | 85 |  |  | 0.3 | 0.24 |  |  | 94 |  |  | 0.05 | 0.29 |  |  | 90 |  |  | 0.12 | 0.07 |  |  | 65 |  |  | 0.06 | 0.1 |  |  | 28 |  |  | 0.16 | 122.4875 | 0.028863 | Gas | FRS_110012168901
479 | 7309 | 2021 | NH | Schiller | 2367 | Public Service Co of NH | 15472 | Granite Shore Power | 62032 | IPP Non-CHP | ISO New England Inc. | ISNE | NPCC | NEWE | NPCC New England | ISONE | 33 | 15 | Rockingham | 43.0978 | -70.7842 | 4 | 4 | JF | OIL |  | 0.00034 | 171.2 | 1 | Yes | [5 empty] | 10456.2 | 10456.2 | 10456.2 | 10456.2 | 512 | 279 | 9.146 | 3.817 | 0.002 | 832.407 | 52.891 | 10.578 | 834.644 |  | 35.727 | 27.362 | 0.008 | 3251.59 | 0.103 | 0.021 | 3260.329 |  | 1.749 | 0.73 | 0 | 159.218 | 0.005 | 0.001 | 159.646 |  | 35.727 | 27.362 | 0.008 | 3251.59 | 0.103 | 0.021 | 3260.329 |  | 9.146 | 3.817 | 0.002 | 832.407 | 52.891 | 10.578 |  | 10456.2 | 10456.2 | 10456.2 | 10456.2 | EPA/CAMD; EIA | EPA/CAMD | EIA | EIA | EIA | EIA | -- | EPA/CAMD | EPA/CAMD |  |  |  | 0 | [10 empty] | 20422.2656 | 0 | 512 | 0 | 0 | 0 | 0 | 0 | 0 | 0 | 0 | 0 | 512 | 0 | 0 | 512 | 0 | 0 | 1 | 0 | 0 | 0 | 0 | 0 | 0 | 0 | 0 | 0 | 1 | 0 | 0 | 1 | 0 | Yes |  | 3108.6 |  | 1.225 |  |  | https://www.google.com/maps/@?api=1&map_action=map&center=43.097799999999999%2C-70.784199999999998&zoom=17&basemap=satellite | 24135 | [118 empty] | 0.15 |  |  | 20 |  |  | 0.35 | 0.11 |  |  | 26 |  |  | 0.4 | 0.18 |  |  | 33 |  |  | 0.3 | 0.01 |  |  | 60 |  |  | 0.05 | 0.03 |  |  | 26 |  |  | 0.12 | 0.04 |  |  | 44 |  |  | 0.06 | 0.23 |  |  | 77 |  |  | 0.16 | 1.0962 | 0.093819 | Oil | FRS_110000602991
480 | 348 | 2021 | AZ | Griffith Energy Project | 55124 | WAPA-- Western Area Power Administration | 27000 | Griffith Energy LLC | 56090 | IPP Non-CHP | Griffith Energy, LLC | GRIF | WECC | AZNM | WECC Southwest |  | 4 | 15 | Mohave | 35.054 | -114.1333 | 2 | 3 | NG | GAS |  | 0.6011 | 655 | 0.3315 | [6 empty] | 24837799.53 | 10141457.31 | 24837799.53 | 10141457.31 | 3449007 | 1384964 | 119.866 | 49.663 | 7.452 | 1476075.516 | 54902.412 | 5490.241 | 1477579.842 |  | 0.07 | 0.072 | 0.004 | 855.942 | 0.016 | 0.002 | 856.815 |  | 0.01 | 0.01 | 0.001 | 118.857 | 0.002 | 0 | 118.978 |  | 0.07 | 0.072 | 0.004 | 855.942 | 0.016 | 0.002 | 856.815 |  | 119.866 | 49.663 | 7.452 | 1476075.516 | 54902.412 | 5490.241 |  | 24837799.53 | 10141457.31 | 24837799.53 | 10141457.31 | EPA/CAMD | EPA/CAMD | EPA/CAMD | EPA/CAMD | EIA | EIA | -- | EPA/CAMD | EPA/CAMD | [14 empty] | 7201.4349 | 0 | 0 | 3449007 | 0 | 0 | 0 | 0 | 0 | 0 | 0 | 0 | 3449007 | 0 | 0 | 3449007 | 0 | 0 | 0 | 1 | 0 | 0 | 0 | 0 | 0 | 0 | 0 | 0 | 1 | 0 | 0 | 1 | 0 | Yes |  | 21579467.07 | 1282441.291 | 102.138 | 6.474 |  | https://www.google.com/maps/@?api=1&map_action=map&center=35.054029%2C-114.13327200000001&zoom=17&basemap=satellite | 152 | [118 empty] | 0.51 |  |  | 75 |  |  | 0.35 | 0.47 |  |  | 65 |  |  | 0.4 | 0.55 |  |  | 84 |  |  | 0.3 | 0 |  |  | 0 |  |  | 0.05 | 0.24 |  |  | 86 |  |  | 0.12 | 0 |  |  | 0 |  |  | 0.06 | 0.14 |  |  | 44 |  |  | 0.16 | 33.482 | 0.028279 | Gas | FRS_110005974197
481 | 7321 | 2021 | NH | White Lake | 2369 | Public Service Co of NH | 15472 | Granite Shore Power | 62032 | IPP Non-CHP | ISO New England Inc. | ISNE | NPCC | NEWE | NPCC New England | ISONE | 33 | 3 | Carroll | 43.8478 | -71.2069 | 1 | 1 | JF | OIL |  | 0.00443 | 18.6 | 1 | [6 empty] | 21567 | 12045 | 21567 | 12045 | 721 | 123 | 13.887 | 4.878 | 0.003 | 1716.925 | 75.947 | 15.189 | 1720.138 |  | 38.521 | 79.317 | 0.008 | 4762.621 | 0.105 | 0.021 | 4771.533 |  | 1.288 | 0.81 | 0 | 159.218 | 0.004 | 0.001 | 159.516 |  | 38.521 | 79.317 | 0.008 | 4762.621 | 0.105 | 0.021 | 4771.533 |  | 13.887 | 4.878 | 0.003 | 1716.925 | 75.947 | 15.189 |  | 21567 | 12045 | 21567 | 12045 | EPA/CAMD; EIA | EPA/CAMD | EIA | EIA | EIA | EIA | -- | EPA/CAMD; EIA | EPA/CAMD | [14 empty] | 29912.6214 | 0 | 721 | 0 | 0 | 0 | 0 | 0 | 0 | 0 | 0 | 0 | 721 | 0 | 0 | 721 | 0 | 0 | 1 | 0 | 0 | 0 | 0 | 0 | 0 | 0 | 0 | 0 | 1 | 0 | 0 | 1 | 0 | Yes |  | 8913.3 |  | 3.609 |  |  | https://www.google.com/maps/@?api=1&map_action=map&center=43.847799999999999%2C-71.206900000000005&zoom=17&basemap=satellite | 2649 | [118 empty] | 0.16 |  |  | 23 |  |  | 0.35 | 0.04 |  |  | 12 |  |  | 0.4 | 0.28 |  |  | 50 |  |  | 0.3 | 0 |  |  | 0 |  |  | 0.05 | 0.09 |  |  | 52 |  |  | 0.12 | 0.03 |  |  | 32 |  |  | 0.06 | 0.18 |  |  | 61 |  |  | 0.16 | 0.081117 | 0.22947 | Oil | FRS_110007380609
482 | 355 | 2021 | AZ | IRC Generator Facility | 56899 | Garkane Energy Coop, Inc | 6957 | Garkane Energy Coop, Inc | 6957 | Electric Utility | Western Area Power Administration - Desert Southwest Region | WALC | WECC | NWPP | WECC Northwest |  | 4 | 5 | Coconino | 36.9708 | -112.5264 | 2 | 2 | DFO | OIL |  | 0 | 3 | [11 empty] | 0 | 0 | 0 |  | 0 | 0 | [45 empty] | -- | [17 empty] | 0 | 0 | 0 | 0 | 0 | 0 | 0 | 0 | 0 | 0 | 0 | 0 | 0 | 0 | 0 | 0 | [23 empty] | https://www.google.com/maps/@?api=1&map_action=map&center=36.970799999999997%2C-112.5264&zoom=17&basemap=satellite | 1200 | [118 empty] | 0.34 |  |  | 57 |  |  | 0.35 | 0.25 |  |  | 45 |  |  | 0.4 | 0.43 |  |  | 73 |  |  | 0.3 | 0 |  |  | 0 |  |  | 0.05 | 0.19 |  |  | 79 |  |  | 0.12 | 0.02 |  |  | 24 |  |  | 0.06 | 0.16 |  |  | 53 |  |  | 0.16 |  |  | Oil | FRS_
483 | 7384 | 2021 | NJ | Carlls Corner Energy Center | 2379 | Atlantic City Electric Co | 963 | Calpine New Jersey Generation LLC | 56606 | IPP Non-CHP | PJM Interconnection, LLC | PJM | RFC | RFCE | RFC East | PJM | 34 | 11 | Cumberland | 39.4547 | -75.2014 | 2 | 2 | NG | GAS |  | 0.00683 | 83.8 | 1 | [6 empty] | 140046.1 | 120917.5 | 140046.1 | 120917.5 | 5014 | 2526 | 49.017 | 42.322 | 0.042 | 8320.7 | 186.084 | 18.608 | 8325.799 |  | 19.552 | 33.509 | 0.017 | 3318.987 | 0.037 | 0.004 | 3321.021 |  | 0.7 | 0.7 | 0.001 | 118.828 | 0.001 | 0 | 118.901 |  | 19.552 | 33.509 | 0.017 | 3318.987 | 0.037 | 0.004 | 3321.021 |  | 49.017 | 42.322 | 0.042 | 8320.7 | 186.084 | 18.608 |  | 140046.1 | 120917.5 | 140046.1 | 120917.5 | EPA/CAMD | EPA/CAMD | EPA/CAMD | EPA/CAMD | EIA | EIA | -- | EPA/CAMD | EPA/CAMD | [14 empty] | 27931.0132 | 0 | 0 | 5014 | 0 | 0 | 0 | 0 | 0 | 0 | 0 | 0 | 5014 | 0 | 0 | 5014 | 0 | 0 | 0 | 1 | 0 | 0 | 0 | 0 | 0 | 0 | 0 | 0 | 1 | 0 | 0 | 1 | 0 | Yes |  | 140067.3 | 8582.5 | 29.056 | 2.649 |  | https://www.google.com/maps/@?api=1&map_action=map&center=39.454700000000003%2C-75.201400000000007&zoom=17&basemap=satellite | 27385 | [118 empty] | 0.6 |  |  | 83 |  |  | 0.35 | 0.75 |  |  | 80 |  |  | 0.4 | 0.52 |  |  | 81 |  |  | 0.3 | 0.14 |  |  | 89 |  |  | 0.05 | 0.29 |  |  | 90 |  |  | 0.12 | 0.08 |  |  | 77 |  |  | 0.06 | 0.1 |  |  | 27 |  |  | 0.16 | 0.91414 | 0.20876 | Gas | FRS_110010353508
484 | 368 | 2021 | AZ | Mesquite Generating Station | 55481 | Salt River Project | 16572 | Salt River Project | 16572 | Electric Utility | Salt River Project | SRP | WECC | AZNM | WECC Southwest |  | 4 | 13 | Maricopa | 33.345 | -112.8642 | 4 | 6 | NG | GAS |  | 0.50948 | 1383.2 | 0.48419 | [6 empty] | 45260616.86 | 22894694.89 | 45260616.86 | 22894694.89 | 6173339 | 3122264 | 205.089 | 101.372 | 13.578 | 2689783.405 | 44947.126 | 4494.713 | 2691014.956 |  | 0.066 | 0.065 | 0.004 | 871.419 | 0.007 | 0.001 | 871.818 |  | 0.009 | 0.009 | 0.001 | 118.858 | 0.001 | 0 | 118.912 |  | 0.066 | 0.065 | 0.004 | 871.419 | 0.007 | 0.001 | 871.818 |  | 205.089 | 101.372 | 13.578 | 2689783.405 | 44947.126 | 4494.713 |  | 45260616.86 | 22894694.89 | 45260616.86 | 22894694.89 | EPA/CAMD | EPA/CAMD | EPA/CAMD | EPA/CAMD | EIA | EIA | -- | EPA/CAMD | EPA/CAMD | [14 empty] | 7331.6267 | 0 | 0 | 6173339 | 0 | 0 | 0 | 0 | 0 | 0 | 0 | 0 | 6173339 | 0 | 0 | 6173339 | 0 | 0 | 0 | 1 | 0 | 0 | 0 | 0 | 0 | 0 | 0 | 0 | 1 | 0 | 0 | 1 | 0 | Yes |  | 51194154.29 | 3042390.563 | 231.174 | 15.359 |  | https://www.google.com/maps/@?api=1&map_action=map&center=33.344999999999999%2C-112.86416699999999&zoom=17&basemap=satellite | 89 | [118 empty] | 0.38 |  |  | 62 |  |  | 0.35 | 0.44 |  |  | 62 |  |  | 0.4 | 0.32 |  |  | 58 |  |  | 0.3 | 0.11 |  |  | 86 |  |  | 0.05 | 0.45 |  |  | 97 |  |  | 0.12 | 0.05 |  |  | 51 |  |  | 0.06 | 0.05 |  |  | 8 |  |  | 0.16 | 110.549 | 0.030386 | Gas | FRS_110012547431
485 | 7619 | 2021 | NJ | Sayreville | 2390 | Jersey Central Power & Lt Co | 9726 | Sayreville Power, LLC | 63034 | IPP Non-CHP | PJM Interconnection, LLC | PJM | RFC | RFCE | RFC East | PJM | 34 | 23 | Middlesex | 40.4765 | -74.3523 | 4 | 4 | NG | GAS |  | 0 | 212 | [7 empty] | 25951 | 13233.9 | 25951 | 13233.9 | -1088 | -555 | 1.947 | 0.992 | 0.961 | 1739.4 | 93.613 | 14.883 | 1742.788 |  | 0 | 0 | 0 | 0 | 0 | 0 | 0 |  | 0.15 | 0.15 | 0.074 | 134.053 | 0.004 | 0.001 | 134.314 |  | 0 | 0 | 0 | 0 | 0 | 0 | 0 |  | 1.947 | 0.992 | 0.961 | 1739.4 | 93.613 | 14.883 |  | 25951 | 13233.9 | 25951 | 13233.9 | EPA/CAMD | EPA/CAMD | EPA/CAMD | EPA/CAMD | EIA | EIA | -- | EPA/CAMD | EPA/CAMD | [14 empty] | -23851.9782 | 0 | -352.4 | -735.602 | 0 | 0 | 0 | 0 | 0 | 0 | 0 | 0 | -1088.002 | 0 | 0 | -1088.002 | 0 | [16 empty] | Yes |  | 79675.2 | 6013.5 | 6.462 | 6.024 |  | https://www.google.com/maps/@?api=1&map_action=map&center=40.476525000000002%2C-74.352335999999994&zoom=17&basemap=satellite | 54648 | [118 empty] | 0.33 |  |  | 55 |  |  | 0.35 | 0.46 |  |  | 64 |  |  | 0.4 | 0.19 |  |  | 35 |  |  | 0.3 | 0.07 |  |  | 80 |  |  | 0.05 | 0.1 |  |  | 57 |  |  | 0.12 | 0.07 |  |  | 64 |  |  | 0.06 | 0.14 |  |  | 46 |  |  | 0.16 | 0.41 | 0 | Gas | FRS_110020515334
486 | 376 | 2021 | AZ | New Harquahala Generating Company | 55372 | Salt River Project | 16572 | New Harquahala Generating Co, LLC | 32790 | IPP Non-CHP | New Harquahala Generating Company, LLC - HGBA | HGMA | WECC | AZNM | WECC Southwest |  | 4 | 13 | Maricopa | 33.476 | -113.1134 | 3 | 6 | NG | GAS |  | 0.2001 | 1277.1 | 0.99984 | [6 empty] | 15869168.51 | 15004593.08 | 15869168.51 | 15004593.08 | 2238544 | 2120785 | 73.977 | 70.146 | 4.761 | 943077.963 | 35274.44 | 3527.444 | 944044.483 |  | 0.066 | 0.066 | 0.004 | 842.582 | 0.016 | 0.002 | 843.445 |  | 0.009 | 0.009 | 0.001 | 118.857 | 0.002 | 0 | 118.978 |  | 0.066 | 0.066 | 0.004 | 842.582 | 0.016 | 0.002 | 843.445 |  | 73.977 | 70.146 | 4.761 | 943077.963 | 35274.44 | 3527.444 |  | 15869168.51 | 15004593.08 | 15869168.51 | 15004593.08 | EPA/CAMD | EPA/CAMD | EPA/CAMD | EPA/CAMD | EIA | EIA | -- | EPA/CAMD | EPA/CAMD | [14 empty] | 7089.0581 | 0 | 0 | 2238544 | 0 | 0 | 0 | 0 | 0 | 0 | 0 | 0 | 2238544 | 0 | 0 | 2238544 | 0 | 0 | 0 | 1 | 0 | 0 | 0 | 0 | 0 | 0 | 0 | 0 | 1 | 0 | 0 | 1 | 0 | Yes |  | 18983941.93 | 1128209.826 | 87.607 | 5.696 |  | https://www.google.com/maps/@?api=1&map_action=map&center=33.475960000000001%2C-113.113434&zoom=17&basemap=satellite | 101 | [118 empty] | 0.46 |  |  | 71 |  |  | 0.35 | 0.47 |  |  | 64 |  |  | 0.4 | 0.45 |  |  | 75 |  |  | 0.3 | 0.16 |  |  | 91 |  |  | 0.05 | 0.32 |  |  | 92 |  |  | 0.12 | 0.01 |  |  | 12 |  |  | 0.06 | 0.16 |  |  | 52 |  |  | 0.16 |  |  | Gas | FRS_
487 | 7462 | 2021 | NJ | Gilbert Generating Station | 2393 | Jersey Central Power & Lt Co | 9726 | Gilbert Power, LLC | 63033 | IPP Non-CHP | PJM Interconnection, LLC | PJM | RFC | RFCE | RFC East | PJM | 34 | 19 | Hunterdon | 40.5658 | -75.1639 | 5 | 6 | NG | GAS |  | 0.01534 | 512 | 1 | [6 empty] | 812873.259 | 608108.929 | 812873.259 | 608108.929 | 68804 | 50804 | 15.442 | 10.652 | 0.34 | 48518.027 | 1978.633 | 204.125 | 48573.175 |  | 0.449 | 0.419 | 0.01 | 1410.326 | 0.029 | 0.003 | 1411.929 |  | 0.038 | 0.035 | 0.001 | 119.374 | 0.002 | 0 | 119.51 |  | 0.449 | 0.419 | 0.01 | 1410.326 | 0.029 | 0.003 | 1411.929 |  | 15.442 | 10.652 | 0.34 | 48518.027 | 1978.633 | 204.125 |  | 812873.259 | 608108.929 | 812873.259 | 608108.929 | EPA/CAMD | EPA/CAMD | EPA/CAMD | EPA/CAMD | EIA | EIA | -- | EPA/CAMD | EPA/CAMD | [14 empty] | 11814.3314 | 0 | 603.296 | 68200.704 | 0 | 0 | 0 | 0 | 0 | 0 | 0 | 0 | 68804 | 0 | 0 | 68804 | 0 | 0 | 0.0087683 | 0.99123 | 0 | 0 | 0 | 0 | 0 | 0 | 0 | 0 | 1 | 0 | 0 | 1 | 0 | Yes |  | 1102929.109 | 65777.462 | 18.684 | 0.439 |  | https://www.google.com/maps/@?api=1&map_action=map&center=40.565832999999998%2C-75.163888999999998&zoom=17&basemap=satellite | 4812 | [118 empty] | 0.08 |  |  | 7 |  |  | 0.35 | 0.04 |  |  | 11 |  |  | 0.4 | 0.12 |  |  | 22 |  |  | 0.3 | 0.01 |  |  | 57 |  |  | 0.05 | 0.04 |  |  | 28 |  |  | 0.12 | 0.04 |  |  | 39 |  |  | 0.06 | 0.21 |  |  | 71 |  |  | 0.16 | 0.6 | 0.094712 | Gas | FRS_110000734359
488 | 377 | 2021 | AZ | North Loop | 6088 | Tucson Electric Power Co | 24211 | Tucson Electric Power Co | 24211 | Electric Utility | Tucson Electric Power Company | TEPC | WECC | AZNM | WECC Southwest |  | 4 | 19 | Pima | 32.401 | -111.1262 | 4 | 4 | NG | GAS |  | 0.00179 | 107.8 | 1 | [6 empty] | 23452.001 | 12502.001 | 23452.001 | 12502.001 | 1688.999 | 899.999 | 3.641 | 1.94 | 0.038 | 1370.641 | 51.703 | 5.17 | 1372.058 |  | 4.311 | 4.311 | 0.044 | 1623.022 | 0.031 | 0.003 | 1624.699 |  | 0.311 | 0.31 | 0.003 | 116.889 | 0.002 | 0 | 117.01 |  | 4.311 | 4.311 | 0.044 | 1623.021 | 0.031 | 0.003 | 1624.698 |  | 3.641 | 1.94 | 0.038 | 1370.641 | 51.703 | 5.17 |  | 23452.001 | 12502.001 | 23452.001 | 12502.001 | EIA | EIA | EIA | EIA | EIA | EIA | -- | EIA | EIA | [14 empty] | 13885.1397 | 0 | 0 | 1689 | 0 | 0 | 0 | 0 | 0 | 0 | 0 | 0 | 1689 | 0 | 0 | 1689 | 0 | 0 | 0 | 1 | 0 | 0 | 0 | 0 | 0 | 0 | 0 | 0 | 1 | 0 | 0 | 1 | 0 | [7 empty] | https://www.google.com/maps/@?api=1&map_action=map&center=32.401000000000003%2C-111.1262&zoom=17&basemap=satellite | 17548 | [118 empty] | 0.28 |  |  | 48 |  |  | 0.35 | 0.42 |  |  | 61 |  |  | 0.4 | 0.14 |  |  | 24 |  |  | 0.3 | 0.02 |  |  | 62 |  |  | 0.05 | 0.04 |  |  | 29 |  |  | 0.12 | 0.07 |  |  | 64 |  |  | 0.06 | 0.2 |  |  | 69 |  |  | 0.16 | 0.008449 | 0.019334 | Gas | FRS_110009066964
489 | 7365 | 2021 | NJ | Bergen Generating Station | 2398 | Public Service Elec & Gas Co | 15477 | PSEG Fossil LLC | 15147 | IPP Non-CHP | PJM Interconnection, LLC | PJM | RFC | RFCE | RFC East | PJM | 34 | 3 | Bergen | 40.8375 | -74.0244 | 6 | 8 | NG | GAS |  | 0.14177 | 1400.8 | 1 |  | Yes | 0 |  | 1 |  | 13563543.51 | 7278989.142 | 13563543.51 | 7278989.142 | 1739692 | 910299 | 126.402 | 91.7 | 4.091 | 806071.33 | 29928.418 | 2993.068 | 806891.402 |  | 0.145 | 0.201 | 0.005 | 926.683 | 0.017 | 0.002 | 927.626 |  | 0.019 | 0.025 | 0.001 | 118.859 | 0.002 | 0 | 118.979 |  | 0.145 | 0.201 | 0.005 | 926.683 | 0.017 | 0.002 | 927.626 |  | 126.402 | 91.7 | 4.091 | 806071.33 | 29928.418 | 2993.068 |  | 13563543.51 | 7278989.142 | 13563543.51 | 7278989.142 | EPA/CAMD | EPA/CAMD | EPA/CAMD | EPA/CAMD | EIA | EIA | -- | EPA/CAMD | EPA/CAMD | [6 empty] | 0 | 0 | 0 | 0 | 0 | 0 | 0 | 0 | 7796.52 | 0 | -154.56 | 1739846.56 | 0 | 0 | 0 | 0 | 0 | 0 | 0 | 0 | 1739692 | 0 | 0 | 1739692 | 0 | 0 | 0 | 1 | 0 | 0 | 0 | 0 | 0 | 0 | 0 | 0 | 1 | 0 | 0 | 1 | 0 | Yes |  | 16324532.69 | 974486.555 | 177.091 | 4.91 |  | https://www.google.com/maps/@?api=1&map_action=map&center=40.837499999999999%2C-74.0244&zoom=17&basemap=satellite | 206397 | [118 empty] | 0.45 |  |  | 70 |  |  | 0.35 | 0.67 |  |  | 77 |  |  | 0.4 | 0.24 |  |  | 43 |  |  | 0.3 | 0.17 |  |  | 91 |  |  | 0.05 | 0.12 |  |  | 64 |  |  | 0.12 | 0.05 |  |  | 54 |  |  | 0.06 | 0.17 |  |  | 58 |  |  | 0.16 | 188.5728 | 0.22487 | Gas | FRS_110013716826
490 | 378 | 2021 | AZ | Northwest Regional | 57403 | Arizona Public Service Co | 803 | WM Renewable Energy LLC | 54842 | IPP Non-CHP | Arizona Public Service Company | AZPS | WECC | AZNM | WECC Southwest |  | 4 | 13 | Maricopa | 33.6819 | -112.4767 | 2 | 2 | LFG | BIOMASS |  | 0.69456 | 3.2 | 0.17573 | Yes | [5 empty] | 218110 | 90527 | 218110 | 90527 | 19470 | 8081 | 0 | 0 | 3.653 | 0.001 | 0 | 0 | 0.001 |  | 0 | 0 | 0.375 | 0 | 0 | 0 | 0 |  | 0 | 0 | 0.033 | 0 | 0 | 0 | 0 |  | 0 | 0 | 0.375 | 0 | 0 | 0 | 0 |  | 155.334 | 64.472 | 4.907 | 13849.94 | 507.324 | 50.732 |  | 218110 | 90527 | 218110 | 90527 | EIA | EIA | EIA | EIA | EIA | EIA | -- | EIA | EIA | 155.334 | 64.472 | 1.254 | 13849.939 | 507.324 | 50.732 | [8 empty] | 11202.3626 | 0 | 0 | 0 | 0 | 0 | 19470 | 0 | 0 | 0 | 0 | 0 | 0 | 19470 | 19470 | 19470 | 0 | 0 | 0 | 0 | 0 | 0 | 1 | 0 | 0 | 0 | 0 | 0 | 0 | 1 | 1 | 1 | 0 | [7 empty] | https://www.google.com/maps/@?api=1&map_action=map&center=33.681944000000001%2C-112.47666599999999&zoom=17&basemap=satellite | 4735 | [118 empty] | 0.2 |  |  | 32 |  |  | 0.35 | 0.19 |  |  | 38 |  |  | 0.4 | 0.21 |  |  | 38 |  |  | 0.3 | 0 |  |  | 0 |  |  | 0.05 | 0.11 |  |  | 59 |  |  | 0.12 | 0.01 |  |  | 13 |  |  | 0.06 | 0.39 |  |  | 95 |  |  | 0.16 | 1.7507 | 0.16189 | Biomass | FRS_110015938495
491 | 7378 | 2021 | NJ | Burlington Generating Station | 2399 | Public Service Elec & Gas Co | 15477 | PSEG Fossil LLC | 15147 | IPP Non-CHP | PJM Interconnection, LLC | PJM | RFC | RFCE | RFC East | PJM | 34 | 5 | Burlington | 40.0766 | -74.8792 | 4 | 4 | NG | GAS |  | 0.00854 | 242 | 1 | [6 empty] | 174580.299 | 146439.208 | 174580.299 | 146439.208 | 18094 | 15177 | 8.193 | 6.587 | 0.053 | 10381.351 | 410.32 | 41.24 | 10392.625 |  | 0.906 | 0.868 | 0.006 | 1147.491 | 0.023 | 0.002 | 1148.737 |  | 0.094 | 0.09 | 0.001 | 118.929 | 0.002 | 0 | 119.058 |  | 0.906 | 0.868 | 0.006 | 1147.491 | 0.023 | 0.002 | 1148.737 |  | 8.193 | 6.587 | 0.053 | 10381.351 | 410.32 | 41.24 |  | 174580.299 | 146439.208 | 174580.299 | 146439.208 | EPA/CAMD | EPA/CAMD | EPA/CAMD | EPA/CAMD | EIA | EIA | -- | EPA/CAMD | EPA/CAMD | [14 empty] | 9648.5188 | 0 | 32.226 | 18061.774 | 0 | 0 | 0 | 0 | 0 | 0 | 0 | 0 | 18094 | 0 | 0 | 18094 | 0 | 0 | 0.001781 | 0.99822 | 0 | 0 | 0 | 0 | 0 | 0 | 0 | 0 | 1 | 0 | 0 | 1 | 0 | Yes |  | 561709.384 | 34476.437 | 27.951 | 0.206 |  | https://www.google.com/maps/@?api=1&map_action=map&center=40.076611%2C-74.879171999999997&zoom=17&basemap=satellite | 75076 | [118 empty] | 0.38 |  |  | 62 |  |  | 0.35 | 0.48 |  |  | 65 |  |  | 0.4 | 0.28 |  |  | 50 |  |  | 0.3 | 0.02 |  |  | 66 |  |  | 0.05 | 0.1 |  |  | 57 |  |  | 0.12 | 0.07 |  |  | 68 |  |  | 0.06 | 0.16 |  |  | 52 |  |  | 0.16 | 1.304 | 0.18386 | Gas | FRS_110000582012
492 | 379 | 2021 | AZ | Novo BioPower Plant | 56616 | Arizona Public Service Co | 803 | Novo Biopower LLC | 55925 | IPP Non-CHP | Arizona Public Service Company | AZPS | WECC | AZNM | WECC Southwest |  | 4 | 17 | Navajo | 34.5032 | -110.335 | 1 | 1 | WDS | BIOMASS |  | 0.80052 | 27.2 | 0 | Yes | [5 empty] | 2886337.67 | 1199151.36 | 2886337.67 | 1199151.36 | 190741 | 82199 | 231.196 | 99.29 | 36.064 | 83.352 | 203527.922 | 26712.942 | 6607.68 |  | 2.424 | 2.416 | 0.378 | 0.874 | 1.067 | 0.14 | 69.284 |  | 0.16 | 0.166 | 0.025 | 0.058 | 0.071 | 0.009 | 4.579 |  | 2.424 | 2.416 | 0.378 | 0.874 | 1.067 | 0.14 | 69.284 |  | 231.196 | 99.29 | 36.064 | 298374.042 | 203527.922 | 26712.942 |  | 2886337.67 | 1199151.36 | 2886337.67 | 1199151.36 | EIA | EIA | EIA | EIA | EIA | EIA | -- | EIA | EIA |  |  |  | 298290.69 | [10 empty] | 15132.2348 | 0 | 0 | 94.535 | 0 | 0 | 190646.47 | 0 | 0 | 0 | 0 | 0 | 94.535 | 190646.47 | 190646.47 | 190741.005 | 0 | 0 | 0 | 0.00049562 | 0 | 0 | 0.9995 | 0 | 0 | 0 | 0 | 0 | 0.00049562 | 0.9995 | 0.9995 | 1 | 0 | [7 empty] | https://www.google.com/maps/@?api=1&map_action=map&center=34.503157999999999%2C-110.334953&zoom=17&basemap=satellite | 19 | [118 empty] | 0.41 |  |  | 66 |  |  | 0.35 | 0.22 |  |  | 42 |  |  | 0.4 | 0.6 |  |  | 88 |  |  | 0.3 | 0.03 |  |  | 69 |  |  | 0.05 | 0.12 |  |  | 62 |  |  | 0.12 | 0.09 |  |  | 79 |  |  | 0.06 | 0.13 |  |  | 39 |  |  | 0.16 | 31.1093 | 0.30901 | Biomass | FRS_110045950903
493 | 7444 | 2021 | NJ | Essex | 2401 | Public Service Elec & Gas Co | 15477 | PSEG Fossil LLC | 15147 | IPP Non-CHP | PJM Interconnection, LLC | PJM | RFC | RFCE | RFC East | PJM | 34 | 13 | Essex | 40.7372 | -74.1206 | 1 | 1 | NG | GAS |  | 0.00405 | 93.6 | 1 | [6 empty] | 52654.317 | 42289.632 | 52654.317 | 42289.632 | 3318 | 2665 | 5.211 | 3.6 | 0.018 | 3133.199 | 114.151 | 11.508 | 3136.341 |  | 3.141 | 2.702 | 0.011 | 1888.607 | 0.034 | 0.003 | 1890.501 |  | 0.198 | 0.17 | 0.001 | 119.01 | 0.002 | 0 | 119.129 |  | 3.141 | 2.702 | 0.011 | 1888.606 | 0.034 | 0.003 | 1890.5 |  | 5.211 | 3.6 | 0.018 | 3133.199 | 114.151 | 11.508 |  | 52654.317 | 42289.632 | 52654.317 | 42289.632 | EPA/CAMD | EPA/CAMD | EPA/CAMD | EPA/CAMD | EIA | EIA | -- | EPA/CAMD | EPA/CAMD | [14 empty] | 15869.2891 | 0 | 9.021 | 3308.98 | 0 | 0 | 0 | 0 | 0 | 0 | 0 | 0 | 3318.001 | 0 | 0 | 3318.001 | 0 | 0 | 0.0027188 | 0.99728 | 0 | 0 | 0 | 0 | 0 | 0 | 0 | 0 | 1 | 0 | 0 | 1 | 0 | Yes |  | 11795.017 | 700.884 | 0.644 | 0.004 |  | https://www.google.com/maps/@?api=1&map_action=map&center=40.737200000000001%2C-74.120599999999996&zoom=17&basemap=satellite | 227223 | [118 empty] | 0.57 |  |  | 80 |  |  | 0.35 | 0.76 |  |  | 81 |  |  | 0.4 | 0.39 |  |  | 67 |  |  | 0.3 | 0.21 |  |  | 93 |  |  | 0.05 | 0.19 |  |  | 79 |  |  | 0.12 | 0.07 |  |  | 67 |  |  | 0.06 | 0.11 |  |  | 32 |  |  | 0.16 | 0.026 | 0.084279 | Gas | FRS_110001530898
494 | 407 | 2021 | AZ | Redhawk Generating Facility | 55455 | Salt River Project | 16572 | Arizona Public Service Co | 803 | Electric Utility | Salt River Project | SRP | WECC | AZNM | WECC Southwest |  | 4 | 13 | Maricopa | 33.3346 | -112.8406 | 4 | 6 | NG | GAS |  | 0.54959 | 1140.3 | 0.41736 | [6 empty] | 38526163.37 | 17995643.35 | 38526163.37 | 17995643.35 | 5489823 | 2578886 | 170.956 | 77.959 | 11.558 | 2289557.344 | 85359.793 | 8535.979 | 2291896.202 |  | 0.062 | 0.06 | 0.004 | 834.11 | 0.016 | 0.002 | 834.962 |  | 0.009 | 0.009 | 0.001 | 118.857 | 0.002 | 0 | 118.979 |  | 0.062 | 0.06 | 0.004 | 834.11 | 0.016 | 0.002 | 834.962 |  | 170.956 | 77.959 | 11.558 | 2289557.344 | 85359.793 | 8535.979 |  | 38526163.37 | 17995643.35 | 38526163.37 | 17995643.35 | EPA/CAMD | EPA/CAMD | EPA/CAMD | EPA/CAMD | EIA | EIA | -- | EPA/CAMD | EPA/CAMD | [14 empty] | 7017.7424 | 0 | 0 | 5489823 | 0 | 0 | 0 | 0 | 0 | 0 | 0 | 0 | 5489823 | 0 | 0 | 5489823 | 0 | 0 | 0 | 1 | 0 | 0 | 0 | 0 | 0 | 0 | 0 | 0 | 1 | 0 | 0 | 1 | 0 | Yes |  | 35277132.67 | 2096468.665 | 161.397 | 10.584 |  | https://www.google.com/maps/@?api=1&map_action=map&center=33.334561999999998%2C-112.84064100000001&zoom=17&basemap=satellite | 251 | [118 empty] | 0.37 |  |  | 61 |  |  | 0.35 | 0.43 |  |  | 61 |  |  | 0.4 | 0.32 |  |  | 58 |  |  | 0.3 | 0.08 |  |  | 82 |  |  | 0.05 | 0.4 |  |  | 96 |  |  | 0.12 | 0.04 |  |  | 45 |  |  | 0.06 | 0.07 |  |  | 16 |  |  | 0.16 | 87.5996 | 0.031461 | Gas | FRS_110012141609
495 | 7512 | 2021 | NJ | Kearny Generating Station | 2404 | Public Service Elec & Gas Co | 15477 | PSEG Fossil LLC | 15147 | IPP Non-CHP | PJM Interconnection, LLC | PJM | RFC | RFCE | RFC East | PJM | 34 | 17 | Hudson | 40.7373 | -74.0965 | 10 | 10 | NG | GAS |  | 0.02539 | 605 | 1 | [6 empty] | 1572493.52 | 790852.248 | 1572493.52 | 790852.248 | 134547 | 67668 | 22.455 | 12.428 | 0.475 | 93665.482 | 3513.741 | 357.537 | 93762.677 |  | 0.334 | 0.367 | 0.007 | 1392.309 | 0.026 | 0.003 | 1393.754 |  | 0.029 | 0.031 | 0.001 | 119.13 | 0.002 | 0 | 119.253 |  | 0.334 | 0.367 | 0.007 | 1392.309 | 0.026 | 0.003 | 1393.754 |  | 22.455 | 12.428 | 0.475 | 93665.482 | 3513.741 | 357.537 |  | 1572493.52 | 790852.248 | 1572493.52 | 790852.248 | EPA/CAMD | EPA/CAMD | EPA/CAMD | EPA/CAMD | EIA | EIA | -- | EPA/CAMD | EPA/CAMD | [14 empty] | 11687.3179 | 0 | 795.956 | 133751.04 | 0 | 0 | 0 | 0 | 0 | 0 | 0 | 0 | 134546.996 | 0 | 0 | 134546.996 | 0 | 0 | 0.0059158 | 0.99408 | 0 | 0 | 0 | 0 | 0 | 0 | 0 | 0 | 1 | 0 | 0 | 1 | 0 | Yes |  | 2698676.655 | 160743.026 | 46.486 | 0.815 |  | https://www.google.com/maps/@?api=1&map_action=map&center=40.737282999999998%2C-74.096463999999997&zoom=17&basemap=satellite | 255816 | [118 empty] | 0.57 |  |  | 80 |  |  | 0.35 | 0.78 |  |  | 82 |  |  | 0.4 | 0.36 |  |  | 63 |  |  | 0.3 | 0.15 |  |  | 89 |  |  | 0.05 | 0.15 |  |  | 71 |  |  | 0.12 | 0.07 |  |  | 70 |  |  | 0.06 | 0.11 |  |  | 33 |  |  | 0.16 | 7.309 | 0.1579 | Gas | FRS_110006367528
496 | 414 | 2021 | AZ | Santan | 8068 | Salt River Project | 16572 | Salt River Project | 16572 | Electric Utility | Salt River Project | SRP | WECC | AZNM | WECC Southwest |  | 4 | 13 | Maricopa | 33.3325 | -111.7503 | 3 | 9 | NG | GAS |  | 0.43505 | 1326 | 0.60825 | [6 empty] | 32955510.8 | 17265499.41 | 32955510.8 | 17265499.41 | 5053431 | 2771449 | 106.933 | 51.413 | 9.888 | 1958503.817 | 85937.561 | 8593.756 | 1960858.506 |  | 0.042 | 0.037 | 0.004 | 775.118 | 0.017 | 0.002 | 776.05 |  | 0.006 | 0.006 | 0.001 | 118.857 | 0.003 | 0 | 119 |  | 0.042 | 0.037 | 0.004 | 775.118 | 0.017 | 0.002 | 776.05 |  | 106.933 | 51.413 | 9.888 | 1958503.817 | 85937.561 | 8593.756 |  | 32955510.8 | 17265499.41 | 32955510.8 | 17265499.41 | EPA/CAMD | EPA/CAMD | EPA/CAMD | EPA/CAMD | EIA | EIA | -- | EPA/CAMD | EPA/CAMD | [14 empty] | 6521.413 | 0 | 0 | 5053431 | 0 | 0 | 0 | 0 | 0 | 0 | 0 | 0 | 5053431 | 0 | 0 | 5053431 | 0 | 0 | 0 | 1 | 0 | 0 | 0 | 0 | 0 | 0 | 0 | 0 | 1 | 0 | 0 | 1 | 0 | Yes |  | 23230100.92 | 1380533.178 | 83.095 | 6.97 |  | https://www.google.com/maps/@?api=1&map_action=map&center=33.332500000000003%2C-111.7503&zoom=17&basemap=satellite | 114915 | [118 empty] | 0.22 |  |  | 36 |  |  | 0.35 | 0.3 |  |  | 50 |  |  | 0.4 | 0.13 |  |  | 23 |  |  | 0.3 | 0.01 |  |  | 60 |  |  | 0.05 | 0.04 |  |  | 29 |  |  | 0.12 | 0.07 |  |  | 70 |  |  | 0.06 | 0.09 |  |  | 23 |  |  | 0.16 | 45.953 | 0.015282 | Gas | FRS_110001697049
497 | 7522 | 2021 | NJ | Linden Generating Station | 2406 | Public Service Elec & Gas Co | 15477 | PSEG Fossil LLC | 15147 | IPP Non-CHP | PJM Interconnection, LLC | PJM | RFC | RFCE | RFC East | PJM | 34 | 39 | Union | 40.6217 | -74.2072 | 8 | 10 | NG | GAS |  | 0.2322 | 1740 | 0.94633 | [6 empty] | 26695184.78 | 15717438.92 | 26695184.78 | 15717438.92 | 3539319 | 2101475 | 126.483 | 67.322 | 8.015 | 1586772.132 | 59676.641 | 5976.579 | 1588408.6 |  | 0.071 | 0.064 | 0.005 | 896.654 | 0.017 | 0.002 | 897.579 |  | 0.009 | 0.009 | 0.001 | 118.881 | 0.002 | 0 | 119.003 |  | 0.071 | 0.064 | 0.005 | 896.654 | 0.017 | 0.002 | 897.579 |  | 126.483 | 67.322 | 8.015 | 1586772.132 | 59676.641 | 5976.579 |  | 26695184.78 | 15717438.92 | 26695184.78 | 15717438.92 | EPA/CAMD | EPA/CAMD | EPA/CAMD | EPA/CAMD | EIA | EIA | -- | EPA/CAMD | EPA/CAMD | [14 empty] | 7542.4635 | 0 | 1124.758 | 3538194.302 | 0 | 0 | 0 | 0 | 0 | 0 | 0 | 0 | 3539319.06 | 0 | 0 | 3539319.06 | 0 | 0 | 0.00031779 | 0.99968 | 0 | 0 | 0 | 0 | 0 | 0 | 0 | 0 | 1 | 0 | 0 | 1 | 0 | Yes |  | 37102440.9 | 2215415.163 | 181.825 | 13.835 |  | https://www.google.com/maps/@?api=1&map_action=map&center=40.621699999999997%2C-74.2072&zoom=17&basemap=satellite | 159509 | [118 empty] | 0.55 |  |  | 79 |  |  | 0.35 | 0.77 |  |  | 82 |  |  | 0.4 | 0.34 |  |  | 60 |  |  | 0.3 | 0.16 |  |  | 91 |  |  | 0.05 | 0.2 |  |  | 80 |  |  | 0.12 | 0.07 |  |  | 66 |  |  | 0.06 | 0.12 |  |  | 37 |  |  | 0.16 | 120.0888 | 0.073769 | Gas | FRS_110000869105
498 | 417 | 2021 | AZ | South Point Energy Center, LLC | 55177 | WAPA-- Western Area Power Administration | 27000 | South Point Energy Center LLC | 50157 | IPP Non-CHP | Western Area Power Administration - Desert Southwest Region | WALC | WECC | AZNM | WECC Southwest |  | 4 | 15 | Mohave | 34.8678 | -114.5317 | 2 | 3 | NG | GAS |  | 0.44258 | 708 | 0.5957 | [6 empty] | 20743697.67 | 9333920.427 | 20743697.67 | 9333920.427 | 2744912 | 1216547 | 78.838 | 31.83 | 6.224 | 1232773.816 | 48373.305 | 4837.33 | 1234099.245 |  | 0.057 | 0.052 | 0.005 | 898.225 | 0.018 | 0.002 | 899.19 |  | 0.008 | 0.007 | 0.001 | 118.858 | 0.002 | 0 | 118.985 |  | 0.057 | 0.052 | 0.005 | 898.225 | 0.018 | 0.002 | 899.19 |  | 78.838 | 31.83 | 6.224 | 1232773.816 | 48373.305 | 4837.33 |  | 20743697.67 | 9333920.427 | 20743697.67 | 9333920.427 | EPA/CAMD | EPA/CAMD | EPA/CAMD | EPA/CAMD | EIA | EIA | -- | EPA/CAMD | EPA/CAMD | [14 empty] | 7557.1449 | 0 | 0 | 2744912 | 0 | 0 | 0 | 0 | 0 | 0 | 0 | 0 | 2744912 | 0 | 0 | 2744912 | 0 | 0 | 0 | 1 | 0 | 0 | 0 | 0 | 0 | 0 | 0 | 0 | 1 | 0 | 0 | 1 | 0 | Yes |  | 13013877.57 | 773397.232 | 59.012 | 3.905 |  | https://www.google.com/maps/@?api=1&map_action=map&center=34.867800000000003%2C-114.5317&zoom=17&basemap=satellite | 964 | [118 empty] | 0.35 |  |  | 58 |  |  | 0.35 | 0.25 |  |  | 45 |  |  | 0.4 | 0.44 |  |  | 74 |  |  | 0.3 | 0 |  |  | 0 |  |  | 0.05 | 0.11 |  |  | 59 |  |  | 0.12 | 0.04 |  |  | 44 |  |  | 0.06 | 0.27 |  |  | 85 |  |  | 0.16 | 72.0051 | 0.047088 | Gas | FRS_110033008876
499 | 418 | 2021 | AZ | Springerville Generating Station | 8223 | Tucson Electric Power Co | 24211 | Tucson Electric Power Co | 24211 | Electric Utility | Tucson Electric Power Company | TEPC | WECC | AZNM | WECC Southwest |  | 4 | 1 | Apache | 34.3186 | -109.1639 | 7 | 7 | RC | COAL | Yes | 0.5225 | 1779.2 | 0.46249 | [6 empty] | 88663594.77 | 38067915.2 | 88804936.77 | 38136734.2 | 8143640 | 3529429 | 5681.269 | 2395.001 | 6012.245 | 9295275.148 | 2111245.507 | 307170.33 | 9367434.096 |  | 1.395 | 1.357 | 1.477 | 2282.831 | 0.259 | 0.038 | 2300.552 |  | 0.128 | 0.126 | 0.136 | 209.675 | 0.024 | 0.003 | 211.303 |  | 1.398 | 1.36 | 1.479 | 2287.32 | 0.26 | 0.038 | 2305.076 |  | 5681.269 | 2395.001 | 6012.245 | 9295275.148 | 2111245.507 | 307170.33 |  | 88663594.77 | 38067915.2 | 88804936.77 | 38136734.2 | EPA/CAMD | EPA/CAMD | EPA/CAMD | EPA/CAMD | EIA | EIA | -- | EPA/CAMD; EIA | EPA/CAMD; EIA | [14 empty] | 10908.8763 | 8101725.1 | 25930.947 | 0 | 0 | 0 | 0 | 0 | 15983.55 | 0 | 0 | 0 | 8127656.047 | 15983.55 | 15983.55 | 8127656.047 | 15983.55 | 0.99485 | 0.0031842 | 0 | 0 | 0 | 0 | 0 | 0.0019627 | 0 | 0 | 0 | 0.99804 | 0.0019627 | 0.0019627 | 0.99804 | 0.0019627 | Yes |  | 78222293.7 | 8200210.737 | 4494.877 | 5671.186 |  | https://www.google.com/maps/@?api=1&map_action=map&center=34.318600000000004%2C-109.1639&zoom=17&basemap=satellite | 7 | [118 empty] | 0.45 |  |  | 70 |  |  | 0.35 | 0.47 |  |  | 65 |  |  | 0.4 | 0.44 |  |  | 73 |  |  | 0.3 | 0 |  |  | 0 |  |  | 0.05 | 0.2 |  |  | 80 |  |  | 0.12 | 0.04 |  |  | 35 |  |  | 0.06 | 0.09 |  |  | 22 |  |  | 0.16 | 276.9802 | 0.073313 | Coal | FRS_110000600788
500 | 7627 | 2021 | NJ | Sewaren Generating Station | 2411 | Public Service Elec & Gas Co | 15477 | PSEG Fossil LLC | 15147 | IPP Non-CHP | PJM Interconnection, LLC | PJM | RFC | RFCE | RFC East | PJM | 34 | 23 | Middlesex | 40.5558 | -74.2469 | 1 | 2 | NG | GAS |  | 0.62404 | 609.5 | 0.29326 | [6 empty] | 23022601.3 | 9109425.822 | 23022601.3 | 9109425.822 | 3331896 | 1323771 | 70.216 | 28.334 | 6.907 | 1368205.08 | 50598.472 | 5060.121 | 1369591.519 |  | 0.042 | 0.043 | 0.004 | 821.277 | 0.015 | 0.002 | 822.109 |  | 0.006 | 0.006 | 0.001 | 118.858 | 0.002 | 0 | 118.978 |  | 0.042 | 0.043 | 0.004 | 821.277 | 0.015 | 0.002 | 822.109 |  | 70.216 | 28.334 | 6.907 | 1368205.08 | 50598.472 | 5060.121 |  | 23022601.3 | 9109425.822 | 23022601.3 | 9109425.822 | EPA/CAMD | EPA/CAMD | EPA/CAMD | EPA/CAMD | EIA | EIA | -- | EPA/CAMD | EPA/CAMD | [14 empty] | 6909.76 | 0 | 64.947 | 3331831 | 0 | 0 | 0 | 0 | 0 | 0 | 0 | 0 | 3331895.947 | 0 | 0 | 3331895.947 | 0 | 0 | 1.9493e-05 | 0.99998 | 0 | 0 | 0 | 0 | 0 | 0 | 0 | 0 | 1 | 0 | 0 | 1 | 0 | Yes |  | 18451195.87 | 1097215.937 | 57.469 | 5.539 |  | https://www.google.com/maps/@?api=1&map_action=map&center=40.555799999999998%2C-74.246899999999997&zoom=17&basemap=satellite | 133524 | [118 empty] | 0.39 |  |  | 63 |  |  | 0.35 | 0.54 |  |  | 69 |  |  | 0.4 | 0.24 |  |  | 44 |  |  | 0.3 | 0.07 |  |  | 80 |  |  | 0.05 | 0.13 |  |  | 65 |  |  | 0.12 | 0.07 |  |  | 66 |  |  | 0.06 | 0.14 |  |  | 44 |  |  | 0.16 | 61.6795 | 0.03364 | Gas | FRS_110000801614
501 | 423 | 2021 | AZ | Sundance Power Plant | 55522 | WAPA-- Western Area Power Administration | 27000 | Arizona Public Service Co | 803 | Electric Utility | Western Area Power Administration - Desert Southwest Region | WALC | WECC | AZNM | WECC Southwest |  | 4 | 21 | Pinal | 32.9285 | -111.5899 | 10 | 10 | NG | GAS |  | 0.06907 | 605 | 1 | [6 empty] | 3833127.368 | 2038820.097 | 3833127.368 | 2038820.097 | 366053 | 194536 | 29.847 | 15.634 | 1.151 | 227794.679 | 8498.891 | 849.889 | 228027.549 |  | 0.163 | 0.161 | 0.006 | 1244.599 | 0.023 | 0.002 | 1245.872 |  | 0.016 | 0.015 | 0.001 | 118.856 | 0.002 | 0 | 118.977 |  | 0.163 | 0.161 | 0.006 | 1244.599 | 0.023 | 0.002 | 1245.872 |  | 29.847 | 15.634 | 1.151 | 227794.679 | 8498.891 | 849.889 |  | 3833127.368 | 2038820.097 | 3833127.368 | 2038820.097 | EPA/CAMD | EPA/CAMD | EPA/CAMD | EPA/CAMD | EIA | EIA | -- | EPA/CAMD | EPA/CAMD | [14 empty] | 10471.5092 | 0 | 0 | 366053 | 0 | 0 | 0 | 0 | 0 | 0 | 0 | 0 | 366053 | 0 | 0 | 366053 | 0 | 0 | 0 | 1 | 0 | 0 | 0 | 0 | 0 | 0 | 0 | 0 | 1 | 0 | 0 | 1 | 0 | Yes |  | 4089305.753 | 243022.671 | 30.438 | 1.226 |  | https://www.google.com/maps/@?api=1&map_action=map&center=32.9285%2C-111.5899&zoom=17&basemap=satellite | 1377 | [118 empty] | 0.41 |  |  | 66 |  |  | 0.35 | 0.47 |  |  | 64 |  |  | 0.4 | 0.35 |  |  | 62 |  |  | 0.3 | 0.03 |  |  | 70 |  |  | 0.05 | 0.08 |  |  | 49 |  |  | 0.12 | 0.07 |  |  | 64 |  |  | 0.06 | 0.19 |  |  | 63 |  |  | 0.16 | 14.055 | 0.066677 | Gas | FRS_110013372974
502 | 7483 | 2021 | NJ | Howard M Down | 2434 | City of Vineland - (NJ) | 19856 | City of Vineland - (NJ) | 19856 | Electric Utility | PJM Interconnection, LLC | PJM | RFC | RFCE | RFC East | PJM | 34 | 11 | Cumberland | 39.4889 | -75.0347 | 1 | 1 | NG | GAS |  | 0.07233 | 68.2 | 1 | [6 empty] | 440403.233 | 311216.282 | 440403.233 | 311216.282 | 43212 | 30865 | 4.368 | 2.481 | 0.132 | 26170.952 | 1017.258 | 101.726 | 26198.825 |  | 0.202 | 0.161 | 0.006 | 1211.282 | 0.024 | 0.002 | 1212.572 |  | 0.02 | 0.016 | 0.001 | 118.85 | 0.002 | 0 | 118.977 |  | 0.202 | 0.161 | 0.006 | 1211.282 | 0.024 | 0.002 | 1212.572 |  | 4.368 | 2.481 | 0.132 | 26170.952 | 1017.258 | 101.726 |  | 440403.233 | 311216.282 | 440403.233 | 311216.282 | EPA/CAMD | EPA/CAMD | EPA/CAMD | EPA/CAMD | EIA | EIA | -- | EPA/CAMD | EPA/CAMD | [14 empty] | 10191.6883 | 0 | 0 | 43212 | 0 | 0 | 0 | 0 | 0 | 0 | 0 | 0 | 43212 | 0 | 0 | 43212 | 0 | 0 | 0 | 1 | 0 | 0 | 0 | 0 | 0 | 0 | 0 | 0 | 1 | 0 | 0 | 1 | 0 | Yes |  | 693145.512 | 41191.839 | 8.933 | 0.208 |  | https://www.google.com/maps/@?api=1&map_action=map&center=39.488900000000001%2C-75.034700000000001&zoom=17&basemap=satellite | 42813 | [118 empty] | 0.53 |  |  | 77 |  |  | 0.35 | 0.65 |  |  | 75 |  |  | 0.4 | 0.4 |  |  | 69 |  |  | 0.3 | 0.13 |  |  | 88 |  |  | 0.05 | 0.21 |  |  | 82 |  |  | 0.12 | 0.08 |  |  | 72 |  |  | 0.06 | 0.14 |  |  | 44 |  |  | 0.16 | 2.246 | 0.069306 | Gas | FRS_110000603197
503 | 428 | 2021 | AZ | University of Arizona - Biosphere 2 | 54594 | USBIA-San Carlos Project | 19604 | University of Arizona - Biosphere 2 | 55994 | Commercial Non-CHP | Western Area Power Administration - Desert Southwest Region | WALC | WECC | AZNM | WECC Southwest |  | 4 | 21 | Pinal | 32.578 | -110.8526 | 2 | 2 | NG | GAS |  | 0.00144 | 3.1 | 1 | [6 empty] | 627 | 310 | 627 | 310 | 39 | 19 | 0.901 | 0.445 | 0.036 | 43.688 | 2.445 | 0.404 | 43.779 |  | 46.205 | 46.842 | 1.821 | 2240.41 | 0.063 | 0.01 | 2245.064 |  | 2.874 | 2.871 | 0.113 | 139.356 | 0.004 | 0.001 | 139.645 |  | 46.205 | 46.842 | 1.821 | 2240.41 | 0.063 | 0.01 | 2245.064 |  | 0.901 | 0.445 | 0.036 | 43.688 | 2.445 | 0.404 |  | 627 | 310 | 627 | 310 | EIA | EIA | EIA | EIA | EIA | EIA | -- | EIA | EIA | [14 empty] | 16076.9231 | 0 | 14.958 | 24.042 | 0 | 0 | 0 | 0 | 0 | 0 | 0 | 0 | 39 | 0 | 0 | 39 | 0 | 0 | 0.38354 | 0.61646 | 0 | 0 | 0 | 0 | 0 | 0 | 0 | 0 | 1 | 0 | 0 | 1 | 0 | [7 empty] | https://www.google.com/maps/@?api=1&map_action=map&center=32.578010999999996%2C-110.852608&zoom=17&basemap=satellite | 1981 | [118 empty] | 0.06 |  |  | 3 |  |  | 0.35 | 0.02 |  |  | 7 |  |  | 0.4 | 0.09 |  |  | 16 |  |  | 0.3 | 0 |  |  | 0 |  |  | 0.05 | 0.01 |  |  | 10 |  |  | 0.12 | 0 |  |  | 0 |  |  | 0.06 | 0.88 |  |  | 99 |  |  | 0.16 | 0.085324 | 4.063 | Gas | FRS_110001694872
504 | 7724 | 2021 | NM | Four Corners Steam Elec Station | 2442 | Arizona Public Service Co | 803 | Arizona Public Service Co | 803 | Electric Utility | Arizona Public Service Company | AZPS | WECC | AZNM | WECC Southwest |  | 35 | 45 | San Juan | 36.69 | -108.4814 | 2 | 2 | SUB | COAL | Yes | 0.55148 | 1636.2 | 0.41421 | [6 empty] | 83608696.5 | 40092252.71 | 83608696.5 | 40092252.71 | 7904357 | 3773118 | 2555.725 | 1177.863 | 1969.598 | 8578252.969 | 1894353.375 | 275441.534 | 8642973.175 |  | 0.647 | 0.624 | 0.498 | 2170.513 | 0.24 | 0.035 | 2186.888 |  | 0.061 | 0.059 | 0.047 | 205.2 | 0.023 | 0.003 | 206.748 |  | 0.647 | 0.624 | 0.498 | 2170.513 | 0.24 | 0.035 | 2186.888 |  | 2555.725 | 1177.863 | 1969.598 | 8578252.969 | 1894353.375 | 275441.534 |  | 83608696.5 | 40092252.71 | 83608696.5 | 40092252.71 | EPA/CAMD | EPA/CAMD | EPA/CAMD | EPA/CAMD | EIA | EIA | -- | EPA/CAMD | EPA/CAMD | [14 empty] | 10577.5456 | 7805117.8 | 0 | 99239.163 | 0 | 0 | 0 | 0 | 0 | 0 | 0 | 0 | 7904356.963 | 0 | 0 | 7904356.963 | 0 | 0.98745 | 0 | 0.012555 | 0 | 0 | 0 | 0 | 0 | 0 | 0 | 0 | 1 | 0 | 0 | 1 | 0 | Yes |  | 104571184.4 | 10729005.01 | 3523.338 | 2112.93 |  | https://www.google.com/maps/@?api=1&map_action=map&center=36.69%2C-108.48139999999999&zoom=17&basemap=satellite | 165 | [118 empty] | 0.79 |  |  | 95 |  |  | 0.35 | 0.99 |  |  | 96 |  |  | 0.4 | 0.59 |  |  | 87 |  |  | 0.3 | 0.18 |  |  | 92 |  |  | 0.05 | 0.2 |  |  | 80 |  |  | 0.12 | 0.06 |  |  | 62 |  |  | 0.06 | 0.15 |  |  | 46 |  |  | 0.16 | 1019.4578 | 0.26831 | Coal | FRS_110042068473
505 | 429 | 2021 | AZ | Valencia | 6515 | UNS Electric, Inc | 19728 | UNS Electric, Inc | 19728 | Electric Utility | Tucson Electric Power Company | TEPC | WECC | AZNM | WECC Southwest |  | 4 | 23 | Santa Cruz | 31.3635 | -110.9313 | 4 | 4 | NG | GAS |  | 0.00392 | 108 | 1 | [6 empty] | 48087 | 25636.001 | 48087 | 25636.001 | 3706.999 | 1975.999 | 7.549 | 4.026 | 0.077 | 2810.423 | 106.014 | 10.601 | 2813.328 |  | 4.073 | 4.075 | 0.041 | 1516.279 | 0.029 | 0.003 | 1517.847 |  | 0.314 | 0.314 | 0.003 | 116.889 | 0.002 | 0 | 117.01 |  | 4.073 | 4.075 | 0.041 | 1516.279 | 0.029 | 0.003 | 1517.846 |  | 7.549 | 4.026 | 0.077 | 2810.423 | 106.014 | 10.601 |  | 48087 | 25636.001 | 48087 | 25636.001 | EIA | EIA | EIA | EIA | EIA | EIA | -- | EIA | EIA | [14 empty] | 12971.945 | 0 | 0 | 3707 | 0 | 0 | 0 | 0 | 0 | 0 | 0 | 0 | 3707 | 0 | 0 | 3707 | 0 | 0 | 0 | 1 | 0 | 0 | 0 | 0 | 0 | 0 | 0 | 0 | 1 | 0 | 0 | 1 | 0 | [7 empty] | https://www.google.com/maps/@?api=1&map_action=map&center=31.363472000000002%2C-110.931343&zoom=17&basemap=satellite | 20600 | [118 empty] | 0.79 |  |  | 95 |  |  | 0.35 | 0.97 |  |  | 94 |  |  | 0.4 | 0.61 |  |  | 88 |  |  | 0.3 | 0.37 |  |  | 97 |  |  | 0.05 | 0.33 |  |  | 93 |  |  | 0.12 | 0.06 |  |  | 56 |  |  | 0.06 | 0.18 |  |  | 62 |  |  | 0.16 | 0.04408 | 0.010735 | Gas | FRS_110015956009
506 | 7769 | 2021 | NM | Rio Grande | 2444 | El Paso Electric Co | 5701 | El Paso Electric Co | 5701 | Electric Utility | El Paso Electric Company | EPE | WECC | AZNM | WECC Southwest |  | 35 | 13 | Dona Ana | 31.8047 | -106.5472 | 4 | 4 | NG | GAS |  | 0.2085 | 398.3 | 0.98583 | [6 empty] | 8560137.598 | 5183155.963 | 8560137.598 | 5183155.963 | 727480 | 444492 | 690.825 | 390.618 | 2.569 | 508712.764 | 18819.715 | 1881.971 | 509228.424 |  | 1.899 | 1.758 | 0.007 | 1398.562 | 0.026 | 0.003 | 1399.979 |  | 0.161 | 0.151 | 0.001 | 118.856 | 0.002 | 0 | 118.977 |  | 1.899 | 1.758 | 0.007 | 1398.562 | 0.026 | 0.003 | 1399.979 |  | 690.825 | 390.618 | 2.569 | 508712.764 | 18819.715 | 1881.971 |  | 8560137.598 | 5183155.963 | 8560137.598 | 5183155.963 | EPA/CAMD | EPA/CAMD | EPA/CAMD | EPA/CAMD | EIA | EIA | -- | EPA/CAMD | EPA/CAMD | [14 empty] | 11766.8357 | 0 | 0 | 727480 | 0 | 0 | 0 | 0 | 0 | 0 | 0 | 0 | 727480 | 0 | 0 | 727480 | 0 | 0 | 0 | 1 | 0 | 0 | 0 | 0 | 0 | 0 | 0 | 0 | 1 | 0 | 0 | 1 | 0 | Yes |  | 6660603.05 | 395843.313 | 398.551 | 0.923 |  | https://www.google.com/maps/@?api=1&map_action=map&center=31.8047%2C-106.5472&zoom=17&basemap=satellite | 59310 | [118 empty] | 0.64 |  |  | 86 |  |  | 0.35 | 0.83 |  |  | 85 |  |  | 0.4 | 0.46 |  |  | 76 |  |  | 0.3 | 0.27 |  |  | 95 |  |  | 0.05 | 0.15 |  |  | 72 |  |  | 0.12 | 0.07 |  |  | 64 |  |  | 0.06 | 0.15 |  |  | 47 |  |  | 0.16 | 25.047 | 0.056661 | Gas | FRS_110001547238
507 | 434 | 2021 | AZ | Western Renewable Energy | 56358 | Navopache Electric Coop, Inc | 13318 | Western Renewable Energy LLC | 54690 | IPP Non-CHP | Arizona Public Service Company | AZPS | WECC | AZNM | WECC Southwest |  | 4 | 1 | Apache | 34.093 | -109.29 | 1 | 1 | WDS | BIOMASS |  | 0 | 3 | [13 empty] | 0 |  | 0 | 0 | [45 empty] | -- | [56 empty] | https://www.google.com/maps/@?api=1&map_action=map&center=34.093006000000003%2C-109.289979&zoom=17&basemap=satellite | 7007 | [118 empty] | 0.3 |  |  | 51 |  |  | 0.35 | 0.22 |  |  | 42 |  |  | 0.4 | 0.37 |  |  | 64 |  |  | 0.3 | 0 |  |  | 0 |  |  | 0.05 | 0.09 |  |  | 51 |  |  | 0.12 | 0.1 |  |  | 83 |  |  | 0.06 | 0.24 |  |  | 78 |  |  | 0.16 |  |  | Biomass | FRS_
508 | 7746 | 2021 | NM | Maddox | 2446 | Southwestern Public Service Co | 17718 | Southwestern Public Service Co | 17718 | Electric Utility | Southwest Power Pool | SWPP | MRO | SPSO | SPP South |  | 35 | 25 | Lea | 32.7142 | -103.3015 | 1 | 3 | NG | GAS |  | 0.18587 | 212 | 1 | [6 empty] | 3666977.504 | 1341492.993 | 3666977.504 | 1341492.993 | 345187 | 121382 | 257.629 | 88.518 | 1.1 | 217921.239 | 8601.968 | 860.197 | 218156.933 |  | 1.493 | 1.459 | 0.006 | 1262.627 | 0.025 | 0.002 | 1263.993 |  | 0.141 | 0.132 | 0.001 | 118.856 | 0.002 | 0 | 118.985 |  | 1.493 | 1.459 | 0.006 | 1262.627 | 0.025 | 0.002 | 1263.993 |  | 257.629 | 88.518 | 1.1 | 217921.239 | 8601.968 | 860.197 |  | 3666977.504 | 1341492.993 | 3666977.504 | 1341492.993 | EPA/CAMD | EPA/CAMD | EPA/CAMD | EPA/CAMD | EIA | EIA | -- | EPA/CAMD | EPA/CAMD | [14 empty] | 10623.1622 | 0 | 0 | 345187 | 0 | 0 | 0 | 0 | 0 | 0 | 0 | 0 | 345187 | 0 | 0 | 345187 | 0 | 0 | 0 | 1 | 0 | 0 | 0 | 0 | 0 | 0 | 0 | 0 | 1 | 0 | 0 | 1 | 0 | Yes |  | 2470673.481 | 146823.002 | 171.567 | 0.741 |  | https://www.google.com/maps/@?api=1&map_action=map&center=32.714224000000002%2C-103.301469&zoom=17&basemap=satellite | 0 | [121 empty] | 0 |  |  | 0.35 |  |  |  | 0 |  |  | 0.4 |  |  |  | 0 |  |  | 0.3 |  |  |  | 0 |  |  | 0.05 |  |  |  | 0 |  |  | 0.12 |  |  |  | 0 |  |  | 0.06 |  |  |  | 0 |  |  | 0.16 | 20.302 | 0.066514 | Gas | FRS_110006091059
509 | 437 | 2021 | AZ | Yuma Cogeneration Associates | 54694 | Arizona Public Service Co | 803 | Falcon Power Operating Company | 49919 | IPP CHP | Arizona Public Service Company | AZPS | WECC | AZNM | WECC Southwest |  | 4 | 27 | Yuma | 32.7288 | -114.6541 | 1 | 2 | NG | GAS |  | 0.09593 | 62.6 | 1 |  | Yes | 68949.6 | 2.604 | 0.77639 |  | 388942.007 | 336597.208 | 388942.007 | 336597.208 | 52607 | 45771 | 13.653 | 11.499 | 0.116 | 23112.756 | 871.723 | 87.172 | 23136.641 |  | 0.519 | 0.502 | 0.004 | 878.695 | 0.017 | 0.002 | 879.603 |  | 0.07 | 0.068 | 0.001 | 118.849 | 0.002 | 0 | 118.972 |  | 0.519 | 0.502 | 0.004 | 878.695 | 0.017 | 0.002 | 879.603 |  | 17.585 | 14.811 | 0.15 | 29769.547 | 1122.791 | 112.279 |  | 500962.645 | 433541.825 | 500962.645 | 433541.825 | EPA/CAMD | EPA/CAMD | EPA/CAMD | EPA/CAMD | EIA | EIA | -- | EPA/CAMD | EPA/CAMD | [6 empty] | 112020.638 | 96944.617 | 3.932 | 3.312 | 0.034 | 6656.791 | 251.068 | 25.107 | 7393.3508 | 0 | 0 | 52607 | 0 | 0 | 0 | 0 | 0 | 0 | 0 | 0 | 52607 | 0 | 0 | 52607 | 0 | 0 | 0 | 1 | 0 | 0 | 0 | 0 | 0 | 0 | 0 | 0 | 1 | 0 | 0 | 1 | 0 | Yes |  | 436729.97 | 25954.329 | 16.112 | 0.131 |  | https://www.google.com/maps/@?api=1&map_action=map&center=32.728822000000001%2C-114.654053&zoom=17&basemap=satellite | 52372 | [118 empty] | 0.6 |  |  | 83 |  |  | 0.35 | 0.73 |  |  | 80 |  |  | 0.4 | 0.47 |  |  | 77 |  |  | 0.3 | 0.14 |  |  | 89 |  |  | 0.05 | 0.27 |  |  | 89 |  |  | 0.12 | 0.07 |  |  | 67 |  |  | 0.06 | 0.16 |  |  | 52 |  |  | 0.16 | 2.6296 | 0.048459 | Gas | FRS_110001695372
510 | 7765 | 2021 | NM | Reeves Generating Station | 2450 | Public Service Co of NM | 15473 | Public Service Co of NM | 15473 | Electric Utility | Public Service Company of New Mexico | PNM | WECC | AZNM | WECC Southwest |  | 35 | 1 | Bernalillo | 35.171 | -106.6019 | 3 | 3 | NG | GAS |  | 0.07815 | 154 | 1 | [6 empty] | 1605431.15 | 1364999.972 | 1605431.15 | 1364999.972 | 105426 | 106700 | 189.554 | 161.487 | 0.482 | 95407.516 | 3546.467 | 354.647 | 95504.689 |  | 3.596 | 3.027 | 0.009 | 1809.943 | 0.034 | 0.003 | 1811.786 |  | 0.236 | 0.237 | 0.001 | 118.856 | 0.002 | 0 | 118.977 |  | 3.596 | 3.027 | 0.009 | 1809.943 | 0.034 | 0.003 | 1811.786 |  | 189.554 | 161.487 | 0.482 | 95407.516 | 3546.467 | 354.647 |  | 1605431.15 | 1364999.972 | 1605431.15 | 1364999.972 | EPA/CAMD | EPA/CAMD | EPA/CAMD | EPA/CAMD | EIA | EIA | -- | EPA/CAMD | EPA/CAMD | [14 empty] | 15228.0382 | 0 | 0 | 105426 | 0 | 0 | 0 | 0 | 0 | 0 | 0 | 0 | 105426 | 0 | 0 | 105426 | 0 | 0 | 0 | 1 | 0 | 0 | 0 | 0 | 0 | 0 | 0 | 0 | 1 | 0 | 0 | 1 | 0 | Yes |  | 2659491.355 | 158052.525 | 306.552 | 0.798 |  | https://www.google.com/maps/@?api=1&map_action=map&center=35.170999999999999%2C-106.6019&zoom=17&basemap=satellite | 66029 | [118 empty] | 0.45 |  |  | 69 |  |  | 0.35 | 0.58 |  |  | 72 |  |  | 0.4 | 0.31 |  |  | 56 |  |  | 0.3 | 0.04 |  |  | 70 |  |  | 0.05 | 0.09 |  |  | 52 |  |  | 0.12 | 0.05 |  |  | 54 |  |  | 0.06 | 0.19 |  |  | 63 |  |  | 0.16 | 5.3888 | 0.096937 | Gas | FRS_110022325170
511 | 447 | 2021 | CA | ABEC #2 dba West-Star Dairy | 61501 | Pacific Gas & Electric Co. | 14328 | ABEC #2 LLC | 61105 | IPP Non-CHP | California Independent System Operator | CISO | WECC | CAMX | WECC California | CAISO | 6 | 29 | Kern | 35.4721 | -119.4329 | 1 | 1 | OBG | BIOMASS |  | 0.86358 | 1 | 0 | Yes | [5 empty] | 104966 | 43717 | 104966 | 43717 | 7565 | 3151 | 195.902 | 81.592 | 0.341 | 0 | 244.151 | 24.415 | 6.69 |  | 51.792 | 51.788 | 0.09 | 0 | 0.032 | 0.003 | 1.769 |  | 3.733 | 3.733 | 0.006 | 0 | 0.002 | 0 | 0.127 |  | 51.792 | 51.788 | 0.09 | 0 | 0.032 | 0.003 | 1.769 |  | 195.902 | 81.592 | 0.341 | 6665.319 | 244.151 | 24.415 |  | 104966 | 43717 | 104966 | 43717 | EIA | EIA | EIA | EIA | EIA | EIA | -- | EIA | EIA |  |  |  | 6665.319 | [10 empty] | 13875.2148 | 0 | 0 | 0 | 0 | 0 | 7565 | 0 | 0 | 0 | 0 | 0 | 0 | 7565 | 7565 | 7565 | 0 | 0 | 0 | 0 | 0 | 0 | 1 | 0 | 0 | 0 | 0 | 0 | 0 | 1 | 1 | 1 | 0 | [7 empty] | https://www.google.com/maps/@?api=1&map_action=map&center=35.472113%2C-119.432866&zoom=17&basemap=satellite | 172 | [118 empty] | 0.67 |  |  | 88 |  |  | 0.35 | 0.75 |  |  | 81 |  |  | 0.4 | 0.6 |  |  | 87 |  |  | 0.3 | 0.2 |  |  | 93 |  |  | 0.05 | 0.33 |  |  | 93 |  |  | 0.12 | 0.1 |  |  | 85 |  |  | 0.06 | 0.07 |  |  | 17 |  |  | 0.16 | 0.97079 | 0.23158 | Biomass | FRS_110070396642
512 | 7776 | 2021 | NM | San Juan | 2451 | Public Service Co of NM | 15473 | Public Service Co of NM | 15473 | Electric Utility | Public Service Company of New Mexico | PNM | WECC | AZNM | WECC Southwest |  | 35 | 45 | San Juan | 36.8006 | -108.4386 | 2 | 2 | RC | COAL | Yes | 0.58736 | 924 | 0.35439 | [6 empty] | 59801818.05 | 24640671.67 | 59801818.05 | 24640671.67 | 4754266 | 1938723 | 6629.329 | 2735.515 | 936.119 | 6271438.554 | 1306690.406 | 190136.049 | 6316102.455 |  | 2.789 | 2.822 | 0.394 | 2638.236 | 0.275 | 0.04 | 2657.025 |  | 0.222 | 0.222 | 0.031 | 209.741 | 0.022 | 0.003 | 211.234 |  | 2.789 | 2.822 | 0.394 | 2638.236 | 0.275 | 0.04 | 2657.025 |  | 6629.329 | 2735.515 | 936.119 | 6271438.554 | 1306690.406 | 190136.049 |  | 59801818.05 | 24640671.67 | 59801818.05 | 24640671.67 | EPA/CAMD | EPA/CAMD | EPA/CAMD | EPA/CAMD | EIA | EIA | -- | EPA/CAMD | EPA/CAMD | [14 empty] | 12578.5596 | 4731201.2 | 23064.794 | 0 | 0 | 0 | 0 | 0 | 0 | 0 | 0 | 0 | 4754265.994 | 0 | 0 | 4754265.994 | 0 | 0.99515 | 0.0048514 | 0 | 0 | 0 | 0 | 0 | 0 | 0 | 0 | 0 | 1 | 0 | 0 | 1 | 0 | Yes |  | 38777954.29 | 4066777.797 | 4335.693 | 604.18 |  | https://www.google.com/maps/@?api=1&map_action=map&center=36.800600000000003%2C-108.43859999999999&zoom=17&basemap=satellite | 85 | [118 empty] | 0.42 |  |  | 67 |  |  | 0.35 | 0.6 |  |  | 73 |  |  | 0.4 | 0.24 |  |  | 43 |  |  | 0.3 | 0.01 |  |  | 57 |  |  | 0.05 | 0.1 |  |  | 55 |  |  | 0.12 | 0.02 |  |  | 19 |  |  | 0.06 | 0.09 |  |  | 25 |  |  | 0.16 | 144.93 | 0.061002 | Coal | FRS_110000600868
513 | 3132 | 2021 | IA | Lansing | 1047 | ITC Midwest LLC | 56161 | Interstate Power and Light Co | 9417 | Electric Utility | Midcontinent Independent Transmission System Operator, Inc.. | MISO | MRO | MROW | MRO West | MISO | 19 | 5 | Allamakee | 43.3359 | -91.1675 | 1 | 1 | SUB | COAL | Yes | 0.2529 | 274.5 | 0.91184 | [6 empty] | 7326894.854 | 5059155.998 | 7326894.854 | 5059155.998 | 608124 | 434123 | 154.072 | 102.689 | 192.503 | 767631.441 | 195798.771 | 28503.273 | 774325.913 |  | 0.507 | 0.473 | 0.633 | 2524.589 | 0.322 | 0.047 | 2546.605 |  | 0.042 | 0.041 | 0.053 | 209.538 | 0.027 | 0.004 | 211.365 |  | 0.507 | 0.473 | 0.633 | 2524.589 | 0.322 | 0.047 | 2546.605 |  | 154.072 | 102.689 | 192.503 | 767631.441 | 195798.771 | 28503.273 |  | 7326894.854 | 5059155.998 | 7326894.854 | 5059155.998 | EPA/CAMD | EPA/CAMD | EPA/CAMD | EPA/CAMD | EIA | EIA | -- | EPA/CAMD | EPA/CAMD | [14 empty] | 12048.3566 | 606462.75 | 1661.254 | 0 | 0 | 0 | 0 | 0 | 0 | 0 | 0 | 0 | 608124.004 | 0 | 0 | 608124.004 | 0 | 0.99727 | 0.0027318 | 0 | 0 | 0 | 0 | 0 | 0 | 0 | 0 | 0 | 1 | 0 | 0 | 1 | 0 | Yes |  | 11421565.04 | 1197334.34 | 242.571 | 302.715 |  | https://www.google.com/maps/@?api=1&map_action=map&center=43.335900000000002%2C-91.167500000000004&zoom=17&basemap=satellite | 328 | [118 empty] | 0.17 |  |  | 25 |  |  | 0.35 | 0.05 |  |  | 15 |  |  | 0.4 | 0.28 |  |  | 50 |  |  | 0.3 | 0 |  |  | 0 |  |  | 0.05 | 0.06 |  |  | 40 |  |  | 0.12 | 0.03 |  |  | 34 |  |  | 0.06 | 0.31 |  |  | 89 |  |  | 0.16 | 20.1911 | 0.12321 | Coal | FRS_110015649592
514 | 7712 | 2021 | NM | Cunningham | 2454 | Southwestern Public Service Co | 17718 | Southwestern Public Service Co | 17718 | Electric Utility | Southwest Power Pool | SWPP | MRO | SPSO | SPP South |  | 35 | 25 | Lea | 32.7131 | -103.3533 | 4 | 4 | NG | GAS |  | 0.19112 | 519.2 | 1 | [6 empty] | 9908672.22 | 4999951.75 | 9908672.22 | 4999951.75 | 869264 | 435788 | 526.843 | 273.021 | 2.97 | 588856.99 | 21994.859 | 2199.486 | 589459.649 |  | 1.212 | 1.253 | 0.007 | 1354.84 | 0.025 | 0.003 | 1356.227 |  | 0.106 | 0.109 | 0.001 | 118.857 | 0.002 | 0 | 118.979 |  | 1.212 | 1.253 | 0.007 | 1354.84 | 0.025 | 0.003 | 1356.227 |  | 526.843 | 273.021 | 2.97 | 588856.99 | 21994.859 | 2199.486 |  | 9908672.22 | 4999951.75 | 9908672.22 | 4999951.75 | EPA/CAMD | EPA/CAMD | EPA/CAMD | EPA/CAMD | EIA | EIA | -- | EPA/CAMD | EPA/CAMD | [14 empty] | 11398.9216 | 0 | 0 | 869264 | 0 | 0 | 0 | 0 | 0 | 0 | 0 | 0 | 869264 | 0 | 0 | 869264 | 0 | 0 | 0 | 1 | 0 | 0 | 0 | 0 | 0 | 0 | 0 | 0 | 1 | 0 | 0 | 1 | 0 | Yes |  | 12617977.32 | 749868.393 | 691.914 | 3.784 |  | https://www.google.com/maps/@?api=1&map_action=map&center=32.713099999999997%2C-103.3533&zoom=17&basemap=satellite | 7 | [118 empty] | 0.42 |  |  | 67 |  |  | 0.35 | 0.6 |  |  | 73 |  |  | 0.4 | 0.25 |  |  | 45 |  |  | 0.3 | 0.03 |  |  | 69 |  |  | 0.05 | 0.19 |  |  | 79 |  |  | 0.12 | 0.06 |  |  | 61 |  |  | 0.06 | 0.13 |  |  | 39 |  |  | 0.16 | 44.963 | 0.06964 | Gas | FRS_110002468375
515 | 448 | 2021 | CA | ABEC #3 dba Lakeview Dairy | 61502 | Pacific Gas & Electric Co. | 14328 | ABEC #3 LLC | 61106 | IPP Non-CHP | California Independent System Operator | CISO | WECC | CAMX | WECC California | CAISO | 6 | 29 | Kern | 35.2143 | -119.203 | 1 | 1 | OBG | BIOMASS |  | 0.78836 | 1 | 0.019406 | Yes | [5 empty] | 85014 | 35409 | 85014 | 35409 | 6906 | 2876 | 158.666 | 66.085 | 0.276 | 0 | 197.743 | 19.774 | 5.418 |  | 45.95 | 45.956 | 0.08 | 0 | 0.029 | 0.003 | 1.569 |  | 3.733 | 3.733 | 0.007 | 0 | 0.002 | 0 | 0.127 |  | 45.95 | 45.956 | 0.08 | 0 | 0.029 | 0.003 | 1.569 |  | 158.666 | 66.085 | 0.276 | 5398.371 | 197.743 | 19.774 |  | 85014 | 35409 | 85014 | 35409 | EIA | EIA | EIA | EIA | EIA | EIA | -- | EIA | EIA |  |  |  | 5398.371 | [10 empty] | 12310.1651 | 0 | 0 | 0 | 0 | 0 | 6906 | 0 | 0 | 0 | 0 | 0 | 0 | 6906 | 6906 | 6906 | 0 | 0 | 0 | 0 | 0 | 0 | 1 | 0 | 0 | 0 | 0 | 0 | 0 | 1 | 1 | 1 | 0 | [7 empty] | https://www.google.com/maps/@?api=1&map_action=map&center=35.214260000000003%2C-119.202974&zoom=17&basemap=satellite | 48 | [118 empty] | 0.48 |  |  | 73 |  |  | 0.35 | 0.56 |  |  | 71 |  |  | 0.4 | 0.41 |  |  | 69 |  |  | 0.3 | 0.06 |  |  | 76 |  |  | 0.05 | 0.23 |  |  | 84 |  |  | 0.12 | 0.04 |  |  | 41 |  |  | 0.06 | 0.18 |  |  | 60 |  |  | 0.16 | 0.66321 | 0.1983 | Biomass | FRS_110070396643
516 | 449 | 2021 | CA | ABEC #4 dba CE&S Dairy | 61503 | Pacific Gas & Electric Co. | 14328 | ABEC #4 LLC | 61107 | IPP Non-CHP | California Independent System Operator | CISO | WECC | CAMX | WECC California | CAISO | 6 | 29 | Kern | 35.1731 | -119.1164 | 1 | 1 | OBG | BIOMASS |  | 0.90194 | 1 | 0 | Yes | [5 empty] | 99778 | 41557 | 99778 | 41557 | 7901 | 3291 | 186.222 | 77.562 | 0.324 | 0 | 232.084 | 23.208 | 6.359 |  | 47.139 | 47.136 | 0.082 | 0 | 0.029 | 0.003 | 1.61 |  | 3.733 | 3.733 | 0.007 | 0 | 0.002 | 0 | 0.127 |  | 47.139 | 47.136 | 0.082 | 0 | 0.029 | 0.003 | 1.61 |  | 186.222 | 77.562 | 0.324 | 6335.882 | 232.084 | 23.208 |  | 99778 | 41557 | 99778 | 41557 | EIA | EIA | EIA | EIA | EIA | EIA | -- | EIA | EIA |  |  |  | 6335.882 | [10 empty] | 12628.528 | 0 | 0 | 0 | 0 | 0 | 7901 | 0 | 0 | 0 | 0 | 0 | 0 | 7901 | 7901 | 7901 | 0 | 0 | 0 | 0 | 0 | 0 | 1 | 0 | 0 | 0 | 0 | 0 | 0 | 1 | 1 | 1 | 0 | [7 empty] | https://www.google.com/maps/@?api=1&map_action=map&center=35.17306%2C-119.116384&zoom=17&basemap=satellite | 62 | [118 empty] | 0.49 |  |  | 73 |  |  | 0.35 | 0.56 |  |  | 71 |  |  | 0.4 | 0.41 |  |  | 69 |  |  | 0.3 | 0.06 |  |  | 76 |  |  | 0.05 | 0.23 |  |  | 84 |  |  | 0.12 | 0.04 |  |  | 41 |  |  | 0.06 | 0.18 |  |  | 59 |  |  | 0.16 | 0.78748 | 0.20919 | Biomass | FRS_110070396644
517 | 8076 | 2021 | NY | Danskammer Generating Station | 2480 | Central Hudson Gas & Elec Corp | 3249 | Danskammer Energy | 58971 | IPP Non-CHP | New York Independent System Operator | NYIS | NPCC | NYUP | NPCC Upstate NY | NYISO | 36 | 71 | Orange | 41.5712 | -73.975 | 4 | 6 | NG | GAS |  | 0.00275 | 537.4 | 1 | [6 empty] | 147985.455 | 87770.348 | 147985.455 | 87770.348 | 12963 | 7855 | 7.229 | 4.087 | 0.052 | 8773.078 | 342.235 | 34.486 | 8782.494 |  | 1.115 | 1.041 | 0.008 | 1353.557 | 0.026 | 0.003 | 1355.01 |  | 0.098 | 0.093 | 0.001 | 118.567 | 0.002 | 0 | 118.694 |  | 1.115 | 1.041 | 0.008 | 1353.557 | 0.026 | 0.003 | 1355.01 |  | 7.229 | 4.087 | 0.052 | 8773.078 | 342.235 | 34.486 |  | 147985.455 | 87770.348 | 147985.455 | 87770.348 | EPA/CAMD | EPA/CAMD | EPA/CAMD | EPA/CAMD | EIA | EIA | -- | EPA/CAMD | EPA/CAMD | [14 empty] | 11415.9882 | 0 | 30 | 12933 | 0 | 0 | 0 | 0 | 0 | 0 | 0 | 0 | 12963 | 0 | 0 | 12963 | 0 | 0 | 0.0023143 | 0.99769 | 0 | 0 | 0 | 0 | 0 | 0 | 0 | 0 | 1 | 0 | 0 | 1 | 0 | Yes |  | 182913.849 | 10843.21 | 7.406 | 0.055 |  | https://www.google.com/maps/@?api=1&map_action=map&center=41.571247%2C-73.974981&zoom=17&basemap=satellite | 17810 | [118 empty] | 0.23 |  |  | 39 |  |  | 0.35 | 0.34 |  |  | 54 |  |  | 0.4 | 0.12 |  |  | 22 |  |  | 0.3 | 0.02 |  |  | 62 |  |  | 0.05 | 0.07 |  |  | 44 |  |  | 0.12 | 0.05 |  |  | 48 |  |  | 0.06 | 0.16 |  |  | 52 |  |  | 0.16 | 0.4156 | 0.067611 | Gas | FRS_110051571228
518 | 3146 | 2021 | IA | Marshalltown CTs | 1068 | ITC Midwest LLC | 56161 | Interstate Power and Light Co | 9417 | Electric Utility | Midcontinent Independent Transmission System Operator, Inc.. | MISO | MRO | MROW | MRO West | MISO | 19 | 127 | Marshall | 42.0474 | -92.8594 | 6 | 3 | NG | GAS |  | 0.05324 | 189 | 1 | [6 empty] | 1135882.771 | 636497.142 | 1135882.771 | 636497.142 | 88139.001 | 45678.999 | 145.543 | 82.227 | 0.342 | 66386.133 | 1435.724 | 143.572 | 66425.472 |  | 3.303 | 3.6 | 0.008 | 1506.396 | 0.016 | 0.002 | 1507.289 |  | 0.256 | 0.258 | 0.001 | 116.889 | 0.001 | 0 | 116.958 |  | 3.303 | 3.6 | 0.008 | 1506.396 | 0.016 | 0.002 | 1507.289 |  | 145.543 | 82.227 | 0.342 | 66386.133 | 1435.724 | 143.572 |  | 1135882.771 | 636497.142 | 1135882.771 | 636497.142 | EPA/CAMD | EPA/CAMD | EPA/CAMD | EIA | EIA | EIA | -- | EPA/CAMD | EPA/CAMD | [14 empty] | 12887.4025 | 0 | 0 | 88139 | 0 | 0 | 0 | 0 | 0 | 0 | 0 | 0 | 88139 | 0 | 0 | 88139 | 0 | 0 | 0 | 1 | 0 | 0 | 0 | 0 | 0 | 0 | 0 | 0 | 1 | 0 | 0 | 1 | 0 | Yes |  | 963107.683 |  | 119.093 | 0.288 |  | https://www.google.com/maps/@?api=1&map_action=map&center=42.047400000000003%2C-92.859443999999996&zoom=17&basemap=satellite | 13194 | [118 empty] | 0.48 |  |  | 73 |  |  | 0.35 | 0.49 |  |  | 66 |  |  | 0.4 | 0.48 |  |  | 77 |  |  | 0.3 | 0.11 |  |  | 85 |  |  | 0.05 | 0.23 |  |  | 85 |  |  | 0.12 | 0.1 |  |  | 84 |  |  | 0.06 | 0.12 |  |  | 36 |  |  | 0.16 | 1.8525 | 0.076023 | Gas | FRS_110028016894
519 | 8500 | 2021 | NY | South Cairo | 2485 | Central Hudson Gas & Elec Corp | 3249 | Central Hudson Gas & Elec Corp | 3249 | Electric Utility | New York Independent System Operator | NYIS | NPCC | NYUP | NPCC Upstate NY | NYISO | 36 | 39 | Greene | 42.2913 | -73.9865 | 1 | 1 | KER | OIL |  | 0.00166 | 21.3 | 1 | [6 empty] | 4331 | 281 | 4331 | 281 | 310 | 20 | 1.926 | 0.125 | 1.094 | 359.013 | 28.645 | 5.729 | 360.225 |  | 12.426 | 12.5 | 7.055 | 2316.213 | 0.092 | 0.018 | 2324.03 |  | 0.889 | 0.89 | 0.505 | 165.788 | 0.007 | 0.001 | 166.347 |  | 12.426 | 12.5 | 7.055 | 2316.213 | 0.092 | 0.018 | 2324.03 |  | 1.926 | 0.125 | 1.094 | 359.013 | 28.645 | 5.729 |  | 4331 | 281 | 4331 | 281 | EIA | EIA | EIA | EIA | EIA | EIA | -- | EIA | EIA | [14 empty] | 13970.9677 | 0 | 310 | 0 | 0 | 0 | 0 | 0 | 0 | 0 | 0 | 0 | 310 | 0 | 0 | 310 | 0 | 0 | 1 | 0 | 0 | 0 | 0 | 0 | 0 | 0 | 0 | 0 | 1 | 0 | 0 | 1 | 0 | [7 empty] | https://www.google.com/maps/@?api=1&map_action=map&center=42.291274999999999%2C-73.986452&zoom=17&basemap=satellite | 4321 | [118 empty] | 0.2 |  |  | 32 |  |  | 0.35 | 0.12 |  |  | 27 |  |  | 0.4 | 0.28 |  |  | 51 |  |  | 0.3 | 0.01 |  |  | 58 |  |  | 0.05 | 0.11 |  |  | 60 |  |  | 0.12 | 0.04 |  |  | 44 |  |  | 0.06 | 0.2 |  |  | 67 |  |  | 0.16 | 0.011056 | 0.26014 | Oil | FRS_110028048235
520 | 450 | 2021 | CA | ABEC Bidart-Old River LLC | 58699 | Pacific Gas & Electric Co | 14328 | ABEC Bidart-Old River LLC | 58628 | IPP Non-CHP | California Independent System Operator | CISO | WECC | CAMX | WECC California | CAISO | 6 | 29 | Kern | 35.1697 | -119.1056 | 2 | 2 | OBG | BIOMASS |  | 0.7492 | 2 | 0.084665 | Yes | [5 empty] | 191735 | 79858 | 191735 | 79858 | 13126 | 5467 | 361.928 | 150.744 | 0.623 | 0 | 445.976 | 44.598 | 12.22 |  | 55.147 | 55.147 | 0.095 | 0 | 0.034 | 0.003 | 1.862 |  | 3.775 | 3.775 | 0.007 | 0 | 0.002 | 0 | 0.127 |  | 55.147 | 55.147 | 0.095 | 0 | 0.034 | 0.003 | 1.862 |  | 361.928 | 150.744 | 0.623 | 12175.132 | 445.976 | 44.598 |  | 191735 | 79858 | 191735 | 79858 | EIA | EIA | EIA | EIA | EIA | EIA | -- | EIA | EIA |  |  |  | 12175.132 | [10 empty] | 14607.268 | 0 | 0 | 0 | 0 | 0 | 13126 | 0 | 0 | 0 | 0 | 0 | 0 | 13126 | 13126 | 13126 | 0 | 0 | 0 | 0 | 0 | 0 | 1 | 0 | 0 | 0 | 0 | 0 | 0 | 1 | 1 | 1 | 0 | [7 empty] | https://www.google.com/maps/@?api=1&map_action=map&center=35.169722%2C-119.10555600000001&zoom=17&basemap=satellite | 69 | [118 empty] | 0.48 |  |  | 73 |  |  | 0.35 | 0.56 |  |  | 71 |  |  | 0.4 | 0.41 |  |  | 69 |  |  | 0.3 | 0.06 |  |  | 76 |  |  | 0.05 | 0.23 |  |  | 84 |  |  | 0.12 | 0.04 |  |  | 41 |  |  | 0.06 | 0.18 |  |  | 60 |  |  | 0.16 | 1.4957 | 0.21583 | Biomass | FRS_110070397808
521 | 8603 | 2021 | NY | West Coxsackie | 2487 | Central Hudson Gas & Elec Corp | 3249 | Central Hudson Gas & Elec Corp | 3249 | Electric Utility | New York Independent System Operator | NYIS | NPCC | NYUP | NPCC Upstate NY | NYISO | 36 | 39 | Greene | 42.3509 | -73.8158 | 1 | 1 | NG | GAS |  | 0.00424 | 21.3 | 1 | [6 empty] | 9901 | 4814 | 9901 | 4814 | 792 | 385 | 1.525 | 0.741 | 0.016 | 578.659 | 21.828 | 2.183 | 579.257 |  | 3.851 | 3.849 | 0.04 | 1461.26 | 0.028 | 0.003 | 1462.77 |  | 0.308 | 0.308 | 0.003 | 116.889 | 0.002 | 0 | 117.01 |  | 3.851 | 3.849 | 0.04 | 1461.26 | 0.028 | 0.003 | 1462.77 |  | 1.525 | 0.741 | 0.016 | 578.659 | 21.828 | 2.183 |  | 9901 | 4814 | 9901 | 4814 | EIA | EIA | EIA | EIA | EIA | EIA | -- | EIA | EIA | [14 empty] | 12501.2626 | 0 | 0 | 792 | 0 | 0 | 0 | 0 | 0 | 0 | 0 | 0 | 792 | 0 | 0 | 792 | 0 | 0 | 0 | 1 | 0 | 0 | 0 | 0 | 0 | 0 | 0 | 0 | 1 | 0 | 0 | 1 | 0 | [7 empty] | https://www.google.com/maps/@?api=1&map_action=map&center=42.350889000000002%2C-73.815798000000001&zoom=17&basemap=satellite | 7489 | [118 empty] | 0.25 |  |  | 42 |  |  | 0.35 | 0.33 |  |  | 53 |  |  | 0.4 | 0.25 |  |  | 46 |  |  | 0.3 | 0 |  |  | 0 |  |  | 0.05 | 0.27 |  |  | 89 |  |  | 0.12 | 0.05 |  |  | 46 |  |  | 0.06 | 0.14 |  |  | 45 |  |  | 0.16 | 0.002848 | 0.019778 | Gas | FRS_110028049653
522 | 3194 | 2021 | IA | Prairie Creek | 1073 | ITC Midwest LLC | 56161 | Interstate Power and Light Co | 9417 | Electric Utility | Midcontinent Independent Transmission System Operator, Inc.. | MISO | MRO | MROW | MRO West | MISO | 19 | 113 | Linn | 41.944 | -91.6392 | 2 | 3 | SUB | COAL | Yes | 0.04434 | 213.4 | 1 |  | Yes | 809920 | 0.349 | 0.31773 |  | 1166173.615 | 598432.098 | 1166173.615 | 598432.098 | 82885 | 55204 | 158.767 | 77.467 | 273.315 | 113173.537 | 10131.327 | 1456.365 | 113517.177 |  | 3.831 | 2.807 | 6.595 | 2730.857 | 0.122 | 0.018 | 2739.149 |  | 0.272 | 0.259 | 0.469 | 194.094 | 0.009 | 0.001 | 194.683 |  | 3.831 | 2.807 | 6.595 | 2730.857 | 0.122 | 0.018 | 2739.149 |  | 499.685 | 243.812 | 860.202 | 356190.196 | 31886.248 | 4583.605 |  | 3670289.18 | 1883440.705 | 3670289.18 | 1883440.705 | EPA/CAMD | EPA/CAMD | EPA/CAMD | EPA/CAMD | EIA | EIA | -- | EPA/CAMD | EPA/CAMD | [6 empty] | 2504115.565 | 1285008.607 | 340.918 | 166.345 | 586.887 | 243016.659 | 21754.921 | 3127.241 | 14069.7788 | 57489.014 | 0 | 25395.986 | 0 | 0 | 0 | 0 | 0 | 0 | 0 | 0 | 82885 | 0 | 0 | 82885 | 0 | 0.6936 | 0 | 0.3064 | 0 | 0 | 0 | 0 | 0 | 0 | 0 | 0 | 1 | 0 | 0 | 1 | 0 | Yes |  | 3575151.646 | 350740.027 | 537.5 | 845.61 |  | https://www.google.com/maps/@?api=1&map_action=map&center=41.944038999999997%2C-91.639167&zoom=17&basemap=satellite | 36019 | [118 empty] | 0.28 |  |  | 47 |  |  | 0.35 | 0.21 |  |  | 40 |  |  | 0.4 | 0.34 |  |  | 60 |  |  | 0.3 | 0.02 |  |  | 62 |  |  | 0.05 | 0.1 |  |  | 58 |  |  | 0.12 | 0.07 |  |  | 70 |  |  | 0.06 | 0.14 |  |  | 42 |  |  | 0.16 | 11.2792 | 0.46268 | Coal | FRS_110017344337
523 | 7938 | 2021 | NY | Arthur Kill | 2490 | Consolidated Edison Co-NY Inc | 4226 | NRG Arthur Kill Operations Inc | 13192 | IPP Non-CHP | New York Independent System Operator | NYIS | NPCC | NYCW | NPCC NYC/Westchester | NYISO | 36 | 85 | Richmond | 40.5916 | -74.2 | 3 | 3 | NG | GAS |  | 0.1116 | 895.5 | 1 | [6 empty] | 9781856.547 | 7104670.249 | 9781856.547 | 7104670.249 | 875476 | 646812 | 345.551 | 254.596 | 2.934 | 581317.963 | 21609.72 | 2160.972 | 581910.069 |  | 0.789 | 0.787 | 0.007 | 1328.004 | 0.025 | 0.002 | 1329.357 |  | 0.071 | 0.072 | 0.001 | 118.856 | 0.002 | 0 | 118.977 |  | 0.789 | 0.787 | 0.007 | 1328.004 | 0.025 | 0.002 | 1329.357 |  | 345.551 | 254.596 | 2.934 | 581317.963 | 21609.72 | 2160.972 |  | 9781856.547 | 7104670.249 | 9781856.547 | 7104670.249 | EPA/CAMD | EPA/CAMD | EPA/CAMD; EIA | EPA/CAMD | EIA | EIA | -- | EPA/CAMD | EPA/CAMD | [14 empty] | 11173.1864 | 0 | 0 | 875476 | 0 | 0 | 0 | 0 | 0 | 0 | 0 | 0 | 875476 | 0 | 0 | 875476 | 0 | 0 | 0 | 1 | 0 | 0 | 0 | 0 | 0 | 0 | 0 | 0 | 1 | 0 | 0 | 1 | 0 | Yes |  | 10925799.9 | 649296.811 | 432.216 | 3.269 |  | https://www.google.com/maps/@?api=1&map_action=map&center=40.591563999999998%2C-74.200035&zoom=17&basemap=satellite | 107331 | [118 empty] | 0.35 |  |  | 58 |  |  | 0.35 | 0.47 |  |  | 65 |  |  | 0.4 | 0.22 |  |  | 41 |  |  | 0.3 | 0.06 |  |  | 77 |  |  | 0.05 | 0.11 |  |  | 61 |  |  | 0.12 | 0.06 |  |  | 60 |  |  | 0.06 | 0.15 |  |  | 49 |  |  | 0.16 | 73.7131 | 0.16938 | Gas | FRS_110000866386
524 | 457 | 2021 | CA | Adobe San Jose | 57811 | Pacific Gas & Electric Co | 14328 | Bloom Energy | 57128 | IPP Non-CHP | California Independent System Operator | CISO | WECC | CAMX | WECC California | CAISO | 6 | 85 | Santa Clara | 37.3306 | -121.8931 | 2 | 2 | NG | GAS |  | 0 | 1.2 | [13 empty] | 0 |  | 0 | 0 | [45 empty] | -- | [56 empty] | https://www.google.com/maps/@?api=1&map_action=map&center=37.330556000000001%2C-121.893056&zoom=17&basemap=satellite | 245280 | [118 empty] | 0.5 |  |  | 75 |  |  | 0.35 | 0.71 |  |  | 79 |  |  | 0.4 | 0.29 |  |  | 52 |  |  | 0.3 | 0.14 |  |  | 89 |  |  | 0.05 | 0.19 |  |  | 78 |  |  | 0.12 | 0.06 |  |  | 58 |  |  | 0.06 | 0.11 |  |  | 32 |  |  | 0.16 | 0 | 0 | Gas | FRS_110002907560
525 | 8106 | 2021 | NY | East River | 2493 | Consolidated Edison Co-NY Inc | 4226 | Consolidated Edison Co-NY Inc | 4226 | Electric Utility | New York Independent System Operator | NYIS | NPCC | NYCW | NPCC NYC/Westchester | NYISO | 36 | 61 | New York | 40.7281 | -73.9742 | 4 | 4 | NG | GAS |  | 0.50699 | 716.2 | 0.48835 |  | Yes | 8195633.6 | 1.325 | 0.63849 |  | 23823582.91 | 9848848.742 | 23823582.91 | 9848848.742 | 3180810 | 1316344 | 509.275 | 230.288 | 9.584 | 1416154.645 | 50476.991 | 5057.983 | 1417539.247 |  | 0.32 | 0.35 | 0.006 | 890.436 | 0.016 | 0.002 | 891.307 |  | 0.043 | 0.047 | 0.001 | 118.887 | 0.002 | 0 | 119.003 |  | 0.32 | 0.35 | 0.006 | 890.436 | 0.016 | 0.002 | 891.307 |  | 797.627 | 360.677 | 15.01 | 2217981.25 | 79057.058 | 7921.812 |  | 37312492.95 | 15425265.83 | 37312492.95 | 15425265.83 | EPA/CAMD | EPA/CAMD | EPA/CAMD | EPA/CAMD | EIA | EIA | -- | EPA/CAMD | EPA/CAMD | [6 empty] | 13488910.04 | 5576417.083 | 288.352 | 130.389 | 5.426 | 801826.605 | 28580.067 | 2863.829 | 7489.785 | 0 | 1894.653 | 3178915.35 | 0 | 0 | 0 | 0 | 0 | 0 | 0 | 0 | 3180810.003 | 0 | 0 | 3180810.003 | 0 | 0 | 0.00059565 | 0.9994 | 0 | 0 | 0 | 0 | 0 | 0 | 0 | 0 | 1 | 0 | 0 | 1 | 0 | Yes |  | 35941055.05 | 2142801.475 | 841.948 | 59.533 |  | https://www.google.com/maps/@?api=1&map_action=map&center=40.728099999999998%2C-73.974199999999996&zoom=17&basemap=satellite | 1123698 | [118 empty] | 0.36 |  |  | 59 |  |  | 0.35 | 0.44 |  |  | 63 |  |  | 0.4 | 0.27 |  |  | 49 |  |  | 0.3 | 0.08 |  |  | 82 |  |  | 0.05 | 0.1 |  |  | 58 |  |  | 0.12 | 0.05 |  |  | 55 |  |  | 0.06 | 0.14 |  |  | 45 |  |  | 0.16 | 95.8012 | 0.061393 | Gas | FRS_110000322623
526 | 3246 | 2021 | IA | Walter Scott Jr. Energy Center | 1082 | MidAmerican Energy Co | 12341 | MidAmerican Energy Co | 12341 | Electric Utility | Midcontinent Independent Transmission System Operator, Inc.. | MISO | MRO | MROW | MRO West | MISO | 19 | 155 | Pottawattamie | 41.18 | -95.8408 | 2 | 2 | RC | COAL | Yes | 0.44067 | 1648.3 | 0.59889 |  | Yes | 2774264.8 | 7.828 | 0.91256 |  | 61269242.32 | 34734470.62 | 61269242.32 | 34734470.62 | 6362848 | 3607357 | 5044.208 | 2832.864 | 7629.866 | 6425915.372 | 1478839.673 | 215190.563 | 6476464.262 |  | 1.586 | 1.571 | 2.398 | 2019.824 | 0.232 | 0.034 | 2035.712 |  | 0.165 | 0.163 | 0.249 | 209.76 | 0.024 | 0.004 | 211.41 |  | 1.586 | 1.571 | 2.398 | 2019.824 | 0.232 | 0.034 | 2035.712 |  | 5527.505 | 3104.287 | 8360.901 | 7041597.206 | 1620530.727 | 235808.469 |  | 67139590.33 | 38062460.69 | 67139590.33 | 38062460.69 | EPA/CAMD | EPA/CAMD | EPA/CAMD | EPA/CAMD | EIA | EIA | -- | EPA/CAMD | EPA/CAMD | [6 empty] | 5870348.004 | 3327990.074 | 483.297 | 271.423 | 731.035 | 615681.834 | 141691.054 | 20617.906 | 9629.2168 | 6329333.9 | 32164.504 | 1349.561 | 0 | 0 | 0 | 0 | 0 | 0 | 0 | 0 | 6362847.965 | 0 | 0 | 6362847.965 | 0 | 0.99473 | 0.005055 | 0.0002121 | 0 | 0 | 0 | 0 | 0 | 0 | 0 | 0 | 1 | 0 | 0 | 1 | 0 | Yes |  | 68770271.89 | 7212628.082 | 5333.128 | 9028.408 |  | https://www.google.com/maps/@?api=1&map_action=map&center=41.18%2C-95.840800000000002&zoom=17&basemap=satellite | 2339 | [118 empty] | 0.23 |  |  | 40 |  |  | 0.35 | 0.15 |  |  | 32 |  |  | 0.4 | 0.32 |  |  | 57 |  |  | 0.3 | 0.03 |  |  | 67 |  |  | 0.05 | 0.06 |  |  | 42 |  |  | 0.12 | 0.11 |  |  | 88 |  |  | 0.06 | 0.2 |  |  | 66 |  |  | 0.16 | 205.4059 | 0.082937 | Coal | FRS_110056965280
527 | 8165 | 2021 | NY | Gowanus Generating Station | 2494 | Consolidated Edison Co-NY Inc | 4226 | U S Power Generating Company LLC | 54863 | IPP Non-CHP | New York Independent System Operator | NYIS | NPCC | NYCW | NPCC NYC/Westchester | NYISO | 36 | 47 | Kings | 40.6635 | -74.0051 | 32 | 32 | DFO | OIL |  | 0.00286 | 640 | 1 | [6 empty] | 279430.3 | 199681.3 | 279430.3 | 199681.3 | 16040 | 7052.992 | 50.679 | 34.753 | 4.726 | 17292.6 | 749.482 | 95.292 | 17316.167 |  | 6.319 | 9.855 | 0.589 | 2156.185 | 0.047 | 0.006 | 2159.123 |  | 0.363 | 0.348 | 0.034 | 123.77 | 0.003 | 0 | 123.939 |  | 6.319 | 9.855 | 0.589 | 2156.185 | 0.047 | 0.006 | 2159.123 |  | 50.679 | 34.753 | 4.726 | 17292.6 | 749.482 | 95.292 |  | 279430.3 | 199681.3 | 279430.3 | 199681.3 | EPA/CAMD | EPA/CAMD | EIA | EPA/CAMD | EIA | EIA | -- | EPA/CAMD | EPA/CAMD | [14 empty] | 17420.8416 | 0 | 1771.944 | 14268.056 | 0 | 0 | 0 | 0 | 0 | 0 | 0 | 0 | 16040 | 0 | 0 | 16040 | 0 | 0 | 0.11047 | 0.88953 | 0 | 0 | 0 | 0 | 0 | 0 | 0 | 0 | 1 | 0 | 0 | 1 | 0 | Yes |  | 269981.5 | 16685.2 | 47.907 |  |  | https://www.google.com/maps/@?api=1&map_action=map&center=40.663499999999999%2C-74.005099999999999&zoom=17&basemap=satellite | 803341 | [118 empty] | 0.44 |  |  | 69 |  |  | 0.35 | 0.55 |  |  | 70 |  |  | 0.4 | 0.34 |  |  | 60 |  |  | 0.3 | 0.12 |  |  | 87 |  |  | 0.05 | 0.17 |  |  | 74 |  |  | 0.12 | 0.08 |  |  | 74 |  |  | 0.06 | 0.12 |  |  | 36 |  |  | 0.16 | 40.2489 | 4.713 | Oil | FRS_110010433977
528 | 460 | 2021 | CA | Aera San Ardo Cogen Facility | 55184 | Pacific Gas & Electric Co | 14328 | Aera Energy LLC-San Ardo | 24536 | Industrial CHP | California Independent System Operator | CISO | WECC | CAMX | WECC California | CAISO | 6 | 53 | Monterey | 35.9533 | -120.86 | 2 | 2 | NG | GAS |  | 0.13003 | 6.2 | 1 |  | Yes | 115903.2 | 0.208 | 0.21708 |  | 39826.282 | 18915.649 | 39826.282 | 18915.649 | 7062 | 3354 | 6.187 | 2.938 | 0.064 | 2327.628 | 87.802 | 8.78 | 2330.034 |  | 1.752 | 1.752 | 0.018 | 659.198 | 0.012 | 0.001 | 659.879 |  | 0.311 | 0.311 | 0.003 | 116.889 | 0.002 | 0 | 117.01 |  | 1.752 | 1.752 | 0.018 | 659.198 | 0.012 | 0.001 | 659.879 |  | 28.499 | 13.536 | 0.293 | 10722.35 | 404.465 | 40.446 |  | 183462 | 87136 | 183462 | 87136 | EIA | EIA | EIA | EIA | EIA | EIA | -- | EIA | EIA | [6 empty] | 143635.718 | 68220.351 | 22.312 | 10.598 | 0.23 | 8394.722 | 316.663 | 31.666 | 5639.5188 | 0 | 0 | 7062 | 0 | 0 | 0 | 0 | 0 | 0 | 0 | 0 | 7062 | 0 | 0 | 7062 | 0 | 0 | 0 | 1 | 0 | 0 | 0 | 0 | 0 | 0 | 0 | 0 | 1 | 0 | 0 | 1 | 0 | [7 empty] | https://www.google.com/maps/@?api=1&map_action=map&center=35.953293000000002%2C-120.85995200000001&zoom=17&basemap=satellite | 69 | [118 empty] | 0.4 |  |  | 64 |  |  | 0.35 | 0.45 |  |  | 63 |  |  | 0.4 | 0.35 |  |  | 61 |  |  | 0.3 | 0.03 |  |  | 70 |  |  | 0.05 | 0.2 |  |  | 80 |  |  | 0.12 | 0.09 |  |  | 80 |  |  | 0.06 | 0.2 |  |  | 67 |  |  | 0.16 | 0.073608 | 0.0056452 | Gas | FRS_110001175530
529 | 8220 | 2021 | NY | Hudson Avenue | 2496 | Consolidated Edison Co-NY Inc | 4226 | Consolidated Edison Co-NY Inc | 4226 | Electric Utility | New York Independent System Operator | NYIS | NPCC | NYCW | NPCC NYC/Westchester | NYISO | 36 | 47 | Kings | 40.7052 | -73.9807 | 3 | 2 | KER | OIL |  | 0.00099 | 32.6 | 1 | [6 empty] | 9168 | 4004.8 | 9168 | 4004.8 | 282 | 18 | 3.838 | 1.684 | 1.527 | 741.8 | 39.994 | 7.999 | 743.492 |  | 27.22 | 187.111 | 10.828 | 5260.993 | 0.142 | 0.028 | 5272.991 |  | 0.837 | 0.841 | 0.333 | 161.824 | 0.004 | 0.001 | 162.193 |  | 27.22 | 187.111 | 10.828 | 5260.993 | 0.142 | 0.028 | 5272.991 |  | 3.838 | 1.684 | 1.527 | 741.8 | 39.994 | 7.999 |  | 9168 | 4004.8 | 9168 | 4004.8 | EPA/CAMD | EPA/CAMD | EIA | EPA/CAMD | EIA | EIA | -- | EPA/CAMD | EPA/CAMD | [14 empty] | 32510.6383 | 0 | 282 | 0 | 0 | 0 | 0 | 0 | 0 | 0 | 0 | 0 | 282 | 0 | 0 | 282 | 0 | 0 | 1 | 0 | 0 | 0 | 0 | 0 | 0 | 0 | 0 | 0 | 1 | 0 | 0 | 1 | 0 | Yes |  | 9656.5 | 781.1 | 5.794 |  |  | https://www.google.com/maps/@?api=1&map_action=map&center=40.705199999999998%2C-73.980699999999999&zoom=17&basemap=satellite | 1151369 | [118 empty] | 0.38 |  |  | 63 |  |  | 0.35 | 0.49 |  |  | 66 |  |  | 0.4 | 0.29 |  |  | 52 |  |  | 0.3 | 0.08 |  |  | 81 |  |  | 0.05 | 0.12 |  |  | 62 |  |  | 0.12 | 0.06 |  |  | 60 |  |  | 0.06 | 0.12 |  |  | 37 |  |  | 0.16 | 0.13314 | 0.75646 | Oil | FRS_110000808332
530 | 3087 | 2021 | IA | George Neal North | 1091 | MidAmerican Energy Co | 12341 | MidAmerican Energy Co | 12341 | Electric Utility | Midcontinent Independent Transmission System Operator, Inc.. | MISO | MRO | MROW | MRO West | MISO | 19 | 193 | Woodbury | 42.2998 | -96.3617 | 1 | 1 | RC | COAL | Yes | 0.33272 | 584.1 | 0.77879 | [6 empty] | 19054410.32 | 11236283.01 | 19054410.32 | 11236283.01 | 1702451 | 1003869 | 1963.434 | 1124.244 | 3328.243 | 1998429.669 | 440162.349 | 63995.408 | 2013467.014 |  | 2.307 | 2.24 | 3.91 | 2347.709 | 0.259 | 0.038 | 2365.374 |  | 0.206 | 0.2 | 0.349 | 209.76 | 0.023 | 0.003 | 211.339 |  | 2.307 | 2.24 | 3.91 | 2347.709 | 0.259 | 0.038 | 2365.374 |  | 1963.434 | 1124.244 | 3328.243 | 1998429.669 | 440162.349 | 63995.408 |  | 19054410.32 | 11236283.01 | 19054410.32 | 11236283.01 | EPA/CAMD | EPA/CAMD | EPA/CAMD | EPA/CAMD | EIA | EIA | -- | EPA/CAMD | EPA/CAMD | [14 empty] | 11192.3397 | 1683941.623 | 0 | 18509.411 | 0 | 0 | 0 | 0 | 0 | 0 | 0 | 0 | 1702451.034 | 0 | 0 | 1702451.034 | 0 | 0.98913 | 0 | 0.010872 | 0 | 0 | 0 | 0 | 0 | 0 | 0 | 0 | 1 | 0 | 0 | 1 | 0 | Yes |  | 7620800.897 | 799269.755 | 1049.202 | 1337.584 |  | https://www.google.com/maps/@?api=1&map_action=map&center=42.299793999999999%2C-96.361706999999996&zoom=17&basemap=satellite | 166 | [118 empty] | 0.1 |  |  | 11 |  |  | 0.35 | 0.04 |  |  | 11 |  |  | 0.4 | 0.17 |  |  | 31 |  |  | 0.3 | 0 |  |  | 0 |  |  | 0.05 | 0.06 |  |  | 38 |  |  | 0.12 | 0.03 |  |  | 27 |  |  | 0.06 | 0.26 |  |  | 83 |  |  | 0.16 | 70.6807 | 0.16449 | Coal | FRS_110001323318
531 | 8350 | 2021 | NY | Narrows Generating Station | 2499 | Consolidated Edison Co-NY Inc | 4226 | U S Power Generating Company LLC | 54863 | IPP Non-CHP | New York Independent System Operator | NYIS | NPCC | NYCW | NPCC NYC/Westchester | NYISO | 36 | 47 | Kings | 40.6486 | -74.0208 | 16 | 16 | NG | GAS |  | 0.01243 | 352 | 1 | [6 empty] | 657186.8 | 601103.5 | 657186.8 | 601103.5 | 38330 | 35539.008 | 118.463 | 108.193 | 0.191 | 38788.3 | 1472.962 | 148.665 | 38828.863 |  | 6.181 | 6.089 | 0.01 | 2023.913 | 0.038 | 0.004 | 2026.03 |  | 0.361 | 0.36 | 0.001 | 118.043 | 0.002 | 0 | 118.167 |  | 6.181 | 6.089 | 0.01 | 2023.913 | 0.038 | 0.004 | 2026.03 |  | 118.463 | 108.193 | 0.191 | 38788.3 | 1472.962 | 148.665 |  | 657186.8 | 601103.5 | 657186.8 | 601103.5 | EPA/CAMD | EPA/CAMD | EIA | EPA/CAMD | EIA | EIA | -- | EPA/CAMD | EPA/CAMD | [14 empty] | 17145.4935 | 0 | 119.786 | 38210.216 | 0 | 0 | 0 | 0 | 0 | 0 | 0 | 0 | 38330.002 | 0 | 0 | 38330.002 | 0 | 0 | 0.0031251 | 0.99687 | 0 | 0 | 0 | 0 | 0 | 0 | 0 | 0 | 1 | 0 | 0 | 1 | 0 | Yes |  | 797027.6 | 48687.1 | 149.802 |  |  | https://www.google.com/maps/@?api=1&map_action=map&center=40.648611000000002%2C-74.020832999999996&zoom=17&basemap=satellite | 591149 | [118 empty] | 0.44 |  |  | 69 |  |  | 0.35 | 0.51 |  |  | 67 |  |  | 0.4 | 0.38 |  |  | 66 |  |  | 0.3 | 0.19 |  |  | 92 |  |  | 0.05 | 0.22 |  |  | 82 |  |  | 0.12 | 0.08 |  |  | 77 |  |  | 0.06 | 0.13 |  |  | 40 |  |  | 0.16 | 22.9401 | 0.53028 | Gas | FRS_110008054265
532 | 465 | 2021 | CA | AES Alamitos Energy Center | 62115 | Southern California Edison Co | 17609 | AES Alamitos Energy, LLC | 61669 | IPP Non-CHP | California Independent System Operator | CISO | WECC | CAMX | WECC California | CAISO | 6 | 37 | Los Angeles | 33.7672 | -118.1002 | 4 | 3 | NG | GAS |  | 0.49334 | 678 | 0.51109 | [6 empty] | 20451157.27 | 8851320.22 | 20451157.27 | 8851320.22 | 2930114 | 1269310 | 3163.483 | 1366.769 | 32.681 | 1195258.253 | 45087.122 | 4508.712 | 1196493.64 |  | 2.159 | 2.154 | 0.022 | 815.844 | 0.015 | 0.002 | 816.687 |  | 0.309 | 0.309 | 0.003 | 116.889 | 0.002 | 0 | 117.01 |  | 2.159 | 2.154 | 0.022 | 815.844 | 0.015 | 0.002 | 816.687 |  | 3163.483 | 1366.769 | 32.681 | 1195258.253 | 45087.122 | 4508.712 |  | 20451157.27 | 8851320.22 | 20451157.27 | 8851320.22 | EIA | EIA | EIA | EIA | EIA | EIA | -- | EIA | EIA | [14 empty] | 6979.6456 | 0 | 0 | 2930114 | 0 | 0 | 0 | 0 | 0 | 0 | 0 | 0 | 2930114 | 0 | 0 | 2930114 | 0 | 0 | 0 | 1 | 0 | 0 | 0 | 0 | 0 | 0 | 0 | 0 | 1 | 0 | 0 | 1 | 0 | [7 empty] | https://www.google.com/maps/@?api=1&map_action=map&center=33.767229%2C-118.100194&zoom=17&basemap=satellite | 117324 | [118 empty] | 0.26 |  |  | 45 |  |  | 0.35 | 0.36 |  |  | 56 |  |  | 0.4 | 0.16 |  |  | 29 |  |  | 0.3 | 0.03 |  |  | 67 |  |  | 0.05 | 0.05 |  |  | 35 |  |  | 0.12 | 0.05 |  |  | 47 |  |  | 0.06 | 0.22 |  |  | 72 |  |  | 0.16 | 27.0753 | 0.043888 | Gas | FRS_
533 | 8443 | 2021 | NY | Ravenswood Generating Station | 2500 | Consolidated Edison Co-NY Inc | 4226 | Helix Ravenswood, LLC | 61130 | IPP Non-CHP | New York Independent System Operator | NYIS | NPCC | NYCW | NPCC NYC/Westchester | NYISO | 36 | 81 | Queens | 40.7592 | -73.9461 | 14 | 15 | NG | GAS |  | 0.09451 | 2461.8 | 1 |  | Yes | 0 |  | 1 |  | 17288942.97 | 9240870.795 | 17288942.97 | 9240870.795 | 2038220.999 | 1040732.999 | 238.628 | 158.909 | 13.877 | 1028860.934 | 38419.935 | 3887.634 | 1029920.441 |  | 0.234 | 0.305 | 0.014 | 1009.568 | 0.019 | 0.002 | 1010.607 |  | 0.028 | 0.034 | 0.002 | 119.02 | 0.002 | 0 | 119.142 |  | 0.234 | 0.305 | 0.014 | 1009.568 | 0.019 | 0.002 | 1010.607 |  | 238.628 | 158.909 | 13.877 | 1028860.934 | 38419.935 | 3887.634 |  | 17288942.97 | 9240870.795 | 17288942.97 | 9240870.795 | EPA/CAMD | EPA/CAMD; EIA | EPA/CAMD; EIA | EPA/CAMD | EIA | EIA | -- | EPA/CAMD | EPA/CAMD | [6 empty] | 0 | 0 | 0 | 0 | 0 | 0 | 0 | 0 | 8482.3693 | 0 | 5426.842 | 2032794.125 | 0 | 0 | 0 | 0 | 0 | 0 | 0 | 0 | 2038220.967 | 0 | 0 | 2038220.967 | 0 | 0 | 0.0026625 | 0.99734 | 0 | 0 | 0 | 0 | 0 | 0 | 0 | 0 | 1 | 0 | 0 | 1 | 0 | Yes |  | 17386840.74 | 1043728.593 | 309.497 | 24.797 |  | https://www.google.com/maps/@?api=1&map_action=map&center=40.759166999999998%2C-73.946111000000002&zoom=17&basemap=satellite | 1211820 | [118 empty] | 0.34 |  |  | 57 |  |  | 0.35 | 0.45 |  |  | 63 |  |  | 0.4 | 0.23 |  |  | 43 |  |  | 0.3 | 0.08 |  |  | 82 |  |  | 0.05 | 0.09 |  |  | 51 |  |  | 0.12 | 0.05 |  |  | 50 |  |  | 0.06 | 0.17 |  |  | 55 |  |  | 0.16 | 95.83 | 0.092222 | Gas | FRS_110033146165
534 | 3037 | 2021 | IA | Burlington (IA) | 1104 | ITC Midwest LLC | 56161 | Interstate Power and Light Co | 9417 | Electric Utility | Midcontinent Independent Transmission System Operator, Inc.. | MISO | MRO | MROW | MRO West | MISO | 19 | 57 | Des Moines | 40.7412 | -91.1167 | 1 | 5 | SUB | COAL | Yes | 0.41442 | 290.8 | 0.64263 | [6 empty] | 11904710.53 | 4708421.191 | 11904710.53 | 4708421.191 | 1055702 | 413143 | 827.666 | 318.674 | 2821.421 | 1247742.65 | 292332.583 | 42516.933 | 1257731.83 |  | 1.568 | 1.543 | 5.345 | 2363.816 | 0.277 | 0.04 | 2382.74 |  | 0.139 | 0.135 | 0.474 | 209.622 | 0.025 | 0.004 | 211.3 |  | 1.568 | 1.543 | 5.345 | 2363.816 | 0.277 | 0.04 | 2382.74 |  | 827.666 | 318.674 | 2821.421 | 1247742.65 | 292332.583 | 42516.933 |  | 11904710.53 | 4708421.191 | 11904710.53 | 4708421.191 | EPA/CAMD | EPA/CAMD | EPA/CAMD | EPA/CAMD | EIA | EIA | -- | EPA/CAMD | EPA/CAMD | [14 empty] | 11276.5821 | 1052754.9 | 0 | 2947.121 | 0 | 0 | 0 | 0 | 0 | 0 | 0 | 0 | 1055702.021 | 0 | 0 | 1055702.021 | 0 | 0.99721 | 0 | 0.0027916 | 0 | 0 | 0 | 0 | 0 | 0 | 0 | 0 | 1 | 0 | 0 | 1 | 0 | Yes |  | 322828.018 | 19137.029 | 12.2 | 0.096 |  | https://www.google.com/maps/@?api=1&map_action=map&center=40.741199999999999%2C-91.116667000000007&zoom=17&basemap=satellite | 2520 | [118 empty] | 0.12 |  |  | 14 |  |  | 0.35 | 0.08 |  |  | 21 |  |  | 0.4 | 0.16 |  |  | 29 |  |  | 0.3 | 0 |  |  | 0 |  |  | 0.05 | 0.1 |  |  | 55 |  |  | 0.12 | 0.07 |  |  | 66 |  |  | 0.06 | 0.2 |  |  | 66 |  |  | 0.16 | 151.684 | 0.26855 | Coal | FRS_110000415355
535 | 7916 | 2021 | NY | 59th Street | 2503 | Consolidated Edison Co-NY Inc | 4226 | Consolidated Edison Co-NY Inc | 4226 | Electric Utility | New York Independent System Operator | NYIS | NPCC | NYCW | NPCC NYC/Westchester | NYISO | 36 | 61 | New York | 40.7713 | -73.9912 | 1 | 1 | NG | GAS |  | 0.00653 | 17.1 | 1 | [6 empty] | 17308 | 15408.8 | 17308 | 15408.8 | 978 | 476 | 24.494 | 11.557 | 0.005 | 1011.558 | 37.139 | 3.714 | 1012.576 |  | 50.09 | 48.559 | 0.01 | 2068.626 | 0.038 | 0.004 | 2070.707 |  | 2.83 | 1.5 | 0.001 | 116.889 | 0.002 | 0 | 117.007 |  | 50.09 | 48.559 | 0.01 | 2068.626 | 0.038 | 0.004 | 2070.707 |  | 24.494 | 11.557 | 0.005 | 1011.558 | 37.139 | 3.714 |  | 17308 | 15408.8 | 17308 | 15408.8 | EPA/CAMD; EIA | EPA/CAMD | EIA | EIA | EIA | EIA | -- | EPA/CAMD; EIA | EPA/CAMD | [14 empty] | 17697.3415 | 0 | 0 | 978 | 0 | 0 | 0 | 0 | 0 | 0 | 0 | 0 | 978 | 0 | 0 | 978 | 0 | 0 | 0 | 1 | 0 | 0 | 0 | 0 | 0 | 0 | 0 | 0 | 1 | 0 | 0 | 1 | 0 | Yes |  | 3795999.225 |  | 221.678 |  |  | https://www.google.com/maps/@?api=1&map_action=map&center=40.771284999999999%2C-73.991150000000005&zoom=17&basemap=satellite | 1201680 | [118 empty] | 0.34 |  |  | 57 |  |  | 0.35 | 0.45 |  |  | 63 |  |  | 0.4 | 0.22 |  |  | 40 |  |  | 0.3 | 0.08 |  |  | 81 |  |  | 0.05 | 0.08 |  |  | 49 |  |  | 0.12 | 0.05 |  |  | 50 |  |  | 0.06 | 0.17 |  |  | 56 |  |  | 0.16 | 0.0098683 | 0.10726 | Gas | FRS_110019296509
536 | 468 | 2021 | CA | AES Huntington Beach Energy Project | 62116 | Southern California Edison Co | 17609 | AES Huntington Beach Energy, LLC | 61670 | IPP Non-CHP | California Independent System Operator | CISO | WECC | CAMX | WECC California | CAISO | 6 | 59 | Orange | 33.6456 | -117.9794 | 4 | 3 | NG | GAS |  | 0.62722 | 699.2 | 0.28796 | [6 empty] | 26237974.45 | 11302679.35 | 26237974.45 | 11302679.35 | 3841745 | 1660441 | 4045.087 | 1745.191 | 41.928 | 1533466.058 | 57844.883 | 5784.488 | 1535051.008 |  | 2.106 | 2.102 | 0.022 | 798.317 | 0.015 | 0.002 | 799.143 |  | 0.308 | 0.309 | 0.003 | 116.889 | 0.002 | 0 | 117.01 |  | 2.106 | 2.102 | 0.022 | 798.317 | 0.015 | 0.002 | 799.143 |  | 4045.087 | 1745.191 | 41.928 | 1533466.058 | 57844.883 | 5784.488 |  | 26237974.45 | 11302679.35 | 26237974.45 | 11302679.35 | EIA | EIA | EIA | EIA | EIA | EIA | -- | EIA | EIA | [14 empty] | 6829.7022 | 0 | 0 | 3841745 | 0 | 0 | 0 | 0 | 0 | 0 | 0 | 0 | 3841745 | 0 | 0 | 3841745 | 0 | 0 | 0 | 1 | 0 | 0 | 0 | 0 | 0 | 0 | 0 | 0 | 1 | 0 | 0 | 1 | 0 | [7 empty] | https://www.google.com/maps/@?api=1&map_action=map&center=33.645617999999999%2C-117.979372&zoom=17&basemap=satellite | 109183 | [118 empty] | 0.29 |  |  | 50 |  |  | 0.35 | 0.39 |  |  | 58 |  |  | 0.4 | 0.2 |  |  | 36 |  |  | 0.3 | 0.03 |  |  | 70 |  |  | 0.05 | 0.09 |  |  | 51 |  |  | 0.12 | 0.05 |  |  | 47 |  |  | 0.06 | 0.17 |  |  | 58 |  |  | 0.16 | 28.566 | 0.044455 | Gas | FRS_
537 | 7918 | 2021 | NY | 74th Street | 2504 | Consolidated Edison Co-NY Inc | 4226 | Consolidated Edison Co-NY Inc | 4226 | Electric Utility | New York Independent System Operator | NYIS | NPCC | NYCW | NPCC NYC/Westchester | NYISO | 36 | 61 | New York | 40.768 | -73.9515 | 2 | 2 | KER | OIL |  | 0.00243 | 37 | 1 | [6 empty] | 11330.8 | 3557 | 11330.8 | 3557 | 786 | 51 | 8.499 | 2.668 | 3.059 | 919.6 | 80.12 | 16.024 | 922.989 |  | 21.626 | 104.627 | 7.783 | 2339.949 | 0.102 | 0.02 | 2348.573 |  | 1.5 | 1.5 | 0.54 | 162.319 | 0.007 | 0.001 | 162.917 |  | 21.626 | 104.627 | 7.783 | 2339.949 | 0.102 | 0.02 | 2348.573 |  | 8.499 | 2.668 | 3.059 | 919.6 | 80.12 | 16.024 |  | 11330.8 | 3557 | 11330.8 | 3557 | EPA/CAMD | EPA/CAMD | EIA | EPA/CAMD | EIA | EIA | -- | EPA/CAMD | EPA/CAMD | [14 empty] | 14415.7761 | 0 | 786 | 0 | 0 | 0 | 0 | 0 | 0 | 0 | 0 | 0 | 786 | 0 | 0 | 786 | 0 | 0 | 1 | 0 | 0 | 0 | 0 | 0 | 0 | 0 | 0 | 0 | 1 | 0 | 0 | 1 | 0 | Yes |  | 3592335.85 | 222584.95 | 173.26 | 65.3 |  | https://www.google.com/maps/@?api=1&map_action=map&center=40.768000000000001%2C-73.951499999999996&zoom=17&basemap=satellite | 1186527 | [118 empty] | 0.35 |  |  | 58 |  |  | 0.35 | 0.46 |  |  | 64 |  |  | 0.4 | 0.23 |  |  | 43 |  |  | 0.3 | 0.08 |  |  | 81 |  |  | 0.05 | 0.08 |  |  | 50 |  |  | 0.12 | 0.05 |  |  | 50 |  |  | 0.06 | 0.17 |  |  | 55 |  |  | 0.16 | 0.05236 | 0.17482 | Oil | FRS_110019296527
538 | 3017 | 2021 | IA | Ames | 1122 | City of Ames - (IA) | 554 | City of Ames - (IA) | 554 | Electric Utility | Midcontinent Independent Transmission System Operator, Inc.. | MISO | MRO | MROW | MRO West | MISO | 19 | 169 | Story | 42.0258 | -93.6089 | 2 | 2 | NG | GAS |  | 0.27012 | 108.8 | 0.88314 | Yes | [5 empty] | 3844711.952 | 1607859.268 | 3844711.952 | 1607859.268 | 257446 | 106873 | 257.555 | 89.647 | 29.374 | 190106.781 | 29239.275 | 3680.057 | 191020.6 |  | 2.001 | 1.678 | 0.228 | 1476.867 | 0.114 | 0.014 | 1483.966 |  | 0.134 | 0.112 | 0.015 | 98.893 | 0.008 | 0.001 | 99.368 |  | 2.001 | 1.678 | 0.228 | 1476.867 | 0.114 | 0.014 | 1483.966 |  | 257.555 | 89.647 | 29.374 | 227913.23 | 29239.275 | 3680.057 |  | 3844711.952 | 1607859.268 | 3844711.952 | 1607859.268 | EPA/CAMD | EPA/CAMD | EPA/CAMD | EPA/CAMD | EIA | EIA | -- | EPA/CAMD | EPA/CAMD |  |  |  | 37806.449 | [10 empty] | 14934.0521 | 0 | 0 | 232153.73 | 0 | 0 | 25292.268 | 0 | 0 | 0 | 0 | 0 | 232153.73 | 25292.268 | 25292.268 | 257445.998 | 0 | 0 | 0 | 0.90176 | 0 | 0 | 0.098243 | 0 | 0 | 0 | 0 | 0 | 0.90176 | 0.098243 | 0.098243 | 1 | 0 | Yes |  | 4575693.724 | 271245.602 | 269.825 | 26.336 |  | https://www.google.com/maps/@?api=1&map_action=map&center=42.025799999999997%2C-93.608900000000006&zoom=17&basemap=satellite | 49099 | [118 empty] | 0.33 |  |  | 56 |  |  | 0.35 | 0.2 |  |  | 39 |  |  | 0.4 | 0.41 |  |  | 70 |  |  | 0.3 | 0.04 |  |  | 73 |  |  | 0.05 | 0.03 |  |  | 24 |  |  | 0.12 | 0.03 |  |  | 34 |  |  | 0.06 | 0.11 |  |  | 30 |  |  | 0.16 | 16.7074 | 0.13574 | Gas | FRS_110038076453
539 | 8098 | 2021 | NY | E F Barrett | 2511 | Long Island Power Authority | 11171 | National Grid Generation LLC | 56505 | Electric Utility | New York Independent System Operator | NYIS | NPCC | NYLI | NPCC Long Island | NYISO | 36 | 59 | Nassau | 40.6167 | -73.6479 | 17 | 13 | NG | GAS |  | 0.25875 | 669.2 | 0.90209 | [6 empty] | 16738245.56 | 8830862.806 | 16738245.56 | 8830862.806 | 1516831.998 | 787251.998 | 1021.06 | 552.467 | 109.721 | 1003125.328 | 39943.306 | 4239.939 | 1004256.37 |  | 1.346 | 1.404 | 0.145 | 1322.658 | 0.026 | 0.003 | 1324.15 |  | 0.122 | 0.125 | 0.013 | 119.86 | 0.002 | 0 | 119.995 |  | 1.346 | 1.404 | 0.145 | 1322.658 | 0.026 | 0.003 | 1324.15 |  | 1021.06 | 552.467 | 109.721 | 1003125.328 | 39943.306 | 4239.939 |  | 16738245.56 | 8830862.806 | 16738245.56 | 8830862.806 | EPA/CAMD | EPA/CAMD | EPA/CAMD; EIA | EPA/CAMD | EIA | EIA | -- | EPA/CAMD | EPA/CAMD | [14 empty] | 11035.0029 | 0 | 33780.68 | 1483051.33 | 0 | 0 | 0 | 0 | 0 | 0 | 0 | 0 | 1516832.01 | 0 | 0 | 1516832.01 | 0 | 0 | 0.022271 | 0.97773 | 0 | 0 | 0 | 0 | 0 | 0 | 0 | 0 | 1 | 0 | 0 | 1 | 0 | Yes |  | 15426152.67 | 922545.371 | 1070.029 | 47.419 |  | https://www.google.com/maps/@?api=1&map_action=map&center=40.616689000000001%2C-73.647880999999998&zoom=17&basemap=satellite | 111993 | [118 empty] | 0.21 |  |  | 35 |  |  | 0.35 | 0.29 |  |  | 49 |  |  | 0.4 | 0.14 |  |  | 24 |  |  | 0.3 | 0.03 |  |  | 69 |  |  | 0.05 | 0.06 |  |  | 39 |  |  | 0.12 | 0.05 |  |  | 51 |  |  | 0.06 | 0.19 |  |  | 65 |  |  | 0.16 | 97.5327 | 0.14084 | Gas | FRS_110000582389
540 | 470 | 2021 | CA | Agnews Power Plant | 50748 | Pacific Gas & Electric Co | 14328 | OLS Energy-Agnews Inc. | 2871 | IPP Non-CHP | California Independent System Operator | CISO | WECC | CAMX | WECC California | CAISO | 6 | 85 | Santa Clara | 37.4058 | -121.9272 | 2 | 2 | NG | GAS |  | 0.06672 | 32 | 1 | [6 empty] | 183557.444 | 0 | 183557.444 | 0 | 18702 | 8882.666 | 28.349 | 13.464 | 0.293 | 10727.928 | 404.676 | 40.468 | 10739.016 |  | 3.032 | 3.032 | 0.031 | 1147.249 | 0.022 | 0.002 | 1148.435 |  | 0.309 |  | 0.003 | 116.889 | 0.002 | 0 | 117.01 |  | 3.032 | 3.032 | 0.031 | 1147.249 | 0.022 | 0.002 | 1148.435 |  | 28.349 | 13.464 | 0.293 | 10727.928 | 404.676 | 40.468 |  | 183557.444 | 0 | 183557.444 | 0 | EIA | EIA | EIA | EIA | EIA | EIA | -- | [16 empty] | 9814.8564 | 0 | 0 | 18702 | 0 | 0 | 0 | 0 | 0 | 0 | 0 | 0 | 18702 | 0 | 0 | 18702 | 0 | 0 | 0 | 1 | 0 | 0 | 0 | 0 | 0 | 0 | 0 | 0 | 1 | 0 | 0 | 1 | 0 | [7 empty] | https://www.google.com/maps/@?api=1&map_action=map&center=37.405799999999999%2C-121.9272&zoom=17&basemap=satellite | 122594 | [118 empty] | 0.49 |  |  | 74 |  |  | 0.35 | 0.84 |  |  | 85 |  |  | 0.4 | 0.15 |  |  | 26 |  |  | 0.3 | 0.13 |  |  | 88 |  |  | 0.05 | 0.09 |  |  | 54 |  |  | 0.12 | 0.08 |  |  | 71 |  |  | 0.06 | 0.08 |  |  | 19 |  |  | 0.16 | 0.38212 | 0.057788 | Gas | FRS_110028013343
541 | 8103 | 2021 | NY | East Hampton Facility | 2512 | Long Island Power Authority | 11171 | National Grid Generation LLC | 56505 | Electric Utility | New York Independent System Operator | NYIS | NPCC | NYLI | NPCC Long Island | NYISO | 36 | 103 | Suffolk | 40.9617 | -72.2103 | 1 | 4 | DFO | OIL |  | 0.0543 | 27.3 | 1 | [6 empty] | 149827.988 | 136795.4 | 149827.988 | 136795.4 | 12986.001 | 834.999 | 59.377 | 54.439 | 22.513 | 12155.724 | 1148.77 | 229.754 | 12204.317 |  | 9.145 | 130.393 | 3.467 | 1872.127 | 0.088 | 0.018 | 1879.611 |  | 0.793 | 0.796 | 0.301 | 162.262 | 0.008 | 0.002 | 162.911 |  | 9.145 | 130.393 | 3.467 | 1872.128 | 0.088 | 0.018 | 1879.611 |  | 59.377 | 54.439 | 22.513 | 12155.724 | 1148.77 | 229.754 |  | 149827.988 | 136795.4 | 149827.988 | 136795.4 | EPA/CAMD | EPA/CAMD | EIA | EPA/CAMD | EIA | EIA | -- | EPA/CAMD | EPA/CAMD | [14 empty] | 11537.655 | 0 | 12986 | 0 | 0 | 0 | 0 | 0 | 0 | 0 | 0 | 0 | 12986 | 0 | 0 | 12986 | 0 | 0 | 1 | 0 | 0 | 0 | 0 | 0 | 0 | 0 | 0 | 0 | 1 | 0 | 0 | 1 | 0 | Yes |  | 179735 | 14574.3 | 71.551 |  |  | https://www.google.com/maps/@?api=1&map_action=map&center=40.961706%2C-72.210277000000005&zoom=17&basemap=satellite | 8214 | [118 empty] | 0.31 |  |  | 52 |  |  | 0.35 | 0.4 |  |  | 59 |  |  | 0.4 | 0.21 |  |  | 38 |  |  | 0.3 | 0.03 |  |  | 68 |  |  | 0.05 | 0.05 |  |  | 37 |  |  | 0.12 | 0.05 |  |  | 54 |  |  | 0.06 | 0.21 |  |  | 71 |  |  | 0.16 | 1.0369 | 0.12962 | Oil | FRS_110019207482
542 | 3225 | 2021 | IA | Streeter Station | 1131 | Cedar Falls Utilities | 3203 | Cedar Falls Utilities | 3203 | Electric Utility | Midcontinent Independent Transmission System Operator, Inc.. | MISO | MRO | MROW | MRO West | MISO | 19 | 13 | Black Hawk | 42.5267 | -92.4394 | 1 | 2 | BIT | COAL | Yes | 0.03224 | 51.5 | 1 | Yes | [5 empty] | 223586.064 | 175283 | 223586.064 | 175283 | 14544 | 10386 | 38.547 | 26.914 | 25.565 | 14645.123 | 2113.113 | 288.917 | 14714.586 |  | 5.301 | 5.183 | 3.516 | 2013.906 | 0.145 | 0.02 | 2023.458 |  | 0.345 | 0.307 | 0.229 | 131.002 | 0.009 | 0.001 | 131.623 |  | 5.301 | 5.183 | 3.516 | 2013.906 | 0.145 | 0.02 | 2023.458 |  | 38.547 | 26.914 | 25.565 | 14645.123 | 2113.113 | 288.917 |  | 223586.064 | 175283 | 223586.064 | 175283 | EPA/CAMD | EPA/CAMD | EPA/CAMD | EPA/CAMD | EIA | EIA | -- | EPA/CAMD | EPA/CAMD |  |  |  | 0 | [10 empty] | 15373.0792 | 3657.25 | 0 | 10886.75 | 0 | 0 | 0 | 0 | 0 | 0 | 0 | 0 | 14544 | 0 | 0 | 14544 | 0 | 0.25146 | 0 | 0.74854 | 0 | 0 | 0 | 0 | 0 | 0 | 0 | 0 | 1 | 0 | 0 | 1 | 0 | Yes |  | 129589.101 | 7859.79 | 18.078 | 2.977 |  | https://www.google.com/maps/@?api=1&map_action=map&center=42.526699999999998%2C-92.439400000000006&zoom=17&basemap=satellite | 42025 | [118 empty] | 0.19 |  |  | 30 |  |  | 0.35 | 0.1 |  |  | 24 |  |  | 0.4 | 0.29 |  |  | 53 |  |  | 0.3 | 0.01 |  |  | 60 |  |  | 0.05 | 0.04 |  |  | 26 |  |  | 0.12 | 0.06 |  |  | 57 |  |  | 0.06 | 0.15 |  |  | 49 |  |  | 0.16 | 0.00029977 | 0.00030872 | Coal | FRS_110000593572
543 | 471 | 2021 | CA | AGT000 Stevens Creek Fuel Cell | 63699 | City of Santa Clara - (CA) | 16655 | 2016 ESA Project Company, LLC | 62150 | IPP Non-CHP | California Independent System Operator | CISO | WECC | CAMX | WECC California | CAISO | 6 | 85 | Santa Clara | 37.3249 | -121.9989 | 2 | 2 | NG | GAS |  | 0.87682 | 2.2 | 0 | [8 empty] | 122371 | 58121 | 16898 | 8026 | 0 |  | 0 | 0 | [37 empty] | 122371 | 58121 | [6 empty] | -- | EIA | EIA | [15 empty] | 0 | 0 | 16898 | 0 | 0 | 0 | 0 | 0 | 0 | 0 | 0 | 16898 | 0 | 0 | 16898 | 0 | 0 | 0 | 1 | 0 | 0 | 0 | 0 | 0 | 0 | 0 | 0 | 1 | 0 | 0 | 1 | 0 | [7 empty] | https://www.google.com/maps/@?api=1&map_action=map&center=37.324890000000003%2C-121.99894&zoom=17&basemap=satellite | 258949 | [118 empty] | 0.42 |  |  | 66 |  |  | 0.35 | 0.71 |  |  | 79 |  |  | 0.4 | 0.12 |  |  | 20 |  |  | 0.3 | 0.1 |  |  | 85 |  |  | 0.05 | 0.05 |  |  | 34 |  |  | 0.12 | 0.07 |  |  | 65 |  |  | 0.06 | 0.13 |  |  | 40 |  |  | 0.16 | 0 | 0 | Gas | FRS_110070871583
544 | 472 | 2021 | CA | Agua Mansa Power | 55951 | City of Colton - (CA) | 4003 | E I Colton LLC | 5532 | Electric Utility | California Independent System Operator | CISO | WECC | CAMX | WECC California | CAISO | 6 | 71 | San Bernardino | 34.0414 | -117.3603 | 1 | 1 | NG | GAS |  | 0.02399 | 60.5 | 1 | [6 empty] | 143473.6 | 134046.325 | 143473.6 | 134046.325 | 12714 | 6039 | 1.148 | 1.052 | 0.043 | 8526.25 | 31.213 | 3.121 | 8527.105 |  | 0.181 | 0.348 | 0.007 | 1341.238 | 0.002 | 0 | 1341.373 |  | 0.016 | 0.016 | 0.001 | 118.855 | 0 | 0 | 118.867 |  | 0.181 | 0.348 | 0.007 | 1341.238 | 0.002 | 0 | 1341.373 |  | 1.148 | 1.052 | 0.043 | 8526.25 | 31.213 | 3.121 |  | 143473.6 | 134046.325 | 143473.6 | 134046.325 | EPA/CAMD | EPA/CAMD | EPA/CAMD | EPA/CAMD | EIA | EIA | -- | EPA/CAMD | EPA/CAMD | [14 empty] | 11284.694 | 0 | 0 | 12714 | 0 | 0 | 0 | 0 | 0 | 0 | 0 | 0 | 12714 | 0 | 0 | 12714 | 0 | 0 | 0 | 1 | 0 | 0 | 0 | 0 | 0 | 0 | 0 | 0 | 1 | 0 | 0 | 1 | 0 | Yes |  | 144591.45 | 8593.45 | 1.084 | 0.043 |  | https://www.google.com/maps/@?api=1&map_action=map&center=34.041400000000003%2C-117.3603&zoom=17&basemap=satellite | 71621 | [118 empty] | 0.62 |  |  | 84 |  |  | 0.35 | 0.84 |  |  | 85 |  |  | 0.4 | 0.4 |  |  | 69 |  |  | 0.3 | 0.08 |  |  | 82 |  |  | 0.05 | 0.28 |  |  | 89 |  |  | 0.12 | 0.07 |  |  | 66 |  |  | 0.06 | 0.1 |  |  | 25 |  |  | 0.16 | 0.62927 | 0.086844 | Gas | FRS_110028012237
545 | 3159 | 2021 | IA | Muscatine | 1167 | Board of Water Electric & Communications | 13143 | Board of Water Electric & Communications | 13143 | Electric Utility | Midcontinent Independent Transmission System Operator, Inc.. | MISO | MRO | MROW | MRO West | MISO | 19 | 139 | Muscatine | 41.3917 | -91.0569 | 2 | 4 | RC | COAL | Yes | 0.37973 | 293.5 | 0.70046 |  | Yes | 6874276.8 | 0.485 | 0.39258 |  | 5704252.12 | 2420775.751 | 5704252.12 | 2420775.751 | 976297 | 447824 | 1022.559 | 361.539 | 619.353 | 598260.903 | 133146.445 | 19365.876 | 602810.749 |  | 2.095 | 1.615 | 1.269 | 1225.572 | 0.136 | 0.02 | 1234.892 |  | 0.359 | 0.299 | 0.217 | 209.76 | 0.023 | 0.003 | 211.355 |  | 2.095 | 1.615 | 1.269 | 1225.572 | 0.136 | 0.02 | 1234.892 |  | 2604.749 | 920.942 | 1577.668 | 1523940.428 | 339161.811 | 49330.386 |  | 14530350.18 | 6166403.348 | 14530350.18 | 6166403.348 | EPA/CAMD | EPA/CAMD | EPA/CAMD | EPA/CAMD | EIA | EIA | -- | EPA/CAMD | EPA/CAMD | [6 empty] | 8826098.06 | 3745627.597 | 1582.19 | 559.403 | 958.315 | 925679.525 | 206015.365 | 29964.51 | 5842.7427 | 973251.31 | 839.505 | 2206.182 | 0 | 0 | 0 | 0 | 0 | 0 | 0 | 0 | 976296.997 | 0 | 0 | 976296.997 | 0 | 0.99688 | 0.00085989 | 0.0022597 | 0 | 0 | 0 | 0 | 0 | 0 | 0 | 0 | 1 | 0 | 0 | 1 | 0 | Yes |  | 13082541.58 | 1372093.731 | 2508.47 | 1387.032 |  | https://www.google.com/maps/@?api=1&map_action=map&center=41.3917%2C-91.056899999999999&zoom=17&basemap=satellite | 14396 | [118 empty] | 0.32 |  |  | 55 |  |  | 0.35 | 0.27 |  |  | 47 |  |  | 0.4 | 0.38 |  |  | 65 |  |  | 0.3 | 0.01 |  |  | 60 |  |  | 0.05 | 0.13 |  |  | 65 |  |  | 0.12 | 0.07 |  |  | 67 |  |  | 0.06 | 0.13 |  |  | 40 |  |  | 0.16 | 13.0507 | 0.049062 | Coal | FRS_110000415827
546 | 474 | 2021 | CA | Alameda | 7450 | City of Alameda | 207 | Northern California Power Agny | 40613 | Electric Utility | California Independent System Operator | CISO | WECC | CAMX | WECC California | CAISO | 6 | 1 | Alameda | 37.7886 | -122.2889 | 2 | 2 | NG | GAS |  | 0.01532 | 54.8 | 1 | [6 empty] | 115342 | 54783 | 115342 | 54783 | 7355 | 3493 | 17.762 | 8.436 | 0.184 | 6741.108 | 254.286 | 25.429 | 6748.075 |  | 4.83 | 4.83 | 0.05 | 1833.068 | 0.035 | 0.003 | 1834.963 |  | 0.308 | 0.308 | 0.003 | 116.889 | 0.002 | 0 | 117.01 |  | 4.83 | 4.83 | 0.05 | 1833.068 | 0.035 | 0.003 | 1834.963 |  | 17.762 | 8.436 | 0.184 | 6741.108 | 254.286 | 25.429 |  | 115342 | 54783 | 115342 | 54783 | EIA | EIA | EIA | EIA | EIA | EIA | -- | EIA | EIA | [14 empty] | 15682.121 | 0 | 0 | 7355 | 0 | 0 | 0 | 0 | 0 | 0 | 0 | 0 | 7355 | 0 | 0 | 7355 | 0 | 0 | 0 | 1 | 0 | 0 | 0 | 0 | 0 | 0 | 0 | 0 | 1 | 0 | 0 | 1 | 0 | [7 empty] | https://www.google.com/maps/@?api=1&map_action=map&center=37.788600000000002%2C-122.2889&zoom=17&basemap=satellite | 159883 | [118 empty] | 0.49 |  |  | 74 |  |  | 0.35 | 0.67 |  |  | 77 |  |  | 0.4 | 0.31 |  |  | 55 |  |  | 0.3 | 0.11 |  |  | 86 |  |  | 0.05 | 0.13 |  |  | 65 |  |  | 0.12 | 0.05 |  |  | 52 |  |  | 0.06 | 0.14 |  |  | 44 |  |  | 0.16 | 0.064272 | 0.016843 | Gas | FRS_110016766837
547 | 9979 | 2021 | TX | Copper Station | 9 | El Paso Electric Co | 5701 | El Paso Electric Co | 5701 | Electric Utility | El Paso Electric Company | EPE | WECC | AZNM | WECC Southwest |  | 48 | 141 | El Paso | 31.7569 | -106.375 | 1 | 1 | NG | GAS |  | 0.03806 | 86.9 | 1 | [6 empty] | 567476.404 | 553851.242 | 567476.404 | 553851.242 | 28972 | 28276 | 68.534 | 66.306 | 0.155 | 33165.891 | 1259.299 | 125.93 | 33200.396 |  | 4.731 | 4.69 | 0.011 | 2289.513 | 0.043 | 0.004 | 2291.895 |  | 0.242 | 0.239 | 0.001 | 116.889 | 0.002 | 0 | 117.011 |  | 4.731 | 4.69 | 0.011 | 2289.513 | 0.043 | 0.004 | 2291.895 |  | 68.534 | 66.306 | 0.155 | 33165.891 | 1259.299 | 125.93 |  | 567476.404 | 553851.242 | 567476.404 | 553851.242 | EPA/CAMD | EPA/CAMD | EIA | EIA | EIA | EIA | -- | EPA/CAMD | EPA/CAMD | [14 empty] | 19587.0635 | 0 | 0 | 28972 | 0 | 0 | 0 | 0 | 0 | 0 | 0 | 0 | 28972 | 0 | 0 | 28972 | 0 | 0 | 0 | 1 | 0 | 0 | 0 | 0 | 0 | 0 | 0 | 0 | 1 | 0 | 0 | 1 | 0 | Yes |  | 851914.95 |  | 88.293 |  |  | https://www.google.com/maps/@?api=1&map_action=map&center=31.756900000000002%2C-106.375&zoom=17&basemap=satellite | 101136 | [118 empty] | 0.73 |  |  | 91 |  |  | 0.35 | 0.92 |  |  | 90 |  |  | 0.4 | 0.53 |  |  | 83 |  |  | 0.3 | 0.26 |  |  | 95 |  |  | 0.05 | 0.27 |  |  | 88 |  |  | 0.12 | 0.07 |  |  | 69 |  |  | 0.06 | 0.18 |  |  | 60 |  |  | 0.16 | 2.2194 | 0.13098 | Gas | FRS_110005162457
548 | 477 | 2021 | CA | Algonquin Power Sanger | 57564 | Pacific Gas & Electric Co | 14328 | Algonquin Power Sanger LLC | 56905 | IPP Non-CHP | California Independent System Operator | CISO | WECC | CAMX | WECC California | CAISO | 6 | 19 | Fresno | 36.6842 | -119.5522 | 1 | 2 | NG | GAS |  | 0.31966 | 61.5 | 0.80057 |  | Yes | 0 |  | 1 |  | 1237046.786 | 789224.015 | 1237046.786 | 789224.015 | 172212 | 111232 | 9.122 | 5.746 | 0.371 | 73517.73 | 2664.571 | 266.457 | 73590.739 |  | 0.106 | 0.103 | 0.004 | 853.805 | 0.015 | 0.002 | 854.653 |  | 0.015 | 0.015 | 0.001 | 118.86 | 0.002 | 0 | 118.978 |  | 0.106 | 0.103 | 0.004 | 853.805 | 0.015 | 0.002 | 854.653 |  | 9.122 | 5.746 | 0.371 | 73517.73 | 2664.571 | 266.457 |  | 1237046.786 | 789224.015 | 1237046.786 | 789224.015 | EPA/CAMD | EPA/CAMD | EPA/CAMD | EPA/CAMD | EIA | EIA | -- | EPA/CAMD | EPA/CAMD | [6 empty] | 0 | 0 | 0 | 0 | 0 | 0 | 0 | 0 | 7183.2787 | 0 | 0 | 172212 | 0 | 0 | 0 | 0 | 0 | 0 | 0 | 0 | 172212 | 0 | 0 | 172212 | 0 | 0 | 0 | 1 | 0 | 0 | 0 | 0 | 0 | 0 | 0 | 0 | 1 | 0 | 0 | 1 | 0 | Yes |  | 1309569.921 | 77825.767 | 10.093 | 0.393 |  | https://www.google.com/maps/@?api=1&map_action=map&center=36.684199999999997%2C-119.5522&zoom=17&basemap=satellite | 29503 | [118 empty] | 0.64 |  |  | 85 |  |  | 0.35 | 0.85 |  |  | 86 |  |  | 0.4 | 0.43 |  |  | 72 |  |  | 0.3 | 0.12 |  |  | 86 |  |  | 0.05 | 0.25 |  |  | 87 |  |  | 0.12 | 0.08 |  |  | 73 |  |  | 0.06 | 0.1 |  |  | 27 |  |  | 0.16 | 3.5978 | 0.09888 | Gas | FRS_110043805790
549 | 3227 | 2021 | IA | Summit Lake | 1206 | Central Iowa Power Cooperative | 3258 | Central Iowa Power Cooperative | 3258 | Electric Utility | Midcontinent Independent Transmission System Operator, Inc.. | MISO | MRO | MROW | MRO West | MISO | 19 | 175 | Union | 41.1136 | -94.3472 | 2 | 8 | NG | GAS |  | 0.04553 | 141.2 | 1 | [6 empty] | 5282.2 | 0 | 5282.2 | 0 | 56313 | 33807.271 | 1.849 | 0.173 | 0.002 | 311.7 | 1088.588 | 108.863 | 341.528 |  | 0.066 | 0.01 | 0 | 11.07 | 0.019 | 0.002 | 12.13 |  | 0.7 |  | 0.001 | 118.019 | 0.206 | 0.021 | 129.313 |  | 0.066 | 0.01 | 0 | 11.07 | 0.019 | 0.002 | 12.13 |  | 1.849 | 0.173 | 0.002 | 311.7 | 1088.588 | 108.863 |  | 5282.2 | 0 | 5282.2 | 0 | EPA/CAMD | EIA | EPA/CAMD | EPA/CAMD | EIA | EIA | -- | EPA/CAMD | EPA/CAMD | [14 empty] | 93.8007 | 0 | 0.283 | 56312.717 | 0 | 0 | 0 | 0 | 0 | 0 | 0 | 0 | 56313 | 0 | 0 | 56313 | 0 | 0 | 5.0255e-06 | 0.99999 | 0 | 0 | 0 | 0 | 0 | 0 | 0 | 0 | 1 | 0 | 0 | 1 | 0 | Yes |  | 80230.3 | 4834.7 | 29.233 | 0.046 |  | https://www.google.com/maps/@?api=1&map_action=map&center=41.113599999999998%2C-94.347200000000001&zoom=17&basemap=satellite | 504 | [118 empty] | 0.15 |  |  | 21 |  |  | 0.35 | 0.1 |  |  | 24 |  |  | 0.4 | 0.2 |  |  | 36 |  |  | 0.3 | 0.01 |  |  | 58 |  |  | 0.05 | 0.15 |  |  | 71 |  |  | 0.12 | 0.05 |  |  | 53 |  |  | 0.06 | 0.21 |  |  | 70 |  |  | 0.16 | 0.31695 | 0.04853 | Gas | FRS_110018867993
550 | 481 | 2021 | CA | Almond Power Plant | 7315 | Turlock Irrigation District | 19281 | Turlock Irrigation District | 19281 | Electric Utility | Turlock Irrigation District | TIDC | WECC | CAMX | WECC California |  | 6 | 99 | Stanislaus | 37.5744 | -120.985 | 4 | 4 | NG | GAS |  | 0.20904 | 223.5 | 0.98493 | [6 empty] | 4233200.108 | 2192207.62 | 4233200.108 | 2192207.62 | 409276.001 | 215728 | 20.483 | 10.705 | 1.27 | 251575.006 | 9602.96 | 960.296 | 251838.127 |  | 0.1 | 0.099 | 0.006 | 1229.366 | 0.023 | 0.002 | 1230.652 |  | 0.01 | 0.01 | 0.001 | 118.858 | 0.002 | 0 | 118.982 |  | 0.1 | 0.099 | 0.006 | 1229.366 | 0.023 | 0.002 | 1230.652 |  | 20.483 | 10.705 | 1.27 | 251575.006 | 9602.96 | 960.296 |  | 4233200.108 | 2192207.62 | 4233200.108 | 2192207.62 | EPA/CAMD | EPA/CAMD | EPA/CAMD | EPA/CAMD | EIA | EIA | -- | EPA/CAMD | EPA/CAMD | [14 empty] | 10343.1428 | 0 | 0 | 409276 | 0 | 0 | 0 | 0 | 0 | 0 | 0 | 0 | 409276 | 0 | 0 | 409276 | 0 | 0 | 0 | 1 | 0 | 0 | 0 | 0 | 0 | 0 | 0 | 0 | 1 | 0 | 0 | 1 | 0 | Yes |  | 3045655.815 | 180999.719 | 15.38 | 0.913 |  | https://www.google.com/maps/@?api=1&map_action=map&center=37.574399999999997%2C-120.985&zoom=17&basemap=satellite | 57664 | [118 empty] | 0.64 |  |  | 85 |  |  | 0.35 | 0.8 |  |  | 83 |  |  | 0.4 | 0.48 |  |  | 78 |  |  | 0.3 | 0.14 |  |  | 89 |  |  | 0.05 | 0.34 |  |  | 93 |  |  | 0.12 | 0.09 |  |  | 78 |  |  | 0.06 | 0.08 |  |  | 21 |  |  | 0.16 | 5.8605 | 0.047176 | Gas | FRS_110021087517
551 | 5617 | 2021 | MN | Madelia | 30 | City of Madelia - (MN) | 29305 | City of Madelia - (MN) | 29305 | Electric Utility | Midcontinent Independent Transmission System Operator, Inc.. | MISO | MRO | MROW | MRO West | MISO | 27 | 165 | Watonwan | 44.0501 | -94.4178 | 5 | 5 | DFO | OIL |  | 0 | 11.8 | [7 empty] | 196.999 | 67 | 196.999 | 67 | -199.999 | -69 | 0.299 | 0.102 | 0.028 | 16.087 | 1.303 | 0.261 | 16.142 |  | 0 | 0 | 0 | 0 | 0 | 0 | 0 |  | 3.036 | 3.045 | 0.289 | 163.321 | 0.007 | 0.001 | 163.88 |  | 0 | 0 | 0 | 0 | 0 | 0 | 0 |  | 0.299 | 0.102 | 0.028 | 16.087 | 1.303 | 0.261 |  | 196.999 | 67 | 196.999 | 67 | EIA | EIA | EIA | EIA | EIA | EIA | -- | EIA | EIA | [14 empty] | -984.995 | 0 | -200 | 0 | 0 | 0 | 0 | 0 | 0 | 0 | 0 | 0 | -200 | 0 | 0 | -200 | 0 | [23 empty] | https://www.google.com/maps/@?api=1&map_action=map&center=44.0501%2C-94.4178&zoom=17&basemap=satellite | 2706 | [118 empty] | 0.32 |  |  | 55 |  |  | 0.35 | 0.3 |  |  | 50 |  |  | 0.4 | 0.35 |  |  | 62 |  |  | 0.3 | 0.11 |  |  | 85 |  |  | 0.05 | 0.19 |  |  | 78 |  |  | 0.12 | 0.13 |  |  | 92 |  |  | 0.06 | 0.18 |  |  | 60 |  |  | 0.16 | 0.11532 | 0 | Oil | FRS_110067404687
552 | 495 | 2021 | CA | AltaGas Ripon Energy Inc. | 50299 | Pacific Gas & Electric Co | 14328 | AltaGas Ripon Energy Inc. | 60134 | IPP Non-CHP | California Independent System Operator | CISO | WECC | CAMX | WECC California | CAISO | 6 | 77 | San Joaquin | 37.7325 | -121.116 | 1 | 1 | NG | GAS |  | 0.00998 | 49.5 | 1 |  | Yes | 0 |  | 1 |  | 44854 | 29080 | 44854 | 29080 | 4329 | 2843 | 6.897 | 4.473 | 0.072 | 2621.471 | 98.886 | 9.889 | 2624.18 |  | 3.186 | 3.147 | 0.033 | 1211.121 | 0.023 | 0.002 | 1212.373 |  | 0.308 | 0.308 | 0.003 | 116.889 | 0.002 | 0 | 117.01 |  | 3.186 | 3.147 | 0.033 | 1211.121 | 0.023 | 0.002 | 1212.373 |  | 6.897 | 4.473 | 0.072 | 2621.471 | 98.886 | 9.889 |  | 44854 | 29080 | 44854 | 29080 | EIA | EIA | EIA | EIA | EIA | EIA | -- | EIA | EIA | [6 empty] | 0 | 0 | 0 | 0 | 0 | 0 | 0 | 0 | 10361.2844 | 0 | 0 | 4329 | 0 | 0 | 0 | 0 | 0 | 0 | 0 | 0 | 4329 | 0 | 0 | 4329 | 0 | 0 | 0 | 1 | 0 | 0 | 0 | 0 | 0 | 0 | 0 | 0 | 1 | 0 | 0 | 1 | 0 | [7 empty] | https://www.google.com/maps/@?api=1&map_action=map&center=37.732532999999997%2C-121.116006&zoom=17&basemap=satellite | 31516 | [118 empty] | 0.35 |  |  | 59 |  |  | 0.35 | 0.48 |  |  | 65 |  |  | 0.4 | 0.23 |  |  | 41 |  |  | 0.3 | 0.04 |  |  | 73 |  |  | 0.05 | 0.12 |  |  | 63 |  |  | 0.12 | 0.07 |  |  | 69 |  |  | 0.06 | 0.14 |  |  | 44 |  |  | 0.16 | 0.035447 | 0.010273 | Gas | FRS_110000508086
553 | 3066 | 2021 | IA | Earl F Wisdom | 1217 | Corn Belt Power Coop | 4363 | Corn Belt Power Coop | 4363 | Electric Utility | Southwest Power Pool | SWPP | MRO | MROW | MRO West |  | 19 | 41 | Clay | 43.1606 | -95.2569 | 2 | 2 | NG | GAS |  | 0.00985 | 119.1 | 1 | [6 empty] | 167463.413 | 20404.384 | 167463.413 | 20404.384 | 10275 | 1630 | 10.796 | 0.776 | 0.678 | 12778.619 | 939.992 | 180.086 | 12817.202 |  | 2.101 | 0.952 | 0.132 | 2487.322 | 0.091 | 0.018 | 2494.832 |  | 0.129 | 0.076 | 0.008 | 152.614 | 0.006 | 0.001 | 153.075 |  | 2.101 | 0.952 | 0.132 | 2487.322 | 0.091 | 0.018 | 2494.832 |  | 10.796 | 0.776 | 0.678 | 12778.619 | 939.992 | 180.086 |  | 167463.413 | 20404.384 | 167463.413 | 20404.384 | EPA/CAMD | EPA/CAMD | EPA/CAMD | EPA/CAMD | EIA | EIA | -- | EPA/CAMD | EPA/CAMD | [14 empty] | 16298.1408 | 0 | 9238.036 | 1036.965 | 0 | 0 | 0 | 0 | 0 | 0 | 0 | 0 | 10275.001 | 0 | 0 | 10275.001 | 0 | 0 | 0.89908 | 0.10092 | 0 | 0 | 0 | 0 | 0 | 0 | 0 | 0 | 1 | 0 | 0 | 1 | 0 | Yes |  | 60861.877 | 3676.444 | 2.119 | 0.032 |  | https://www.google.com/maps/@?api=1&map_action=map&center=43.160600000000002%2C-95.256900000000002&zoom=17&basemap=satellite | 234 | [118 empty] | 0.11 |  |  | 13 |  |  | 0.35 | 0.02 |  |  | 6 |  |  | 0.4 | 0.21 |  |  | 39 |  |  | 0.3 | 0 |  |  | 0 |  |  | 0.05 | 0.03 |  |  | 26 |  |  | 0.12 | 0.04 |  |  | 43 |  |  | 0.06 | 0.23 |  |  | 77 |  |  | 0.16 | 6.3827 | 0.60906 | Gas | FRS_110010507317
554 | 4131 | 2021 | LA | Dolet Hills Power Station | 51 | Cleco Power LLC | 3265 | Cleco Power LLC | 3265 | Electric Utility | Midcontinent Independent Transmission System Operator, Inc.. | MISO | SERC | SPSO | SPP South | MISO | 22 | 31 | DeSoto | 32.0306 | -93.5692 | 1 | 1 | LIG | COAL | Yes | 0.17062 | 720.7 | 1 | [6 empty] | 12933398.73 | 9647213.03 | 12933398.73 | 9647213.03 | 1077152 | 772343 | 1969.6 | 1469.073 | 5102.658 | 1408050.192 | 296420.246 | 42941.333 | 1418153.704 |  | 3.657 | 3.804 | 9.474 | 2614.395 | 0.275 | 0.04 | 2633.154 |  | 0.305 | 0.305 | 0.789 | 217.739 | 0.023 | 0.003 | 219.301 |  | 3.657 | 3.804 | 9.474 | 2614.395 | 0.275 | 0.04 | 2633.154 |  | 1969.6 | 1469.073 | 5102.658 | 1408050.192 | 296420.246 | 42941.333 |  | 12933398.73 | 9647213.03 | 12933398.73 | 9647213.03 | EPA/CAMD | EPA/CAMD | EPA/CAMD | EPA/CAMD | EIA | EIA | -- | EPA/CAMD | EPA/CAMD | [14 empty] | 12007.0322 | 942857.33 | 0 | 134294.67 | 0 | 0 | 0 | 0 | 0 | 0 | 0 | 0 | 1077152 | 0 | 0 | 1077152 | 0 | 0.87532 | 0 | 0.12468 | 0 | 0 | 0 | 0 | 0 | 0 | 0 | 0 | 1 | 0 | 0 | 1 | 0 | Yes | [6 empty] | https://www.google.com/maps/@?api=1&map_action=map&center=32.030555999999997%2C-93.569166999999993&zoom=17&basemap=satellite | 114 | [118 empty] | 0.69 |  |  | 89 |  |  | 0.35 | 0.61 |  |  | 73 |  |  | 0.4 | 0.77 |  |  | 96 |  |  | 0.3 | 0 |  |  | 0 |  |  | 0.05 | 0.14 |  |  | 70 |  |  | 0.12 | 0.09 |  |  | 82 |  |  | 0.06 | 0.18 |  |  | 62 |  |  | 0.16 | 30.75 | 0.092171 | Coal | FRS_110000450155
555 | 496 | 2021 | CA | Altamont Gas Recovery | 50571 | Pacific Gas & Electric Co | 14328 | WM Renewable Energy LLC | 54842 | IPP Non-CHP | California Independent System Operator | CISO | WECC | CAMX | WECC California | CAISO | 6 | 1 | Alameda | 37.7493 | -121.6499 | 2 | 2 | LFG | BIOMASS |  | 0.65525 | 6 | 0.24125 | Yes | [5 empty] | 665898 | 277348 | 665898 | 277348 | 34440 | 14344 | 0 | 0 | 11.154 | 0.001 | 0 | 0 | 0.001 |  | 0 | 0 | 0.648 | 0 | 0 | 0 | 0 |  | 0 | 0 | 0.034 | 0 | 0 | 0 | 0 |  | 0 | 0 | 0.648 | 0 | 0 | 0 | 0 |  | 63.108 | 26.284 | 14.983 | 42284.384 | 1548.88 | 154.888 |  | 665898 | 277348 | 665898 | 277348 | EIA | EIA | EIA | EIA | EIA | EIA | -- | EIA | EIA | 63.108 | 26.284 | 3.829 | 42284.383 | 1548.88 | 154.888 | [8 empty] | 19335.0174 | 0 | 0 | 0 | 0 | 0 | 34440 | 0 | 0 | 0 | 0 | 0 | 0 | 34440 | 34440 | 34440 | 0 | 0 | 0 | 0 | 0 | 0 | 1 | 0 | 0 | 0 | 0 | 0 | 0 | 1 | 1 | 1 | 0 | [7 empty] | https://www.google.com/maps/@?api=1&map_action=map&center=37.749307999999999%2C-121.649866&zoom=17&basemap=satellite | 103 | [118 empty] | 0.22 |  |  | 37 |  |  | 0.35 | 0.4 |  |  | 59 |  |  | 0.4 | 0.05 |  |  | 8 |  |  | 0.3 | 0.02 |  |  | 62 |  |  | 0.05 | 0 |  |  | 0 |  |  | 0.12 | 0.07 |  |  | 69 |  |  | 0.06 | 0.08 |  |  | 19 |  |  | 0.16 | 7.7891 | 0.4091 | Biomass | FRS_110000831404
556 | 4106 | 2021 | KY | Smith Generating Facility | 54 | East Kentucky Power Coop, Inc | 5580 | East Kentucky Power Coop, Inc | 5580 | Electric Utility | PJM Interconnection, LLC | PJM | SERC | SRTV | SERC Tennessee Valley | PJM | 21 | 49 | Clark | 37.8833 | -84.1017 | 9 | 9 | NG | GAS |  | 0.06323 | 1055 | 1 | [6 empty] | 7003137.019 | 3684004.65 | 7003137.019 | 3684004.65 | 584332 | 311040 | 127.447 | 63.822 | 2.724 | 416951.996 | 16353.379 | 1658.791 | 417403.573 |  | 0.436 | 0.41 | 0.009 | 1427.106 | 0.028 | 0.003 | 1428.652 |  | 0.036 | 0.035 | 0.001 | 119.076 | 0.002 | 0 | 119.205 |  | 0.436 | 0.41 | 0.009 | 1427.106 | 0.028 | 0.003 | 1428.652 |  | 127.447 | 63.822 | 2.724 | 416951.996 | 16353.379 | 1658.791 |  | 7003137.019 | 3684004.65 | 7003137.019 | 3684004.65 | EPA/CAMD | EPA/CAMD | EPA/CAMD | EPA/CAMD | EIA | EIA | -- | EPA/CAMD | EPA/CAMD | [14 empty] | 11984.8597 | 0 | 2729.39 | 581602.61 | 0 | 0 | 0 | 0 | 0 | 0 | 0 | 0 | 584332 | 0 | 0 | 584332 | 0 | 0 | 0.004671 | 0.99533 | 0 | 0 | 0 | 0 | 0 | 0 | 0 | 0 | 1 | 0 | 0 | 1 | 0 | Yes |  | 8926540.671 | 533966.872 | 187.881 | 4.371 |  | https://www.google.com/maps/@?api=1&map_action=map&center=37.883299999999998%2C-84.101699999999994&zoom=17&basemap=satellite | 628 | [118 empty] | 0.16 |  |  | 24 |  |  | 0.35 | 0.03 |  |  | 10 |  |  | 0.4 | 0.29 |  |  | 52 |  |  | 0.3 | 0 |  |  | 0 |  |  | 0.05 | 0.1 |  |  | 58 |  |  | 0.12 | 0.06 |  |  | 57 |  |  | 0.06 | 0.16 |  |  | 52 |  |  | 0.16 | 24.3183 | 0.15477 | Gas | FRS_110017433375
557 | 500 | 2021 | CA | Amazon San Bernardino | 59800 | Southern California Edison Co | 17609 | Bloom Energy | 57128 | IPP Non-CHP | California Independent System Operator | CISO | WECC | CAMX | WECC California | CAISO | 6 | 71 | San Bernardino | 34.0884 | -117.2458 | 1 | 1 | NG | GAS |  | 0.72323 | 1.1 | 0.12796 | [8 empty] | 49062 | 23302 | 6969 | 3310 | 0 |  | 0 | 0 | [37 empty] | 49062 | 23302 | [6 empty] | -- | EIA | EIA | [15 empty] | 0 | 0 | 6969 | 0 | 0 | 0 | 0 | 0 | 0 | 0 | 0 | 6969 | 0 | 0 | 6969 | 0 | 0 | 0 | 1 | 0 | 0 | 0 | 0 | 0 | 0 | 0 | 0 | 1 | 0 | 0 | 1 | 0 | [7 empty] | https://www.google.com/maps/@?api=1&map_action=map&center=34.088408000000001%2C-117.245839&zoom=17&basemap=satellite | 81042 | [118 empty] | 0.68 |  |  | 88 |  |  | 0.35 | 0.82 |  |  | 84 |  |  | 0.4 | 0.53 |  |  | 83 |  |  | 0.3 | 0.1 |  |  | 84 |  |  | 0.05 | 0.29 |  |  | 90 |  |  | 0.12 | 0.08 |  |  | 73 |  |  | 0.06 | 0.1 |  |  | 26 |  |  | 0.16 | 0 | 0 | Gas | FRS_110070890446
558 | 502 | 2021 | CA | Ameresco Butte County | 57771 | Pacific Gas & Electric Co | 14328 | Ameresco Butte County LLC | 57079 | IPP Non-CHP | California Independent System Operator | CISO | WECC | CAMX | WECC California | CAISO | 6 | 7 | Butte | 39.674 | -121.73 | 1 | 1 | LFG | BIOMASS |  | 0.67907 | 2.3 | 0.20154 | Yes | [5 empty] | 144408 | 60147 | 144408 | 60147 | 13682 | 5699 | 0 | 0 | 2.419 | 0 | 0 | 0 | 0 |  | 0 | 0 | 0.354 | 0 | 0 | 0 | 0 |  | 0 | 0 | 0.034 | 0 | 0 | 0 | 0 |  | 0 | 0 | 0.354 | 0 | 0 | 0 | 0 |  | 106.398 | 44.315 | 3.249 | 9169.878 | 335.893 | 33.589 |  | 144408 | 60147 | 144408 | 60147 | EIA | EIA | EIA | EIA | EIA | EIA | -- | EIA | EIA | 106.398 | 44.315 | 0.83 | 9169.878 | 335.893 | 33.589 | [8 empty] | 10554.5973 | 0 | 0 | 0 | 0 | 0 | 13682 | 0 | 0 | 0 | 0 | 0 | 0 | 13682 | 13682 | 13682 | 0 | 0 | 0 | 0 | 0 | 0 | 1 | 0 | 0 | 0 | 0 | 0 | 0 | 1 | 1 | 1 | 0 | [7 empty] | https://www.google.com/maps/@?api=1&map_action=map&center=39.673999999999999%2C-121.73&zoom=17&basemap=satellite | 1761 | [118 empty] | 0.08 |  |  | 7 |  |  | 0.35 | 0.08 |  |  | 20 |  |  | 0.4 | 0.09 |  |  | 15 |  |  | 0.3 | 0 |  |  | 0 |  |  | 0.05 | 0.01 |  |  | 14 |  |  | 0.12 | 0.02 |  |  | 25 |  |  | 0.06 | 0.23 |  |  | 77 |  |  | 0.16 | 0.90325 | 0.16129 | Biomass | FRS_110006529514
559 | 7223 | 2021 | NE | Platte | 59 | City of Grand Island - (NE) | 40606 | City of Grand Island - (NE) | 40606 | Electric Utility | Southwest Power Pool | SWPP | MRO | MROW | MRO West |  | 31 | 79 | Hall | 40.8548 | -98.3482 | 1 | 1 | SUB | COAL | Yes | 0.43898 | 109.8 | 0.6017 | [6 empty] | 5739037.752 | 2835692.037 | 5739037.752 | 2835692.037 | 422232 | 214697 | 528.527 | 269.483 | 438.363 | 601909.593 | 117363.428 | 17073.026 | 605920.517 |  | 2.503 | 2.51 | 2.076 | 2851.085 | 0.278 | 0.04 | 2870.083 |  | 0.184 | 0.19 | 0.153 | 209.76 | 0.02 | 0.003 | 211.158 |  | 2.503 | 2.51 | 2.076 | 2851.085 | 0.278 | 0.04 | 2870.083 |  | 528.527 | 269.483 | 438.363 | 601909.593 | 117363.428 | 17073.026 |  | 5739037.752 | 2835692.037 | 5739037.752 | 2835692.037 | EPA/CAMD | EPA/CAMD | EPA/CAMD | EPA/CAMD | EIA | EIA | -- | EPA/CAMD | EPA/CAMD | [14 empty] | 13592.1431 | 421754.77 | 477.229 | 0 | 0 | 0 | 0 | 0 | 0 | 0 | 0 | 0 | 422231.999 | 0 | 0 | 422231.999 | 0 | 0.99887 | 0.0011303 | 0 | 0 | 0 | 0 | 0 | 0 | 0 | 0 | 0 | 1 | 0 | 0 | 1 | 0 | Yes |  | 5746158.28 | 602654.142 | 533.852 | 451.58 |  | https://www.google.com/maps/@?api=1&map_action=map&center=40.854765%2C-98.348222000000007&zoom=17&basemap=satellite | 2887 | [118 empty] | 0.22 |  |  | 38 |  |  | 0.35 | 0.18 |  |  | 36 |  |  | 0.4 | 0.27 |  |  | 49 |  |  | 0.3 | 0.02 |  |  | 61 |  |  | 0.05 | 0.06 |  |  | 40 |  |  | 0.12 | 0.08 |  |  | 71 |  |  | 0.06 | 0.23 |  |  | 76 |  |  | 0.16 | 0.0085078 | 4.7001e-05 | Coal | FRS_110000448249
560 | 503 | 2021 | CA | Ameresco Chiquita Canyon | 56898 | Southern California Edison Co | 17609 | AMERESCO Chiquita Canyon LLC | 56104 | IPP Non-CHP | California Independent System Operator | CISO | WECC | CAMX | WECC California | CAISO | 6 | 37 | Los Angeles | 34.4317 | -118.6429 | 2 | 2 | LFG | BIOMASS |  | 0.37 | 9.2 | 0.71667 | Yes | [5 empty] | 527547 | 219724 | 527547 | 219724 | 29819 | 12420 | 0 | 0 | 8.836 | 0 | 0 | 0 | 0 |  | 0 | 0 | 0.593 | 0 | 0 | 0 | 0 |  | 0 | 0 | 0.033 | 0 | 0 | 0 | 0 |  | 0 | 0 | 0.593 | 0 | 0 | 0 | 0 |  | 49.888 | 20.778 | 11.87 | 33499.124 | 1227.075 | 122.708 |  | 527547 | 219724 | 527547 | 219724 | EIA | EIA | EIA | EIA | EIA | EIA | -- | EIA | EIA | 49.888 | 20.778 | 3.033 | 33499.124 | 1227.075 | 122.708 | [8 empty] | 17691.6396 | 0 | 0 | 0 | 0 | 0 | 29819 | 0 | 0 | 0 | 0 | 0 | 0 | 29819 | 29819 | 29819 | 0 | 0 | 0 | 0 | 0 | 0 | 1 | 0 | 0 | 0 | 0 | 0 | 0 | 1 | 1 | 1 | 0 | [7 empty] | https://www.google.com/maps/@?api=1&map_action=map&center=34.431663999999998%2C-118.642855&zoom=17&basemap=satellite | 12789 | [118 empty] | 0.33 |  |  | 56 |  |  | 0.35 | 0.55 |  |  | 70 |  |  | 0.4 | 0.12 |  |  | 20 |  |  | 0.3 | 0.04 |  |  | 72 |  |  | 0.05 | 0.09 |  |  | 53 |  |  | 0.12 | 0.05 |  |  | 51 |  |  | 0.06 | 0.09 |  |  | 24 |  |  | 0.16 | 6.8939 | 0.33094 | Biomass | FRS_110001154660
561 | 7183 | 2021 | NE | Gerald Whelan Energy Center | 60 | Nebraska Public Power District | 13337 | City of Hastings - (NE) | 8245 | Electric Utility | Southwest Power Pool | SWPP | MRO | MROW | MRO West |  | 31 | 1 | Adams | 40.5809 | -98.3124 | 2 | 2 | SUB | COAL | Yes | 0.45738 | 324.3 | 0.57103 | [6 empty] | 14161441.38 | 8097575.131 | 14161441.38 | 8097575.131 | 1299367 | 747657 | 831.52 | 467.792 | 2476.428 | 1485247.059 | 457498.782 | 66552.474 | 1500882.112 |  | 1.28 | 1.251 | 3.812 | 2286.109 | 0.352 | 0.051 | 2310.174 |  | 0.117 | 0.116 | 0.35 | 209.759 | 0.032 | 0.005 | 211.967 |  | 1.28 | 1.251 | 3.812 | 2286.109 | 0.352 | 0.051 | 2310.174 |  | 831.52 | 467.792 | 2476.428 | 1485247.059 | 457498.782 | 66552.474 |  | 14161441.38 | 8097575.131 | 14161441.38 | 8097575.131 | EPA/CAMD | EPA/CAMD | EPA/CAMD | EPA/CAMD | EIA | EIA | -- | EPA/CAMD | EPA/CAMD | [14 empty] | 10898.7233 | 1297151.84 | 2215.159 | 0 | 0 | 0 | 0 | 0 | 0 | 0 | 0 | 0 | 1299366.999 | 0 | 0 | 1299366.999 | 0 | 0.9983 | 0.0017048 | 0 | 0 | 0 | 0 | 0 | 0 | 0 | 0 | 0 | 1 | 0 | 0 | 1 | 0 | Yes |  | 16222195.58 | 1701382.015 | 957.77 | 2670.377 |  | https://www.google.com/maps/@?api=1&map_action=map&center=40.580871999999999%2C-98.312437000000003&zoom=17&basemap=satellite | 2826 | [118 empty] | 0.35 |  |  | 58 |  |  | 0.35 | 0.23 |  |  | 43 |  |  | 0.4 | 0.44 |  |  | 74 |  |  | 0.3 | 0.08 |  |  | 81 |  |  | 0.05 | 0.11 |  |  | 60 |  |  | 0.12 | 0.07 |  |  | 66 |  |  | 0.06 | 0.14 |  |  | 46 |  |  | 0.16 | 24.8939 | 0.054981 | Coal | FRS_110001505602
562 | 504 | 2021 | CA | Ameresco Forward | 58437 | Pacific Gas & Electric Co | 14328 | Ameresco Forward, LLC | 58433 | IPP Non-CHP | California Independent System Operator | CISO | WECC | CAMX | WECC California | CAISO | 6 | 77 | San Joaquin | 37.8834 | -121.1851 | 2 | 2 | LFG | BIOMASS |  | 0.82591 | 4.4 | 0 | Yes | [5 empty] | 334934 | 139501 | 334934 | 139501 | 31834 | 13259 | 0 | 0 | 5.61 | 0 | 0 | 0 | 0 |  | 0 | 0 | 0.352 | 0 | 0 | 0 | 0 |  | 0 | 0 | 0.033 | 0 | 0 | 0 | 0 |  | 0 | 0 | 0.352 | 0 | 0 | 0 | 0 |  | 235.296 | 98.002 | 7.536 | 21268.238 | 779.057 | 77.906 |  | 334934 | 139501 | 334934 | 139501 | EIA | EIA | EIA | EIA | EIA | EIA | -- | EIA | EIA | 235.296 | 98.002 | 1.926 | 21268.238 | 779.057 | 77.906 | [8 empty] | 10521.2666 | 0 | 0 | 0 | 0 | 0 | 31834 | 0 | 0 | 0 | 0 | 0 | 0 | 31834 | 31834 | 31834 | 0 | 0 | 0 | 0 | 0 | 0 | 1 | 0 | 0 | 0 | 0 | 0 | 0 | 1 | 1 | 1 | 0 | [7 empty] | https://www.google.com/maps/@?api=1&map_action=map&center=37.883406000000001%2C-121.185104&zoom=17&basemap=satellite | 5124 | [118 empty] | 0.5 |  |  | 74 |  |  | 0.35 | 0.66 |  |  | 76 |  |  | 0.4 | 0.35 |  |  | 62 |  |  | 0.3 | 0.05 |  |  | 75 |  |  | 0.05 | 0.35 |  |  | 94 |  |  | 0.12 | 0.03 |  |  | 31 |  |  | 0.06 | 0.17 |  |  | 55 |  |  | 0.16 | 2.3824 | 0.14615 | Biomass | FRS_110000610116
563 | 505 | 2021 | CA | Ameresco Johnson Canyon | 58397 | Pacific Gas & Electric Co | 14328 | Ameresco Johnson Canyon LLC | 58382 | IPP Non-CHP | California Independent System Operator | CISO | WECC | CAMX | WECC California | CAISO | 6 | 53 | Monterey | 36.5342 | -121.4086 | 1 | 1 | LFG | BIOMASS |  | 0.76875 | 1.4 | 0.052077 | Yes | [5 empty] | 100141 | 41710 | 100141 | 41710 | 9428 | 3927 | 0 | 0 | 1.677 | 0 | 0 | 0 | 0 |  | 0 | 0 | 0.356 | 0 | 0 | 0 | 0 |  | 0 | 0 | 0.034 | 0 | 0 | 0 | 0 |  | 0 | 0 | 0.356 | 0 | 0 | 0 | 0 |  | 73.784 | 30.731 | 2.253 | 6358.932 | 232.928 | 23.293 |  | 100141 | 41710 | 100141 | 41710 | EIA | EIA | EIA | EIA | EIA | EIA | -- | EIA | EIA | 73.784 | 30.731 | 0.576 | 6358.932 | 232.928 | 23.293 | [8 empty] | 10621.6589 | 0 | 0 | 0 | 0 | 0 | 9428 | 0 | 0 | 0 | 0 | 0 | 0 | 9428 | 9428 | 9428 | 0 | 0 | 0 | 0 | 0 | 0 | 1 | 0 | 0 | 0 | 0 | 0 | 0 | 1 | 1 | 1 | 0 | [7 empty] | https://www.google.com/maps/@?api=1&map_action=map&center=36.534166999999997%2C-121.40861099999999&zoom=17&basemap=satellite | 8729 | [118 empty] | 0.66 |  |  | 87 |  |  | 0.35 | 0.95 |  |  | 92 |  |  | 0.4 | 0.37 |  |  | 64 |  |  | 0.3 | 0.17 |  |  | 91 |  |  | 0.05 | 0.41 |  |  | 96 |  |  | 0.12 | 0.1 |  |  | 83 |  |  | 0.06 | 0.07 |  |  | 15 |  |  | 0.16 | 0.83354 | 0.15772 | Biomass | FRS_110012694307
564 | 506 | 2021 | CA | Ameresco Keller Canyon | 56897 | Pacific Gas & Electric Co | 14328 | AMERESCO Keller Canyon LLC | 56103 | IPP Non-CHP | California Independent System Operator | CISO | WECC | CAMX | WECC California | CAISO | 6 | 13 | Contra Costa | 38.0039 | -121.9345 | 2 | 2 | LFG | BIOMASS |  | 0.88362 | 3.8 | 0 | Yes | [5 empty] | 307909 | 128244 | 307909 | 128244 | 29414 | 12251 | 0 | 0 | 5.158 | 0 | 0 | 0 | 0 |  | 0 | 0 | 0.351 | 0 | 0 | 0 | 0 |  | 0 | 0 | 0.034 | 0 | 0 | 0 | 0 |  | 0 | 0 | 0.351 | 0 | 0 | 0 | 0 |  | 222.788 | 92.792 | 6.928 | 19552.156 | 716.197 | 71.62 |  | 307909 | 128244 | 307909 | 128244 | EIA | EIA | EIA | EIA | EIA | EIA | -- | EIA | EIA | 222.788 | 92.792 | 1.77 | 19552.156 | 716.197 | 71.62 | [8 empty] | 10468.1104 | 0 | 0 | 0 | 0 | 0 | 29414 | 0 | 0 | 0 | 0 | 0 | 0 | 29414 | 29414 | 29414 | 0 | 0 | 0 | 0 | 0 | 0 | 1 | 0 | 0 | 0 | 0 | 0 | 0 | 1 | 1 | 1 | 0 | [7 empty] | https://www.google.com/maps/@?api=1&map_action=map&center=38.003928000000002%2C-121.93449099999999&zoom=17&basemap=satellite | 73764 | [118 empty] | 0.57 |  |  | 80 |  |  | 0.35 | 0.84 |  |  | 85 |  |  | 0.4 | 0.3 |  |  | 55 |  |  | 0.3 | 0.11 |  |  | 85 |  |  | 0.05 | 0.23 |  |  | 84 |  |  | 0.12 | 0.07 |  |  | 70 |  |  | 0.06 | 0.1 |  |  | 26 |  |  | 0.16 | 2.2896 | 0.15244 | Biomass | FRS_110045952509
565 | 507 | 2021 | CA | Ameresco Ox Mountain | 56895 | Pacific Gas & Electric Co | 14328 | AMERESCO Ox Mountain Energy LLC | 56101 | IPP Non-CHP | California Independent System Operator | CISO | WECC | CAMX | WECC California | CAISO | 6 | 81 | San Mateo | 37.5 | -122.4 | 6 | 6 | LFG | BIOMASS |  | 0.86831 | 11.4 | 0 | Yes | [5 empty] | 898765.002 | 378613.002 | 898765.002 | 378613.002 | 86713.002 | 36093 | 0 | 0 | 15.055 | 0 | 0 | 0 | 0 |  | 0 | 0 | 0.347 | 0 | 0 | 0 | 0 |  | 0 | 0 | 0.034 | 0 | 0 | 0 | 0 |  | 0 | 0 | 0.347 | 0 | 0 | 0 | 0 |  | 621.138 | 263.934 | 20.222 | 57071.388 | 2090.529 | 209.053 |  | 898765.002 | 378613.002 | 898765.002 | 378613.002 | EIA | EIA | EIA | EIA | EIA | EIA | -- | EIA | EIA | 621.138 | 263.934 | 5.168 | 57071.388 | 2090.529 | 209.053 | [8 empty] | 10364.8242 | 0 | 0 | 0 | 0 | 0 | 86713 | 0 | 0 | 0 | 0 | 0 | 0 | 86713 | 86713 | 86713 | 0 | 0 | 0 | 0 | 0 | 0 | 1 | 0 | 0 | 0 | 0 | 0 | 0 | 1 | 1 | 1 | 0 | [7 empty] | https://www.google.com/maps/@?api=1&map_action=map&center=37.5%2C-122.4&zoom=17&basemap=satellite | 4292 | [118 empty] | 0.28 |  |  | 48 |  |  | 0.35 | 0.42 |  |  | 61 |  |  | 0.4 | 0.14 |  |  | 25 |  |  | 0.3 | 0.04 |  |  | 73 |  |  | 0.05 | 0.12 |  |  | 63 |  |  | 0.12 | 0.04 |  |  | 37 |  |  | 0.06 | 0.23 |  |  | 75 |  |  | 0.16 | 6.0288 | 0.14968 | Biomass | FRS_110045952484
566 | 508 | 2021 | CA | Ameresco San Joaquin | 58436 | Pacific Gas & Electric Co | 14328 | Ameresco San Joaquin, LLC | 58432 | IPP Non-CHP | California Independent System Operator | CISO | WECC | CAMX | WECC California | CAISO | 6 | 77 | San Joaquin | 38.0297 | -120.9297 | 2 | 2 | LFG | BIOMASS |  | 0.71806 | 4.4 | 0.13656 | Yes | [5 empty] | 289866 | 120730 | 289866 | 120730 | 27677 | 11528 | 0 | 0 | 4.855 | 0 | 0 | 0 | 0 |  | 0 | 0 | 0.351 | 0 | 0 | 0 | 0 |  | 0 | 0 | 0.034 | 0 | 0 | 0 | 0 |  | 0 | 0 | 0.351 | 0 | 0 | 0 | 0 |  | 214.006 | 89.134 | 6.522 | 18406.43 | 674.229 | 67.423 |  | 289866 | 120730 | 289866 | 120730 | EIA | EIA | EIA | EIA | EIA | EIA | -- | EIA | EIA | 214.006 | 89.134 | 1.667 | 18406.43 | 674.229 | 67.423 | [8 empty] | 10473.1727 | 0 | 0 | 0 | 0 | 0 | 27677 | 0 | 0 | 0 | 0 | 0 | 0 | 27677 | 27677 | 27677 | 0 | 0 | 0 | 0 | 0 | 0 | 1 | 0 | 0 | 0 | 0 | 0 | 0 | 1 | 1 | 1 | 0 | [7 empty] | https://www.google.com/maps/@?api=1&map_action=map&center=38.029722%2C-120.929722&zoom=17&basemap=satellite | 189 | [118 empty] | 0.35 |  |  | 59 |  |  | 0.35 | 0.29 |  |  | 50 |  |  | 0.4 | 0.42 |  |  | 70 |  |  | 0.3 | 0.06 |  |  | 79 |  |  | 0.05 | 0.16 |  |  | 73 |  |  | 0.12 | 0.03 |  |  | 30 |  |  | 0.06 | 0.12 |  |  | 37 |  |  | 0.16 | 2.185 | 0.14814 | Biomass | FRS_110012694012
567 | 509 | 2021 | CA | Ameresco Santa Cruz Energy | 56428 | Pacific Gas & Electric Co | 14328 | AMERESCO Santa Cruz Energy LLC | 54814 | IPP Non-CHP | California Independent System Operator | CISO | WECC | CAMX | WECC California | CAISO | 6 | 87 | Santa Cruz | 36.9178 | -121.8156 | 3 | 3 | LFG | BIOMASS |  | 0.70571 | 3 | 0.15715 | Yes | [5 empty] | 226140.999 | 94187.001 | 226140.999 | 94187.001 | 18546 | 7724.001 | 0 | 0 | 3.788 | 0 | 0 | 0 | 0 |  | 0 | 0 | 0.408 | 0 | 0 | 0 | 0 |  | 0 | 0 | 0.034 | 0 | 0 | 0 | 0 |  | 0 | 0 | 0.408 | 0 | 0 | 0 | 0 |  | 203.415 | 84.723 | 5.088 | 14359.905 | 526.004 | 52.6 |  | 226140.999 | 94187.001 | 226140.999 | 94187.001 | EIA | EIA | EIA | EIA | EIA | EIA | -- | EIA | EIA | 203.415 | 84.723 | 1.3 | 14359.905 | 526.004 | 52.6 | [8 empty] | 12193.5188 | 0 | 0 | 0 | 0 | 0 | 18546 | 0 | 0 | 0 | 0 | 0 | 0 | 18546 | 18546 | 18546 | 0 | 0 | 0 | 0 | 0 | 0 | 1 | 0 | 0 | 0 | 0 | 0 | 0 | 1 | 1 | 1 | 0 | [7 empty] | https://www.google.com/maps/@?api=1&map_action=map&center=36.9178%2C-121.8156&zoom=17&basemap=satellite | 36588 | [118 empty] | 0.58 |  |  | 81 |  |  | 0.35 | 0.82 |  |  | 84 |  |  | 0.4 | 0.34 |  |  | 59 |  |  | 0.3 | 0.2 |  |  | 92 |  |  | 0.05 | 0.33 |  |  | 93 |  |  | 0.12 | 0.08 |  |  | 75 |  |  | 0.06 | 0.12 |  |  | 37 |  |  | 0.16 | 1.644 | 0.18836 | Biomass | FRS_110033644126
568 | 510 | 2021 | CA | Ameresco Vasco Road | 58435 | Pacific Gas & Electric Co | 14328 | Ameresco Vasco Road, LLC | 58431 | IPP Non-CHP | California Independent System Operator | CISO | WECC | CAMX | WECC California | CAISO | 6 | 1 | Alameda | 37.7544 | -121.7289 | 2 | 2 | LFG | BIOMASS |  | 0.87679 | 4.4 | 0 | Yes | [5 empty] | 347207 | 144613 | 347207 | 144613 | 33795 | 14076 | 0 | 0 | 5.816 | 0 | 0 | 0 | 0 |  | 0 | 0 | 0.344 | 0 | 0 | 0 | 0 |  | 0 | 0 | 0.034 | 0 | 0 | 0 | 0 |  | 0 | 0 | 0.344 | 0 | 0 | 0 | 0 |  | 261.126 | 108.76 | 7.812 | 22047.572 | 807.604 | 80.76 |  | 347207 | 144613 | 347207 | 144613 | EIA | EIA | EIA | EIA | EIA | EIA | -- | EIA | EIA | 261.126 | 108.76 | 1.996 | 22047.572 | 807.604 | 80.76 | [8 empty] | 10273.9163 | 0 | 0 | 0 | 0 | 0 | 33795 | 0 | 0 | 0 | 0 | 0 | 0 | 33795 | 33795 | 33795 | 0 | 0 | 0 | 0 | 0 | 0 | 1 | 0 | 0 | 0 | 0 | 0 | 0 | 1 | 1 | 1 | 0 | [7 empty] | https://www.google.com/maps/@?api=1&map_action=map&center=37.754443999999999%2C-121.728889&zoom=17&basemap=satellite | 11153 | [118 empty] | 0.28 |  |  | 48 |  |  | 0.35 | 0.43 |  |  | 61 |  |  | 0.4 | 0.14 |  |  | 24 |  |  | 0.3 | 0.02 |  |  | 65 |  |  | 0.05 | 0.04 |  |  | 29 |  |  | 0.12 | 0.09 |  |  | 79 |  |  | 0.06 | 0.07 |  |  | 17 |  |  | 0.16 | 2.5605 | 0.14887 | Biomass | FRS_110009544671
569 | 513 | 2021 | CA | Ampersand Chowchilla Biomass LLC | 56706 | Pacific Gas & Electric Co | 14328 | Ampersand Chowchilla Biomass LLC | 55953 | IPP Non-CHP | California Independent System Operator | CISO | WECC | CAMX | WECC California | CAISO | 6 | 39 | Madera | 37.1067 | -120.2485 | 1 | 1 | WDS | BIOMASS |  | 0.54946 | 12.5 | 0.41756 | Yes | [5 empty] | 1345873.2 | 558490.586 | 1345873.2 | 558490.586 | 60166 | 24198 | 39.03 | 15.079 | 0.202 | 49.948 | 94890.324 | 12454.296 | 3091.767 |  | 1.297 | 1.246 | 0.007 | 1.66 | 1.577 | 0.207 | 102.775 |  | 0.058 | 0.054 | 0 | 0.074 | 0.071 | 0.009 | 4.594 |  | 1.297 | 1.246 | 0.007 | 1.66 | 1.577 | 0.207 | 102.775 |  | 39.03 | 15.079 | 0.202 | 139120.673 | 94890.324 | 12454.296 |  | 1345873.2 | 558490.586 | 1345873.2 | 558490.586 | EIA | EIA | EIA | EIA | EIA | EIA | -- | EIA | EIA |  |  |  | 139070.725 | [10 empty] | 22369.3315 | 0 | 0 | 38.436 | 0 | 0 | 60127.564 | 0 | 0 | 0 | 0 | 0 | 38.436 | 60127.564 | 60127.564 | 60166 | 0 | 0 | 0 | 0.00063883 | 0 | 0 | 0.99936 | 0 | 0 | 0 | 0 | 0 | 0.00063883 | 0.99936 | 0.99936 | 1 | 0 | [7 empty] | https://www.google.com/maps/@?api=1&map_action=map&center=37.106667999999999%2C-120.248504&zoom=17&basemap=satellite | 12937 | [118 empty] | 0.54 |  |  | 78 |  |  | 0.35 | 0.6 |  |  | 73 |  |  | 0.4 | 0.48 |  |  | 78 |  |  | 0.3 | 0.05 |  |  | 74 |  |  | 0.05 | 0.21 |  |  | 81 |  |  | 0.12 | 0.09 |  |  | 80 |  |  | 0.06 | 0.1 |  |  | 26 |  |  | 0.16 | 11.9743 | 0.3863 | Biomass | FRS_110057106590
570 | 526 | 2021 | CA | APP Prune A-D | 62577 | Pacific Gas & Electric Co. | 14328 | Bloom Energy | 57128 | IPP Non-CHP | California Independent System Operator | CISO | WECC | CAMX | WECC California | CAISO | 6 | 85 | Santa Clara | 37.3317 | -122.0067 | 4 | 4 | NG | GAS |  | 0.4262 | 4 | 0.623 | [8 empty] | 182951 | 86893 | 14934 | 7093 | 0 |  | 0 | 0 | [37 empty] | 182951 | 86893 | [6 empty] | -- | EIA | EIA | [15 empty] | 0 | 0 | 14934 | 0 | 0 | 0 | 0 | 0 | 0 | 0 | 0 | 14934 | 0 | 0 | 14934 | 0 | 0 | 0 | 1 | 0 | 0 | 0 | 0 | 0 | 0 | 0 | 0 | 1 | 0 | 0 | 1 | 0 | [7 empty] | https://www.google.com/maps/@?api=1&map_action=map&center=37.331665999999998%2C-122.006686&zoom=17&basemap=satellite | 256419 | [118 empty] | 0.42 |  |  | 66 |  |  | 0.35 | 0.72 |  |  | 79 |  |  | 0.4 | 0.11 |  |  | 19 |  |  | 0.3 | 0.11 |  |  | 85 |  |  | 0.05 | 0.05 |  |  | 32 |  |  | 0.12 | 0.07 |  |  | 66 |  |  | 0.06 | 0.13 |  |  | 39 |  |  | 0.16 | 0 | 0 | Gas | FRS_110070665635
571 | 527 | 2021 | CA | Apple Campus 2 Fuel Cell | 59557 | Pacific Gas & Electric Co | 14328 | Apple, Inc | 57369 | Industrial Non-CHP | California Independent System Operator | CISO | WECC | CAMX | WECC California | CAISO | 6 | 85 | Santa Clara | 37.33 | -122.01 | 1 | 1 | LFG | BIOMASS |  | 0.4262 | 4 | 0.623 | [8 empty] | 196872 | 81997 | 14934 | 6220 | 0 |  | 0 | 0 | [37 empty] | 196872 | 81997 | [6 empty] | -- | EIA | EIA | [15 empty] | 0 | 0 | 0 | 0 | 0 | 14934 | 0 | 0 | 0 | 0 | 0 | 0 | 14934 | 14934 | 14934 | 0 | 0 | 0 | 0 | 0 | 0 | 1 | 0 | 0 | 0 | 0 | 0 | 0 | 1 | 1 | 1 | 0 | [7 empty] | https://www.google.com/maps/@?api=1&map_action=map&center=37.33%2C-122.01&zoom=17&basemap=satellite | 253768 | [118 empty] | 0.41 |  |  | 66 |  |  | 0.35 | 0.73 |  |  | 79 |  |  | 0.4 | 0.1 |  |  | 18 |  |  | 0.3 | 0.11 |  |  | 85 |  |  | 0.05 | 0.04 |  |  | 31 |  |  | 0.12 | 0.07 |  |  | 64 |  |  | 0.06 | 0.13 |  |  | 40 |  |  | 0.16 | 0 | 0 | Biomass | FRS_110070395454
572 | 530 | 2021 | CA | Argus Cogen Plant | 10684 | Southern California Edison Co | 17609 | Searles Valley Minerals Operations Inc. | 49968 | Industrial CHP | California Independent System Operator | CISO | WECC | CAMX | WECC California | CAISO | 6 | 71 | San Bernardino | 35.765 | -117.3833 | 3 | 3 | RC | COAL | Yes | 0.55621 | 62.5 | 0.40632 |  | Yes | 10814682.4 | 0.096 | 0.11359 |  | 1692654.992 | 718509.281 | 1692654.992 | 718509.281 | 304525 | 129483 | 178.004 | 76.452 | 2.143 | 174952.392 | 39764.962 | 5777.573 | 176310.312 |  | 1.169 | 1.181 | 0.014 | 1149.018 | 0.131 | 0.019 | 1157.937 |  | 0.21 | 0.213 | 0.003 | 206.719 | 0.023 | 0.003 | 208.324 |  | 1.169 | 1.181 | 0.014 | 1149.018 | 0.131 | 0.019 | 1157.937 |  | 1567.143 | 673.08 | 18.863 | 1540276.242 | 350089.674 | 50865.6 |  | 14902089.91 | 6325736.758 | 14902089.91 | 6325736.758 | EIA | EIA |  | EIA | EIA | EIA | -- | EIA | EIA | [6 empty] | 13209434.92 | 5607227.477 | 1389.139 | 596.628 | 16.721 | 1365323.85 | 310324.712 | 45088.027 | 5558.3449 | 294153.809 | 0 | 10371.194 | 0 | 0 | 0 | 0 | 0 | 0 | 0 | 0 | 304525.003 | 0 | 0 | 304525.003 | 0 | 0.96594 | 0 | 0.034057 | 0 | 0 | 0 | 0 | 0 | 0 | 0 | 0 | 1 | 0 | 0 | 1 | 0 | [7 empty] | https://www.google.com/maps/@?api=1&map_action=map&center=35.765000000000001%2C-117.38330000000001&zoom=17&basemap=satellite | 1589 | [118 empty] | 0.41 |  |  | 66 |  |  | 0.35 | 0.31 |  |  | 51 |  |  | 0.4 | 0.52 |  |  | 81 |  |  | 0.3 | 0 |  |  | 0 |  |  | 0.05 | 0.16 |  |  | 72 |  |  | 0.12 | 0.07 |  |  | 69 |  |  | 0.06 | 0.21 |  |  | 72 |  |  | 0.16 | 10.1277 | 0.063894 | Coal | FRS_110056943081
573 | 541 | 2021 | CA | AT&T Anaheim | 61154 | City of Anaheim - (CA) | 590 | Bloom Energy | 57128 | IPP Non-CHP | California Independent System Operator | CISO | WECC | CAMX | WECC California | CAISO | 6 | 59 | Orange | 33.8364 | -117.9169 | 1 | 1 | NG | GAS |  | 0.76291 | 1.3 | 0.061819 | [8 empty] | 62522 | 29696 | 8688 | 4126 | 0 |  | 0 | 0 | [37 empty] | 62522 | 29696 | [6 empty] | -- | EIA | EIA | [15 empty] | 0 | 0 | 8688 | 0 | 0 | 0 | 0 | 0 | 0 | 0 | 0 | 8688 | 0 | 0 | 8688 | 0 | 0 | 0 | 1 | 0 | 0 | 0 | 0 | 0 | 0 | 0 | 0 | 1 | 0 | 0 | 1 | 0 | [7 empty] | https://www.google.com/maps/@?api=1&map_action=map&center=33.836438999999999%2C-117.916893&zoom=17&basemap=satellite | 270112 | [118 empty] | 0.6 |  |  | 82 |  |  | 0.35 | 0.81 |  |  | 84 |  |  | 0.4 | 0.38 |  |  | 65 |  |  | 0.3 | 0.12 |  |  | 87 |  |  | 0.05 | 0.25 |  |  | 87 |  |  | 0.12 | 0.07 |  |  | 67 |  |  | 0.06 | 0.1 |  |  | 27 |  |  | 0.16 | 0 | 0 | Gas | FRS_110070395602
574 | 542 | 2021 | CA | AT&T Holger | 61153 | Pacific Gas & Electric Co | 14328 | Bloom Energy | 57128 | IPP Non-CHP | California Independent System Operator | CISO | WECC | CAMX | WECC California | CAISO | 6 | 85 | Santa Clara | 37.4176 | -121.9445 | 1 | 1 | NG | GAS |  | 0.73314 | 1.3 | 0.11143 | [8 empty] | 63303 | 30065 | 8349 | 3965 | 0 |  | 0 | 0 | [37 empty] | 63303 | 30065 | [6 empty] | -- | EIA | EIA | [15 empty] | 0 | 0 | 8349 | 0 | 0 | 0 | 0 | 0 | 0 | 0 | 0 | 8349 | 0 | 0 | 8349 | 0 | 0 | 0 | 1 | 0 | 0 | 0 | 0 | 0 | 0 | 0 | 0 | 1 | 0 | 0 | 1 | 0 | [7 empty] | https://www.google.com/maps/@?api=1&map_action=map&center=37.417637999999997%2C-121.94453&zoom=17&basemap=satellite | 99505 | [118 empty] | 0.48 |  |  | 72 |  |  | 0.35 | 0.83 |  |  | 85 |  |  | 0.4 | 0.13 |  |  | 24 |  |  | 0.3 | 0.1 |  |  | 85 |  |  | 0.05 | 0.09 |  |  | 52 |  |  | 0.12 | 0.08 |  |  | 73 |  |  | 0.06 | 0.07 |  |  | 17 |  |  | 0.16 | 0 | 0 | Gas | FRS_110070395601
575 | 545 | 2021 | CA | ATT Kelvin | 62573 | Southern California Edison Co | 17609 | Bloom Energy | 57128 | IPP Non-CHP | California Independent System Operator | CISO | WECC | CAMX | WECC California | CAISO | 6 | 59 | Orange | 33.6847 | -117.8368 | 1 | 1 | NG | GAS |  | 0.81735 | 1 | 0 | [8 empty] | 52012 | 24703 | 7160 | 3401 | 0 |  | 0 | 0 | [37 empty] | 52012 | 24703 | [6 empty] | -- | EIA | EIA | [15 empty] | 0 | 0 | 7160 | 0 | 0 | 0 | 0 | 0 | 0 | 0 | 0 | 7160 | 0 | 0 | 7160 | 0 | 0 | 0 | 1 | 0 | 0 | 0 | 0 | 0 | 0 | 0 | 0 | 1 | 0 | 0 | 1 | 0 | [7 empty] | https://www.google.com/maps/@?api=1&map_action=map&center=33.684674999999999%2C-117.836821&zoom=17&basemap=satellite | 158860 | [118 empty] | 0.46 |  |  | 71 |  |  | 0.35 | 0.64 |  |  | 75 |  |  | 0.4 | 0.27 |  |  | 49 |  |  | 0.3 | 0.09 |  |  | 83 |  |  | 0.05 | 0.08 |  |  | 50 |  |  | 0.12 | 0.06 |  |  | 58 |  |  | 0.06 | 0.11 |  |  | 31 |  |  | 0.16 | 0 | 0 | Gas | FRS_110070665631
576 | 546 | 2021 | CA | ATT North Watney | 63605 | Pacific Gas & Electric Co. | 14328 | Bloom Energy | 57128 | Commercial Non-CHP | California Independent System Operator | CISO | WECC | CAMX | WECC California | CAISO | 6 | 95 | Solano | 38.2363 | -122.0778 | 1 | 1 | NG | GAS |  | 0.49578 | 2 | 0.50704 | [8 empty] | 59163 | 28101 | 8686 | 4125 | 0 |  | 0 | 0 | [37 empty] | 59163 | 28101 | [6 empty] | -- | EIA | EIA | [15 empty] | 0 | 0 | 8686 | 0 | 0 | 0 | 0 | 0 | 0 | 0 | 0 | 8686 | 0 | 0 | 8686 | 0 | 0 | 0 | 1 | 0 | 0 | 0 | 0 | 0 | 0 | 0 | 0 | 1 | 0 | 0 | 1 | 0 | [7 empty] | https://www.google.com/maps/@?api=1&map_action=map&center=38.236257000000002%2C-122.077759&zoom=17&basemap=satellite | 39817 | [118 empty] | 0.49 |  |  | 73 |  |  | 0.35 | 0.69 |  |  | 78 |  |  | 0.4 | 0.29 |  |  | 52 |  |  | 0.3 | 0.06 |  |  | 77 |  |  | 0.05 | 0.15 |  |  | 71 |  |  | 0.12 | 0.07 |  |  | 68 |  |  | 0.06 | 0.12 |  |  | 35 |  |  | 0.16 | 0 | 0 | Gas | FRS_110070871511
577 | 3972 | 2021 | KS | Holcomb | 108 | Sunflower Electric Power Corp | 18315 | Sunflower Electric Power Corp | 18315 | Electric Utility | Southwest Power Pool | SWPP | MRO | SPNO | SPP North |  | 20 | 55 | Finney | 37.9308 | -100.9725 | 1 | 1 | SUB | COAL | Yes | 0.52366 | 348.7 | 0.46057 | [6 empty] | 16897500.34 | 9184054.131 | 16897500.34 | 9184054.131 | 1599571 | 876818 | 1569.527 | 865.594 | 1176.131 | 1772208.862 | 415143.894 | 60367.852 | 1786392.971 |  | 1.962 | 1.974 | 1.471 | 2215.855 | 0.26 | 0.038 | 2233.59 |  | 0.186 | 0.188 | 0.139 | 209.76 | 0.025 | 0.004 | 211.439 |  | 1.962 | 1.974 | 1.471 | 2215.855 | 0.26 | 0.038 | 2233.59 |  | 1569.527 | 865.594 | 1176.131 | 1772208.862 | 415143.894 | 60367.852 |  | 16897500.34 | 9184054.131 | 16897500.34 | 9184054.131 | EPA/CAMD | EPA/CAMD | EPA/CAMD | EPA/CAMD | EIA | EIA | -- | EPA/CAMD | EPA/CAMD | [14 empty] | 10563.7704 | 1584872.1 | 0 | 14698.861 | 0 | 0 | 0 | 0 | 0 | 0 | 0 | 0 | 1599570.961 | 0 | 0 | 1599570.961 | 0 | 0.99081 | 0 | 0.0091893 | 0 | 0 | 0 | 0 | 0 | 0 | 0 | 0 | 1 | 0 | 0 | 1 | 0 | Yes |  | 17396628.97 | 1824554.357 | 1701.233 | 1254.004 |  | https://www.google.com/maps/@?api=1&map_action=map&center=37.930799999999998%2C-100.9725&zoom=17&basemap=satellite | 0 | [121 empty] | 0 |  |  | 0.35 |  |  |  | 0 |  |  | 0.4 |  |  |  | 0 |  |  | 0.3 |  |  |  | 0 |  |  | 0.05 |  |  |  | 0 |  |  | 0.12 |  |  |  | 0 |  |  | 0.06 |  |  |  | 0 |  |  | 0.16 | 38.4188 | 0.053056 | Coal | FRS_110009570259
578 | 547 | 2021 | CA | ATT Van Nyus | 62574 | Los Angeles Department of Water & Power | 11208 | Bloom Energy | 57128 | IPP Non-CHP | Los Angeles Department of Water and Power | LDWP | WECC | CAMX | WECC California |  | 6 | 37 | Los Angeles | 34.1963 | -118.4482 | 1 | 1 | NG | GAS |  | 0.66073 | 1 | 0.23212 | [8 empty] | 42911 | 20381 | 5788 | 2749 | 0 |  | 0 | 0 | [37 empty] | 42911 | 20381 | [6 empty] | -- | EIA | EIA | [15 empty] | 0 | 0 | 5788 | 0 | 0 | 0 | 0 | 0 | 0 | 0 | 0 | 5788 | 0 | 0 | 5788 | 0 | 0 | 0 | 1 | 0 | 0 | 0 | 0 | 0 | 0 | 0 | 0 | 1 | 0 | 0 | 1 | 0 | [7 empty] | https://www.google.com/maps/@?api=1&map_action=map&center=34.196323999999997%2C-118.44822499999999&zoom=17&basemap=satellite | 337658 | [118 empty] | 0.57 |  |  | 80 |  |  | 0.35 | 0.71 |  |  | 79 |  |  | 0.4 | 0.42 |  |  | 71 |  |  | 0.3 | 0.19 |  |  | 92 |  |  | 0.05 | 0.24 |  |  | 86 |  |  | 0.12 | 0.06 |  |  | 61 |  |  | 0.06 | 0.11 |  |  | 31 |  |  | 0.16 | 0 | 0 | Gas | FRS_110070665632
579 | 548 | 2021 | CA | ATT Ventura Blvd | 63606 | Los Angeles Department of Water & Power | 11208 | Bloom Energy | 57128 | Commercial Non-CHP | Los Angeles Department of Water and Power | LDWP | WECC | CAMX | WECC California |  | 6 | 37 | Los Angeles | 34.1522 | -118.4561 | 1 | 1 | NG | GAS |  | 0.71381 | 1 | 0.14365 | [8 empty] | 57747 | 27427 | 6253 | 2970 | 0 |  | 0 | 0 | [37 empty] | 57747 | 27427 | [6 empty] | -- | EIA | EIA | [15 empty] | 0 | 0 | 6253 | 0 | 0 | 0 | 0 | 0 | 0 | 0 | 0 | 6253 | 0 | 0 | 6253 | 0 | 0 | 0 | 1 | 0 | 0 | 0 | 0 | 0 | 0 | 0 | 0 | 1 | 0 | 0 | 1 | 0 | [7 empty] | https://www.google.com/maps/@?api=1&map_action=map&center=34.152191000000002%2C-118.45607800000001&zoom=17&basemap=satellite | 171002 | [118 empty] | 0.34 |  |  | 57 |  |  | 0.35 | 0.42 |  |  | 61 |  |  | 0.4 | 0.26 |  |  | 48 |  |  | 0.3 | 0.08 |  |  | 81 |  |  | 0.05 | 0.1 |  |  | 58 |  |  | 0.12 | 0.06 |  |  | 59 |  |  | 0.06 | 0.14 |  |  | 45 |  |  | 0.16 | 0 | 0 | Gas | FRS_110002951002
580 | 556 | 2021 | CA | B Braun Medical | 50200 | Southern California Edison Co | 17609 | B Braun Medical Inc | 1058 | Industrial CHP | California Independent System Operator | CISO | WECC | CAMX | WECC California | CAISO | 6 | 59 | Orange | 33.6887 | -117.8348 | 2 | 2 | NG | GAS |  | 0.65785 | 6.1 | 0.23691 |  | Yes | 317223.2 | 0.378 | 0.33523 |  | 192058.928 | 91219.912 | 192058.928 | 91219.912 | 35153 | 16696 | 29.719 | 14.115 | 0.307 | 11224.794 | 423.418 | 42.342 | 11236.395 |  | 1.691 | 1.691 | 0.017 | 638.625 | 0.012 | 0.001 | 639.285 |  | 0.309 | 0.309 | 0.003 | 116.889 | 0.002 | 0 | 117.01 |  | 1.691 | 1.691 | 0.017 | 638.625 | 0.012 | 0.001 | 639.285 |  | 88.652 | 42.106 | 0.916 | 33483.806 | 1263.065 | 126.306 |  | 572916 | 272111 | 572916 | 272111 | EIA | EIA | EIA | EIA | EIA | EIA | -- | EIA | EIA | [6 empty] | 380857.072 | 180891.088 | 58.933 | 27.991 | 0.609 | 22259.012 | 839.647 | 83.965 | 5463.5146 | 0 | 0 | 35153 | 0 | 0 | 0 | 0 | 0 | 0 | 0 | 0 | 35153 | 0 | 0 | 35153 | 0 | 0 | 0 | 1 | 0 | 0 | 0 | 0 | 0 | 0 | 0 | 0 | 1 | 0 | 0 | 1 | 0 | [7 empty] | https://www.google.com/maps/@?api=1&map_action=map&center=33.688721000000001%2C-117.834793&zoom=17&basemap=satellite | 165903 | [118 empty] | 0.46 |  |  | 71 |  |  | 0.35 | 0.65 |  |  | 75 |  |  | 0.4 | 0.27 |  |  | 48 |  |  | 0.3 | 0.09 |  |  | 84 |  |  | 0.05 | 0.1 |  |  | 56 |  |  | 0.12 | 0.06 |  |  | 60 |  |  | 0.06 | 0.11 |  |  | 32 |  |  | 0.16 | 0.098511 | 0.0054285 | Gas | FRS_110008262851
581 | 557 | 2021 | CA | Badger Creek Limited | 10650 | Pacific Gas & Electric Co | 14328 | WCAC Operating Company | 60662 | IPP CHP | California Independent System Operator | CISO | WECC | CAMX | WECC California | CAISO | 6 | 29 | Kern | 35.4837 | -119.0299 | 1 | 1 | NG | GAS |  | 0.05508 | 46 | 1 |  | Yes | 33460 | 2.264 | 0.75116 |  | 106987.544 | 99910.443 | 106987.544 | 99910.443 | 22196 | 21090 | 1.198 | 0.826 | 0.032 | 6358.292 | 348.539 | 34.854 | 6367.842 |  | 0.108 | 0.078 | 0.003 | 572.922 | 0.016 | 0.002 | 573.783 |  | 0.022 | 0.017 | 0.001 | 118.86 | 0.003 | 0 | 119.039 |  | 0.108 | 0.078 | 0.003 | 572.922 | 0.016 | 0.002 | 573.783 |  | 1.595 | 1.099 | 0.043 | 8464.575 | 463.998 | 46.4 |  | 142428.825 | 133007.325 | 142428.825 | 133007.325 | EPA/CAMD | EPA/CAMD | EPA/CAMD | EPA/CAMD | EIA | EIA | -- | EPA/CAMD | EPA/CAMD | [6 empty] | 35441.281 | 33096.882 | 0.397 | 0.273 | 0.011 | 2106.283 | 115.459 | 11.546 | 4820.1272 | 0 | 0 | 22196 | 0 | 0 | 0 | 0 | 0 | 0 | 0 | 0 | 22196 | 0 | 0 | 22196 | 0 | 0 | 0 | 1 | 0 | 0 | 0 | 0 | 0 | 0 | 0 | 0 | 1 | 0 | 0 | 1 | 0 | Yes |  | 306111 | 18200.925 | 2.146 | 0.091 |  | https://www.google.com/maps/@?api=1&map_action=map&center=35.483736%2C-119.029856&zoom=17&basemap=satellite | 2741 | [118 empty] | 0.41 |  |  | 65 |  |  | 0.35 | 0.34 |  |  | 54 |  |  | 0.4 | 0.47 |  |  | 77 |  |  | 0.3 | 0 |  |  | 0 |  |  | 0.05 | 0.2 |  |  | 80 |  |  | 0.12 | 0.04 |  |  | 40 |  |  | 0.06 | 0.26 |  |  | 82 |  |  | 0.16 | 0.10399 | 0.011178 | Gas | FRS_110028037363
582 | 566 | 2021 | CA | Barre Generating Station | 56474 | Southern California Edison Co | 17609 | Southern California Edison Co | 17609 | Electric Utility | California Independent System Operator | CISO | WECC | CAMX | WECC California | CAISO | 6 | 59 | Orange | 33.8073 | -117.9832 | 1 | 1 | NG | GAS |  | 0.06419 | 49.8 | 1 | [6 empty] | 285547.257 | 112538.043 | 285547.257 | 112538.043 | 28003 | 10990 | 1.034 | 0.378 | 0.086 | 16968.439 | 628.682 | 62.868 | 16985.665 |  | 0.074 | 0.069 | 0.006 | 1211.902 | 0.022 | 0.002 | 1213.132 |  | 0.007 | 0.007 | 0.001 | 118.849 | 0.002 | 0 | 118.969 |  | 0.074 | 0.069 | 0.006 | 1211.902 | 0.022 | 0.002 | 1213.132 |  | 1.034 | 0.378 | 0.086 | 16968.439 | 628.682 | 62.868 |  | 285547.257 | 112538.043 | 285547.257 | 112538.043 | EPA/CAMD | EPA/CAMD | EPA/CAMD | EPA/CAMD | EIA | EIA | -- | EPA/CAMD | EPA/CAMD | [14 empty] | 10197.0245 | 0 | 0 | 28002.998 | 0 | 0 | 0 | 0 | 0 | 0 | 0 | 0 | 28002.998 | 0 | 0 | 28002.998 | 0 | 0 | 0 | 1 | 0 | 0 | 0 | 0 | 0 | 0 | 0 | 0 | 1 | 0 | 0 | 1 | 0 | Yes |  | 237311.364 | 14103.175 | 4.138 | 0.071 |  | https://www.google.com/maps/@?api=1&map_action=map&center=33.807299999999998%2C-117.9832&zoom=17&basemap=satellite | 287276 | [118 empty] | 0.55 |  |  | 79 |  |  | 0.35 | 0.78 |  |  | 82 |  |  | 0.4 | 0.33 |  |  | 58 |  |  | 0.3 | 0.14 |  |  | 89 |  |  | 0.05 | 0.21 |  |  | 82 |  |  | 0.12 | 0.06 |  |  | 57 |  |  | 0.06 | 0.14 |  |  | 45 |  |  | 0.16 | 1.7254 | 0.077784 | Gas | FRS_110040571011
583 | 576 | 2021 | CA | Bear Mountain Limited | 10649 | Pacific Gas & Electric Co | 14328 | WCAC Operating Company | 60662 | IPP CHP | California Independent System Operator | CISO | WECC | CAMX | WECC California | CAISO | 6 | 29 | Kern | 35.4192 | -118.9266 | 1 | 1 | NG | GAS |  | 0.13163 | 46 | 1 |  | Yes | 61796 | 2.93 | 0.79617 |  | 371015.188 | 343846.584 | 371015.188 | 343846.584 | 53042 | 49547 | 3.168 | 2.591 | 0.111 | 22046.353 | 873.31 | 87.331 | 22070.281 |  | 0.119 | 0.105 | 0.004 | 831.279 | 0.016 | 0.002 | 832.181 |  | 0.017 | 0.015 | 0.001 | 118.843 | 0.002 | 0 | 118.972 |  | 0.119 | 0.105 | 0.004 | 831.279 | 0.016 | 0.002 | 832.181 |  | 3.979 | 3.254 | 0.14 | 27690.55 | 1096.891 | 109.689 |  | 466000.65 | 431876.475 | 466000.65 | 431876.475 | EPA/CAMD | EPA/CAMD | EPA/CAMD | EPA/CAMD | EIA | EIA | -- | EPA/CAMD | EPA/CAMD | [6 empty] | 94985.462 | 88029.891 | 0.811 | 0.663 | 0.029 | 5644.197 | 223.581 | 22.358 | 6994.7436 | 0 | 0 | 53042 | 0 | 0 | 0 | 0 | 0 | 0 | 0 | 0 | 53042 | 0 | 0 | 53042 | 0 | 0 | 0 | 1 | 0 | 0 | 0 | 0 | 0 | 0 | 0 | 0 | 1 | 0 | 0 | 1 | 0 | Yes |  | 912593.675 | 54233.175 | 4.035 | 0.274 |  | https://www.google.com/maps/@?api=1&map_action=map&center=35.419181000000002%2C-118.926643&zoom=17&basemap=satellite | 38988 | [118 empty] | 0.52 |  |  | 76 |  |  | 0.35 | 0.67 |  |  | 77 |  |  | 0.4 | 0.37 |  |  | 65 |  |  | 0.3 | 0.03 |  |  | 69 |  |  | 0.05 | 0.2 |  |  | 80 |  |  | 0.12 | 0.06 |  |  | 61 |  |  | 0.06 | 0.14 |  |  | 42 |  |  | 0.16 | 0.030469 | 0.0014551 | Gas | FRS_110000524120
584 | 578 | 2021 | CA | Bear Valley Power Plant | 56346 | Bear Valley Electric Service | 17612 | Bear Valley Electric Service | 17612 | Electric Utility | California Independent System Operator | CISO | WECC | CAMX | WECC California | CAISO | 6 | 71 | San Bernardino | 34.2506 | -116.9025 | 7 | 7 | NG | GAS |  | 0.0259 | 8.4 | 1 | [6 empty] | 17521 | 8321.999 | 17521 | 8321.999 | 1906.002 | 905.002 | 23.387 | 11.109 | 0.028 | 1024.009 | 38.627 | 3.863 | 1025.067 |  | 24.54 | 24.55 | 0.029 | 1074.51 | 0.02 | 0.002 | 1075.62 |  | 2.67 | 2.67 | 0.003 | 116.889 | 0.002 | 0 | 117.01 |  | 24.54 | 24.55 | 0.029 | 1074.511 | 0.02 | 0.002 | 1075.622 |  | 23.387 | 11.109 | 0.028 | 1024.009 | 38.627 | 3.863 |  | 17521 | 8321.999 | 17521 | 8321.999 | EIA | EIA | EIA | EIA | EIA | EIA | -- | EIA | EIA | [14 empty] | 9192.5498 | 0 | 0 | 1906 | 0 | 0 | 0 | 0 | 0 | 0 | 0 | 0 | 1906 | 0 | 0 | 1906 | 0 | 0 | 0 | 1 | 0 | 0 | 0 | 0 | 0 | 0 | 0 | 0 | 1 | 0 | 0 | 1 | 0 | [7 empty] | https://www.google.com/maps/@?api=1&map_action=map&center=34.250599999999999%2C-116.9025&zoom=17&basemap=satellite | 7561 | [118 empty] | 0.33 |  |  | 56 |  |  | 0.35 | 0.31 |  |  | 52 |  |  | 0.4 | 0.35 |  |  | 62 |  |  | 0.3 | 0.02 |  |  | 65 |  |  | 0.05 | 0.1 |  |  | 56 |  |  | 0.12 | 0.07 |  |  | 65 |  |  | 0.06 | 0.22 |  |  | 73 |  |  | 0.16 | 0.0027955 | 0.0043174 | Gas | FRS_110045950324
585 | 583 | 2021 | CA | Berry Cogen | 50170 | Pacific Gas & Electric Co | 14328 | Berry Petroleum Co | 1569 | Industrial CHP | California Independent System Operator | CISO | WECC | CAMX | WECC California | CAISO | 6 | 29 | Kern | 35.093 | -119.4436 | 1 | 1 | NG | GAS |  | 0.83387 | 38.7 | 0 |  | Yes | 1805401.6 | 0.534 | 0.41607 |  | 1532445.509 | 663753.24 | 1532445.509 | 663753.24 | 282691 | 121674 | 241.246 | 104.569 | 2.449 | 89563.056 | 3378.467 | 337.847 | 89655.626 |  | 1.707 | 1.719 | 0.017 | 633.646 | 0.012 | 0.001 | 634.301 |  | 0.315 | 0.315 | 0.003 | 116.889 | 0.002 | 0 | 117.01 |  | 1.707 | 1.719 | 0.017 | 633.646 | 0.012 | 0.001 | 634.301 |  | 579.816 | 251.323 | 5.886 | 215257.395 | 8119.865 | 811.987 |  | 3683106 | 1595276 | 3683106 | 1595276 | EIA | EIA | EIA | EIA | EIA | EIA | -- | EIA | EIA | [6 empty] | 2150660.491 | 931522.76 | 338.57 | 146.754 | 3.437 | 125694.339 | 4741.399 | 474.14 | 5420.9208 | 0 | 0 | 282691 | 0 | 0 | 0 | 0 | 0 | 0 | 0 | 0 | 282691 | 0 | 0 | 282691 | 0 | 0 | 0 | 1 | 0 | 0 | 0 | 0 | 0 | 0 | 0 | 0 | 1 | 0 | 0 | 1 | 0 | [7 empty] | https://www.google.com/maps/@?api=1&map_action=map&center=35.093046000000001%2C-119.443617&zoom=17&basemap=satellite | 1919 | [118 empty] | 0.64 |  |  | 86 |  |  | 0.35 | 0.64 |  |  | 75 |  |  | 0.4 | 0.66 |  |  | 91 |  |  | 0.3 | 0.13 |  |  | 88 |  |  | 0.05 | 0.42 |  |  | 96 |  |  | 0.12 | 0.09 |  |  | 80 |  |  | 0.06 | 0.05 |  |  | 10 |  |  | 0.16 | 0.75318 | 0.0053959 | Gas | FRS_110000521542
586 | 584 | 2021 | CA | Berry Cogen Tanne Hills 18 | 50622 | Pacific Gas & Electric Co | 14328 | Berry Petroleum Co | 1569 | Industrial CHP | California Independent System Operator | CISO | WECC | CAMX | WECC California | CAISO | 6 | 29 | Kern | 35.0898 | -119.4409 | 2 | 2 | NG | GAS |  | 0.8981 | 17.6 | 0 |  | Yes | 735155.2 | 0.643 | 0.46153 |  | 761761.746 | 321471.295 | 761761.746 | 321471.295 | 138465 | 57174 | 120.299 | 50.892 | 1.217 | 44520.807 | 1679.399 | 167.94 | 44566.822 |  | 1.738 | 1.78 | 0.018 | 643.062 | 0.012 | 0.001 | 643.727 |  | 0.316 | 0.317 | 0.003 | 116.889 | 0.002 | 0 | 117.01 |  | 1.738 | 1.78 | 0.018 | 643.062 | 0.012 | 0.001 | 643.727 |  | 260.654 | 110.268 | 2.638 | 96463.806 | 3638.774 | 363.877 |  | 1650519 | 696536 | 1650519 | 696536 | EIA | EIA | EIA | EIA | EIA | EIA | -- | EIA | EIA | [6 empty] | 888757.254 | 375064.705 | 140.355 | 59.376 | 1.42 | 51942.999 | 1959.376 | 195.938 | 5501.4751 | 0 | 0 | 138465 | 0 | 0 | 0 | 0 | 0 | 0 | 0 | 0 | 138465 | 0 | 0 | 138465 | 0 | 0 | 0 | 1 | 0 | 0 | 0 | 0 | 0 | 0 | 0 | 0 | 1 | 0 | 0 | 1 | 0 | [7 empty] | https://www.google.com/maps/@?api=1&map_action=map&center=35.089829000000002%2C-119.440881&zoom=17&basemap=satellite | 1241 | [118 empty] | 0.55 |  |  | 78 |  |  | 0.35 | 0.49 |  |  | 66 |  |  | 0.4 | 0.61 |  |  | 88 |  |  | 0.3 | 0.08 |  |  | 82 |  |  | 0.05 | 0.32 |  |  | 92 |  |  | 0.12 | 0.07 |  |  | 69 |  |  | 0.06 | 0.11 |  |  | 33 |  |  | 0.16 | 0.38434 | 0.0054573 | Gas | FRS_110064256424
587 | 585 | 2021 | CA | Berry NMW Cogens | 62176 | Pacific Gas & Electric Co. | 14328 | Berry Petroleum Co | 1569 | Industrial CHP | California Independent System Operator | CISO | WECC | CAMX | WECC California | CAISO | 6 | 29 | Kern | 35.3076 | -119.6116 | 2 | 2 | NG | GAS |  | 0.73106 | 9.6 | 0.1149 |  | Yes | 126623.2 | 1.657 | 0.68842 |  | 635194.163 | 301690.052 | 635194.163 | 301690.052 | 61479 | 29200 | 98.959 | 47.001 | 1.015 | 37123.623 | 1400.365 | 140.036 | 37161.993 |  | 3.219 | 3.219 | 0.033 | 1207.685 | 0.023 | 0.002 | 1208.933 |  | 0.312 | 0.312 | 0.003 | 116.889 | 0.002 | 0 | 117.01 |  | 3.219 | 3.219 | 0.033 | 1207.685 | 0.023 | 0.002 | 1208.933 |  | 143.748 | 68.274 | 1.474 | 53925.656 | 2034.165 | 203.417 |  | 922681 | 438234 | 922681 | 438234 | EIA | EIA | EIA | EIA | EIA | EIA | -- | EIA | EIA | [6 empty] | 287486.837 | 136543.948 | 44.789 | 21.273 | 0.459 | 16802.033 | 633.801 | 63.38 | 10331.8883 | 0 | 0 | 61479 | 0 | 0 | 0 | 0 | 0 | 0 | 0 | 0 | 61479 | 0 | 0 | 61479 | 0 | 0 | 0 | 1 | 0 | 0 | 0 | 0 | 0 | 0 | 0 | 0 | 1 | 0 | 0 | 1 | 0 | [7 empty] | https://www.google.com/maps/@?api=1&map_action=map&center=35.307555000000001%2C-119.61155100000001&zoom=17&basemap=satellite | 134 | [118 empty] | 0.34 |  |  | 57 |  |  | 0.35 | 0.27 |  |  | 47 |  |  | 0.4 | 0.41 |  |  | 70 |  |  | 0.3 | 0.01 |  |  | 59 |  |  | 0.05 | 0.22 |  |  | 82 |  |  | 0.12 | 0.12 |  |  | 92 |  |  | 0.06 | 0.1 |  |  | 28 |  |  | 0.16 | 0.41935 | 0.016736 | Gas | FRS_110070665858
588 | 586 | 2021 | CA | Berry Placerita Cogen | 52096 | Southern California Edison Co | 17609 | Berry Petroleum Co | 1569 | Industrial CHP | California Independent System Operator | CISO | WECC | CAMX | WECC California | CAISO | 6 | 37 | Los Angeles | 34.3841 | -118.4949 | 2 | 2 | NG | GAS |  | 0.52209 | 42.8 | 0.46318 |  | Yes | 980139.2 | 0.682 | 0.47612 |  | 1075358.867 | 542904.823 | 1075358.867 | 542904.823 | 195746 | 100015 | 166.042 | 83.767 | 1.718 | 62848.843 | 2370.762 | 237.076 | 62913.802 |  | 1.697 | 1.675 | 0.018 | 642.147 | 0.012 | 0.001 | 642.811 |  | 0.309 | 0.309 | 0.003 | 116.889 | 0.002 | 0 | 117.01 |  | 1.697 | 1.675 | 0.018 | 642.147 | 0.012 | 0.001 | 642.811 |  | 348.742 | 175.938 | 3.609 | 132002.814 | 4979.365 | 497.936 |  | 2258600 | 1140275 | 2258600 | 1140275 | EIA | EIA | EIA | EIA | EIA | EIA | -- | EIA | EIA | [6 empty] | 1183241.133 | 597370.177 | 182.7 | 92.171 | 1.891 | 69153.971 | 2608.602 | 260.86 | 5493.6441 | 0 | 0 | 195746 | 0 | 0 | 0 | 0 | 0 | 0 | 0 | 0 | 195746 | 0 | 0 | 195746 | 0 | 0 | 0 | 1 | 0 | 0 | 0 | 0 | 0 | 0 | 0 | 0 | 1 | 0 | 0 | 1 | 0 | [7 empty] | https://www.google.com/maps/@?api=1&map_action=map&center=34.384070000000001%2C-118.494882&zoom=17&basemap=satellite | 57429 | [118 empty] | 0.48 |  |  | 72 |  |  | 0.35 | 0.64 |  |  | 75 |  |  | 0.4 | 0.32 |  |  | 57 |  |  | 0.3 | 0.06 |  |  | 77 |  |  | 0.05 | 0.15 |  |  | 72 |  |  | 0.12 | 0.08 |  |  | 74 |  |  | 0.06 | 0.12 |  |  | 35 |  |  | 0.16 | 0.81849 | 0.0054574 | Gas | FRS_110028033697
589 | 9609 | 2021 | SC | Cross | 130 | South Carolina Public Service Authority | 17543 | South Carolina Public Service Authority | 17543 | Electric Utility | South Carolina Public Service Authority | SC | SERC | SRVC | SERC Virginia/Carolina |  | 45 | 15 | Berkeley | 33.3715 | -80.1132 | 4 | 4 | RC | COAL | Yes | 0.35137 | 2390.1 | 0.74772 | [6 empty] | 82626220.48 | 43006914.57 | 82626220.48 | 43006914.57 | 7356688 | 3820636 | 2853.927 | 1479.344 | 3901.722 | 8477445.165 | 1814125.841 | 263965.787 | 8539452.64 |  | 0.776 | 0.774 | 1.061 | 2304.691 | 0.247 | 0.036 | 2321.548 |  | 0.069 | 0.069 | 0.094 | 205.2 | 0.022 | 0.003 | 206.701 |  | 0.776 | 0.774 | 1.061 | 2304.691 | 0.247 | 0.036 | 2321.548 |  | 2853.927 | 1479.344 | 3901.722 | 8477445.165 | 1814125.841 | 263965.787 |  | 82626220.48 | 43006914.57 | 82626220.48 | 43006914.57 | EPA/CAMD | EPA/CAMD | EPA/CAMD | EPA/CAMD | EIA | EIA | -- | EPA/CAMD | EPA/CAMD | [14 empty] | 11231.4428 | 7322977.6 | 33710.391 | 0 | 0 | 0 | 0 | 0 | 0 | 0 | 0 | 0 | 7356687.991 | 0 | 0 | 7356687.991 | 0 | 0.99542 | 0.0045823 | 0 | 0 | 0 | 0 | 0 | 0 | 0 | 0 | 0 | 1 | 0 | 0 | 1 | 0 | Yes |  | 81984525.52 | 8411604.617 | 2902.086 | 2904.216 |  | https://www.google.com/maps/@?api=1&map_action=map&center=33.371505999999997%2C-80.113235000000003&zoom=17&basemap=satellite | 1244 | [118 empty] | 0.53 |  |  | 77 |  |  | 0.35 | 0.52 |  |  | 68 |  |  | 0.4 | 0.54 |  |  | 83 |  |  | 0.3 | 0 |  |  | 0 |  |  | 0.05 | 0.15 |  |  | 72 |  |  | 0.12 | 0.04 |  |  | 42 |  |  | 0.06 | 0.3 |  |  | 89 |  |  | 0.16 | 363.3275 | 0.11671 | Coal | FRS_110000499764
590 | 597 | 2021 | CA | Big Valley Power LLC | 10288 | Pacific Gas & Electric Co | 14328 | Big Valley Power (BVP) LLC | 56497 | Industrial Non-CHP | California Independent System Operator | CISO | WECC | CAMX | WECC California | CAISO | 6 | 35 | Lassen | 41.1325 | -121.1372 | 1 | 1 | WDS | BIOMASS |  | 0 | 9.3 | [13 empty] | 0 |  | 0 | 0 | [45 empty] | -- | [56 empty] | https://www.google.com/maps/@?api=1&map_action=map&center=41.1325%2C-121.13722199999999&zoom=17&basemap=satellite | 263 | [118 empty] | 0.31 |  |  | 53 |  |  | 0.35 | 0.23 |  |  | 42 |  |  | 0.4 | 0.38 |  |  | 66 |  |  | 0.3 | 0.01 |  |  | 57 |  |  | 0.05 | 0.11 |  |  | 58 |  |  | 0.12 | 0.1 |  |  | 85 |  |  | 0.06 | 0.2 |  |  | 68 |  |  | 0.16 |  |  | Biomass | FRS_
591 | 598 | 2021 | CA | Biola University Hybrid | 54296 | Southern California Edison Co | 17609 | Biola University | 1752 | Commercial CHP | California Independent System Operator | CISO | WECC | CAMX | WECC California | CAISO | 6 | 37 | Los Angeles | 33.907 | -118.0131 | 2 | 2 | NG | GAS |  | 0.69117 | 1.3 | 0.18139 |  | Yes | 46439.2 | 0.578 | 0.43544 |  | 40879.648 | 17984.589 | 40879.648 | 17984.589 | 7871 | 3465 | 54.758 | 24.119 | 0.065 | 2389.192 | 90.124 | 9.012 | 2391.661 |  | 13.914 | 13.922 | 0.017 | 607.087 | 0.011 | 0.001 | 607.715 |  | 2.679 | 2.682 | 0.003 | 116.889 | 0.002 | 0 | 117.01 |  | 13.914 | 13.922 | 0.017 | 607.087 | 0.011 | 0.001 | 607.715 |  | 125.754 | 55.39 | 0.15 | 5486.831 | 206.972 | 20.697 |  | 93881 | 41302 | 93881 | 41302 | EIA | EIA | EIA | EIA | EIA | EIA | -- | EIA | EIA | [6 empty] | 53001.352 | 23317.411 | 70.996 | 31.271 | 0.085 | 3097.639 | 116.848 | 11.685 | 5193.7045 | 0 | 0 | 7876 | 0 | 0 | 0 | 0 | 0 | 0 | 0 | -5 | 7871 | 0 | 0 | 7871 | 0 | 0 | 0 | 1 | 0 | 0 | 0 | 0 | 0 | 0 | 0 | 0 | 1 | 0 | 0 | 1 | 0 | [7 empty] | https://www.google.com/maps/@?api=1&map_action=map&center=33.906953000000001%2C-118.013105&zoom=17&basemap=satellite | 184340 | [118 empty] | 0.51 |  |  | 75 |  |  | 0.35 | 0.78 |  |  | 82 |  |  | 0.4 | 0.24 |  |  | 43 |  |  | 0.3 | 0.1 |  |  | 84 |  |  | 0.05 | 0.12 |  |  | 64 |  |  | 0.12 | 0.06 |  |  | 55 |  |  | 0.06 | 0.15 |  |  | 47 |  |  | 0.16 | 0.010666 | 0.002192 | Gas | FRS_110025718631
592 | 606 | 2021 | CA | Blacksand Generating Facility | 56090 | Southern California Edison Co | 17609 | Bridge Energy LLC | 61143 | Industrial Non-CHP | California Independent System Operator | CISO | WECC | CAMX | WECC California | CAISO | 6 | 59 | Orange | 33.9328 | -117.855 | 3 | 3 | NG | GAS |  | 0.59304 | 8 | 0.34494 | [6 empty] | 752519 | 357415 | 752519 | 357415 | 41560 | 19739 | 106.646 | 50.652 | 1.203 | 43980.618 | 1659.022 | 165.902 | 44026.075 |  | 5.132 | 5.132 | 0.058 | 2116.488 | 0.04 | 0.004 | 2118.675 |  | 0.283 | 0.283 | 0.003 | 116.889 | 0.002 | 0 | 117.01 |  | 5.132 | 5.132 | 0.058 | 2116.488 | 0.04 | 0.004 | 2118.675 |  | 106.646 | 50.652 | 1.203 | 43980.618 | 1659.022 | 165.902 |  | 752519 | 357415 | 752519 | 357415 | EIA | EIA | EIA | EIA | EIA | EIA | -- | EIA | EIA | [14 empty] | 18106.8094 | 0 | 0 | 41560 | 0 | 0 | 0 | 0 | 0 | 0 | 0 | 0 | 41560 | 0 | 0 | 41560 | 0 | 0 | 0 | 1 | 0 | 0 | 0 | 0 | 0 | 0 | 0 | 0 | 1 | 0 | 0 | 1 | 0 | [7 empty] | https://www.google.com/maps/@?api=1&map_action=map&center=33.9328%2C-117.855&zoom=17&basemap=satellite | 69164 | [118 empty] | 0.35 |  |  | 59 |  |  | 0.35 | 0.58 |  |  | 72 |  |  | 0.4 | 0.12 |  |  | 22 |  |  | 0.3 | 0.06 |  |  | 78 |  |  | 0.05 | 0.05 |  |  | 36 |  |  | 0.12 | 0.06 |  |  | 64 |  |  | 0.06 | 0.16 |  |  | 51 |  |  | 0.16 | 0.1155 | 0.0064193 | Gas | FRS_110028033884
593 | 608 | 2021 | CA | Blue Lake Power LLC | 10764 | Pacific Gas & Electric Co | 14328 | Blue Lake Power LLC | 56120 | IPP Non-CHP | California Independent System Operator | CISO | WECC | CAMX | WECC California | CAISO | 6 | 23 | Humboldt | 40.8786 | -123.9942 | 1 | 1 | PG | GAS |  | 0 | 13.8 |  | Yes | [5 empty] | 0 | 0 | 0 | 0 | 0 | 0 | 0 |  | 0 | 0 | 0 | 0 | 0 | [27 empty] | 0 | 0 | 0 | 0 |  | 0 | 0 | 0 | 0 |  |  | EIA | EIA | EIA | EIA | -- | EIA | EIA |  |  |  | 0 | [11 empty] | 0 | 0 | 0 | 0 | 0 | 0 | 0 | 0 | 0 | 0 | 0 | 0 | 0 | 0 | 0 | 0 | [23 empty] | https://www.google.com/maps/@?api=1&map_action=map&center=40.878599999999999%2C-123.99420000000001&zoom=17&basemap=satellite | 2481 | [118 empty] | 0.25 |  |  | 43 |  |  | 0.35 | 0.2 |  |  | 39 |  |  | 0.4 | 0.31 |  |  | 56 |  |  | 0.3 | 0 |  |  | 0 |  |  | 0.05 | 0.05 |  |  | 36 |  |  | 0.12 | 0.05 |  |  | 52 |  |  | 0.06 | 0.22 |  |  | 73 |  |  | 0.16 |  |  | Gas | FRS_
594 | 1305 | 2021 | CA | McClure | 151 | Modesto Irrigation District | 12745 | Modesto Irrigation District | 12745 | Electric Utility | Balancing Authority of Northern California | BANC | WECC | CAMX | WECC California |  | 6 | 99 | Stanislaus | 37.6294 | -120.9314 | 2 | 2 | NG | GAS |  | 0.00196 | 142.4 | 1 | [6 empty] | 48534 | 19931 | 48534 | 19931 | 2447 | 1005 | 12.406 | 4.52 | 2.706 | 3399.986 | 183.231 | 29.758 | 3406.71 |  | 10.14 | 8.995 | 2.212 | 2778.902 | 0.075 | 0.012 | 2784.397 |  | 0.511 | 0.454 | 0.112 | 140.107 | 0.004 | 0.001 | 140.384 |  | 10.14 | 8.995 | 2.212 | 2778.902 | 0.075 | 0.012 | 2784.397 |  | 12.406 | 4.52 | 2.706 | 3399.986 | 183.231 | 29.758 |  | 48534 | 19931 | 48534 | 19931 | EIA | EIA | EIA | EIA | EIA | EIA | -- | EIA | EIA | [14 empty] | 19834.0825 | 0 | 871.676 | 1575.324 | 0 | 0 | 0 | 0 | 0 | 0 | 0 | 0 | 2447 | 0 | 0 | 2447 | 0 | 0 | 0.35622 | 0.64378 | 0 | 0 | 0 | 0 | 0 | 0 | 0 | 0 | 1 | 0 | 0 | 1 | 0 | [7 empty] | https://www.google.com/maps/@?api=1&map_action=map&center=37.629359999999998%2C-120.93138999999999&zoom=17&basemap=satellite | 92595 | [118 empty] | 0.5 |  |  | 74 |  |  | 0.35 | 0.64 |  |  | 75 |  |  | 0.4 | 0.36 |  |  | 64 |  |  | 0.3 | 0.09 |  |  | 83 |  |  | 0.05 | 0.2 |  |  | 81 |  |  | 0.12 | 0.07 |  |  | 65 |  |  | 0.06 | 0.13 |  |  | 40 |  |  | 0.16 | 0.17932 | 0.19566 | Gas | FRS_110008062336
595 | 610 | 2021 | CA | Blythe Energy | 55295 | Southern California Edison Co | 17609 | AltaGas Blythe Operations Inc | 58453 | IPP Non-CHP | California Independent System Operator | CISO | WECC | CAMX | WECC California | CAISO | 6 | 65 | Riverside | 33.6157 | -114.6865 | 2 | 3 | NG | GAS |  | 0.41601 | 591 | 0.63998 | [6 empty] | 16394401.26 | 8018783.587 | 16394401.26 | 8018783.587 | 2153772 | 1051388 | 61.511 | 28.771 | 4.919 | 974292.063 | 35159.705 | 3515.971 | 975255.439 |  | 0.057 | 0.055 | 0.005 | 904.731 | 0.016 | 0.002 | 905.626 |  | 0.008 | 0.007 | 0.001 | 118.857 | 0.002 | 0 | 118.974 |  | 0.057 | 0.055 | 0.005 | 904.731 | 0.016 | 0.002 | 905.626 |  | 61.511 | 28.771 | 4.919 | 974292.063 | 35159.705 | 3515.971 |  | 16394401.26 | 8018783.587 | 16394401.26 | 8018783.587 | EPA/CAMD | EPA/CAMD | EPA/CAMD | EPA/CAMD | EIA | EIA | -- | EPA/CAMD | EPA/CAMD | [14 empty] | 7611.9484 | 0 | 0 | 2153772 | 0 | 0 | 0 | 0 | 0 | 0 | 0 | 0 | 2153772 | 0 | 0 | 2153772 | 0 | 0 | 0 | 1 | 0 | 0 | 0 | 0 | 0 | 0 | 0 | 0 | 1 | 0 | 0 | 1 | 0 | Yes |  | 12157388.33 | 722493.124 | 47.243 | 3.647 |  | https://www.google.com/maps/@?api=1&map_action=map&center=33.615699999999997%2C-114.6865&zoom=17&basemap=satellite | 1053 | [118 empty] | 0.52 |  |  | 76 |  |  | 0.35 | 0.61 |  |  | 73 |  |  | 0.4 | 0.43 |  |  | 72 |  |  | 0.3 | 0.06 |  |  | 77 |  |  | 0.05 | 0.22 |  |  | 83 |  |  | 0.12 | 0.06 |  |  | 58 |  |  | 0.06 | 0.18 |  |  | 60 |  |  | 0.16 | 43.8383 | 0.04652 | Gas | FRS_110015714912
596 | 620 | 2021 | CA | Bowerman Power LFG, LLC | 59461 | Southern California Edison Co | 17609 | Bowerman Power LFG, LLC | 59228 | IPP Non-CHP | California Independent System Operator | CISO | WECC | CAMX | WECC California | CAISO | 6 | 59 | Orange | 33.7189 | -117.7022 | 7 | 7 | LFG | BIOMASS |  | 0.72474 | 23.8 | 0.12544 | Yes | [5 empty] | 1590153.999 | 662301.003 | 1590153.999 | 662301.003 | 151098.997 | 62933.003 | 0 | 0 | 26.635 | 0.002 | 0 | 0 | 0.002 |  | 0 | 0 | 0.353 | 0 | 0 | 0 | 0 |  | 0 | 0 | 0.033 | 0 | 0 | 0 | 0 |  | 0 | 0 | 0.353 | 0 | 0 | 0 | 0 |  | 1121.463 | 467.089 | 35.778 | 100974.447 | 3698.702 | 369.87 |  | 1590153.999 | 662301.003 | 1590153.999 | 662301.003 | EIA | EIA | EIA | EIA | EIA | EIA | -- | EIA | EIA | 1121.463 | 467.089 | 9.143 | 100974.445 | 3698.702 | 369.87 | [8 empty] | 10523.9214 | 0 | 0 | 0 | 0 | 0 | 151099 | 0 | 0 | 0 | 0 | 0 | 0 | 151099 | 151099 | 151099 | 0 | 0 | 0 | 0 | 0 | 0 | 1 | 0 | 0 | 0 | 0 | 0 | 0 | 1 | 1 | 1 | 0 | [7 empty] | https://www.google.com/maps/@?api=1&map_action=map&center=33.718888999999997%2C-117.70222200000001&zoom=17&basemap=satellite | 37510 | [118 empty] | 0.4 |  |  | 65 |  |  | 0.35 | 0.68 |  |  | 77 |  |  | 0.4 | 0.13 |  |  | 22 |  |  | 0.3 | 0.13 |  |  | 88 |  |  | 0.05 | 0.03 |  |  | 26 |  |  | 0.12 | 0.1 |  |  | 85 |  |  | 0.06 | 0.06 |  |  | 12 |  |  | 0.16 | 10.848 | 0.15023 | Biomass | FRS_110040489717
597 | 8845 | 2021 | OK | Grand River Dam Authority | 165 | Grand River Dam Authority | 7490 | Grand River Dam Authority | 7490 | Electric Utility | Southwest Power Pool | SWPP | MRO | SPSO | SPP South |  | 40 | 97 | Mayes | 36.1903 | -95.2894 | 3 | 3 | SUB | COAL | Yes | 0.2877 | 1194.3 | 0.85383 | [6 empty] | 29020964.64 | 15507969.82 | 29020964.64 | 15507969.82 | 3009932 | 1682784 | 1464.86 | 684.502 | 1349.119 | 2463224.161 | 417019.837 | 59347.015 | 2477279.614 |  | 0.973 | 0.814 | 0.896 | 1636.731 | 0.139 | 0.02 | 1646.07 |  | 0.101 | 0.088 | 0.093 | 169.755 | 0.014 | 0.002 | 170.723 |  | 0.973 | 0.814 | 0.896 | 1636.731 | 0.139 | 0.02 | 1646.07 |  | 1464.86 | 684.502 | 1349.119 | 2463224.161 | 417019.837 | 59347.015 |  | 29020964.64 | 15507969.82 | 29020964.64 | 15507969.82 | EPA/CAMD | EPA/CAMD | EPA/CAMD | EPA/CAMD | EIA | EIA | -- | EPA/CAMD | EPA/CAMD | [14 empty] | 9641.7344 | 1166578.8 | 0 | 1843353.162 | 0 | 0 | 0 | 0 | 0 | 0 | 0 | 0 | 3009931.962 | 0 | 0 | 3009931.962 | 0 | 0.38758 | 0 | 0.61242 | 0 | 0 | 0 | 0 | 0 | 0 | 0 | 0 | 1 | 0 | 0 | 1 | 0 | Yes |  | 28734897.48 | 2481388.758 | 1477.028 | 1407.321 |  | https://www.google.com/maps/@?api=1&map_action=map&center=36.190277999999999%2C-95.289400000000001&zoom=17&basemap=satellite | 2322 | [118 empty] | 0.38 |  |  | 62 |  |  | 0.35 | 0.35 |  |  | 55 |  |  | 0.4 | 0.41 |  |  | 69 |  |  | 0.3 | 0 |  |  | 0 |  |  | 0.05 | 0.12 |  |  | 63 |  |  | 0.12 | 0.07 |  |  | 68 |  |  | 0.06 | 0.19 |  |  | 63 |  |  | 0.16 | 119.23 | 0.096182 | Coal | FRS_110000598489
598 | 623 | 2021 | CA | BP Carson Refinery | 50540 | Southern California Edison Co | 17609 | Tesoro Carson Refinery | 2696 | Industrial Non-CHP | California Independent System Operator | CISO | WECC | CAMX | WECC California | CAISO | 6 | 37 | Los Angeles | 33.8153 | -118.2358 | 2 | 2 | NG | GAS |  | 0 | 13.5 | [11 empty] | 0 | 0 | 0 |  | 0 | 0 | [45 empty] | -- | [17 empty] | 0 | 0 | 0 | 0 | 0 | 0 | 0 | 0 | 0 | 0 | 0 | 0 | 0 | 0 | 0 | 0 | [23 empty] | https://www.google.com/maps/@?api=1&map_action=map&center=33.815300000000001%2C-118.2358&zoom=17&basemap=satellite | 178689 | [118 empty] | 0.62 |  |  | 84 |  |  | 0.35 | 0.91 |  |  | 90 |  |  | 0.4 | 0.33 |  |  | 59 |  |  | 0.3 | 0.1 |  |  | 84 |  |  | 0.05 | 0.25 |  |  | 87 |  |  | 0.12 | 0.06 |  |  | 58 |  |  | 0.06 | 0.14 |  |  | 43 |  |  | 0.16 |  |  | Gas | FRS_
599 | 624 | 2021 | CA | Brea Expansion Plant | 58007 | Southern California Edison Co | 17609 | Brea Power II | 57384 | IPP Non-CHP | California Independent System Operator | CISO | WECC | CAMX | WECC California | CAISO | 6 | 59 | Orange | 33.932 | -117.8402 | 8 | 5 | LFG | BIOMASS |  | 0.79062 | 35.7 | 0.015629 | Yes | [5 empty] | 2343974.2 | 996815.8 | 2343974.2 | 996815.8 | 247253 | 104967.58 | 0 | 0 | 39.262 | 0 | 0 | 0 | 0 |  | 0 | 0 | 0.318 | 0 | 0 | 0 | 0 |  | 0 | 0 | 0.034 | 0 | 0 | 0 | 0 |  | 0 | 0 | 0.318 | 0 | 0 | 0 | 0 |  | 203.274 | 86.375 | 52.74 | 148841.869 | 5452.096 | 545.21 |  | 2343974.2 | 996815.8 | 2343974.2 | 996815.8 | EIA | EIA | EIA | EIA | EIA | EIA | -- | EIA | EIA | 203.274 | 86.375 | 13.478 | 148841.869 | 5452.096 | 545.21 | [8 empty] | 9480.0637 | 0 | 0 | 0 | 0 | 0 | 247253 | 0 | 0 | 0 | 0 | 0 | 0 | 247253 | 247253 | 247253 | 0 | 0 | 0 | 0 | 0 | 0 | 1 | 0 | 0 | 0 | 0 | 0 | 0 | 1 | 1 | 1 | 0 | [7 empty] | https://www.google.com/maps/@?api=1&map_action=map&center=33.932022000000003%2C-117.840233&zoom=17&basemap=satellite | 55689 | [118 empty] | 0.34 |  |  | 57 |  |  | 0.35 | 0.56 |  |  | 71 |  |  | 0.4 | 0.11 |  |  | 19 |  |  | 0.3 | 0.06 |  |  | 78 |  |  | 0.05 | 0.04 |  |  | 31 |  |  | 0.12 | 0.06 |  |  | 58 |  |  | 0.06 | 0.16 |  |  | 52 |  |  | 0.16 | 25.2823 | 0.19918 | Biomass | FRS_110022451880
600 | 625 | 2021 | CA | Broadridge Cogen | 57580 | Pacific Gas & Electric Co | 14328 | Broadridge Customer Communications | 56917 | IPP CHP | California Independent System Operator | CISO | WECC | CAMX | WECC California | CAISO | 6 | 17 | El Dorado | 38.6183 | -121.0564 | 4 | 4 | NG | GAS |  | 0.27854 | 5 | 0.8691 |  | Yes | 0 |  | 1 |  | 115925 | 55059 | 129455 | 62146 | 12200 | 5869 | 155.766 | 73.982 | 0.185 | 6775.182 | 255.571 | 25.557 | 6782.185 |  | 25.535 | 25.211 | 0.03 | 1110.686 | 0.021 | 0.002 | 1111.834 |  | 2.687 | 2.687 | 0.003 | 116.889 | 0.002 | 0 | 117.01 |  | 29.197 | 28.826 | 0.035 | 1269.95 | 0.024 | 0.002 | 1271.262 |  | 155.766 | 73.982 | 0.185 | 6775.182 | 255.571 | 25.557 |  | 115925 | 55059 | 129455 | 62146 | EIA | EIA | EIA | EIA | EIA | EIA | -- | EIA | EIA | [6 empty] | 0 | 0 | 0 | 0 | 0 | 0 | 0 | 0 | 10864.5736 | 0 | 0 | 10670 | 0 | 0 | 0 | 0 | 1530 | 0 | 0 | 0 | 10670 | 1530 | 1530 | 10670 | 1530 | 0 | 0 | 0.87459 | 0 | 0 | 0 | 0 | 0.12541 | 0 | 0 | 0 | 0.87459 | 0.12541 | 0.12541 | 0.87459 | 0.12541 | [7 empty] | https://www.google.com/maps/@?api=1&map_action=map&center=38.618299999999998%2C-121.0564&zoom=17&basemap=satellite | 12777 | [118 empty] | 0.23 |  |  | 39 |  |  | 0.35 | 0.35 |  |  | 55 |  |  | 0.4 | 0.12 |  |  | 21 |  |  | 0.3 | 0.02 |  |  | 64 |  |  | 0.05 | 0.06 |  |  | 38 |  |  | 0.12 | 0.05 |  |  | 54 |  |  | 0.06 | 0.19 |  |  | 65 |  |  | 0.16 | 0.043847 | 0.0044238 | Gas | FRS_110045007194
601 | 637 | 2021 | CA | Burney Forest Products | 10652 | Pacific Gas & Electric Co | 14328 | Burney Forest Products, A Joint Venture | 62970 | IPP CHP | California Independent System Operator | CISO | WECC | CAMX | WECC California | CAISO | 6 | 89 | Shasta | 40.8797 | -121.7203 | 2 | 1 | WDS | BIOMASS |  | 0.73113 | 31 | 0.11479 | Yes | Yes | 760704 | 0.891 | 0.54291 |  | 2123159.88 | 920074.719 | 2123159.88 | 920074.719 | 198545 | 85782 | 106.176 | 46.242 | 25.328 | 6493.35 | 142191.517 | 18654.982 | 11050.336 |  | 1.07 | 1.078 | 0.255 | 65.409 | 0.716 | 0.094 | 111.313 |  | 0.1 | 0.101 | 0.024 | 6.117 | 0.067 | 0.009 | 10.409 |  | 1.07 | 1.078 | 0.255 | 65.409 | 0.716 | 0.094 | 111.313 |  | 195.57 | 85.175 | 46.653 | 395158.212 | 261908.402 | 34361.379 |  | 3910735.485 | 1694723.457 | 3910735.485 | 1694723.457 | EIA | EIA | EIA | EIA | EIA | EIA | -- | EIA | EIA |  |  |  | 383197.844 |  |  | 1787575.605 | 774648.738 | 89.394 | 38.933 | 21.325 | 5467.018 | 119716.885 | 15706.397 | 10693.5954 | 0 | 0 | 10401.499 | 0 | 0 | 188143.5 | 0 | 0 | 0 | 0 | 0 | 10401.499 | 188143.5 | 188143.5 | 198544.999 | 0 | 0 | 0 | 0.052389 | 0 | 0 | 0.94761 | 0 | 0 | 0 | 0 | 0 | 0.052389 | 0.94761 | 0.94761 | 1 | 0 | [7 empty] | https://www.google.com/maps/@?api=1&map_action=map&center=40.879719000000001%2C-121.720342&zoom=17&basemap=satellite | 1283 | [118 empty] | 0.23 |  |  | 39 |  |  | 0.35 | 0.15 |  |  | 32 |  |  | 0.4 | 0.31 |  |  | 56 |  |  | 0.3 | 0 |  |  | 0 |  |  | 0.05 | 0.12 |  |  | 62 |  |  | 0.12 | 0.08 |  |  | 72 |  |  | 0.06 | 0.29 |  |  | 88 |  |  | 0.16 | 22.1452 | 0.2051 | Biomass | FRS_110000715940
602 | 640 | 2021 | CA | C P Kelco San Diego Plant | 52147 | San Diego Gas & Electric Co | 16609 | CPKelco U S Inc | 3221 | Industrial CHP | California Independent System Operator | CISO | WECC | CAMX | WECC California | CAISO | 6 | 73 | San Diego | 32.6947 | -117.1436 | 3 | 3 | NG | GAS |  | 0.30573 | 29.2 | 0.82378 |  | Yes | 434980 | 0.614 | 0.44999 |  | 440289.568 | 181660.171 | 440289.568 | 181660.171 | 78204 | 32367 | 69.749 | 28.777 | 0.704 | 25732.516 | 970.673 | 97.067 | 25759.113 |  | 1.784 | 1.778 | 0.018 | 658.087 | 0.012 | 0.001 | 658.767 |  | 0.317 | 0.317 | 0.003 | 116.889 | 0.002 | 0 | 117.01 |  | 1.784 | 1.778 | 0.018 | 658.087 | 0.012 | 0.001 | 658.767 |  | 155 | 63.951 | 1.564 | 57184.465 | 2157.093 | 215.709 |  | 978440 | 403696.999 | 978440 | 403696.999 | EIA | EIA | EIA | EIA | EIA | EIA | -- | EIA | EIA | [6 empty] | 538150.432 | 222036.828 | 85.251 | 35.174 | 0.86 | 31451.949 | 1186.42 | 118.642 | 5630.0134 | 0 | 0 | 78204 | 0 | 0 | 0 | 0 | 0 | 0 | 0 | 0 | 78204 | 0 | 0 | 78204 | 0 | 0 | 0 | 1 | 0 | 0 | 0 | 0 | 0 | 0 | 0 | 0 | 1 | 0 | 0 | 1 | 0 | [7 empty] | https://www.google.com/maps/@?api=1&map_action=map&center=32.694699999999997%2C-117.14360000000001&zoom=17&basemap=satellite | 174564 | [118 empty] | 0.51 |  |  | 76 |  |  | 0.35 | 0.64 |  |  | 75 |  |  | 0.4 | 0.39 |  |  | 68 |  |  | 0.3 | 0.09 |  |  | 83 |  |  | 0.05 | 0.18 |  |  | 77 |  |  | 0.12 | 0.05 |  |  | 50 |  |  | 0.06 | 0.12 |  |  | 37 |  |  | 0.16 | 0.25422 | 0.0055981 | Gas | FRS_110001199792
603 | 649 | 2021 | CA | Cal State Univ San Bernardino FC01 | 57544 | Southern California Edison Co | 17609 | Southern California Edison Co | 17609 | Electric Utility | California Independent System Operator | CISO | WECC | CAMX | WECC California | CAISO | 6 | 71 | San Bernardino | 34.1858 | -117.3242 | 1 | 1 | NG | GAS |  | 0.53449 | 1.4 | 0.44251 |  | Yes | 28241.6 | 0.792 | 0.51367 |  |  |  | 71503 |  | 6555 | 3113 | 0 |  | 0 | 0 | [37 empty] | 71503 | 33962 | [6 empty] | -- | EIA | EIA | [15 empty] | 0 | 0 | 6555 | 0 | 0 | 0 | 0 | 0 | 0 | 0 | 0 | 6555 | 0 | 0 | 6555 | 0 | 0 | 0 | 1 | 0 | 0 | 0 | 0 | 0 | 0 | 0 | 0 | 1 | 0 | 0 | 1 | 0 | [7 empty] | https://www.google.com/maps/@?api=1&map_action=map&center=34.185833000000002%2C-117.324167&zoom=17&basemap=satellite | 63924 | [118 empty] | 0.62 |  |  | 84 |  |  | 0.35 | 0.82 |  |  | 85 |  |  | 0.4 | 0.41 |  |  | 70 |  |  | 0.3 | 0.06 |  |  | 76 |  |  | 0.05 | 0.23 |  |  | 84 |  |  | 0.12 | 0.08 |  |  | 74 |  |  | 0.06 | 0.07 |  |  | 16 |  |  | 0.16 | 0 | 0 | Gas | FRS_110045006854
604 | 1116 | 2021 | CA | Humboldt Bay | 246 | Pacific Gas & Electric Co | 14328 | Pacific Gas & Electric Co. | 14328 | Electric Utility | California Independent System Operator | CISO | WECC | CAMX | WECC California | CAISO | 6 | 23 | Humboldt | 40.7415 | -124.2103 | 10 | 10 | NG | GAS |  | 0.37338 | 167 | 0.71103 | Yes | [5 empty] | 4834084 | 2213536 | 4834084 | 2213536 | 546228 | 249809 | 6401.02 | 2938.69 | 7.691 | 282525.76 | 10749.863 | 1088.865 | 282822.374 |  | 23.437 | 23.527 | 0.028 | 1034.461 | 0.02 | 0.002 | 1035.547 |  | 2.648 | 2.655 | 0.003 | 116.889 | 0.002 | 0 | 117.012 |  | 23.437 | 23.527 | 0.028 | 1034.461 | 0.02 | 0.002 | 1035.547 |  | 6401.02 | 2938.69 | 7.691 | 282525.76 | 10749.863 | 1088.865 |  | 4834084 | 2213536 | 4834084 | 2213536 | EIA | EIA | EIA | EIA | EIA | EIA | -- | EIA | EIA |  |  |  | 0 | [10 empty] | 8849.9381 | 0 | 2366.05 | 543861.95 | 0 | 0 | 0 | 0 | 0 | 0 | 0 | 0 | 546228 | 0 | 0 | 546228 | 0 | 0 | 0.0043316 | 0.99567 | 0 | 0 | 0 | 0 | 0 | 0 | 0 | 0 | 1 | 0 | 0 | 1 | 0 | [7 empty] | https://www.google.com/maps/@?api=1&map_action=map&center=40.741500000000002%2C-124.2103&zoom=17&basemap=satellite | 11451 | [118 empty] | 0.31 |  |  | 53 |  |  | 0.35 | 0.25 |  |  | 45 |  |  | 0.4 | 0.37 |  |  | 65 |  |  | 0.3 | 0.02 |  |  | 64 |  |  | 0.05 | 0.14 |  |  | 68 |  |  | 0.12 | 0.05 |  |  | 51 |  |  | 0.06 | 0.19 |  |  | 64 |  |  | 0.16 | 0.9008 | 0.0037197 | Gas | FRS_110000610278
605 | 650 | 2021 | CA | Calabasas Gas to Energy Facility | 57163 | Southern California Edison Co | 17609 | Los Angeles County Sanitation | 11217 | Commercial Non-CHP | California Independent System Operator | CISO | WECC | CAMX | WECC California | CAISO | 6 | 37 | Los Angeles | 34.1511 | -118.7236 | 2 | 2 | LFG | BIOMASS |  | 0.38805 | 9.2 | 0.68658 | Yes | Yes | 0 |  | 1 |  | 528962 | 220313 | 528962 | 220313 | 31274 | 13026 | 0 | 0 | 8.86 | 0 | 0 | 0 | 0 |  | 0 | 0 | 0.567 | 0 | 0 | 0 | 0 |  | 0 | 0 | 0.033 | 0 | 0 | 0 | 0 |  | 0 | 0 | 0.567 | 0 | 0 | 0 | 0 |  | 77.474 | 32.268 | 11.902 | 33588.976 | 1230.367 | 123.037 |  | 528962 | 220313 | 528962 | 220313 | EIA | EIA | EIA | EIA | EIA | EIA | -- | EIA | EIA | 77.474 | 32.268 | 3.042 | 33588.976 | 1230.367 | 123.037 | 0 | 0 | 0 | 0 | 0 | 0 | 0 | 0 | 16913.7942 | 0 | 0 | 0 | 0 | 0 | 31274 | 0 | 0 | 0 | 0 | 0 | 0 | 31274 | 31274 | 31274 | 0 | 0 | 0 | 0 | 0 | 0 | 1 | 0 | 0 | 0 | 0 | 0 | 0 | 1 | 1 | 1 | 0 | [7 empty] | https://www.google.com/maps/@?api=1&map_action=map&center=34.1511%2C-118.7236&zoom=17&basemap=satellite | 30780 | [118 empty] | 0.21 |  |  | 34 |  |  | 0.35 | 0.28 |  |  | 48 |  |  | 0.4 | 0.14 |  |  | 25 |  |  | 0.3 | 0.05 |  |  | 76 |  |  | 0.05 | 0.02 |  |  | 15 |  |  | 0.12 | 0.03 |  |  | 34 |  |  | 0.06 | 0.15 |  |  | 47 |  |  | 0.16 | 4.9325 | 0.29685 | Biomass | FRS_110046229568
606 | 653 | 2021 | CA | California Institute of Technology | 10262 | City of Pasadena - (CA) | 14534 | California Institute-Technology | 2848 | Commercial CHP | California Independent System Operator | CISO | WECC | CAMX | WECC California | CAISO | 6 | 37 | Los Angeles | 34.1385 | -118.1256 | 2 | 2 | NG | GAS |  | 0.72535 | 13 | 0.12441 |  | Yes | 572676 | 0.492 | 0.39628 |  | 443098.519 | 182044.986 | 443098.519 | 182044.986 | 82603 | 36458 | 68.621 | 28.225 | 0.708 | 25896.684 | 976.865 | 97.687 | 25923.45 |  | 1.661 | 1.548 | 0.017 | 627.016 | 0.012 | 0.001 | 627.664 |  | 0.31 | 0.31 | 0.003 | 116.889 | 0.002 | 0 | 117.01 |  | 1.661 | 1.548 | 0.017 | 627.016 | 0.012 | 0.001 | 627.664 |  | 173.165 | 71.225 | 1.787 | 65349.89 | 2465.105 | 246.511 |  | 1118152.397 | 459387.763 | 1118152.397 | 459387.763 | EIA | EIA | EIA | EIA | EIA | EIA | -- | [8 empty] | 675053.878 | 277342.777 | 104.544 | 43 | 1.079 | 39453.206 | 1488.24 | 148.824 | 5364.194 | 0 | 0 | 82603 | 0 | 0 | 0 | 0 | 0 | 0 | 0 | 0 | 82603 | 0 | 0 | 82603 | 0 | 0 | 0 | 1 | 0 | 0 | 0 | 0 | 0 | 0 | 0 | 0 | 1 | 0 | 0 | 1 | 0 | [7 empty] | https://www.google.com/maps/@?api=1&map_action=map&center=34.138466999999999%2C-118.12560000000001&zoom=17&basemap=satellite | 206875 | [118 empty] | 0.46 |  |  | 70 |  |  | 0.35 | 0.67 |  |  | 77 |  |  | 0.4 | 0.25 |  |  | 45 |  |  | 0.3 | 0.11 |  |  | 86 |  |  | 0.05 | 0.1 |  |  | 57 |  |  | 0.12 | 0.06 |  |  | 58 |  |  | 0.06 | 0.17 |  |  | 55 |  |  | 0.16 | 0.87378 | 0.026129 | Gas | FRS_110002637237
607 | 10154 | 2021 | TX | Limestone | 298 | CenterPoint Energy | 8901 | NRG Texas Power LLC | 54888 | IPP Non-CHP | Electric Reliability Council of Texas, Inc. | ERCO | TRE | ERCT | ERCOT All | ERCOT | 48 | 293 | Limestone | 31.4219 | -96.2525 | 2 | 2 | SUB | COAL | Yes | 0.35189 | 1849.8 | 0.74685 | [6 empty] | 62382478.09 | 25555479.39 | 62382478.09 | 25555479.39 | 5702129 | 2355363 | 5105.558 | 2106.728 | 5103.949 | 6538628.325 | 1532411.372 | 222862.174 | 6590989.931 |  | 1.791 | 1.789 | 1.79 | 2293.399 | 0.269 | 0.039 | 2311.765 |  | 0.164 | 0.165 | 0.164 | 209.63 | 0.025 | 0.004 | 211.309 |  | 1.791 | 1.789 | 1.79 | 2293.399 | 0.269 | 0.039 | 2311.765 |  | 5105.558 | 2106.728 | 5103.949 | 6538628.325 | 1532411.372 | 222862.174 |  | 62382478.09 | 25555479.39 | 62382478.09 | 25555479.39 | EPA/CAMD | EPA/CAMD | EPA/CAMD | EPA/CAMD | EIA | EIA | -- | EPA/CAMD | EPA/CAMD | [14 empty] | 10940.2081 | 5671893.9 | 0 | 30235.128 | 0 | 0 | 0 | 0 | 0 | 0 | 0 | 0 | 5702129.028 | 0 | 0 | 5702129.028 | 0 | 0.9947 | 0 | 0.0053024 | 0 | 0 | 0 | 0 | 0 | 0 | 0 | 0 | 1 | 0 | 0 | 1 | 0 | Yes |  | 80651226.48 | 8453804.918 | 7069.352 | 6336.996 |  | https://www.google.com/maps/@?api=1&map_action=map&center=31.421900000000001%2C-96.252499999999998&zoom=17&basemap=satellite | 152 | [118 empty] | 0.27 |  |  | 45 |  |  | 0.35 | 0.2 |  |  | 40 |  |  | 0.4 | 0.33 |  |  | 58 |  |  | 0.3 | 0.03 |  |  | 69 |  |  | 0.05 | 0.18 |  |  | 77 |  |  | 0.12 | 0.05 |  |  | 47 |  |  | 0.06 | 0.25 |  |  | 81 |  |  | 0.16 | 362.3582 | 0.12678 | Coal | FRS_110000608245
608 | 660 | 2021 | CA | CalPeak Power - Border | 55510 | San Diego Gas & Electric Co | 16609 | CalPeak Power, LLC | 59527 | IPP Non-CHP | California Independent System Operator | CISO | WECC | CAMX | WECC California | CAISO | 6 | 73 | San Diego | 32.5624 | -116.9439 | 2 | 1 | NG | GAS |  | 0.05287 | 60.5 | 1 | [6 empty] | 304148.538 | 131263.587 | 304148.538 | 131263.587 | 28022 | 12094 | 1.782 | 0.719 | 0.091 | 17866.572 | 669.128 | 66.913 | 17884.906 |  | 0.127 | 0.119 | 0.006 | 1275.182 | 0.024 | 0.002 | 1276.49 |  | 0.012 | 0.011 | 0.001 | 117.486 | 0.002 | 0 | 117.606 |  | 0.127 | 0.119 | 0.006 | 1275.182 | 0.024 | 0.002 | 1276.49 |  | 1.782 | 0.719 | 0.091 | 17866.572 | 669.128 | 66.913 |  | 304148.538 | 131263.587 | 304148.538 | 131263.587 | EPA/CAMD | EPA/CAMD | EPA/CAMD | EPA/CAMD | EIA | EIA | -- | EPA/CAMD | EPA/CAMD | [14 empty] | 10853.9197 | 0 | 0 | 28022 | 0 | 0 | 0 | 0 | 0 | 0 | 0 | 0 | 28022 | 0 | 0 | 28022 | 0 | 0 | 0 | 1 | 0 | 0 | 0 | 0 | 0 | 0 | 0 | 0 | 1 | 0 | 0 | 1 | 0 | Yes |  | 196474.246 | 11541.731 | 1.177 | 0.059 |  | https://www.google.com/maps/@?api=1&map_action=map&center=32.562448000000003%2C-116.94386900000001&zoom=17&basemap=satellite | 7027 | [118 empty] | 0.4 |  |  | 65 |  |  | 0.35 | 0.67 |  |  | 77 |  |  | 0.4 | 0.3 |  |  | 54 |  |  | 0.3 | 0.05 |  |  | 75 |  |  | 0.05 | 0.28 |  |  | 90 |  |  | 0.12 | 0 |  |  | 0 |  |  | 0.06 | 0.07 |  |  | 14 |  |  | 0.16 | 1.9183 | 0.23077 | Gas | FRS_110022882585
609 | 661 | 2021 | CA | CalPeak Power - Enterprise | 55513 | San Diego Gas & Electric Co | 16609 | CalPeak Power, LLC | 59527 | IPP Non-CHP | California Independent System Operator | CISO | WECC | CAMX | WECC California | CAISO | 6 | 73 | San Diego | 33.1219 | -117.1174 | 2 | 1 | NG | GAS |  | 0.04223 | 58.9 | 1 | [6 empty] | 234371.009 | 94924.77 | 234371.009 | 94924.77 | 21791 | 8826 | 1.644 | 0.643 | 0.07 | 13713.82 | 515.904 | 51.59 | 13727.956 |  | 0.151 | 0.146 | 0.006 | 1258.668 | 0.024 | 0.002 | 1259.966 |  | 0.014 | 0.014 | 0.001 | 117.027 | 0.002 | 0 | 117.147 |  | 0.151 | 0.146 | 0.006 | 1258.668 | 0.024 | 0.002 | 1259.966 |  | 1.644 | 0.643 | 0.07 | 13713.82 | 515.904 | 51.59 |  | 234371.009 | 94924.77 | 234371.009 | 94924.77 | EPA/CAMD | EPA/CAMD | EPA/CAMD | EPA/CAMD | EIA | EIA | -- | EPA/CAMD | EPA/CAMD | [14 empty] | 10755.4045 | 0 | 0 | 21790.999 | 0 | 0 | 0 | 0 | 0 | 0 | 0 | 0 | 21790.999 | 0 | 0 | 21790.999 | 0 | 0 | 0 | 1 | 0 | 0 | 0 | 0 | 0 | 0 | 0 | 0 | 1 | 0 | 0 | 1 | 0 | Yes |  | 168600.045 | 9866.274 | 1.2 | 0.051 |  | https://www.google.com/maps/@?api=1&map_action=map&center=33.121943000000002%2C-117.117441&zoom=17&basemap=satellite | 113891 | [118 empty] | 0.48 |  |  | 72 |  |  | 0.35 | 0.61 |  |  | 73 |  |  | 0.4 | 0.34 |  |  | 60 |  |  | 0.3 | 0.09 |  |  | 83 |  |  | 0.05 | 0.19 |  |  | 78 |  |  | 0.12 | 0.07 |  |  | 66 |  |  | 0.06 | 0.14 |  |  | 43 |  |  | 0.16 | 2.3152 | 0.29336 | Gas | FRS_110022882576
610 | 662 | 2021 | CA | CalPeak Power - Panoche | 55508 | Pacific Gas & Electric Co | 14328 | Wellhead Services, Inc | 20323 | IPP Non-CHP | California Independent System Operator | CISO | WECC | CAMX | WECC California | CAISO | 6 | 19 | Fresno | 36.6535 | -120.5783 | 2 | 2 | NG | GAS |  | 0.01921 | 117.2 | 1 | [6 empty] | 182227.684 | 122339.099 | 182227.684 | 122339.099 | 19724 | 12608 | 1.021 | 0.707 | 0.055 | 10693.47 | 108.525 | 10.852 | 10696.444 |  | 0.104 | 0.112 | 0.006 | 1084.31 | 0.006 | 0.001 | 1084.612 |  | 0.011 | 0.012 | 0.001 | 117.364 | 0.001 | 0 | 117.396 |  | 0.104 | 0.112 | 0.006 | 1084.31 | 0.006 | 0.001 | 1084.612 |  | 1.021 | 0.707 | 0.055 | 10693.47 | 108.525 | 10.852 |  | 182227.684 | 122339.099 | 182227.684 | 122339.099 | EPA/CAMD | EPA/CAMD | EPA/CAMD | EPA/CAMD | EIA | EIA | -- | EPA/CAMD | EPA/CAMD | [14 empty] | 9238.8798 | 0 | 0 | 19724.002 | 0 | 0 | 0 | 0 | 0 | 0 | 0 | 0 | 19724.002 | 0 | 0 | 19724.002 | 0 | 0 | 0 | 1 | 0 | 0 | 0 | 0 | 0 | 0 | 0 | 0 | 1 | 0 | 0 | 1 | 0 | Yes |  | 79789.433 | 4681.898 | 0.464 | 0.024 |  | https://www.google.com/maps/@?api=1&map_action=map&center=36.653500000000001%2C-120.5783&zoom=17&basemap=satellite | 60 | [118 empty] | 0.84 |  |  | 97 |  |  | 0.35 | 0.87 |  |  | 87 |  |  | 0.4 | 0.78 |  |  | 96 |  |  | 0.3 | 0.61 |  |  | 99 |  |  | 0.05 | 0.4 |  |  | 96 |  |  | 0.12 | 0.05 |  |  | 53 |  |  | 0.06 | 0.02 |  |  | 4 |  |  | 0.16 | 0.069205 | 0.0060598 | Gas | FRS_110014339634
611 | 663 | 2021 | CA | CalPeak Power - Vaca Dixon | 55499 | Pacific Gas & Electric Co | 14328 | CalPeak Power, LLC | 59527 | IPP Non-CHP | California Independent System Operator | CISO | WECC | CAMX | WECC California | CAISO | 6 | 95 | Solano | 38.3989 | -121.924 | 2 | 1 | NG | GAS |  | 0.03919 | 60.5 | 1 | [6 empty] | 222810.603 | 169261.908 | 222810.603 | 169261.908 | 20769 | 15778 | 1.372 | 0.979 | 0.067 | 12974.234 | 491.272 | 49.127 | 12987.695 |  | 0.132 | 0.124 | 0.006 | 1249.385 | 0.024 | 0.002 | 1250.681 |  | 0.012 | 0.012 | 0.001 | 116.46 | 0.002 | 0 | 116.581 |  | 0.132 | 0.124 | 0.006 | 1249.385 | 0.024 | 0.002 | 1250.681 |  | 1.372 | 0.979 | 0.067 | 12974.234 | 491.272 | 49.127 |  | 222810.603 | 169261.908 | 222810.603 | 169261.908 | EPA/CAMD | EPA/CAMD | EPA/CAMD | EPA/CAMD | EIA | EIA | -- | EPA/CAMD | EPA/CAMD | [14 empty] | 10728.0371 | 0 | 0 | 20769 | 0 | 0 | 0 | 0 | 0 | 0 | 0 | 0 | 20769 | 0 | 0 | 20769 | 0 | 0 | 0 | 1 | 0 | 0 | 0 | 0 | 0 | 0 | 0 | 0 | 1 | 0 | 0 | 1 | 0 | Yes |  | 147277.18 | 8576.1 | 0.936 | 0.044 |  | https://www.google.com/maps/@?api=1&map_action=map&center=38.398867000000003%2C-121.923973&zoom=17&basemap=satellite | 17470 | [118 empty] | 0.25 |  |  | 42 |  |  | 0.35 | 0.41 |  |  | 60 |  |  | 0.4 | 0.09 |  |  | 16 |  |  | 0.3 | 0.03 |  |  | 66 |  |  | 0.05 | 0.05 |  |  | 34 |  |  | 0.12 | 0.06 |  |  | 60 |  |  | 0.06 | 0.23 |  |  | 76 |  |  | 0.16 | 0.59879 | 0.069753 | Gas | FRS_110012509464
612 | 664 | 2021 | CA | Calpine Gilroy Cogen, LP | 10034 | Pacific Gas & Electric Co | 14328 | Calpine Gilroy Cogen LP | 3028 | IPP CHP | California Independent System Operator | CISO | WECC | CAMX | WECC California | CAISO | 6 | 85 | Santa Clara | 37.0001 | -121.5367 | 1 | 2 | NG | GAS |  | 0.0884 | 130 | 1 |  | Yes | 130010.4 | 2.643 | 0.77894 |  | 686770.835 | 436559.768 | 686770.835 | 436559.768 | 100667 | 64000 | 11.253 | 7.01 | 0.206 | 40812.253 | 1631.617 | 163.162 | 40856.959 |  | 0.224 | 0.219 | 0.004 | 810.837 | 0.016 | 0.002 | 811.725 |  | 0.033 | 0.032 | 0.001 | 118.853 | 0.002 | 0 | 118.983 |  | 0.224 | 0.219 | 0.004 | 810.837 | 0.016 | 0.002 | 811.725 |  | 14.447 | 8.999 | 0.264 | 52394.865 | 2094.673 | 209.467 |  | 881677.992 | 560456.443 | 881677.992 | 560456.443 | EPA/CAMD | EPA/CAMD | EPA/CAMD | EPA/CAMD | EIA | EIA | -- | EPA/CAMD | EPA/CAMD | [6 empty] | 194907.157 | 123896.675 | 3.194 | 1.989 | 0.058 | 11582.612 | 463.057 | 46.306 | 6822.2042 | 0 | 0 | 100667 | 0 | 0 | 0 | 0 | 0 | 0 | 0 | 0 | 100667 | 0 | 0 | 100667 | 0 | 0 | 0 | 1 | 0 | 0 | 0 | 0 | 0 | 0 | 0 | 0 | 1 | 0 | 0 | 1 | 0 | Yes |  | 686869.971 | 40818.177 | 10.427 | 0.206 |  | https://www.google.com/maps/@?api=1&map_action=map&center=37.000100000000003%2C-121.5367&zoom=17&basemap=satellite | 29700 | [118 empty] | 0.52 |  |  | 76 |  |  | 0.35 | 0.77 |  |  | 82 |  |  | 0.4 | 0.26 |  |  | 48 |  |  | 0.3 | 0.1 |  |  | 84 |  |  | 0.05 | 0.23 |  |  | 84 |  |  | 0.12 | 0.07 |  |  | 66 |  |  | 0.06 | 0.12 |  |  | 34 |  |  | 0.16 | 2.3623 | 0.043961 | Gas | FRS_110001151324
613 | 665 | 2021 | CA | Calpine Sutter Energy Center | 55112 | WAPA-- Western Area Power Administration | 27000 | Calpine Corp-Sutter | 22650 | IPP Non-CHP | Western Area Power Administration - Desert Southwest Region | WALC | WECC | CAMX | WECC California |  | 6 | 101 | Sutter | 39.0531 | -121.6959 | 2 | 3 | NG | GAS |  | 0.33001 | 636 | 0.78331 | [6 empty] | 13606147.56 | 7904761.225 | 13606147.56 | 7904761.225 | 1838616 | 1070536 | 57.215 | 30.781 | 4.082 | 808594.107 | 30901.385 | 3090.138 | 809440.805 |  | 0.062 | 0.058 | 0.004 | 879.568 | 0.017 | 0.002 | 880.489 |  | 0.008 | 0.008 | 0.001 | 118.857 | 0.002 | 0 | 118.982 |  | 0.062 | 0.058 | 0.004 | 879.568 | 0.017 | 0.002 | 880.489 |  | 57.215 | 30.781 | 4.082 | 808594.107 | 30901.385 | 3090.138 |  | 13606147.56 | 7904761.225 | 13606147.56 | 7904761.225 | EPA/CAMD | EPA/CAMD | EPA/CAMD | EPA/CAMD | EIA | EIA | -- | EPA/CAMD | EPA/CAMD | [14 empty] | 7400.2117 | 0 | 0 | 1838616 | 0 | 0 | 0 | 0 | 0 | 0 | 0 | 0 | 1838616 | 0 | 0 | 1838616 | 0 | 0 | 0 | 1 | 0 | 0 | 0 | 0 | 0 | 0 | 0 | 0 | 1 | 0 | 0 | 1 | 0 | Yes |  | 19356160.08 | 1150308.315 | 80.001 | 5.807 |  | https://www.google.com/maps/@?api=1&map_action=map&center=39.053139000000002%2C-121.69587300000001&zoom=17&basemap=satellite | 734 | [118 empty] | 0.33 |  |  | 55 |  |  | 0.35 | 0.38 |  |  | 58 |  |  | 0.4 | 0.27 |  |  | 49 |  |  | 0.3 | 0.08 |  |  | 81 |  |  | 0.05 | 0.11 |  |  | 60 |  |  | 0.12 | 0.03 |  |  | 28 |  |  | 0.06 | 0.16 |  |  | 53 |  |  | 0.16 | 20.9506 | 0.046431 | Gas | FRS_110001188116
614 | 670 | 2021 | CA | Caltech Central | 57460 | Southern California Edison Co | 17609 | Bloom Energy 2009 PPA | 56778 | IPP Non-CHP | California Independent System Operator | CISO | WECC | CAMX | WECC California | CAISO | 6 | 37 | Los Angeles | 34.1358 | -118.1267 | 11 | 11 | NG | GAS |  | 0.74367 | 1.1 | 0.093883 | [8 empty] | 53571.001 | 25445.002 | 7166.005 | 3404.005 | 0 |  | 0 | 0 | [37 empty] | 53571.001 | 25445.002 | [6 empty] | -- | EIA | EIA | [15 empty] | 0 | 0 | 7166 | 0 | 0 | 0 | 0 | 0 | 0 | 0 | 0 | 7166 | 0 | 0 | 7166 | 0 | 0 | 0 | 1 | 0 | 0 | 0 | 0 | 0 | 0 | 0 | 0 | 1 | 0 | 0 | 1 | 0 | [7 empty] | https://www.google.com/maps/@?api=1&map_action=map&center=34.135800000000003%2C-118.1267&zoom=17&basemap=satellite | 215005 | [118 empty] | 0.46 |  |  | 71 |  |  | 0.35 | 0.68 |  |  | 77 |  |  | 0.4 | 0.25 |  |  | 45 |  |  | 0.3 | 0.11 |  |  | 86 |  |  | 0.05 | 0.1 |  |  | 57 |  |  | 0.12 | 0.06 |  |  | 58 |  |  | 0.06 | 0.16 |  |  | 54 |  |  | 0.16 | 0 | 0 | Gas | FRS_110045006131
615 | 675 | 2021 | CA | Campbell Power Plant | 7552 | Sacramento Municipal Util Dist | 16534 | Sacramento Municipal Util Dist | 16534 | Electric Utility | Balancing Authority of Northern California | BANC | WECC | CAMX | WECC California |  | 6 | 67 | Sacramento | 38.511 | -121.4735 | 1 | 2 | NG | GAS |  | 0.41436 | 173.9 | 0.64273 |  | Yes | 102588 | 21 | 0.96552 |  | 5043222.439 | 2657015.325 | 5043222.439 | 2657015.325 | 631222 | 333803 | 24.728 | 13.064 | 1.513 | 299709.647 | 10973.931 | 1097.393 | 300010.333 |  | 0.078 | 0.078 | 0.005 | 949.617 | 0.017 | 0.002 | 950.57 |  | 0.01 | 0.01 | 0.001 | 118.856 | 0.002 | 0 | 118.976 |  | 0.078 | 0.078 | 0.005 | 949.617 | 0.017 | 0.002 | 950.57 |  | 25.611 | 13.531 | 1.567 | 310413.5 | 11365.855 | 1136.586 |  | 5223336.466 | 2751908.171 | 5223336.466 | 2751908.171 | EPA/CAMD | EPA/CAMD | EPA/CAMD | EPA/CAMD | EIA | EIA | -- | EPA/CAMD | EPA/CAMD | [6 empty] | 180114.027 | 94892.846 | 0.883 | 0.467 | 0.054 | 10703.853 | 391.924 | 39.192 | 7989.6177 | 0 | 0 | 631222 | 0 | 0 | 0 | 0 | 0 | 0 | 0 | 0 | 631222 | 0 | 0 | 631222 | 0 | 0 | 0 | 1 | 0 | 0 | 0 | 0 | 0 | 0 | 0 | 0 | 1 | 0 | 0 | 1 | 0 | Yes |  | 7679482.038 | 456382.532 | 35.222 | 2.304 |  | https://www.google.com/maps/@?api=1&map_action=map&center=38.511000000000003%2C-121.4735&zoom=17&basemap=satellite | 187247 | [118 empty] | 0.61 |  |  | 83 |  |  | 0.35 | 0.76 |  |  | 81 |  |  | 0.4 | 0.45 |  |  | 75 |  |  | 0.3 | 0.11 |  |  | 86 |  |  | 0.05 | 0.21 |  |  | 82 |  |  | 0.12 | 0.07 |  |  | 69 |  |  | 0.06 | 0.14 |  |  | 43 |  |  | 0.16 | 5.738 | 0.020987 | Gas | FRS_110064256889
616 | 680 | 2021 | CA | Canyon Power Plant | 57027 | City of Anaheim - (CA) | 590 | City of Anaheim - (CA) | 590 | Electric Utility | California Independent System Operator | CISO | WECC | CAMX | WECC California | CAISO | 6 | 59 | Orange | 33.8581 | -117.8617 | 4 | 4 | NG | GAS |  | 0.03863 | 200 | 1 | [6 empty] | 716360.324 | 491591.95 | 716360.324 | 491591.95 | 67679 | 47099 | 3.463 | 2.221 | 0.216 | 42572.181 | 1536.714 | 153.671 | 42614.287 |  | 0.102 | 0.094 | 0.006 | 1258.062 | 0.023 | 0.002 | 1259.306 |  | 0.01 | 0.009 | 0.001 | 118.857 | 0.002 | 0 | 118.974 |  | 0.102 | 0.094 | 0.006 | 1258.062 | 0.023 | 0.002 | 1259.306 |  | 3.463 | 2.221 | 0.216 | 42572.181 | 1536.714 | 153.671 |  | 716360.324 | 491591.95 | 716360.324 | 491591.95 | EPA/CAMD | EPA/CAMD | EPA/CAMD | EPA/CAMD | EIA | EIA | -- | EPA/CAMD | EPA/CAMD | [14 empty] | 10584.6766 | 0 | 0 | 67679 | 0 | 0 | 0 | 0 | 0 | 0 | 0 | 0 | 67679 | 0 | 0 | 67679 | 0 | 0 | 0 | 1 | 0 | 0 | 0 | 0 | 0 | 0 | 0 | 0 | 1 | 0 | 0 | 1 | 0 | Yes |  | 1505597.04 | 89475.835 | 6.635 | 0.452 |  | https://www.google.com/maps/@?api=1&map_action=map&center=33.858055999999998%2C-117.861667&zoom=17&basemap=satellite | 184169 | [118 empty] | 0.48 |  |  | 72 |  |  | 0.35 | 0.68 |  |  | 77 |  |  | 0.4 | 0.27 |  |  | 49 |  |  | 0.3 | 0.08 |  |  | 81 |  |  | 0.05 | 0.16 |  |  | 73 |  |  | 0.12 | 0.06 |  |  | 63 |  |  | 0.06 | 0.12 |  |  | 34 |  |  | 0.16 | 1.9146 | 0.034444 | Gas | FRS_110040486364
617 | 683 | 2021 | CA | Carson Cogeneration Company | 10169 | Southern California Edison Co | 17609 | Carson Cogeneration Co | 3084 | IPP Non-CHP | California Independent System Operator | CISO | WECC | CAMX | WECC California | CAISO | 6 | 37 | Los Angeles | 33.8759 | -118.2491 | 1 | 2 | NG | GAS |  | 0.03227 | 55.8 | 1 |  | Yes | 0 |  | 1 |  | 146263.283 | 143272.634 | 146263.283 | 143272.634 | 15775 | 15432 | 4.445 | 4.346 | 0.044 | 8692.093 | 339.475 | 33.947 | 8701.395 |  | 0.564 | 0.563 | 0.006 | 1102.009 | 0.022 | 0.002 | 1103.188 |  | 0.061 | 0.061 | 0.001 | 118.855 | 0.002 | 0 | 118.983 |  | 0.564 | 0.563 | 0.006 | 1102.009 | 0.022 | 0.002 | 1103.188 |  | 4.445 | 4.346 | 0.044 | 8692.093 | 339.475 | 33.947 |  | 146263.283 | 143272.634 | 146263.283 | 143272.634 | EPA/CAMD | EPA/CAMD | EPA/CAMD | EPA/CAMD | EIA | EIA | -- | EPA/CAMD | EPA/CAMD | [6 empty] | 0 | 0 | 0 | 0 | 0 | 0 | 0 | 0 | 9271.8404 | 0 | 0 | 15775 | 0 | 0 | 0 | 0 | 0 | 0 | 0 | 0 | 15775 | 0 | 0 | 15775 | 0 | 0 | 0 | 1 | 0 | 0 | 0 | 0 | 0 | 0 | 0 | 0 | 1 | 0 | 0 | 1 | 0 | Yes |  | 239518.216 | 14233.228 | 1.554 | 0.072 |  | https://www.google.com/maps/@?api=1&map_action=map&center=33.875900000000001%2C-118.2491&zoom=17&basemap=satellite | 177276 | [118 empty] | 0.67 |  |  | 88 |  |  | 0.35 | 0.97 |  |  | 94 |  |  | 0.4 | 0.38 |  |  | 65 |  |  | 0.3 | 0.09 |  |  | 82 |  |  | 0.05 | 0.28 |  |  | 90 |  |  | 0.12 | 0.07 |  |  | 66 |  |  | 0.06 | 0.13 |  |  | 38 |  |  | 0.16 | 0.58294 | 0.057215 | Gas | FRS_110000508745
618 | 3540 | 2021 | IL | Joliet 29 | 384 | Commonwealth Edison Co | 4110 | Midwest Generations EME LLC | 12384 | IPP Non-CHP | PJM Interconnection, LLC | PJM | RFC | RFCW | RFC West | PJM | 17 | 197 | Will | 41.4946 | -88.1238 | 4 | 2 | NG | GAS |  | 0.06069 | 1320 | 1 | [6 empty] | 7579507.35 | 5850783.675 | 7579507.35 | 5850783.675 | 701799 | 530787 | 352.036 | 265.643 | 2.273 | 449311.456 | 16877.806 | 1687.781 | 449773.908 |  | 1.003 | 1.001 | 0.006 | 1280.456 | 0.024 | 0.002 | 1281.774 |  | 0.093 | 0.091 | 0.001 | 118.56 | 0.002 | 0 | 118.682 |  | 1.003 | 1.001 | 0.006 | 1280.456 | 0.024 | 0.002 | 1281.774 |  | 352.036 | 265.643 | 2.273 | 449311.456 | 16877.806 | 1687.781 |  | 7579507.35 | 5850783.675 | 7579507.35 | 5850783.675 | EPA/CAMD | EPA/CAMD | EPA/CAMD | EPA/CAMD | EIA | EIA | -- | EPA/CAMD | EPA/CAMD | [14 empty] | 10800.1114 | 0 | 0 | 701799 | 0 | 0 | 0 | 0 | 0 | 0 | 0 | 0 | 701799 | 0 | 0 | 701799 | 0 | 0 | 0 | 1 | 0 | 0 | 0 | 0 | 0 | 0 | 0 | 0 | 1 | 0 | 0 | 1 | 0 | Yes |  | 5753045.519 | 341041.518 | 264.359 | 1.726 |  | https://www.google.com/maps/@?api=1&map_action=map&center=41.494636%2C-88.123827000000006&zoom=17&basemap=satellite | 42546 | [118 empty] | 0.44 |  |  | 69 |  |  | 0.35 | 0.56 |  |  | 70 |  |  | 0.4 | 0.33 |  |  | 58 |  |  | 0.3 | 0.07 |  |  | 79 |  |  | 0.05 | 0.15 |  |  | 72 |  |  | 0.12 | 0.06 |  |  | 55 |  |  | 0.06 | 0.14 |  |  | 43 |  |  | 0.16 | 1.1639 | 0.0022121 | Gas | FRS_110000742929
619 | 684 | 2021 | CA | Carson Power Plant | 7527 | Sacramento Municipal Util Dist | 16534 | Sacramento Municipal Util Dist | 16534 | Electric Utility | Balancing Authority of Northern California | BANC | WECC | CAMX | WECC California |  | 6 | 67 | Sacramento | 38.4457 | -121.4624 | 2 | 3 | NG | GAS |  | 0.2155 | 125.5 | 0.97417 | Yes | Yes | 250713.6 | 3.225 | 0.81133 |  | 1802130.165 | 864364.187 | 1802130.165 | 864364.187 | 236915 | 113554 | 7.309 | 3.763 | 0.545 | 104131.221 | 3956.435 | 395.644 | 104239.627 |  | 0.062 | 0.066 | 0.005 | 879.06 | 0.017 | 0.002 | 879.975 |  | 0.008 | 0.009 | 0.001 | 115.565 | 0.002 | 0 | 115.685 |  | 0.062 | 0.066 | 0.005 | 879.06 | 0.017 | 0.002 | 879.975 |  | 9.009 | 4.638 | 0.672 | 131208.726 | 4876.492 | 487.649 |  | 2221209.712 | 1065369.286 | 2221209.712 | 1065369.286 | EPA/CAMD | EPA/CAMD | EPA/CAMD | EPA/CAMD | EIA | EIA | -- | EPA/CAMD | EPA/CAMD |  |  |  | 2862.126 |  |  | 419079.547 | 201005.099 | 1.7 | 0.875 | 0.127 | 24215.379 | 920.056 | 92.006 | 7606.6529 | 0 | 0 | 232263.479 | 0 | 0 | 4651.519 | 0 | 0 | 0 | 0 | 0 | 232263.479 | 4651.519 | 4651.519 | 236914.998 | 0 | 0 | 0 | 0.98037 | 0 | 0 | 0.019634 | 0 | 0 | 0 | 0 | 0 | 0.98037 | 0.019634 | 0.019634 | 1 | 0 | Yes |  | 1998141.726 | 118643.852 | 7.301 | 0.595 |  | https://www.google.com/maps/@?api=1&map_action=map&center=38.445681%2C-121.46238700000001&zoom=17&basemap=satellite | 123927 | [118 empty] | 0.55 |  |  | 78 |  |  | 0.35 | 0.77 |  |  | 82 |  |  | 0.4 | 0.32 |  |  | 58 |  |  | 0.3 | 0.09 |  |  | 84 |  |  | 0.05 | 0.16 |  |  | 73 |  |  | 0.12 | 0.07 |  |  | 68 |  |  | 0.06 | 0.12 |  |  | 33 |  |  | 0.16 | 2.0928 | 0.018477 | Gas | FRS_110000908251
620 | 693 | 2021 | CA | CBS Studio Center | 58440 | Los Angeles Department of Water & Power | 11208 | Crestmark Bank | 59413 | Commercial Non-CHP | Los Angeles Department of Water and Power | LDWP | WECC | CAMX | WECC California |  | 6 | 37 | Los Angeles | 34.145 | -118.3908 | 6 | 6 | NG | GAS |  | 0.26608 | 2.4 | 0.88987 | [8 empty] | 56836.998 | 22129.998 | 5593.998 | 2182.998 | 0 |  | 0 | 0 | [37 empty] | 56836.998 | 22129.998 | [6 empty] | -- | EIA | EIA | [15 empty] | 0 | 0 | 5594 | 0 | 0 | 0 | 0 | 0 | 0 | 0 | 0 | 5594 | 0 | 0 | 5594 | 0 | 0 | 0 | 1 | 0 | 0 | 0 | 0 | 0 | 0 | 0 | 0 | 1 | 0 | 0 | 1 | 0 | [7 empty] | https://www.google.com/maps/@?api=1&map_action=map&center=34.145000000000003%2C-118.390833&zoom=17&basemap=satellite | 199052 | [118 empty] | 0.32 |  |  | 54 |  |  | 0.35 | 0.39 |  |  | 59 |  |  | 0.4 | 0.24 |  |  | 44 |  |  | 0.3 | 0.06 |  |  | 78 |  |  | 0.05 | 0.07 |  |  | 46 |  |  | 0.12 | 0.05 |  |  | 51 |  |  | 0.06 | 0.14 |  |  | 44 |  |  | 0.16 | 0 | 0 | Gas | FRS_110002752557
621 | 694 | 2021 | CA | CBS Television City | 58253 | Los Angeles Department of Water & Power | 11208 | Televison City Studios, LLC. | 63330 | Commercial Non-CHP | Los Angeles Department of Water and Power | LDWP | WECC | CAMX | WECC California |  | 6 | 37 | Los Angeles | 34.075 | -118.36 | 4 | 4 | NG | GAS |  | 0.26137 | 2.8 | 0.89771 | [8 empty] | 78389.999 | 37873 | 6410.999 | 3117 | 0 |  | 0 | 0 | [37 empty] | 78389.999 | 37873 | [6 empty] | -- | EIA | EIA | [15 empty] | 0 | 0 | 4927 | 0 | 0 | 0 | 0 | 1484 | 0 | 0 | 0 | 4927 | 1484 | 1484 | 4927 | 1484 | 0 | 0 | 0.76852 | 0 | 0 | 0 | 0 | 0.23148 | 0 | 0 | 0 | 0.76852 | 0.23148 | 0.23148 | 0.76852 | 0.23148 | [7 empty] | https://www.google.com/maps/@?api=1&map_action=map&center=34.075000000000003%2C-118.36&zoom=17&basemap=satellite | 347434 | [118 empty] | 0.38 |  |  | 62 |  |  | 0.35 | 0.49 |  |  | 66 |  |  | 0.4 | 0.27 |  |  | 49 |  |  | 0.3 | 0.1 |  |  | 85 |  |  | 0.05 | 0.1 |  |  | 55 |  |  | 0.12 | 0.04 |  |  | 43 |  |  | 0.06 | 0.14 |  |  | 45 |  |  | 0.16 | 0 | 0 | Gas | FRS_110010479516
622 | 695 | 2021 | CA | CCCSD Wastewater Treatment Plnt | 57573 | Pacific Gas & Electric Co | 14328 | Central Contra Costa Sanitary District | 56914 | Commercial CHP | California Independent System Operator | CISO | WECC | CAMX | WECC California | CAISO | 6 | 13 | Contra Costa | 37.9978 | -122.0697 | 1 | 1 | NG | GAS |  | 0.72358 | 3.5 | 0.12736 |  | Yes | 166908 | 0.454 | 0.37689 |  | 131564.276 | 56257.084 | 131564.276 | 56257.084 | 22185 | 9414 | 20.258 | 8.69 | 0.21 | 7689.212 | 290.05 | 29.005 | 7697.16 |  | 1.826 | 1.846 | 0.019 | 693.19 | 0.013 | 0.001 | 693.907 |  | 0.308 | 0.309 | 0.003 | 116.889 | 0.002 | 0 | 117.01 |  | 1.826 | 1.846 | 0.019 | 693.183 | 0.013 | 0.001 | 693.899 |  | 53.749 | 23.057 | 0.558 | 20401.524 | 769.579 | 76.958 |  | 349075 | 149265 | 349075 | 149265 | EIA | EIA | EIA | EIA | EIA | EIA | -- | EIA | EIA | [6 empty] | 217510.724 | 93007.916 | 33.491 | 14.367 | 0.348 | 12712.312 | 479.529 | 47.953 | 5930.2615 | 0 | 0 | 22185.24 | 0 | 0 | 0 | 0 | 0 | 0 | 0 | 0 | 22185.24 | 0 | 0 | 22185.24 | 0 | 0 | 0 | 1 | 0 | 0 | 0 | 0 | 0 | 0 | 0 | 0 | 1 | 0 | 0 | 1 | 0 | [7 empty] | https://www.google.com/maps/@?api=1&map_action=map&center=37.997799999999998%2C-122.0697&zoom=17&basemap=satellite | 84559 | [118 empty] | 0.35 |  |  | 58 |  |  | 0.35 | 0.52 |  |  | 68 |  |  | 0.4 | 0.18 |  |  | 33 |  |  | 0.3 | 0.06 |  |  | 77 |  |  | 0.05 | 0.1 |  |  | 55 |  |  | 0.12 | 0.07 |  |  | 69 |  |  | 0.06 | 0.14 |  |  | 44 |  |  | 0.16 | 0.062442 | 0.0061113 | Gas | FRS_110055993046
623 | 707 | 2021 | CA | Center Generating Station | 56475 | Southern California Edison Co | 17609 | Southern California Edison Co | 17609 | Electric Utility | California Independent System Operator | CISO | WECC | CAMX | WECC California | CAISO | 6 | 37 | Los Angeles | 33.9296 | -118.1046 | 1 | 2 | NG | GAS |  | 0.0432 | 59.8 | 1 | [6 empty] | 254345.641 | 152649.405 | 254345.641 | 152649.405 | 22631 | 13517 | 2.095 | 1.19 | 0.076 | 15116.614 | 562.966 | 56.297 | 15132.039 |  | 0.185 | 0.176 | 0.007 | 1335.921 | 0.025 | 0.002 | 1337.284 |  | 0.016 | 0.016 | 0.001 | 118.867 | 0.002 | 0 | 118.988 |  | 0.185 | 0.176 | 0.007 | 1335.921 | 0.025 | 0.002 | 1337.284 |  | 2.095 | 1.19 | 0.076 | 15116.614 | 562.966 | 56.297 |  | 254345.641 | 152649.405 | 254345.641 | 152649.405 | EPA/CAMD | EPA/CAMD | EPA/CAMD | EPA/CAMD | EIA | EIA | -- | EPA/CAMD | EPA/CAMD | [14 empty] | 11238.8148 | 0 | 0 | 22631.002 | 0 | 0 | 0 | 0 | 0 | 0 | 0 | 0 | 22631.002 | 0 | 0 | 22631.002 | 0 | 0 | 0 | 1 | 0 | 0 | 0 | 0 | 0 | 0 | 0 | 0 | 1 | 0 | 0 | 1 | 0 | Yes |  | 94033.714 | 5588.677 | 0.569 | 0.028 |  | https://www.google.com/maps/@?api=1&map_action=map&center=33.929600000000001%2C-118.1046&zoom=17&basemap=satellite | 247738 | [118 empty] | 0.58 |  |  | 81 |  |  | 0.35 | 0.87 |  |  | 87 |  |  | 0.4 | 0.28 |  |  | 50 |  |  | 0.3 | 0.1 |  |  | 84 |  |  | 0.05 | 0.21 |  |  | 82 |  |  | 0.12 | 0.06 |  |  | 61 |  |  | 0.06 | 0.13 |  |  | 40 |  |  | 0.16 | 0.89882 | 0.089537 | Gas | FRS_110040571020
624 | 714 | 2021 | CA | Central CA Fuel Cell 1 | 63439 | Southern California Edison Co | 17609 | Clearway Energy, Inc | 61939 | IPP CHP | California Independent System Operator | CISO | NPCC | CAMX | WECC California | CAISO | 6 | 107 | Tulare | 36.1835 | -119.3743 | 1 | 1 | NG | GAS |  | 0.8432 | 2.8 | 0 |  | Yes | 0 |  | 1 |  |  |  | 187122 |  | 20682 | 9823 | 0 |  | 0 | 0 | [37 empty] | 187122 | 88875 | [6 empty] | -- | EIA | EIA | [15 empty] | 0 | 0 | 20682 | 0 | 0 | 0 | 0 | 0 | 0 | 0 | 0 | 20682 | 0 | 0 | 20682 | 0 | 0 | 0 | 1 | 0 | 0 | 0 | 0 | 0 | 0 | 0 | 0 | 1 | 0 | 0 | 1 | 0 | [7 empty] | https://www.google.com/maps/@?api=1&map_action=map&center=36.18347%2C-119.374348&zoom=17&basemap=satellite | 35709 | [118 empty] | 0.68 |  |  | 88 |  |  | 0.35 | 0.82 |  |  | 84 |  |  | 0.4 | 0.54 |  |  | 83 |  |  | 0.3 | 0.28 |  |  | 95 |  |  | 0.05 | 0.32 |  |  | 92 |  |  | 0.12 | 0.11 |  |  | 87 |  |  | 0.06 | 0.08 |  |  | 17 |  |  | 0.16 | 0 | 0 | Gas | FRS_110070206343
625 | 715 | 2021 | CA | Central Utilities Plant LAX 2 | 58258 | Los Angeles Department of Water & Power | 11208 | LAX Airport | 10810 | Commercial CHP | Los Angeles Department of Water and Power | LDWP | WECC | CAMX | WECC California |  | 6 | 37 | Los Angeles | 33.9439 | -118.4042 | 2 | 2 | NG | GAS |  | 0.46621 | 9.2 | 0.55631 |  | Yes | 258592.8 | 0.496 | 0.39803 |  | 190644.306 | 97030.881 | 190644.306 | 97030.881 | 37573 | 19291 | 29.471 | 15 | 0.305 | 11142.117 | 420.299 | 42.03 | 11153.633 |  | 1.569 | 1.555 | 0.016 | 593.092 | 0.011 | 0.001 | 593.705 |  | 0.309 | 0.309 | 0.003 | 116.889 | 0.002 | 0 | 117.01 |  | 1.569 | 1.555 | 0.016 | 593.089 | 0.011 | 0.001 | 593.702 |  | 74.044 | 37.686 | 0.765 | 27993.41 | 1055.958 | 105.596 |  | 478974 | 243780 | 478974 | 243780 | EIA | EIA | EIA | EIA | EIA | EIA | -- | EIA | EIA | [6 empty] | 288329.694 | 146749.119 | 44.573 | 22.686 | 0.461 | 16851.293 | 635.659 | 63.566 | 5073.9438 | 0 | 0 | 37573.2 | 0 | 0 | 0 | 0 | 0 | 0 | 0 | 0 | 37573.2 | 0 | 0 | 37573.2 | 0 | 0 | 0 | 1 | 0 | 0 | 0 | 0 | 0 | 0 | 0 | 0 | 1 | 0 | 0 | 1 | 0 | [7 empty] | https://www.google.com/maps/@?api=1&map_action=map&center=33.943888999999999%2C-118.404167&zoom=17&basemap=satellite | 153881 | [118 empty] | 0.44 |  |  | 69 |  |  | 0.35 | 0.63 |  |  | 74 |  |  | 0.4 | 0.25 |  |  | 46 |  |  | 0.3 | 0.06 |  |  | 77 |  |  | 0.05 | 0.13 |  |  | 65 |  |  | 0.12 | 0.06 |  |  | 62 |  |  | 0.06 | 0.12 |  |  | 37 |  |  | 0.16 | 0.091619 | 0.0050761 | Gas | FRS_110001200851
626 | 716 | 2021 | CA | Central Valley Ag Power | 58978 | Pacific Gas & Electric Co | 14328 | Central Valley Ag Power LLC | 58839 | IPP Non-CHP | California Independent System Operator | CISO | WECC | CAMX | WECC California | CAISO | 6 | 99 | Stanislaus | 37.7197 | -120.8986 | 1 | 1 | OBG | BIOMASS |  | 0 | 1.5 | [11 empty] | 0 | 0 | 0 |  | 0 | 0 | [45 empty] | -- | [17 empty] | 0 | 0 | 0 | 0 | 0 | 0 | 0 | 0 | 0 | 0 | 0 | 0 | 0 | 0 | 0 | 0 | [23 empty] | https://www.google.com/maps/@?api=1&map_action=map&center=37.719721999999997%2C-120.898611&zoom=17&basemap=satellite | 25326 | [118 empty] | 0.47 |  |  | 71 |  |  | 0.35 | 0.61 |  |  | 73 |  |  | 0.4 | 0.33 |  |  | 58 |  |  | 0.3 | 0.09 |  |  | 82 |  |  | 0.05 | 0.21 |  |  | 81 |  |  | 0.12 | 0.07 |  |  | 70 |  |  | 0.06 | 0.12 |  |  | 37 |  |  | 0.16 |  |  | Biomass | FRS_
627 | 717 | 2021 | CA | Century Generating Facility | 55934 | City of Colton - (CA) | 4003 | Colton Power LP | 4382 | IPP Non-CHP | California Independent System Operator | CISO | WECC | CAMX | WECC California | CAISO | 6 | 71 | San Bernardino | 34.0606 | -117.3533 | 4 | 4 | NG | GAS |  | 0.00156 | 44.8 | 1 | [6 empty] | 8482 | 4028 | 8482 | 4028 | 614 | 292 | 1.32 | 0.628 | 0.014 | 495.728 | 18.7 | 1.87 | 496.24 |  | 4.3 | 4.301 | 0.044 | 1614.749 | 0.03 | 0.003 | 1616.418 |  | 0.311 | 0.312 | 0.003 | 116.889 | 0.002 | 0 | 117.01 |  | 4.3 | 4.301 | 0.044 | 1614.749 | 0.03 | 0.003 | 1616.418 |  | 1.32 | 0.628 | 0.014 | 495.728 | 18.7 | 1.87 |  | 8482 | 4028 | 8482 | 4028 | EIA | EIA | EIA | EIA | EIA | EIA | -- | EIA | EIA | [14 empty] | 13814.3322 | 0 | 0 | 614 | 0 | 0 | 0 | 0 | 0 | 0 | 0 | 0 | 614 | 0 | 0 | 614 | 0 | 0 | 0 | 1 | 0 | 0 | 0 | 0 | 0 | 0 | 0 | 0 | 1 | 0 | 0 | 1 | 0 | [7 empty] | https://www.google.com/maps/@?api=1&map_action=map&center=34.060600000000001%2C-117.3533&zoom=17&basemap=satellite | 104841 | [118 empty] | 0.66 |  |  | 87 |  |  | 0.35 | 0.88 |  |  | 88 |  |  | 0.4 | 0.44 |  |  | 73 |  |  | 0.3 | 0.1 |  |  | 85 |  |  | 0.05 | 0.32 |  |  | 92 |  |  | 0.12 | 0.06 |  |  | 60 |  |  | 0.06 | 0.1 |  |  | 28 |  |  | 0.16 | 0.010809 | 0.019706 | Gas | FRS_110028034213
628 | 718 | 2021 | CA | CES Placerita Power Plant | 10677 | Southern California Edison Co | 17609 | CES Placerita Inc | 178 | IPP Non-CHP | California Independent System Operator | CISO | WECC | CAMX | WECC California | CAISO | 6 | 37 | Los Angeles | 34.3801 | -118.4999 | 2 | 2 | NG | GAS |  | 0 | 90 |  |  | Yes | [10 empty] | 0 |  | 0 | 0 | [45 empty] | -- | [56 empty] | https://www.google.com/maps/@?api=1&map_action=map&center=34.380099999999999%2C-118.4999&zoom=17&basemap=satellite | 50854 | [118 empty] | 0.45 |  |  | 69 |  |  | 0.35 | 0.6 |  |  | 73 |  |  | 0.4 | 0.29 |  |  | 53 |  |  | 0.3 | 0.05 |  |  | 76 |  |  | 0.05 | 0.14 |  |  | 68 |  |  | 0.12 | 0.08 |  |  | 73 |  |  | 0.06 | 0.13 |  |  | 39 |  |  | 0.16 |  |  | Gas | FRS_
629 | 2217 | 2021 | CO | Pueblo | 460 | Black Hills/Colorado Elec.Util | 56146 | Black Hills Colorado Electric, LLC | 56146 | Electric Utility | Public Service Company of Colorado | PSCO | WECC | RMPA | WECC Rockies |  | 8 | 101 | Pueblo | 38.2667 | -104.6144 | 4 | 4 | DFO | OIL |  | 0 | 8 | [7 empty] | 417 | 169 | 417 | 169 | -140 | -57 | 0.688 | 0.28 | 0.06 | 34.052 | 2.758 | 0.552 | 34.169 |  | 0 | 0 | 0 | 0 | 0 | 0 | 0 |  | 3.3 | 3.314 | 0.29 | 163.319 | 0.007 | 0.001 | 163.878 |  | 0 | 0 | 0 | 0 | 0 | 0 | 0 |  | 0.688 | 0.28 | 0.06 | 34.052 | 2.758 | 0.552 |  | 417 | 169 | 417 | 169 | EIA | EIA | EIA | EIA | EIA | EIA | -- | EIA | EIA | [14 empty] | -2978.5714 | 0 | -140 | 0 | 0 | 0 | 0 | 0 | 0 | 0 | 0 | 0 | -140 | 0 | 0 | -140 | 0 | [23 empty] | https://www.google.com/maps/@?api=1&map_action=map&center=38.2667%2C-104.6144&zoom=17&basemap=satellite | 76807 | [118 empty] | 0.55 |  |  | 79 |  |  | 0.35 | 0.57 |  |  | 71 |  |  | 0.4 | 0.51 |  |  | 81 |  |  | 0.3 | 0.02 |  |  | 63 |  |  | 0.05 | 0.13 |  |  | 65 |  |  | 0.12 | 0.06 |  |  | 62 |  |  | 0.06 | 0.18 |  |  | 59 |  |  | 0.16 | 0.02697 | 0 | Oil | FRS_110022509052
630 | 721 | 2021 | CA | Chalk Cliff Limited | 50003 | Pacific Gas & Electric Co | 14328 | WCAC Operating Company | 60662 | IPP CHP | California Independent System Operator | CISO | WECC | CAMX | WECC California | CAISO | 6 | 29 | Kern | 35.0968 | -119.4299 | 1 | 1 | NG | GAS |  | 0.04461 | 46 | 1 |  | Yes | 24669.6 | 2.487 | 0.76829 |  | 132112.943 | 122325.689 | 132112.943 | 122325.689 | 17975 | 16808 | 20.325 | 18.819 | 0.211 | 7721.279 | 291.259 | 29.126 | 7729.259 |  | 2.261 | 2.239 | 0.023 | 859.113 | 0.016 | 0.002 | 860.001 |  | 0.308 | 0.308 | 0.003 | 116.889 | 0.002 | 0 | 117.01 |  | 2.261 | 2.239 | 0.023 | 859.113 | 0.016 | 0.002 | 860.001 |  | 26.455 | 24.495 | 0.275 | 10049.946 | 379.101 | 37.91 |  | 171957 | 159218 | 171957 | 159218 | EIA | EIA | EIA | EIA | EIA | EIA | -- | EIA | EIA | [6 empty] | 39844.057 | 36892.311 | 6.13 | 5.676 | 0.064 | 2328.667 | 87.841 | 8.784 | 7349.816 | 0 | 0 | 17975 | 0 | 0 | 0 | 0 | 0 | 0 | 0 | 0 | 17975 | 0 | 0 | 17975 | 0 | 0 | 0 | 1 | 0 | 0 | 0 | 0 | 0 | 0 | 0 | 0 | 1 | 0 | 0 | 1 | 0 | [7 empty] | https://www.google.com/maps/@?api=1&map_action=map&center=35.096800000000002%2C-119.4299&zoom=17&basemap=satellite | 2927 | [118 empty] | 0.62 |  |  | 84 |  |  | 0.35 | 0.64 |  |  | 75 |  |  | 0.4 | 0.63 |  |  | 90 |  |  | 0.3 | 0.13 |  |  | 88 |  |  | 0.05 | 0.37 |  |  | 95 |  |  | 0.12 | 0.07 |  |  | 66 |  |  | 0.06 | 0.07 |  |  | 16 |  |  | 0.16 | 0.044331 | 0.0070539 | Gas | FRS_110028037363
631 | 2061 | 2021 | CO | Alamosa | 464 | Public Service Co of Colorado | 15466 | Public Service Co of Colorado | 15466 | Electric Utility | Public Service Company of Colorado | PSCO | WECC | RMPA | WECC Rockies |  | 8 | 3 | Alamosa | 37.4594 | -105.8947 | 2 | 2 | NG | GAS |  | 0.0148 | 53.2 | 1 | [6 empty] | 176234 | 86925 | 176234 | 86925 | 6896 | 3401 | 26.862 | 13.456 | 0.259 | 10299.914 | 451.997 | 54.72 | 10313.717 |  | 7.791 | 7.913 | 0.075 | 2987.214 | 0.066 | 0.008 | 2991.217 |  | 0.305 | 0.31 | 0.003 | 116.889 | 0.003 | 0 | 117.046 |  | 7.791 | 7.913 | 0.075 | 2987.214 | 0.066 | 0.008 | 2991.217 |  | 26.862 | 13.456 | 0.259 | 10299.914 | 451.997 | 54.72 |  | 176234 | 86925 | 176234 | 86925 | EIA | EIA | EIA | EIA | EIA | EIA | -- | EIA | EIA | [14 empty] | 25555.9745 | 0 | 563.18 | 6332.82 | 0 | 0 | 0 | 0 | 0 | 0 | 0 | 0 | 6896 | 0 | 0 | 6896 | 0 | 0 | 0.081668 | 0.91833 | 0 | 0 | 0 | 0 | 0 | 0 | 0 | 0 | 1 | 0 | 0 | 1 | 0 | [7 empty] | https://www.google.com/maps/@?api=1&map_action=map&center=37.459400000000002%2C-105.8947&zoom=17&basemap=satellite | 11301 | [118 empty] | 0.55 |  |  | 79 |  |  | 0.35 | 0.61 |  |  | 73 |  |  | 0.4 | 0.5 |  |  | 79 |  |  | 0.3 | 0.05 |  |  | 74 |  |  | 0.05 | 0.13 |  |  | 66 |  |  | 0.12 | 0.07 |  |  | 64 |  |  | 0.06 | 0.11 |  |  | 32 |  |  | 0.16 | 0.13628 | 0.020937 | Gas | FRS_110064259029
632 | 731 | 2021 | CA | Childrens Hospital | 10175 | San Diego Gas & Electric Co | 16609 | DTE San Diego COGEN Inc. | 3476 | Commercial CHP | California Independent System Operator | CISO | WECC | CAMX | WECC California | CAISO | 6 | 73 | San Diego | 32.7992 | -117.1517 | 5 | 5 | NG | GAS |  | 0.26525 | 11.3 | 0.89124 |  | Yes | 141317.6 | 0.634 | 0.45815 |  | 190246.576 | 81570.374 | 190246.576 | 81570.374 | 26256.999 | 11725 | 29.647 | 12.711 | 0.313 | 11120.276 | 419.689 | 42.009 | 11131.782 |  | 2.258 | 2.168 | 0.024 | 847.033 | 0.016 | 0.002 | 847.91 |  | 0.312 | 0.312 | 0.003 | 116.904 | 0.002 | 0 | 117.025 |  | 2.258 | 2.168 | 0.024 | 847.033 | 0.016 | 0.002 | 847.91 |  | 64.71 | 27.744 | 0.682 | 24272.274 | 916.057 | 91.693 |  | 415252.001 | 178043.999 | 415252.001 | 178043.999 | EIA | EIA | EIA | EIA | EIA | EIA | -- | EIA | EIA | [6 empty] | 225005.425 | 96473.625 | 35.063 | 15.033 | 0.37 | 13151.998 | 496.368 | 49.684 | 7245.5565 | 0 | 12 | 26245 | 0 | 0 | 0 | 0 | 0 | 0 | 0 | 0 | 26257 | 0 | 0 | 26257 | 0 | 0 | 0.00045702 | 0.99954 | 0 | 0 | 0 | 0 | 0 | 0 | 0 | 0 | 1 | 0 | 0 | 1 | 0 | [7 empty] | https://www.google.com/maps/@?api=1&map_action=map&center=32.799199999999999%2C-117.15170000000001&zoom=17&basemap=satellite | 164073 | [118 empty] | 0.38 |  |  | 62 |  |  | 0.35 | 0.5 |  |  | 67 |  |  | 0.4 | 0.25 |  |  | 45 |  |  | 0.3 | 0.05 |  |  | 76 |  |  | 0.05 | 0.07 |  |  | 44 |  |  | 0.12 | 0.06 |  |  | 59 |  |  | 0.06 | 0.12 |  |  | 34 |  |  | 0.16 | 0.10534 | 0.007897 | Gas | FRS_110001158602
633 | 733 | 2021 | CA | Chowchilla II | 56185 | Pacific Gas & Electric Co | 14328 | California Power Holdings LLC | 55784 | IPP Non-CHP | California Independent System Operator | CISO | WECC | CAMX | WECC California | CAISO | 6 | 39 | Madera | 37.1073 | -120.2485 | 16 | 16 | NG | GAS |  | 0.10374 | 49.6 | 1 | [6 empty] | 459318 | 218156 | 459318 | 218156 | 45074.992 | 21408.992 | 623.232 | 296.016 | 0.734 | 26844.624 | 1012.624 | 101.262 | 26872.37 |  | 27.653 | 27.653 | 0.033 | 1191.109 | 0.022 | 0.002 | 1192.341 |  | 2.714 | 2.714 | 0.003 | 116.889 | 0.002 | 0 | 117.01 |  | 27.653 | 27.653 | 0.033 | 1191.109 | 0.022 | 0.002 | 1192.34 |  | 623.232 | 296.016 | 0.734 | 26844.624 | 1012.624 | 101.262 |  | 459318 | 218156 | 459318 | 218156 | EIA | EIA | EIA | EIA | EIA | EIA | -- | EIA | EIA | [14 empty] | 10190.0832 | 0 | 0 | 45075 | 0 | 0 | 0 | 0 | 0 | 0 | 0 | 0 | 45075 | 0 | 0 | 45075 | 0 | 0 | 0 | 1 | 0 | 0 | 0 | 0 | 0 | 0 | 0 | 0 | 1 | 0 | 0 | 1 | 0 | [7 empty] | https://www.google.com/maps/@?api=1&map_action=map&center=37.107300000000002%2C-120.24850000000001&zoom=17&basemap=satellite | 12944 | [118 empty] | 0.54 |  |  | 78 |  |  | 0.35 | 0.6 |  |  | 73 |  |  | 0.4 | 0.48 |  |  | 78 |  |  | 0.3 | 0.05 |  |  | 74 |  |  | 0.05 | 0.21 |  |  | 81 |  |  | 0.12 | 0.09 |  |  | 80 |  |  | 0.06 | 0.1 |  |  | 26 |  |  | 0.16 | 0.034102 | 0.004398 | Gas | FRS_110013828821
634 | 736 | 2021 | CA | Chula Vista Energy Center | 55540 | San Diego Gas & Electric Co | 16609 | Wellhead Services, Inc | 20323 | IPP Non-CHP | California Independent System Operator | CISO | WECC | CAMX | WECC California | CAISO | 6 | 73 | San Diego | 32.5917 | -117.0586 | 2 | 1 | NG | GAS |  | 0.01473 | 37.2 | 1 | [6 empty] | 74133.791 | 30624.153 | 74133.791 | 30624.153 | 4800 | 2280 | 14.503 | 3.132 | 0.022 | 4405.761 | 30.472 | 3.047 | 4406.596 |  | 6.043 | 2.747 | 0.009 | 1835.734 | 0.006 | 0.001 | 1836.082 |  | 0.391 | 0.205 | 0.001 | 118.86 | 0 | 0 | 118.882 |  | 6.043 | 2.747 | 0.009 | 1835.734 | 0.006 | 0.001 | 1836.082 |  | 14.503 | 3.132 | 0.022 | 4405.761 | 30.472 | 3.047 |  | 74133.791 | 30624.153 | 74133.791 | 30624.153 | EPA/CAMD | EPA/CAMD | EPA/CAMD | EPA/CAMD | EIA | EIA | -- | EPA/CAMD | EPA/CAMD | [14 empty] | 15444.5398 | 0 | 0 | 4800 | 0 | 0 | 0 | 0 | 0 | 0 | 0 | 0 | 4800 | 0 | 0 | 4800 | 0 | 0 | 0 | 1 | 0 | 0 | 0 | 0 | 0 | 0 | 0 | 0 | 1 | 0 | 0 | 1 | 0 | Yes |  | 34490.309 | 2049.97 | 8.271 | 0.01 |  | https://www.google.com/maps/@?api=1&map_action=map&center=32.591667000000001%2C-117.058611&zoom=17&basemap=satellite | 214321 | [118 empty] | 0.61 |  |  | 83 |  |  | 0.35 | 0.88 |  |  | 87 |  |  | 0.4 | 0.33 |  |  | 59 |  |  | 0.3 | 0.14 |  |  | 89 |  |  | 0.05 | 0.25 |  |  | 86 |  |  | 0.12 | 0.07 |  |  | 64 |  |  | 0.06 | 0.13 |  |  | 39 |  |  | 0.16 | 0.71405 | 0.59529 | Gas | FRS_110012533419
635 | 2133 | 2021 | CO | Fruita | 471 | Public Service Co of Colorado | 15466 | Public Service Co of Colorado | 15466 | Electric Utility | Public Service Company of Colorado | PSCO | WECC | RMPA | WECC Rockies |  | 8 | 77 | Mesa | 39.1364 | -108.7347 | 1 | 1 | NG | GAS |  | 0.01047 | 26.6 | 1 | [6 empty] | 90538 | 44939 | 90538 | 44939 | 2440 | 1211 | 13.189 | 6.607 | 0.138 | 5291.451 | 218.619 | 24.715 | 5297.866 |  | 10.811 | 10.912 | 0.113 | 4337.255 | 0.09 | 0.01 | 4342.513 |  | 0.291 | 0.294 | 0.003 | 116.889 | 0.002 | 0 | 117.031 |  | 10.811 | 10.912 | 0.113 | 4337.255 | 0.09 | 0.01 | 4342.513 |  | 13.189 | 6.607 | 0.138 | 5291.451 | 218.619 | 24.715 |  | 90538 | 44939 | 90538 | 44939 | EIA | EIA | EIA | EIA | EIA | EIA | -- | EIA | EIA | [14 empty] | 37105.7377 | 0 | 116.255 | 2323.745 | 0 | 0 | 0 | 0 | 0 | 0 | 0 | 0 | 2440 | 0 | 0 | 2440 | 0 | 0 | 0.047645 | 0.95235 | 0 | 0 | 0 | 0 | 0 | 0 | 0 | 0 | 1 | 0 | 0 | 1 | 0 | [7 empty] | https://www.google.com/maps/@?api=1&map_action=map&center=39.136400000000002%2C-108.7347&zoom=17&basemap=satellite | 14765 | [118 empty] | 0.23 |  |  | 39 |  |  | 0.35 | 0.14 |  |  | 30 |  |  | 0.4 | 0.32 |  |  | 58 |  |  | 0.3 | 0 |  |  | 0 |  |  | 0.05 | 0.1 |  |  | 55 |  |  | 0.12 | 0.06 |  |  | 56 |  |  | 0.06 | 0.19 |  |  | 63 |  |  | 0.16 | 0.010234 | 0.018097 | Gas | FRS_110028015699
636 | 741 | 2021 | CA | City of Hayward WWTP | 58525 | Pacific Gas & Electric Co | 14328 | City of Hayward | 58500 | IPP CHP | California Independent System Operator | CISO | WECC | CAMX | WECC California | CAISO | 6 | 1 | Alameda | 37.6335 | -122.1397 | 2 | 2 | OBG | BIOMASS |  | 0.46271 | 2.7 | 0.56215 | Yes | Yes | 0 |  | 1 |  | 76172 | 32087 | 107005 | 48237 | 10944 | 4967 | 149.351 | 62.203 | 0.227 | 393.381 | 176.424 | 17.642 | 398.215 |  | 27.294 | 25.047 | 0.042 | 71.89 | 0.016 | 0.002 | 72.773 |  | 3.921 | 3.877 | 0.006 | 10.329 | 0.002 | 0 | 10.456 |  | 40.057 | 36.759 | 0.061 | 105.507 | 0.024 | 0.002 | 106.803 |  | 149.351 | 62.203 | 0.227 | 4836.906 | 176.424 | 17.642 |  | 76172 | 32087 | 107005 | 48237 | EIA | EIA | EIA | EIA | EIA | EIA | -- | EIA | EIA |  |  |  | 4443.525 |  |  | 0 | 0 | 0 | 0 | 0 | 0 | 0 | 0 | 10214.8317 | 0 | 0 | 606.317 | 0 | 0 | 6850.683 | 0 | 3487 | 0 | 0 | 0 | 606.317 | 10337.683 | 10337.683 | 7457 | 3487 | 0 | 0 | 0.055402 | 0 | 0 | 0.62598 | 0 | 0.31862 | 0 | 0 | 0 | 0.055402 | 0.9446 | 0.9446 | 0.68138 | 0.31862 | [7 empty] | https://www.google.com/maps/@?api=1&map_action=map&center=37.633526000000003%2C-122.139717&zoom=17&basemap=satellite | 60718 | [118 empty] | 0.53 |  |  | 77 |  |  | 0.35 | 0.84 |  |  | 85 |  |  | 0.4 | 0.22 |  |  | 41 |  |  | 0.3 | 0.1 |  |  | 85 |  |  | 0.05 | 0.17 |  |  | 75 |  |  | 0.12 | 0.06 |  |  | 59 |  |  | 0.06 | 0.14 |  |  | 46 |  |  | 0.16 | 0.54581 | 0.099283 | Biomass | FRS_110009539437
637 | 2280 | 2021 | CO | Valmont | 477 | Public Service Co of Colorado | 15466 | Public Service Co of Colorado | 15466 | Electric Utility | Public Service Company of Colorado | PSCO | WECC | RMPA | WECC Rockies |  | 8 | 13 | Boulder | 40.0195 | -105.202 | 1 | 1 | NG | GAS |  | 0.01114 | 59.3 | 1 | [6 empty] | 85317 | 49582 | 85317 | 49582 | 5788 | 3296 | 13.068 | 7.588 | 0.136 | 4986.312 | 188.092 | 18.809 | 4991.466 |  | 4.516 | 4.604 | 0.047 | 1722.983 | 0.032 | 0.003 | 1724.764 |  | 0.306 | 0.306 | 0.003 | 116.889 | 0.002 | 0 | 117.01 |  | 4.516 | 4.604 | 0.047 | 1722.983 | 0.032 | 0.003 | 1724.764 |  | 13.068 | 7.588 | 0.136 | 4986.312 | 188.092 | 18.809 |  | 85317 | 49582 | 85317 | 49582 | EIA | EIA | EIA | EIA | EIA | EIA | -- | EIA | EIA | [14 empty] | 14740.3248 | 0 | 0 | 5788 | 0 | 0 | 0 | 0 | 0 | 0 | 0 | 0 | 5788 | 0 | 0 | 5788 | 0 | 0 | 0 | 1 | 0 | 0 | 0 | 0 | 0 | 0 | 0 | 0 | 1 | 0 | 0 | 1 | 0 | [7 empty] | https://www.google.com/maps/@?api=1&map_action=map&center=40.019500000000001%2C-105.202&zoom=17&basemap=satellite | 37998 | [118 empty] | 0.24 |  |  | 42 |  |  | 0.35 | 0.22 |  |  | 42 |  |  | 0.4 | 0.28 |  |  | 51 |  |  | 0.3 | 0.02 |  |  | 62 |  |  | 0.05 | 0.03 |  |  | 23 |  |  | 0.12 | 0.03 |  |  | 34 |  |  | 0.06 | 0.14 |  |  | 42 |  |  | 0.16 | 0.026375 | 0.013915 | Gas | FRS_110000467290
638 | 743 | 2021 | CA | City of Palo Alto | 57714 | City of Palo Alto - (CA) | 14401 | City of Palo Alto | 57033 | Electric Utility | California Independent System Operator | CISO | WECC | CAMX | WECC California | CAISO | 6 | 85 | Santa Clara | 37.4383 | -122.1094 | 4 | 4 | NG | GAS |  | 0 | 4.4 | [11 empty] | 0 | 0 | 0 |  | 0 | 0 | [45 empty] | -- | [17 empty] | 0 | 0 | 0 | 0 | 0 | 0 | 0 | 0 | 0 | 0 | 0 | 0 | 0 | 0 | 0 | 0 | [23 empty] | https://www.google.com/maps/@?api=1&map_action=map&center=37.438299999999998%2C-122.10939999999999&zoom=17&basemap=satellite | 129053 | [118 empty] | 0.37 |  |  | 61 |  |  | 0.35 | 0.58 |  |  | 72 |  |  | 0.4 | 0.16 |  |  | 28 |  |  | 0.3 | 0.09 |  |  | 83 |  |  | 0.05 | 0.09 |  |  | 53 |  |  | 0.12 | 0.06 |  |  | 56 |  |  | 0.06 | 0.14 |  |  | 45 |  |  | 0.16 |  |  | Gas | FRS_110040989375
639 | 745 | 2021 | CA | City of Tulare Water Facility | 59395 | Southern California Edison Co | 17609 | City of Tulare Water Pollution Control | 59173 | Commercial Non-CHP | California Independent System Operator | CISO | WECC | CAMX | WECC California | CAISO | 6 | 107 | Tulare | 36.185 | -119.375 | 4 | 4 | OBG | BIOMASS |  | 0.30424 | 9.2 | 0.82627 |  | Yes | 0 |  | 1 |  |  |  | 279333 |  | 24519 | 11795 | 0 |  | 0 | 0 | 0 | 0 | [6 empty] | 0 | 0 | [14 empty] | 0 | 0 | [6 empty] | 0 | 0 |  |  |  | 279333 | 133844 |  |  |  |  | EIA | EIA | -- | EIA | EIA | [12 empty] | 0 | 0 |  | 0 | 0 | 19665.854 | 0 | 0 | 819.226 | 0 | 4034.25 | 0 | 0 | 0 | 19665.854 | 4853.476 | 4853.476 | 20485.08 | 4034.25 | 0 | 0 | 0.80206 | 0 | 0 | 0.033411 | 0 | 0.16453 | 0 | 0 | 0 | 0.80206 | 0.19794 | 0.19794 | 0.83547 | 0.16453 | [7 empty] | https://www.google.com/maps/@?api=1&map_action=map&center=36.185000000000002%2C-119.375&zoom=17&basemap=satellite | 35834 | [118 empty] | 0.67 |  |  | 88 |  |  | 0.35 | 0.81 |  |  | 84 |  |  | 0.4 | 0.53 |  |  | 82 |  |  | 0.3 | 0.27 |  |  | 95 |  |  | 0.05 | 0.31 |  |  | 92 |  |  | 0.12 | 0.1 |  |  | 86 |  |  | 0.06 | 0.08 |  |  | 18 |  |  | 0.16 |  | 0 | Biomass | FRS_
640 | 2134 | 2021 | CO | George Birdsall | 493 | City of Colorado Springs - (CO) | 3989 | City of Colorado Springs - (CO) | 3989 | Electric Utility | Western Area Power Administration - Rocky Mountain Region | WACM | WECC | RMPA | WECC Rockies |  | 8 | 41 | El Paso | 38.8814 | -104.8169 | 3 | 3 | NG | GAS |  | 0.02144 | 61.1 | 1 | [6 empty] | 174887.522 | 84792.541 | 174887.522 | 84792.541 | 11478 | 5202 | 14.163 | 7.02 | 0.275 | 10284.215 | 397.522 | 41.547 | 10295.374 |  | 2.468 | 2.699 | 0.048 | 1791.987 | 0.035 | 0.004 | 1793.932 |  | 0.162 | 0.166 | 0.003 | 117.609 | 0.002 | 0 | 117.737 |  | 2.468 | 2.699 | 0.048 | 1791.987 | 0.035 | 0.004 | 1793.932 |  | 14.163 | 7.02 | 0.275 | 10284.215 | 397.522 | 41.547 |  | 174887.522 | 84792.541 | 174887.522 | 84792.541 | EIA | EIA | EIA | EIA | EIA | EIA | -- | EIA | EIA | [14 empty] | 15236.7592 | 0 | 183.278 | 11294.722 | 0 | 0 | 0 | 0 | 0 | 0 | 0 | 0 | 11478 | 0 | 0 | 11478 | 0 | 0 | 0.015968 | 0.98403 | 0 | 0 | 0 | 0 | 0 | 0 | 0 | 0 | 1 | 0 | 0 | 1 | 0 | [7 empty] | https://www.google.com/maps/@?api=1&map_action=map&center=38.881388999999999%2C-104.81694400000001&zoom=17&basemap=satellite | 87572 | [118 empty] | 0.29 |  |  | 50 |  |  | 0.35 | 0.25 |  |  | 45 |  |  | 0.4 | 0.33 |  |  | 58 |  |  | 0.3 | 0.01 |  |  | 58 |  |  | 0.05 | 0.06 |  |  | 37 |  |  | 0.12 | 0.04 |  |  | 43 |  |  | 0.06 | 0.18 |  |  | 60 |  |  | 0.16 | 0.43258 | 0.11693 | Gas | FRS_110025216585
641 | 746 | 2021 | CA | Civic Center | 10623 | Los Angeles Department of Water & Power | 11208 | Los Angeles County | 11216 | Commercial CHP | Los Angeles Department of Water and Power | LDWP | WECC | CAMX | WECC California |  | 6 | 37 | Los Angeles | 34.0564 | -118.2436 | 5 | 2 | NG | GAS |  | 0 | 34.5 |  |  | Yes | 432894.4 | 0 | 0 |  | 0 | 0 | 0 | 0 | 0 | 0 | 0 | 0 | 0 | 0 | 0 | 0 | 0 | [25 empty] | 3.219 | 3.219 | 0.865 | 31624.438 | 1192.962 | 119.296 |  | 541101.762 | 232344.312 | 541101.762 | 232344.312 | EIA | EIA |  | EIA | EIA | EIA | -- | EIA | EIA | [6 empty] | 541101.762 | 232344.312 | 3.219 | 3.219 | 0.865 | 31624.438 | 1192.962 | 119.296 |  | 0 | 0 | 0 | 0 | 0 | 0 | 0 | 0 | 0 | 0 | 0 | 0 | 0 | 0 | 0 | 0 | [23 empty] | https://www.google.com/maps/@?api=1&map_action=map&center=34.056399999999996%2C-118.2436&zoom=17&basemap=satellite | 469762 | [118 empty] | 0.7 |  |  | 90 |  |  | 0.35 | 0.88 |  |  | 88 |  |  | 0.4 | 0.53 |  |  | 82 |  |  | 0.3 | 0.25 |  |  | 95 |  |  | 0.05 | 0.34 |  |  | 93 |  |  | 0.12 | 0.05 |  |  | 54 |  |  | 0.06 | 0.11 |  |  | 31 |  |  | 0.16 | 0.10343 | 0.012727 | Gas | FRS_110028035686
642 | 2148 | 2021 | CO | Holly | 502 | Town of Holly - (CO) | 8751 | Town of Holly - (CO) | 8751 | Electric Utility | Western Area Power Administration - Rocky Mountain Region | WACM | WECC | RMPA | WECC Rockies |  | 8 | 99 | Prowers | 38.0327 | -102.0737 | 3 | 3 | DFO | OIL |  | 0.00116 | 2.9 | 1 | [6 empty] | 324 | 133 | 324 | 133 | 29.4 | 11.956 | 0.522 | 0.215 | 0.047 | 26.459 | 2.143 | 0.429 | 26.55 |  | 35.51 | 35.965 | 3.197 | 1799.932 | 0.073 | 0.015 | 1806.098 |  | 3.222 | 3.233 | 0.29 | 163.327 | 0.007 | 0.001 | 163.887 |  | 35.51 | 35.965 | 3.197 | 1799.932 | 0.073 | 0.015 | 1806.098 |  | 0.522 | 0.215 | 0.047 | 26.459 | 2.143 | 0.429 |  | 324 | 133 | 324 | 133 | EIA | EIA | EIA | EIA | EIA | EIA | -- | EIA | EIA | [14 empty] | 11020.4082 | 0 | 29.4 | 0 | 0 | 0 | 0 | 0 | 0 | 0 | 0 | 0 | 29.4 | 0 | 0 | 29.4 | 0 | 0 | 1 | 0 | 0 | 0 | 0 | 0 | 0 | 0 | 0 | 0 | 1 | 0 | 0 | 1 | 0 | [7 empty] | https://www.google.com/maps/@?api=1&map_action=map&center=38.032716999999998%2C-102.07365900000001&zoom=17&basemap=satellite | 166 | [118 empty] | 0.38 |  |  | 62 |  |  | 0.35 | 0.39 |  |  | 58 |  |  | 0.4 | 0.36 |  |  | 63 |  |  | 0.3 | 0.06 |  |  | 77 |  |  | 0.05 | 0.22 |  |  | 83 |  |  | 0.12 | 0.05 |  |  | 51 |  |  | 0.06 | 0.33 |  |  | 92 |  |  | 0.16 |  |  | Oil | FRS_110010337153
643 | 748 | 2021 | CA | Clearwater Power Plant | 56356 | Southern California Edison Co | 17609 | City of Riverside - (CA) | 16088 | Electric Utility | California Independent System Operator | CISO | WECC | CAMX | WECC California | CAISO | 6 | 65 | Riverside | 33.8912 | -117.6085 | 2 | 2 | NG | GAS |  | 0.03229 | 49 | 1 |  | Yes | 17655.2 | 2.68 | 0.78132 |  | 97578.56 | 0 | 97578.56 | 0 | 13862 | 6583.87 | 15.026 | 7.137 | 0.156 | 5702.933 | 215.124 | 21.512 | 5708.827 |  | 2.168 | 2.168 | 0.023 | 822.815 | 0.016 | 0.002 | 823.666 |  | 0.308 |  | 0.003 | 116.889 | 0.002 | 0 | 117.01 |  | 2.168 | 2.168 | 0.023 | 822.815 | 0.016 | 0.002 | 823.666 |  | 19.232 | 9.134 | 0.2 | 7299.069 | 275.333 | 27.533 |  | 124888.839 | 0 | 124888.839 | 0 | EIA | EIA | EIA | EIA | EIA | EIA | -- | [8 empty] | 27310.279 | 0 | 4.206 | 1.997 | 0.044 | 1596.136 | 60.209 | 6.021 | 7039.2844 | 0 | 0 | 13862 | 0 | 0 | 0 | 0 | 0 | 0 | 0 | 0 | 13862 | 0 | 0 | 13862 | 0 | 0 | 0 | 1 | 0 | 0 | 0 | 0 | 0 | 0 | 0 | 0 | 1 | 0 | 0 | 1 | 0 | [7 empty] | https://www.google.com/maps/@?api=1&map_action=map&center=33.891199999999998%2C-117.60850000000001&zoom=17&basemap=satellite | 85781 | [118 empty] | 0.5 |  |  | 74 |  |  | 0.35 | 0.7 |  |  | 78 |  |  | 0.4 | 0.29 |  |  | 53 |  |  | 0.3 | 0.07 |  |  | 79 |  |  | 0.05 | 0.17 |  |  | 76 |  |  | 0.12 | 0.07 |  |  | 71 |  |  | 0.06 | 0.1 |  |  | 25 |  |  | 0.16 | 0.17214 | 0.043316 | Gas | FRS_110070003604
644 | 751 | 2021 | CA | Coachella | 6060 | Imperial Irrigation District | 9216 | Imperial Irrigation District | 9216 | Electric Utility | Imperial Irrigation District | IID | WECC | AZNM | WECC Southwest |  | 6 | 65 | Riverside | 33.6758 | -116.1714 | 4 | 4 | NG | GAS |  | 0.00488 | 92.4 | 1 | [6 empty] | 80323 | 35169 | 80323 | 35169 | 3948 | 1729 | 9.928 | 4.716 | 0.102 | 4694.44 | 250.029 | 35.945 | 4702.921 |  | 5.029 | 5.455 | 0.052 | 2378.136 | 0.063 | 0.009 | 2382.432 |  | 0.247 | 0.268 | 0.003 | 116.889 | 0.003 | 0 | 117.1 |  | 5.029 | 5.455 | 0.052 | 2378.136 | 0.063 | 0.009 | 2382.432 |  | 9.928 | 4.716 | 0.102 | 4694.44 | 250.029 | 35.945 |  | 80323 | 35169 | 80323 | 35169 | EIA | EIA | EIA | EIA | EIA | EIA | -- | EIA | EIA | [14 empty] | 20345.2381 | 0 | 813.117 | 3134.883 | 0 | 0 | 0 | 0 | 0 | 0 | 0 | 0 | 3948 | 0 | 0 | 3948 | 0 | 0 | 0.20596 | 0.79404 | 0 | 0 | 0 | 0 | 0 | 0 | 0 | 0 | 1 | 0 | 0 | 1 | 0 | [7 empty] | https://www.google.com/maps/@?api=1&map_action=map&center=33.675800000000002%2C-116.17140000000001&zoom=17&basemap=satellite | 51004 | [118 empty] | 0.73 |  |  | 92 |  |  | 0.35 | 0.96 |  |  | 93 |  |  | 0.4 | 0.51 |  |  | 81 |  |  | 0.3 | 0.63 |  |  | 99 |  |  | 0.05 | 0.4 |  |  | 96 |  |  | 0.12 | 0.05 |  |  | 53 |  |  | 0.06 | 0.11 |  |  | 30 |  |  | 0.16 | 0.050247 | 0.016583 | Gas | FRS_110001185299
645 | 2271 | 2021 | CO | Trinidad (CO) | 511 | San Isabel Electric Assn, Inc | 16616 | City of Trinidad - (CO) | 19204 | Electric Utility | Western Area Power Administration - Rocky Mountain Region | WACM | WECC | RMPA | WECC Rockies |  | 8 | 71 | Las Animas | 37.179 | -104.4875 | 5 | 5 | NG | GAS |  | 0.00024 | 9.2 | 1 | [6 empty] | 174.999 | 73.001 | 174.999 | 73.001 | 18.999 | 7.999 | 0.288 | 0.12 | 0.026 | 12.612 | 1.157 | 0.231 | 12.661 |  | 30.317 | 30.004 | 2.684 | 1327.649 | 0.061 | 0.012 | 1332.803 |  | 3.291 | 3.288 | 0.291 | 144.138 | 0.007 | 0.001 | 144.698 |  | 30.316 | 30.002 | 2.684 | 1327.579 | 0.061 | 0.012 | 1332.733 |  | 0.288 | 0.12 | 0.026 | 12.612 | 1.157 | 0.231 |  | 174.999 | 73.001 | 174.999 | 73.001 | EIA | EIA | EIA | EIA | EIA | EIA | -- | EIA | EIA | [14 empty] | 9210.4737 | 0 | 19 | 0 | 0 | 0 | 0 | 0 | 0 | 0 | 0 | 0 | 19 | 0 | 0 | 19 | 0 | 0 | 1 | 0 | 0 | 0 | 0 | 0 | 0 | 0 | 0 | 0 | 1 | 0 | 0 | 1 | 0 | [7 empty] | https://www.google.com/maps/@?api=1&map_action=map&center=37.178978999999998%2C-104.487492&zoom=17&basemap=satellite | 9010 | [118 empty] | 0.49 |  |  | 74 |  |  | 0.35 | 0.52 |  |  | 68 |  |  | 0.4 | 0.47 |  |  | 76 |  |  | 0.3 | 0.01 |  |  | 58 |  |  | 0.05 | 0.1 |  |  | 56 |  |  | 0.12 | 0.06 |  |  | 57 |  |  | 0.06 | 0.21 |  |  | 71 |  |  | 0.16 | 0.0093797 | 1.7054 | Gas | FRS_110001437963
646 | 753 | 2021 | CA | Coalinga 25D Cogen | 52086 | Pacific Gas & Electric Co | 14328 | Chevron USA Inc | 54713 | Industrial CHP | California Independent System Operator | CISO | WECC | CAMX | WECC California | CAISO | 6 | 19 | Fresno | 36.1556 | -120.3972 | 4 | 4 | NG | GAS |  | 0.5626 | 13.6 | 0.39567 |  | Yes | 641492.8 | 0.357 | 0.32225 |  | 346194.872 | 164427.902 | 346194.872 | 164427.902 | 67026 | 31835 | 53.364 | 25.346 | 0.553 | 20233.196 | 763.23 | 76.323 | 20254.108 |  | 1.592 | 1.592 | 0.017 | 603.742 | 0.011 | 0.001 | 604.366 |  | 0.308 | 0.308 | 0.003 | 116.889 | 0.002 | 0 | 117.01 |  | 1.592 | 1.592 | 0.017 | 603.742 | 0.011 | 0.001 | 604.366 |  | 165.596 | 78.652 | 1.717 | 62786.956 | 2368.428 | 236.843 |  | 1074300 | 510247 | 1074300 | 510247 | EIA | EIA | EIA | EIA | EIA | EIA | -- | EIA | EIA | [6 empty] | 728105.128 | 345819.098 | 112.232 | 53.306 | 1.164 | 42553.76 | 1605.198 | 160.52 | 5165.0833 | 0 | 0 | 67026 | 0 | 0 | 0 | 0 | 0 | 0 | 0 | 0 | 67026 | 0 | 0 | 67026 | 0 | 0 | 0 | 1 | 0 | 0 | 0 | 0 | 0 | 0 | 0 | 0 | 1 | 0 | 0 | 1 | 0 | [7 empty] | https://www.google.com/maps/@?api=1&map_action=map&center=36.1556%2C-120.3972&zoom=17&basemap=satellite | 11115 | [118 empty] | 0.52 |  |  | 76 |  |  | 0.35 | 0.66 |  |  | 76 |  |  | 0.4 | 0.38 |  |  | 66 |  |  | 0.3 | 0.07 |  |  | 80 |  |  | 0.05 | 0.28 |  |  | 89 |  |  | 0.12 | 0.05 |  |  | 51 |  |  | 0.06 | 0.12 |  |  | 37 |  |  | 0.16 | 0.17781 | 0.0051335 | Gas | FRS_110028035748
647 | 754 | 2021 | CA | Coalinga 6C Cogen | 52083 | Pacific Gas & Electric Co | 14328 | Chevron USA Inc | 54713 | Industrial CHP | California Independent System Operator | CISO | WECC | CAMX | WECC California | CAISO | 6 | 19 | Fresno | 36.2097 | -120.3828 | 2 | 2 | NG | GAS |  | 0 | 6.8 |  |  | Yes | [10 empty] | 0 |  | 0 | 0 | [45 empty] | -- | [56 empty] | https://www.google.com/maps/@?api=1&map_action=map&center=36.209699999999998%2C-120.3828&zoom=17&basemap=satellite | 90 | [118 empty] | 0.76 |  |  | 93 |  |  | 0.35 | 0.93 |  |  | 90 |  |  | 0.4 | 0.64 |  |  | 90 |  |  | 0.3 | 0.17 |  |  | 91 |  |  | 0.05 | 0.59 |  |  | 99 |  |  | 0.12 | 0.08 |  |  | 74 |  |  | 0.06 | 0.1 |  |  | 28 |  |  | 0.16 |  |  | Gas | FRS_
648 | 755 | 2021 | CA | Coalinga Cogeneration Facility | 50131 | Pacific Gas & Electric Co | 14328 | Coalinga Cogeneration Co | 3852 | IPP CHP | California Independent System Operator | CISO | WECC | CAMX | WECC California | CAISO | 6 | 19 | Fresno | 36.1807 | -120.3885 | 1 | 1 | NG | GAS |  | 0 | 38.4 |  |  | Yes | 0 |  | 1 |  |  | 0 |  | 0 | 0 | 0 | 0 |  | 0 | 0 | [36 empty] | 0 |  | 0 | [6 empty] | -- |  | EPA/CAMD | [7 empty] | 0 | [7 empty] | 0 | 0 | 0 | 0 | 0 | 0 | 0 | 0 | 0 | 0 | 0 | 0 | 0 | 0 | 0 | 0 | [16 empty] | Yes | [6 empty] | https://www.google.com/maps/@?api=1&map_action=map&center=36.180700000000002%2C-120.38849999999999&zoom=17&basemap=satellite | 3827 | [118 empty] | 0.46 |  |  | 71 |  |  | 0.35 | 0.6 |  |  | 73 |  |  | 0.4 | 0.34 |  |  | 60 |  |  | 0.3 | 0.02 |  |  | 64 |  |  | 0.05 | 0.29 |  |  | 90 |  |  | 0.12 | 0.04 |  |  | 40 |  |  | 0.06 | 0.17 |  |  | 58 |  |  | 0.16 |  |  | Gas | FRS_
649 | 756 | 2021 | CA | Coalinga Cogeneration Facility | 50750 | Pacific Gas & Electric Co | 14328 | Aera Energy LLC-Coalinga | 23005 | Industrial CHP | California Independent System Operator | CISO | WECC | CAMX | WECC California | CAISO | 6 | 19 | Fresno | 36.1703 | -120.3641 | 2 | 2 | NG | GAS |  | 0.69883 | 6.8 | 0.16861 |  | Yes | 396772.8 | 0.358 | 0.32315 |  | 224986.577 | 106859.43 | 224986.577 | 106859.43 | 41628 | 19772 | 34.95 | 16.6 | 0.36 | 13149.234 | 496.011 | 49.601 | 13162.825 |  | 1.679 | 1.679 | 0.017 | 631.75 | 0.012 | 0.001 | 632.402 |  | 0.311 | 0.311 | 0.003 | 116.889 | 0.002 | 0 | 117.01 |  | 1.679 | 1.679 | 0.017 | 631.75 | 0.012 | 0.001 | 632.402 |  | 108.152 | 51.368 | 1.113 | 40690.366 | 1534.908 | 153.491 |  | 696222 | 330677 | 696222 | 330677 | EIA | EIA | EIA | EIA | EIA | EIA | -- | EIA | EIA | [6 empty] | 471235.423 | 223817.57 | 73.202 | 34.768 | 0.753 | 27541.132 | 1038.897 | 103.89 | 5404.6934 | 0 | 0 | 41628 | 0 | 0 | 0 | 0 | 0 | 0 | 0 | 0 | 41628 | 0 | 0 | 41628 | 0 | 0 | 0 | 1 | 0 | 0 | 0 | 0 | 0 | 0 | 0 | 0 | 1 | 0 | 0 | 1 | 0 | [7 empty] | https://www.google.com/maps/@?api=1&map_action=map&center=36.170316999999997%2C-120.36408400000001&zoom=17&basemap=satellite | 13056 | [118 empty] | 0.54 |  |  | 78 |  |  | 0.35 | 0.69 |  |  | 77 |  |  | 0.4 | 0.4 |  |  | 68 |  |  | 0.3 | 0.08 |  |  | 81 |  |  | 0.05 | 0.3 |  |  | 91 |  |  | 0.12 | 0.05 |  |  | 54 |  |  | 0.06 | 0.12 |  |  | 36 |  |  | 0.16 | 0.12655 | 0.0053165 | Gas | FRS_110028035739
650 | 9384 | 2021 | PA | TalenEnergy Martins Creek LLC Harwood | 3144 | PPL Electric Utilities Corp | 14715 | TalenEnergy Martins Creek LLC | 15276 | IPP Non-CHP | PJM Interconnection, LLC | PJM | RFC | RFCE | RFC East | PJM | 42 | 79 | Luzerne | 40.9353 | -76.0284 | 2 | 2 | DFO | OIL |  | 0.00129 | 32 | 1 | [6 empty] | 6831 | 2512 | 6831 | 2512 | 361 | 133 | 3.038 | 1.118 | 1.05 | 557.84 | 45.179 | 9.036 | 559.751 |  | 16.831 | 16.812 | 5.815 | 3090.526 | 0.125 | 0.025 | 3101.114 |  | 0.889 | 0.89 | 0.307 | 163.326 | 0.007 | 0.001 | 163.886 |  | 16.831 | 16.812 | 5.815 | 3090.526 | 0.125 | 0.025 | 3101.114 |  | 3.038 | 1.118 | 1.05 | 557.84 | 45.179 | 9.036 |  | 6831 | 2512 | 6831 | 2512 | EIA | EIA | EIA | EIA | EIA | EIA | -- | EIA | EIA | [14 empty] | 18922.4377 | 0 | 361 | 0 | 0 | 0 | 0 | 0 | 0 | 0 | 0 | 0 | 361 | 0 | 0 | 361 | 0 | 0 | 1 | 0 | 0 | 0 | 0 | 0 | 0 | 0 | 0 | 0 | 1 | 0 | 0 | 1 | 0 | [7 empty] | https://www.google.com/maps/@?api=1&map_action=map&center=40.935299999999998%2C-76.028400000000005&zoom=17&basemap=satellite | 15354 | [118 empty] | 0.53 |  |  | 77 |  |  | 0.35 | 0.53 |  |  | 69 |  |  | 0.4 | 0.52 |  |  | 82 |  |  | 0.3 | 0.15 |  |  | 89 |  |  | 0.05 | 0.19 |  |  | 79 |  |  | 0.12 | 0.08 |  |  | 76 |  |  | 0.06 | 0.15 |  |  | 46 |  |  | 0.16 | 0.065309 | 0.32984 | Oil | FRS_110007340323
651 | 757 | 2021 | CA | Cold Canyon 1 | 58379 | Pacific Gas & Electric Co | 14328 | Toro Energy of California SLO | 58366 | IPP Non-CHP | California Independent System Operator | CISO | WECC | CAMX | WECC California | CAISO | 6 | 79 | San Luis Obispo | 35.1867 | -120.5994 | 1 | 1 | LFG | BIOMASS |  | 0.83995 | 1.5 | 0 | Yes | [5 empty] | 123160 | 51297 | 123160 | 51297 | 11037 | 4597 | 0 | 0 | 2.063 | 0 | 0 | 0 | 0 |  | 0 | 0 | 0.374 | 0 | 0 | 0 | 0 |  | 0 | 0 | 0.034 | 0 | 0 | 0 | 0 |  | 0 | 0 | 0.374 | 0 | 0 | 0 | 0 |  | 93.012 | 38.74 | 2.771 | 7820.634 | 286.47 | 28.647 |  | 123160 | 51297 | 123160 | 51297 | EIA | EIA | EIA | EIA | EIA | EIA | -- | EIA | EIA | 93.012 | 38.74 | 0.708 | 7820.634 | 286.47 | 28.647 | [8 empty] | 11158.8294 | 0 | 0 | 0 | 0 | 0 | 11037 | 0 | 0 | 0 | 0 | 0 | 0 | 11037 | 11037 | 11037 | 0 | 0 | 0 | 0 | 0 | 0 | 1 | 0 | 0 | 0 | 0 | 0 | 0 | 1 | 1 | 1 | 0 | [7 empty] | https://www.google.com/maps/@?api=1&map_action=map&center=35.186667%2C-120.59944400000001&zoom=17&basemap=satellite | 3674 | [118 empty] | 0.11 |  |  | 13 |  |  | 0.35 | 0.16 |  |  | 34 |  |  | 0.4 | 0.06 |  |  | 10 |  |  | 0.3 | 0 |  |  | 0 |  |  | 0.05 | 0.01 |  |  | 12 |  |  | 0.12 | 0.03 |  |  | 30 |  |  | 0.06 | 0.29 |  |  | 88 |  |  | 0.16 | 1.7276 | 0.31847 | Biomass | FRS_110001173989
652 | 1304 | 2021 | CA | McClellan (CA) | 535 | Sacramento Municipal Util Dist | 16534 | Sacramento Municipal Util Dist | 16534 | Electric Utility | Balancing Authority of Northern California | BANC | WECC | CAMX | WECC California |  | 6 | 67 | Sacramento | 38.6527 | -121.3933 | 1 | 1 | NG | GAS |  | 0.00594 | 77 | 1 | [6 empty] | 50888 | 24169 | 50888 | 24169 | 4006 | 1903 | 7.982 | 3.791 | 0.081 | 2974.125 | 112.189 | 11.219 | 2977.199 |  | 3.985 | 3.984 | 0.041 | 1484.835 | 0.028 | 0.003 | 1486.37 |  | 0.314 | 0.314 | 0.003 | 116.889 | 0.002 | 0 | 117.01 |  | 3.985 | 3.984 | 0.041 | 1484.835 | 0.028 | 0.003 | 1486.37 |  | 7.982 | 3.791 | 0.081 | 2974.125 | 112.189 | 11.219 |  | 50888 | 24169 | 50888 | 24169 | EIA | EIA | EIA | EIA | EIA | EIA | -- | EIA | EIA | [14 empty] | 12702.9456 | 0 | 0 | 4006 | 0 | 0 | 0 | 0 | 0 | 0 | 0 | 0 | 4006 | 0 | 0 | 4006 | 0 | 0 | 0 | 1 | 0 | 0 | 0 | 0 | 0 | 0 | 0 | 0 | 1 | 0 | 0 | 1 | 0 | [7 empty] | https://www.google.com/maps/@?api=1&map_action=map&center=38.652731000000003%2C-121.39333600000001&zoom=17&basemap=satellite | 112995 | [118 empty] | 0.49 |  |  | 74 |  |  | 0.35 | 0.52 |  |  | 68 |  |  | 0.4 | 0.46 |  |  | 75 |  |  | 0.3 | 0.08 |  |  | 82 |  |  | 0.05 | 0.15 |  |  | 70 |  |  | 0.12 | 0.07 |  |  | 67 |  |  | 0.06 | 0.14 |  |  | 44 |  |  | 0.16 | 0.0092404 | 0.012521 | Gas | FRS_110013398705
653 | 762 | 2021 | CA | Collins Pine Project | 10661 | Pacific Gas & Electric Co | 14328 | Collins Pine Co | 3953 | Industrial CHP | California Independent System Operator | CISO | WECC | CAMX | WECC California | CAISO | 6 | 63 | Plumas | 40.3034 | -121.2444 | 1 | 1 | WDS | BIOMASS |  | 0.04212 | 5 | 1 | Yes | Yes | 348016.8 | 0.018 | 0.023557 |  | 10698.79 | 5126.806 | 10698.79 | 5126.806 | 1845 | 165 | 0.973 | 0.466 | 0.134 | 0 | 754.778 | 99.065 | 24.195 |  | 1.054 | 5.649 | 0.145 | 0 | 0.409 | 0.054 | 26.228 |  | 0.182 | 0.182 | 0.025 | 0 | 0.071 | 0.009 | 4.523 |  | 1.054 | 5.649 | 0.145 | 0 | 0.409 | 0.054 | 26.228 |  | 41.288 | 19.785 | 5.677 | 46959.505 | 32040.636 | 4205.333 |  | 454168 | 217635 | 454168 | 217635 | EIA | EIA | EIA | EIA | EIA | EIA | -- | EIA | EIA |  |  |  | 46959.505 |  |  | 443469.21 | 212508.194 | 40.315 | 19.319 | 5.543 | 0 | 31285.858 | 4106.269 | 5798.8021 | 0 | 0 | 0 | 0 | 0 | 1845 | 0 | 0 | 0 | 0 | 0 | 0 | 1845 | 1845 | 1845 | 0 | 0 | 0 | 0 | 0 | 0 | 1 | 0 | 0 | 0 | 0 | 0 | 0 | 1 | 1 | 1 | 0 | [7 empty] | https://www.google.com/maps/@?api=1&map_action=map&center=40.303421999999998%2C-121.24443100000001&zoom=17&basemap=satellite | 2071 | [118 empty] | 0.17 |  |  | 26 |  |  | 0.35 | 0.11 |  |  | 26 |  |  | 0.4 | 0.23 |  |  | 43 |  |  | 0.3 | 0 |  |  | 0 |  |  | 0.05 | 0.09 |  |  | 53 |  |  | 0.12 | 0.03 |  |  | 25 |  |  | 0.06 | 0.34 |  |  | 93 |  |  | 0.16 | 0 |  | Biomass | FRS_110002148596
654 | 767 | 2021 | CA | Colusa Generating Station | 56532 | Pacific Gas & Electric Co | 14328 | Pacific Gas & Electric Co. | 14328 | Electric Utility | California Independent System Operator | CISO | WECC | CAMX | WECC California | CAISO | 6 | 11 | Colusa | 39.3661 | -122.27 | 2 | 3 | NG | GAS |  | 0.35141 | 712.4 | 0.74765 | Yes | [5 empty] | 16019065.89 | 7088718.083 | 16019065.89 | 7088718.083 | 2193033 | 943493 | 30.765 | 14.337 | 4.806 | 951994.92 | 35219.503 | 3521.95 | 952959.934 |  | 0.028 | 0.03 | 0.004 | 868.199 | 0.016 | 0.002 | 869.079 |  | 0.004 | 0.004 | 0.001 | 118.858 | 0.002 | 0 | 118.978 |  | 0.028 | 0.03 | 0.004 | 868.199 | 0.016 | 0.002 | 869.079 |  | 30.765 | 14.337 | 4.806 | 951994.92 | 35219.503 | 3521.95 |  | 16019065.89 | 7088718.083 | 16019065.89 | 7088718.083 | EPA/CAMD | EPA/CAMD | EPA/CAMD | EPA/CAMD | EIA | EIA | -- | EPA/CAMD | EPA/CAMD |  |  |  | 0 | [10 empty] | 7304.5257 | 0 | 0 | 2193033 | 0 | 0 | 0 | 0 | 0 | 0 | 0 | 0 | 2193033 | 0 | 0 | 2193033 | 0 | 0 | 0 | 1 | 0 | 0 | 0 | 0 | 0 | 0 | 0 | 0 | 1 | 0 | 0 | 1 | 0 | Yes |  | 18687396.77 | 1110570.707 | 39.286 | 5.606 |  | https://www.google.com/maps/@?api=1&map_action=map&center=39.366100000000003%2C-122.27&zoom=17&basemap=satellite | 17 | [118 empty] | 0.5 |  |  | 74 |  |  | 0.35 | 0.51 |  |  | 67 |  |  | 0.4 | 0.48 |  |  | 78 |  |  | 0.3 | 0.11 |  |  | 85 |  |  | 0.05 | 0.21 |  |  | 82 |  |  | 0.12 | 0.04 |  |  | 41 |  |  | 0.06 | 0.15 |  |  | 50 |  |  | 0.16 | 4.6353 | 0.0030519 | Gas | FRS_110038892115
655 | 781 | 2021 | CA | CoreSite Real Estate 1656 McCarthy, L.P. | 61475 | Pacific Gas & Electric Co. | 14328 | CoreSite Real Estate 1656 McCarthy, L.P. | 61089 | Commercial Non-CHP | California Independent System Operator | CISO | WECC | CAMX | WECC California | CAISO | 6 | 85 | Santa Clara | 37.4057 | -121.9162 | 5 | 5 | DFO | OIL |  | 0 | 5 | [11 empty] | 0 | 0 | 0 |  | 0 | 0 | [45 empty] | -- | [17 empty] | 0 | 0 | 0 | 0 | 0 | 0 | 0 | 0 | 0 | 0 | 0 | 0 | 0 | 0 | 0 | 0 | [23 empty] | https://www.google.com/maps/@?api=1&map_action=map&center=37.405726999999999%2C-121.916248&zoom=17&basemap=satellite | 153852 | [118 empty] | 0.5 |  |  | 74 |  |  | 0.35 | 0.85 |  |  | 86 |  |  | 0.4 | 0.15 |  |  | 26 |  |  | 0.3 | 0.13 |  |  | 88 |  |  | 0.05 | 0.1 |  |  | 55 |  |  | 0.12 | 0.07 |  |  | 66 |  |  | 0.06 | 0.09 |  |  | 24 |  |  | 0.16 |  |  | Oil | FRS_
656 | 782 | 2021 | CA | CoreSite Real Estate 2901 Coronado, L.P. | 61476 | Pacific Gas & Electric Co. | 14328 | CoreSite Real Estate 2901 Coronado, L.P. | 61086 | Commercial Non-CHP | California Independent System Operator | CISO | WECC | CAMX | WECC California | CAISO | 6 | 85 | Santa Clara | 37.3751 | -121.9717 | 5 | 5 | DFO | OIL |  | 0 | 10 | [11 empty] | 0 | 0 | 0 |  | 0 | 0 | [45 empty] | -- | [17 empty] | 0 | 0 | 0 | 0 | 0 | 0 | 0 | 0 | 0 | 0 | 0 | 0 | 0 | 0 | 0 | 0 | [23 empty] | https://www.google.com/maps/@?api=1&map_action=map&center=37.375089000000003%2C-121.971728&zoom=17&basemap=satellite | 193450 | [118 empty] | 0.44 |  |  | 68 |  |  | 0.35 | 0.72 |  |  | 79 |  |  | 0.4 | 0.15 |  |  | 27 |  |  | 0.3 | 0.1 |  |  | 84 |  |  | 0.05 | 0.08 |  |  | 48 |  |  | 0.12 | 0.07 |  |  | 69 |  |  | 0.06 | 0.1 |  |  | 27 |  |  | 0.16 |  |  | Oil | FRS_
657 | 783 | 2021 | CA | CoreSite Real Estate 2972 Stender, L.P. | 61464 | Pacific Gas & Electric Co. | 14328 | CoreSite Real Estate 2972 Stender, L.P. | 61078 | IPP Non-CHP | California Independent System Operator | CISO | WECC | CAMX | WECC California | CAISO | 6 | 85 | Santa Clara | 37.3762 | -121.9707 | 6 | 6 | DFO | OIL |  | 0 | 12 | [11 empty] | 0 | 0 | 0 |  | 0 | 0 | [45 empty] | -- | [17 empty] | 0 | 0 | 0 | 0 | 0 | 0 | 0 | 0 | 0 | 0 | 0 | 0 | 0 | 0 | 0 | 0 | [23 empty] | https://www.google.com/maps/@?api=1&map_action=map&center=37.376247999999997%2C-121.97070600000001&zoom=17&basemap=satellite | 193921 | [118 empty] | 0.44 |  |  | 69 |  |  | 0.35 | 0.73 |  |  | 80 |  |  | 0.4 | 0.15 |  |  | 27 |  |  | 0.3 | 0.1 |  |  | 84 |  |  | 0.05 | 0.08 |  |  | 47 |  |  | 0.12 | 0.07 |  |  | 69 |  |  | 0.06 | 0.1 |  |  | 26 |  |  | 0.16 |  |  | Oil | FRS_
658 | 784 | 2021 | CA | CoreSite Real Estate 3032 Coronado, L.P. | 61482 | Pacific Gas & Electric Co. | 14328 | CoreSite Real Estate 3032 Coronado, L.P. | 61087 | Commercial Non-CHP | California Independent System Operator | CISO | WECC | CAMX | WECC California | CAISO | 6 | 85 | Santa Clara | 37.3762 | -121.9731 | 10 | 10 | DFO | OIL |  | 0 | 30 | [11 empty] | 0 | 0 | 0 |  | 0 | 0 | [45 empty] | -- | [17 empty] | 0 | 0 | 0 | 0 | 0 | 0 | 0 | 0 | 0 | 0 | 0 | 0 | 0 | 0 | 0 | 0 | [23 empty] | https://www.google.com/maps/@?api=1&map_action=map&center=37.376181000000003%2C-121.973097&zoom=17&basemap=satellite | 196253 | [118 empty] | 0.44 |  |  | 69 |  |  | 0.35 | 0.73 |  |  | 80 |  |  | 0.4 | 0.15 |  |  | 27 |  |  | 0.3 | 0.09 |  |  | 84 |  |  | 0.05 | 0.08 |  |  | 48 |  |  | 0.12 | 0.07 |  |  | 70 |  |  | 0.06 | 0.1 |  |  | 26 |  |  | 0.16 |  |  | Oil | FRS_
659 | 785 | 2021 | CA | CoreSite Real Estate 55 S. Market Street | 61474 | Pacific Gas & Electric Co. | 14328 | CoreSite Real Estate 55 S. Market Street, LLC | 61088 | Commercial Non-CHP | California Independent System Operator | CISO | WECC | CAMX | WECC California | CAISO | 6 | 85 | Santa Clara | 37.3342 | -121.8916 | 4 | 4 | DFO | OIL |  | 0 | 8 | [11 empty] | 0 | 0 | 0 |  | 0 | 0 | [45 empty] | -- | [17 empty] | 0 | 0 | 0 | 0 | 0 | 0 | 0 | 0 | 0 | 0 | 0 | 0 | 0 | 0 | 0 | 0 | [23 empty] | https://www.google.com/maps/@?api=1&map_action=map&center=37.334150999999999%2C-121.891622&zoom=17&basemap=satellite | 251082 | [118 empty] | 0.52 |  |  | 76 |  |  | 0.35 | 0.74 |  |  | 80 |  |  | 0.4 | 0.29 |  |  | 53 |  |  | 0.3 | 0.15 |  |  | 89 |  |  | 0.05 | 0.2 |  |  | 80 |  |  | 0.12 | 0.06 |  |  | 58 |  |  | 0.06 | 0.11 |  |  | 30 |  |  | 0.16 |  |  | Oil | FRS_
660 | 793 | 2021 | CA | Cosumnes Power Plant | 55970 | Sacramento Municipal Util Dist | 16534 | Sacramento Municipal Util Dist | 16534 | Electric Utility | Balancing Authority of Northern California | BANC | WECC | CAMX | WECC California |  | 6 | 67 | Sacramento | 38.3385 | -121.124 | 2 | 3 | NG | GAS |  | 0.82276 | 556.8 | 0 | Yes | [5 empty] | 28354661.57 | 12688166.8 | 28354661.57 | 12688166.8 | 4013073 | 1805035 | 78.637 | 35.427 | 8.507 | 1671053.917 | 58986.498 | 5898.65 | 1672670.147 |  | 0.039 | 0.039 | 0.004 | 832.805 | 0.015 | 0.001 | 833.611 |  | 0.006 | 0.006 | 0.001 | 117.868 | 0.002 | 0 | 117.982 |  | 0.039 | 0.039 | 0.004 | 832.805 | 0.015 | 0.001 | 833.611 |  | 78.637 | 35.427 | 8.507 | 1696268.287 | 58986.498 | 5898.65 |  | 28354661.57 | 12688166.8 | 28354661.57 | 12688166.8 | EPA/CAMD | EPA/CAMD | EPA/CAMD | EPA/CAMD | EIA | EIA | -- | EPA/CAMD | EPA/CAMD |  |  |  | 25214.37 | [10 empty] | 7065.5733 | 0 | 0 | 3953400.3 | 0 | 0 | 59672.723 | 0 | 0 | 0 | 0 | 0 | 3953400.3 | 59672.723 | 59672.723 | 4013073.023 | 0 | 0 | 0 | 0.98513 | 0 | 0 | 0.01487 | 0 | 0 | 0 | 0 | 0 | 0.98513 | 0.01487 | 0.01487 | 1 | 0 | Yes |  | 7052633.166 | 421492.59 | 19.795 | 2.116 |  | https://www.google.com/maps/@?api=1&map_action=map&center=38.338475000000003%2C-121.12397799999999&zoom=17&basemap=satellite | 851 | [118 empty] | 0.32 |  |  | 55 |  |  | 0.35 | 0.37 |  |  | 57 |  |  | 0.4 | 0.28 |  |  | 50 |  |  | 0.3 | 0 |  |  | 0 |  |  | 0.05 | 0.12 |  |  | 63 |  |  | 0.12 | 0.02 |  |  | 20 |  |  | 0.06 | 0.21 |  |  | 69 |  |  | 0.16 | 23.6208 | 0.01279 | Gas | FRS_110040563020
661 | 800 | 2021 | CA | Covanta Delano Energy | 10840 | Southern California Edison Co | 17609 | Clean Energy Systems Delano | 64894 | Commercial Non-CHP | California Independent System Operator | CISO | WECC | CAMX | WECC California | CAISO | 6 | 29 | Kern | 35.7144 | -119.2337 | 2 | 2 | NG | GAS |  | 0 | 57 |  | Yes | [5 empty] | 0 | 0 | 0 | 0 | 0 | 0 | 0 | 0 | 0 | 0 | 0 | 0 | 0 | [25 empty] | 0 | 0 | 0 | 0 | 0 | 0 |  | 0 | 0 | 0 | 0 | EIA | EIA | EIA | EIA | EIA | EIA | -- | EIA | EIA |  |  |  | 0 | [11 empty] | 0 | 0 | 0 | 0 | 0 | 0 | 0 | 0 | 0 | 0 | 0 | 0 | 0 | 0 | 0 | 0 | [23 empty] | https://www.google.com/maps/@?api=1&map_action=map&center=35.714399999999998%2C-119.2337&zoom=17&basemap=satellite | 10749 | [118 empty] | 0.77 |  |  | 94 |  |  | 0.35 | 0.93 |  |  | 91 |  |  | 0.4 | 0.62 |  |  | 89 |  |  | 0.3 | 0.34 |  |  | 97 |  |  | 0.05 | 0.46 |  |  | 97 |  |  | 0.12 | 0.07 |  |  | 66 |  |  | 0.06 | 0.07 |  |  | 16 |  |  | 0.16 | 0 |  | Gas | FRS_
662 | 801 | 2021 | CA | Covanta Mendota | 10837 | Pacific Gas & Electric Co | 14328 | Clean Energy Systems Mendota | 64893 | Commercial Non-CHP | California Independent System Operator | CISO | WECC | CAMX | WECC California | CAISO | 6 | 19 | Fresno | 36.7559 | -120.3654 | 1 | 1 | WDS | BIOMASS |  | 0 | 28 | [13 empty] | 0 |  | 0 | 0 | [45 empty] | -- | [56 empty] | https://www.google.com/maps/@?api=1&map_action=map&center=36.755896%2C-120.365422&zoom=17&basemap=satellite | 13055 | [118 empty] | 0.87 |  |  | 98 |  |  | 0.35 | 0.96 |  |  | 93 |  |  | 0.4 | 0.78 |  |  | 96 |  |  | 0.3 | 0.52 |  |  | 98 |  |  | 0.05 | 0.62 |  |  | 99 |  |  | 0.12 | 0.1 |  |  | 85 |  |  | 0.06 | 0.07 |  |  | 14 |  |  | 0.16 |  |  | Biomass | FRS_
663 | 802 | 2021 | CA | Covanta Stanislaus Energy | 50632 | Pacific Gas & Electric Co | 14328 | Covanta Stanislaus Inc | 4498 | IPP Non-CHP | California Independent System Operator | CISO | WECC | CAMX | WECC California | CAISO | 6 | 99 | Stanislaus | 37.3853 | -121.141 | 2 | 1 | MSW | BIOMASS |  | 0.62397 | 24 | 0.29339 | Yes | [5 empty] | 2810506.034 | 1164185.681 | 2810506.034 | 1164185.681 | 131183 | 56301 | 252.112 | 105.284 | 9.354 | 155442.319 | 196130.016 | 25757.318 | 161731.785 |  | 3.844 | 3.74 | 0.143 | 2369.855 | 1.495 | 0.196 | 2465.743 |  | 0.179 | 0.181 | 0.007 | 110.615 | 0.07 | 0.009 | 115.091 |  | 3.844 | 3.74 | 0.143 | 2369.855 | 1.495 | 0.196 | 2465.743 |  | 252.112 | 105.284 | 9.354 | 280378.836 | 196130.016 | 25757.318 |  | 2810506.034 | 1164185.681 | 2810506.034 | 1164185.681 | EIA | EIA | EIA | EIA | EIA | EIA | -- | EIA | EIA |  |  |  | 124936.517 | [10 empty] | 21424.3159 | 0 | 1504.009 | 0 | 0 | 0 | 58355.246 | 0 | 0 | 0 | 71323.745 | 0 | 72827.754 | 58355.246 | 58355.246 | 131183 | 0 | 0 | 0.011465 | 0 | 0 | 0 | 0.44484 | 0 | 0 | 0 | 0.5437 | 0 | 0.55516 | 0.44484 | 0.44484 | 1 | 0 | [7 empty] | https://www.google.com/maps/@?api=1&map_action=map&center=37.385300000000001%2C-121.14100000000001&zoom=17&basemap=satellite | 84 | [118 empty] | 0.46 |  |  | 70 |  |  | 0.35 | 0.63 |  |  | 74 |  |  | 0.4 | 0.29 |  |  | 52 |  |  | 0.3 | 0.33 |  |  | 97 |  |  | 0.05 | 0.25 |  |  | 87 |  |  | 0.12 | 0.01 |  |  | 13 |  |  | 0.06 | 0.15 |  |  | 50 |  |  | 0.16 |  |  | Biomass | FRS_110000514676
664 | 807 | 2021 | CA | Creed Energy Center | 55625 | Pacific Gas & Electric Co | 14328 | Creed Energy Center LLC | 49971 | IPP Non-CHP | California Independent System Operator | CISO | WECC | CAMX | WECC California | CAISO | 6 | 95 | Solano | 38.2422 | -121.8547 | 1 | 1 | NG | GAS |  | 0.03495 | 47 | 1 | [6 empty] | 163171.967 | 112704.958 | 163171.967 | 112704.958 | 14389 | 9939 | 1.434 | 0.835 | 0.049 | 9697.261 | 358.84 | 35.884 | 9707.093 |  | 0.199 | 0.168 | 0.007 | 1347.871 | 0.025 | 0.002 | 1349.238 |  | 0.018 | 0.015 | 0.001 | 118.859 | 0.002 | 0 | 118.98 |  | 0.199 | 0.168 | 0.007 | 1347.872 | 0.025 | 0.002 | 1349.238 |  | 1.434 | 0.835 | 0.049 | 9697.261 | 358.84 | 35.884 |  | 163171.967 | 112704.958 | 163171.967 | 112704.958 | EPA/CAMD | EPA/CAMD | EPA/CAMD | EPA/CAMD | EIA | EIA | -- | EPA/CAMD | EPA/CAMD | [14 empty] | 11340.0499 | 0 | 0 | 14388.999 | 0 | 0 | 0 | 0 | 0 | 0 | 0 | 0 | 14388.999 | 0 | 0 | 14388.999 | 0 | 0 | 0 | 1 | 0 | 0 | 0 | 0 | 0 | 0 | 0 | 0 | 1 | 0 | 0 | 1 | 0 | Yes |  | 114021.885 | 6775.692 | 1.073 | 0.034 |  | https://www.google.com/maps/@?api=1&map_action=map&center=38.242158000000003%2C-121.854722&zoom=17&basemap=satellite | 47 | [118 empty] | 0.38 |  |  | 62 |  |  | 0.35 | 0.7 |  |  | 78 |  |  | 0.4 | 0.06 |  |  | 10 |  |  | 0.3 | 0.46 |  |  | 98 |  |  | 0.05 | 0.55 |  |  | 99 |  |  | 0.12 | 0 |  |  | 0 |  |  | 0.06 | 0.41 |  |  | 96 |  |  | 0.16 | 0.43708 | 0.054858 | Gas | FRS_110013682498
665 | 809 | 2021 | CA | Crockett Cogen Project | 55084 | Pacific Gas & Electric Co | 14328 | Crockett Cogeneration | 4464 | IPP CHP | California Independent System Operator | CISO | WECC | CAMX | WECC California | CAISO | 6 | 13 | Contra Costa | 38.0569 | -122.2161 | 1 | 1 | NG | GAS |  | 0.60293 | 247.4 | 0.32845 |  | Yes | 3327401.6 | 1.34 | 0.6412 |  | 7855474.408 | 4073377.173 | 7855474.408 | 4073377.173 | 1306681 | 703504 | 1206.866 | 627.837 | 12.553 | 459109.501 | 17318.368 | 1731.837 | 459584.025 |  | 1.847 | 1.785 | 0.019 | 702.711 | 0.013 | 0.001 | 703.437 |  | 0.307 | 0.308 | 0.003 | 116.889 | 0.002 | 0 | 117.01 |  | 1.847 | 1.785 | 0.019 | 702.711 | 0.013 | 0.001 | 703.437 |  | 1882.201 | 979.16 | 19.578 | 716017.071 | 27009.345 | 2700.935 |  | 12251224.95 | 6352749.363 | 12251224.95 | 6352749.363 | EIA | EIA | EIA | EIA | EIA | EIA | -- | EIA | EIA | [6 empty] | 4395750.54 | 2279372.19 | 675.335 | 351.323 | 7.024 | 256907.57 | 9690.977 | 969.098 | 6011.7767 | 0 | 0 | 1306681 | 0 | 0 | 0 | 0 | 0 | 0 | 0 | 0 | 1306681 | 0 | 0 | 1306681 | 0 | 0 | 0 | 1 | 0 | 0 | 0 | 0 | 0 | 0 | 0 | 0 | 1 | 0 | 0 | 1 | 0 | [7 empty] | https://www.google.com/maps/@?api=1&map_action=map&center=38.056899999999999%2C-122.2161&zoom=17&basemap=satellite | 47164 | [118 empty] | 0.43 |  |  | 68 |  |  | 0.35 | 0.63 |  |  | 74 |  |  | 0.4 | 0.23 |  |  | 43 |  |  | 0.3 | 0.04 |  |  | 73 |  |  | 0.05 | 0.1 |  |  | 55 |  |  | 0.12 | 0.05 |  |  | 49 |  |  | 0.06 | 0.16 |  |  | 52 |  |  | 0.16 | 1.6855 | 0.0025502 | Gas | FRS_110001163062
666 | 9385 | 2021 | PA | TalenEnergy Martins Creek LLC Jenkins | 3146 | PPL Electric Utilities Corp | 14715 | TalenEnergy Martins Creek LLC | 15276 | IPP Non-CHP | PJM Interconnection, LLC | PJM | RFC | RFCE | RFC East | PJM | 42 | 79 | Luzerne | 41.2824 | -75.8164 | 2 | 2 | DFO | OIL |  | 0.00022 | 32 | 1 | [6 empty] | 1157 | 426 | 1157 | 426 | 62 | 23 | 0.514 | 0.19 | 0.178 | 94.484 | 7.652 | 1.53 | 94.808 |  | 16.581 | 16.522 | 5.735 | 3047.871 | 0.123 | 0.025 | 3058.313 |  | 0.889 | 0.892 | 0.307 | 163.326 | 0.007 | 0.001 | 163.885 |  | 16.581 | 16.522 | 5.735 | 3047.871 | 0.123 | 0.025 | 3058.313 |  | 0.514 | 0.19 | 0.178 | 94.484 | 7.652 | 1.53 |  | 1157 | 426 | 1157 | 426 | EIA | EIA | EIA | EIA | EIA | EIA | -- | EIA | EIA | [14 empty] | 18661.2903 | 0 | 62 | 0 | 0 | 0 | 0 | 0 | 0 | 0 | 0 | 0 | 62 | 0 | 0 | 62 | 0 | 0 | 1 | 0 | 0 | 0 | 0 | 0 | 0 | 0 | 0 | 0 | 1 | 0 | 0 | 1 | 0 | [7 empty] | https://www.google.com/maps/@?api=1&map_action=map&center=41.282404999999997%2C-75.816439000000003&zoom=17&basemap=satellite | 37549 | [118 empty] | 0.22 |  |  | 36 |  |  | 0.35 | 0.13 |  |  | 29 |  |  | 0.4 | 0.3 |  |  | 54 |  |  | 0.3 | 0.02 |  |  | 62 |  |  | 0.05 | 0.08 |  |  | 49 |  |  | 0.12 | 0.06 |  |  | 57 |  |  | 0.06 | 0.21 |  |  | 72 |  |  | 0.16 | 0.014038 | 0.32646 | Oil | FRS_110007340332
667 | 813 | 2021 | CA | CST001 McCarthy Fuel Cell | 63701 | Pacific Gas & Electric Co. | 14328 | 2016 ESA Project Company, LLC | 62150 | IPP Non-CHP | California Independent System Operator | CISO | WECC | CAMX | WECC California | CAISO | 6 | 85 | Santa Clara | 37.4055 | -121.9168 | 2 | 2 | NG | GAS |  | 0.9102 | 1.2 | 0 | [8 empty] | 68766 | 32661 | 9568 | 4544 | 0 |  | 0 | 0 | [37 empty] | 68766 | 32661 | [6 empty] | -- | EIA | EIA | [15 empty] | 0 | 0 | 9568 | 0 | 0 | 0 | 0 | 0 | 0 | 0 | 0 | 9568 | 0 | 0 | 9568 | 0 | 0 | 0 | 1 | 0 | 0 | 0 | 0 | 0 | 0 | 0 | 0 | 1 | 0 | 0 | 1 | 0 | [7 empty] | https://www.google.com/maps/@?api=1&map_action=map&center=37.405529999999999%2C-121.91676&zoom=17&basemap=satellite | 152011 | [118 empty] | 0.5 |  |  | 74 |  |  | 0.35 | 0.85 |  |  | 86 |  |  | 0.4 | 0.15 |  |  | 26 |  |  | 0.3 | 0.13 |  |  | 88 |  |  | 0.05 | 0.1 |  |  | 55 |  |  | 0.12 | 0.07 |  |  | 67 |  |  | 0.06 | 0.09 |  |  | 24 |  |  | 0.16 | 0 | 0 | Gas | FRS_110070871585
668 | 9301 | 2021 | PA | Martins Creek, LLC | 3148 | PPL Electric Utilities Corp | 14715 | TalenEnergy Martins Creek LLC | 15276 | IPP Non-CHP | PJM Interconnection, LLC | PJM | RFC | RFCE | RFC East | PJM | 42 | 95 | Northampton | 40.7978 | -75.1054 | 2 | 6 | RFO | OIL |  | 0.02264 | 1794.1 | 1 | [6 empty] | 4593983.441 | 3524728.704 | 4593983.441 | 3524728.704 | 355764.001 | 275173 | 204.031 | 156.074 | 18.649 | 272983.239 | 10717.506 | 1085.864 | 273279.002 |  | 1.147 | 1.134 | 0.105 | 1534.631 | 0.03 | 0.003 | 1536.294 |  | 0.089 | 0.089 | 0.008 | 118.844 | 0.002 | 0 | 118.973 |  | 1.147 | 1.134 | 0.105 | 1534.631 | 0.03 | 0.003 | 1536.294 |  | 204.031 | 156.074 | 18.649 | 272983.239 | 10717.506 | 1085.864 |  | 4593983.441 | 3524728.704 | 4593983.441 | 3524728.704 | EPA/CAMD | EPA/CAMD | EPA/CAMD | EPA/CAMD | EIA | EIA | -- | EPA/CAMD | EPA/CAMD | [14 empty] | 12913.0081 | 0 | 1590.061 | 354173.94 | 0 | 0 | 0 | 0 | 0 | 0 | 0 | 0 | 355764.001 | 0 | 0 | 355764.001 | 0 | 0 | 0.0044694 | 0.99553 | 0 | 0 | 0 | 0 | 0 | 0 | 0 | 0 | 1 | 0 | 0 | 1 | 0 | Yes |  | 3083124.213 | 187458.351 | 132.006 | 34.692 |  | https://www.google.com/maps/@?api=1&map_action=map&center=40.797761999999999%2C-75.105416000000005&zoom=17&basemap=satellite | 6465 | [118 empty] | 0.14 |  |  | 18 |  |  | 0.35 | 0.08 |  |  | 19 |  |  | 0.4 | 0.2 |  |  | 36 |  |  | 0.3 | 0.01 |  |  | 59 |  |  | 0.05 | 0.1 |  |  | 58 |  |  | 0.12 | 0.03 |  |  | 30 |  |  | 0.06 | 0.31 |  |  | 90 |  |  | 0.16 | 18.0158 | 0.096303 | Oil | FRS_110000334656
669 | 814 | 2021 | CA | CSU East Bay | 57042 | Pacific Gas & Electric Co | 14328 | Pacific Gas & Electric Co. | 14328 | Electric Utility | California Independent System Operator | CISO | WECC | CAMX | WECC California | CAISO | 6 | 1 | Alameda | 37.6589 | -122.0594 | 1 | 1 | NG | GAS |  | 0.10657 | 1.4 | 1 |  | Yes | 8240.8 | 0.541 | 0.41919 |  |  |  | 18715 |  | 1307 | 250 | 0 |  | 0 | 0 | [37 empty] | 18715 | 3585 | [6 empty] | -- | EIA | EIA | [15 empty] | 0 | 0 | 1307 | 0 | 0 | 0 | 0 | 0 | 0 | 0 | 0 | 1307 | 0 | 0 | 1307 | 0 | 0 | 0 | 1 | 0 | 0 | 0 | 0 | 0 | 0 | 0 | 0 | 1 | 0 | 0 | 1 | 0 | [7 empty] | https://www.google.com/maps/@?api=1&map_action=map&center=37.658889000000002%2C-122.059444&zoom=17&basemap=satellite | 180827 | [118 empty] | 0.5 |  |  | 75 |  |  | 0.35 | 0.8 |  |  | 83 |  |  | 0.4 | 0.21 |  |  | 38 |  |  | 0.3 | 0.1 |  |  | 85 |  |  | 0.05 | 0.16 |  |  | 74 |  |  | 0.12 | 0.06 |  |  | 57 |  |  | 0.06 | 0.13 |  |  | 40 |  |  | 0.16 | 0 | 0 | Gas | FRS_110043330311
670 | 9312 | 2021 | PA | Montour, LLC | 3149 | PPL Electric Utilities Corp | 14715 | TalenEnergy Montour LLC | 15534 | IPP Non-CHP | PJM Interconnection, LLC | PJM | RFC | RFCE | RFC East | PJM | 42 | 93 | Montour | 41.0714 | -76.6672 | 2 | 2 | BIT | COAL | Yes | 0.08184 | 1757.9 | 1 | [6 empty] | 11812635.64 | 9093612.086 | 11812635.64 | 9093612.086 | 1260335 | 965873 | 648.855 | 504.725 | 2048.95 | 1211976.242 | 321403.396 | 46796.499 | 1222966.463 |  | 1.03 | 1.045 | 3.251 | 1923.26 | 0.255 | 0.037 | 1940.701 |  | 0.11 | 0.111 | 0.347 | 205.2 | 0.027 | 0.004 | 207.061 |  | 1.03 | 1.045 | 3.251 | 1923.26 | 0.255 | 0.037 | 1940.701 |  | 648.855 | 504.725 | 2048.95 | 1211976.242 | 321403.396 | 46796.499 |  | 11812635.64 | 9093612.086 | 11812635.64 | 9093612.086 | EPA/CAMD | EPA/CAMD | EPA/CAMD | EPA/CAMD | EIA | EIA | -- | EPA/CAMD | EPA/CAMD | [14 empty] | 9372.6157 | 1248538 | 11797.001 | 0 | 0 | 0 | 0 | 0 | 0 | 0 | 0 | 0 | 1260335.001 | 0 | 0 | 1260335.001 | 0 | 0.99064 | 0.0093602 | 0 | 0 | 0 | 0 | 0 | 0 | 0 | 0 | 0 | 1 | 0 | 0 | 1 | 0 | Yes |  | 13072409.41 | 1341227.036 | 749.741 | 2115.92 |  | https://www.google.com/maps/@?api=1&map_action=map&center=41.071399999999997%2C-76.667199999999994&zoom=17&basemap=satellite | 1876 | [118 empty] | 0.16 |  |  | 24 |  |  | 0.35 | 0.02 |  |  | 6 |  |  | 0.4 | 0.31 |  |  | 56 |  |  | 0.3 | 0.02 |  |  | 62 |  |  | 0.05 | 0.15 |  |  | 71 |  |  | 0.12 | 0.07 |  |  | 64 |  |  | 0.06 | 0.17 |  |  | 55 |  |  | 0.16 | 14.6056 | 0.18374 | Coal | FRS_110000492324
671 | 820 | 2021 | CA | CSUCI Site Authority | 50851 | Southern California Edison Co | 17609 | CSUCI Site Authority | 56835 | IPP CHP | California Independent System Operator | CISO | WECC | CAMX | WECC California | CAISO | 6 | 111 | Ventura | 34.162 | -119.0479 | 2 | 2 | NG | GAS |  | 0.01675 | 31.1 | 1 |  | Yes | 5870.4 | 2.653 | 0.7796 |  | 31665.924 | 23070.192 | 31665.924 | 23070.192 | 4563 | 3318 | 4.9 | 3.57 | 0.051 | 1850.7 | 69.811 | 6.981 | 1852.613 |  | 2.148 | 2.152 | 0.022 | 811.177 | 0.015 | 0.002 | 812.015 |  | 0.309 | 0.309 | 0.003 | 116.889 | 0.002 | 0 | 117.01 |  | 2.148 | 2.152 | 0.022 | 811.177 | 0.015 | 0.002 | 812.015 |  | 6.285 | 4.579 | 0.065 | 2373.913 | 89.547 | 8.955 |  | 40618.218 | 29592.382 | 40618.218 | 29592.382 | EIA | EIA | EIA | EIA | EIA | EIA | -- | [8 empty] | 8952.294 | 6522.19 | 1.385 | 1.009 | 0.014 | 523.213 | 19.736 | 1.974 | 6939.7159 | 0 | 0 | 4563 | 0 | 0 | 0 | 0 | 0 | 0 | 0 | 0 | 4563 | 0 | 0 | 4563 | 0 | 0 | 0 | 1 | 0 | 0 | 0 | 0 | 0 | 0 | 0 | 0 | 1 | 0 | 0 | 1 | 0 | [7 empty] | https://www.google.com/maps/@?api=1&map_action=map&center=34.161951000000002%2C-119.047916&zoom=17&basemap=satellite | 4802 | [118 empty] | 0.29 |  |  | 49 |  |  | 0.35 | 0.49 |  |  | 66 |  |  | 0.4 | 0.09 |  |  | 15 |  |  | 0.3 | 0 |  |  | 0 |  |  | 0.05 | 0.04 |  |  | 31 |  |  | 0.12 | 0.05 |  |  | 52 |  |  | 0.06 | 0.05 |  |  | 10 |  |  | 0.16 | 0.17909 | 0.042681 | Gas | FRS_110017400873
672 | 9379 | 2021 | PA | Sunbury Generation LP | 3152 | PPL Electric Utilities Corp | 14715 | Sunbury Generation LP | 22001 | IPP Non-CHP | PJM Interconnection, LLC | PJM | RFC | RFCE | RFC East | PJM | 42 | 109 | Snyder | 40.8361 | -76.825 | 3 | 3 | DFO | OIL |  | 0.00046 | 52.7 | 1 | [6 empty] | 5115 | 1885 | 5115 | 1885 | 212 | 78 | 3.354 | 1.245 | 0.778 | 417.706 | 33.83 | 6.766 | 419.137 |  | 31.642 | 31.923 | 7.338 | 3940.623 | 0.16 | 0.032 | 3954.123 |  | 1.311 | 1.321 | 0.304 | 163.326 | 0.007 | 0.001 | 163.885 |  | 31.642 | 31.923 | 7.338 | 3940.623 | 0.16 | 0.032 | 3954.123 |  | 3.354 | 1.245 | 0.778 | 417.706 | 33.83 | 6.766 |  | 5115 | 1885 | 5115 | 1885 | EIA | EIA | EIA | EIA | EIA | EIA | -- | EIA | EIA | [14 empty] | 24127.3585 | 0 | 212 | 0 | 0 | 0 | 0 | 0 | 0 | 0 | 0 | 0 | 212 | 0 | 0 | 212 | 0 | 0 | 1 | 0 | 0 | 0 | 0 | 0 | 0 | 0 | 0 | 0 | 1 | 0 | 0 | 1 | 0 | [7 empty] | https://www.google.com/maps/@?api=1&map_action=map&center=40.836100000000002%2C-76.825000000000003&zoom=17&basemap=satellite | 15695 | [118 empty] | 0.22 |  |  | 37 |  |  | 0.35 | 0.07 |  |  | 19 |  |  | 0.4 | 0.37 |  |  | 64 |  |  | 0.3 | 0.01 |  |  | 57 |  |  | 0.05 | 0.09 |  |  | 54 |  |  | 0.12 | 0.05 |  |  | 48 |  |  | 0.06 | 0.21 |  |  | 70 |  |  | 0.16 | 0.036363 | 0.56377 | Oil | FRS_110000601803
673 | 823 | 2021 | CA | CSUF Trigeneration | 58169 | Southern California Edison Co | 17609 | California State University at Fullerton | 58104 | Commercial CHP | California Independent System Operator | CISO | WECC | CAMX | WECC California | CAISO | 6 | 59 | Orange | 33.8806 | -117.8866 | 7 | 7 | NG | GAS |  | 0.46342 | 8.9 | 0.56097 |  | Yes | 134804.8 | 0.915 | 0.54948 |  | 170411.85 | 72974.228 | 235672.85 | 106276.226 | 36130.001 | 16421 | 26.41 | 11.285 | 0.272 | 9959.64 | 375.694 | 37.569 | 9969.934 |  | 1.462 | 1.374 | 0.015 | 551.322 | 0.01 | 0.001 | 551.892 |  | 0.31 | 0.309 | 0.003 | 116.889 | 0.002 | 0 | 117.01 |  | 1.837 | 1.727 | 0.019 | 692.845 | 0.013 | 0.001 | 693.561 |  | 48.064 | 20.538 | 0.496 | 18125.577 | 683.727 | 68.373 |  | 310133 | 132806 | 375394 | 166107.998 | EIA | EIA | EIA | EIA | EIA | EIA | -- | EIA | EIA | [6 empty] | 139721.15 | 59831.772 | 21.654 | 9.253 | 0.223 | 8165.937 | 308.033 | 30.803 | 5927.3687 | 0 | 0 | 28750 | 0 | 0 | 0 | 0 | 7380 | 0 | 0 | 0 | 28750 | 7380 | 7380 | 28750 | 7380 | 0 | 0 | 0.79574 | 0 | 0 | 0 | 0 | 0.20426 | 0 | 0 | 0 | 0.79574 | 0.20426 | 0.20426 | 0.79574 | 0.20426 | [7 empty] | https://www.google.com/maps/@?api=1&map_action=map&center=33.880637999999998%2C-117.88656&zoom=17&basemap=satellite | 190447 | [118 empty] | 0.47 |  |  | 72 |  |  | 0.35 | 0.67 |  |  | 76 |  |  | 0.4 | 0.27 |  |  | 50 |  |  | 0.3 | 0.08 |  |  | 82 |  |  | 0.05 | 0.15 |  |  | 71 |  |  | 0.12 | 0.07 |  |  | 65 |  |  | 0.06 | 0.12 |  |  | 36 |  |  | 0.16 | 0.07874 | 0.0048143 | Gas | FRS_110057119577
674 | 9387 | 2021 | PA | TalenEnergy Martins Creek LLC West Shore | 3154 | PPL Electric Utilities Corp | 14715 | TalenEnergy Martins Creek LLC | 15276 | IPP Non-CHP | PJM Interconnection, LLC | PJM | RFC | RFCE | RFC East | PJM | 42 | 41 | Cumberland | 40.1908 | -76.9458 | 2 | 2 | DFO | OIL |  | 0.00354 | 37 | 1 | [6 empty] | 15773 | 5792 | 15773 | 5792 | 1149 | 422 | 7.04 | 2.586 | 2.423 | 1288.068 | 104.321 | 20.864 | 1292.481 |  | 12.254 | 12.256 | 4.218 | 2242.068 | 0.091 | 0.018 | 2249.749 |  | 0.893 | 0.893 | 0.307 | 163.326 | 0.007 | 0.001 | 163.885 |  | 12.254 | 12.256 | 4.218 | 2242.068 | 0.091 | 0.018 | 2249.749 |  | 7.04 | 2.586 | 2.423 | 1288.068 | 104.321 | 20.864 |  | 15773 | 5792 | 15773 | 5792 | EIA | EIA | EIA | EIA | EIA | EIA | -- | EIA | EIA | [14 empty] | 13727.5892 | 0 | 1149 | 0 | 0 | 0 | 0 | 0 | 0 | 0 | 0 | 0 | 1149 | 0 | 0 | 1149 | 0 | 0 | 1 | 0 | 0 | 0 | 0 | 0 | 0 | 0 | 0 | 0 | 1 | 0 | 0 | 1 | 0 | [7 empty] | https://www.google.com/maps/@?api=1&map_action=map&center=40.190800000000003%2C-76.945790000000002&zoom=17&basemap=satellite | 35945 | [118 empty] | 0.19 |  |  | 31 |  |  | 0.35 | 0.21 |  |  | 40 |  |  | 0.4 | 0.2 |  |  | 37 |  |  | 0.3 | 0.02 |  |  | 64 |  |  | 0.05 | 0.06 |  |  | 42 |  |  | 0.12 | 0.05 |  |  | 50 |  |  | 0.06 | 0.2 |  |  | 68 |  |  | 0.16 | 0.024747 | 0.28944 | Oil | FRS_110007339362
675 | 826 | 2021 | CA | Cuyamaca Peak Energy | 55512 | San Diego Gas & Electric Co | 16609 | San Diego Gas & Electric Co | 16609 | Electric Utility | California Independent System Operator | CISO | WECC | CAMX | WECC California | CAISO | 6 | 73 | San Diego | 32.7965 | -116.9721 | 2 | 1 | NG | GAS |  | 0.01918 | 48.7 | 1 | [6 empty] | 93905.676 | 56114.816 | 93905.676 | 56114.816 | 8182 | 4889 | 0.566 | 0.312 | 0.028 | 5494.696 | 209.038 | 20.904 | 5500.424 |  | 0.138 | 0.128 | 0.007 | 1343.118 | 0.026 | 0.003 | 1344.518 |  | 0.012 | 0.011 | 0.001 | 117.026 | 0.002 | 0 | 117.148 |  | 0.138 | 0.128 | 0.007 | 1343.118 | 0.026 | 0.003 | 1344.518 |  | 0.566 | 0.312 | 0.028 | 5494.696 | 209.038 | 20.904 |  | 93905.676 | 56114.816 | 93905.676 | 56114.816 | EPA/CAMD | EPA/CAMD | EPA/CAMD | EPA/CAMD | EIA | EIA | -- | EPA/CAMD | EPA/CAMD | [14 empty] | 11477.1025 | 0 | 0 | 8182.002 | 0 | 0 | 0 | 0 | 0 | 0 | 0 | 0 | 8182.002 | 0 | 0 | 8182.002 | 0 | 0 | 0 | 1 | 0 | 0 | 0 | 0 | 0 | 0 | 0 | 0 | 1 | 0 | 0 | 1 | 0 | Yes |  | 143833.034 | 8414.987 | 0.742 | 0.043 |  | https://www.google.com/maps/@?api=1&map_action=map&center=32.796491000000003%2C-116.972071&zoom=17&basemap=satellite | 166195 | [118 empty] | 0.38 |  |  | 62 |  |  | 0.35 | 0.4 |  |  | 59 |  |  | 0.4 | 0.35 |  |  | 62 |  |  | 0.3 | 0.09 |  |  | 82 |  |  | 0.05 | 0.13 |  |  | 65 |  |  | 0.12 | 0.07 |  |  | 69 |  |  | 0.06 | 0.14 |  |  | 45 |  |  | 0.16 | 0.30249 | 0.089216 | Gas | FRS_110001187377
676 | 9388 | 2021 | PA | TalenEnergy Martins Creek LLC Williamsport | 3155 | PPL Electric Utilities Corp | 14715 | TalenEnergy Martins Creek LLC | 15276 | IPP Non-CHP | PJM Interconnection, LLC | PJM | RFC | RFCE | RFC East | PJM | 42 | 81 | Lycoming | 41.2361 | -77.0075 | 2 | 2 | DFO | OIL |  | 0.00037 | 32 | 1 | [6 empty] | 1895 | 700 | 1895 | 700 | 103 | 38 | 0.838 | 0.31 | 0.291 | 154.752 | 12.533 | 2.507 | 155.282 |  | 16.272 | 16.316 | 5.654 | 3004.893 | 0.122 | 0.024 | 3015.188 |  | 0.884 | 0.886 | 0.307 | 163.327 | 0.007 | 0.001 | 163.886 |  | 16.272 | 16.316 | 5.654 | 3004.893 | 0.122 | 0.024 | 3015.188 |  | 0.838 | 0.31 | 0.291 | 154.752 | 12.533 | 2.507 |  | 1895 | 700 | 1895 | 700 | EIA | EIA | EIA | EIA | EIA | EIA | -- | EIA | EIA | [14 empty] | 18398.0582 | 0 | 103 | 0 | 0 | 0 | 0 | 0 | 0 | 0 | 0 | 0 | 103 | 0 | 0 | 103 | 0 | 0 | 1 | 0 | 0 | 0 | 0 | 0 | 0 | 0 | 0 | 0 | 1 | 0 | 0 | 1 | 0 | [7 empty] | https://www.google.com/maps/@?api=1&map_action=map&center=41.2361%2C-77.007549999999995&zoom=17&basemap=satellite | 43752 | [118 empty] | 0.29 |  |  | 50 |  |  | 0.35 | 0.18 |  |  | 36 |  |  | 0.4 | 0.41 |  |  | 69 |  |  | 0.3 | 0.01 |  |  | 57 |  |  | 0.05 | 0.1 |  |  | 55 |  |  | 0.12 | 0.05 |  |  | 52 |  |  | 0.06 | 0.17 |  |  | 57 |  |  | 0.16 | 0.0057108 | 0.33593 | Oil | FRS_110010270535
677 | 827 | 2021 | CA | Cymric 31X Cogen | 52081 | Pacific Gas & Electric Co | 14328 | Chevron USA Inc | 54713 | Industrial CHP | California Independent System Operator | CISO | WECC | CAMX | WECC California | CAISO | 6 | 29 | Kern | 35.3639 | -119.6592 | 2 | 2 | NG | GAS |  | 0.70252 | 6.8 | 0.16246 |  | Yes | 351550.4 | 0.406 | 0.35137 |  | 216465.68 | 102812.475 | 216465.68 | 102812.475 | 41848 | 19876 | 33.528 | 15.925 | 0.346 | 12651.235 | 477.226 | 47.723 | 12664.311 |  | 1.602 | 1.602 | 0.017 | 604.628 | 0.011 | 0.001 | 605.253 |  | 0.31 | 0.31 | 0.003 | 116.889 | 0.002 | 0 | 117.01 |  | 1.602 | 1.602 | 0.017 | 604.628 | 0.011 | 0.001 | 605.253 |  | 95.422 | 45.322 | 0.984 | 36005.746 | 1358.196 | 135.82 |  | 616067 | 292607 | 616067 | 292607 | EIA | EIA | EIA | EIA | EIA | EIA | -- | EIA | EIA | [6 empty] | 399601.32 | 189794.525 | 61.894 | 29.397 | 0.639 | 23354.511 | 880.971 | 88.097 | 5172.6649 | 0 | 0 | 41848 | 0 | 0 | 0 | 0 | 0 | 0 | 0 | 0 | 41848 | 0 | 0 | 41848 | 0 | 0 | 0 | 1 | 0 | 0 | 0 | 0 | 0 | 0 | 0 | 0 | 1 | 0 | 0 | 1 | 0 | [7 empty] | https://www.google.com/maps/@?api=1&map_action=map&center=35.363900000000001%2C-119.6592&zoom=17&basemap=satellite | 3 | [118 empty] | 0.34 |  |  | 57 |  |  | 0.35 | 0.27 |  |  | 47 |  |  | 0.4 | 0.41 |  |  | 70 |  |  | 0.3 | 0.01 |  |  | 59 |  |  | 0.05 | 0.22 |  |  | 82 |  |  | 0.12 | 0.12 |  |  | 92 |  |  | 0.06 | 0.1 |  |  | 28 |  |  | 0.16 | 0.089515 | 0.0051369 | Gas | FRS_110028012923
678 | 9215 | 2021 | PA | Chester Generating Station | 3157 | PECO Energy Co | 14940 | Exelon Power | 6035 | IPP Non-CHP | PJM Interconnection, LLC | PJM | RFC | RFCE | RFC East | PJM | 42 | 29 | Chester | 39.8301 | -75.3837 | 3 | 3 | DFO | OIL |  | 0.00019 | 55.8 | 1 | [6 empty] | 1680.999 | 624 | 1680.999 | 624 | 93.999 | 35.001 | 0.738 | 0.273 | 0.258 | 137.274 | 11.118 | 2.224 | 137.744 |  | 15.702 | 15.6 | 5.496 | 2920.754 | 0.118 | 0.024 | 2930.761 |  | 0.878 | 0.875 | 0.307 | 163.324 | 0.007 | 0.001 | 163.884 |  | 15.702 | 15.599 | 5.496 | 2920.723 | 0.118 | 0.024 | 2930.73 |  | 0.738 | 0.273 | 0.258 | 137.274 | 11.118 | 2.224 |  | 1680.999 | 624 | 1680.999 | 624 | EIA | EIA | EIA | EIA | EIA | EIA | -- | EIA | EIA | [14 empty] | 17882.9681 | 0 | 94 | 0 | 0 | 0 | 0 | 0 | 0 | 0 | 0 | 0 | 94 | 0 | 0 | 94 | 0 | 0 | 1 | 0 | 0 | 0 | 0 | 0 | 0 | 0 | 0 | 0 | 1 | 0 | 0 | 1 | 0 | [7 empty] | https://www.google.com/maps/@?api=1&map_action=map&center=39.830100000000002%2C-75.383700000000005&zoom=17&basemap=satellite | 63686 | [118 empty] | 0.51 |  |  | 76 |  |  | 0.35 | 0.59 |  |  | 72 |  |  | 0.4 | 0.44 |  |  | 73 |  |  | 0.3 | 0.02 |  |  | 64 |  |  | 0.05 | 0.13 |  |  | 65 |  |  | 0.12 | 0.07 |  |  | 66 |  |  | 0.06 | 0.14 |  |  | 43 |  |  | 0.16 | 0.011142 | 0.3277 | Oil | FRS_110010278877
679 | 828 | 2021 | CA | Cymric 36W Cogen | 52104 | Pacific Gas & Electric Co | 14328 | Chevron USA Inc | 54713 | Industrial CHP | California Independent System Operator | CISO | WECC | CAMX | WECC California | CAISO | 6 | 29 | Kern | 35.3633 | -119.6756 | 4 | 4 | NG | GAS |  | 0.53343 | 12.4 | 0.44429 |  | Yes | 538448.8 | 0.367 | 0.32872 |  | 303818.835 | 144300.592 | 303818.835 | 144300.592 | 57943 | 27520 | 47.058 | 22.351 | 0.485 | 17756.549 | 669.806 | 66.981 | 17774.902 |  | 1.624 | 1.624 | 0.017 | 612.897 | 0.012 | 0.001 | 613.531 |  | 0.31 | 0.31 | 0.003 | 116.889 | 0.002 | 0 | 117.01 |  | 1.624 | 1.624 | 0.017 | 612.897 | 0.012 | 0.001 | 613.531 |  | 143.152 | 67.992 | 1.477 | 54016.48 | 2037.591 | 203.759 |  | 924235 | 438971 | 924235 | 438971 | EIA | EIA | EIA | EIA | EIA | EIA | -- | EIA | EIA | [6 empty] | 620416.165 | 294670.408 | 96.094 | 45.641 | 0.991 | 36259.931 | 1367.785 | 136.778 | 5243.4088 | 0 | 0 | 57943 | 0 | 0 | 0 | 0 | 0 | 0 | 0 | 0 | 57943 | 0 | 0 | 57943 | 0 | 0 | 0 | 1 | 0 | 0 | 0 | 0 | 0 | 0 | 0 | 0 | 1 | 0 | 0 | 1 | 0 | [7 empty] | https://www.google.com/maps/@?api=1&map_action=map&center=35.363300000000002%2C-119.6756&zoom=17&basemap=satellite | 3 | [118 empty] | 0.34 |  |  | 57 |  |  | 0.35 | 0.27 |  |  | 47 |  |  | 0.4 | 0.41 |  |  | 70 |  |  | 0.3 | 0.01 |  |  | 59 |  |  | 0.05 | 0.22 |  |  | 82 |  |  | 0.12 | 0.12 |  |  | 92 |  |  | 0.06 | 0.1 |  |  | 28 |  |  | 0.16 | 0.1499 | 0.0052233 | Gas | FRS_110028012905
680 | 9229 | 2021 | PA | Delaware Generating Station | 3160 | PECO Energy Co | 14940 | Exelon Power | 6035 | IPP Non-CHP | PJM Interconnection, LLC | PJM | RFC | RFCE | RFC East | PJM | 42 | 101 | Philadelphia | 39.968 | -75.1252 | 4 | 4 | DFO | OIL |  | 0.0003 | 77 | 1 | [6 empty] | 6369.999 | 2342.999 | 6369.999 | 2342.999 | 202.001 | 73.999 | 2.828 | 1.039 | 0.979 | 520.193 | 42.13 | 8.426 | 521.975 |  | 28 | 28.081 | 9.69 | 5150.4 | 0.209 | 0.042 | 5168.045 |  | 0.888 | 0.887 | 0.307 | 163.326 | 0.007 | 0.001 | 163.885 |  | 28 | 28.082 | 9.69 | 5150.426 | 0.209 | 0.042 | 5168.07 |  | 2.828 | 1.039 | 0.979 | 520.193 | 42.13 | 8.426 |  | 6369.999 | 2342.999 | 6369.999 | 2342.999 | EIA | EIA | EIA | EIA | EIA | EIA | -- | EIA | EIA | [14 empty] | 31534.6485 | 0 | 202 | 0 | 0 | 0 | 0 | 0 | 0 | 0 | 0 | 0 | 202 | 0 | 0 | 202 | 0 | 0 | 1 | 0 | 0 | 0 | 0 | 0 | 0 | 0 | 0 | 0 | 1 | 0 | 0 | 1 | 0 | [7 empty] | https://www.google.com/maps/@?api=1&map_action=map&center=39.968021%2C-75.125202999999999&zoom=17&basemap=satellite | 374197 | [118 empty] | 0.54 |  |  | 78 |  |  | 0.35 | 0.62 |  |  | 74 |  |  | 0.4 | 0.46 |  |  | 76 |  |  | 0.3 | 0.08 |  |  | 82 |  |  | 0.05 | 0.17 |  |  | 76 |  |  | 0.12 | 0.06 |  |  | 61 |  |  | 0.06 | 0.12 |  |  | 33 |  |  | 0.16 | 0.024097 | 0.31707 | Oil | FRS_110000336716
681 | 829 | 2021 | CA | Cymric 6Z Cogen | 52082 | Pacific Gas & Electric Co | 14328 | Chevron USA Inc | 54713 | Industrial CHP | California Independent System Operator | CISO | WECC | CAMX | WECC California | CAISO | 6 | 29 | Kern | 35.3461 | -119.6434 | 2 | 2 | NG | GAS |  | 0.72705 | 6.8 | 0.12158 |  | Yes | 376508.8 | 0.393 | 0.3436 |  | 222933.038 | 105884.105 | 222933.038 | 105884.105 | 43309 | 20570 | 34.53 | 16.4 | 0.356 | 13029.216 | 491.484 | 49.148 | 13042.683 |  | 1.595 | 1.595 | 0.016 | 601.686 | 0.011 | 0.001 | 602.308 |  | 0.31 | 0.31 | 0.003 | 116.889 | 0.002 | 0 | 117.01 |  | 1.595 | 1.595 | 0.016 | 601.686 | 0.011 | 0.001 | 602.308 |  | 100.496 | 47.73 | 1.037 | 37920.096 | 1430.409 | 143.041 |  | 648822 | 308164 | 648822 | 308164 | EIA | EIA | EIA | EIA | EIA | EIA | -- | EIA | EIA | [6 empty] | 425888.962 | 202279.895 | 65.966 | 31.33 | 0.681 | 24890.88 | 938.925 | 93.893 | 5147.4991 | 0 | 0 | 43309 | 0 | 0 | 0 | 0 | 0 | 0 | 0 | 0 | 43309 | 0 | 0 | 43309 | 0 | 0 | 0 | 1 | 0 | 0 | 0 | 0 | 0 | 0 | 0 | 0 | 1 | 0 | 0 | 1 | 0 | [7 empty] | https://www.google.com/maps/@?api=1&map_action=map&center=35.346102000000002%2C-119.64343100000001&zoom=17&basemap=satellite | 13 | [118 empty] | 0.34 |  |  | 57 |  |  | 0.35 | 0.27 |  |  | 47 |  |  | 0.4 | 0.41 |  |  | 70 |  |  | 0.3 | 0.01 |  |  | 59 |  |  | 0.05 | 0.22 |  |  | 82 |  |  | 0.12 | 0.12 |  |  | 92 |  |  | 0.06 | 0.1 |  |  | 28 |  |  | 0.16 | 0.11616 | 0.0051126 | Gas | FRS_110028012914
682 | 9235 | 2021 | PA | Eddystone Generating Station | 3161 | PECO Energy Co | 14940 | Exelon Power | 6035 | IPP Non-CHP | PJM Interconnection, LLC | PJM | RFC | RFCE | RFC East | PJM | 42 | 45 | Delaware | 39.858 | -75.323 | 2 | 6 | NG | GAS |  | 0.00218 | 861.6 | 1 | [6 empty] | 241594.513 | 205914.443 | 241594.513 | 205914.443 | 16473 | 14277 | 7.744 | 6.753 | 0.088 | 14943.025 | 851.102 | 115.525 | 14970.877 |  | 0.94 | 0.946 | 0.011 | 1814.245 | 0.052 | 0.007 | 1817.626 |  | 0.064 | 0.066 | 0.001 | 123.703 | 0.004 | 0 | 123.934 |  | 0.94 | 0.946 | 0.011 | 1814.245 | 0.052 | 0.007 | 1817.626 |  | 7.744 | 6.753 | 0.088 | 14943.025 | 851.102 | 115.525 |  | 241594.513 | 205914.443 | 241594.513 | 205914.443 | EPA/CAMD | EPA/CAMD | EPA/CAMD | EPA/CAMD | EIA | EIA | -- | EPA/CAMD | EPA/CAMD | [14 empty] | 14666.0908 | 0 | 1867.421 | 14605.579 | 0 | 0 | 0 | 0 | 0 | 0 | 0 | 0 | 16473 | 0 | 0 | 16473 | 0 | 0 | 0.11336 | 0.88664 | 0 | 0 | 0 | 0 | 0 | 0 | 0 | 0 | 1 | 0 | 0 | 1 | 0 | Yes |  | 282696.555 | 18635.702 | 10.253 | 0.117 |  | https://www.google.com/maps/@?api=1&map_action=map&center=39.857999999999997%2C-75.322999999999993&zoom=17&basemap=satellite | 85733 | [118 empty] | 0.32 |  |  | 54 |  |  | 0.35 | 0.33 |  |  | 53 |  |  | 0.4 | 0.31 |  |  | 55 |  |  | 0.3 | 0.02 |  |  | 62 |  |  | 0.05 | 0.09 |  |  | 51 |  |  | 0.12 | 0.06 |  |  | 63 |  |  | 0.06 | 0.14 |  |  | 44 |  |  | 0.16 | 1.301 | 0.21051 | Gas | FRS_110000817493
683 | 839 | 2021 | CA | Delano Energy Center, LLC | 58122 | Southern California Edison Co | 17609 | Wellhead Services, Inc | 20323 | IPP Non-CHP | California Independent System Operator | CISO | WECC | CAMX | WECC California | CAISO | 6 | 107 | Tulare | 35.7909 | -119.2945 | 1 | 1 | NG | GAS |  | 0.02103 | 60.5 | 1 | [6 empty] | 119949.161 | 64622.327 | 119949.161 | 64622.327 | 11143 | 6003 | 0.518 | 0.277 | 0.036 | 7128.116 | 266.158 | 26.616 | 7135.409 |  | 0.093 | 0.092 | 0.006 | 1279.389 | 0.024 | 0.002 | 1280.698 |  | 0.009 | 0.009 | 0.001 | 118.852 | 0.002 | 0 | 118.974 |  | 0.093 | 0.092 | 0.006 | 1279.389 | 0.024 | 0.002 | 1280.698 |  | 0.518 | 0.277 | 0.036 | 7128.116 | 266.158 | 26.616 |  | 119949.161 | 64622.327 | 119949.161 | 64622.327 | EPA/CAMD | EPA/CAMD | EPA/CAMD | EPA/CAMD | EIA | EIA | -- | EPA/CAMD | EPA/CAMD | [14 empty] | 10764.5293 | 0 | 0 | 11143.001 | 0 | 0 | 0 | 0 | 0 | 0 | 0 | 0 | 11143.001 | 0 | 0 | 11143.001 | 0 | 0 | 0 | 1 | 0 | 0 | 0 | 0 | 0 | 0 | 0 | 0 | 1 | 0 | 0 | 1 | 0 | Yes |  | 157518.316 | 9360.805 | 0.695 | 0.047 |  | https://www.google.com/maps/@?api=1&map_action=map&center=35.790863999999999%2C-119.29446900000001&zoom=17&basemap=satellite | 27698 | [118 empty] | 0.71 |  |  | 90 |  |  | 0.35 | 0.95 |  |  | 92 |  |  | 0.4 | 0.61 |  |  | 89 |  |  | 0.3 | 0.3 |  |  | 96 |  |  | 0.05 | 0.46 |  |  | 97 |  |  | 0.12 | 0.07 |  |  | 66 |  |  | 0.06 | 0.06 |  |  | 13 |  |  | 0.16 | 0.28662 | 0.092668 | Gas | FRS_110057112841
684 | 9240 | 2021 | PA | Falls | 3162 | PECO Energy Co | 14940 | Exelon Power | 6035 | IPP Non-CHP | PJM Interconnection, LLC | PJM | RFC | RFCE | RFC East | PJM | 42 | 17 | Bucks | 40.1765 | -74.79 | 3 | 3 | DFO | OIL |  | 0.00034 | 63.6 | 1 | [6 empty] | 3689.001 | 1356 | 3689.001 | 1356 | 186.999 | 69 | 1.632 | 0.6 | 0.567 | 301.254 | 24.399 | 4.88 | 302.286 |  | 17.455 | 17.391 | 6.061 | 3221.985 | 0.13 | 0.026 | 3233.023 |  | 0.885 | 0.885 | 0.307 | 163.326 | 0.007 | 0.001 | 163.885 |  | 17.455 | 17.391 | 6.061 | 3221.968 | 0.13 | 0.026 | 3233.006 |  | 1.632 | 0.6 | 0.567 | 301.254 | 24.399 | 4.88 |  | 3689.001 | 1356 | 3689.001 | 1356 | EIA | EIA | EIA | EIA | EIA | EIA | -- | EIA | EIA | [14 empty] | 19727.2781 | 0 | 187 | 0 | 0 | 0 | 0 | 0 | 0 | 0 | 0 | 0 | 187 | 0 | 0 | 187 | 0 | 0 | 1 | 0 | 0 | 0 | 0 | 0 | 0 | 0 | 0 | 0 | 1 | 0 | 0 | 1 | 0 | [7 empty] | https://www.google.com/maps/@?api=1&map_action=map&center=40.176485999999997%2C-74.789975999999996&zoom=17&basemap=satellite | 60449 | [118 empty] | 0.29 |  |  | 49 |  |  | 0.35 | 0.32 |  |  | 53 |  |  | 0.4 | 0.25 |  |  | 46 |  |  | 0.3 | 0.07 |  |  | 79 |  |  | 0.05 | 0.12 |  |  | 63 |  |  | 0.12 | 0.05 |  |  | 54 |  |  | 0.06 | 0.15 |  |  | 46 |  |  | 0.16 | 0.0244 | 0.38125 | Oil | FRS_110001120714
685 | 841 | 2021 | CA | Delta Energy Center, LLC | 55333 | Pacific Gas & Electric Co | 14328 | Delta Energy Center LLC | 5030 | IPP Non-CHP | California Independent System Operator | CISO | WECC | CAMX | WECC California | CAISO | 6 | 13 | Contra Costa | 38.0169 | -121.8439 | 3 | 4 | NG | GAS |  | 0.54024 | 943.5 | 0.43294 | [6 empty] | 31818808.95 | 12641323.01 | 31818808.95 | 12641323.01 | 4465081 | 1771883 | 126.884 | 49.357 | 9.546 | 1890944.148 | 72092.729 | 7209.273 | 1892919.489 |  | 0.057 | 0.056 | 0.004 | 846.992 | 0.016 | 0.002 | 847.877 |  | 0.008 | 0.008 | 0.001 | 118.857 | 0.002 | 0 | 118.981 |  | 0.057 | 0.056 | 0.004 | 846.992 | 0.016 | 0.002 | 847.877 |  | 126.884 | 49.357 | 9.546 | 1890944.148 | 72092.729 | 7209.273 |  | 31818808.95 | 12641323.01 | 31818808.95 | 12641323.01 | EPA/CAMD | EPA/CAMD | EPA/CAMD | EPA/CAMD | EIA | EIA | -- | EPA/CAMD | EPA/CAMD | [14 empty] | 7126.1437 | 0 | 0 | 4465081 | 0 | 0 | 0 | 0 | 0 | 0 | 0 | 0 | 4465081 | 0 | 0 | 4465081 | 0 | 0 | 0 | 1 | 0 | 0 | 0 | 0 | 0 | 0 | 0 | 0 | 1 | 0 | 0 | 1 | 0 | Yes |  | 28569543.65 | 1697842.487 | 124.694 | 8.571 |  | https://www.google.com/maps/@?api=1&map_action=map&center=38.0169%2C-121.8439&zoom=17&basemap=satellite | 88501 | [118 empty] | 0.56 |  |  | 79 |  |  | 0.35 | 0.75 |  |  | 81 |  |  | 0.4 | 0.36 |  |  | 63 |  |  | 0.3 | 0.08 |  |  | 82 |  |  | 0.05 | 0.2 |  |  | 80 |  |  | 0.12 | 0.07 |  |  | 70 |  |  | 0.06 | 0.14 |  |  | 44 |  |  | 0.16 | 84.8915 | 0.043983 | Gas | FRS_110002936538
686 | 9315 | 2021 | PA | Moser Generating Station | 3163 | PECO Energy Co | 14940 | Exelon Power | 6035 | IPP Non-CHP | PJM Interconnection, LLC | PJM | RFC | RFCE | RFC East | PJM | 42 | 91 | Montgomery | 40.2352 | -75.6193 | 3 | 3 | DFO | OIL |  | 0.00482 | 63.6 | 1 | [6 empty] | 39515.001 | 14525.001 | 39515.001 | 14525.001 | 2682.999 | 986.001 | 17.607 | 6.471 | 6.071 | 3226.908 | 261.347 | 52.269 | 3237.963 |  | 13.125 | 13.126 | 4.526 | 2405.449 | 0.097 | 0.019 | 2413.689 |  | 0.891 | 0.891 | 0.307 | 163.326 | 0.007 | 0.001 | 163.885 |  | 13.125 | 13.126 | 4.526 | 2405.448 | 0.097 | 0.019 | 2413.688 |  | 17.607 | 6.471 | 6.071 | 3226.908 | 261.347 | 52.269 |  | 39515.001 | 14525.001 | 39515.001 | 14525.001 | EIA | EIA | EIA | EIA | EIA | EIA | -- | EIA | EIA | [14 empty] | 14727.9169 | 0 | 2683 | 0 | 0 | 0 | 0 | 0 | 0 | 0 | 0 | 0 | 2683 | 0 | 0 | 2683 | 0 | 0 | 1 | 0 | 0 | 0 | 0 | 0 | 0 | 0 | 0 | 0 | 1 | 0 | 0 | 1 | 0 | [7 empty] | https://www.google.com/maps/@?api=1&map_action=map&center=40.235199999999999%2C-75.619299999999996&zoom=17&basemap=satellite | 47395 | [118 empty] | 0.26 |  |  | 44 |  |  | 0.35 | 0.24 |  |  | 44 |  |  | 0.4 | 0.27 |  |  | 49 |  |  | 0.3 | 0.01 |  |  | 57 |  |  | 0.05 | 0.08 |  |  | 50 |  |  | 0.12 | 0.06 |  |  | 62 |  |  | 0.06 | 0.15 |  |  | 50 |  |  | 0.16 | 0.0215 | 0.46237 | Oil | FRS_110001116685
687 | 851 | 2021 | CA | Desert View Power | 10300 | Imperial Irrigation District | 9216 | Desert View Power Inc | 3998 | IPP Non-CHP | Imperial Irrigation District | IID | WECC | AZNM | WECC Southwest |  | 6 | 65 | Riverside | 33.586 | -116.0873 | 2 | 1 | WDS | BIOMASS |  | 0.63418 | 55.5 | 0.27636 | Yes | [5 empty] | 4997126.88 | 2100832.76 | 4997126.88 | 2100832.76 | 308328 | 129684 | 227.258 | 94.044 | 62.049 | 2346.942 | 350267.059 | 45970.263 | 13574.849 |  | 1.474 | 1.45 | 0.402 | 15.224 | 1.136 | 0.149 | 88.055 |  | 0.091 | 0.09 | 0.025 | 0.939 | 0.07 | 0.009 | 5.433 |  | 1.474 | 1.45 | 0.402 | 15.224 | 1.136 | 0.149 | 88.055 |  | 227.258 | 94.044 | 62.049 | 515156.671 | 350267.059 | 45970.263 |  | 4997126.88 | 2100832.76 | 4997126.88 | 2100832.76 | EIA | EIA | EIA | EIA | EIA | EIA | -- | EIA | EIA |  |  |  | 512809.729 | [10 empty] | 16207.1784 | 0 | 0 | 2048.84 | 0 | 0 | 306010.06 | 0 | 0 | 0 | 269.098 | 0 | 2317.938 | 306010.06 | 306010.06 | 308327.998 | 0 | 0 | 0 | 0.006645 | 0 | 0 | 0.99248 | 0 | 0 | 0 | 0.00087276 | 0 | 0.0075178 | 0.99248 | 0.99248 | 1 | 0 | [7 empty] | https://www.google.com/maps/@?api=1&map_action=map&center=33.585999999999999%2C-116.0873&zoom=17&basemap=satellite | 6911 | [118 empty] | 0.82 |  |  | 96 |  |  | 0.35 | 0.97 |  |  | 94 |  |  | 0.4 | 0.66 |  |  | 91 |  |  | 0.3 | 0.72 |  |  | 99 |  |  | 0.05 | 0.71 |  |  | 99 |  |  | 0.12 | 0.06 |  |  | 56 |  |  | 0.06 | 0.1 |  |  | 25 |  |  | 0.16 | 47.987 | 0.29972 | Biomass | FRS_110022450729
688 | 9357 | 2021 | PA | Richmond | 3168 | PECO Energy Co | 14940 | Exelon Power | 6035 | IPP Non-CHP | PJM Interconnection, LLC | PJM | RFC | RFCE | RFC East | PJM | 42 | 101 | Philadelphia | 39.9845 | -75.0752 | 2 | 2 | DFO | OIL |  | 0.00059 | 131.6 | 1 | [6 empty] | 9369 | 9181 | 9369 | 9181 | 678 | 664 | 2.764 | 2.708 | 0.946 | 765.099 | 62.442 | 12.488 | 767.74 |  | 8.153 | 8.157 | 2.791 | 2256.929 | 0.092 | 0.018 | 2264.721 |  | 0.59 | 0.59 | 0.202 | 163.326 | 0.007 | 0.001 | 163.889 |  | 8.153 | 8.157 | 2.791 | 2256.929 | 0.092 | 0.018 | 2264.721 |  | 2.764 | 2.708 | 0.946 | 765.099 | 62.442 | 12.488 |  | 9369 | 9181 | 9369 | 9181 | EPA/CAMD | EPA/CAMD | EPA/CAMD | EIA | EIA | EIA | -- | EPA/CAMD | EPA/CAMD | [14 empty] | 13818.5841 | 0 | 678 | 0 | 0 | 0 | 0 | 0 | 0 | 0 | 0 | 0 | 678 | 0 | 0 | 678 | 0 | 0 | 1 | 0 | 0 | 0 | 0 | 0 | 0 | 0 | 0 | 0 | 1 | 0 | 0 | 1 | 0 | Yes |  | 91017.8 | 6794 | 26.4 | 9.193 |  | https://www.google.com/maps/@?api=1&map_action=map&center=39.984468999999997%2C-75.075247000000005&zoom=17&basemap=satellite | 222862 | [118 empty] | 0.61 |  |  | 83 |  |  | 0.35 | 0.7 |  |  | 78 |  |  | 0.4 | 0.52 |  |  | 81 |  |  | 0.3 | 0.1 |  |  | 85 |  |  | 0.05 | 0.23 |  |  | 84 |  |  | 0.12 | 0.08 |  |  | 75 |  |  | 0.06 | 0.09 |  |  | 25 |  |  | 0.16 | 0.035 | 0.2682 | Oil | FRS_110000336958
689 | 854 | 2021 | CA | DGS Central Utility Plant | 58593 | Sacramento Municipal Util Dist | 16534 | State of CA DGS BPM | 58548 | Commercial CHP | Balancing Authority of Northern California | BANC | WECC | CAMX | WECC California |  | 6 | 67 | Sacramento | 38.5739 | -121.5014 | 3 | 3 | DFO | OIL |  | 0 | 3.9 |  |  | Yes | 0 |  | 1 | [5 empty] | 0 | 0 | 0 |  | 0 | 0 | [45 empty] | -- | [17 empty] | 0 | 0 | 0 | 0 | 0 | 0 | 0 | 0 | 0 | 0 | 0 | 0 | 0 | 0 | 0 | 0 | [23 empty] | https://www.google.com/maps/@?api=1&map_action=map&center=38.573889000000001%2C-121.501389&zoom=17&basemap=satellite | 132953 | [118 empty] | 0.42 |  |  | 67 |  |  | 0.35 | 0.51 |  |  | 67 |  |  | 0.4 | 0.32 |  |  | 57 |  |  | 0.3 | 0.05 |  |  | 75 |  |  | 0.05 | 0.1 |  |  | 57 |  |  | 0.12 | 0.06 |  |  | 56 |  |  | 0.06 | 0.13 |  |  | 39 |  |  | 0.16 |  |  | Oil | FRS_
690 | 9363 | 2021 | PA | Schuylkill Generating Station | 3169 | PECO Energy Co | 14940 | Exelon Power | 6035 | IPP Non-CHP | PJM Interconnection, LLC | PJM | RFC | RFCE | RFC East | PJM | 42 | 101 | Philadelphia | 39.9419 | -75.1883 | 2 | 2 | DFO | OIL |  | 0.00052 | 39.8 | 1 | [6 empty] | 2867 | 1057 | 2867 | 1057 | 183 | 67 | 1.265 | 0.466 | 0.44 | 234.127 | 18.962 | 3.792 | 234.929 |  | 13.825 | 13.91 | 4.814 | 2558.765 | 0.104 | 0.021 | 2567.531 |  | 0.882 | 0.882 | 0.307 | 163.325 | 0.007 | 0.001 | 163.885 |  | 13.825 | 13.91 | 4.814 | 2558.765 | 0.104 | 0.021 | 2567.531 |  | 1.265 | 0.466 | 0.44 | 234.127 | 18.962 | 3.792 |  | 2867 | 1057 | 2867 | 1057 | EIA | EIA | EIA | EIA | EIA | EIA | -- | EIA | EIA | [14 empty] | 15666.6667 | 0 | 183 | 0 | 0 | 0 | 0 | 0 | 0 | 0 | 0 | 0 | 183 | 0 | 0 | 183 | 0 | 0 | 1 | 0 | 0 | 0 | 0 | 0 | 0 | 0 | 0 | 0 | 1 | 0 | 0 | 1 | 0 | [7 empty] | https://www.google.com/maps/@?api=1&map_action=map&center=39.941899999999997%2C-75.188299999999998&zoom=17&basemap=satellite | 469226 | [118 empty] | 0.5 |  |  | 74 |  |  | 0.35 | 0.59 |  |  | 72 |  |  | 0.4 | 0.41 |  |  | 69 |  |  | 0.3 | 0.04 |  |  | 73 |  |  | 0.05 | 0.11 |  |  | 60 |  |  | 0.12 | 0.06 |  |  | 56 |  |  | 0.06 | 0.13 |  |  | 39 |  |  | 0.16 | 0.090895 | 0.25896 | Oil | FRS_110000337029
691 | 859 | 2021 | CA | Diamond H Dairy Power | 64622 | Pacific Gas & Electric Co. | 14328 | Madera DP 2, LLC | 64240 | IPP Non-CHP | California Independent System Operator | CISO | WECC | CAMX | WECC California | CAISO | 6 | 39 | Madera | 37.0162 | -120.3728 | 2 | 2 | OBG | BIOMASS |  | 0.14372 | 2 | 1 | Yes | [5 empty] | 23715 | 0 | 23715 | 0 | 2518 | 0 | 47.546 | 0 | 0.077 | 0 | 55.161 | 5.516 | 1.512 |  | 37.765 |  | 0.061 | 0 | 0.022 | 0.002 | 1.201 |  | 4.01 |  | 0.006 | 0 | 0.002 | 0 | 0.128 |  | 37.765 |  | 0.061 | 0 | 0.022 | 0.002 | 1.201 |  | 47.546 | 0 | 0.077 | 1505.898 | 55.161 | 5.516 |  | 23715 | 0 | 23715 | 0 | EIA | EIA | EIA | EIA | EIA | EIA | -- | EIA | EIA |  |  |  | 1505.898 | [10 empty] | 9418.189 | 0 | 0 | 0 | 0 | 0 | 2518 | 0 | 0 | 0 | 0 | 0 | 0 | 2518 | 2518 | 2518 | 0 | 0 | 0 | 0 | 0 | 0 | 1 | 0 | 0 | 0 | 0 | 0 | 0 | 1 | 1 | 1 | 0 | [7 empty] | https://www.google.com/maps/@?api=1&map_action=map&center=37.016179999999999%2C-120.37278999999999&zoom=17&basemap=satellite | 447 | [118 empty] | 0.68 |  |  | 88 |  |  | 0.35 | 0.79 |  |  | 82 |  |  | 0.4 | 0.57 |  |  | 85 |  |  | 0.3 | 0.05 |  |  | 75 |  |  | 0.05 | 0.45 |  |  | 97 |  |  | 0.12 | 0.07 |  |  | 70 |  |  | 0.06 | 0.09 |  |  | 24 |  |  | 0.16 |  |  | Biomass | FRS_
692 | 9373 | 2021 | PA | Southwark | 3170 | PECO Energy Co | 14940 | Exelon Power | 6035 | IPP Non-CHP | PJM Interconnection, LLC | PJM | RFC | RFCE | RFC East | PJM | 42 | 101 | Philadelphia | 39.9144 | -75.135 | 4 | 4 | DFO | OIL |  | 0.00026 | 74.4 | 1 | [6 empty] | 5408 | 1986 | 5408 | 1986 | 168 | 62 | 2.42 | 0.888 | 0.831 | 441.632 | 35.768 | 7.154 | 443.145 |  | 28.81 | 28.645 | 9.89 | 5257.524 | 0.213 | 0.043 | 5275.535 |  | 0.895 | 0.894 | 0.307 | 163.325 | 0.007 | 0.001 | 163.885 |  | 28.81 | 28.645 | 9.89 | 5257.524 | 0.213 | 0.043 | 5275.535 |  | 2.42 | 0.888 | 0.831 | 441.632 | 35.768 | 7.154 |  | 5408 | 1986 | 5408 | 1986 | EIA | EIA | EIA | EIA | EIA | EIA | -- | EIA | EIA | [14 empty] | 32190.4762 | 0 | 168 | 0 | 0 | 0 | 0 | 0 | 0 | 0 | 0 | 0 | 168 | 0 | 0 | 168 | 0 | 0 | 1 | 0 | 0 | 0 | 0 | 0 | 0 | 0 | 0 | 0 | 1 | 0 | 0 | 1 | 0 | [7 empty] | https://www.google.com/maps/@?api=1&map_action=map&center=39.914400000000001%2C-75.135000000000005&zoom=17&basemap=satellite | 257845 | [118 empty] | 0.43 |  |  | 68 |  |  | 0.35 | 0.5 |  |  | 66 |  |  | 0.4 | 0.37 |  |  | 64 |  |  | 0.3 | 0.07 |  |  | 79 |  |  | 0.05 | 0.14 |  |  | 69 |  |  | 0.12 | 0.06 |  |  | 59 |  |  | 0.06 | 0.14 |  |  | 42 |  |  | 0.16 | 0.019929 | 0.36235 | Oil | FRS_110001069254
693 | 865 | 2021 | CA | Dinuba Energy | 60100 | Pacific Gas & Electric Co | 14328 | Dinuba Energy | 59849 | IPP Non-CHP | California Independent System Operator | CISO | WECC | CAMX | WECC California | CAISO | 6 | 107 | Tulare | 36.5715 | -119.4192 | 1 | 1 | AB | BIOMASS |  | 0 | 11.5 |  | Yes | [5 empty] | 0 | 0 | 0 | 0 | 0 | 0 | 0 | 0 | 0 | 0 | 0 | 0 | 0 | [25 empty] | 0 | 0 | 0 | 0 | 0 | 0 |  | 0 | 0 | 0 | 0 | EIA | EIA | EIA | EIA | EIA | EIA | -- | EIA | EIA |  |  |  | 0 | [11 empty] | 0 | 0 | 0 | 0 | 0 | 0 | 0 | 0 | 0 | 0 | 0 | 0 | 0 | 0 | 0 | 0 | [23 empty] | https://www.google.com/maps/@?api=1&map_action=map&center=36.571485000000003%2C-119.41917599999999&zoom=17&basemap=satellite | 41213 | [118 empty] | 0.71 |  |  | 90 |  |  | 0.35 | 0.87 |  |  | 87 |  |  | 0.4 | 0.55 |  |  | 84 |  |  | 0.3 | 0.13 |  |  | 88 |  |  | 0.05 | 0.33 |  |  | 93 |  |  | 0.12 | 0.1 |  |  | 84 |  |  | 0.06 | 0.09 |  |  | 24 |  |  | 0.16 | 0 |  | Biomass | FRS_
694 | 9270 | 2021 | PA | Hunlock Creek Energy Center | 3176 | UGI Utilities, Inc | 19390 | UGI Development Co | 19391 | IPP Non-CHP | PJM Interconnection, LLC | PJM | RFC | RFCE | RFC East | PJM | 42 | 79 | Luzerne | 41.2006 | -76.07 | 2 | 3 | NG | GAS |  | 0.23734 | 145.9 | 0.93776 | [6 empty] | 2546959.179 | 1176385.919 | 2546959.179 | 1176385.919 | 303345 | 141507 | 14.092 | 6.565 | 0.764 | 151367.02 | 5614.572 | 561.457 | 151520.859 |  | 0.093 | 0.093 | 0.005 | 997.986 | 0.019 | 0.002 | 999 |  | 0.011 | 0.011 | 0.001 | 118.861 | 0.002 | 0 | 118.982 |  | 0.093 | 0.093 | 0.005 | 997.986 | 0.019 | 0.002 | 999 |  | 14.092 | 6.565 | 0.764 | 151367.02 | 5614.572 | 561.457 |  | 2546959.179 | 1176385.919 | 2546959.179 | 1176385.919 | EPA/CAMD | EPA/CAMD | EPA/CAMD | EPA/CAMD | EIA | EIA | -- | EPA/CAMD | EPA/CAMD | [14 empty] | 8396.2458 | 0 | 0 | 303345 | 0 | 0 | 0 | 0 | 0 | 0 | 0 | 0 | 303345 | 0 | 0 | 303345 | 0 | 0 | 0 | 1 | 0 | 0 | 0 | 0 | 0 | 0 | 0 | 0 | 1 | 0 | 0 | 1 | 0 | Yes |  | 5284471.669 | 314050.028 | 27.137 | 1.586 |  | https://www.google.com/maps/@?api=1&map_action=map&center=41.200555999999999%2C-76.069999999999993&zoom=17&basemap=satellite | 6031 | [118 empty] | 0.25 |  |  | 43 |  |  | 0.35 | 0.23 |  |  | 42 |  |  | 0.4 | 0.35 |  |  | 61 |  |  | 0.3 | 0 |  |  | 0 |  |  | 0.05 | 0.11 |  |  | 61 |  |  | 0.12 | 0.04 |  |  | 44 |  |  | 0.06 | 0.16 |  |  | 51 |  |  | 0.16 | 6 | 0.047906 | Gas | FRS_110000335593
695 | 869 | 2021 | CA | Disney Prospect | 62571 | Los Angeles Department of Water & Power | 11208 | Bloom Energy | 57128 | IPP Non-CHP | Los Angeles Department of Water and Power | LDWP | WECC | CAMX | WECC California |  | 6 | 37 | Los Angeles | 34.0834 | -118.4338 | 1 | 1 | NG | GAS |  | 0.81621 | 1 | 0 | [8 empty] | 52078 | 24735 | 7150 | 3396 | 0 |  | 0 | 0 | [37 empty] | 52078 | 24735 | [6 empty] | -- | EIA | EIA | [15 empty] | 0 | 0 | 7150 | 0 | 0 | 0 | 0 | 0 | 0 | 0 | 0 | 7150 | 0 | 0 | 7150 | 0 | 0 | 0 | 1 | 0 | 0 | 0 | 0 | 0 | 0 | 0 | 0 | 1 | 0 | 0 | 1 | 0 | [7 empty] | https://www.google.com/maps/@?api=1&map_action=map&center=34.083387000000002%2C-118.43378&zoom=17&basemap=satellite | 164766 | [118 empty] | 0.28 |  |  | 49 |  |  | 0.35 | 0.35 |  |  | 55 |  |  | 0.4 | 0.23 |  |  | 41 |  |  | 0.3 | 0.07 |  |  | 79 |  |  | 0.05 | 0.04 |  |  | 27 |  |  | 0.12 | 0.04 |  |  | 37 |  |  | 0.06 | 0.18 |  |  | 60 |  |  | 0.16 | 0 | 0 | Gas | FRS_110070665629
696 | 9512 | 2021 | RI | Manchester Street Station | 3236 | New England Power Company | 13433 | Manchester Street, LLC. | 63350 | IPP Non-CHP | ISO New England Inc. | ISNE | NPCC | NEWE | NPCC New England | ISONE | 44 | 7 | Providence | 41.8167 | -71.4042 | 3 | 6 | NG | GAS |  | 0.30968 | 515 | 0.81719 | [6 empty] | 11892647.9 | 7024531.35 | 11892647.9 | 7024531.35 | 1397104 | 832778 | 190.276 | 108.42 | 3.916 | 706005.8 | 24749.261 | 2502.265 | 706688.003 |  | 0.272 | 0.26 | 0.006 | 1010.67 | 0.018 | 0.002 | 1011.647 |  | 0.032 | 0.031 | 0.001 | 118.73 | 0.002 | 0 | 118.845 |  | 0.272 | 0.26 | 0.006 | 1010.67 | 0.018 | 0.002 | 1011.647 |  | 190.276 | 108.42 | 3.916 | 706005.8 | 24749.261 | 2502.265 |  | 11892647.9 | 7024531.35 | 11892647.9 | 7024531.35 | EPA/CAMD | EPA/CAMD | EPA/CAMD | EPA/CAMD | EIA | EIA | -- | EPA/CAMD | EPA/CAMD | [14 empty] | 8512.3569 | 0 | 5073.613 | 1392030.39 | 0 | 0 | 0 | 0 | 0 | 0 | 0 | 0 | 1397104.003 | 0 | 0 | 1397104.003 | 0 | 0 | 0.0036315 | 0.99637 | 0 | 0 | 0 | 0 | 0 | 0 | 0 | 0 | 1 | 0 | 0 | 1 | 0 | Yes |  | 8501686.6 | 510227.225 | 146.992 | 4.241 |  | https://www.google.com/maps/@?api=1&map_action=map&center=41.816699999999997%2C-71.404200000000003&zoom=17&basemap=satellite | 214649 | [118 empty] | 0.51 |  |  | 75 |  |  | 0.35 | 0.6 |  |  | 73 |  |  | 0.4 | 0.41 |  |  | 70 |  |  | 0.3 | 0.13 |  |  | 88 |  |  | 0.05 | 0.17 |  |  | 76 |  |  | 0.12 | 0.06 |  |  | 58 |  |  | 0.06 | 0.13 |  |  | 38 |  |  | 0.16 | 15.294 | 0.019374 | Gas | FRS_110000312796
697 | 874 | 2021 | CA | Dome Project | 54449 | Pacific Gas & Electric Co | 14328 | Sentinel Peak Resources California, LLC | 60637 | Industrial CHP | California Independent System Operator | CISO | WECC | CAMX | WECC California | CAISO | 6 | 29 | Kern | 35.2208 | -119.5831 | 2 | 2 | NG | GAS |  | 0.88486 | 6 | 0 |  | Yes | 541124 | 0.293 | 0.28115 |  | 293819.609 | 139551.613 | 293819.609 | 139551.613 | 46508 | 22089 | 45.334 | 21.532 | 0.47 | 17172.149 | 647.762 | 64.776 | 17189.897 |  | 1.949 | 1.95 | 0.02 | 738.46 | 0.014 | 0.001 | 739.223 |  | 0.309 | 0.309 | 0.003 | 116.889 | 0.002 | 0 | 117.01 |  | 1.949 | 1.95 | 0.02 | 738.46 | 0.014 | 0.001 | 739.223 |  | 161.242 | 76.584 | 1.67 | 61077.63 | 2303.949 | 230.395 |  | 1045053 | 496355 | 1045053 | 496355 | EIA | EIA | EIA | EIA | EIA | EIA | -- | EIA | EIA | [6 empty] | 751233.391 | 356803.387 | 115.908 | 55.052 | 1.2 | 43905.481 | 1656.187 | 165.619 | 6317.6144 | 0 | 0 | 46508 | 0 | 0 | 0 | 0 | 0 | 0 | 0 | 0 | 46508 | 0 | 0 | 46508 | 0 | 0 | 0 | 1 | 0 | 0 | 0 | 0 | 0 | 0 | 0 | 0 | 1 | 0 | 0 | 1 | 0 | [7 empty] | https://www.google.com/maps/@?api=1&map_action=map&center=35.220832999999999%2C-119.583056&zoom=17&basemap=satellite | 329 | [118 empty] | 0.34 |  |  | 57 |  |  | 0.35 | 0.27 |  |  | 47 |  |  | 0.4 | 0.41 |  |  | 70 |  |  | 0.3 | 0.01 |  |  | 59 |  |  | 0.05 | 0.22 |  |  | 82 |  |  | 0.12 | 0.12 |  |  | 92 |  |  | 0.06 | 0.1 |  |  | 28 |  |  | 0.16 | 0.15319 | 0.0062647 | Gas | FRS_110028013138
698 | 9611 | 2021 | SC | Darlington County | 3250 | Duke Energy Progress - (NC) | 3046 | Duke Energy Progress - (NC) | 3046 | Electric Utility | Duke Energy Progress East | CPLE | SERC | SRVC | SERC Virginia/Carolina |  | 45 | 31 | Darlington | 34.4185 | -80.1657 | 2 | 2 | NG | GAS |  | 0.00139 | 316 | 1 | [6 empty] | 73563.364 | 53595.313 | 73563.364 | 53595.313 | 3858 | 2811 | 4.637 | 2.903 | 0.027 | 4942.36 | 282.981 | 45.93 | 4952.741 |  | 2.404 | 2.065 | 0.014 | 2562.136 | 0.073 | 0.012 | 2567.517 |  | 0.126 | 0.108 | 0.001 | 134.37 | 0.004 | 0.001 | 134.652 |  | 2.404 | 2.065 | 0.014 | 2562.136 | 0.073 | 0.012 | 2567.517 |  | 4.637 | 2.903 | 0.027 | 4942.36 | 282.981 | 45.93 |  | 73563.364 | 53595.313 | 73563.364 | 53595.313 | EPA/CAMD | EPA/CAMD | EPA/CAMD | EPA/CAMD | EIA | EIA | -- | EPA/CAMD | EPA/CAMD | [14 empty] | 19067.746 | 0 | 1370.837 | 2487.163 | 0 | 0 | 0 | 0 | 0 | 0 | 0 | 0 | 3858 | 0 | 0 | 3858 | 0 | 0 | 0.35532 | 0.64468 | 0 | 0 | 0 | 0 | 0 | 0 | 0 | 0 | 1 | 0 | 0 | 1 | 0 | Yes |  | 1125858.416 | 71207.395 | 61.838 | 0.368 |  | https://www.google.com/maps/@?api=1&map_action=map&center=34.418500000000002%2C-80.165700000000001&zoom=17&basemap=satellite | 2931 | [118 empty] | 0.28 |  |  | 47 |  |  | 0.35 | 0.19 |  |  | 37 |  |  | 0.4 | 0.37 |  |  | 64 |  |  | 0.3 | 0.01 |  |  | 0 |  |  | 0.05 | 0.11 |  |  | 59 |  |  | 0.12 | 0.03 |  |  | 31 |  |  | 0.06 | 0.16 |  |  | 54 |  |  | 0.16 | 0.28225 | 0.41055 | Gas | FRS_110007222512
699 | 878 | 2021 | CA | Donald Von Raesfeld | 56026 | City of Santa Clara - (CA) | 16655 | City of Santa Clara - (CA) | 16655 | Electric Utility | California Independent System Operator | CISO | WECC | CAMX | WECC California | CAISO | 6 | 85 | Santa Clara | 37.3767 | -121.9508 | 2 | 3 | NG | GAS |  | 0.57654 | 154 | 0.37243 | [6 empty] | 6308788.443 | 2707242.457 | 6308788.443 | 2707242.457 | 777781 | 333301 | 19.426 | 8.362 | 1.893 | 374924.048 | 14145.148 | 1414.515 | 375311.625 |  | 0.05 | 0.05 | 0.005 | 964.086 | 0.018 | 0.002 | 965.083 |  | 0.006 | 0.006 | 0.001 | 118.858 | 0.002 | 0 | 118.981 |  | 0.05 | 0.05 | 0.005 | 964.086 | 0.018 | 0.002 | 965.083 |  | 19.426 | 8.362 | 1.893 | 374924.048 | 14145.148 | 1414.515 |  | 6308788.443 | 2707242.457 | 6308788.443 | 2707242.457 | EPA/CAMD | EPA/CAMD | EPA/CAMD | EPA/CAMD | EIA | EIA | -- | EPA/CAMD | EPA/CAMD | [14 empty] | 8111.2658 | 0 | 0 | 777781 | 0 | 0 | 0 | 0 | 0 | 0 | 0 | 0 | 777781 | 0 | 0 | 777781 | 0 | 0 | 0 | 1 | 0 | 0 | 0 | 0 | 0 | 0 | 0 | 0 | 1 | 0 | 0 | 1 | 0 | Yes |  | 5672112.048 | 337092.319 | 18.187 | 1.702 |  | https://www.google.com/maps/@?api=1&map_action=map&center=37.3767%2C-121.9508&zoom=17&basemap=satellite | 154973 | [118 empty] | 0.44 |  |  | 69 |  |  | 0.35 | 0.72 |  |  | 79 |  |  | 0.4 | 0.16 |  |  | 29 |  |  | 0.3 | 0.1 |  |  | 84 |  |  | 0.05 | 0.08 |  |  | 47 |  |  | 0.12 | 0.07 |  |  | 68 |  |  | 0.06 | 0.09 |  |  | 22 |  |  | 0.16 | 1.1686 | 0.0049795 | Gas | FRS_110035420979
700 | 9726 | 2021 | SC | W S Lee | 3264 | Duke Energy Carolinas, LLC | 5416 | Duke Energy Carolinas, LLC | 5416 | Electric Utility | Duke Energy Carolinas | DUK | SERC | SRVC | SERC Virginia/Carolina |  | 45 | 7 | Anderson | 34.6022 | -82.435 | 5 | 6 | NG | GAS |  | 0.59755 | 1117.9 | 0.33742 | Yes | [5 empty] | 42089537.87 | 18543183.14 | 42089537.87 | 18543183.14 | 5851699 | 2586211 | 199.257 | 87.892 | 12.632 | 2502037.602 | 91499.211 | 9166.493 | 2504547.15 |  | 0.068 | 0.068 | 0.004 | 855.149 | 0.016 | 0.002 | 856.007 |  | 0.009 | 0.009 | 0.001 | 118.891 | 0.002 | 0 | 119.01 |  | 0.068 | 0.068 | 0.004 | 855.149 | 0.016 | 0.002 | 856.007 |  | 199.257 | 87.892 | 12.632 | 2502037.602 | 91499.211 | 9166.493 |  | 42089537.87 | 18543183.14 | 42089537.87 | 18543183.14 | EPA/CAMD; EIA | EPA/CAMD; EIA | EPA/CAMD | EPA/CAMD; EIA | EIA | EIA | -- | EPA/CAMD; EIA | EPA/CAMD |  |  |  | 0 | [10 empty] | 7192.7038 | 0 | -92.567 | 5852610.567 | 0 | 0 | -819 | 0 | 0 | 0 | 0 | 0 | 5852518 | -819 | -819 | 5851699 | 0 | 0 | 0 | 1 | 0 | 0 | 0 | 0 | 0 | 0 | 0 | 0 | 1 | 0 | 0 | 1 | 0 | Yes |  | 34113923.68 | 2028028.829 | 182.145 | 10.24 |  | https://www.google.com/maps/@?api=1&map_action=map&center=34.602200000000003%2C-82.435000000000002&zoom=17&basemap=satellite | 6612 | [118 empty] | 0.24 |  |  | 40 |  |  | 0.35 | 0.14 |  |  | 31 |  |  | 0.4 | 0.33 |  |  | 58 |  |  | 0.3 | 0 |  |  | 0 |  |  | 0.05 | 0.18 |  |  | 77 |  |  | 0.12 | 0.04 |  |  | 45 |  |  | 0.06 | 0.2 |  |  | 68 |  |  | 0.16 | 142.2293 | 0.047153 | Gas | FRS_110004937864
701 | 881 | 2021 | CA | Double C Generation Limited Partnership | 50493 | Pacific Gas & Electric Co | 14328 | WCAC Operating Company | 60662 | IPP Non-CHP | California Independent System Operator | CISO | WECC | CAMX | WECC California | CAISO | 6 | 29 | Kern | 35.5005 | -119.046 | 2 | 2 | NG | GAS |  | 0.04212 | 49.8 | 1 | [6 empty] | 199639 | 94821 | 199639 | 94821 | 18373 | 8726 | 30.714 | 14.588 | 0.319 | 11667.808 | 440.129 | 44.013 | 11679.868 |  | 3.343 | 3.344 | 0.035 | 1270.104 | 0.024 | 0.002 | 1271.416 |  | 0.308 | 0.308 | 0.003 | 116.889 | 0.002 | 0 | 117.01 |  | 3.343 | 3.344 | 0.035 | 1270.104 | 0.024 | 0.002 | 1271.416 |  | 30.714 | 14.588 | 0.319 | 11667.808 | 440.129 | 44.013 |  | 199639 | 94821 | 199639 | 94821 | EIA | EIA | EIA | EIA | EIA | EIA | -- | EIA | EIA | [14 empty] | 10865.8902 | 0 | 0 | 18373 | 0 | 0 | 0 | 0 | 0 | 0 | 0 | 0 | 18373 | 0 | 0 | 18373 | 0 | 0 | 0 | 1 | 0 | 0 | 0 | 0 | 0 | 0 | 0 | 0 | 1 | 0 | 0 | 1 | 0 | [7 empty] | https://www.google.com/maps/@?api=1&map_action=map&center=35.500500000000002%2C-119.04600000000001&zoom=17&basemap=satellite | 107 | [118 empty] | 0.42 |  |  | 67 |  |  | 0.35 | 0.46 |  |  | 64 |  |  | 0.4 | 0.29 |  |  | 53 |  |  | 0.3 | 0.1 |  |  | 85 |  |  | 0.05 | 0.28 |  |  | 89 |  |  | 0.12 | 0.03 |  |  | 27 |  |  | 0.06 | 0.16 |  |  | 52 |  |  | 0.16 | 0.11764 | 0.01083 | Gas | FRS_110000527127
702 | 9604 | 2021 | SC | Coit GT | 3281 | Dominion Energy South Carolina, Inc | 17539 | Dominion Energy South Carolina, Inc | 17539 | Electric Utility | South Carolina Electric & Gas Company | SCEG | SERC | SRVC | SERC Virginia/Carolina |  | 45 | 79 | Richland | 33.9803 | -81.0407 | 2 | 2 | NG | GAS |  | 0.0004 | 39.2 | 1 | [6 empty] | 2802 | 1283 | 2802 | 1283 | 138 | 63 | 0.338 | 0.158 | 0.003 | 163.762 | 8.946 | 1.31 | 164.069 |  | 4.899 | 5.016 | 0.049 | 2373.362 | 0.065 | 0.009 | 2377.812 |  | 0.241 | 0.246 | 0.002 | 116.889 | 0.003 | 0 | 117.109 |  | 4.899 | 5.016 | 0.049 | 2373.362 | 0.065 | 0.009 | 2377.812 |  | 0.338 | 0.158 | 0.003 | 163.762 | 8.946 | 1.31 |  | 2802 | 1283 | 2802 | 1283 | EIA | EIA | EIA | EIA | EIA | EIA | -- | EIA | EIA | [14 empty] | 20304.3478 | 0 | 30.842 | 107.158 | 0 | 0 | 0 | 0 | 0 | 0 | 0 | 0 | 138 | 0 | 0 | 138 | 0 | 0 | 0.22349 | 0.77651 | 0 | 0 | 0 | 0 | 0 | 0 | 0 | 0 | 1 | 0 | 0 | 1 | 0 | [7 empty] | https://www.google.com/maps/@?api=1&map_action=map&center=33.980254000000002%2C-81.040670000000006&zoom=17&basemap=satellite | 62964 | [118 empty] | 0.43 |  |  | 68 |  |  | 0.35 | 0.35 |  |  | 55 |  |  | 0.4 | 0.49 |  |  | 79 |  |  | 0.3 | 0.02 |  |  | 64 |  |  | 0.05 | 0.09 |  |  | 53 |  |  | 0.12 | 0.03 |  |  | 31 |  |  | 0.06 | 0.13 |  |  | 38 |  |  | 0.16 | 0.0026223 | 0.037461 | Gas | FRS_110002231380
703 | 883 | 2021 | CA | Drews Generating Facility | 55935 | City of Colton - (CA) | 4003 | Colton Power LP | 4382 | IPP Non-CHP | California Independent System Operator | CISO | WECC | CAMX | WECC California | CAISO | 6 | 71 | San Bernardino | 34.0609 | -117.3532 | 4 | 4 | NG | GAS |  | 0.00068 | 44.8 | 1 | [6 empty] | 3485 | 1654 | 3485 | 1654 | 268 | 127 | 0.544 | 0.256 | 0.006 | 203.68 | 7.683 | 0.768 | 203.891 |  | 4.06 | 4.031 | 0.042 | 1520 | 0.029 | 0.003 | 1521.571 |  | 0.312 | 0.31 | 0.003 | 116.89 | 0.002 | 0 | 117.01 |  | 4.06 | 4.031 | 0.042 | 1520 | 0.029 | 0.003 | 1521.571 |  | 0.544 | 0.256 | 0.006 | 203.68 | 7.683 | 0.768 |  | 3485 | 1654 | 3485 | 1654 | EIA | EIA | EIA | EIA | EIA | EIA | -- | EIA | EIA | [14 empty] | 13003.7313 | 0 | 0 | 268 | 0 | 0 | 0 | 0 | 0 | 0 | 0 | 0 | 268 | 0 | 0 | 268 | 0 | 0 | 0 | 1 | 0 | 0 | 0 | 0 | 0 | 0 | 0 | 0 | 1 | 0 | 0 | 1 | 0 | [7 empty] | https://www.google.com/maps/@?api=1&map_action=map&center=34.060899999999997%2C-117.3532&zoom=17&basemap=satellite | 104734 | [118 empty] | 0.66 |  |  | 87 |  |  | 0.35 | 0.88 |  |  | 88 |  |  | 0.4 | 0.44 |  |  | 73 |  |  | 0.3 | 0.1 |  |  | 85 |  |  | 0.05 | 0.31 |  |  | 92 |  |  | 0.12 | 0.06 |  |  | 60 |  |  | 0.06 | 0.1 |  |  | 28 |  |  | 0.16 | 0.0048802 | 0.01587 | Gas | FRS_110028013174
704 | 9635 | 2021 | SC | Hagood | 3285 | Dominion Energy South Carolina | 17539 | Dominion Energy South Carolina, Inc | 17539 | Electric Utility | South Carolina Electric & Gas Company | SCEG | SERC | SRVC | SERC Virginia/Carolina |  | 45 | 19 | Charleston | 32.8265 | -79.9634 | 1 | 3 | NG | GAS |  | 0.01921 | 177.3 | 1 | [6 empty] | 244222.905 | 66577.742 | 244222.905 | 66577.742 | 29838 | 13934 | 20.747 | 5.04 | 0.078 | 16419.673 | 919.558 | 101.697 | 16446.32 |  | 1.391 | 0.723 | 0.005 | 1100.588 | 0.031 | 0.003 | 1102.374 |  | 0.17 | 0.151 | 0.001 | 134.465 | 0.004 | 0 | 134.683 |  | 1.391 | 0.723 | 0.005 | 1100.588 | 0.031 | 0.003 | 1102.374 |  | 20.747 | 5.04 | 0.078 | 16419.673 | 919.558 | 101.697 |  | 244222.905 | 66577.742 | 244222.905 | 66577.742 | EPA/CAMD | EPA/CAMD | EPA/CAMD | EPA/CAMD | EIA | EIA | -- | EPA/CAMD | EPA/CAMD | [14 empty] | 8184.9623 | 0 | 1133.59 | 28704.41 | 0 | 0 | 0 | 0 | 0 | 0 | 0 | 0 | 29838 | 0 | 0 | 29838 | 0 | 0 | 0.037991 | 0.96201 | 0 | 0 | 0 | 0 | 0 | 0 | 0 | 0 | 1 | 0 | 0 | 1 | 0 | Yes |  | 264469.37 | 18460.286 | 22.492 | 0.114 |  | https://www.google.com/maps/@?api=1&map_action=map&center=32.826500000000003%2C-79.963399999999993&zoom=17&basemap=satellite | 49265 | [118 empty] | 0.46 |  |  | 71 |  |  | 0.35 | 0.53 |  |  | 68 |  |  | 0.4 | 0.41 |  |  | 70 |  |  | 0.3 | 0.01 |  |  | 58 |  |  | 0.05 | 0.13 |  |  | 67 |  |  | 0.12 | 0.05 |  |  | 49 |  |  | 0.06 | 0.14 |  |  | 46 |  |  | 0.16 | 0.94113 | 0.073474 | Gas | FRS_110001665083
705 | 892 | 2021 | CA | DTE Stockton | 54238 | Pacific Gas & Electric Co | 14328 | DTE Stockton LLC | 56652 | IPP CHP | California Independent System Operator | CISO | WECC | CAMX | WECC California | CAISO | 6 | 77 | San Joaquin | 37.9436 | -121.3304 | 1 | 1 | WDS | BIOMASS |  | 0.78727 | 54 | 0.021217 | Yes | Yes | 2396089.6 | 0.53 | 0.41427 |  | 2355846.205 | 1036346.018 | 2355846.205 | 1036346.018 | 372410 | 165964 | 42.487 | 18.617 | 0.118 | 0 | 172959.02 | 22695.585 | 0 |  | 0.228 | 0.224 | 0.001 | 0 | 0.464 | 0.061 | 0 |  | 0.036 | 0.036 | 0 | 0 | 0.073 | 0.01 | 0 |  | 0.228 | 0.224 | 0.001 | 0 | 0.464 | 0.061 | 0 |  | 102.557 | 44.94 | 0.284 | 592866.047 | 417499.021 | 54783.986 |  | 5686685.123 | 2501595.167 | 5686685.123 | 2501595.167 | EPA/CAMD | EPA/CAMD | EPA/CAMD | EPA/CAMD | EIA | EIA | -- | EPA/CAMD | EPA/CAMD |  |  |  | 592866.047 |  |  | 3330838.918 | 1465249.149 | 60.07 | 26.323 | 0.166 | 592866.047 | 244540.001 | 32088.401 | 6325.9477 | 0 | 0 | 10929.305 | 0 | 0 | 361480.7 | 0 | 0 | 0 | 0 | 0 | 10929.305 | 361480.7 | 361480.7 | 372410.005 | 0 | 0 | 0 | 0.029348 | 0 | 0 | 0.97065 | 0 | 0 | 0 | 0 | 0 | 0.029348 | 0.97065 | 0.97065 | 1 | 0 | Yes |  | 5670475.36 | 591163.382 | 104.836 | 12.371 |  | https://www.google.com/maps/@?api=1&map_action=map&center=37.943632999999998%2C-121.330433&zoom=17&basemap=satellite | 92443 | [118 empty] | 0.62 |  |  | 84 |  |  | 0.35 | 0.79 |  |  | 83 |  |  | 0.4 | 0.45 |  |  | 75 |  |  | 0.3 | 0.11 |  |  | 85 |  |  | 0.05 | 0.25 |  |  | 86 |  |  | 0.12 | 0.07 |  |  | 69 |  |  | 0.06 | 0.11 |  |  | 32 |  |  | 0.16 | 2.1473 | 0.011344 | Biomass | FRS_110017397565
706 | 9661 | 2021 | SC | McMeekin | 3287 | Dominion Energy South Carolina | 17539 | Dominion Energy South Carolina, Inc | 17539 | Electric Utility | South Carolina Electric & Gas Company | SCEG | SERC | SRVC | SERC Virginia/Carolina |  | 45 | 63 | Lexington | 34.0556 | -81.2172 | 2 | 2 | NG | GAS |  | 0.35784 | 293.6 | 0.73694 | [6 empty] | 8284593.568 | 3429566.203 | 8284593.568 | 3429566.203 | 920336 | 377707 | 325.017 | 138.875 | 2.478 | 491107.067 | 20993.267 | 2099.327 | 491682.283 |  | 0.706 | 0.735 | 0.005 | 1067.234 | 0.023 | 0.002 | 1068.484 |  | 0.078 | 0.081 | 0.001 | 118.559 | 0.003 | 0 | 118.698 |  | 0.706 | 0.735 | 0.005 | 1067.234 | 0.023 | 0.002 | 1068.484 |  | 325.017 | 138.875 | 2.478 | 491107.067 | 20993.267 | 2099.327 |  | 8284593.568 | 3429566.203 | 8284593.568 | 3429566.203 | EPA/CAMD | EPA/CAMD | EPA/CAMD | EPA/CAMD | EIA | EIA | -- | EPA/CAMD | EPA/CAMD | [14 empty] | 9001.7054 | 0 | 0 | 920336 | 0 | 0 | 0 | 0 | 0 | 0 | 0 | 0 | 920336 | 0 | 0 | 920336 | 0 | 0 | 0 | 1 | 0 | 0 | 0 | 0 | 0 | 0 | 0 | 0 | 1 | 0 | 0 | 1 | 0 | Yes |  | 6895421.184 | 408756.922 | 272.321 | 2.028 |  | https://www.google.com/maps/@?api=1&map_action=map&center=34.055599999999998%2C-81.217200000000005&zoom=17&basemap=satellite | 23543 | [118 empty] | 0.19 |  |  | 31 |  |  | 0.35 | 0.22 |  |  | 42 |  |  | 0.4 | 0.16 |  |  | 29 |  |  | 0.3 | 0 |  |  | 0 |  |  | 0.05 | 0.04 |  |  | 28 |  |  | 0.12 | 0.05 |  |  | 51 |  |  | 0.06 | 0.2 |  |  | 67 |  |  | 0.16 | 39.7713 | 0.077922 | Gas | FRS_110000352564
707 | 896 | 2021 | CA | Dynegy Oakland Power Plant | 6211 | Pacific Gas & Electric Co | 14328 | Dynegy Oakland, LLC | 54803 | IPP Non-CHP | California Independent System Operator | CISO | WECC | CAMX | WECC California | CAISO | 6 | 1 | Alameda | 37.7968 | -122.2819 | 3 | 3 | JF | OIL |  | 0.00414 | 223.5 | 1 | [6 empty] | 125280 | 21810 | 125280 | 21810 | 8109 | 1307.001 | 56.103 | 9.768 | 0.034 | 9973.404 | 828.586 | 165.717 | 10008.453 |  | 13.837 | 14.947 | 0.008 | 2459.836 | 0.102 | 0.02 | 2468.48 |  | 0.896 | 0.896 | 0.001 | 159.218 | 0.007 | 0.001 | 159.777 |  | 13.837 | 14.947 | 0.008 | 2459.836 | 0.102 | 0.02 | 2468.48 |  | 56.103 | 9.768 | 0.034 | 9973.404 | 828.586 | 165.717 |  | 125280 | 21810 | 125280 | 21810 | EIA | EIA | EIA | EIA | EIA | EIA | -- | EIA | EIA | [14 empty] | 15449.5006 | 0 | 8109 | 0 | 0 | 0 | 0 | 0 | 0 | 0 | 0 | 0 | 8109 | 0 | 0 | 8109 | 0 | 0 | 1 | 0 | 0 | 0 | 0 | 0 | 0 | 0 | 0 | 0 | 1 | 0 | 0 | 1 | 0 | [7 empty] | https://www.google.com/maps/@?api=1&map_action=map&center=37.796750000000003%2C-122.28185000000001&zoom=17&basemap=satellite | 206699 | [118 empty] | 0.47 |  |  | 72 |  |  | 0.35 | 0.65 |  |  | 76 |  |  | 0.4 | 0.29 |  |  | 53 |  |  | 0.3 | 0.1 |  |  | 84 |  |  | 0.05 | 0.12 |  |  | 63 |  |  | 0.12 | 0.05 |  |  | 54 |  |  | 0.06 | 0.14 |  |  | 43 |  |  | 0.16 | 0.26181 | 0.10772 | Oil | FRS_110000786169
708 | 9678 | 2021 | SC | Parr GT | 3291 | Dominion Energy South Carolina | 17539 | Dominion Energy South Carolina, Inc | 17539 | Electric Utility | South Carolina Electric & Gas Company | SCEG | SERC | SRVC | SERC Virginia/Carolina |  | 45 | 39 | Fairfield | 34.2642 | -81.3308 | 4 | 4 | NG | GAS |  | 0.00356 | 83.8 | 1 | [6 empty] | 43092 | 20009 | 43092 | 20009 | 2612 | 1212 | 5.964 | 2.796 | 0.061 | 2518.492 | 115.738 | 14.684 | 2522.127 |  | 4.567 | 4.614 | 0.047 | 1928.401 | 0.044 | 0.006 | 1931.184 |  | 0.277 | 0.279 | 0.003 | 116.889 | 0.003 | 0 | 117.058 |  | 4.567 | 4.614 | 0.047 | 1928.401 | 0.044 | 0.006 | 1931.184 |  | 5.964 | 2.796 | 0.061 | 2518.492 | 115.738 | 14.684 |  | 43092 | 20009 | 43092 | 20009 | EIA | EIA | EIA | EIA | EIA | EIA | -- | EIA | EIA | [14 empty] | 16497.7029 | 0 | 285.039 | 2326.961 | 0 | 0 | 0 | 0 | 0 | 0 | 0 | 0 | 2612 | 0 | 0 | 2612 | 0 | 0 | 0.10913 | 0.89087 | 0 | 0 | 0 | 0 | 0 | 0 | 0 | 0 | 1 | 0 | 0 | 1 | 0 | [7 empty] | https://www.google.com/maps/@?api=1&map_action=map&center=34.264200000000002%2C-81.330799999999996&zoom=17&basemap=satellite | 420 | [118 empty] | 0.29 |  |  | 50 |  |  | 0.35 | 0.34 |  |  | 54 |  |  | 0.4 | 0.24 |  |  | 44 |  |  | 0.3 | 0 |  |  | 0 |  |  | 0.05 | 0.09 |  |  | 54 |  |  | 0.12 | 0.05 |  |  | 51 |  |  | 0.06 | 0.22 |  |  | 75 |  |  | 0.16 | 0.042379 | 0.016126 | Gas | FRS_110008551487
709 | 898 | 2021 | CA | E. F. Oxnard Energy Facility | 10776 | Southern California Edison Co | 17609 | EF Oxnard, LLC | 5533 | IPP Non-CHP | California Independent System Operator | CISO | WECC | CAMX | WECC California | CAISO | 6 | 111 | Ventura | 34.1958 | -119.1664 | 1 | 1 | NG | GAS |  | 0.00485 | 48.5 | 1 |  | Yes | 0 |  | 1 |  | 22251 | 20109 | 22251 | 20109 | 2062 | 1898 | 0 |  | 0 | 0 | 49.055 | 4.906 | [6 empty] | 0.024 | 0.002 | [6 empty] | 0.002 | 0 | [6 empty] | 0.024 | 0.002 | [6 empty] | 49.055 | 4.906 |  | 22251 | 20109 | 22251 | 20109 |  |  |  |  | EIA | EIA | -- | EIA | EIA | [6 empty] | 0 | 0 |  |  |  |  | 0 | 0 | 10790.9796 | 0 | 0 | 2062 | 0 | 0 | 0 | 0 | 0 | 0 | 0 | 0 | 2062 | 0 | 0 | 2062 | 0 | 0 | 0 | 1 | 0 | 0 | 0 | 0 | 0 | 0 | 0 | 0 | 1 | 0 | 0 | 1 | 0 | Yes |  | 36875.379 | 2191.694 | 12.943 | 0.755 |  | https://www.google.com/maps/@?api=1&map_action=map&center=34.195799999999998%2C-119.1664&zoom=17&basemap=satellite | 192005 | [118 empty] | 0.62 |  |  | 84 |  |  | 0.35 | 0.89 |  |  | 88 |  |  | 0.4 | 0.36 |  |  | 63 |  |  | 0.3 | 0.13 |  |  | 88 |  |  | 0.05 | 0.31 |  |  | 91 |  |  | 0.12 | 0.07 |  |  | 66 |  |  | 0.06 | 0.1 |  |  | 26 |  |  | 0.16 | 0.28281 | 0.0093314 | Gas | FRS_110000514587
710 | 9722 | 2021 | SC | Urquhart | 3295 | Dominion Energy South Carolina | 17539 | Dominion Energy South Carolina, Inc | 17539 | Electric Utility | South Carolina Electric & Gas Company | SCEG | SERC | SRVC | SERC Virginia/Carolina |  | 45 | 3 | Aiken | 33.435 | -81.9111 | 4 | 9 | NG | GAS |  | 0.31326 | 758.9 | 0.81123 | [6 empty] | 17621719.58 | 8226506.295 | 17621719.58 | 8226506.295 | 2082543.999 | 1063876.999 | 288.735 | 117.318 | 6.955 | 1050830.728 | 37543.55 | 3792.905 | 1051865.165 |  | 0.277 | 0.221 | 0.007 | 1009.18 | 0.018 | 0.002 | 1010.173 |  | 0.033 | 0.029 | 0.001 | 119.265 | 0.002 | 0 | 119.383 |  | 0.277 | 0.221 | 0.007 | 1009.18 | 0.018 | 0.002 | 1010.173 |  | 288.735 | 117.318 | 6.955 | 1050830.728 | 37543.55 | 3792.905 |  | 17621719.58 | 8226506.295 | 17621719.58 | 8226506.295 | EPA/CAMD | EPA/CAMD | EPA/CAMD | EPA/CAMD | EIA | EIA | -- | EPA/CAMD | EPA/CAMD | [14 empty] | 8461.6313 | 0 | 6748.705 | 2075795.314 | 0 | 0 | 0 | 0 | 0 | 0 | 0 | 0 | 2082544.019 | 0 | 0 | 2082544.019 | 0 | 0 | 0.0032406 | 0.99676 | 0 | 0 | 0 | 0 | 0 | 0 | 0 | 0 | 1 | 0 | 0 | 1 | 0 | Yes |  | 15973388.26 | 954565.432 | 236.89 | 4.888 |  | https://www.google.com/maps/@?api=1&map_action=map&center=33.435000000000002%2C-81.911100000000005&zoom=17&basemap=satellite | 7374 | [118 empty] | 0.74 |  |  | 92 |  |  | 0.35 | 0.8 |  |  | 83 |  |  | 0.4 | 0.68 |  |  | 92 |  |  | 0.3 | 0 |  |  | 0 |  |  | 0.05 | 0.19 |  |  | 78 |  |  | 0.12 | 0.07 |  |  | 71 |  |  | 0.06 | 0.16 |  |  | 52 |  |  | 0.16 | 101.8872 | 0.10523 | Gas | FRS_110000355534
711 | 911 | 2021 | CA | El Cajon Energy Center | 57001 | San Diego Gas & Electric Co | 16609 | Wellhead Services, Inc | 20323 | IPP Non-CHP | California Independent System Operator | CISO | WECC | CAMX | WECC California | CAISO | 6 | 73 | San Diego | 32.7961 | -116.9721 | 1 | 1 | NG | GAS |  | 0.01256 | 60.5 | 1 | [6 empty] | 72301.153 | 52484.698 | 72301.153 | 52484.698 | 6659 | 4834 | 0.875 | 0.585 | 0.022 | 4297.214 | 159.703 | 15.97 | 4301.59 |  | 0.263 | 0.242 | 0.007 | 1290.648 | 0.024 | 0.002 | 1291.963 |  | 0.024 | 0.022 | 0.001 | 118.87 | 0.002 | 0 | 118.991 |  | 0.263 | 0.242 | 0.007 | 1290.648 | 0.024 | 0.002 | 1291.963 |  | 0.875 | 0.585 | 0.022 | 4297.214 | 159.703 | 15.97 |  | 72301.153 | 52484.698 | 72301.153 | 52484.698 | EPA/CAMD | EPA/CAMD | EPA/CAMD | EPA/CAMD | EIA | EIA | -- | EPA/CAMD | EPA/CAMD | [14 empty] | 10857.6593 | 0 | 0 | 6659 | 0 | 0 | 0 | 0 | 0 | 0 | 0 | 0 | 6659 | 0 | 0 | 6659 | 0 | 0 | 0 | 1 | 0 | 0 | 0 | 0 | 0 | 0 | 0 | 0 | 1 | 0 | 0 | 1 | 0 | Yes |  | 147262.803 | 8751.357 | 2.378 | 0.044 |  | https://www.google.com/maps/@?api=1&map_action=map&center=32.796106000000002%2C-116.97207299999999&zoom=17&basemap=satellite | 165641 | [118 empty] | 0.38 |  |  | 62 |  |  | 0.35 | 0.4 |  |  | 59 |  |  | 0.4 | 0.35 |  |  | 62 |  |  | 0.3 | 0.09 |  |  | 82 |  |  | 0.05 | 0.13 |  |  | 65 |  |  | 0.12 | 0.07 |  |  | 69 |  |  | 0.06 | 0.14 |  |  | 45 |  |  | 0.16 | 0.27917 | 0.087858 | Gas | FRS_110043330106
712 | 9729 | 2021 | SC | Wateree | 3297 | Dominion Energy South Carolina | 17539 | Dominion Energy South Carolina, Inc | 17539 | Electric Utility | South Carolina Electric & Gas Company | SCEG | SERC | SRVC | SERC Virginia/Carolina |  | 45 | 79 | Richland | 33.8264 | -80.6228 | 2 | 2 | BIT | COAL | Yes | 0.22314 | 771.8 | 0.96143 | [6 empty] | 15435984.29 | 6292404.238 | 15435984.29 | 6292404.238 | 1508649 | 610643 | 950.751 | 306.606 | 159.018 | 1583756.5 | 380116.395 | 55318.693 | 1596750.44 |  | 1.26 | 1.004 | 0.211 | 2099.569 | 0.252 | 0.037 | 2116.795 |  | 0.123 | 0.097 | 0.021 | 205.203 | 0.025 | 0.004 | 206.887 |  | 1.26 | 1.004 | 0.211 | 2099.569 | 0.252 | 0.037 | 2116.795 |  | 950.751 | 306.606 | 159.018 | 1583756.5 | 380116.395 | 55318.693 |  | 15435984.29 | 6292404.238 | 15435984.29 | 6292404.238 | EPA/CAMD | EPA/CAMD | EPA/CAMD | EPA/CAMD | EIA | EIA | -- | EPA/CAMD | EPA/CAMD | [14 empty] | 10231.6604 | 1501006.8 | 7642.208 | 0 | 0 | 0 | 0 | 0 | 0 | 0 | 0 | 0 | 1508649.008 | 0 | 0 | 1508649.008 | 0 | 0.99493 | 0.0050656 | 0 | 0 | 0 | 0 | 0 | 0 | 0 | 0 | 0 | 1 | 0 | 0 | 1 | 0 | Yes |  | 18895983.4 | 1938722.167 | 1178.798 | 238.453 |  | https://www.google.com/maps/@?api=1&map_action=map&center=33.8264%2C-80.622799999999998&zoom=17&basemap=satellite | 145 | [118 empty] | 0.64 |  |  | 85 |  |  | 0.35 | 0.87 |  |  | 87 |  |  | 0.4 | 0.41 |  |  | 69 |  |  | 0.3 | 0 |  |  | 0 |  |  | 0.05 | 0.19 |  |  | 78 |  |  | 0.12 | 0.05 |  |  | 50 |  |  | 0.06 | 0.33 |  |  | 91 |  |  | 0.16 | 10.6684 | 0.025494 | Coal | FRS_110015337198
713 | 917 | 2021 | CA | El Nido Facility | 56707 | Pacific Gas & Electric Co | 14328 | Merced Power LLC | 55952 | IPP Non-CHP | California Independent System Operator | CISO | WECC | CAMX | WECC California | CAISO | 6 | 47 | Merced | 37.1867 | -120.4903 | 1 | 1 | WDS | BIOMASS |  | 0.49316 | 12.5 | 0.5114 | Yes | [5 empty] | 1103396.625 | 482468.449 | 1103396.625 | 482468.449 | 54001 | 24288 | 33.654 | 14.233 | 0.152 | 121.62 | 77727.663 | 10202.571 | 2613.399 |  | 1.246 | 1.172 | 0.006 | 4.504 | 1.439 | 0.189 | 96.791 |  | 0.061 | 0.059 | 0 | 0.22 | 0.07 | 0.009 | 4.737 |  | 1.246 | 1.172 | 0.006 | 4.504 | 1.439 | 0.189 | 96.791 |  | 33.654 | 14.233 | 0.152 | 114023.71 | 77727.663 | 10202.571 |  | 1103396.625 | 482468.449 | 1103396.625 | 482468.449 | EIA | EIA | EIA | EIA | EIA | EIA | -- | EIA | EIA |  |  |  | 113902.09 | [10 empty] | 20432.8924 | 0 | 0 | 88.243 | 0 | 0 | 53912.757 | 0 | 0 | 0 | 0 | 0 | 88.243 | 53912.757 | 53912.757 | 54001 | 0 | 0 | 0 | 0.0016341 | 0 | 0 | 0.99837 | 0 | 0 | 0 | 0 | 0 | 0.0016341 | 0.99837 | 0.99837 | 1 | 0 | [7 empty] | https://www.google.com/maps/@?api=1&map_action=map&center=37.186700000000002%2C-120.4903&zoom=17&basemap=satellite | 940 | [118 empty] | 0.52 |  |  | 76 |  |  | 0.35 | 0.62 |  |  | 74 |  |  | 0.4 | 0.43 |  |  | 72 |  |  | 0.3 | 0.08 |  |  | 82 |  |  | 0.05 | 0.31 |  |  | 91 |  |  | 0.12 | 0.06 |  |  | 63 |  |  | 0.06 | 0.08 |  |  | 21 |  |  | 0.16 | 10.7452 | 0.38016 | Biomass | FRS_110043707968
714 | 9739 | 2021 | SC | Williams | 3298 | Dominion Energy South Carolina | 17539 | South Carolina Genertg Co, Inc | 17554 | Electric Utility | South Carolina Electric & Gas Company | SCEG | SERC | SRVC | SERC Virginia/Carolina |  | 45 | 15 | Berkeley | 33.0158 | -79.9297 | 3 | 3 | BIT | COAL | Yes | 0.38946 | 713.5 | 0.68423 | [6 empty] | 24335703.69 | 11879138.26 | 24335703.69 | 11879138.26 | 2434247 | 1163370 | 2187.118 | 936.847 | 587.512 | 2496755.369 | 583629.187 | 84900.572 | 2516700.919 |  | 1.797 | 1.611 | 0.483 | 2051.357 | 0.24 | 0.035 | 2067.745 |  | 0.18 | 0.158 | 0.048 | 205.193 | 0.024 | 0.003 | 206.832 |  | 1.797 | 1.611 | 0.483 | 2051.357 | 0.24 | 0.035 | 2067.745 |  | 2187.118 | 936.847 | 587.512 | 2496755.369 | 583629.187 | 84900.572 |  | 24335703.69 | 11879138.26 | 24335703.69 | 11879138.26 | EPA/CAMD | EPA/CAMD | EPA/CAMD | EPA/CAMD; EIA | EIA | EIA | -- | EPA/CAMD | EPA/CAMD | [14 empty] | 9997.2205 | 2426865.1 | 3416.022 | 3965.848 | 0 | 0 | 0 | 0 | 0 | 0 | 0 | 0 | 2434246.97 | 0 | 0 | 2434246.97 | 0 | 0.99697 | 0.0014033 | 0.0016292 | 0 | 0 | 0 | 0 | 0 | 0 | 0 | 0 | 1 | 0 | 0 | 1 | 0 | Yes |  | 18076809.52 | 1854589.475 | 2352.508 | 709.317 |  | https://www.google.com/maps/@?api=1&map_action=map&center=33.015799999999999%2C-79.929699999999997&zoom=17&basemap=satellite | 42 | [118 empty] | 0.07 |  |  | 5 |  |  | 0.35 | 0.1 |  |  | 24 |  |  | 0.4 | 0.04 |  |  | 6 |  |  | 0.3 | 0 |  |  | 0 |  |  | 0.05 | 0.04 |  |  | 27 |  |  | 0.12 | 0.03 |  |  | 32 |  |  | 0.06 | 0.11 |  |  | 30 |  |  | 0.16 | 17.257 | 0.012871 | Coal | FRS_110000353509
715 | 919 | 2021 | CA | El Segundo Cogen | 10213 | Southern California Edison Co | 17609 | Chevron USA Inc-El Segundo | 3452 | Industrial CHP | California Independent System Operator | CISO | WECC | CAMX | WECC California | CAISO | 6 | 37 | Los Angeles | 33.9058 | -118.4031 | 8 | 6 | NG | GAS |  | 0.66925 | 180.1 | 0.21792 |  | Yes | 602464.8 | 5.982 | 0.88858 |  | 11207791.57 | 6122420.221 | 11207791.57 | 6122420.221 | 1055859 | 582320 | 1660.426 | 898.28 | 17.216 | 655034.354 | 24709.176 | 2470.647 | 655711.345 |  | 3.145 | 3.085 | 0.033 | 1240.761 | 0.023 | 0.002 | 1242.043 |  | 0.296 | 0.293 | 0.003 | 116.889 | 0.002 | 0 | 117.01 |  | 3.145 | 3.085 | 0.033 | 1240.761 | 0.023 | 0.002 | 1242.043 |  | 1868.621 | 1010.912 | 19.375 | 737166.809 | 27807.372 | 2780.433 |  | 12613097.16 | 6890088.97 | 12613097.16 | 6890088.97 | EIA | EIA |  | EIA | EIA | EIA | -- | EIA | EIA | [6 empty] | 1405305.586 | 767668.749 | 208.195 | 112.632 | 2.159 | 82132.455 | 3098.197 | 309.786 | 10614.8563 | 0 | 0 | 1052136.284 | 0 | 0 | 0 | 0 | 0 | 0 | 3722.716 | 0 | 1055859 | 0 | 0 | 1055859 | 0 | 0 | 0 | 0.99647 | 0 | 0 | 0 | 0 | 0 | 0 | 0.0035258 | 0 | 1 | 0 | 0 | 1 | 0 | [7 empty] | https://www.google.com/maps/@?api=1&map_action=map&center=33.905799999999999%2C-118.40309999999999&zoom=17&basemap=satellite | 123598 | [118 empty] | 0.33 |  |  | 55 |  |  | 0.35 | 0.49 |  |  | 66 |  |  | 0.4 | 0.16 |  |  | 28 |  |  | 0.3 | 0.04 |  |  | 71 |  |  | 0.05 | 0.08 |  |  | 49 |  |  | 0.12 | 0.07 |  |  | 65 |  |  | 0.06 | 0.13 |  |  | 41 |  |  | 0.16 | 37.5693 | 0.061638 | Gas | FRS_110028014690
716 | 9691 | 2021 | SC | Rocky River (SC) | 3305 | City of Abbeville - (SC) | 34 | City of Abbeville - (SC) | 34 | Electric Utility | Duke Energy Carolinas | DUK | SERC | SRVC | SERC Virginia/Carolina |  | 45 | 7 | Anderson | 34.2572 | -82.6097 | 3 | 3 | DFO | OIL |  | 0 | 3.9 | [11 empty] | 0 | 0 | 0 |  | 0 | 0 | [45 empty] | -- | [17 empty] | 0 | 0 | 0 | 0 | 0 | 0 | 0 | 0 | 0 | 0 | 0 | 0 | 0 | 0 | 0 | 0 | [23 empty] | https://www.google.com/maps/@?api=1&map_action=map&center=34.257199999999997%2C-82.609700000000004&zoom=17&basemap=satellite | 1552 | [118 empty] | 0.19 |  |  | 29 |  |  | 0.35 | 0.07 |  |  | 19 |  |  | 0.4 | 0.3 |  |  | 54 |  |  | 0.3 | 0 |  |  | 0 |  |  | 0.05 | 0.13 |  |  | 66 |  |  | 0.12 | 0.04 |  |  | 44 |  |  | 0.06 | 0.2 |  |  | 66 |  |  | 0.16 | 0.020925 | 3.4875 | Oil | FRS_110028042026
717 | 923 | 2021 | CA | Elk Hills Cogen | 55950 | Pacific Gas & Electric Co | 14328 | California Resources Elk Hills LLC | 13989 | Industrial CHP | California Independent System Operator | CISO | WECC | CAMX | WECC California | CAISO | 6 | 29 | Kern | 35.4791 | -119.7375 | 2 | 2 | NG | GAS |  | 0.01825 | 46.6 | 1 |  | Yes | 18661.6 | 1.362 | 0.64494 |  | 55449.014 | 40688.193 | 55449.014 | 40688.193 | 7449 | 5521 | 9.028 | 6.643 | 0.089 | 3240.691 | 122.244 | 12.224 | 3244.041 |  | 2.424 | 2.406 | 0.024 | 870.101 | 0.016 | 0.002 | 871 |  | 0.326 | 0.327 | 0.003 | 116.889 | 0.002 | 0 | 117.01 |  | 2.424 | 2.406 | 0.024 | 870.101 | 0.016 | 0.002 | 871 |  | 13.998 | 10.3 | 0.137 | 5024.768 | 189.543 | 18.954 |  | 85975 | 63088 | 85975 | 63088 | EIA | EIA | EIA | EIA | EIA | EIA | -- | EIA | EIA | [6 empty] | 30525.986 | 22399.807 | 4.97 | 3.657 | 0.049 | 1784.077 | 67.298 | 6.73 | 7443.8198 | 0 | 0 | 7449 | 0 | 0 | 0 | 0 | 0 | 0 | 0 | 0 | 7449 | 0 | 0 | 7449 | 0 | 0 | 0 | 1 | 0 | 0 | 0 | 0 | 0 | 0 | 0 | 0 | 1 | 0 | 0 | 1 | 0 | [7 empty] | https://www.google.com/maps/@?api=1&map_action=map&center=35.479146%2C-119.737464&zoom=17&basemap=satellite | 36 | [118 empty] | 0.75 |  |  | 92 |  |  | 0.35 | 0.93 |  |  | 90 |  |  | 0.4 | 0.57 |  |  | 86 |  |  | 0.3 | 0.53 |  |  | 98 |  |  | 0.05 | 0.55 |  |  | 99 |  |  | 0.12 | 0.08 |  |  | 76 |  |  | 0.06 | 0.04 |  |  | 6 |  |  | 0.16 | 0.13826 | 0.0075055 | Gas | FRS_
718 | 9641 | 2021 | SC | Hilton Head Gas Turbine Site | 3318 | South Carolina Public Service Authority | 17543 | South Carolina Public Service Authority | 17543 | Electric Utility | South Carolina Public Service Authority | SC | SERC | SRVC | SERC Virginia/Carolina |  | 45 | 13 | Beaufort | 32.2089 | -80.6988 | 3 | 3 | DFO | OIL |  | 0 | 117.9 | [7 empty] | 11395 | 1877.9 | 11395 | 1877.9 | -19.999 | -3 | 6.838 | 1.228 | 2.849 | 930.549 | 75.689 | 15.138 | 933.751 |  | 0 | 0 | 0 | 0 | 0 | 0 | 0 |  | 1.2 | 1.308 | 0.5 | 163.326 | 0.007 | 0.001 | 163.888 |  | 0 | 0 | 0 | 0 | 0 | 0 | 0 |  | 6.838 | 1.228 | 2.849 | 930.549 | 75.689 | 15.138 |  | 11395 | 1877.9 | 11395 | 1877.9 | EPA/CAMD | EPA/CAMD; EIA | EPA/CAMD | EIA | EIA | EIA | -- | EPA/CAMD | EPA/CAMD | [14 empty] | -569806.9807 | 0 | -19.998 | 0 | 0 | 0 | 0 | 0 | 0 | 0 | 0 | 0 | -19.998 | 0 | 0 | -19.998 | 0 | [16 empty] | Yes |  | 91321.1 |  | 54.791 | 22.835 |  | https://www.google.com/maps/@?api=1&map_action=map&center=32.208871000000002%2C-80.698753999999994&zoom=17&basemap=satellite | 18288 | [118 empty] | 0.27 |  |  | 46 |  |  | 0.35 | 0.3 |  |  | 51 |  |  | 0.4 | 0.24 |  |  | 44 |  |  | 0.3 | 0.02 |  |  | 65 |  |  | 0.05 | 0.08 |  |  | 47 |  |  | 0.12 | 0.03 |  |  | 27 |  |  | 0.06 | 0.31 |  |  | 90 |  |  | 0.16 | 0.050658 | 1.3691 | Oil | FRS_110002198363
719 | 924 | 2021 | CA | Elk Hills Power | 55400 | Pacific Gas & Electric Co | 14328 | Elk Hills Power LLC | 34164 | IPP CHP | California Independent System Operator | CISO | WECC | CAMX | WECC California | CAISO | 6 | 29 | Kern | 35.2803 | -119.4707 | 2 | 3 | NG | GAS |  | 0.69229 | 623 | 0.17952 |  | Yes | 1294703.2 | 9.96 | 0.92997 |  | 22928327.13 | 10039342.79 | 22928327.13 | 10039342.79 | 3778136 | 1662492 | 60.518 | 26.911 | 6.879 | 1362600.597 | 54721.03 | 5472.103 | 1364099.953 |  | 0.032 | 0.032 | 0.004 | 721.308 | 0.014 | 0.001 | 722.102 |  | 0.005 | 0.005 | 0.001 | 118.857 | 0.002 | 0 | 118.988 |  | 0.032 | 0.032 | 0.004 | 721.308 | 0.014 | 0.001 | 722.102 |  | 65.075 | 28.937 | 7.397 | 1465209.769 | 58841.739 | 5884.174 |  | 24654920.15 | 10795344.7 | 24654920.15 | 10795344.7 | EPA/CAMD | EPA/CAMD | EPA/CAMD | EPA/CAMD | EIA | EIA | -- | EPA/CAMD | EPA/CAMD | [6 empty] | 1726593.013 | 756001.91 | 4.557 | 2.026 | 0.518 | 102609.172 | 4120.708 | 412.071 | 6068.6876 | 0 | 0 | 3778136 | 0 | 0 | 0 | 0 | 0 | 0 | 0 | 0 | 3778136 | 0 | 0 | 3778136 | 0 | 0 | 0 | 1 | 0 | 0 | 0 | 0 | 0 | 0 | 0 | 0 | 1 | 0 | 0 | 1 | 0 | Yes |  | 23992026.99 | 1425811.39 | 77.289 | 7.198 |  | https://www.google.com/maps/@?api=1&map_action=map&center=35.280318000000001%2C-119.470707&zoom=17&basemap=satellite | 0 | [121 empty] | 0 |  |  | 0.35 |  |  |  | 0 |  |  | 0.4 |  |  |  | 0 |  |  | 0.3 |  |  |  | 0 |  |  | 0.05 |  |  |  | 0 |  |  | 0.12 |  |  |  | 0 |  |  | 0.06 |  |  |  | 0 |  |  | 0.16 | 58.7464 | 0.034826 | Gas | FRS_110012191430
720 | 9668 | 2021 | SC | Myrtle Beach Gas Turbine Site | 3320 | South Carolina Public Service Authority | 17543 | South Carolina Public Service Authority | 17543 | Electric Utility | South Carolina Public Service Authority | SC | SERC | SRVC | SERC Virginia/Carolina |  | 45 | 51 | Horry | 33.7083 | -78.9241 | 3 | 5 | DFO | OIL |  | 0 | 111.5 | [7 empty] | 7782 | 6986 | 7782 | 6986 | -423 | -380.001 | 4.67 | 4.192 | 1.947 | 635.5 | 51.198 | 10.24 | 637.666 |  | 0 | 0 | 0 | 0 | 0 | 0 | 0 |  | 1.2 | 1.2 | 0.5 | 163.326 | 0.007 | 0.001 | 163.882 |  | 0 | 0 | 0 | 0 | 0 | 0 | 0 |  | 4.67 | 4.192 | 1.947 | 635.5 | 51.198 | 10.24 |  | 7782 | 6986 | 7782 | 6986 | EPA/CAMD | EPA/CAMD | EPA/CAMD | EIA | EIA | EIA | -- | EPA/CAMD | EPA/CAMD | [14 empty] | -18397.1631 | 0 | -423 | 0 | 0 | 0 | 0 | 0 | 0 | 0 | 0 | 0 | -423 | 0 | 0 | -423 | 0 | [16 empty] | Yes |  | 68303.8 |  | 40.983 | 17.08 |  | https://www.google.com/maps/@?api=1&map_action=map&center=33.708283000000002%2C-78.924145999999993&zoom=17&basemap=satellite | 40215 | [118 empty] | 0.41 |  |  | 65 |  |  | 0.35 | 0.36 |  |  | 56 |  |  | 0.4 | 0.45 |  |  | 75 |  |  | 0.3 | 0.02 |  |  | 61 |  |  | 0.05 | 0.11 |  |  | 60 |  |  | 0.12 | 0.06 |  |  | 59 |  |  | 0.06 | 0.17 |  |  | 58 |  |  | 0.16 | 0.014601 | 0 | Oil | FRS_110028041928
721 | 925 | 2021 | CA | Ellwood | 8076 | Southern California Edison Co | 17609 | Ellwood Power, LLC | 63844 | IPP Non-CHP | California Independent System Operator | CISO | WECC | CAMX | WECC California | CAISO | 6 | 83 | Santa Barbara | 34.4314 | -119.9001 | 1 | 1 | NG | GAS |  | 0.00369 | 58 | 1 | [6 empty] | 27705 | 13159 | 27705 | 13159 | 1876 | 891 | 4.242 | 2.015 | 0.044 | 1619.206 | 61.079 | 6.108 | 1620.88 |  | 4.522 | 4.523 | 0.047 | 1726.232 | 0.033 | 0.003 | 1728.017 |  | 0.306 | 0.306 | 0.003 | 116.889 | 0.002 | 0 | 117.01 |  | 4.522 | 4.523 | 0.047 | 1726.232 | 0.033 | 0.003 | 1728.017 |  | 4.242 | 2.015 | 0.044 | 1619.206 | 61.079 | 6.108 |  | 27705 | 13159 | 27705 | 13159 | EIA | EIA | EIA | EIA | EIA | EIA | -- | EIA | EIA | [14 empty] | 14768.1237 | 0 | 0 | 1876 | 0 | 0 | 0 | 0 | 0 | 0 | 0 | 0 | 1876 | 0 | 0 | 1876 | 0 | 0 | 0 | 1 | 0 | 0 | 0 | 0 | 0 | 0 | 0 | 0 | 1 | 0 | 0 | 1 | 0 | [7 empty] | https://www.google.com/maps/@?api=1&map_action=map&center=34.431418999999998%2C-119.90005499999999&zoom=17&basemap=satellite | 41168 | [118 empty] | 0.5 |  |  | 74 |  |  | 0.35 | 0.5 |  |  | 67 |  |  | 0.4 | 0.49 |  |  | 78 |  |  | 0.3 | 0.05 |  |  | 76 |  |  | 0.05 | 0.07 |  |  | 46 |  |  | 0.12 | 0.03 |  |  | 31 |  |  | 0.06 | 0.06 |  |  | 13 |  |  | 0.16 | 0.030956 | 0.014398 | Gas | FRS_110028014734
722 | 9749 | 2021 | SD | Ben French | 3325 | Black Hills Power Inc | 19545 | Black Hills Power, Inc. | 19545 | Electric Utility | Western Area Power Administration - Rocky Mountain Region | WACM | WECC | RMPA | WECC Rockies |  | 46 | 103 | Pennington | 44.0872 | -103.261 | 9 | 9 | NG | GAS |  | 0.0061 | 110 | 1 | [6 empty] | 119152 | 92107 | 119152 | 92107 | 5879 | 5462 | 17.652 | 13.944 | 0.209 | 6967.473 | 275.781 | 29.542 | 6975.322 |  | 6.005 | 5.106 | 0.071 | 2370.292 | 0.047 | 0.005 | 2372.962 |  | 0.296 | 0.303 | 0.004 | 116.951 | 0.002 | 0 | 117.083 |  | 6.005 | 5.106 | 0.071 | 2370.292 | 0.047 | 0.005 | 2372.962 |  | 17.652 | 13.944 | 0.209 | 6967.473 | 275.781 | 29.542 |  | 119152 | 92107 | 119152 | 92107 | EIA | EIA | EIA | EIA | EIA | EIA | -- | EIA | EIA | [14 empty] | 20267.3924 | 0 | -323.791 | 6202.791 | 0 | 0 | 0 | 0 | 0 | 0 | 0 | 0 | 5879 | 0 | 0 | 5879 | 0 | 0 | 0 | 1 | 0 | 0 | 0 | 0 | 0 | 0 | 0 | 0 | 1 | 0 | 0 | 1 | 0 | [7 empty] | https://www.google.com/maps/@?api=1&map_action=map&center=44.087235%2C-103.260959&zoom=17&basemap=satellite | 43445 | [118 empty] | 0.34 |  |  | 57 |  |  | 0.35 | 0.27 |  |  | 48 |  |  | 0.4 | 0.39 |  |  | 67 |  |  | 0.3 | 0.01 |  |  | 59 |  |  | 0.05 | 0.07 |  |  | 44 |  |  | 0.12 | 0.07 |  |  | 69 |  |  | 0.06 | 0.19 |  |  | 64 |  |  | 0.16 | 0.15126 | 0.025529 | Gas | FRS_110012375599
723 | 931 | 2021 | CA | Encina Water Pollution Control | 10026 | San Diego Gas & Electric Co | 16609 | Encina Joint Powers Authority | 5901 | Commercial Non-CHP | California Independent System Operator | CISO | WECC | CAMX | WECC California | CAISO | 6 | 73 | San Diego | 33.1165 | -117.3215 | 4 | 4 | OBG | BIOMASS |  | 0.51723 | 3.2 | 0.47128 | Yes | Yes | 0 |  | 1 |  | 157949 | 66829 | 157949 | 66829 | 14499 | 6068 | 311.708 | 131.804 | 0.459 | 1054.731 | 365.374 | 36.537 | 1064.742 |  | 42.997 | 43.442 | 0.063 | 145.49 | 0.025 | 0.003 | 146.871 |  | 3.947 | 3.945 | 0.006 | 13.355 | 0.002 | 0 | 13.482 |  | 42.997 | 43.442 | 0.063 | 145.49 | 0.025 | 0.003 | 146.871 |  | 311.708 | 131.804 | 0.459 | 10029.728 | 365.374 | 36.537 |  | 157949 | 66829 | 157949 | 66829 | EIA | EIA | EIA | EIA | EIA | EIA | -- | EIA | EIA |  |  |  | 8974.997 |  |  | 0 | 0 | 0 | 0 | 0 | 0 | 0 | 0 | 10893.7858 | 0 | 0 | 1523.923 | 0 | 0 | 12975.077 | 0 | 0 | 0 | 0 | 0 | 1523.923 | 12975.077 | 12975.077 | 14499 | 0 | 0 | 0 | 0.10511 | 0 | 0 | 0.89489 | 0 | 0 | 0 | 0 | 0 | 0.10511 | 0.89489 | 0.89489 | 1 | 0 | [7 empty] | https://www.google.com/maps/@?api=1&map_action=map&center=33.116500000000002%2C-117.3215&zoom=17&basemap=satellite | 42531 | [118 empty] | 0.26 |  |  | 44 |  |  | 0.35 | 0.34 |  |  | 54 |  |  | 0.4 | 0.18 |  |  | 33 |  |  | 0.3 | 0.04 |  |  | 72 |  |  | 0.05 | 0.06 |  |  | 40 |  |  | 0.12 | 0.04 |  |  | 38 |  |  | 0.06 | 0.17 |  |  | 56 |  |  | 0.16 | 1.1149 | 0.15278 | Biomass | FRS_110000520632
724 | 9744 | 2021 | SD | Aberdeen Generating Station | 3338 | NorthWestern Energy - (SD) | 13809 | NorthWestern Energy - (SD) | 13809 | Electric Utility | Southwest Power Pool | SWPP | MRO | MROW | MRO West |  | 46 | 13 | Brown | 45.4299 | -98.494 | 2 | 2 | NG | GAS |  | 0.05287 | 111 | 1 | [6 empty] | 596669.1 | 289996.8 | 596669.1 | 289996.8 | 51404 | 24984 | 64.051 | 32.121 | 0.186 | 35291 | 1530.386 | 194.596 | 35339.125 |  | 2.492 | 2.571 | 0.007 | 1373.084 | 0.03 | 0.004 | 1374.956 |  | 0.215 | 0.222 | 0.001 | 118.293 | 0.003 | 0 | 118.455 |  | 2.492 | 2.571 | 0.007 | 1373.084 | 0.03 | 0.004 | 1374.956 |  | 64.051 | 32.121 | 0.186 | 35291 | 1530.386 | 194.596 |  | 596669.1 | 289996.8 | 596669.1 | 289996.8 | EPA/CAMD | EPA/CAMD | EPA/CAMD | EPA/CAMD | EIA | EIA | -- | EPA/CAMD | EPA/CAMD | [14 empty] | 11607.4447 | 0 | 5680.991 | 45723.01 | 0 | 0 | 0 | 0 | 0 | 0 | 0 | 0 | 51404.001 | 0 | 0 | 51404.001 | 0 | 0 | 0.11052 | 0.88948 | 0 | 0 | 0 | 0 | 0 | 0 | 0 | 0 | 1 | 0 | 0 | 1 | 0 | Yes |  | 637663 | 37713.8 | 65.98 | 0.203 |  | https://www.google.com/maps/@?api=1&map_action=map&center=45.429884000000001%2C-98.493960000000001&zoom=17&basemap=satellite | 20068 | [118 empty] | 0.25 |  |  | 42 |  |  | 0.35 | 0.18 |  |  | 37 |  |  | 0.4 | 0.31 |  |  | 55 |  |  | 0.3 | 0.04 |  |  | 71 |  |  | 0.05 | 0.09 |  |  | 52 |  |  | 0.12 | 0.06 |  |  | 63 |  |  | 0.06 | 0.16 |  |  | 54 |  |  | 0.16 | 1.2686 | 0.080064 | Gas | FRS_110054611979
725 | 932 | 2021 | CA | Energy Center | 58168 | Southern California Edison Co | 17609 | University of Redlands | 58105 | Commercial CHP | California Independent System Operator | CISO | WECC | CAMX | WECC California | CAISO | 6 | 71 | San Bernardino | 34.0631 | -117.1639 | 3 | 3 | NG | GAS |  | 0.82116 | 0.9 | 0 |  | Yes | 30639.2 | 0.721 | 0.4902 |  | 58235.543 | 27659.431 | 58235.543 | 27659.431 | 6474 | 3075 | 7.765 | 3.688 | 0.093 | 3403.548 | 128.387 | 12.839 | 3407.066 |  | 2.399 | 2.399 | 0.029 | 1051.451 | 0.02 | 0.002 | 1052.538 |  | 0.267 | 0.267 | 0.003 | 116.889 | 0.002 | 0 | 117.01 |  | 2.399 | 2.399 | 0.029 | 1051.471 | 0.02 | 0.002 | 1052.558 |  | 15.84 | 7.524 | 0.19 | 6943.209 | 261.909 | 26.191 |  | 118800 | 56424.999 | 118800 | 56424.999 | EIA | EIA | EIA | EIA | EIA | EIA | -- | EIA | EIA | [6 empty] | 60564.457 | 28765.568 | 8.075 | 3.836 | 0.097 | 3539.661 | 133.522 | 13.352 | 8995.4622 | 0 | 0 | 6473.88 | 0 | 0 | 0 | 0 | 0 | 0 | 0 | 0 | 6473.88 | 0 | 0 | 6473.88 | 0 | 0 | 0 | 1 | 0 | 0 | 0 | 0 | 0 | 0 | 0 | 0 | 1 | 0 | 0 | 1 | 0 | [7 empty] | https://www.google.com/maps/@?api=1&map_action=map&center=34.063056000000003%2C-117.163889&zoom=17&basemap=satellite | 76366 | [118 empty] | 0.41 |  |  | 65 |  |  | 0.35 | 0.55 |  |  | 70 |  |  | 0.4 | 0.26 |  |  | 48 |  |  | 0.3 | 0.03 |  |  | 69 |  |  | 0.05 | 0.11 |  |  | 59 |  |  | 0.12 | 0.07 |  |  | 65 |  |  | 0.06 | 0.14 |  |  | 44 |  |  | 0.16 | 0.038197 | 0.01178 | Gas | FRS_110057114313
726 | 9757 | 2021 | SD | Clark (SD) | 3341 | NorthWestern Energy - (SD) | 13809 | NorthWestern Energy - (SD) | 13809 | Electric Utility | Southwest Power Pool | SWPP | MRO | MROW | MRO West |  | 46 | 25 | Clark | 44.8765 | -97.7321 | 1 | 1 | DFO | OIL |  | 0 | 2.7 | [7 empty] | 625 | 191 | 625 | 191 | -39 | -12 | 1.007 | 0.308 | 0.091 | 51.039 | 4.134 | 0.827 | 51.214 |  | 0 | 0 | 0 | 0 | 0 | 0 | 0 |  | 3.222 | 3.225 | 0.29 | 163.325 | 0.007 | 0.001 | 163.884 |  | 0 | 0 | 0 | 0 | 0 | 0 | 0 |  | 1.007 | 0.308 | 0.091 | 51.039 | 4.134 | 0.827 |  | 625 | 191 | 625 | 191 | EIA | EIA | EIA | EIA | EIA | EIA | -- | EIA | EIA | [14 empty] | -16025.641 | 0 | -39 | 0 | 0 | 0 | 0 | 0 | 0 | 0 | 0 | 0 | -39 | 0 | 0 | -39 | 0 | [23 empty] | https://www.google.com/maps/@?api=1&map_action=map&center=44.876483999999998%2C-97.732101999999998&zoom=17&basemap=satellite | 1302 | [118 empty] | 0.19 |  |  | 29 |  |  | 0.35 | 0.08 |  |  | 20 |  |  | 0.4 | 0.3 |  |  | 54 |  |  | 0.3 | 0.02 |  |  | 61 |  |  | 0.05 | 0.08 |  |  | 47 |  |  | 0.12 | 0.06 |  |  | 59 |  |  | 0.06 | 0.3 |  |  | 89 |  |  | 0.16 | 0 | 0 | Oil | FRS_110017786528
727 | 936 | 2021 | CA | Equinix Caspian Dr. Fuel Cell | 62671 | Pacific Gas & Electric Co. | 14328 | 2016 ESA Project Company, LLC | 62150 | IPP Non-CHP | California Independent System Operator | CISO | WECC | CAMX | WECC California | CAISO | 6 | 85 | Santa Clara | 37.4151 | -122.0521 | 2 | 2 | NG | GAS |  | 0.87973 | 4.8 | 0 | [8 empty] | 267224 | 126921 | 36991 | 17569 | 0 |  | 0 | 0 | [37 empty] | 267224 | 126921 | [6 empty] | -- | EIA | EIA | [15 empty] | 0 | 0 | 36991 | 0 | 0 | 0 | 0 | 0 | 0 | 0 | 0 | 36991 | 0 | 0 | 36991 | 0 | 0 | 0 | 1 | 0 | 0 | 0 | 0 | 0 | 0 | 0 | 0 | 1 | 0 | 0 | 1 | 0 | [7 empty] | https://www.google.com/maps/@?api=1&map_action=map&center=37.415092000000001%2C-122.05211&zoom=17&basemap=satellite | 114040 | [118 empty] | 0.41 |  |  | 65 |  |  | 0.35 | 0.65 |  |  | 75 |  |  | 0.4 | 0.17 |  |  | 30 |  |  | 0.3 | 0.09 |  |  | 83 |  |  | 0.05 | 0.08 |  |  | 49 |  |  | 0.12 | 0.07 |  |  | 68 |  |  | 0.06 | 0.1 |  |  | 27 |  |  | 0.16 | 0 | 0 | Gas | FRS_110054255747
728 | 9766 | 2021 | SD | Faulkton | 3342 | NorthWestern Energy - (SD) | 13809 | NorthWestern Energy - (SD) | 13809 | Electric Utility | Southwest Power Pool | SWPP | MRO | MROW | MRO West |  | 46 | 49 | Faulk | 45.0367 | -99.1202 | 1 | 1 | DFO | OIL |  | 0 | 2.7 | [7 empty] | 962 | 301 | 962 | 301 | -45 | -14 | 1.547 | 0.485 | 0.14 | 78.56 | 6.363 | 1.273 | 78.829 |  | 0 | 0 | 0 | 0 | 0 | 0 | 0 |  | 3.216 | 3.223 | 0.29 | 163.326 | 0.007 | 0.001 | 163.886 |  | 0 | 0 | 0 | 0 | 0 | 0 | 0 |  | 1.547 | 0.485 | 0.14 | 78.56 | 6.363 | 1.273 |  | 962 | 301 | 962 | 301 | EIA | EIA | EIA | EIA | EIA | EIA | -- | EIA | EIA | [14 empty] | -21377.7778 | 0 | -45 | 0 | 0 | 0 | 0 | 0 | 0 | 0 | 0 | 0 | -45 | 0 | 0 | -45 | 0 | [23 empty] | https://www.google.com/maps/@?api=1&map_action=map&center=45.036684999999999%2C-99.120186000000004&zoom=17&basemap=satellite | 881 | [118 empty] | 0.16 |  |  | 23 |  |  | 0.35 | 0.1 |  |  | 24 |  |  | 0.4 | 0.21 |  |  | 39 |  |  | 0.3 | 0 |  |  | 0 |  |  | 0.05 | 0.13 |  |  | 65 |  |  | 0.12 | 0.08 |  |  | 71 |  |  | 0.06 | 0.21 |  |  | 69 |  |  | 0.16 | 0.06851 | 0 | Oil | FRS_110015663771
729 | 937 | 2021 | CA | Equinix Douglas St. Fuel Cell | 62704 | Southern California Edison Co | 17609 | 2016 ESA Project Company, LLC | 62150 | IPP Non-CHP | California Independent System Operator | CISO | WECC | CAMX | WECC California | CAISO | 6 | 37 | Los Angeles | 33.9212 | -118.3845 | 2 | 2 | NG | GAS |  | 0.85993 | 2 | 0 | [8 empty] | 110514 | 52489 | 15066 | 7156 | 0 |  | 0 | 0 | [37 empty] | 110514 | 52489 | [6 empty] | -- | EIA | EIA | [15 empty] | 0 | 0 | 15066 | 0 | 0 | 0 | 0 | 0 | 0 | 0 | 0 | 15066 | 0 | 0 | 15066 | 0 | 0 | 0 | 1 | 0 | 0 | 0 | 0 | 0 | 0 | 0 | 0 | 1 | 0 | 0 | 1 | 0 | [7 empty] | https://www.google.com/maps/@?api=1&map_action=map&center=33.921199999999999%2C-118.38453&zoom=17&basemap=satellite | 215177 | [118 empty] | 0.54 |  |  | 78 |  |  | 0.35 | 0.75 |  |  | 81 |  |  | 0.4 | 0.33 |  |  | 59 |  |  | 0.3 | 0.09 |  |  | 83 |  |  | 0.05 | 0.21 |  |  | 82 |  |  | 0.12 | 0.07 |  |  | 66 |  |  | 0.06 | 0.11 |  |  | 30 |  |  | 0.16 | 0 | 0 | Gas | FRS_110070422280
730 | 9770 | 2021 | SD | Huron | 3344 | NorthWestern Energy - (SD) | 13809 | NorthWestern Energy - (SD) | 13809 | Electric Utility | Southwest Power Pool | SWPP | MRO | MROW | MRO West |  | 46 | 5 | Beadle | 44.3695 | -98.1722 | 2 | 1 | NG | GAS |  | 0 | 15 | [8 empty] | 0 |  | 0 | -126 | -60 | 0 |  | 0 | 0 |  |  |  |  | 0 | 0 | 0 | 0 | 0 | 0 | 0 | [9 empty] | 0 |  | 0 | 0 | 0 | 0 | 0 | [9 empty] | 0 |  | 0 | [6 empty] | -- |  | EPA/CAMD | [15 empty] | 0 | 0 | -126 | 0 | 0 | 0 | 0 | 0 | 0 | 0 | 0 | -126 | 0 | 0 | -126 | 0 | [16 empty] | Yes | [6 empty] | https://www.google.com/maps/@?api=1&map_action=map&center=44.369506999999999%2C-98.172229999999999&zoom=17&basemap=satellite | 10550 | [118 empty] | 0.36 |  |  | 60 |  |  | 0.35 | 0.37 |  |  | 56 |  |  | 0.4 | 0.35 |  |  | 62 |  |  | 0.3 | 0.13 |  |  | 87 |  |  | 0.05 | 0.2 |  |  | 80 |  |  | 0.12 | 0.1 |  |  | 84 |  |  | 0.06 | 0.16 |  |  | 54 |  |  | 0.16 |  |  | Gas | FRS_110004950964
731 | 938 | 2021 | CA | Equinix Great Oaks Blvd. Fuel Cell | 62702 | Pacific Gas & Electric Co. | 14328 | 2016 ESA Project Company, LLC | 62150 | IPP Non-CHP | California Independent System Operator | CISO | WECC | CAMX | WECC California | CAISO | 6 | 85 | Santa Clara | 37.241 | -121.7826 | 2 | 2 | NG | GAS |  | 0.83151 | 4.5 | 0 | [8 empty] | 246762 | 117201 | 32778 | 15568 | 0 |  | 0 | 0 | [37 empty] | 246762 | 117201 | [6 empty] | -- | EIA | EIA | [15 empty] | 0 | 0 | 32778 | 0 | 0 | 0 | 0 | 0 | 0 | 0 | 0 | 32778 | 0 | 0 | 32778 | 0 | 0 | 0 | 1 | 0 | 0 | 0 | 0 | 0 | 0 | 0 | 0 | 1 | 0 | 0 | 1 | 0 | [7 empty] | https://www.google.com/maps/@?api=1&map_action=map&center=37.240969999999997%2C-121.78259&zoom=17&basemap=satellite | 101275 | [118 empty] | 0.43 |  |  | 67 |  |  | 0.35 | 0.7 |  |  | 78 |  |  | 0.4 | 0.15 |  |  | 28 |  |  | 0.3 | 0.08 |  |  | 82 |  |  | 0.05 | 0.12 |  |  | 63 |  |  | 0.12 | 0.07 |  |  | 64 |  |  | 0.06 | 0.11 |  |  | 33 |  |  | 0.16 | 0 | 0 | Gas | FRS_110054282904
732 | 939 | 2021 | CA | Equinix Lundy Ave. Fuel Cell | 62703 | Pacific Gas & Electric Co. | 14328 | 2016 ESA Project Company, LLC | 62150 | IPP Non-CHP | California Independent System Operator | CISO | WECC | CAMX | WECC California | CAISO | 6 | 85 | Santa Clara | 37.3885 | -121.889 | 2 | 2 | NG | GAS |  | 0.75027 | 3.8 | 0.082883 | [8 empty] | 184181 | 87478 | 24975 | 11862 | 0 |  | 0 | 0 | [37 empty] | 184181 | 87478 | [6 empty] | -- | EIA | EIA | [15 empty] | 0 | 0 | 24975 | 0 | 0 | 0 | 0 | 0 | 0 | 0 | 0 | 24975 | 0 | 0 | 24975 | 0 | 0 | 0 | 1 | 0 | 0 | 0 | 0 | 0 | 0 | 0 | 0 | 1 | 0 | 0 | 1 | 0 | [7 empty] | https://www.google.com/maps/@?api=1&map_action=map&center=37.388460000000002%2C-121.88896&zoom=17&basemap=satellite | 195267 | [118 empty] | 0.53 |  |  | 77 |  |  | 0.35 | 0.87 |  |  | 87 |  |  | 0.4 | 0.19 |  |  | 35 |  |  | 0.3 | 0.16 |  |  | 91 |  |  | 0.05 | 0.14 |  |  | 69 |  |  | 0.12 | 0.06 |  |  | 62 |  |  | 0.06 | 0.12 |  |  | 34 |  |  | 0.16 | 0 | 0 | Gas | FRS_110058319975
733 | 9771 | 2021 | SD | Lake Preston | 3352 | Otter Tail Power Co | 14232 | Otter Tail Power Co | 14232 | Electric Utility | Midcontinent Independent Transmission System Operator, Inc.. | MISO | MRO | MROW | MRO West | MISO | 46 | 77 | Kingsbury | 44.3649 | -97.3811 | 1 | 1 | DFO | OIL |  | 0.00607 | 24.1 | 1 | [6 empty] | 25434 | 8046 | 25434 | 8046 | 1282 | 406 | 10.86 | 3.436 | 3.908 | 2077.014 | 168.217 | 33.643 | 2084.13 |  | 16.942 | 16.926 | 6.096 | 3240.271 | 0.131 | 0.026 | 3251.372 |  | 0.854 | 0.854 | 0.307 | 163.326 | 0.007 | 0.001 | 163.885 |  | 16.942 | 16.926 | 6.096 | 3240.271 | 0.131 | 0.026 | 3251.372 |  | 10.86 | 3.436 | 3.908 | 2077.014 | 168.217 | 33.643 |  | 25434 | 8046 | 25434 | 8046 | EIA | EIA | EIA | EIA | EIA | EIA | -- | EIA | EIA | [14 empty] | 19839.3136 | 0 | 1282 | 0 | 0 | 0 | 0 | 0 | 0 | 0 | 0 | 0 | 1282 | 0 | 0 | 1282 | 0 | 0 | 1 | 0 | 0 | 0 | 0 | 0 | 0 | 0 | 0 | 0 | 1 | 0 | 0 | 1 | 0 | [7 empty] | https://www.google.com/maps/@?api=1&map_action=map&center=44.364871000000001%2C-97.381062999999997&zoom=17&basemap=satellite | 662 | [118 empty] | 0.13 |  |  | 17 |  |  | 0.35 | 0.05 |  |  | 14 |  |  | 0.4 | 0.21 |  |  | 39 |  |  | 0.3 | 0.02 |  |  | 64 |  |  | 0.05 | 0.05 |  |  | 34 |  |  | 0.12 | 0.05 |  |  | 47 |  |  | 0.06 | 0.25 |  |  | 80 |  |  | 0.16 | 0.042926 | 0.79492 | Oil | FRS_110028050338
734 | 940 | 2021 | CA | Equinix Maple Ave. Fuel Cell | 62705 | Southern California Edison Co | 17609 | 2016 ESA Project Company, LLC | 62150 | IPP Non-CHP | California Independent System Operator | CISO | WECC | CAMX | WECC California | CAISO | 6 | 37 | Los Angeles | 33.9254 | -118.3946 | 1 | 1 | NG | GAS |  | 0.42643 | 2 | 0.62262 | [8 empty] | 53683 | 25498 | 7471 | 3548 | 0 |  | 0 | 0 | [37 empty] | 53683 | 25498 | [6 empty] | -- | EIA | EIA | [15 empty] | 0 | 0 | 7471 | 0 | 0 | 0 | 0 | 0 | 0 | 0 | 0 | 7471 | 0 | 0 | 7471 | 0 | 0 | 0 | 1 | 0 | 0 | 0 | 0 | 0 | 0 | 0 | 0 | 1 | 0 | 0 | 1 | 0 | [7 empty] | https://www.google.com/maps/@?api=1&map_action=map&center=33.925420000000003%2C-118.39463000000001&zoom=17&basemap=satellite | 160729 | [118 empty] | 0.49 |  |  | 73 |  |  | 0.35 | 0.68 |  |  | 77 |  |  | 0.4 | 0.29 |  |  | 52 |  |  | 0.3 | 0.08 |  |  | 81 |  |  | 0.05 | 0.18 |  |  | 77 |  |  | 0.12 | 0.07 |  |  | 65 |  |  | 0.06 | 0.12 |  |  | 35 |  |  | 0.16 | 0 | 0 | Gas | FRS_110055766292
735 | 9793 | 2021 | TN | Allen | 3393 | Tennessee Valley Authority | 18642 | Tennessee Valley Authority | 18642 | Electric Utility | Tennessee Valley Authority | TVA | SERC | SRTV | SERC Tennessee Valley |  | 47 | 157 | Shelby | 35.0741 | -90.1487 | 6 | 23 | NG | GAS |  | 0.26245 | 1791.7 | 0.89592 | [6 empty] | 27466693.26 | 13047237.65 | 27466693.26 | 13047237.65 | 4119214 | 2011402.008 | 180.431 | 60.056 | 8.786 | 1632351.047 | 60488.948 | 6053.685 | 1634009.158 |  | 0.088 | 0.06 | 0.004 | 792.555 | 0.015 | 0.001 | 793.36 |  | 0.013 | 0.009 | 0.001 | 118.86 | 0.002 | 0 | 118.981 |  | 0.088 | 0.06 | 0.004 | 792.555 | 0.015 | 0.001 | 793.36 |  | 180.431 | 60.056 | 8.786 | 1632351.047 | 60488.948 | 6053.685 |  | 27466693.26 | 13047237.65 | 27466693.26 | 13047237.65 | EPA/CAMD | EPA/CAMD | EPA/CAMD | EPA/CAMD | EIA | EIA | -- | EPA/CAMD | EPA/CAMD | [14 empty] | 6667.9452 | 0 | -749.462 | 4119963.462 | 0 | 0 | 0 | 0 | 0 | 0 | 0 | 0 | 4119214 | 0 | 0 | 4119214 | 0 | 0 | 0 | 1 | 0 | 0 | 0 | 0 | 0 | 0 | 0 | 0 | 1 | 0 | 0 | 1 | 0 | Yes |  | 35472973.99 | 2108288.837 | 205.262 | 12.757 |  | https://www.google.com/maps/@?api=1&map_action=map&center=35.074086999999999%2C-90.148679999999999&zoom=17&basemap=satellite | 628 | [118 empty] | 0.76 |  |  | 93 |  |  | 0.35 | 1 |  |  | 99 |  |  | 0.4 | 0.51 |  |  | 81 |  |  | 0.3 | 0 |  |  | 0 |  |  | 0.05 | 0.38 |  |  | 95 |  |  | 0.12 | 0.01 |  |  | 14 |  |  | 0.06 | 0.31 |  |  | 90 |  |  | 0.16 | 76.1488 | 0.041077 | Gas | FRS_110000374130
736 | 941 | 2021 | CA | Equinix San Jose | 60223 | Pacific Gas & Electric Co | 14328 | Bloom Energy | 57128 | IPP Non-CHP | California Independent System Operator | CISO | WECC | CAMX | WECC California | CAISO | 6 | 85 | Santa Clara | 37.2417 | -121.7814 | 1 | 1 | NG | GAS |  | 0.69054 | 1.1 | 0.18244 | [8 empty] | 50274 | 23879 | 6654 | 3160 | 0 |  | 0 | 0 | [37 empty] | 50274 | 23879 | [6 empty] | -- | EIA | EIA | [15 empty] | 0 | 0 | 6654 | 0 | 0 | 0 | 0 | 0 | 0 | 0 | 0 | 6654 | 0 | 0 | 6654 | 0 | 0 | 0 | 1 | 0 | 0 | 0 | 0 | 0 | 0 | 0 | 0 | 1 | 0 | 0 | 1 | 0 | [7 empty] | https://www.google.com/maps/@?api=1&map_action=map&center=37.241712999999997%2C-121.781363&zoom=17&basemap=satellite | 100255 | [118 empty] | 0.43 |  |  | 68 |  |  | 0.35 | 0.7 |  |  | 78 |  |  | 0.4 | 0.15 |  |  | 28 |  |  | 0.3 | 0.08 |  |  | 82 |  |  | 0.05 | 0.12 |  |  | 63 |  |  | 0.12 | 0.07 |  |  | 64 |  |  | 0.06 | 0.11 |  |  | 33 |  |  | 0.16 | 0 | 0 | Gas | FRS_110070395826
737 | 9800 | 2021 | TN | Bull Run | 3396 | Tennessee Valley Authority | 18642 | Tennessee Valley Authority | 18642 | Electric Utility | Tennessee Valley Authority | TVA | SERC | SRTV | SERC Tennessee Valley |  | 47 | 1 | Anderson | 36.0211 | -84.1567 | 1 | 1 | BIT | COAL | Yes | 0.09826 | 950 | 1 | [6 empty] | 9608556.401 | 5629927.507 | 9608556.401 | 5629927.507 | 817760 | 490624 | 476.903 | 254.566 | 273.66 | 985835.2 | 219533.257 | 32042.569 | 993353.709 |  | 1.166 | 1.038 | 0.669 | 2411.062 | 0.268 | 0.039 | 2429.45 |  | 0.099 | 0.09 | 0.057 | 205.199 | 0.023 | 0.003 | 206.764 |  | 1.166 | 1.038 | 0.669 | 2411.062 | 0.268 | 0.039 | 2429.45 |  | 476.903 | 254.566 | 273.66 | 985835.2 | 219533.257 | 32042.569 |  | 9608556.401 | 5629927.507 | 9608556.401 | 5629927.507 | EPA/CAMD | EPA/CAMD | EPA/CAMD | EPA/CAMD | EIA | EIA | -- | EPA/CAMD | EPA/CAMD | [14 empty] | 11749.8488 | 812429.69 | 5330.314 | 0 | 0 | 0 | 0 | 0 | 0 | 0 | 0 | 0 | 817760.004 | 0 | 0 | 817760.004 | 0 | 0.99348 | 0.0065182 | 0 | 0 | 0 | 0 | 0 | 0 | 0 | 0 | 0 | 1 | 0 | 0 | 1 | 0 | Yes |  | 12373557.11 | 1269525.443 | 768.021 | 342.973 |  | https://www.google.com/maps/@?api=1&map_action=map&center=36.021099999999997%2C-84.156700000000001&zoom=17&basemap=satellite | 11057 | [118 empty] | 0.22 |  |  | 37 |  |  | 0.35 | 0.11 |  |  | 25 |  |  | 0.4 | 0.33 |  |  | 59 |  |  | 0.3 | 0 |  |  | 0 |  |  | 0.05 | 0.1 |  |  | 56 |  |  | 0.12 | 0.05 |  |  | 52 |  |  | 0.06 | 0.23 |  |  | 75 |  |  | 0.16 | 42.5315 | 0.13268 | Coal | FRS_110043798487
738 | 942 | 2021 | CA | EQX005.0 Toyama Fuel Cell | 64756 | Pacific Gas & Electric Co. | 14328 | 2016 ESA Project Company, LLC | 62150 | IPP Non-CHP | California Independent System Operator | CISO | WECC | CAMX | WECC California | CAISO | 6 | 85 | Santa Clara | 37.3996 | -122.0146 | 1 | 1 | NG | GAS |  | 0.80988 | 1.1 | 0 | [8 empty] | 56476 | 26824 | 7804 | 3707 | 0 |  | 0 | 0 | [37 empty] | 56476 | 26824 | [6 empty] | -- | EIA | EIA | [15 empty] | 0 | 0 | 7804 | 0 | 0 | 0 | 0 | 0 | 0 | 0 | 0 | 7804 | 0 | 0 | 7804 | 0 | 0 | 0 | 1 | 0 | 0 | 0 | 0 | 0 | 0 | 0 | 0 | 1 | 0 | 0 | 1 | 0 | [7 empty] | https://www.google.com/maps/@?api=1&map_action=map&center=37.399610000000003%2C-122.01457000000001&zoom=17&basemap=satellite | 128120 | [118 empty] | 0.43 |  |  | 68 |  |  | 0.35 | 0.72 |  |  | 79 |  |  | 0.4 | 0.14 |  |  | 25 |  |  | 0.3 | 0.1 |  |  | 84 |  |  | 0.05 | 0.09 |  |  | 51 |  |  | 0.12 | 0.08 |  |  | 71 |  |  | 0.06 | 0.1 |  |  | 27 |  |  | 0.16 | 0 | 0 | Gas | FRS_
739 | 9810 | 2021 | TN | Cumberland | 3399 | Tennessee Valley Authority | 18642 | Tennessee Valley Authority | 18642 | Electric Utility | Tennessee Valley Authority | TVA | SERC | SRTV | SERC Tennessee Valley |  | 47 | 161 | Stewart | 36.3903 | -87.6539 | 4 | 2 | BIT | COAL | Yes | 0.45496 | 2600 | 0.57507 | [6 empty] | 114283434.4 | 53056643.09 | 114283434.4 | 53056643.09 | 10362082 | 4746868 | 4473.591 | 2082.449 | 9065.852 | 11722241.78 | 2704150.779 | 393628.773 | 11814694.35 |  | 0.863 | 0.877 | 1.75 | 2262.526 | 0.261 | 0.038 | 2280.371 |  | 0.078 | 0.078 | 0.159 | 205.143 | 0.024 | 0.003 | 206.761 |  | 0.863 | 0.877 | 1.75 | 2262.526 | 0.261 | 0.038 | 2280.371 |  | 4473.591 | 2082.449 | 9065.852 | 11722241.78 | 2704150.779 | 393628.773 |  | 114283434.4 | 53056643.09 | 114283434.4 | 53056643.09 | EPA/CAMD | EPA/CAMD | EPA/CAMD; EIA | EPA/CAMD; EIA | EIA | EIA | -- | EPA/CAMD | EPA/CAMD | [14 empty] | 11029.003 | 10286757 | 75325.063 | 0 | 0 | 0 | 0 | 0 | 0 | 0 | 0 | 0 | 10362082.06 | 0 | 0 | 10362082.06 | 0 | 0.99273 | 0.0072693 | 0 | 0 | 0 | 0 | 0 | 0 | 0 | 0 | 0 | 1 | 0 | 0 | 1 | 0 | Yes |  | 82061715.38 | 8372294.594 | 3170.879 | 5780.936 |  | https://www.google.com/maps/@?api=1&map_action=map&center=36.390300000000003%2C-87.653899999999993&zoom=17&basemap=satellite | 1072 | [118 empty] | 0.21 |  |  | 35 |  |  | 0.35 | 0.09 |  |  | 22 |  |  | 0.4 | 0.33 |  |  | 59 |  |  | 0.3 | 0 |  |  | 0 |  |  | 0.05 | 0.23 |  |  | 84 |  |  | 0.12 | 0.08 |  |  | 74 |  |  | 0.06 | 0.16 |  |  | 52 |  |  | 0.16 | 1277.0325 | 0.26808 | Coal | FRS_110000493127
740 | 943 | 2021 | CA | EQX010 Great Oaks Fuel Cell | 63704 | Pacific Gas & Electric Co. | 14328 | 2016 ESA Project Company, LLC | 62150 | IPP Non-CHP | California Independent System Operator | CISO | WECC | CAMX | WECC California | CAISO | 6 | 85 | Santa Clara | 37.2421 | -121.7831 | 2 | 2 | NG | GAS |  | 0.97046 | 2.4 | 0 | [8 empty] | 141509 | 67211 | 20403 | 9691 | 0 |  | 0 | 0 | [37 empty] | 141509 | 67211 | [6 empty] | -- | EIA | EIA | [15 empty] | 0 | 0 | 20403 | 0 | 0 | 0 | 0 | 0 | 0 | 0 | 0 | 20403 | 0 | 0 | 20403 | 0 | 0 | 0 | 1 | 0 | 0 | 0 | 0 | 0 | 0 | 0 | 0 | 1 | 0 | 0 | 1 | 0 | [7 empty] | https://www.google.com/maps/@?api=1&map_action=map&center=37.24212%2C-121.78308&zoom=17&basemap=satellite | 102927 | [118 empty] | 0.43 |  |  | 67 |  |  | 0.35 | 0.7 |  |  | 78 |  |  | 0.4 | 0.15 |  |  | 27 |  |  | 0.3 | 0.08 |  |  | 82 |  |  | 0.05 | 0.12 |  |  | 63 |  |  | 0.12 | 0.07 |  |  | 64 |  |  | 0.06 | 0.11 |  |  | 33 |  |  | 0.16 | 0 | 0 | Gas | FRS_110070871588
741 | 9817 | 2021 | TN | Gallatin | 3403 | Tennessee Valley Authority | 18642 | Tennessee Valley Authority | 18642 | Electric Utility | Tennessee Valley Authority | TVA | SERC | SRTV | SERC Tennessee Valley |  | 47 | 165 | Sumner | 36.3156 | -86.4006 | 12 | 12 | BIT | COAL | Yes | 0.24009 | 1918.4 | 0.93318 | [6 empty] | 44921989.41 | 25783557.06 | 44921989.41 | 25783557.06 | 4034797 | 2374941 | 1328.469 | 679.27 | 1792.245 | 4674720.898 | 1046925.971 | 152232.399 | 4710490.1 |  | 0.659 | 0.572 | 0.888 | 2317.203 | 0.259 | 0.038 | 2334.933 |  | 0.059 | 0.053 | 0.08 | 208.126 | 0.023 | 0.003 | 209.719 |  | 0.659 | 0.572 | 0.888 | 2317.203 | 0.259 | 0.038 | 2334.933 |  | 1328.469 | 679.27 | 1792.245 | 4674720.898 | 1046925.971 | 152232.399 |  | 44921989.41 | 25783557.06 | 44921989.41 | 25783557.06 | EPA/CAMD | EPA/CAMD | EPA/CAMD | EPA/CAMD | EIA | EIA | -- | EPA/CAMD | EPA/CAMD | [14 empty] | 11133.643 | 3965000.28 | 9299.458 | 60497.258 | 0 | 0 | 0 | 0 | 0 | 0 | 0 | 0 | 4034796.996 | 0 | 0 | 4034796.996 | 0 | 0.9827 | 0.0023048 | 0.014994 | 0 | 0 | 0 | 0 | 0 | 0 | 0 | 0 | 1 | 0 | 0 | 1 | 0 | Yes |  | 50124559.33 | 5156512.883 | 1415.357 | 1842.691 |  | https://www.google.com/maps/@?api=1&map_action=map&center=36.315600000000003%2C-86.400599999999997&zoom=17&basemap=satellite | 4757 | [118 empty] | 0.12 |  |  | 14 |  |  | 0.35 | 0.07 |  |  | 18 |  |  | 0.4 | 0.17 |  |  | 31 |  |  | 0.3 | 0 |  |  | 0 |  |  | 0.05 | 0.06 |  |  | 40 |  |  | 0.12 | 0.07 |  |  | 64 |  |  | 0.06 | 0.15 |  |  | 47 |  |  | 0.16 | 139.0615 | 0.11449 | Coal | FRS_110000493136
742 | 944 | 2021 | CA | EQX011 Duane Fuel Cell | 63705 | City of Santa Clara - (CA) | 16655 | 2016 ESA Project Company, LLC | 62150 | IPP Non-CHP | California Independent System Operator | CISO | WECC | CAMX | WECC California | CAISO | 6 | 85 | Santa Clara | 37.3782 | -121.9549 | 3 | 3 | NG | GAS |  | 0.73964 | 5.2 | 0.1006 | [8 empty] | 240999 | 114465 | 33692 | 16002 | 0 |  | 0 | 0 | [37 empty] | 240999 | 114465 | [6 empty] | -- | EIA | EIA | [15 empty] | 0 | 0 | 33692 | 0 | 0 | 0 | 0 | 0 | 0 | 0 | 0 | 33692 | 0 | 0 | 33692 | 0 | 0 | 0 | 1 | 0 | 0 | 0 | 0 | 0 | 0 | 0 | 0 | 1 | 0 | 0 | 1 | 0 | [7 empty] | https://www.google.com/maps/@?api=1&map_action=map&center=37.378160000000001%2C-121.95495&zoom=17&basemap=satellite | 156504 | [118 empty] | 0.44 |  |  | 69 |  |  | 0.35 | 0.72 |  |  | 79 |  |  | 0.4 | 0.16 |  |  | 28 |  |  | 0.3 | 0.1 |  |  | 84 |  |  | 0.05 | 0.07 |  |  | 46 |  |  | 0.12 | 0.07 |  |  | 69 |  |  | 0.06 | 0.09 |  |  | 23 |  |  | 0.16 | 0 | 0 | Gas | FRS_110070871589
743 | 9823 | 2021 | TN | John Sevier | 3405 | Tennessee Valley Authority | 18642 | Tennessee Valley Authority | 18642 | Electric Utility | Tennessee Valley Authority | TVA | SERC | SRTV | SERC Tennessee Valley |  | 47 | 73 | Hawkins | 36.3767 | -82.9639 | 3 | 4 | NG | GAS |  | 0.45985 | 996.9 | 0.56691 | [6 empty] | 29945424.14 | 16822909.14 | 29945424.14 | 16822909.14 | 4015831 | 2284471 | 180.576 | 89.47 | 9.236 | 1782232.484 | 63166.597 | 6316.66 | 1783963.249 |  | 0.09 | 0.078 | 0.005 | 887.603 | 0.016 | 0.002 | 888.465 |  | 0.012 | 0.011 | 0.001 | 119.032 | 0.002 | 0 | 119.148 |  | 0.09 | 0.078 | 0.005 | 887.603 | 0.016 | 0.002 | 888.465 |  | 180.576 | 89.47 | 9.236 | 1782232.484 | 63166.597 | 6316.66 |  | 29945424.14 | 16822909.14 | 29945424.14 | 16822909.14 | EPA/CAMD | EPA/CAMD | EPA/CAMD | EPA/CAMD | EIA | EIA | -- | EPA/CAMD | EPA/CAMD | [14 empty] | 7456.8437 | 0 | 0 | 4015831 | 0 | 0 | 0 | 0 | 0 | 0 | 0 | 0 | 4015831 | 0 | 0 | 4015831 | 0 | 0 | 0 | 1 | 0 | 0 | 0 | 0 | 0 | 0 | 0 | 0 | 1 | 0 | 0 | 1 | 0 | Yes |  | 32351556.29 | 1923702.792 | 181.694 | 9.761 |  | https://www.google.com/maps/@?api=1&map_action=map&center=36.3767%2C-82.963899999999995&zoom=17&basemap=satellite | 4792 | [118 empty] | 0.25 |  |  | 43 |  |  | 0.35 | 0.05 |  |  | 13 |  |  | 0.4 | 0.46 |  |  | 75 |  |  | 0.3 | 0.02 |  |  | 61 |  |  | 0.05 | 0.15 |  |  | 70 |  |  | 0.12 | 0.07 |  |  | 67 |  |  | 0.06 | 0.21 |  |  | 72 |  |  | 0.16 | 75.7949 | 0.030219 | Gas | FRS_110000607530
744 | 945 | 2021 | CA | EQX015 Great Oaks Fuel Cell | 63708 | Pacific Gas & Electric Co. | 14328 | 2016 ESA Project Company, LLC | 62150 | IPP Non-CHP | California Independent System Operator | CISO | WECC | CAMX | WECC California | CAISO | 6 | 85 | Santa Clara | 37.2419 | -121.7816 | 2 | 2 | NG | GAS |  | 0.81301 | 4 | 0 | [8 empty] | 209895 | 99692 | 28488 | 13531 | 0 |  | 0 | 0 | [37 empty] | 209895 | 99692 | [6 empty] | -- | EIA | EIA | [15 empty] | 0 | 0 | 28488 | 0 | 0 | 0 | 0 | 0 | 0 | 0 | 0 | 28488 | 0 | 0 | 28488 | 0 | 0 | 0 | 1 | 0 | 0 | 0 | 0 | 0 | 0 | 0 | 0 | 1 | 0 | 0 | 1 | 0 | [7 empty] | https://www.google.com/maps/@?api=1&map_action=map&center=37.241869999999999%2C-121.7816&zoom=17&basemap=satellite | 100593 | [118 empty] | 0.43 |  |  | 68 |  |  | 0.35 | 0.7 |  |  | 78 |  |  | 0.4 | 0.15 |  |  | 28 |  |  | 0.3 | 0.08 |  |  | 82 |  |  | 0.05 | 0.12 |  |  | 63 |  |  | 0.12 | 0.07 |  |  | 64 |  |  | 0.06 | 0.11 |  |  | 33 |  |  | 0.16 | 0 | 0 | Gas | FRS_110070871591
745 | 9824 | 2021 | TN | Johnsonville | 3406 | Tennessee Valley Authority | 18642 | Tennessee Valley Authority | 18642 | Electric Utility | Tennessee Valley Authority | TVA | SERC | SRTV | SERC Tennessee Valley |  | 47 | 85 | Humphreys | 36.0278 | -87.9861 | 22 | 20 | NG | GAS |  | 0.0595 | 1426 | 1 |  | Yes | 0 |  | 1 |  | 9910447.854 | 4400900.856 | 9910447.854 | 4400900.856 | 743226 | 346882.996 | 233.261 | 100.91 | 29.311 | 590442.475 | 21816.447 | 2219.232 | 591045.846 |  | 0.628 | 0.582 | 0.079 | 1588.864 | 0.029 | 0.003 | 1590.488 |  | 0.047 | 0.046 | 0.006 | 119.156 | 0.002 | 0 | 119.277 |  | 0.628 | 0.582 | 0.079 | 1588.864 | 0.029 | 0.003 | 1590.488 |  | 233.261 | 100.91 | 29.311 | 590442.475 | 21816.447 | 2219.232 |  | 9910447.854 | 4400900.856 | 9910447.854 | 4400900.856 | EPA/CAMD | EPA/CAMD | EPA/CAMD; EIA | EPA/CAMD; EIA | EIA | EIA | -- | EPA/CAMD | EPA/CAMD | [6 empty] | 0 | 0 | 0 | 0 | 0 | 0 | 0 | 0 | 13334.3665 | 0 | 4293.848 | 738932.15 | 0 | 0 | 0 | 0 | 0 | 0 | 0 | 0 | 743225.998 | 0 | 0 | 743225.998 | 0 | 0 | 0.0057773 | 0.99422 | 0 | 0 | 0 | 0 | 0 | 0 | 0 | 0 | 1 | 0 | 0 | 1 | 0 | Yes |  | 11071182.48 | 638170.634 | 290.8 | 88.086 |  | https://www.google.com/maps/@?api=1&map_action=map&center=36.027799999999999%2C-87.986099999999993&zoom=17&basemap=satellite | 2614 | [118 empty] | 0.23 |  |  | 39 |  |  | 0.35 | 0.14 |  |  | 31 |  |  | 0.4 | 0.32 |  |  | 58 |  |  | 0.3 | 0 |  |  | 0 |  |  | 0.05 | 0.11 |  |  | 61 |  |  | 0.12 | 0.06 |  |  | 61 |  |  | 0.06 | 0.22 |  |  | 72 |  |  | 0.16 | 68.694 | 0.24028 | Gas | FRS_110000370535
746 | 947 | 2021 | CA | Escondido Energy Center, LLC | 55538 | San Diego Gas & Electric Co | 16609 | Wellhead Services, Inc | 20323 | IPP Non-CHP | California Independent System Operator | CISO | WECC | CAMX | WECC California | CAISO | 6 | 73 | San Diego | 33.1261 | -117.1172 | 1 | 1 | NG | GAS |  | 0.01834 | 54 | 1 | [6 empty] | 87828.14 | 46014.77 | 87828.14 | 46014.77 | 8675 | 4545 | 0.573 | 0.296 | 0.026 | 5219.233 | 193.848 | 19.385 | 5224.544 |  | 0.132 | 0.13 | 0.006 | 1203.281 | 0.022 | 0.002 | 1204.506 |  | 0.013 | 0.013 | 0.001 | 118.851 | 0.002 | 0 | 118.972 |  | 0.132 | 0.13 | 0.006 | 1203.281 | 0.022 | 0.002 | 1204.506 |  | 0.573 | 0.296 | 0.026 | 5219.233 | 193.848 | 19.385 |  | 87828.14 | 46014.77 | 87828.14 | 46014.77 | EPA/CAMD | EPA/CAMD | EPA/CAMD | EPA/CAMD | EIA | EIA | -- | EPA/CAMD | EPA/CAMD | [14 empty] | 10124.2813 | 0 | 0 | 8675 | 0 | 0 | 0 | 0 | 0 | 0 | 0 | 0 | 8675 | 0 | 0 | 8675 | 0 | 0 | 0 | 1 | 0 | 0 | 0 | 0 | 0 | 0 | 0 | 0 | 1 | 0 | 0 | 1 | 0 | Yes |  | 126776.361 | 7533.974 | 0.684 | 0.038 |  | https://www.google.com/maps/@?api=1&map_action=map&center=33.126100000000001%2C-117.1172&zoom=17&basemap=satellite | 117940 | [118 empty] | 0.47 |  |  | 72 |  |  | 0.35 | 0.61 |  |  | 73 |  |  | 0.4 | 0.34 |  |  | 60 |  |  | 0.3 | 0.09 |  |  | 83 |  |  | 0.05 | 0.19 |  |  | 78 |  |  | 0.12 | 0.07 |  |  | 67 |  |  | 0.06 | 0.14 |  |  | 43 |  |  | 0.16 | 0.52457 | 0.081791 | Gas | FRS_110012516134
747 | 9825 | 2021 | TN | Kingston | 3407 | Tennessee Valley Authority | 18642 | Tennessee Valley Authority | 18642 | Electric Utility | Tennessee Valley Authority | TVA | SERC | SRTV | SERC Tennessee Valley |  | 47 | 145 | Roane | 35.8992 | -84.5194 | 9 | 9 | SUB | COAL | Yes | 0.18638 | 1700 | 1 | [6 empty] | 33413101.63 | 22429559.19 | 33413101.63 | 22429559.19 | 2775508 | 1880379 | 1200.31 | 784.286 | 2012.848 | 3466275.062 | 774275.159 | 112664.495 | 3492740.511 |  | 0.865 | 0.834 | 1.45 | 2497.759 | 0.279 | 0.041 | 2516.83 |  | 0.072 | 0.07 | 0.12 | 207.48 | 0.023 | 0.003 | 209.064 |  | 0.865 | 0.834 | 1.45 | 2497.759 | 0.279 | 0.041 | 2516.83 |  | 1200.31 | 784.286 | 2012.848 | 3466275.062 | 774275.159 | 112664.495 |  | 33413101.63 | 22429559.19 | 33413101.63 | 22429559.19 | EPA/CAMD | EPA/CAMD | EPA/CAMD | EPA/CAMD | EIA | EIA | -- | EPA/CAMD | EPA/CAMD | [14 empty] | 12038.5534 | 2770594.4 | 4913.629 | 0 | 0 | 0 | 0 | 0 | 0 | 0 | 0 | 0 | 2775508.029 | 0 | 0 | 2775508.029 | 0 | 0.99823 | 0.0017704 | 0 | 0 | 0 | 0 | 0 | 0 | 0 | 0 | 0 | 1 | 0 | 0 | 1 | 0 | Yes |  | 40398480.5 | 4190937.879 | 1639.881 | 2142.783 |  | https://www.google.com/maps/@?api=1&map_action=map&center=35.8992%2C-84.519400000000005&zoom=17&basemap=satellite | 10972 | [118 empty] | 0.21 |  |  | 34 |  |  | 0.35 | 0.1 |  |  | 25 |  |  | 0.4 | 0.31 |  |  | 56 |  |  | 0.3 | 0 |  |  | 0 |  |  | 0.05 | 0.1 |  |  | 57 |  |  | 0.12 | 0.04 |  |  | 35 |  |  | 0.06 | 0.24 |  |  | 78 |  |  | 0.16 | 91.0962 | 0.12288 | Coal | FRS_110000372631
748 | 955 | 2021 | CA | Extreme San Ignacio | 63604 | Pacific Gas & Electric Co. | 14328 | Bloom Energy | 57128 | Commercial Non-CHP | California Independent System Operator | CISO | WECC | CAMX | WECC California | CAISO | 6 | 85 | Santa Clara | 37.237 | -121.7853 | 1 | 1 | NG | GAS |  | 0.86701 | 1 | 0 | [8 empty] | 50553 | 24011 | 7595 | 3607 | 0 |  | 0 | 0 | [37 empty] | 50553 | 24011 | [6 empty] | -- | EIA | EIA | [15 empty] | 0 | 0 | 7595 | 0 | 0 | 0 | 0 | 0 | 0 | 0 | 0 | 7595 | 0 | 0 | 7595 | 0 | 0 | 0 | 1 | 0 | 0 | 0 | 0 | 0 | 0 | 0 | 0 | 1 | 0 | 0 | 1 | 0 | [7 empty] | https://www.google.com/maps/@?api=1&map_action=map&center=37.237000000000002%2C-121.78532&zoom=17&basemap=satellite | 97885 | [118 empty] | 0.43 |  |  | 67 |  |  | 0.35 | 0.7 |  |  | 78 |  |  | 0.4 | 0.16 |  |  | 28 |  |  | 0.3 | 0.08 |  |  | 82 |  |  | 0.05 | 0.12 |  |  | 63 |  |  | 0.12 | 0.07 |  |  | 64 |  |  | 0.06 | 0.12 |  |  | 34 |  |  | 0.16 | 0 | 0 | Gas | FRS_110070871510
749 | 10146 | 2021 | TX | Laredo | 3439 | AEP Texas Central Company | 3278 | Talen Texas, LLC | 49979 | IPP Non-CHP | Electric Reliability Council of Texas, Inc. | ERCO | TRE | ERCT | ERCOT All | ERCOT | 48 | 479 | Webb | 27.5667 | -99.5089 | 2 | 2 | NG | GAS |  | 0.04411 | 263.6 | 1 | [6 empty] | 975925.583 | 364351.239 | 975925.583 | 364351.239 | 101847 | 38023 | 5.537 | 1.963 | 0.292 | 57998.07 | 2170.501 | 217.05 | 58057.542 |  | 0.109 | 0.103 | 0.006 | 1138.925 | 0.021 | 0.002 | 1140.093 |  | 0.011 | 0.011 | 0.001 | 118.858 | 0.002 | 0 | 118.979 |  | 0.109 | 0.103 | 0.006 | 1138.925 | 0.021 | 0.002 | 1140.093 |  | 5.537 | 1.963 | 0.292 | 57998.07 | 2170.501 | 217.05 |  | 975925.583 | 364351.239 | 975925.583 | 364351.239 | EPA/CAMD | EPA/CAMD | EPA/CAMD | EPA/CAMD | EIA | EIA | -- | EPA/CAMD | EPA/CAMD | [14 empty] | 9582.2713 | 0 | 0 | 101847 | 0 | 0 | 0 | 0 | 0 | 0 | 0 | 0 | 101847 | 0 | 0 | 101847 | 0 | 0 | 0 | 1 | 0 | 0 | 0 | 0 | 0 | 0 | 0 | 0 | 1 | 0 | 0 | 1 | 0 | Yes |  | 341348.142 | 20287.091 | 1.934 | 0.102 |  | https://www.google.com/maps/@?api=1&map_action=map&center=27.566700000000001%2C-99.508899999999997&zoom=17&basemap=satellite | 80903 | [118 empty] | 0.71 |  |  | 90 |  |  | 0.35 | 0.96 |  |  | 93 |  |  | 0.4 | 0.46 |  |  | 76 |  |  | 0.3 | 0.23 |  |  | 94 |  |  | 0.05 | 0.26 |  |  | 88 |  |  | 0.12 | 0.08 |  |  | 76 |  |  | 0.06 | 0.12 |  |  | 34 |  |  | 0.16 | 1.22 | 0.032076 | Gas | FRS_110008060846
750 | 956 | 2021 | CA | Extreme Via Del Oro | 63607 | Pacific Gas & Electric Co. | 14328 | Bloom Energy | 57128 | Commercial Non-CHP | California Independent System Operator | CISO | WECC | CAMX | WECC California | CAISO | 6 | 85 | Santa Clara | 37.2381 | -121.7853 | 1 | 1 | NG | GAS |  | 0.92171 | 1.2 | 0 | [8 empty] | 68423 | 32499 | 9689 | 4602 | 0 |  | 0 | 0 | [37 empty] | 68423 | 32499 | [6 empty] | -- | EIA | EIA | [15 empty] | 0 | 0 | 9689 | 0 | 0 | 0 | 0 | 0 | 0 | 0 | 0 | 9689 | 0 | 0 | 9689 | 0 | 0 | 0 | 1 | 0 | 0 | 0 | 0 | 0 | 0 | 0 | 0 | 1 | 0 | 0 | 1 | 0 | [7 empty] | https://www.google.com/maps/@?api=1&map_action=map&center=37.238109999999999%2C-121.78532&zoom=17&basemap=satellite | 100665 | [118 empty] | 0.43 |  |  | 67 |  |  | 0.35 | 0.7 |  |  | 78 |  |  | 0.4 | 0.15 |  |  | 28 |  |  | 0.3 | 0.08 |  |  | 82 |  |  | 0.05 | 0.12 |  |  | 63 |  |  | 0.12 | 0.07 |  |  | 64 |  |  | 0.06 | 0.12 |  |  | 33 |  |  | 0.16 | 0 | 0 | Gas | FRS_110070871512
751 | 10219 | 2021 | TX | Nueces Bay | 3441 | AEP Texas Central Company | 3278 | Talen Texas, LLC | 49979 | IPP Non-CHP | Electric Reliability Council of Texas, Inc. | ERCO | TRE | ERCT | ERCOT All | ERCOT | 48 | 355 | Nueces | 27.8194 | -97.4192 | 2 | 3 | NG | GAS |  | 0.22523 | 730.2 | 0.95795 | [6 empty] | 11085308.61 | 7780137.14 | 11085308.61 | 7780137.14 | 1440690 | 1008275 | 87.476 | 54.203 | 3.326 | 658785.059 | 24133.342 | 2413.334 | 659446.313 |  | 0.121 | 0.108 | 0.005 | 914.541 | 0.017 | 0.002 | 915.459 |  | 0.016 | 0.014 | 0.001 | 118.857 | 0.002 | 0 | 118.977 |  | 0.121 | 0.108 | 0.005 | 914.541 | 0.017 | 0.002 | 915.459 |  | 87.476 | 54.203 | 3.326 | 658785.059 | 24133.342 | 2413.334 |  | 11085308.61 | 7780137.14 | 11085308.61 | 7780137.14 | EPA/CAMD | EPA/CAMD | EPA/CAMD | EPA/CAMD | EIA | EIA | -- | EPA/CAMD | EPA/CAMD | [14 empty] | 7694.4441 | 0 | 0 | 1440690 | 0 | 0 | 0 | 0 | 0 | 0 | 0 | 0 | 1440690 | 0 | 0 | 1440690 | 0 | 0 | 0 | 1 | 0 | 0 | 0 | 0 | 0 | 0 | 0 | 0 | 1 | 0 | 0 | 1 | 0 | Yes |  | 11861024.44 | 704887.796 | 100.21 | 3.559 |  | https://www.google.com/maps/@?api=1&map_action=map&center=27.819412%2C-97.419202999999996&zoom=17&basemap=satellite | 24225 | [118 empty] | 0.76 |  |  | 93 |  |  | 0.35 | 0.87 |  |  | 87 |  |  | 0.4 | 0.65 |  |  | 91 |  |  | 0.3 | 0.08 |  |  | 82 |  |  | 0.05 | 0.33 |  |  | 93 |  |  | 0.12 | 0.07 |  |  | 68 |  |  | 0.06 | 0.16 |  |  | 50 |  |  | 0.16 | 43.21 | 0.072814 | Gas | FRS_110017746340
752 | 957 | 2021 | CA | ExxonMobil Santa Ynez Facility | 50270 | Southern California Edison Co | 17609 | Exxon Mobil Production Co | 6529 | Industrial CHP | California Independent System Operator | CISO | WECC | CAMX | WECC California | CAISO | 6 | 83 | Santa Barbara | 34.4648 | -120.0444 | 2 | 2 | NG | GAS |  | 0 | 49.3 |  |  | Yes | [10 empty] | 0 |  | 0 | 0 | [45 empty] | -- | [56 empty] | https://www.google.com/maps/@?api=1&map_action=map&center=34.464818999999999%2C-120.044365&zoom=17&basemap=satellite | 104 | [118 empty] | 0.44 |  |  | 69 |  |  | 0.35 | 0.56 |  |  | 71 |  |  | 0.4 | 0.32 |  |  | 57 |  |  | 0.3 | 0.12 |  |  | 87 |  |  | 0.05 | 0.25 |  |  | 86 |  |  | 0.12 | 0.01 |  |  | 13 |  |  | 0.06 | 0.18 |  |  | 59 |  |  | 0.16 |  |  | Gas | FRS_
753 | 10427 | 2021 | TX | Victoria Power Station | 3443 | AEP Texas Central Company | 3278 | Victoria WLE, LP | 60638 | IPP Non-CHP | Electric Reliability Council of Texas, Inc. | ERCO | TRE | ERCT | ERCOT All | ERCOT | 48 | 469 | Victoria | 28.7883 | -97.01 | 1 | 2 | NG | GAS |  | 0.22243 | 376.9 | 0.96262 | [6 empty] | 5873715.09 | 4184821.405 | 5873715.09 | 4184821.405 | 734385 | 525700 | 56.55 | 36.981 | 1.762 | 349065.634 | 13189.095 | 1318.91 | 349427.015 |  | 0.154 | 0.141 | 0.005 | 950.634 | 0.018 | 0.002 | 951.618 |  | 0.019 | 0.018 | 0.001 | 118.857 | 0.002 | 0 | 118.98 |  | 0.154 | 0.141 | 0.005 | 950.634 | 0.018 | 0.002 | 951.618 |  | 56.55 | 36.981 | 1.762 | 349065.634 | 13189.095 | 1318.91 |  | 5873715.09 | 4184821.405 | 5873715.09 | 4184821.405 | EPA/CAMD | EPA/CAMD | EPA/CAMD | EPA/CAMD | EIA | EIA | -- | EPA/CAMD | EPA/CAMD | [14 empty] | 7998.1414 | 0 | 0 | 734385 | 0 | 0 | 0 | 0 | 0 | 0 | 0 | 0 | 734385 | 0 | 0 | 734385 | 0 | 0 | 0 | 1 | 0 | 0 | 0 | 0 | 0 | 0 | 0 | 0 | 1 | 0 | 0 | 1 | 0 | Yes |  | 7687765.713 | 456872.082 | 64.492 | 2.306 |  | https://www.google.com/maps/@?api=1&map_action=map&center=28.7883%2C-97.01&zoom=17&basemap=satellite | 26278 | [118 empty] | 0.63 |  |  | 85 |  |  | 0.35 | 0.76 |  |  | 81 |  |  | 0.4 | 0.51 |  |  | 80 |  |  | 0.3 | 0.05 |  |  | 74 |  |  | 0.05 | 0.27 |  |  | 88 |  |  | 0.12 | 0.07 |  |  | 70 |  |  | 0.06 | 0.14 |  |  | 44 |  |  | 0.16 | 21.1706 | 0.044987 | Gas | FRS_110000501154
754 | 959 | 2021 | CA | Fairhaven Power | 10052 | Pacific Gas & Electric Co | 14328 | DG Fairhaven Power LLC | 54788 | IPP Non-CHP | California Independent System Operator | CISO | WECC | CAMX | WECC California | CAISO | 6 | 23 | Humboldt | 40.7995 | -124.2028 | 1 | 1 | NG | GAS |  | 0 | 18.8 |  | Yes | [5 empty] | 0 | 0 | 0 | 0 | 0 | 0 | 0 | 0 | 0 | 0 | 0 | 0 | 0 | [25 empty] | 0 | 0 | 0 | 0 | 0 | 0 |  | 0 | 0 | 0 | 0 | EIA | EIA | EIA | EIA | EIA | EIA | -- | EIA | EIA |  |  |  | 0 | [11 empty] | 0 | 0 | 0 | 0 | 0 | 0 | 0 | 0 | 0 | 0 | 0 | 0 | 0 | 0 | 0 | 0 | [23 empty] | https://www.google.com/maps/@?api=1&map_action=map&center=40.799500000000002%2C-124.2028&zoom=17&basemap=satellite | 25884 | [118 empty] | 0.41 |  |  | 66 |  |  | 0.35 | 0.35 |  |  | 55 |  |  | 0.4 | 0.48 |  |  | 77 |  |  | 0.3 | 0.04 |  |  | 70 |  |  | 0.05 | 0.13 |  |  | 66 |  |  | 0.12 | 0.05 |  |  | 54 |  |  | 0.06 | 0.14 |  |  | 44 |  |  | 0.16 | 1.9897 | 0.49324 | Gas | FRS_110001157676
755 | 10138 | 2021 | TX | Lake Hubbard | 3452 | Oncor Electric Delivery Company LLC | 44372 | Luminant Generation Company LLC | 55983 | IPP Non-CHP | Electric Reliability Council of Texas, Inc. | ERCO | TRE | ERCT | ERCOT All | ERCOT | 48 | 113 | Dallas | 32.8358 | -96.5458 | 2 | 2 | NG | GAS |  | 0.04137 | 927.5 | 1 | [6 empty] | 4058492.865 | 3202735.83 | 4058492.865 | 3202735.83 | 336127 | 271407 | 119.845 | 88.981 | 1.732 | 241713.945 | 9206.104 | 921.013 | 241966.252 |  | 0.713 | 0.656 | 0.01 | 1438.23 | 0.027 | 0.003 | 1439.731 |  | 0.059 | 0.056 | 0.001 | 119.115 | 0.002 | 0 | 119.239 |  | 0.713 | 0.656 | 0.01 | 1438.23 | 0.027 | 0.003 | 1439.731 |  | 119.845 | 88.981 | 1.732 | 241713.945 | 9206.104 | 921.013 |  | 4058492.865 | 3202735.83 | 4058492.865 | 3202735.83 | EPA/CAMD | EPA/CAMD | EPA/CAMD | EPA/CAMD | EIA | EIA | -- | EPA/CAMD | EPA/CAMD | [14 empty] | 12074.2842 | 0 | 47.716 | 336079.28 | 0 | 0 | 0 | 0 | 0 | 0 | 0 | 0 | 336126.996 | 0 | 0 | 336126.996 | 0 | 0 | 0.00014196 | 0.99986 | 0 | 0 | 0 | 0 | 0 | 0 | 0 | 0 | 1 | 0 | 0 | 1 | 0 | Yes |  | 6690908.042 | 418007.545 | 230.098 | 3.559 |  | https://www.google.com/maps/@?api=1&map_action=map&center=32.835799999999999%2C-96.5458&zoom=17&basemap=satellite | 29932 | [118 empty] | 0.44 |  |  | 68 |  |  | 0.35 | 0.61 |  |  | 73 |  |  | 0.4 | 0.26 |  |  | 47 |  |  | 0.3 | 0.03 |  |  | 70 |  |  | 0.05 | 0.16 |  |  | 73 |  |  | 0.12 | 0.07 |  |  | 69 |  |  | 0.06 | 0.11 |  |  | 31 |  |  | 0.16 | 19.8082 | 0.088541 | Gas | FRS_110035782891
756 | 962 | 2021 | CA | Feather River Energy Center | 55847 | Pacific Gas & Electric Co | 14328 | Calpine Corp-Yuba City | 2867 | IPP Non-CHP | California Independent System Operator | CISO | WECC | CAMX | WECC California | CAISO | 6 | 101 | Sutter | 39.1093 | -121.6093 | 1 | 1 | NG | GAS |  | 0.19749 | 47 | 1 | [6 empty] | 947591.661 | 559058.372 | 947591.661 | 559058.372 | 81312 | 47972 | 26.523 | 17.962 | 0.284 | 56315.598 | 2054.595 | 205.46 | 56371.894 |  | 0.652 | 0.749 | 0.007 | 1385.173 | 0.025 | 0.003 | 1386.558 |  | 0.056 | 0.064 | 0.001 | 118.86 | 0.002 | 0 | 118.979 |  | 0.652 | 0.749 | 0.007 | 1385.173 | 0.025 | 0.003 | 1386.558 |  | 26.523 | 17.962 | 0.284 | 56315.598 | 2054.595 | 205.46 |  | 947591.661 | 559058.372 | 947591.661 | 559058.372 | EPA/CAMD | EPA/CAMD | EPA/CAMD | EPA/CAMD | EIA | EIA | -- | EPA/CAMD | EPA/CAMD | [14 empty] | 11653.7739 | 0 | 0 | 81312 | 0 | 0 | 0 | 0 | 0 | 0 | 0 | 0 | 81312 | 0 | 0 | 81312 | 0 | 0 | 0 | 1 | 0 | 0 | 0 | 0 | 0 | 0 | 0 | 0 | 1 | 0 | 0 | 1 | 0 | Yes |  | 785125.986 | 46659.121 | 19.063 | 0.236 |  | https://www.google.com/maps/@?api=1&map_action=map&center=39.109344%2C-121.60930999999999&zoom=17&basemap=satellite | 65569 | [118 empty] | 0.52 |  |  | 76 |  |  | 0.35 | 0.61 |  |  | 73 |  |  | 0.4 | 0.43 |  |  | 72 |  |  | 0.3 | 0.08 |  |  | 82 |  |  | 0.05 | 0.24 |  |  | 86 |  |  | 0.12 | 0.07 |  |  | 70 |  |  | 0.06 | 0.12 |  |  | 36 |  |  | 0.16 | 1.3177 | 0.089792 | Gas | FRS_110015980385
757 | 10201 | 2021 | TX | Mountain Creek Generating Station | 3453 | Oncor Electric Delivery Company LLC | 44372 | Mountain Creek Power, LLC | 62026 | IPP Non-CHP | Electric Reliability Council of Texas, Inc. | ERCO | TRE | ERCT | ERCOT All | ERCOT | 48 | 113 | Dallas | 32.7231 | -96.9358 | 3 | 3 | NG | GAS |  | 0.06767 | 852.2 | 1 | [6 empty] | 6417253.315 | 5181002.912 | 6417253.315 | 5181002.912 | 505148 | 410511 | 227.967 | 162.217 | 1.925 | 381367.949 | 14328.674 | 1432.867 | 381760.555 |  | 0.903 | 0.79 | 0.008 | 1509.926 | 0.028 | 0.003 | 1511.48 |  | 0.071 | 0.063 | 0.001 | 118.857 | 0.002 | 0 | 118.979 |  | 0.903 | 0.79 | 0.008 | 1509.926 | 0.028 | 0.003 | 1511.48 |  | 227.967 | 162.217 | 1.925 | 381367.949 | 14328.674 | 1432.867 |  | 6417253.315 | 5181002.912 | 6417253.315 | 5181002.912 | EPA/CAMD | EPA/CAMD | EPA/CAMD | EPA/CAMD | EIA | EIA | -- | EPA/CAMD | EPA/CAMD | [14 empty] | 12703.7092 | 0 | 0 | 505148 | 0 | 0 | 0 | 0 | 0 | 0 | 0 | 0 | 505148 | 0 | 0 | 505148 | 0 | 0 | 0 | 1 | 0 | 0 | 0 | 0 | 0 | 0 | 0 | 0 | 1 | 0 | 0 | 1 | 0 | Yes |  | 7093212.093 | 421555.074 | 295.046 | 2.128 |  | https://www.google.com/maps/@?api=1&map_action=map&center=32.723100000000002%2C-96.9358&zoom=17&basemap=satellite | 51130 | [118 empty] | 0.7 |  |  | 90 |  |  | 0.35 | 0.92 |  |  | 90 |  |  | 0.4 | 0.49 |  |  | 79 |  |  | 0.3 | 0.24 |  |  | 94 |  |  | 0.05 | 0.38 |  |  | 95 |  |  | 0.12 | 0.08 |  |  | 74 |  |  | 0.06 | 0.08 |  |  | 19 |  |  | 0.16 | 18.2504 | 0.09224 | Gas | FRS_110015679443
758 | 968 | 2021 | CA | FLEX Gibraltar | 62575 | Pacific Gas & Electric Co. | 14328 | Bloom Energy | 57128 | IPP Non-CHP | California Independent System Operator | CISO | WECC | CAMX | WECC California | CAISO | 6 | 85 | Santa Clara | 37.4173 | -121.8941 | 1 | 1 | NG | GAS |  | 0.79543 | 1 | 0.0076104 | [8 empty] | 51065 | 24253 | 6968 | 3310 | 0 |  | 0 | 0 | [37 empty] | 51065 | 24253 | [6 empty] | -- | EIA | EIA | [15 empty] | 0 | 0 | 6968 | 0 | 0 | 0 | 0 | 0 | 0 | 0 | 0 | 6968 | 0 | 0 | 6968 | 0 | 0 | 0 | 1 | 0 | 0 | 0 | 0 | 0 | 0 | 0 | 0 | 1 | 0 | 0 | 1 | 0 | [7 empty] | https://www.google.com/maps/@?api=1&map_action=map&center=37.417287999999999%2C-121.894109&zoom=17&basemap=satellite | 167898 | [118 empty] | 0.5 |  |  | 75 |  |  | 0.35 | 0.87 |  |  | 87 |  |  | 0.4 | 0.14 |  |  | 25 |  |  | 0.3 | 0.14 |  |  | 89 |  |  | 0.05 | 0.1 |  |  | 58 |  |  | 0.12 | 0.07 |  |  | 65 |  |  | 0.06 | 0.11 |  |  | 30 |  |  | 0.16 | 0 | 0 | Gas | FRS_110070665633
759 | 10210 | 2021 | TX | Newman Power Station | 3456 | El Paso Electric Co | 5701 | El Paso Electric Co | 5701 | Electric Utility | El Paso Electric Company | EPE | WECC | AZNM | WECC Southwest |  | 48 | 141 | El Paso | 31.9836 | -106.4318 | 7 | 9 | NG | GAS |  | 0.38596 | 882 | 0.69007 | [6 empty] | 30369087.88 | 16133276.12 | 30369087.88 | 16133276.12 | 2982048 | 1587205 | 1707.374 | 921.759 | 9.112 | 1804797.866 | 64952.444 | 6495.244 | 1806577.563 |  | 1.145 | 1.161 | 0.006 | 1210.442 | 0.022 | 0.002 | 1211.635 |  | 0.112 | 0.114 | 0.001 | 118.858 | 0.002 | 0 | 118.975 |  | 1.145 | 1.161 | 0.006 | 1210.442 | 0.022 | 0.002 | 1211.635 |  | 1707.374 | 921.759 | 9.112 | 1804797.866 | 64952.444 | 6495.244 |  | 30369087.88 | 16133276.12 | 30369087.88 | 16133276.12 | EPA/CAMD | EPA/CAMD | EPA/CAMD | EPA/CAMD | EIA | EIA | -- | EPA/CAMD | EPA/CAMD | [14 empty] | 10183.9702 | 0 | 0 | 2982048 | 0 | 0 | 0 | 0 | 0 | 0 | 0 | 0 | 2982048 | 0 | 0 | 2982048 | 0 | 0 | 0 | 1 | 0 | 0 | 0 | 0 | 0 | 0 | 0 | 0 | 1 | 0 | 0 | 1 | 0 | Yes |  | 31354304.33 | 1863340.543 | 1844.702 | 9.408 |  | https://www.google.com/maps/@?api=1&map_action=map&center=31.983587%2C-106.431777&zoom=17&basemap=satellite | 3149 | [118 empty] | 0.51 |  |  | 75 |  |  | 0.35 | 0.78 |  |  | 82 |  |  | 0.4 | 0.24 |  |  | 45 |  |  | 0.3 | 0.08 |  |  | 81 |  |  | 0.05 | 0.08 |  |  | 48 |  |  | 0.12 | 0.06 |  |  | 62 |  |  | 0.06 | 0.05 |  |  | 9 |  |  | 0.16 | 62.7123 | 0.041645 | Gas | FRS_110002135582
760 | 997 | 2021 | CA | Franklin Templeton San Mateo | 57809 | Pacific Gas & Electric Co | 14328 | Bloom Energy | 57128 | IPP Non-CHP | California Independent System Operator | CISO | WECC | CAMX | WECC California | CAISO | 6 | 81 | San Mateo | 37.5425 | -122.2928 | 1 | 1 | NG | GAS |  | 0.77086 | 1.1 | 0.048568 | [8 empty] | 54798 | 26027 | 7428 | 3528 | 0 |  | 0 | 0 | [37 empty] | 54798 | 26027 | [6 empty] | -- | EIA | EIA | [15 empty] | 0 | 0 | 7428 | 0 | 0 | 0 | 0 | 0 | 0 | 0 | 0 | 7428 | 0 | 0 | 7428 | 0 | 0 | 0 | 1 | 0 | 0 | 0 | 0 | 0 | 0 | 0 | 0 | 1 | 0 | 0 | 1 | 0 | [7 empty] | https://www.google.com/maps/@?api=1&map_action=map&center=37.542499999999997%2C-122.292778&zoom=17&basemap=satellite | 172607 | [118 empty] | 0.36 |  |  | 60 |  |  | 0.35 | 0.59 |  |  | 72 |  |  | 0.4 | 0.14 |  |  | 24 |  |  | 0.3 | 0.08 |  |  | 82 |  |  | 0.05 | 0.06 |  |  | 38 |  |  | 0.12 | 0.06 |  |  | 63 |  |  | 0.06 | 0.16 |  |  | 53 |  |  | 0.16 | 0 | 0 | Gas | FRS_110057115107
761 | 10151 | 2021 | TX | Lewis Creek | 3457 | Entergy Texas Inc. | 55937 | Entergy Texas Inc. | 55937 | Electric Utility | Midcontinent Independent Transmission System Operator, Inc.. | MISO | SERC | SRMV | SERC Mississippi Valley | MISO | 48 | 339 | Montgomery | 30.4356 | -95.5214 | 2 | 2 | NG | GAS |  | 0.27314 | 542.8 | 0.8781 | [6 empty] | 14212793.53 | 6970436.495 | 14212793.53 | 6970436.495 | 1298768 | 629460 | 162.649 | 77.226 | 4.264 | 844646.652 | 33124.048 | 3312.405 | 845554.251 |  | 0.25 | 0.245 | 0.007 | 1300.689 | 0.026 | 0.003 | 1302.087 |  | 0.023 | 0.022 | 0.001 | 118.857 | 0.002 | 0 | 118.985 |  | 0.25 | 0.245 | 0.007 | 1300.689 | 0.026 | 0.003 | 1302.087 |  | 162.649 | 77.226 | 4.264 | 844646.652 | 33124.048 | 3312.405 |  | 14212793.53 | 6970436.495 | 14212793.53 | 6970436.495 | EPA/CAMD | EPA/CAMD | EPA/CAMD | EPA/CAMD | EIA | EIA | -- | EPA/CAMD | EPA/CAMD | [14 empty] | 10943.289 | 0 | 0 | 1298768 | 0 | 0 | 0 | 0 | 0 | 0 | 0 | 0 | 1298768 | 0 | 0 | 1298768 | 0 | 0 | 0 | 1 | 0 | 0 | 0 | 0 | 0 | 0 | 0 | 0 | 1 | 0 | 0 | 1 | 0 | Yes |  | 19628292.69 | 1166483.119 | 271.782 | 5.889 |  | https://www.google.com/maps/@?api=1&map_action=map&center=30.435600000000001%2C-95.5214&zoom=17&basemap=satellite | 12838 | [118 empty] | 0.4 |  |  | 65 |  |  | 0.35 | 0.42 |  |  | 61 |  |  | 0.4 | 0.38 |  |  | 66 |  |  | 0.3 | 0.07 |  |  | 79 |  |  | 0.05 | 0.23 |  |  | 85 |  |  | 0.12 | 0.06 |  |  | 58 |  |  | 0.06 | 0.17 |  |  | 55 |  |  | 0.16 | 86.15 | 0.07498 | Gas | FRS_110002052260
762 | 1002 | 2021 | CA | Fresno Cogeneration Partners, LP | 10156 | Pacific Gas & Electric Co | 14328 | Wellhead Services, Inc | 20323 | IPP CHP | California Independent System Operator | CISO | WECC | CAMX | WECC California | CAISO | 6 | 19 | Fresno | 36.617 | -120.0998 | 1 | 3 | NG | GAS |  | 0.01308 | 80.8 | 1 |  | Yes | 11013.6 | 2.869 | 0.79276 |  | 41136.426 | 30395.46 | 41136.426 | 30395.46 | 9258 | 6804 | 0.281 | 0.201 | 0.013 | 2445.388 | 182.439 | 18.244 | 2450.387 |  | 0.061 | 0.059 | 0.003 | 528.276 | 0.02 | 0.002 | 529.356 |  | 0.014 | 0.013 | 0.001 | 118.892 | 0.004 | 0 | 119.135 |  | 0.061 | 0.059 | 0.003 | 528.276 | 0.02 | 0.002 | 529.356 |  | 0.354 | 0.253 | 0.016 | 3084.659 | 230.132 | 23.013 |  | 51890.268 | 38341.41 | 51890.268 | 38341.41 | EPA/CAMD | EPA/CAMD | EPA/CAMD | EPA/CAMD | EIA | EIA | -- | EPA/CAMD | EPA/CAMD | [6 empty] | 10753.842 | 7945.95 | 0.073 | 0.052 | 0.003 | 639.271 | 47.693 | 4.769 | 4443.3383 | 0 | 0 | 9258 | 0 | 0 | 0 | 0 | 0 | 0 | 0 | 0 | 9258 | 0 | 0 | 9258 | 0 | 0 | 0 | 1 | 0 | 0 | 0 | 0 | 0 | 0 | 0 | 0 | 1 | 0 | 0 | 1 | 0 | Yes |  | 135770.471 | 8069.633 | 0.746 | 0.041 |  | https://www.google.com/maps/@?api=1&map_action=map&center=36.617021999999999%2C-120.099846&zoom=17&basemap=satellite | 188 | [118 empty] | 0.54 |  |  | 78 |  |  | 0.35 | 0.86 |  |  | 86 |  |  | 0.4 | 0.22 |  |  | 40 |  |  | 0.3 | 0.2 |  |  | 93 |  |  | 0.05 | 0.38 |  |  | 95 |  |  | 0.12 | 0 |  |  | 0 |  |  | 0.06 | 0.07 |  |  | 15 |  |  | 0.16 | 0.057051 | 0.026461 | Gas | FRS_110001157523
763 | 10311 | 2021 | TX | Sabine | 3459 | Entergy Texas Inc. | 55937 | Entergy Texas Inc. | 55937 | Electric Utility | Midcontinent Independent Transmission System Operator, Inc.. | MISO | SERC | SRMV | SERC Mississippi Valley | MISO | 48 | 361 | Orange | 30.0242 | -93.878 | 4 | 4 | NG | GAS |  | 0.20732 | 1811.8 | 0.98781 | [6 empty] | 35372061.78 | 16744286.26 | 35372061.78 | 16744286.26 | 3290393 | 1553127 | 2042.367 | 920.954 | 10.613 | 2102144.901 | 90483.066 | 9048.386 | 2104624.149 |  | 1.241 | 1.186 | 0.006 | 1277.747 | 0.027 | 0.003 | 1279.254 |  | 0.115 | 0.11 | 0.001 | 118.859 | 0.003 | 0 | 118.999 |  | 1.241 | 1.186 | 0.006 | 1277.747 | 0.027 | 0.003 | 1279.254 |  | 2042.367 | 920.954 | 10.613 | 2102144.901 | 90483.066 | 9048.386 |  | 35372061.78 | 16744286.26 | 35372061.78 | 16744286.26 | EPA/CAMD | EPA/CAMD | EPA/CAMD | EPA/CAMD | EIA | EIA | -- | EPA/CAMD | EPA/CAMD | [14 empty] | 10750.1023 | 0 | 9.132 | 3290383.9 | 0 | 0 | 0 | 0 | 0 | 0 | 0 | 0 | 3290393.032 | 0 | 0 | 3290393.032 | 0 | 0 | 2.7754e-06 | 1 | 0 | 0 | 0 | 0 | 0 | 0 | 0 | 0 | 1 | 0 | 0 | 1 | 0 | Yes |  | 31541135.69 | 1874449.318 | 2034.758 | 9.462 |  | https://www.google.com/maps/@?api=1&map_action=map&center=30.0242%2C-93.878&zoom=17&basemap=satellite | 9438 | [118 empty] | 0.12 |  |  | 14 |  |  | 0.35 | 0.09 |  |  | 22 |  |  | 0.4 | 0.15 |  |  | 27 |  |  | 0.3 | 0 |  |  | 0 |  |  | 0.05 | 0.07 |  |  | 46 |  |  | 0.12 | 0.05 |  |  | 53 |  |  | 0.06 | 0.13 |  |  | 40 |  |  | 0.16 | 183.53 | 0.077285 | Gas | FRS_110007178874
764 | 1007 | 2021 | CA | Frito-Lay Cogen Plant | 10110 | Pacific Gas & Electric Co | 14328 | Frito-Lay Inc | 15743 | Industrial CHP | California Independent System Operator | CISO | WECC | CAMX | WECC California | CAISO | 6 | 29 | Kern | 35.3951 | -119.3216 | 1 | 1 | NG | GAS |  | 0.40635 | 6 | 0.65608 |  | Yes | 201719.2 | 0.361 | 0.32516 |  | 133498.971 | 63405.744 | 133498.971 | 63405.744 | 21358 | 10144 | 20.538 | 9.755 | 0.213 | 7802.285 | 294.315 | 29.432 | 7810.349 |  | 1.923 | 1.923 | 0.02 | 730.619 | 0.014 | 0.001 | 731.375 |  | 0.308 | 0.308 | 0.003 | 116.889 | 0.002 | 0 | 117.01 |  | 1.923 | 1.923 | 0.02 | 730.619 | 0.014 | 0.001 | 731.375 |  | 63.164 | 30 | 0.656 | 23995.512 | 905.15 | 90.515 |  | 410569 | 195001 | 410569 | 195001 | EIA | EIA | EIA | EIA | EIA | EIA | -- | EIA | EIA | [6 empty] | 277070.029 | 131595.256 | 42.626 | 20.245 | 0.443 | 16193.227 | 610.835 | 61.084 | 6250.5371 | 0 | 0 | 21358 | 0 | 0 | 0 | 0 | 0 | 0 | 0 | 0 | 21358 | 0 | 0 | 21358 | 0 | 0 | 0 | 1 | 0 | 0 | 0 | 0 | 0 | 0 | 0 | 0 | 1 | 0 | 0 | 1 | 0 | [7 empty] | https://www.google.com/maps/@?api=1&map_action=map&center=35.395063%2C-119.32163300000001&zoom=17&basemap=satellite | 1137 | [118 empty] | 0.48 |  |  | 72 |  |  | 0.35 | 0.53 |  |  | 69 |  |  | 0.4 | 0.43 |  |  | 72 |  |  | 0.3 | 0.1 |  |  | 84 |  |  | 0.05 | 0.3 |  |  | 91 |  |  | 0.12 | 0.05 |  |  | 55 |  |  | 0.06 | 0.09 |  |  | 24 |  |  | 0.16 | 0.088421 | 0.007059 | Gas | FRS_110000607406
765 | 9955 | 2021 | TX | Cedar Bayou | 3460 | CenterPoint Energy | 8901 | NRG Texas Power LLC | 54888 | IPP Non-CHP | Electric Reliability Council of Texas, Inc. | ERCO | TRE | ERCT | ERCOT All | ERCOT | 48 | 71 | Chambers | 29.75 | -94.9256 | 2 | 2 | NG | GAS |  | 0.20637 | 1530 | 0.98939 | [6 empty] | 29643600.52 | 21824460.14 | 29643600.52 | 21824460.14 | 2765884 | 2047255 | 789.501 | 574.559 | 8.893 | 1761680.542 | 71022.445 | 7102.245 | 1763626.557 |  | 0.571 | 0.561 | 0.006 | 1273.864 | 0.026 | 0.003 | 1275.272 |  | 0.053 | 0.053 | 0.001 | 118.857 | 0.002 | 0 | 118.989 |  | 0.571 | 0.561 | 0.006 | 1273.864 | 0.026 | 0.003 | 1275.272 |  | 789.501 | 574.559 | 8.893 | 1761680.542 | 71022.445 | 7102.245 |  | 29643600.52 | 21824460.14 | 29643600.52 | 21824460.14 | EPA/CAMD | EPA/CAMD | EPA/CAMD | EPA/CAMD | EIA | EIA | -- | EPA/CAMD | EPA/CAMD | [14 empty] | 10717.5863 | 0 | 0 | 2765884 | 0 | 0 | 0 | 0 | 0 | 0 | 0 | 0 | 2765884 | 0 | 0 | 2765884 | 0 | 0 | 0 | 1 | 0 | 0 | 0 | 0 | 0 | 0 | 0 | 0 | 1 | 0 | 0 | 1 | 0 | Yes |  | 30301573.47 | 1800786.723 | 1059.791 | 9.091 |  | https://www.google.com/maps/@?api=1&map_action=map&center=29.75%2C-94.925600000000003&zoom=17&basemap=satellite | 37569 | [118 empty] | 0.5 |  |  | 75 |  |  | 0.35 | 0.63 |  |  | 74 |  |  | 0.4 | 0.38 |  |  | 65 |  |  | 0.3 | 0.08 |  |  | 81 |  |  | 0.05 | 0.22 |  |  | 83 |  |  | 0.12 | 0.09 |  |  | 79 |  |  | 0.06 | 0.12 |  |  | 36 |  |  | 0.16 | 76.4969 | 0.08017 | Gas | FRS_110015743301
766 | 1012 | 2021 | CA | G2 Energy Hay Rd | 58320 | Pacific Gas & Electric Co | 14328 | G2 Energy LLC | 56440 | IPP Non-CHP | California Independent System Operator | CISO | WECC | CAMX | WECC California | CAISO | 6 | 95 | Solano | 38.3147 | -121.8336 | 1 | 1 | LFG | BIOMASS |  | 0.92202 | 1.6 | 0 | Yes | [5 empty] | 134833 | 56158 | 134833 | 56158 | 12923 | 5382 | 0 | 0 | 2.258 | 0 | 0 | 0 | 0 |  | 0 | 0 | 0.35 | 0 | 0 | 0 | 0 |  | 0 | 0 | 0.033 | 0 | 0 | 0 | 0 |  | 0 | 0 | 0.35 | 0 | 0 | 0 | 0 |  | 100.778 | 41.974 | 3.034 | 8561.867 | 313.622 | 31.362 |  | 134833 | 56158 | 134833 | 56158 | EIA | EIA | EIA | EIA | EIA | EIA | -- | EIA | EIA | 100.778 | 41.974 | 0.775 | 8561.867 | 313.622 | 31.362 | [8 empty] | 10433.5681 | 0 | 0 | 0 | 0 | 0 | 12923 | 0 | 0 | 0 | 0 | 0 | 0 | 12923 | 12923 | 12923 | 0 | 0 | 0 | 0 | 0 | 0 | 1 | 0 | 0 | 0 | 0 | 0 | 0 | 1 | 1 | 1 | 0 | [7 empty] | https://www.google.com/maps/@?api=1&map_action=map&center=38.314722000000003%2C-121.833611&zoom=17&basemap=satellite | 284 | [118 empty] | 0.26 |  |  | 45 |  |  | 0.35 | 0.42 |  |  | 61 |  |  | 0.4 | 0.11 |  |  | 18 |  |  | 0.3 | 0.1 |  |  | 85 |  |  | 0.05 | 0.27 |  |  | 89 |  |  | 0.12 | 0.03 |  |  | 29 |  |  | 0.06 | 0.24 |  |  | 78 |  |  | 0.16 | 0.95505 | 0.15222 | Biomass | FRS_110057114073
767 | 10068 | 2021 | TX | Greens Bayou | 3464 | CenterPoint Energy | 8901 | NRG Texas Power LLC | 54888 | IPP Non-CHP | Electric Reliability Council of Texas, Inc. | ERCO | TRE | ERCT | ERCOT All | ERCOT | 48 | 201 | Harris | 29.8222 | -95.2194 | 6 | 6 | NG | GAS |  | 0.05636 | 432 | 1 | [6 empty] | 3247792.8 | 1916310.8 | 3247792.8 | 1916310.8 | 213273 | 125838 | 346.628 | 204.293 | 0.958 | 189815.719 | 7250.09 | 725.009 | 190014.371 |  | 3.251 | 3.247 | 0.009 | 1780.026 | 0.034 | 0.003 | 1781.889 |  | 0.213 | 0.213 | 0.001 | 116.889 | 0.002 | 0 | 117.011 |  | 3.251 | 3.247 | 0.009 | 1780.026 | 0.034 | 0.003 | 1781.889 |  | 346.628 | 204.293 | 0.958 | 189815.719 | 7250.09 | 725.009 |  | 3247792.8 | 1916310.8 | 3247792.8 | 1916310.8 | EPA/CAMD | EPA/CAMD | EIA | EIA | EIA | EIA | -- | EPA/CAMD | EPA/CAMD | [14 empty] | 15228.3355 | 0 | 0 | 213273 | 0 | 0 | 0 | 0 | 0 | 0 | 0 | 0 | 213273 | 0 | 0 | 213273 | 0 | 0 | 0 | 1 | 0 | 0 | 0 | 0 | 0 | 0 | 0 | 0 | 1 | 0 | 0 | 1 | 0 | Yes |  | 3219823.1 |  | 324.725 |  |  | https://www.google.com/maps/@?api=1&map_action=map&center=29.822201%2C-95.219429000000005&zoom=17&basemap=satellite | 70036 | [118 empty] | 0.69 |  |  | 89 |  |  | 0.35 | 0.92 |  |  | 90 |  |  | 0.4 | 0.46 |  |  | 76 |  |  | 0.3 | 0.14 |  |  | 89 |  |  | 0.05 | 0.27 |  |  | 88 |  |  | 0.12 | 0.08 |  |  | 73 |  |  | 0.06 | 0.08 |  |  | 19 |  |  | 0.16 | 5.5394 | 0.099938 | Gas | FRS_110001867560
768 | 1013 | 2021 | CA | G2 Energy Ostrom Road LLC | 57133 | Pacific Gas & Electric Co | 14328 | G2 Energy LLC | 56440 | IPP Non-CHP | California Independent System Operator | CISO | WECC | CAMX | WECC California | CAISO | 6 | 115 | Yuba | 39.0728 | -121.3992 | 2 | 2 | LFG | BIOMASS |  | 0.89775 | 3.5 | 0 | Yes | [5 empty] | 300674 | 125232 | 300674 | 125232 | 27525 | 11464 | 0 | 0 | 5.036 | 0 | 0 | 0 | 0 |  | 0 | 0 | 0.366 | 0 | 0 | 0 | 0 |  | 0 | 0 | 0.033 | 0 | 0 | 0 | 0 |  | 0 | 0 | 0.366 | 0 | 0 | 0 | 0 |  | 208.802 | 86.966 | 6.765 | 19092.736 | 699.368 | 69.937 |  | 300674 | 125232 | 300674 | 125232 | EIA | EIA | EIA | EIA | EIA | EIA | -- | EIA | EIA | 208.802 | 86.966 | 1.729 | 19092.736 | 699.368 | 69.937 | [8 empty] | 10923.6694 | 0 | 0 | 0 | 0 | 0 | 27525 | 0 | 0 | 0 | 0 | 0 | 0 | 27525 | 27525 | 27525 | 0 | 0 | 0 | 0 | 0 | 0 | 1 | 0 | 0 | 0 | 0 | 0 | 0 | 1 | 1 | 1 | 0 | [7 empty] | https://www.google.com/maps/@?api=1&map_action=map&center=39.072800000000001%2C-121.39919999999999&zoom=17&basemap=satellite | 915 | [118 empty] | 0.36 |  |  | 59 |  |  | 0.35 | 0.41 |  |  | 60 |  |  | 0.4 | 0.15 |  |  | 27 |  |  | 0.3 | 0 |  |  | 0 |  |  | 0.05 | 0.07 |  |  | 43 |  |  | 0.12 | 0.02 |  |  | 23 |  |  | 0.06 | 0.08 |  |  | 17 |  |  | 0.16 | 2.1718 | 0.16139 | Biomass | FRS_110017973022
769 | 10378 | 2021 | TX | T H Wharton | 3469 | CenterPoint Energy | 8901 | NRG Texas Power LLC | 54888 | IPP Non-CHP | Electric Reliability Council of Texas, Inc. | ERCO | TRE | ERCT | ERCOT All | ERCOT | 48 | 201 | Harris | 29.9417 | -95.5306 | 14 | 17 | NG | GAS |  | 0.14947 | 1189.9 | 1 | [6 empty] | 17939457.45 | 10515074.78 | 17939457.45 | 10515074.78 | 1557981.001 | 900341.998 | 679.907 | 387.411 | 23.083 | 1057329.28 | 34416.808 | 3441.681 | 1058272.301 |  | 0.873 | 0.861 | 0.03 | 1357.307 | 0.022 | 0.002 | 1358.518 |  | 0.076 | 0.074 | 0.003 | 117.878 | 0.002 | 0 | 117.983 |  | 0.873 | 0.861 | 0.03 | 1357.307 | 0.022 | 0.002 | 1358.518 |  | 679.907 | 387.411 | 23.083 | 1057329.28 | 34416.808 | 3441.681 |  | 17939457.45 | 10515074.78 | 17939457.45 | 10515074.78 | EPA/CAMD | EPA/CAMD | EIA | EPA/CAMD; EIA | EIA | EIA | -- | EPA/CAMD | EPA/CAMD | [14 empty] | 11514.5547 | 0 | 0 | 1557981 | 0 | 0 | 0 | 0 | 0 | 0 | 0 | 0 | 1557981 | 0 | 0 | 1557981 | 0 | 0 | 0 | 1 | 0 | 0 | 0 | 0 | 0 | 0 | 0 | 0 | 1 | 0 | 0 | 1 | 0 | Yes |  | 18061306.3 | 533069.073 | 663.089 |  |  | https://www.google.com/maps/@?api=1&map_action=map&center=29.941700000000001%2C-95.530600000000007&zoom=17&basemap=satellite | 112619 | [118 empty] | 0.59 |  |  | 82 |  |  | 0.35 | 0.8 |  |  | 83 |  |  | 0.4 | 0.39 |  |  | 67 |  |  | 0.3 | 0.1 |  |  | 85 |  |  | 0.05 | 0.21 |  |  | 82 |  |  | 0.12 | 0.07 |  |  | 64 |  |  | 0.06 | 0.1 |  |  | 28 |  |  | 0.16 | 32.0801 | 0.077006 | Gas | FRS_110013314412
770 | 1017 | 2021 | CA | Gas Utilization Facility | 50492 | San Diego Gas & Electric Co | 16609 | City of San Diego | 16764 | Commercial CHP | California Independent System Operator | CISO | WECC | CAMX | WECC California | CAISO | 6 | 73 | San Diego | 32.6792 | -117.2467 | 3 | 3 | OBG | BIOMASS |  | 0.19554 | 6.1 | 1 | Yes | Yes | 134228 | 0.266 | 0.26158 |  | 81401.587 | 32217.805 | 81401.587 | 32217.805 | 10449 | 3875 | 171.924 | 68.092 | 0.265 | 0 | 189.34 | 18.934 | 5.188 |  | 32.907 | 35.144 | 0.051 | 0 | 0.018 | 0.002 | 0.993 |  | 4.224 | 4.227 | 0.007 | 0 | 0.002 | 0 | 0.127 |  | 32.908 | 35.145 | 0.051 | 0 | 0.018 | 0.002 | 0.993 |  | 657.246 | 260.308 | 1.011 | 19760.436 | 723.826 | 72.383 |  | 311189 | 123165 | 311189 | 123165 | EIA | EIA | EIA | EIA | EIA | EIA | -- | EIA | EIA |  |  |  | 19760.436 |  |  | 229787.413 | 90947.195 | 485.322 | 192.216 | 0.747 | 19760.436 | 534.486 | 53.449 | 7790.4903 | 0 | 0 | 0 | 0 | 0 | 10448.84 | 0 | 0 | 0 | 0 | 0 | 0 | 10448.84 | 10448.84 | 10448.84 | 0 | 0 | 0 | 0 | 0 | 0 | 1 | 0 | 0 | 0 | 0 | 0 | 0 | 1 | 1 | 1 | 0 | [7 empty] | https://www.google.com/maps/@?api=1&map_action=map&center=32.679172000000001%2C-117.24669799999999&zoom=17&basemap=satellite | 8942 | [118 empty] | 0.21 |  |  | 34 |  |  | 0.35 | 0.25 |  |  | 45 |  |  | 0.4 | 0.14 |  |  | 25 |  |  | 0.3 | 0.01 |  |  | 58 |  |  | 0.05 | 0.03 |  |  | 20 |  |  | 0.12 | 0.03 |  |  | 31 |  |  | 0.06 | 0.2 |  |  | 66 |  |  | 0.16 | 0.65775 | 0.1148 | Biomass | FRS_110028014994
771 | 10431 | 2021 | TX | W A Parish | 3470 | CenterPoint Energy | 8901 | NRG Texas Power LLC | 54888 | IPP Non-CHP | Electric Reliability Council of Texas, Inc. | ERCO | TRE | ERCT | ERCOT All | ERCOT | 48 | 157 | Fort Bend | 29.4828 | -95.6311 | 8 | 9 | SUB | COAL | Yes | 0.42197 | 4008.4 | 0.63006 | [6 empty] | 153444383.8 | 82521532.32 | 153444383.8 | 82521532.32 | 14816763 | 7914251 | 5652.411 | 3191.756 | 33869.81 | 15206280.87 | 3488614.782 | 505357.785 | 15325186.87 |  | 0.763 | 0.807 | 4.572 | 2052.578 | 0.235 | 0.034 | 2068.628 |  | 0.074 | 0.077 | 0.441 | 198.199 | 0.023 | 0.003 | 199.749 |  | 0.763 | 0.807 | 4.572 | 2052.578 | 0.235 | 0.034 | 2068.628 |  | 5652.411 | 3191.756 | 33869.81 | 15206280.87 | 3488614.782 | 505357.785 |  | 153444383.8 | 82521532.32 | 153444383.8 | 82521532.32 | EPA/CAMD | EPA/CAMD | EPA/CAMD | EPA/CAMD | EIA | EIA | -- | EPA/CAMD | EPA/CAMD | [14 empty] | 10356.134 | 12934117 | 0 | 1882646.1 | 0 | 0 | 0 | 0 | 0 | 0 | 0 | 0 | 14816763.1 | 0 | 0 | 14816763.1 | 0 | 0.87294 | 0 | 0.12706 | 0 | 0 | 0 | 0 | 0 | 0 | 0 | 0 | 1 | 0 | 0 | 1 | 0 | Yes |  | 137412134.7 | 13584766.69 | 5231.561 | 34135.945 |  | https://www.google.com/maps/@?api=1&map_action=map&center=29.482800000000001%2C-95.631100000000004&zoom=17&basemap=satellite | 862 | [118 empty] | 0.3 |  |  | 52 |  |  | 0.35 | 0.44 |  |  | 62 |  |  | 0.4 | 0.17 |  |  | 31 |  |  | 0.3 | 0.1 |  |  | 84 |  |  | 0.05 | 0.15 |  |  | 70 |  |  | 0.12 | 0.01 |  |  | 14 |  |  | 0.06 | 0.27 |  |  | 84 |  |  | 0.16 | 1002.6093 | 0.18549 | Coal | FRS_110000608254
772 | 1021 | 2021 | CA | Gateway Generating Station | 56476 | Pacific Gas & Electric Co | 14328 | Pacific Gas & Electric Co. | 14328 | Electric Utility | California Independent System Operator | CISO | WECC | CAMX | WECC California | CAISO | 6 | 13 | Contra Costa | 38.0175 | -121.7587 | 2 | 3 | NG | GAS |  | 0.63243 | 619.7 | 0.27929 | Yes | [5 empty] | 25262578.72 | 9184007.963 | 25262578.72 | 9184007.963 | 3433178 | 1246458 | 78.867 | 28.362 | 7.58 | 1501317.248 | 54779.048 | 5477.905 | 1502818.194 |  | 0.046 | 0.046 | 0.004 | 874.593 | 0.016 | 0.002 | 875.468 |  | 0.006 | 0.006 | 0.001 | 118.857 | 0.002 | 0 | 118.976 |  | 0.046 | 0.046 | 0.004 | 874.593 | 0.016 | 0.002 | 875.468 |  | 78.867 | 28.362 | 7.58 | 1501317.248 | 54779.048 | 5477.905 |  | 25262578.72 | 9184007.963 | 25262578.72 | 9184007.963 | EPA/CAMD | EPA/CAMD | EPA/CAMD | EPA/CAMD | EIA | EIA | -- | EPA/CAMD | EPA/CAMD |  |  |  | 0 | [10 empty] | 7358.3656 | 0 | 0 | 3433178 | 0 | 0 | 0 | 0 | 0 | 0 | 0 | 0 | 3433178 | 0 | 0 | 3433178 | 0 | 0 | 0 | 1 | 0 | 0 | 0 | 0 | 0 | 0 | 0 | 0 | 1 | 0 | 0 | 1 | 0 | Yes |  | 17951118.02 | 1066816.079 | 60.491 | 5.386 |  | https://www.google.com/maps/@?api=1&map_action=map&center=38.017499999999998%2C-121.7587&zoom=17&basemap=satellite | 48904 | [118 empty] | 0.42 |  |  | 67 |  |  | 0.35 | 0.61 |  |  | 73 |  |  | 0.4 | 0.24 |  |  | 43 |  |  | 0.3 | 0.04 |  |  | 73 |  |  | 0.05 | 0.14 |  |  | 68 |  |  | 0.12 | 0.06 |  |  | 59 |  |  | 0.06 | 0.12 |  |  | 36 |  |  | 0.16 | 65.4784 | 0.045864 | Gas | FRS_110032962293
773 | 10136 | 2021 | TX | Knox Lee Power Plant | 3476 | Southwestern Electric Power Co | 17698 | Southwestern Electric Power Co | 17698 | Electric Utility | Southwest Power Pool | SWPP | MRO | SPSO | SPP South |  | 48 | 183 | Gregg | 32.3766 | -94.6415 | 1 | 1 | NG | GAS |  | 0.06022 | 351 | 1 | [6 empty] | 2116371.699 | 997334.312 | 2116371.699 | 997334.312 | 185165 | 83846 | 124.42 | 50.711 | 54.497 | 125771.455 | 4907.917 | 490.792 | 125905.932 |  | 1.344 | 1.21 | 0.589 | 1358.48 | 0.027 | 0.003 | 1359.932 |  | 0.118 | 0.102 | 0.052 | 118.856 | 0.002 | 0 | 118.983 |  | 1.344 | 1.21 | 0.589 | 1358.48 | 0.027 | 0.003 | 1359.932 |  | 124.42 | 50.711 | 54.497 | 125771.455 | 4907.917 | 490.792 |  | 2116371.699 | 997334.312 | 2116371.699 | 997334.312 | EPA/CAMD | EPA/CAMD | EPA/CAMD | EPA/CAMD | EIA | EIA | -- | EPA/CAMD | EPA/CAMD | [14 empty] | 11429.653 | 0 | 0 | 185165 | 0 | 0 | 0 | 0 | 0 | 0 | 0 | 0 | 185165 | 0 | 0 | 185165 | 0 | 0 | 0 | 1 | 0 | 0 | 0 | 0 | 0 | 0 | 0 | 0 | 1 | 0 | 0 | 1 | 0 | Yes |  | 3853951.531 | 229033.095 | 254.653 | 1.156 |  | https://www.google.com/maps/@?api=1&map_action=map&center=32.376600000000003%2C-94.641499999999994&zoom=17&basemap=satellite | 4582 | [118 empty] | 0.31 |  |  | 52 |  |  | 0.35 | 0.29 |  |  | 49 |  |  | 0.4 | 0.33 |  |  | 58 |  |  | 0.3 | 0 |  |  | 0 |  |  | 0.05 | 0.03 |  |  | 26 |  |  | 0.12 | 0.05 |  |  | 52 |  |  | 0.06 | 0.24 |  |  | 78 |  |  | 0.16 | 6.35 | 0.095923 | Gas | FRS_110031507322
774 | 1023 | 2021 | CA | GEN005 Antibody Fuel Cell | 63714 | San Diego Gas & Electric Co | 16609 | 2016 ESA Project Company, LLC | 62150 | IPP Non-CHP | California Independent System Operator | CISO | WECC | CAMX | WECC California | CAISO | 6 | 73 | San Diego | 33.2109 | -117.299 | 1 | 1 | NG | GAS |  | 0.96717 | 2.5 | 0 | [8 empty] | 152596 | 72478 | 21181 | 10060 | 0 |  | 0 | 0 | [37 empty] | 152596 | 72478 | [6 empty] | -- | EIA | EIA | [15 empty] | 0 | 0 | 21181 | 0 | 0 | 0 | 0 | 0 | 0 | 0 | 0 | 21181 | 0 | 0 | 21181 | 0 | 0 | 0 | 1 | 0 | 0 | 0 | 0 | 0 | 0 | 0 | 0 | 1 | 0 | 0 | 1 | 0 | [7 empty] | https://www.google.com/maps/@?api=1&map_action=map&center=33.210859999999997%2C-117.29900000000001&zoom=17&basemap=satellite | 151704 | [118 empty] | 0.42 |  |  | 67 |  |  | 0.35 | 0.58 |  |  | 72 |  |  | 0.4 | 0.26 |  |  | 47 |  |  | 0.3 | 0.05 |  |  | 75 |  |  | 0.05 | 0.14 |  |  | 68 |  |  | 0.12 | 0.07 |  |  | 66 |  |  | 0.06 | 0.14 |  |  | 45 |  |  | 0.16 | 0 | 0 | Gas | FRS_110070871597
775 | 1031 | 2021 | CA | Gianera | 7231 | City of Santa Clara - (CA) | 16655 | City of Santa Clara - (CA) | 16655 | Electric Utility | California Independent System Operator | CISO | WECC | CAMX | WECC California | CAISO | 6 | 85 | Santa Clara | 37.401 | -121.9687 | 2 | 2 | NG | GAS |  | 0.01174 | 64.6 | 1 | [6 empty] | 103550 | 49182 | 103550 | 49182 | 6646 | 3157 | 15.992 | 7.596 | 0.165 | 6051.93 | 228.289 | 22.829 | 6058.185 |  | 4.813 | 4.812 | 0.05 | 1821.225 | 0.034 | 0.003 | 1823.107 |  | 0.309 | 0.309 | 0.003 | 116.889 | 0.002 | 0 | 117.01 |  | 4.813 | 4.812 | 0.05 | 1821.225 | 0.034 | 0.003 | 1823.107 |  | 15.992 | 7.596 | 0.165 | 6051.93 | 228.289 | 22.829 |  | 103550 | 49182 | 103550 | 49182 | EIA | EIA | EIA | EIA | EIA | EIA | -- | EIA | EIA | [14 empty] | 15580.8005 | 0 | 0 | 6646 | 0 | 0 | 0 | 0 | 0 | 0 | 0 | 0 | 6646 | 0 | 0 | 6646 | 0 | 0 | 0 | 1 | 0 | 0 | 0 | 0 | 0 | 0 | 0 | 0 | 1 | 0 | 0 | 1 | 0 | [7 empty] | https://www.google.com/maps/@?api=1&map_action=map&center=37.401000000000003%2C-121.96867&zoom=17&basemap=satellite | 116242 | [118 empty] | 0.46 |  |  | 70 |  |  | 0.35 | 0.77 |  |  | 82 |  |  | 0.4 | 0.15 |  |  | 27 |  |  | 0.3 | 0.1 |  |  | 84 |  |  | 0.05 | 0.09 |  |  | 52 |  |  | 0.12 | 0.07 |  |  | 68 |  |  | 0.06 | 0.09 |  |  | 21 |  |  | 0.16 | 0.050905 | 0.015211 | Gas | FRS_110028015092
776 | 10538 | 2021 | TX | Wilkes Power Plant | 3478 | Southwestern Electric Power Co | 17698 | Southwestern Electric Power Co | 17698 | Electric Utility | Southwest Power Pool | SWPP | MRO | SPSO | SPP South |  | 48 | 315 | Marion | 32.8482 | -94.548 | 3 | 3 | NG | GAS |  | 0.11462 | 882 | 1 | [6 empty] | 10324416.13 | 6115883.577 | 10324416.13 | 6115883.577 | 885572 | 527892 | 717.441 | 424.608 | 3.098 | 613515.847 | 22445.555 | 2244.606 | 614130.863 |  | 1.62 | 1.609 | 0.007 | 1385.581 | 0.025 | 0.003 | 1386.97 |  | 0.139 | 0.139 | 0.001 | 118.848 | 0.002 | 0 | 118.967 |  | 1.62 | 1.609 | 0.007 | 1385.581 | 0.025 | 0.003 | 1386.97 |  | 717.441 | 424.608 | 3.098 | 613515.847 | 22445.555 | 2244.606 |  | 10324416.13 | 6115883.577 | 10324416.13 | 6115883.577 | EPA/CAMD | EPA/CAMD | EPA/CAMD | EPA/CAMD | EIA | EIA | -- | EPA/CAMD | EPA/CAMD | [14 empty] | 11658.4717 | 0 | 6.764 | 885565.24 | 0 | 0 | 0 | 0 | 0 | 0 | 0 | 0 | 885572.004 | 0 | 0 | 885572.004 | 0 | 0 | 7.638e-06 | 0.99999 | 0 | 0 | 0 | 0 | 0 | 0 | 0 | 0 | 1 | 0 | 0 | 1 | 0 | Yes |  | 10603514.36 | 630168.047 | 812.665 | 3.43 |  | https://www.google.com/maps/@?api=1&map_action=map&center=32.848163%2C-94.547985999999995&zoom=17&basemap=satellite | 346 | [118 empty] | 0.35 |  |  | 59 |  |  | 0.35 | 0.23 |  |  | 43 |  |  | 0.4 | 0.47 |  |  | 77 |  |  | 0.3 | 0.02 |  |  | 65 |  |  | 0.05 | 0.13 |  |  | 67 |  |  | 0.12 | 0.03 |  |  | 28 |  |  | 0.06 | 0.34 |  |  | 93 |  |  | 0.16 | 29.28 | 0.083555 | Gas | FRS_110000704925
777 | 1037 | 2021 | CA | Gilroy Energy Center, LLC | 55810 | Pacific Gas & Electric Co | 14328 | Calpine Gilroy Cogen LP | 3028 | IPP Non-CHP | California Independent System Operator | CISO | WECC | CAMX | WECC California | CAISO | 6 | 85 | Santa Clara | 36.999 | -121.5363 | 3 | 3 | NG | GAS |  | 0.01952 | 135 | 1 | [6 empty] | 256855.118 | 178849.504 | 256855.118 | 178849.504 | 23082 | 16071.999 | 3.131 | 1.945 | 0.078 | 15265.151 | 580.846 | 58.085 | 15281.066 |  | 0.271 | 0.242 | 0.007 | 1322.689 | 0.025 | 0.003 | 1324.068 |  | 0.024 | 0.022 | 0.001 | 118.862 | 0.002 | 0 | 118.986 |  | 0.271 | 0.242 | 0.007 | 1322.689 | 0.025 | 0.003 | 1324.068 |  | 3.131 | 1.945 | 0.078 | 15265.151 | 580.846 | 58.085 |  | 256855.118 | 178849.504 | 256855.118 | 178849.504 | EPA/CAMD | EPA/CAMD | EPA/CAMD | EPA/CAMD | EIA | EIA | -- | EPA/CAMD | EPA/CAMD | [14 empty] | 11127.9393 | 0 | 0 | 23082.002 | 0 | 0 | 0 | 0 | 0 | 0 | 0 | 0 | 23082.002 | 0 | 0 | 23082.002 | 0 | 0 | 0 | 1 | 0 | 0 | 0 | 0 | 0 | 0 | 0 | 0 | 1 | 0 | 0 | 1 | 0 | Yes |  | 300158.787 | 17837.989 | 4.656 | 0.091 |  | https://www.google.com/maps/@?api=1&map_action=map&center=36.999000000000002%2C-121.5363&zoom=17&basemap=satellite | 29276 | [118 empty] | 0.52 |  |  | 76 |  |  | 0.35 | 0.77 |  |  | 82 |  |  | 0.4 | 0.26 |  |  | 47 |  |  | 0.3 | 0.1 |  |  | 84 |  |  | 0.05 | 0.23 |  |  | 84 |  |  | 0.12 | 0.07 |  |  | 65 |  |  | 0.06 | 0.12 |  |  | 34 |  |  | 0.16 | 1.3669 | 0.093848 | Gas | FRS_110001151324
778 | 10128 | 2021 | TX | Jones Station | 3482 | Southwestern Public Service Co | 17718 | Southwestern Public Service Co | 17718 | Electric Utility | Southwest Power Pool | SWPP | MRO | SPSO | SPP South |  | 48 | 303 | Lubbock | 33.5239 | -101.7392 | 4 | 4 | NG | GAS |  | 0.15845 | 860.4 | 1 | [6 empty] | 13237888.47 | 7479794.599 | 13237888.47 | 7479794.599 | 1194254 | 669772 | 467.385 | 270.903 | 4.474 | 788676.306 | 29743.862 | 3034.155 | 789500.193 |  | 0.783 | 0.809 | 0.007 | 1320.785 | 0.025 | 0.003 | 1322.165 |  | 0.071 | 0.072 | 0.001 | 119.154 | 0.002 | 0 | 119.279 |  | 0.783 | 0.809 | 0.007 | 1320.785 | 0.025 | 0.003 | 1322.165 |  | 467.385 | 270.903 | 4.474 | 788676.306 | 29743.862 | 3034.155 |  | 13237888.47 | 7479794.599 | 13237888.47 | 7479794.599 | EPA/CAMD | EPA/CAMD | EPA/CAMD | EPA/CAMD | EIA | EIA | -- | EPA/CAMD | EPA/CAMD | [14 empty] | 11084.6507 | 0 | 8532.252 | 1185721.75 | 0 | 0 | 0 | 0 | 0 | 0 | 0 | 0 | 1194254.002 | 0 | 0 | 1194254.002 | 0 | 0 | 0.0071444 | 0.99286 | 0 | 0 | 0 | 0 | 0 | 0 | 0 | 0 | 1 | 0 | 0 | 1 | 0 | Yes |  | 17668716.6 | 1051386.783 | 703.074 | 5.53 |  | https://www.google.com/maps/@?api=1&map_action=map&center=33.523899999999998%2C-101.7392&zoom=17&basemap=satellite | 1975 | [118 empty] | 0.48 |  |  | 72 |  |  | 0.35 | 0.51 |  |  | 67 |  |  | 0.4 | 0.36 |  |  | 63 |  |  | 0.3 | 0 |  |  | 0 |  |  | 0.05 | 0.18 |  |  | 77 |  |  | 0.12 | 0.03 |  |  | 30 |  |  | 0.06 | 0.16 |  |  | 54 |  |  | 0.16 | 93.0448 | 0.069064 | Gas | FRS_110005028585
779 | 1038 | 2021 | CA | Glass House Camarillo Cultivation | 58432 | Southern California Edison Co | 17609 | Glass House Camarillo Cultivation | 64570 | IPP CHP | California Independent System Operator | CISO | WECC | CAMX | WECC California | CAISO | 6 | 111 | Ventura | 34.1797 | -119.0831 | 3 | 3 | NG | GAS |  | 0.55653 | 13.2 | 0.40578 |  | Yes | 0 |  | 1 |  | 553386 | 262836.999 | 553386 | 262836.999 | 64353 | 30564.999 | 741.417 | 352.143 | 0.884 | 32342.385 | 1220.008 | 122.001 | 32375.813 |  | 23.042 | 23.042 | 0.027 | 1005.155 | 0.019 | 0.002 | 1006.194 |  | 2.68 | 2.68 | 0.003 | 116.889 | 0.002 | 0 | 117.01 |  | 23.042 | 23.042 | 0.027 | 1005.155 | 0.019 | 0.002 | 1006.194 |  | 741.417 | 352.143 | 0.884 | 32342.385 | 1220.008 | 122.001 |  | 553386 | 262836.999 | 553386 | 262836.999 | EIA | EIA | EIA | EIA | EIA | EIA | -- | EIA | EIA | [6 empty] | 0 | 0 | 0 | 0 | 0 | 0 | 0 | 0 | 8599.2261 | 0 | 0 | 64353 | 0 | 0 | 0 | 0 | 0 | 0 | 0 | 0 | 64353 | 0 | 0 | 64353 | 0 | 0 | 0 | 1 | 0 | 0 | 0 | 0 | 0 | 0 | 0 | 0 | 1 | 0 | 0 | 1 | 0 | [7 empty] | https://www.google.com/maps/@?api=1&map_action=map&center=34.179721999999998%2C-119.083056&zoom=17&basemap=satellite | 7586 | [118 empty] | 0.33 |  |  | 56 |  |  | 0.35 | 0.55 |  |  | 70 |  |  | 0.4 | 0.14 |  |  | 25 |  |  | 0.3 | 0.02 |  |  | 63 |  |  | 0.05 | 0.08 |  |  | 47 |  |  | 0.12 | 0.06 |  |  | 63 |  |  | 0.06 | 0.1 |  |  | 25 |  |  | 0.16 | 0.13128 | 0.0036514 | Gas | FRS_110057067944
780 | 10213 | 2021 | TX | Nichols Station | 3484 | Southwestern Public Service Co | 17718 | Southwestern Public Service Co | 17718 | Electric Utility | Southwest Power Pool | SWPP | MRO | SPSO | SPP South |  | 48 | 375 | Potter | 35.2834 | -101.7464 | 3 | 3 | NG | GAS |  | 0.14002 | 474.7 | 1 | [6 empty] | 7346873.261 | 3570107.915 | 7346873.261 | 3570107.915 | 582238 | 284398 | 482.09 | 226.52 | 2.222 | 436604.222 | 16002.945 | 1600.295 | 437042.703 |  | 1.656 | 1.593 | 0.008 | 1499.745 | 0.027 | 0.003 | 1501.251 |  | 0.131 | 0.127 | 0.001 | 118.854 | 0.002 | 0 | 118.974 |  | 1.656 | 1.593 | 0.008 | 1499.745 | 0.027 | 0.003 | 1501.251 |  | 482.09 | 226.52 | 2.222 | 436604.222 | 16002.945 | 1600.295 |  | 7346873.261 | 3570107.915 | 7346873.261 | 3570107.915 | EPA/CAMD | EPA/CAMD | EPA/CAMD | EPA/CAMD | EIA | EIA | -- | EPA/CAMD | EPA/CAMD | [14 empty] | 12618.3335 | 0 | 0 | 582238 | 0 | 0 | 0 | 0 | 0 | 0 | 0 | 0 | 582238 | 0 | 0 | 582238 | 0 | 0 | 0 | 1 | 0 | 0 | 0 | 0 | 0 | 0 | 0 | 0 | 1 | 0 | 0 | 1 | 0 | Yes |  | 8563681.511 | 508955.231 | 565.103 | 2.613 |  | https://www.google.com/maps/@?api=1&map_action=map&center=35.283357000000002%2C-101.74642299999999&zoom=17&basemap=satellite | 2382 | [118 empty] | 0.59 |  |  | 82 |  |  | 0.35 | 0.59 |  |  | 72 |  |  | 0.4 | 0.38 |  |  | 66 |  |  | 0.3 | 0.04 |  |  | 71 |  |  | 0.05 | 0.25 |  |  | 87 |  |  | 0.12 | 0.02 |  |  | 19 |  |  | 0.06 | 0.09 |  |  | 21 |  |  | 0.16 | 53.1008 | 0.084823 | Gas | FRS_110042010999
781 | 1041 | 2021 | CA | Goal Line | 54749 | San Diego Gas & Electric Co | 16609 | Goal Line LP | 22269 | IPP CHP | California Independent System Operator | CISO | WECC | CAMX | WECC California | CAISO | 6 | 73 | San Diego | 33.1185 | -117.0995 | 1 | 2 | NG | GAS |  | 0.03856 | 51.4 | 1 |  | Yes | 17312.8 | 3.423 | 0.82026 |  | 129102.144 | 126037.603 | 129102.144 | 126037.603 | 17362 | 16961 | 0.988 | 0.954 | 0.039 | 7671.773 | 281.217 | 28.122 | 7679.479 |  | 0.114 | 0.112 | 0.004 | 883.743 | 0.016 | 0.002 | 884.631 |  | 0.015 | 0.015 | 0.001 | 118.848 | 0.002 | 0 | 118.967 |  | 0.114 | 0.112 | 0.004 | 883.743 | 0.016 | 0.002 | 884.631 |  | 1.204 | 1.163 | 0.047 | 9352.853 | 342.839 | 34.284 |  | 157391.691 | 153655.631 | 157391.691 | 153655.631 | EPA/CAMD | EPA/CAMD | EPA/CAMD | EPA/CAMD | EIA | EIA | -- | EPA/CAMD | EPA/CAMD | [6 empty] | 28289.547 | 27618.028 | 0.216 | 0.209 | 0.008 | 1681.08 | 61.622 | 6.162 | 7435.9028 | 0 | 0 | 17362 | 0 | 0 | 0 | 0 | 0 | 0 | 0 | 0 | 17362 | 0 | 0 | 17362 | 0 | 0 | 0 | 1 | 0 | 0 | 0 | 0 | 0 | 0 | 0 | 0 | 1 | 0 | 0 | 1 | 0 | Yes |  | 98610.69 | 5859.471 | 0.787 | 0.03 |  | https://www.google.com/maps/@?api=1&map_action=map&center=33.118499999999997%2C-117.09950000000001&zoom=17&basemap=satellite | 132309 | [118 empty] | 0.5 |  |  | 74 |  |  | 0.35 | 0.63 |  |  | 75 |  |  | 0.4 | 0.37 |  |  | 64 |  |  | 0.3 | 0.1 |  |  | 85 |  |  | 0.05 | 0.21 |  |  | 81 |  |  | 0.12 | 0.07 |  |  | 65 |  |  | 0.06 | 0.13 |  |  | 42 |  |  | 0.16 | 1.6303 | 0.17441 | Gas | FRS_110017398163
782 | 10263 | 2021 | TX | Plant X | 3485 | Southwestern Public Service Co | 17718 | Southwestern Public Service Co | 17718 | Electric Utility | Southwest Power Pool | SWPP | MRO | SPSO | SPP South |  | 48 | 279 | Lamb | 34.1661 | -102.4114 | 4 | 4 | NG | GAS |  | 0.08982 | 434.4 | 1 | [6 empty] | 4005157.715 | 1586033.829 | 4005157.715 | 1586033.829 | 341813 | 136314 | 236.994 | 97.022 | 1.285 | 239860.311 | 9139.623 | 969.519 | 240119.015 |  | 1.387 | 1.424 | 0.008 | 1403.459 | 0.027 | 0.003 | 1404.973 |  | 0.118 | 0.122 | 0.001 | 119.776 | 0.002 | 0 | 119.905 |  | 1.387 | 1.424 | 0.008 | 1403.459 | 0.027 | 0.003 | 1404.973 |  | 236.994 | 97.022 | 1.285 | 239860.311 | 9139.623 | 969.519 |  | 4005157.715 | 1586033.829 | 4005157.715 | 1586033.829 | EPA/CAMD | EPA/CAMD | EPA/CAMD | EPA/CAMD | EIA | EIA | -- | EPA/CAMD | EPA/CAMD | [14 empty] | 11717.3942 | 0 | 7512.974 | 334300.03 | 0 | 0 | 0 | 0 | 0 | 0 | 0 | 0 | 341813.004 | 0 | 0 | 341813.004 | 0 | 0 | 0.02198 | 0.97802 | 0 | 0 | 0 | 0 | 0 | 0 | 0 | 0 | 1 | 0 | 0 | 1 | 0 | Yes |  | 5684559.233 | 337839.149 | 357.28 | 1.703 |  | https://www.google.com/maps/@?api=1&map_action=map&center=34.1661%2C-102.4114&zoom=17&basemap=satellite | 1 | [118 empty] | 0.23 |  |  | 39 |  |  | 0.35 | 0.2 |  |  | 39 |  |  | 0.4 | 0.26 |  |  | 48 |  |  | 0.3 | 0.03 |  |  | 67 |  |  | 0.05 | 0.1 |  |  | 58 |  |  | 0.12 | 0.07 |  |  | 70 |  |  | 0.06 | 0.32 |  |  | 90 |  |  | 0.16 | 38.9505 | 0.08495 | Gas | FRS_110002471450
783 | 1050 | 2021 | CA | Goose Haven Energy Center | 55627 | Pacific Gas & Electric Co | 14328 | Goose Haven Energy Center | 49970 | IPP Non-CHP | California Independent System Operator | CISO | WECC | CAMX | WECC California | CAISO | 6 | 95 | Solano | 38.2268 | -121.8433 | 1 | 1 | NG | GAS |  | 0.03434 | 47 | 1 | [6 empty] | 157370.198 | 102330.651 | 157370.198 | 102330.651 | 14138 | 9193 | 1.442 | 0.796 | 0.047 | 9352.743 | 342.334 | 34.233 | 9362.123 |  | 0.204 | 0.173 | 0.007 | 1323.065 | 0.024 | 0.002 | 1324.391 |  | 0.018 | 0.016 | 0.001 | 118.863 | 0.002 | 0 | 118.982 |  | 0.204 | 0.173 | 0.007 | 1323.065 | 0.024 | 0.002 | 1324.392 |  | 1.442 | 0.796 | 0.047 | 9352.743 | 342.334 | 34.233 |  | 157370.198 | 102330.651 | 157370.198 | 102330.651 | EPA/CAMD | EPA/CAMD | EPA/CAMD | EPA/CAMD | EIA | EIA | -- | EPA/CAMD | EPA/CAMD | [14 empty] | 11131.0093 | 0 | 0 | 14137.999 | 0 | 0 | 0 | 0 | 0 | 0 | 0 | 0 | 14137.999 | 0 | 0 | 14137.999 | 0 | 0 | 0 | 1 | 0 | 0 | 0 | 0 | 0 | 0 | 0 | 0 | 1 | 0 | 0 | 1 | 0 | Yes |  | 147037.919 | 8738.378 | 1.512 | 0.044 |  | https://www.google.com/maps/@?api=1&map_action=map&center=38.226751999999998%2C-121.843271&zoom=17&basemap=satellite | 51 | [118 empty] | 0.38 |  |  | 62 |  |  | 0.35 | 0.7 |  |  | 78 |  |  | 0.4 | 0.06 |  |  | 10 |  |  | 0.3 | 0.46 |  |  | 98 |  |  | 0.05 | 0.55 |  |  | 99 |  |  | 0.12 | 0 |  |  | 0 |  |  | 0.06 | 0.41 |  |  | 96 |  |  | 0.16 | 0.44616 | 0.056857 | Gas | FRS_110013682470
784 | 10061 | 2021 | TX | Graham | 3490 | Oncor Electric Delivery Company LLC | 44372 | Luminant Generation Company LLC | 55983 | IPP Non-CHP | Electric Reliability Council of Texas, Inc. | ERCO | TRE | ERCT | ERCOT All | ERCOT | 48 | 503 | Young | 33.1344 | -98.6117 | 2 | 2 | NG | GAS |  | 0.05024 | 634.7 | 1 | [6 empty] | 3241178.764 | 1621521.61 | 3241178.764 | 1621521.61 | 279338 | 137692 | 460.84 | 206.5 | 1.051 | 193097.612 | 7378.6 | 737.86 | 193299.786 |  | 3.3 | 2.999 | 0.008 | 1382.537 | 0.026 | 0.003 | 1383.985 |  | 0.284 | 0.255 | 0.001 | 119.153 | 0.002 | 0 | 119.277 |  | 3.3 | 2.999 | 0.008 | 1382.537 | 0.026 | 0.003 | 1383.985 |  | 460.84 | 206.5 | 1.051 | 193097.612 | 7378.6 | 737.86 |  | 3241178.764 | 1621521.61 | 3241178.764 | 1621521.61 | EPA/CAMD | EPA/CAMD | EPA/CAMD | EPA/CAMD | EIA | EIA | -- | EPA/CAMD | EPA/CAMD | [14 empty] | 11603.0714 | 0 | 0 | 279338 | 0 | 0 | 0 | 0 | 0 | 0 | 0 | 0 | 279338 | 0 | 0 | 279338 | 0 | 0 | 0 | 1 | 0 | 0 | 0 | 0 | 0 | 0 | 0 | 0 | 1 | 0 | 0 | 1 | 0 | Yes |  | 2095695.152 | 132077.893 | 263.059 | 0.79 |  | https://www.google.com/maps/@?api=1&map_action=map&center=33.134399999999999%2C-98.611699999999999&zoom=17&basemap=satellite | 5017 | [118 empty] | 0.31 |  |  | 53 |  |  | 0.35 | 0.25 |  |  | 45 |  |  | 0.4 | 0.38 |  |  | 66 |  |  | 0.3 | 0.07 |  |  | 79 |  |  | 0.05 | 0.18 |  |  | 77 |  |  | 0.12 | 0.06 |  |  | 61 |  |  | 0.06 | 0.18 |  |  | 62 |  |  | 0.16 | 8.1997 | 0.079192 | Gas | FRS_110025239837
785 | 1053 | 2021 | CA | Grapeland Generating Station | 56472 | Southern California Edison Co | 17609 | Southern California Edison Co | 17609 | Electric Utility | California Independent System Operator | CISO | WECC | CAMX | WECC California | CAISO | 6 | 71 | San Bernardino | 34.0903 | -117.5343 | 1 | 2 | NG | GAS |  | 0.04296 | 59.8 | 1 | [6 empty] | 248781.556 | 85709.491 | 248781.556 | 85709.491 | 22504 | 7748 | 46.889 | 17.32 | 0.075 | 14784.388 | 554.225 | 55.422 | 14799.574 |  | 4.167 | 4.471 | 0.007 | 1313.934 | 0.025 | 0.002 | 1315.284 |  | 0.377 | 0.404 | 0.001 | 118.854 | 0.002 | 0 | 118.976 |  | 4.167 | 4.471 | 0.007 | 1313.934 | 0.025 | 0.002 | 1315.284 |  | 46.889 | 17.32 | 0.075 | 14784.388 | 554.225 | 55.422 |  | 248781.556 | 85709.491 | 248781.556 | 85709.491 | EPA/CAMD | EPA/CAMD | EPA/CAMD | EPA/CAMD | EIA | EIA | -- | EPA/CAMD | EPA/CAMD | [14 empty] | 11054.9932 | 0 | 0 | 22503.999 | 0 | 0 | 0 | 0 | 0 | 0 | 0 | 0 | 22503.999 | 0 | 0 | 22503.999 | 0 | 0 | 0 | 1 | 0 | 0 | 0 | 0 | 0 | 0 | 0 | 0 | 1 | 0 | 0 | 1 | 0 | Yes |  | 132067.335 | 7848.628 | 1.085 | 0.04 |  | https://www.google.com/maps/@?api=1&map_action=map&center=34.090299999999999%2C-117.5343&zoom=17&basemap=satellite | 86677 | [118 empty] | 0.49 |  |  | 74 |  |  | 0.35 | 0.78 |  |  | 82 |  |  | 0.4 | 0.21 |  |  | 39 |  |  | 0.3 | 0.08 |  |  | 81 |  |  | 0.05 | 0.11 |  |  | 59 |  |  | 0.12 | 0.08 |  |  | 73 |  |  | 0.06 | 0.08 |  |  | 17 |  |  | 0.16 | 0.77426 | 0.08833 | Gas | FRS_110040570995
786 | 10080 | 2021 | TX | Handley Generating Station | 3491 | Oncor Electric Delivery Company LLC | 44372 | Exelon Power | 6035 | IPP Non-CHP | Electric Reliability Council of Texas, Inc. | ERCO | TRE | ERCT | ERCOT All | ERCOT | 48 | 439 | Tarrant | 32.7283 | -97.2192 | 3 | 3 | NG | GAS |  | 0.09425 | 1314.8 | 1 | [6 empty] | 13023370.3 | 9059567.784 | 13023370.3 | 9059567.784 | 1085581 | 764805 | 117.165 | 72.959 | 3.907 | 773958.363 | 31334.633 | 3133.463 | 774816.932 |  | 0.216 | 0.191 | 0.007 | 1425.888 | 0.029 | 0.003 | 1427.47 |  | 0.018 | 0.016 | 0.001 | 118.857 | 0.002 | 0 | 118.989 |  | 0.216 | 0.191 | 0.007 | 1425.888 | 0.029 | 0.003 | 1427.47 |  | 117.165 | 72.959 | 3.907 | 773958.363 | 31334.633 | 3133.463 |  | 13023370.3 | 9059567.784 | 13023370.3 | 9059567.784 | EPA/CAMD | EPA/CAMD | EPA/CAMD | EPA/CAMD | EIA | EIA | -- | EPA/CAMD | EPA/CAMD | [14 empty] | 11996.6822 | 0 | 0 | 1085581 | 0 | 0 | 0 | 0 | 0 | 0 | 0 | 0 | 1085581 | 0 | 0 | 1085581 | 0 | 0 | 0 | 1 | 0 | 0 | 0 | 0 | 0 | 0 | 0 | 0 | 1 | 0 | 0 | 1 | 0 | Yes |  | 13249844.66 | 787425.49 | 125.837 | 3.975 |  | https://www.google.com/maps/@?api=1&map_action=map&center=32.728299999999997%2C-97.219200000000001&zoom=17&basemap=satellite | 92102 | [118 empty] | 0.6 |  |  | 83 |  |  | 0.35 | 0.75 |  |  | 81 |  |  | 0.4 | 0.45 |  |  | 75 |  |  | 0.3 | 0.06 |  |  | 78 |  |  | 0.05 | 0.22 |  |  | 83 |  |  | 0.12 | 0.08 |  |  | 72 |  |  | 0.06 | 0.12 |  |  | 37 |  |  | 0.16 | 27.6371 | 0.0975 | Gas | FRS_110005028647
787 | 1067 | 2021 | CA | Grossmont Hospital | 10115 | San Diego Gas & Electric Co | 16609 | Sharp Grossmont Hospital | 7726 | Commercial CHP | California Independent System Operator | CISO | WECC | CAMX | WECC California | CAISO | 6 | 73 | San Diego | 32.7797 | -117.0064 | 1 | 1 | NG | GAS |  | 0.73762 | 4.5 | 0.10397 |  | Yes | 63431.2 | 1.565 | 0.67596 |  | 168787.126 | 80166.787 | 168787.126 | 80166.787 | 29077 | 13810 | 25.968 | 12.334 | 0.27 | 9864.684 | 372.112 | 37.211 | 9874.88 |  | 1.786 | 1.786 | 0.019 | 678.521 | 0.013 | 0.001 | 679.223 |  | 0.308 | 0.308 | 0.003 | 116.889 | 0.002 | 0 | 117.01 |  | 1.786 | 1.786 | 0.019 | 678.521 | 0.013 | 0.001 | 679.223 |  | 38.416 | 18.246 | 0.399 | 14593.599 | 550.495 | 55.049 |  | 249700 | 118597 | 249700 | 118597 | EIA | EIA | EIA | EIA | EIA | EIA | -- | EIA | EIA | [6 empty] | 80912.874 | 38430.213 | 12.448 | 5.912 | 0.129 | 4728.915 | 178.382 | 17.838 | 5804.8329 | 0 | 0 | 29077 | 0 | 0 | 0 | 0 | 0 | 0 | 0 | 0 | 29077 | 0 | 0 | 29077 | 0 | 0 | 0 | 1 | 0 | 0 | 0 | 0 | 0 | 0 | 0 | 0 | 1 | 0 | 0 | 1 | 0 | [7 empty] | https://www.google.com/maps/@?api=1&map_action=map&center=32.779730000000001%2C-117.00639700000001&zoom=17&basemap=satellite | 152762 | [118 empty] | 0.36 |  |  | 59 |  |  | 0.35 | 0.44 |  |  | 62 |  |  | 0.4 | 0.28 |  |  | 50 |  |  | 0.3 | 0.05 |  |  | 73 |  |  | 0.05 | 0.08 |  |  | 50 |  |  | 0.12 | 0.07 |  |  | 66 |  |  | 0.06 | 0.15 |  |  | 50 |  |  | 0.16 | 0.079897 | 0.0058444 | Gas | FRS_110001158639
788 | 10199 | 2021 | TX | Morgan Creek | 3492 | Oncor Electric Delivery Company LLC | 44372 | Luminant Generation Company LLC | 55983 | IPP Non-CHP | Electric Reliability Council of Texas, Inc. | ERCO | TRE | ERCT | ERCOT All | ERCOT | 48 | 335 | Mitchell | 32.3358 | -100.9156 | 6 | 6 | NG | GAS |  | 0.0134 | 536.4 | 1 | [6 empty] | 880083.1 | 106090 | 880083.1 | 106090 | 62986.998 | 7593 | 386.365 | 45.139 | 0.17 | 51436.041 | 3204.309 | 513.048 | 51552.539 |  | 12.268 | 11.89 | 0.005 | 1633.227 | 0.051 | 0.008 | 1636.926 |  | 0.878 | 0.851 | 0 | 116.889 | 0.004 | 0.001 | 117.154 |  | 12.268 | 11.89 | 0.005 | 1633.227 | 0.051 | 0.008 | 1636.926 |  | 386.365 | 45.139 | 0.17 | 51436.041 | 3204.309 | 513.048 |  | 880083.1 | 106090 | 880083.1 | 106090 | EPA/CAMD | EPA/CAMD | EIA | EIA | EIA | EIA | -- | EPA/CAMD | EPA/CAMD | [14 empty] | 13972.4569 | 0 | 21061.005 | 41925.992 | 0 | 0 | 0 | 0 | 0 | 0 | 0 | 0 | 62986.997 | 0 | 0 | 62986.997 | 0 | 0 | 0.33437 | 0.66563 | 0 | 0 | 0 | 0 | 0 | 0 | 0 | 0 | 1 | 0 | 0 | 1 | 0 | Yes |  | 312915.1 |  | 170.866 |  |  | https://www.google.com/maps/@?api=1&map_action=map&center=32.335799999999999%2C-100.9156&zoom=17&basemap=satellite | 511 | [118 empty] | 0.18 |  |  | 28 |  |  | 0.35 | 0.22 |  |  | 41 |  |  | 0.4 | 0.15 |  |  | 26 |  |  | 0.3 | 0 |  |  | 0 |  |  | 0.05 | 0.12 |  |  | 61 |  |  | 0.12 | 0.02 |  |  | 24 |  |  | 0.06 | 0.18 |  |  | 60 |  |  | 0.16 | 0.913 | 0.19349 | Gas | FRS_110025238776
789 | 1071 | 2021 | CA | H. Gonzales | 56039 | City of Vernon | 19798 | City of Vernon | 19798 | Electric Utility | California Independent System Operator | CISO | WECC | CAMX | WECC California | CAISO | 6 | 37 | Los Angeles | 33.9986 | -118.2219 | 2 | 2 | NG | GAS |  | 0.00389 | 11.8 | 1 | [6 empty] | 5367 | 2550 | 5367 | 2550 | 402 | 191 | 0.828 | 0.394 | 0.009 | 313.672 | 11.832 | 1.183 | 313.996 |  | 4.119 | 4.126 | 0.043 | 1560.557 | 0.029 | 0.003 | 1562.17 |  | 0.309 | 0.309 | 0.003 | 116.889 | 0.002 | 0 | 117.01 |  | 4.121 | 4.128 | 0.043 | 1561.334 | 0.029 | 0.003 | 1562.948 |  | 0.828 | 0.394 | 0.009 | 313.672 | 11.832 | 1.183 |  | 5367 | 2550 | 5367 | 2550 | EIA | EIA | EIA | EIA | EIA | EIA | -- | EIA | EIA | [14 empty] | 13357.3917 | 0 | 0 | 401.8 | 0 | 0 | 0 | 0 | 0 | 0 | 0 | 0 | 401.8 | 0 | 0 | 401.8 | 0 | 0 | 0 | 1 | 0 | 0 | 0 | 0 | 0 | 0 | 0 | 0 | 1 | 0 | 0 | 1 | 0 | [7 empty] | https://www.google.com/maps/@?api=1&map_action=map&center=33.998600000000003%2C-118.22190000000001&zoom=17&basemap=satellite | 381337 | [118 empty] | 0.77 |  |  | 93 |  |  | 0.35 | 0.98 |  |  | 95 |  |  | 0.4 | 0.55 |  |  | 84 |  |  | 0.3 | 0.24 |  |  | 94 |  |  | 0.05 | 0.5 |  |  | 98 |  |  | 0.12 | 0.07 |  |  | 71 |  |  | 0.06 | 0.09 |  |  | 21 |  |  | 0.16 | 0.0027277 | 0.011088 | Gas | FRS_110064256781
790 | 10258 | 2021 | TX | Permian Basin | 3494 | Oncor Electric Delivery Company LLC | 44372 | Luminant Generation Company LLC | 55983 | IPP Non-CHP | Electric Reliability Council of Texas, Inc. | ERCO | TRE | ERCT | ERCOT All | ERCOT | 48 | 475 | Ward | 31.5839 | -102.9633 | 5 | 5 | NG | GAS |  | 0.01713 | 447 | 1 | [6 empty] | 886824.934 | 61812.332 | 886824.934 | 61812.332 | 67092 | 4676 | 108.423 | 6.794 | 0.191 | 58937.388 | 3398.296 | 535.52 | 59059.659 |  | 3.232 | 2.906 | 0.006 | 1756.913 | 0.051 | 0.008 | 1760.557 |  | 0.245 | 0.22 | 0 | 132.918 | 0.004 | 0.001 | 133.194 |  | 3.232 | 2.906 | 0.006 | 1756.913 | 0.051 | 0.008 | 1760.557 |  | 108.423 | 6.794 | 0.191 | 58937.388 | 3398.296 | 535.52 |  | 886824.934 | 61812.332 | 886824.934 | 61812.332 | EPA/CAMD | EPA/CAMD | EIA | EPA/CAMD | EIA | EIA | -- | EPA/CAMD | EPA/CAMD | [14 empty] | 13218.0429 | 0 | 20903.522 | 46188.478 | 0 | 0 | 0 | 0 | 0 | 0 | 0 | 0 | 67092 | 0 | 0 | 67092 | 0 | 0 | 0.31157 | 0.68843 | 0 | 0 | 0 | 0 | 0 | 0 | 0 | 0 | 1 | 0 | 0 | 1 | 0 | Yes |  | 1722203.059 | 102527.084 | 213.58 |  |  | https://www.google.com/maps/@?api=1&map_action=map&center=31.5839%2C-102.9633&zoom=17&basemap=satellite | 1589 | [118 empty] | 0.41 |  |  | 65 |  |  | 0.35 | 0.53 |  |  | 68 |  |  | 0.4 | 0.28 |  |  | 51 |  |  | 0.3 | 0.02 |  |  | 65 |  |  | 0.05 | 0.18 |  |  | 76 |  |  | 0.12 | 0.05 |  |  | 50 |  |  | 0.06 | 0.16 |  |  | 54 |  |  | 0.16 | 30.9998 | 0.17895 | Gas | FRS_110028051186
791 | 1077 | 2021 | CA | Hanford Energy Park Peaker | 55698 | Pacific Gas & Electric Co | 14328 | MRP San Joaquin Energy LLC. | 7724 | IPP Non-CHP | California Independent System Operator | CISO | WECC | CAMX | WECC California | CAISO | 6 | 31 | Kings | 36.2701 | -119.6481 | 2 | 2 | NG | GAS |  | 0.01032 | 92.2 | 1 | [6 empty] | 86905.193 | 67637.718 | 86905.193 | 67637.718 | 8337 | 6596 | 0.698 | 0.52 | 0.026 | 5164.742 | 205.156 | 20.516 | 5170.363 |  | 0.167 | 0.158 | 0.006 | 1238.993 | 0.025 | 0.002 | 1240.341 |  | 0.016 | 0.015 | 0.001 | 118.859 | 0.002 | 0 | 118.989 |  | 0.167 | 0.158 | 0.006 | 1238.993 | 0.025 | 0.002 | 1240.341 |  | 0.698 | 0.52 | 0.026 | 5164.742 | 205.156 | 20.516 |  | 86905.193 | 67637.718 | 86905.193 | 67637.718 | EPA/CAMD | EPA/CAMD | EPA/CAMD | EPA/CAMD | EIA | EIA | -- | EPA/CAMD | EPA/CAMD | [14 empty] | 10424.0366 | 0 | 0 | 8337 | 0 | 0 | 0 | 0 | 0 | 0 | 0 | 0 | 8337 | 0 | 0 | 8337 | 0 | 0 | 0 | 1 | 0 | 0 | 0 | 0 | 0 | 0 | 0 | 0 | 1 | 0 | 0 | 1 | 0 | Yes |  | 192008.289 | 11409.714 | 1.33 | 0.058 |  | https://www.google.com/maps/@?api=1&map_action=map&center=36.270071999999999%2C-119.648055&zoom=17&basemap=satellite | 9589 | [118 empty] | 0.69 |  |  | 89 |  |  | 0.35 | 0.84 |  |  | 86 |  |  | 0.4 | 0.54 |  |  | 83 |  |  | 0.3 | 0.21 |  |  | 93 |  |  | 0.05 | 0.4 |  |  | 96 |  |  | 0.12 | 0.11 |  |  | 87 |  |  | 0.06 | 0.1 |  |  | 27 |  |  | 0.16 | 0.21981 | 0.023712 | Gas | FRS_110040966078
792 | 10363 | 2021 | TX | Stryker Creek | 3504 | Oncor Electric Delivery Company LLC | 44372 | Luminant Generation Company LLC | 55983 | IPP Non-CHP | Electric Reliability Council of Texas, Inc. | ERCO | TRE | ERCT | ERCOT All | ERCOT | 48 | 73 | Cherokee | 31.9398 | -94.9898 | 2 | 7 | NG | GAS |  | 0.04928 | 713.4 | 1 | [6 empty] | 3716063.386 | 1985641.504 | 3716063.386 | 1985641.504 | 307955 | 157585 | 231.384 | 93.405 | 1.152 | 221106.878 | 8633.023 | 863.675 | 221343.478 |  | 1.503 | 1.185 | 0.007 | 1435.969 | 0.028 | 0.003 | 1437.505 |  | 0.125 | 0.094 | 0.001 | 119.001 | 0.002 | 0 | 119.128 |  | 1.503 | 1.185 | 0.007 | 1435.969 | 0.028 | 0.003 | 1437.505 |  | 231.384 | 93.405 | 1.152 | 221106.878 | 8633.023 | 863.675 |  | 3716063.386 | 1985641.504 | 3716063.386 | 1985641.504 | EPA/CAMD | EPA/CAMD | EPA/CAMD | EPA/CAMD | EIA | EIA | -- | EPA/CAMD | EPA/CAMD | [14 empty] | 12066.9039 | 0 | 39 | 307916 | 0 | 0 | 0 | 0 | 0 | 0 | 0 | 0 | 307955 | 0 | 0 | 307955 | 0 | 0 | 0.00012664 | 0.99987 | 0 | 0 | 0 | 0 | 0 | 0 | 0 | 0 | 1 | 0 | 0 | 1 | 0 | Yes |  | 3160943.158 | 191415.422 | 188.077 | 1.122 |  | https://www.google.com/maps/@?api=1&map_action=map&center=31.93985%2C-94.989834000000002&zoom=17&basemap=satellite | 517 | [118 empty] | 0.46 |  |  | 71 |  |  | 0.35 | 0.42 |  |  | 61 |  |  | 0.4 | 0.5 |  |  | 80 |  |  | 0.3 | 0.04 |  |  | 72 |  |  | 0.05 | 0.23 |  |  | 84 |  |  | 0.12 | 0.09 |  |  | 78 |  |  | 0.06 | 0.16 |  |  | 51 |  |  | 0.16 | 9.4734 | 0.089103 | Gas | FRS_110008147665
793 | 1078 | 2021 | CA | Harbor Cogen | 50541 | Southern California Edison Co | 17609 | Harbor Cogeneration Co. | 8303 | IPP Non-CHP | California Independent System Operator | CISO | WECC | CAMX | WECC California | CAISO | 6 | 37 | Los Angeles | 33.7771 | -118.2303 | 3 | 3 | NG | GAS |  | 0.0166 | 107.4 | 1 |  | Yes | 0 |  | 1 |  | 227840.825 | 193570.829 | 227840.825 | 193570.829 | 15622 | 13469 | 35.226 | 29.926 | 0.364 | 13316.05 | 502.304 | 50.23 | 13329.813 |  | 4.51 | 4.444 | 0.047 | 1704.782 | 0.032 | 0.003 | 1706.544 |  | 0.309 | 0.309 | 0.003 | 116.889 | 0.002 | 0 | 117.01 |  | 4.51 | 4.444 | 0.047 | 1704.782 | 0.032 | 0.003 | 1706.544 |  | 35.226 | 29.926 | 0.364 | 13316.05 | 502.304 | 50.23 |  | 227840.825 | 193570.829 | 227840.825 | 193570.829 | EIA | EIA | EIA | EIA | EIA | EIA | -- | EIA | EIA | [6 empty] | 0 | 0 | 0 | 0 | 0 | 0 | 0 | 0 | 14584.613 | 0 | 0 | 15622 | 0 | 0 | 0 | 0 | 0 | 0 | 0 | 0 | 15622 | 0 | 0 | 15622 | 0 | 0 | 0 | 1 | 0 | 0 | 0 | 0 | 0 | 0 | 0 | 0 | 1 | 0 | 0 | 1 | 0 | [7 empty] | https://www.google.com/maps/@?api=1&map_action=map&center=33.777099999999997%2C-118.2303&zoom=17&basemap=satellite | 166550 | [118 empty] | 0.68 |  |  | 88 |  |  | 0.35 | 0.89 |  |  | 88 |  |  | 0.4 | 0.47 |  |  | 77 |  |  | 0.3 | 0.14 |  |  | 89 |  |  | 0.05 | 0.33 |  |  | 93 |  |  | 0.12 | 0.07 |  |  | 65 |  |  | 0.06 | 0.09 |  |  | 24 |  |  | 0.16 | 0.76964 | 0.080267 | Gas | FRS_110028033125
794 | 10405 | 2021 | TX | Trinidad | 3507 | Oncor Electric Delivery Company LLC | 44372 | Luminant Generation Company LLC | 55983 | IPP Non-CHP | Electric Reliability Council of Texas, Inc. | ERCO | TRE | ERCT | ERCOT All | ERCOT | 48 | 213 | Henderson | 32.1245 | -96.1013 | 1 | 3 | NG | GAS |  | 0.05257 | 243.3 | 1 | [6 empty] | 1570248.485 | 596740.493 | 1570248.485 | 596740.493 | 112033 | 31600 | 183.48 | 58.979 | 0.471 | 93318.242 | 3021.266 | 302.749 | 93401.117 |  | 3.275 | 3.733 | 0.008 | 1665.906 | 0.027 | 0.003 | 1667.386 |  | 0.234 | 0.198 | 0.001 | 118.858 | 0.002 | 0 | 118.963 |  | 3.275 | 3.733 | 0.008 | 1665.906 | 0.027 | 0.003 | 1667.386 |  | 183.48 | 58.979 | 0.471 | 93318.242 | 3021.266 | 302.749 |  | 1570248.485 | 596740.493 | 1570248.485 | 596740.493 | EPA/CAMD | EPA/CAMD | EPA/CAMD | EPA/CAMD | EIA | EIA | -- | EPA/CAMD | EPA/CAMD | [14 empty] | 14015.9461 | 0 | 11 | 112022 | 0 | 0 | 0 | 0 | 0 | 0 | 0 | 0 | 112033 | 0 | 0 | 112033 | 0 | 0 | 9.8185e-05 | 0.9999 | 0 | 0 | 0 | 0 | 0 | 0 | 0 | 0 | 1 | 0 | 0 | 1 | 0 | Yes |  | 1019053.833 | 60559.291 | 101.908 | 0.306 |  | https://www.google.com/maps/@?api=1&map_action=map&center=32.124518999999999%2C-96.101276999999996&zoom=17&basemap=satellite | 842 | [118 empty] | 0.4 |  |  | 65 |  |  | 0.35 | 0.28 |  |  | 48 |  |  | 0.4 | 0.53 |  |  | 83 |  |  | 0.3 | 0 |  |  | 0 |  |  | 0.05 | 0.17 |  |  | 74 |  |  | 0.12 | 0.02 |  |  | 23 |  |  | 0.06 | 0.19 |  |  | 64 |  |  | 0.16 | 2.4786 | 0.10961 | Gas | FRS_110007199735
795 | 1101 | 2021 | CA | Henrietta Peaker Plant | 55807 | Pacific Gas & Electric Co | 14328 | MRP San Joaquin Energy LLC. | 7724 | IPP Non-CHP | California Independent System Operator | CISO | WECC | CAMX | WECC California | CAISO | 6 | 31 | Kings | 36.2397 | -119.9044 | 2 | 2 | NG | GAS |  | 0.02907 | 98 | 1 | [6 empty] | 251300.953 | 174710.519 | 251300.953 | 174710.519 | 24959 | 17624 | 1.935 | 1.265 | 0.075 | 14934.423 | 580.511 | 58.051 | 14950.329 |  | 0.155 | 0.144 | 0.006 | 1196.716 | 0.023 | 0.002 | 1197.991 |  | 0.015 | 0.014 | 0.001 | 118.857 | 0.002 | 0 | 118.983 |  | 0.155 | 0.144 | 0.006 | 1196.716 | 0.023 | 0.002 | 1197.991 |  | 1.935 | 1.265 | 0.075 | 14934.423 | 580.511 | 58.051 |  | 251300.953 | 174710.519 | 251300.953 | 174710.519 | EPA/CAMD | EPA/CAMD | EPA/CAMD | EPA/CAMD | EIA | EIA | -- | EPA/CAMD | EPA/CAMD | [14 empty] | 10068.5505 | 0 | 0 | 24959 | 0 | 0 | 0 | 0 | 0 | 0 | 0 | 0 | 24959 | 0 | 0 | 24959 | 0 | 0 | 0 | 1 | 0 | 0 | 0 | 0 | 0 | 0 | 0 | 0 | 1 | 0 | 0 | 1 | 0 | Yes |  | 489735.944 | 29105.829 | 3.455 | 0.147 |  | https://www.google.com/maps/@?api=1&map_action=map&center=36.239699999999999%2C-119.9044&zoom=17&basemap=satellite | 6689 | [118 empty] | 0.44 |  |  | 68 |  |  | 0.35 | 0.53 |  |  | 68 |  |  | 0.4 | 0.34 |  |  | 61 |  |  | 0.3 | 0.04 |  |  | 71 |  |  | 0.05 | 0.02 |  |  | 20 |  |  | 0.12 | 0.13 |  |  | 94 |  |  | 0.06 | 0 |  |  | 0 |  |  | 0.16 | 0.29172 | 0.01925 | Gas | FRS_110015375556
796 | 9991 | 2021 | TX | Decker Creek | 3548 | Austin Energy | 1015 | Austin Energy | 1015 | Electric Utility | Electric Reliability Council of Texas, Inc. | ERCO | TRE | ERCT | ERCOT All | ERCOT | 48 | 453 | Travis | 30.3033 | -97.6128 | 9 | 5 | NG | GAS |  | 0.12564 | 611 | 1 | [6 empty] | 8350462.54 | 3756265.236 | 8350462.54 | 3756265.236 | 672461 | 307209 | 565.5 | 202.607 | 5.577 | 495746.691 | 18446.41 | 1844.641 | 496252.123 |  | 1.682 | 1.319 | 0.017 | 1474.425 | 0.027 | 0.003 | 1475.928 |  | 0.135 | 0.108 | 0.001 | 118.735 | 0.002 | 0 | 118.856 |  | 1.682 | 1.319 | 0.017 | 1474.425 | 0.027 | 0.003 | 1475.928 |  | 565.5 | 202.607 | 5.577 | 495746.691 | 18446.41 | 1844.641 |  | 8350462.54 | 3756265.236 | 8350462.54 | 3756265.236 | EPA/CAMD | EPA/CAMD | EPA/CAMD; EIA | EPA/CAMD; EIA | EIA | EIA | -- | EPA/CAMD | EPA/CAMD | [14 empty] | 12417.7648 | 0 | 0 | 672461 | 0 | 0 | 0 | 0 | 0 | 0 | 0 | 0 | 672461 | 0 | 0 | 672461 | 0 | 0 | 0 | 1 | 0 | 0 | 0 | 0 | 0 | 0 | 0 | 0 | 1 | 0 | 0 | 1 | 0 | Yes |  | 1571921.234 | 57531.442 | 273.434 | 0.484 |  | https://www.google.com/maps/@?api=1&map_action=map&center=30.3033%2C-97.612799999999993&zoom=17&basemap=satellite | 24178 | [118 empty] | 0.67 |  |  | 87 |  |  | 0.35 | 0.89 |  |  | 88 |  |  | 0.4 | 0.44 |  |  | 74 |  |  | 0.3 | 0.17 |  |  | 91 |  |  | 0.05 | 0.3 |  |  | 91 |  |  | 0.12 | 0.11 |  |  | 89 |  |  | 0.06 | 0.05 |  |  | 10 |  |  | 0.16 | 7.509 | 0.021993 | Gas | FRS_110001869078
797 | 1105 | 2021 | CA | High Desert Power Project | 55518 | Southern California Edison Co | 17609 | MRP Generation Holdings, LLC | 60431 | IPP Non-CHP | California Independent System Operator | CISO | WECC | CAMX | WECC California | CAISO | 6 | 71 | San Bernardino | 34.5953 | -117.3647 | 3 | 4 | NG | GAS |  | 0.50966 | 852 | 0.48389 | [6 empty] | 28494877.78 | 14685836.23 | 28494877.78 | 14685836.23 | 3803880 | 1971386 | 119.629 | 60.482 | 8.549 | 1693410.961 | 62956.492 | 6295.649 | 1695135.969 |  | 0.063 | 0.061 | 0.004 | 890.36 | 0.017 | 0.002 | 891.267 |  | 0.008 | 0.008 | 0.001 | 118.857 | 0.002 | 0 | 118.978 |  | 0.063 | 0.061 | 0.004 | 890.36 | 0.017 | 0.002 | 891.267 |  | 119.629 | 60.482 | 8.549 | 1693410.961 | 62956.492 | 6295.649 |  | 28494877.78 | 14685836.23 | 28494877.78 | 14685836.23 | EPA/CAMD | EPA/CAMD | EPA/CAMD | EPA/CAMD | EIA | EIA | -- | EPA/CAMD | EPA/CAMD | [14 empty] | 7491.0033 | 0 | 0 | 3803880 | 0 | 0 | 0 | 0 | 0 | 0 | 0 | 0 | 3803880 | 0 | 0 | 3803880 | 0 | 0 | 0 | 1 | 0 | 0 | 0 | 0 | 0 | 0 | 0 | 0 | 1 | 0 | 0 | 1 | 0 | Yes |  | 30396085.34 | 1806391.417 | 137.505 | 9.119 |  | https://www.google.com/maps/@?api=1&map_action=map&center=34.595300000000002%2C-117.3647&zoom=17&basemap=satellite | 8128 | [118 empty] | 0.63 |  |  | 85 |  |  | 0.35 | 0.85 |  |  | 86 |  |  | 0.4 | 0.78 |  |  | 96 |  |  | 0.3 | 0.09 |  |  | 83 |  |  | 0.05 | 0.34 |  |  | 93 |  |  | 0.12 | 0.06 |  |  | 60 |  |  | 0.06 | 0.07 |  |  | 14 |  |  | 0.16 | 43.5 | 0.028463 | Gas | FRS_110014461420
798 | 10339 | 2021 | TX | Silas Ray | 3559 | Brownsville Public Utilities Board | 2409 | Brownsville Public Utilities Board | 2409 | Electric Utility | Electric Reliability Council of Texas, Inc. | ERCO | TRE | ERCT | ERCOT All | ERCOT | 48 | 61 | Cameron | 25.9131 | -97.5214 | 2 | 8 | NG | GAS |  | 0.06135 | 142.5 | 1 | [6 empty] | 909388.569 | 613545.071 | 909388.569 | 613545.071 | 76585 | 49028 | 25.487 | 15.848 | 0.273 | 54041.654 | 1904.088 | 190.409 | 54093.826 |  | 0.666 | 0.646 | 0.007 | 1411.286 | 0.025 | 0.002 | 1412.648 |  | 0.056 | 0.052 | 0.001 | 118.853 | 0.002 | 0 | 118.967 |  | 0.666 | 0.646 | 0.007 | 1411.286 | 0.025 | 0.002 | 1412.648 |  | 25.487 | 15.848 | 0.273 | 54041.654 | 1904.088 | 190.409 |  | 909388.569 | 613545.071 | 909388.569 | 613545.071 | EPA/CAMD | EPA/CAMD | EPA/CAMD | EPA/CAMD | EIA | EIA | -- | EPA/CAMD | EPA/CAMD | [14 empty] | 11874.2387 | 0 | 0 | 76585 | 0 | 0 | 0 | 0 | 0 | 0 | 0 | 0 | 76585 | 0 | 0 | 76585 | 0 | 0 | 0 | 1 | 0 | 0 | 0 | 0 | 0 | 0 | 0 | 0 | 1 | 0 | 0 | 1 | 0 | Yes |  | 782810.97 | 46522.626 | 21.742 | 0.235 |  | https://www.google.com/maps/@?api=1&map_action=map&center=25.9131%2C-97.5214&zoom=17&basemap=satellite | 54588 | [118 empty] | 0.78 |  |  | 94 |  |  | 0.35 | 0.95 |  |  | 92 |  |  | 0.4 | 0.61 |  |  | 89 |  |  | 0.3 | 0.26 |  |  | 95 |  |  | 0.05 | 0.4 |  |  | 96 |  |  | 0.12 | 0.08 |  |  | 73 |  |  | 0.06 | 0.16 |  |  | 53 |  |  | 0.16 | 0.4 | 0.006065 | Gas | FRS_110007194847
799 | 1106 | 2021 | CA | High Sierra Cogeneration Plant | 57977 | Plumas-Sierra Rural Elec Coop | 15308 | Plumas Sierra Rural Electric Coop | 57353 | Electric Utility | California Independent System Operator | CISO | WECC | CAMX | WECC California | CAISO | 6 | 35 | Lassen | 40.4128 | -120.4774 | 2 | 2 | NG | GAS |  | 0.53265 | 6 | 0.44559 |  | Yes | 113995.2 | 0.838 | 0.52777 |  | 174047.782 | 82666.126 | 174047.782 | 82666.126 | 27996 | 13297 | 230.952 | 109.693 | 0.278 | 10172.141 | 383.71 | 38.371 | 10182.654 |  | 16.499 | 16.499 | 0.02 | 726.685 | 0.014 | 0.001 | 727.436 |  | 2.654 | 2.654 | 0.003 | 116.889 | 0.002 | 0 | 117.01 |  | 16.499 | 16.499 | 0.02 | 726.685 | 0.014 | 0.001 | 727.436 |  | 437.602 | 207.844 | 0.527 | 19273.954 | 727.045 | 72.705 |  | 329782 | 156634 | 329782 | 156634 | EIA | EIA | EIA | EIA | EIA | EIA | -- | EIA | EIA | [6 empty] | 155734.218 | 73967.874 | 206.65 | 98.151 | 0.249 | 9101.813 | 343.335 | 34.334 | 6216.8803 | 0 | 0 | 27996 | 0 | 0 | 0 | 0 | 0 | 0 | 0 | 0 | 27996 | 0 | 0 | 27996 | 0 | 0 | 0 | 1 | 0 | 0 | 0 | 0 | 0 | 0 | 0 | 0 | 1 | 0 | 0 | 1 | 0 | [7 empty] | https://www.google.com/maps/@?api=1&map_action=map&center=40.412799999999997%2C-120.4774&zoom=17&basemap=satellite | 8406 | [118 empty] | 0.37 |  |  | 61 |  |  | 0.35 | 0.73 |  |  | 80 |  |  | 0.4 | 0.32 |  |  | 57 |  |  | 0.3 | 0 |  |  | 0 |  |  | 0.05 | 0.42 |  |  | 96 |  |  | 0.12 | 0 |  |  | 0 |  |  | 0.06 | 0.01 |  |  | 3 |  |  | 0.16 | 0.041581 | 0.0026706 | Gas | FRS_110055879919
800 | 9932 | 2021 | TX | Bryan (TX) | 3561 | City of Bryan - (TX) | 2442 | City of Bryan - (TX) | 2442 | Electric Utility | Electric Reliability Council of Texas, Inc. | ERCO | TRE | ERCT | ERCOT All | ERCOT | 48 | 41 | Brazos | 30.6474 | -96.3723 | 1 | 1 | NG | GAS |  | 0.00968 | 22 | 1 | [6 empty] | 34910 | 17598 | 34910 | 17598 | 1865 | 940 | 5.586 | 2.816 | 0.056 | 2040.299 | 76.963 | 7.696 | 2042.408 |  | 5.99 | 5.991 | 0.06 | 2187.988 | 0.041 | 0.004 | 2190.25 |  | 0.32 | 0.32 | 0.003 | 116.889 | 0.002 | 0 | 117.01 |  | 5.99 | 5.991 | 0.06 | 2187.988 | 0.041 | 0.004 | 2190.25 |  | 5.586 | 2.816 | 0.056 | 2040.299 | 76.963 | 7.696 |  | 34910 | 17598 | 34910 | 17598 | EIA | EIA | EIA | EIA | EIA | EIA | -- | EIA | EIA | [14 empty] | 18718.4987 | 0 | 0 | 1865 | 0 | 0 | 0 | 0 | 0 | 0 | 0 | 0 | 1865 | 0 | 0 | 1865 | 0 | 0 | 0 | 1 | 0 | 0 | 0 | 0 | 0 | 0 | 0 | 0 | 1 | 0 | 0 | 1 | 0 | [7 empty] | https://www.google.com/maps/@?api=1&map_action=map&center=30.647410000000001%2C-96.372315999999998&zoom=17&basemap=satellite | 73842 | [118 empty] | 0.59 |  |  | 82 |  |  | 0.35 | 0.62 |  |  | 74 |  |  | 0.4 | 0.53 |  |  | 83 |  |  | 0.3 | 0.08 |  |  | 82 |  |  | 0.05 | 0.21 |  |  | 81 |  |  | 0.12 | 0.07 |  |  | 65 |  |  | 0.06 | 0.09 |  |  | 22 |  |  | 0.16 | 0.0049885 | 0.017504 | Gas | FRS_110001866623
801 | 1107 | 2021 | CA | High Sierra Limited | 50495 | Pacific Gas & Electric Co | 14328 | WCAC Operating Company | 60662 | IPP CHP | California Independent System Operator | CISO | WECC | CAMX | WECC California | CAISO | 6 | 29 | Kern | 35.509 | -119.0305 | 2 | 2 | NG | GAS |  | 0.04506 | 49.8 | 1 |  | Yes | 21292.8 | 3.151 | 0.80774 |  | 174770.621 | 83008.169 | 174770.621 | 83008.169 | 19658 | 9337 | 26.888 | 12.77 | 0.279 | 10214.386 | 385.304 | 38.53 | 10224.943 |  | 2.736 | 2.735 | 0.028 | 1039.209 | 0.02 | 0.002 | 1040.283 |  | 0.308 | 0.308 | 0.003 | 116.889 | 0.002 | 0 | 117.01 |  | 2.736 | 2.735 | 0.028 | 1039.209 | 0.02 | 0.002 | 1040.283 |  | 33.288 | 15.81 | 0.346 | 12645.642 | 477.015 | 47.701 |  | 216370 | 102766 | 216370 | 102766 | EIA | EIA | EIA | EIA | EIA | EIA | -- | EIA | EIA | [6 empty] | 41599.379 | 19757.831 | 6.4 | 3.04 | 0.066 | 2431.256 | 91.711 | 9.171 | 8890.5596 | 0 | 0 | 19658 | 0 | 0 | 0 | 0 | 0 | 0 | 0 | 0 | 19658 | 0 | 0 | 19658 | 0 | 0 | 0 | 1 | 0 | 0 | 0 | 0 | 0 | 0 | 0 | 0 | 1 | 0 | 0 | 1 | 0 | [7 empty] | https://www.google.com/maps/@?api=1&map_action=map&center=35.509041000000003%2C-119.030546&zoom=17&basemap=satellite | 53 | [118 empty] | 0.09 |  |  | 9 |  |  | 0.35 | 0.13 |  |  | 29 |  |  | 0.4 | 0.06 |  |  | 9 |  |  | 0.3 | 0 |  |  | 0 |  |  | 0.05 | 0.15 |  |  | 71 |  |  | 0.12 | 0 |  |  | 0 |  |  | 0.06 | 0.36 |  |  | 94 |  |  | 0.16 | 0.097187 | 0.0088436 | Gas | FRS_110000525021
802 | 10290 | 2021 | TX | Ray Olinger | 3576 | City of Garland - (TX) | 6958 | City of Garland - (TX) | 6958 | Electric Utility | Electric Reliability Council of Texas, Inc. | ERCO | TRE | ERCT | ERCOT All | ERCOT | 48 | 85 | Collin | 33.0681 | -96.4525 | 4 | 4 | NG | GAS |  | 0.01757 | 427.7 | 1 | [6 empty] | 878979.15 | 368019.125 | 878979.15 | 368019.125 | 65840 | 31386 | 25.459 | 9.13 | 0.264 | 52246.075 | 1978.498 | 197.85 | 52300.286 |  | 0.773 | 0.582 | 0.008 | 1587.062 | 0.03 | 0.003 | 1588.709 |  | 0.058 | 0.05 | 0.001 | 118.879 | 0.002 | 0 | 119.002 |  | 0.773 | 0.582 | 0.008 | 1587.062 | 0.03 | 0.003 | 1588.709 |  | 25.459 | 9.13 | 0.264 | 52246.075 | 1978.498 | 197.85 |  | 878979.15 | 368019.125 | 878979.15 | 368019.125 | EPA/CAMD | EPA/CAMD; EIA | EPA/CAMD | EPA/CAMD | EIA | EIA | -- | EPA/CAMD | EPA/CAMD | [14 empty] | 13350.2301 | 0 | 0 | 65840 | 0 | 0 | 0 | 0 | 0 | 0 | 0 | 0 | 65840 | 0 | 0 | 65840 | 0 | 0 | 0 | 1 | 0 | 0 | 0 | 0 | 0 | 0 | 0 | 0 | 1 | 0 | 0 | 1 | 0 | Yes |  | 831666.075 | 49426.55 | 23.39 | 0.25 |  | https://www.google.com/maps/@?api=1&map_action=map&center=33.068055000000001%2C-96.452481000000006&zoom=17&basemap=satellite | 3147 | [118 empty] | 0.23 |  |  | 38 |  |  | 0.35 | 0.26 |  |  | 46 |  |  | 0.4 | 0.2 |  |  | 37 |  |  | 0.3 | 0.01 |  |  | 60 |  |  | 0.05 | 0.08 |  |  | 47 |  |  | 0.12 | 0.06 |  |  | 58 |  |  | 0.06 | 0.11 |  |  | 31 |  |  | 0.16 | 0.8972 | 0.096593 | Gas | FRS_110007175387
803 | 1109 | 2021 | CA | HL Power | 10777 | Lassen Municipal Utility District | 10724 | HL Power Company | 56866 | IPP Non-CHP | California Independent System Operator | CISO | WECC | CAMX | WECC California | CAISO | 6 | 35 | Lassen | 40.3683 | -120.2648 | 1 | 1 | WDS | BIOMASS |  | 0.58871 | 36.2 | 0.35216 | Yes | [5 empty] | 2599428.71 | 1016666.08 | 2599428.71 | 1016666.08 | 186686 | 72757 | 123.473 | 48.292 | 32.25 | 1300.347 | 181863.834 | 23868.095 | 7129.991 |  | 1.323 | 1.327 | 0.346 | 13.931 | 0.974 | 0.128 | 76.385 |  | 0.095 | 0.095 | 0.025 | 1 | 0.07 | 0.009 | 5.486 |  | 1.323 | 1.327 | 0.346 | 13.931 | 0.974 | 0.128 | 76.385 |  | 123.473 | 48.292 | 32.25 | 267772.335 | 181863.834 | 23868.095 |  | 2599428.71 | 1016666.08 | 2599428.71 | 1016666.08 | EIA | EIA | EIA | EIA | EIA | EIA | -- | EIA | EIA |  |  |  | 266471.988 | [10 empty] | 13924.0691 | 0 | 0 | 1583.836 | 0 | 0 | 185102.16 | 0 | 0 | 0 | 0 | 0 | 1583.836 | 185102.16 | 185102.16 | 186685.996 | 0 | 0 | 0 | 0.008484 | 0 | 0 | 0.99152 | 0 | 0 | 0 | 0 | 0 | 0.008484 | 0.99152 | 0.99152 | 1 | 0 | [7 empty] | https://www.google.com/maps/@?api=1&map_action=map&center=40.368338000000001%2C-120.264848&zoom=17&basemap=satellite | 14 | [118 empty] | 0.22 |  |  | 36 |  |  | 0.35 | 0.11 |  |  | 26 |  |  | 0.4 | 0.32 |  |  | 57 |  |  | 0.3 | 0 |  |  | 0 |  |  | 0.05 | 0.09 |  |  | 51 |  |  | 0.12 | 0.04 |  |  | 45 |  |  | 0.06 | 0.22 |  |  | 73 |  |  | 0.16 | 27.5053 | 0.27077 | Biomass | FRS_110000522649
804 | 10341 | 2021 | TX | Sim Gideon | 3601 | Lower Colorado River Authority | 11269 | Lower Colorado River Authority | 11269 | Electric Utility | Electric Reliability Council of Texas, Inc. | ERCO | TRE | ERCT | ERCOT All | ERCOT | 48 | 21 | Bastrop | 30.1456 | -97.2708 | 3 | 3 | NG | GAS |  | 0.1213 | 623 | 1 | [6 empty] | 7150194.462 | 4285596.93 | 7150194.462 | 4285596.93 | 662018 | 392584 | 562.818 | 325.267 | 2.146 | 424920.167 | 16425.215 | 1642.521 | 425370.218 |  | 1.7 | 1.657 | 0.006 | 1283.712 | 0.025 | 0.002 | 1285.071 |  | 0.157 | 0.152 | 0.001 | 118.856 | 0.002 | 0 | 118.981 |  | 1.7 | 1.657 | 0.006 | 1283.712 | 0.025 | 0.002 | 1285.071 |  | 562.818 | 325.267 | 2.146 | 424920.167 | 16425.215 | 1642.521 |  | 7150194.462 | 4285596.93 | 7150194.462 | 4285596.93 | EPA/CAMD | EPA/CAMD | EPA/CAMD | EPA/CAMD | EIA | EIA | -- | EPA/CAMD | EPA/CAMD | [14 empty] | 10800.6043 | 0 | 0 | 662018 | 0 | 0 | 0 | 0 | 0 | 0 | 0 | 0 | 662018 | 0 | 0 | 662018 | 0 | 0 | 0 | 1 | 0 | 0 | 0 | 0 | 0 | 0 | 0 | 0 | 1 | 0 | 0 | 1 | 0 | Yes |  | 9348103.102 | 555537.656 | 820.868 | 2.804 |  | https://www.google.com/maps/@?api=1&map_action=map&center=30.145600000000002%2C-97.270799999999994&zoom=17&basemap=satellite | 6069 | [118 empty] | 0.31 |  |  | 52 |  |  | 0.35 | 0.33 |  |  | 53 |  |  | 0.4 | 0.29 |  |  | 52 |  |  | 0.3 | 0 |  |  | 0 |  |  | 0.05 | 0.11 |  |  | 59 |  |  | 0.12 | 0.05 |  |  | 51 |  |  | 0.06 | 0.12 |  |  | 36 |  |  | 0.16 | 25.636 | 0.079232 | Gas | FRS_110035784112
805 | 1111 | 2021 | CA | Hoag Hospital Cogen Plant | 58223 | Southern California Edison Co | 17609 | Hoag Memorial Presbyterian Hospital | 58195 | Commercial CHP | California Independent System Operator | CISO | WECC | CAMX | WECC California | CAISO | 6 | 59 | Orange | 33.6228 | -117.9364 | 3 | 3 | NG | GAS |  | 0.0412 | 4.5 | 1 |  | Yes | 147459.2 | 0.038 | 0.047726 |  | 15383.141 | 7087.628 | 15383.141 | 7087.628 | 1623.999 | 0 | 20.578 | 9.482 | 0.025 | 899.061 | 33.914 | 3.391 | 899.99 |  | 25.343 |  | 0.03 | 1107.218 | 0.021 | 0.002 | 1108.362 |  | 2.675 | 2.676 | 0.003 | 116.889 | 0.002 | 0 | 117.01 |  | 25.345 |  | 0.03 | 1107.313 | 0.021 | 0.002 | 1108.457 |  | 431.184 | 198.681 | 0.515 | 18838.134 | 710.606 | 71.061 |  | 322325.001 | 148508.001 | 322325.001 | 148508.001 | EIA | EIA | EIA | EIA | EIA | EIA | -- | EIA | EIA | [6 empty] | 306941.86 | 141420.373 | 410.606 | 189.199 | 0.491 | 17939.073 | 676.692 | 67.669 | 9473.1943 | 0 | 0 | 1623.86 | 0 | 0 | 0 | 0 | 0 | 0 | 0 | 0 | 1623.86 | 0 | 0 | 1623.86 | 0 | 0 | 0 | 1 | 0 | 0 | 0 | 0 | 0 | 0 | 0 | 0 | 1 | 0 | 0 | 1 | 0 | [7 empty] | https://www.google.com/maps/@?api=1&map_action=map&center=33.622777999999997%2C-117.93638900000001&zoom=17&basemap=satellite | 108017 | [118 empty] | 0.32 |  |  | 54 |  |  | 0.35 | 0.4 |  |  | 59 |  |  | 0.4 | 0.24 |  |  | 44 |  |  | 0.3 | 0.04 |  |  | 72 |  |  | 0.05 | 0.11 |  |  | 60 |  |  | 0.12 | 0.05 |  |  | 49 |  |  | 0.06 | 0.16 |  |  | 53 |  |  | 0.16 | 0.0079352 | 0.0037246 | Gas | FRS_110057113911
806 | 10120 | 2021 | TX | J Robert Massengale Generating Station | 3604 | City of Lubbock - (TX) | 11292 | City of Lubbock - (TX) | 11292 | Electric Utility | Southwest Power Pool | SWPP | TRE | ERCT | ERCOT All |  | 48 | 303 | Lubbock | 33.6039 | -101.8408 | 1 | 3 | NG | GAS |  | 0.08455 | 84 | 1 | [6 empty] | 560154.164 | 226345.07 | 560154.164 | 226345.07 | 62213 | 24807 | 10.379 | 3.859 | 0.168 | 33287.23 | 1226.137 | 122.614 | 33320.826 |  | 0.334 | 0.311 | 0.005 | 1070.105 | 0.02 | 0.002 | 1071.185 |  | 0.037 | 0.034 | 0.001 | 118.85 | 0.002 | 0 | 118.97 |  | 0.334 | 0.311 | 0.005 | 1070.105 | 0.02 | 0.002 | 1071.185 |  | 10.379 | 3.859 | 0.168 | 33287.23 | 1226.137 | 122.614 |  | 560154.164 | 226345.07 | 560154.164 | 226345.07 | EPA/CAMD | EPA/CAMD | EPA/CAMD | EPA/CAMD | EIA | EIA | -- | EPA/CAMD | EPA/CAMD | [14 empty] | 9003.8121 | 0 | 0 | 62213 | 0 | 0 | 0 | 0 | 0 | 0 | 0 | 0 | 62213 | 0 | 0 | 62213 | 0 | 0 | 0 | 1 | 0 | 0 | 0 | 0 | 0 | 0 | 0 | 0 | 1 | 0 | 0 | 1 | 0 | Yes |  | 151862.264 | 9026.178 | 3.177 | 0.046 |  | https://www.google.com/maps/@?api=1&map_action=map&center=33.603900000000003%2C-101.8408&zoom=17&basemap=satellite | 48987 | [118 empty] | 0.61 |  |  | 84 |  |  | 0.35 | 0.7 |  |  | 78 |  |  | 0.4 | 0.63 |  |  | 90 |  |  | 0.3 | 0.05 |  |  | 74 |  |  | 0.05 | 0.26 |  |  | 87 |  |  | 0.12 | 0.04 |  |  | 44 |  |  | 0.06 | 0.09 |  |  | 22 |  |  | 0.16 | 1.5028 | 0.058677 | Gas | FRS_110028042302
807 | 1113 | 2021 | CA | Honda Torrance | 58300 | Southern California Edison Co | 17609 | Bloom Energy | 57128 | IPP Non-CHP | California Independent System Operator | CISO | WECC | CAMX | WECC California | CAISO | 6 | 37 | Los Angeles | 33.8381 | -118.315 | 1 | 1 | NG | GAS |  | 0.62028 | 1.1 | 0.29954 | [8 empty] | 45175 | 21456 | 5977 | 2839 | 0 |  | 0 | 0 | [37 empty] | 45175 | 21456 | [6 empty] | -- | EIA | EIA | [15 empty] | 0 | 0 | 5977 | 0 | 0 | 0 | 0 | 0 | 0 | 0 | 0 | 5977 | 0 | 0 | 5977 | 0 | 0 | 0 | 1 | 0 | 0 | 0 | 0 | 0 | 0 | 0 | 0 | 1 | 0 | 0 | 1 | 0 | [7 empty] | https://www.google.com/maps/@?api=1&map_action=map&center=33.838056000000002%2C-118.315&zoom=17&basemap=satellite | 208941 | [118 empty] | 0.5 |  |  | 74 |  |  | 0.35 | 0.78 |  |  | 82 |  |  | 0.4 | 0.22 |  |  | 39 |  |  | 0.3 | 0.12 |  |  | 87 |  |  | 0.05 | 0.11 |  |  | 61 |  |  | 0.12 | 0.06 |  |  | 62 |  |  | 0.06 | 0.17 |  |  | 57 |  |  | 0.16 | 0 | 0 | Gas | FRS_110057116730
808 | 10149 | 2021 | TX | Leon Creek | 3609 | City of San Antonio - (TX) | 16604 | City of San Antonio - (TX) | 16604 | Electric Utility | Electric Reliability Council of Texas, Inc. | ERCO | TRE | ERCT | ERCOT All | ERCOT | 48 | 29 | Bexar | 29.3525 | -98.5761 | 4 | 4 | NG | GAS |  | 0.03995 | 229.6 | 1 | [6 empty] | 869416.238 | 304555.55 | 869416.238 | 304555.55 | 80355 | 28148 | 7.025 | 2.49 | 0.261 | 51667.51 | 1921.542 | 192.154 | 51720.16 |  | 0.175 | 0.177 | 0.006 | 1285.981 | 0.024 | 0.002 | 1287.292 |  | 0.016 | 0.016 | 0.001 | 118.856 | 0.002 | 0 | 118.977 |  | 0.175 | 0.177 | 0.006 | 1285.981 | 0.024 | 0.002 | 1287.292 |  | 7.025 | 2.49 | 0.261 | 51667.51 | 1921.542 | 192.154 |  | 869416.238 | 304555.55 | 869416.238 | 304555.55 | EPA/CAMD | EPA/CAMD | EPA/CAMD | EPA/CAMD | EIA | EIA | -- | EPA/CAMD | EPA/CAMD | [14 empty] | 10819.6906 | 0 | 0 | 80355 | 0 | 0 | 0 | 0 | 0 | 0 | 0 | 0 | 80355 | 0 | 0 | 80355 | 0 | 0 | 0 | 1 | 0 | 0 | 0 | 0 | 0 | 0 | 0 | 0 | 1 | 0 | 0 | 1 | 0 | Yes |  | 1512310.946 | 89873.937 | 12.341 | 0.454 |  | https://www.google.com/maps/@?api=1&map_action=map&center=29.352499999999999%2C-98.576099999999997&zoom=17&basemap=satellite | 76096 | [118 empty] | 0.75 |  |  | 92 |  |  | 0.35 | 0.93 |  |  | 91 |  |  | 0.4 | 0.57 |  |  | 86 |  |  | 0.3 | 0.15 |  |  | 90 |  |  | 0.05 | 0.33 |  |  | 93 |  |  | 0.12 | 0.07 |  |  | 70 |  |  | 0.06 | 0.11 |  |  | 33 |  |  | 0.16 | 3.2936 | 0.054339 | Gas | FRS_110001878077
809 | 10221 | 2021 | TX | O W Sommers | 3611 | City of San Antonio - (TX) | 16604 | City of San Antonio - (TX) | 16604 | Electric Utility | Electric Reliability Council of Texas, Inc. | ERCO | TRE | ERCT | ERCOT All | ERCOT | 48 | 29 | Bexar | 29.3081 | -98.3242 | 2 | 2 | NG | GAS |  | 0.14926 | 892 | 1 | [6 empty] | 13756500.92 | 8028699.118 | 13756500.92 | 8028699.118 | 1166289 | 657308 | 917.118 | 506.61 | 4.127 | 817535.423 | 30571.886 | 3057.189 | 818373.093 |  | 1.573 | 1.541 | 0.007 | 1401.943 | 0.026 | 0.003 | 1403.38 |  | 0.133 | 0.126 | 0.001 | 118.858 | 0.002 | 0 | 118.98 |  | 1.573 | 1.541 | 0.007 | 1401.943 | 0.026 | 0.003 | 1403.38 |  | 917.118 | 506.61 | 4.127 | 817535.423 | 30571.886 | 3057.189 |  | 13756500.92 | 8028699.118 | 13756500.92 | 8028699.118 | EPA/CAMD | EPA/CAMD | EPA/CAMD | EPA/CAMD | EIA | EIA | -- | EPA/CAMD | EPA/CAMD | [14 empty] | 11795.1048 | 0 | 0 | 1166289 | 0 | 0 | 0 | 0 | 0 | 0 | 0 | 0 | 1166289 | 0 | 0 | 1166289 | 0 | 0 | 0 | 1 | 0 | 0 | 0 | 0 | 0 | 0 | 0 | 0 | 1 | 0 | 0 | 1 | 0 | Yes |  | 16075288.55 | 955326.563 | 1144.34 | 4.823 |  | https://www.google.com/maps/@?api=1&map_action=map&center=29.308056000000001%2C-98.324200000000005&zoom=17&basemap=satellite | 3437 | [118 empty] | 0.51 |  |  | 75 |  |  | 0.35 | 0.6 |  |  | 73 |  |  | 0.4 | 0.42 |  |  | 71 |  |  | 0.3 | 0.06 |  |  | 77 |  |  | 0.05 | 0.21 |  |  | 81 |  |  | 0.12 | 0.06 |  |  | 58 |  |  | 0.06 | 0.14 |  |  | 45 |  |  | 0.16 | 40.56 | 0.08871 | Gas | FRS_110000464916
810 | 1117 | 2021 | CA | Humboldt Sawmill Company | 50049 | Pacific Gas & Electric Co | 14328 | Mendocino Forest Products | 60153 | Industrial CHP | California Independent System Operator | CISO | WECC | CAMX | WECC California | CAISO | 6 | 23 | Humboldt | 40.4728 | -124.1014 | 3 | 3 | WDS | BIOMASS |  | 0.44478 | 32.5 | 0.59203 | Yes | Yes | 18333124 | 0.024 | 0.030474 |  | 788010.124 | 390367.054 | 788010.124 | 390367.054 | 126629 | 56202 | 54.072 | 27.906 | 9.907 | 21.067 | 55576.031 | 7294.471 | 1802.644 |  | 0.854 | 0.993 | 0.156 | 0.333 | 0.439 | 0.058 | 28.471 |  | 0.137 | 0.143 | 0.025 | 0.053 | 0.071 | 0.009 | 4.575 |  | 0.854 | 0.993 | 0.156 | 0.333 | 0.439 | 0.058 | 28.471 |  | 1774.37 | 915.727 | 325.086 | 2673485.036 | 1823712.579 | 239366.126 |  | 25858341.3 | 12809790.4 | 25858341.3 | 12809790.4 | EIA | EIA | EIA | EIA | EIA | EIA | -- | EIA | EIA |  |  |  | 2672793.718 |  |  | 25070331.18 | 12419423.35 | 1720.298 | 887.821 | 315.179 | 670.251 | 1768136.548 | 232071.655 | 6222.9833 | 0 | 92.916 | 0 | 0 | 0 | 126536.08 | 0 | 0 | 0 | 0 | 0 | 92.916 | 126536.08 | 126536.08 | 126628.996 | 0 | 0 | 0.00073377 | 0 | 0 | 0 | 0.99927 | 0 | 0 | 0 | 0 | 0 | 0.00073377 | 0.99927 | 0.99927 | 1 | 0 | [7 empty] | https://www.google.com/maps/@?api=1&map_action=map&center=40.472799999999999%2C-124.1014&zoom=17&basemap=satellite | 4003 | [118 empty] | 0.31 |  |  | 52 |  |  | 0.35 | 0.23 |  |  | 42 |  |  | 0.4 | 0.39 |  |  | 67 |  |  | 0.3 | 0 |  |  | 0 |  |  | 0.05 | 0.1 |  |  | 57 |  |  | 0.12 | 0.06 |  |  | 61 |  |  | 0.06 | 0.17 |  |  | 57 |  |  | 0.16 | 7.4405 | 0.11785 | Biomass | FRS_110022811689
811 | 10422 | 2021 | TX | V H Braunig | 3612 | City of San Antonio - (TX) | 16604 | City of San Antonio - (TX) | 16604 | Electric Utility | Electric Reliability Council of Texas, Inc. | ERCO | TRE | ERCT | ERCOT All | ERCOT | 48 | 29 | Bexar | 29.257 | -98.384 | 9 | 10 | NG | GAS |  | 0.24108 | 1713 | 0.93153 | [6 empty] | 29814937.3 | 16252940.47 | 29814937.3 | 16252940.47 | 3617639 | 1912168 | 1023.429 | 570.385 | 8.963 | 1773407.909 | 42405.199 | 4240.52 | 1774569.811 |  | 0.566 | 0.597 | 0.005 | 980.423 | 0.012 | 0.001 | 981.065 |  | 0.069 | 0.07 | 0.001 | 118.961 | 0.001 | 0 | 119.039 |  | 0.566 | 0.597 | 0.005 | 980.423 | 0.012 | 0.001 | 981.065 |  | 1023.429 | 570.385 | 8.963 | 1773407.909 | 42405.199 | 4240.52 |  | 29814937.3 | 16252940.47 | 29814937.3 | 16252940.47 | EPA/CAMD | EPA/CAMD | EPA/CAMD | EPA/CAMD | EIA | EIA | -- | EPA/CAMD | EPA/CAMD | [14 empty] | 8241.5457 | 0 | 7314.247 | 3610324.753 | 0 | 0 | 0 | 0 | 0 | 0 | 0 | 0 | 3617639 | 0 | 0 | 3617639 | 0 | 0 | 0.0020218 | 0.99798 | 0 | 0 | 0 | 0 | 0 | 0 | 0 | 0 | 1 | 0 | 0 | 1 | 0 | Yes |  | 37706413.24 | 2242345.288 | 1519.319 | 11.359 |  | https://www.google.com/maps/@?api=1&map_action=map&center=29.257045999999999%2C-98.384045&zoom=17&basemap=satellite | 3926 | [118 empty] | 0.57 |  |  | 80 |  |  | 0.35 | 0.73 |  |  | 80 |  |  | 0.4 | 0.41 |  |  | 70 |  |  | 0.3 | 0.1 |  |  | 84 |  |  | 0.05 | 0.25 |  |  | 87 |  |  | 0.12 | 0.07 |  |  | 64 |  |  | 0.06 | 0.12 |  |  | 35 |  |  | 0.16 | 100.5 | 0.049686 | Gas | FRS_110008060873
812 | 1119 | 2021 | CA | Hyperion Treatment Plant CHP Plant | 60960 | Los Angeles Department of Water & Power | 11208 | Constellation New Energy Inc. | 60396 | IPP Non-CHP | Los Angeles Department of Water and Power | LDWP | WECC | CAMX | WECC California |  | 6 | 37 | Los Angeles | 33.9254 | -118.4298 | 3 | 3 | OBG | BIOMASS |  | 0.45503 | 33 | 0.57496 | Yes | [5 empty] | 1485123.999 | 506493.999 | 1485123.999 | 506493.999 | 131538.999 | 49185.999 | 276.924 | 95.898 | 3.258 | 30652.556 | 3395.81 | 339.581 | 30745.601 |  | 4.211 | 3.899 | 0.05 | 466.06 | 0.026 | 0.003 | 467.475 |  | 0.373 | 0.379 | 0.004 | 41.279 | 0.002 | 0 | 41.405 |  | 4.211 | 3.899 | 0.05 | 466.06 | 0.026 | 0.003 | 467.475 |  | 276.924 | 95.898 | 3.258 | 94305.063 | 3395.81 | 339.581 |  | 1485123.999 | 506493.999 | 1485123.999 | 506493.999 | EIA | EIA | EIA | EIA | EIA | EIA | -- | EIA | EIA |  |  |  | 63652.507 | [10 empty] | 11290.3702 | 0 | 0 | 42668.058 | 0 | 0 | 88870.942 | 0 | 0 | 0 | 0 | 0 | 42668.058 | 88870.942 | 88870.942 | 131539 | 0 | 0 | 0 | 0.32438 | 0 | 0 | 0.67562 | 0 | 0 | 0 | 0 | 0 | 0.32438 | 0.67562 | 0.67562 | 1 | 0 | [7 empty] | https://www.google.com/maps/@?api=1&map_action=map&center=33.925400000000003%2C-118.4298&zoom=17&basemap=satellite | 57068 | [118 empty] | 0.23 |  |  | 39 |  |  | 0.35 | 0.33 |  |  | 53 |  |  | 0.4 | 0.12 |  |  | 21 |  |  | 0.3 | 0.02 |  |  | 63 |  |  | 0.05 | 0.02 |  |  | 17 |  |  | 0.12 | 0.05 |  |  | 52 |  |  | 0.06 | 0.15 |  |  | 48 |  |  | 0.16 | 16.0482 | 0.21725 | Biomass | FRS_110000526618
813 | 10282 | 2021 | TX | R W Miller | 3628 | Brazos Electric Power Coop Inc | 2172 | Brazos Electric Power Coop Inc | 2172 | Electric Utility | Electric Reliability Council of Texas, Inc. | ERCO | TRE | ERCT | ERCOT All | ERCOT | 48 | 363 | Palo Pinto | 32.6581 | -98.3103 | 5 | 5 | NG | GAS |  | 0.04854 | 603.6 | 1 | [6 empty] | 2960205.784 | 1530289.853 | 2960205.784 | 1530289.853 | 256641 | 131628 | 232.085 | 111.21 | 20.352 | 183351.607 | 8708.727 | 1123.293 | 183627.837 |  | 1.809 | 1.69 | 0.159 | 1428.857 | 0.034 | 0.004 | 1431.009 |  | 0.157 | 0.145 | 0.014 | 123.878 | 0.003 | 0 | 124.064 |  | 1.809 | 1.69 | 0.159 | 1428.857 | 0.034 | 0.004 | 1431.009 |  | 232.085 | 111.21 | 20.352 | 183351.607 | 8708.727 | 1123.293 |  | 2960205.784 | 1530289.853 | 2960205.784 | 1530289.853 | EPA/CAMD | EPA/CAMD | EPA/CAMD | EPA/CAMD | EIA | EIA | -- | EPA/CAMD | EPA/CAMD | [14 empty] | 11534.4227 | 0 | 32335.077 | 224305.923 | 0 | 0 | 0 | 0 | 0 | 0 | 0 | 0 | 256641 | 0 | 0 | 256641 | 0 | 0 | 0.12599 | 0.87401 | 0 | 0 | 0 | 0 | 0 | 0 | 0 | 0 | 1 | 0 | 0 | 1 | 0 | Yes |  | 4199425.153 | 258871.273 | 358.34 | 23.091 |  | https://www.google.com/maps/@?api=1&map_action=map&center=32.658099999999997%2C-98.310299999999998&zoom=17&basemap=satellite | 669 | [118 empty] | 0.16 |  |  | 23 |  |  | 0.35 | 0.09 |  |  | 22 |  |  | 0.4 | 0.22 |  |  | 41 |  |  | 0.3 | 0.01 |  |  | 59 |  |  | 0.05 | 0.09 |  |  | 53 |  |  | 0.12 | 0.02 |  |  | 20 |  |  | 0.06 | 0.42 |  |  | 96 |  |  | 0.16 | 7.5 | 0.083414 | Gas | FRS_110006451945
814 | 1121 | 2021 | CA | Illumina Way SD | 63603 | San Diego Gas & Electric Co | 16609 | Bloom Energy | 57128 | Industrial Non-CHP | California Independent System Operator | CISO | WECC | CAMX | WECC California | CAISO | 6 | 73 | San Diego | 32.873 | -117.1997 | 1 | 1 | NG | GAS |  | 0.96018 | 3.5 | 0 | [8 empty] | 205053 | 97392 | 29439 | 13982 | 0 |  | 0 | 0 | [37 empty] | 205053 | 97392 | [6 empty] | -- | EIA | EIA | [15 empty] | 0 | 0 | 29439 | 0 | 0 | 0 | 0 | 0 | 0 | 0 | 0 | 29439 | 0 | 0 | 29439 | 0 | 0 | 0 | 1 | 0 | 0 | 0 | 0 | 0 | 0 | 0 | 0 | 1 | 0 | 0 | 1 | 0 | [7 empty] | https://www.google.com/maps/@?api=1&map_action=map&center=32.873019999999997%2C-117.19968&zoom=17&basemap=satellite | 83224 | [118 empty] | 0.38 |  |  | 62 |  |  | 0.35 | 0.48 |  |  | 65 |  |  | 0.4 | 0.28 |  |  | 50 |  |  | 0.3 | 0.06 |  |  | 77 |  |  | 0.05 | 0.05 |  |  | 33 |  |  | 0.12 | 0.05 |  |  | 50 |  |  | 0.06 | 0.13 |  |  | 42 |  |  | 0.16 | 0 | 0 | Gas | FRS_110070061878
815 | 10255 | 2021 | TX | Pearsall | 3630 | South Texas Electric Coop, Inc | 17583 | South Texas Electric Coop, Inc | 17583 | Electric Utility | Electric Reliability Council of Texas, Inc. | ERCO | TRE | ERCT | ERCOT All | ERCOT | 48 | 163 | Frio | 28.9275 | -99.0919 | 24 | 24 | NG | GAS |  | 0.21371 | 201.6 | 0.97715 | [6 empty] | 3214198.992 | 1620310.008 | 3214198.992 | 1620310.008 | 377418 | 190260 | 4277.352 | 2156.256 | 5.136 | 187852.344 | 7086.102 | 708.61 | 188046.503 |  | 22.666 | 22.666 | 0.027 | 995.46 | 0.019 | 0.002 | 996.489 |  | 2.662 | 2.662 | 0.003 | 116.889 | 0.002 | 0 | 117.01 |  | 22.666 | 22.666 | 0.027 | 995.46 | 0.019 | 0.002 | 996.489 |  | 4277.352 | 2156.256 | 5.136 | 187852.344 | 7086.102 | 708.61 |  | 3214198.992 | 1620310.008 | 3214198.992 | 1620310.008 | EIA | EIA | EIA | EIA | EIA | EIA | -- | EIA | EIA | [14 empty] | 8516.2843 | 0 | 0 | 377418 | 0 | 0 | 0 | 0 | 0 | 0 | 0 | 0 | 377418 | 0 | 0 | 377418 | 0 | 0 | 0 | 1 | 0 | 0 | 0 | 0 | 0 | 0 | 0 | 0 | 1 | 0 | 0 | 1 | 0 | [7 empty] | https://www.google.com/maps/@?api=1&map_action=map&center=28.927499999999998%2C-99.091899999999995&zoom=17&basemap=satellite | 10451 | [118 empty] | 0.63 |  |  | 85 |  |  | 0.35 | 0.88 |  |  | 87 |  |  | 0.4 | 0.44 |  |  | 74 |  |  | 0.3 | 0.19 |  |  | 92 |  |  | 0.05 | 0.36 |  |  | 94 |  |  | 0.12 | 0.06 |  |  | 55 |  |  | 0.06 | 0.14 |  |  | 44 |  |  | 0.16 | 0.42165 | 0.0040118 | Gas | FRS_110041237426
816 | 1129 | 2021 | CA | Indigo Generation Facility | 55541 | Southern California Edison Co | 17609 | Diamond Generating Corporation | 49981 | IPP Non-CHP | California Independent System Operator | CISO | WECC | CAMX | WECC California | CAISO | 6 | 65 | Riverside | 33.9109 | -116.553 | 3 | 3 | NG | GAS |  | 0.02456 | 149.7 | 1 | [6 empty] | 349094.535 | 240765.115 | 349094.535 | 240765.115 | 32202 | 22209 | 3.707 | 2.414 | 0.105 | 20745.944 | 772.549 | 77.255 | 20767.112 |  | 0.23 | 0.217 | 0.007 | 1288.488 | 0.024 | 0.002 | 1289.803 |  | 0.021 | 0.02 | 0.001 | 118.856 | 0.002 | 0 | 118.977 |  | 0.23 | 0.217 | 0.007 | 1288.488 | 0.024 | 0.002 | 1289.803 |  | 3.707 | 2.414 | 0.105 | 20745.944 | 772.549 | 77.255 |  | 349094.535 | 240765.115 | 349094.535 | 240765.115 | EPA/CAMD | EPA/CAMD | EPA/CAMD | EPA/CAMD | EIA | EIA | -- | EPA/CAMD | EPA/CAMD | [14 empty] | 10840.7715 | 0 | 0 | 32202.001 | 0 | 0 | 0 | 0 | 0 | 0 | 0 | 0 | 32202.001 | 0 | 0 | 32202.001 | 0 | 0 | 0 | 1 | 0 | 0 | 0 | 0 | 0 | 0 | 0 | 0 | 1 | 0 | 0 | 1 | 0 | Yes |  | 346340.68 | 20583.74 | 3.755 | 0.104 |  | https://www.google.com/maps/@?api=1&map_action=map&center=33.910873000000002%2C-116.552994&zoom=17&basemap=satellite | 2011 | [118 empty] | 0.64 |  |  | 85 |  |  | 0.35 | 0.74 |  |  | 80 |  |  | 0.4 | 0.54 |  |  | 84 |  |  | 0.3 | 0.13 |  |  | 88 |  |  | 0.05 | 0.24 |  |  | 85 |  |  | 0.12 | 0.07 |  |  | 70 |  |  | 0.06 | 0.12 |  |  | 35 |  |  | 0.16 | 1.4285 | 0.070318 | Gas | FRS_110015634642
817 | 10315 | 2021 | TX | Sam Rayburn Plant | 3631 | South Texas Electric Coop, Inc | 17583 | South Texas Electric Coop, Inc | 17583 | Electric Utility | Electric Reliability Council of Texas, Inc. | ERCO | TRE | ERCT | ERCOT All | ERCOT | 48 | 469 | Victoria | 28.8947 | -97.135 | 3 | 8 | NG | GAS |  | 0.11406 | 215.2 | 1 | [6 empty] | 2117400.264 | 974853.774 | 2117400.264 | 974853.774 | 215015 | 102111 | 110.708 | 20.206 | 3.863 | 132465.648 | 5127.683 | 587.335 | 132617.257 |  | 1.03 | 0.396 | 0.036 | 1232.153 | 0.024 | 0.003 | 1233.563 |  | 0.105 | 0.041 | 0.004 | 125.121 | 0.002 | 0 | 125.264 |  | 1.03 | 0.396 | 0.036 | 1232.153 | 0.024 | 0.003 | 1233.563 |  | 110.708 | 20.206 | 3.863 | 132465.648 | 5127.683 | 587.335 |  | 2117400.264 | 974853.774 | 2117400.264 | 974853.774 | EPA/CAMD | EPA/CAMD | EPA/CAMD | EPA/CAMD | EIA | EIA | -- | EPA/CAMD | EPA/CAMD | [14 empty] | 9847.6864 | 0 | 12609.362 | 202405.635 | 0 | 0 | 0 | 0 | 0 | 0 | 0 | 0 | 215014.997 | 0 | 0 | 215014.997 | 0 | 0 | 0.058644 | 0.94136 | 0 | 0 | 0 | 0 | 0 | 0 | 0 | 0 | 1 | 0 | 0 | 1 | 0 | Yes |  | 3123321.926 | 190705.998 | 149.595 | 1.005 |  | https://www.google.com/maps/@?api=1&map_action=map&center=28.8947%2C-97.135000000000005&zoom=17&basemap=satellite | 1719 | [118 empty] | 0.18 |  |  | 27 |  |  | 0.35 | 0.23 |  |  | 42 |  |  | 0.4 | 0.12 |  |  | 22 |  |  | 0.3 | 0 |  |  | 0 |  |  | 0.05 | 0.05 |  |  | 33 |  |  | 0.12 | 0.05 |  |  | 46 |  |  | 0.06 | 0.21 |  |  | 72 |  |  | 0.16 | 3.3759 | 0.068447 | Gas | FRS_110031000823
818 | 1136 | 2021 | CA | Intel Santa Clara | 60224 | Pacific Gas & Electric Co | 14328 | Bloom Energy | 57128 | IPP Non-CHP | California Independent System Operator | CISO | WECC | CAMX | WECC California | CAISO | 6 | 85 | Santa Clara | 37.3847 | -121.9638 | 1 | 1 | NG | GAS |  | 0.74357 | 1.1 | 0.094057 | [8 empty] | 52276 | 24827 | 7165 | 3403 | 0 |  | 0 | 0 | [37 empty] | 52276 | 24827 | [6 empty] | -- | EIA | EIA | [15 empty] | 0 | 0 | 7165 | 0 | 0 | 0 | 0 | 0 | 0 | 0 | 0 | 7165 | 0 | 0 | 7165 | 0 | 0 | 0 | 1 | 0 | 0 | 0 | 0 | 0 | 0 | 0 | 0 | 1 | 0 | 0 | 1 | 0 | [7 empty] | https://www.google.com/maps/@?api=1&map_action=map&center=37.384745000000002%2C-121.963808&zoom=17&basemap=satellite | 155757 | [118 empty] | 0.45 |  |  | 69 |  |  | 0.35 | 0.74 |  |  | 80 |  |  | 0.4 | 0.15 |  |  | 27 |  |  | 0.3 | 0.1 |  |  | 84 |  |  | 0.05 | 0.08 |  |  | 47 |  |  | 0.12 | 0.07 |  |  | 68 |  |  | 0.06 | 0.09 |  |  | 24 |  |  | 0.16 | 0 | 0 | Gas | FRS_110070395827
819 | 10583 | 2021 | UT | Gadsby | 3648 | PacifiCorp | 14354 | PacifiCorp | 14354 | Electric Utility | PacifiCorp - East | PACE | WECC | NWPP | WECC Northwest |  | 49 | 35 | Salt Lake | 40.7686 | -111.9289 | 6 | 6 | NG | GAS |  | 0.01955 | 484.6 | 1 | [6 empty] | 1521543.915 | 1473780.226 | 1521543.915 | 1473780.226 | 83008 | 83796.001 | 73.713 | 72.177 | 0.457 | 90424.06 | 3407.313 | 340.731 | 90517.42 |  | 1.776 | 1.723 | 0.011 | 2178.683 | 0.041 | 0.004 | 2180.932 |  | 0.097 | 0.098 | 0.001 | 118.858 | 0.002 | 0 | 118.981 |  | 1.776 | 1.723 | 0.011 | 2178.683 | 0.041 | 0.004 | 2180.932 |  | 73.713 | 72.177 | 0.457 | 90424.06 | 3407.313 | 340.731 |  | 1521543.915 | 1473780.226 | 1521543.915 | 1473780.226 | EPA/CAMD | EPA/CAMD | EPA/CAMD | EPA/CAMD | EIA | EIA | -- | EPA/CAMD | EPA/CAMD | [14 empty] | 18330.0876 | 0 | 0 | 83008 | 0 | 0 | 0 | 0 | 0 | 0 | 0 | 0 | 83008 | 0 | 0 | 83008 | 0 | 0 | 0 | 1 | 0 | 0 | 0 | 0 | 0 | 0 | 0 | 0 | 1 | 0 | 0 | 1 | 0 | Yes |  | 2121014.509 | 126050.526 | 108.546 | 0.638 |  | https://www.google.com/maps/@?api=1&map_action=map&center=40.768599999999999%2C-111.9289&zoom=17&basemap=satellite | 97085 | [118 empty] | 0.47 |  |  | 71 |  |  | 0.35 | 0.51 |  |  | 67 |  |  | 0.4 | 0.42 |  |  | 71 |  |  | 0.3 | 0.07 |  |  | 79 |  |  | 0.05 | 0.16 |  |  | 74 |  |  | 0.12 | 0.07 |  |  | 65 |  |  | 0.06 | 0.11 |  |  | 30 |  |  | 0.16 | 7.0276 | 0.10535 | Gas | FRS_110000896816
820 | 1150 | 2021 | CA | J&A-Santa Maria II LLC | 57101 | Pacific Gas & Electric Co | 14328 | J&A-Santa Maria II LLC | 56397 | IPP CHP | California Independent System Operator | CISO | WECC | CAMX | WECC California | CAISO | 6 | 83 | Santa Barbara | 34.9494 | -120.3803 | 1 | 1 | LFG | BIOMASS |  | 0 | 1.4 |  |  | Yes | [10 empty] | 0 |  | 0 | 0 | [45 empty] | -- | [56 empty] | https://www.google.com/maps/@?api=1&map_action=map&center=34.949399999999997%2C-120.38030000000001&zoom=17&basemap=satellite | 25398 | [118 empty] | 0.54 |  |  | 78 |  |  | 0.35 | 0.78 |  |  | 82 |  |  | 0.4 | 0.31 |  |  | 55 |  |  | 0.3 | 0.1 |  |  | 85 |  |  | 0.05 | 0.25 |  |  | 87 |  |  | 0.12 | 0.09 |  |  | 80 |  |  | 0.06 | 0.14 |  |  | 43 |  |  | 0.16 |  |  | Biomass | FRS_
821 | 10560 | 2021 | UT | Bountiful City | 3665 | City of Bountiful | 2010 | City of Bountiful | 2010 | Electric Utility | PacifiCorp - East | PACE | WECC | NWPP | WECC Northwest |  | 49 | 11 | Davis | 40.8869 | -111.8853 | 3 | 3 | NG | GAS |  | 0.11383 | 30.4 | 1 | [6 empty] | 321999 | 151942.001 | 321999 | 151942.001 | 30313 | 14304.001 | 54.232 | 25.589 | 0.515 | 18819.079 | 709.887 | 70.989 | 18838.53 |  | 3.578 | 3.578 | 0.034 | 1241.651 | 0.023 | 0.002 | 1242.934 |  | 0.337 | 0.337 | 0.003 | 116.889 | 0.002 | 0 | 117.01 |  | 3.578 | 3.578 | 0.034 | 1241.651 | 0.023 | 0.002 | 1242.934 |  | 54.232 | 25.589 | 0.515 | 18819.079 | 709.887 | 70.989 |  | 321999 | 151942.001 | 321999 | 151942.001 | EIA | EIA | EIA | EIA | EIA | EIA | -- | EIA | EIA | [14 empty] | 10622.4722 | 0 | 0 | 30313 | 0 | 0 | 0 | 0 | 0 | 0 | 0 | 0 | 30313 | 0 | 0 | 30313 | 0 | 0 | 0 | 1 | 0 | 0 | 0 | 0 | 0 | 0 | 0 | 0 | 1 | 0 | 0 | 1 | 0 | [7 empty] | https://www.google.com/maps/@?api=1&map_action=map&center=40.886867000000002%2C-111.88533200000001&zoom=17&basemap=satellite | 73420 | [118 empty] | 0.15 |  |  | 22 |  |  | 0.35 | 0.14 |  |  | 30 |  |  | 0.4 | 0.17 |  |  | 30 |  |  | 0.3 | 0.01 |  |  | 60 |  |  | 0.05 | 0.03 |  |  | 25 |  |  | 0.12 | 0.09 |  |  | 79 |  |  | 0.06 | 0.14 |  |  | 43 |  |  | 0.16 | 0.10269 | 0.011402 | Gas | FRS_110020095387
822 | 1158 | 2021 | CA | JSR000 N Mathilda Fuel Cell | 63711 | Pacific Gas & Electric Co. | 14328 | 2016 ESA Project Company, LLC | 62150 | IPP Non-CHP | California Independent System Operator | CISO | WECC | CAMX | WECC California | CAISO | 6 | 85 | Santa Clara | 37.4124 | -122.024 | 1 | 1 | NG | GAS |  | 0.93057 | 1.1 | 0 | [8 empty] | 65072 | 30906 | 8967 | 4259 | 0 |  | 0 | 0 | [37 empty] | 65072 | 30906 | [6 empty] | -- | EIA | EIA | [15 empty] | 0 | 0 | 8967 | 0 | 0 | 0 | 0 | 0 | 0 | 0 | 0 | 8967 | 0 | 0 | 8967 | 0 | 0 | 0 | 1 | 0 | 0 | 0 | 0 | 0 | 0 | 0 | 0 | 1 | 0 | 0 | 1 | 0 | [7 empty] | https://www.google.com/maps/@?api=1&map_action=map&center=37.412399999999998%2C-122.024&zoom=17&basemap=satellite | 90181 | [118 empty] | 0.43 |  |  | 67 |  |  | 0.35 | 0.71 |  |  | 78 |  |  | 0.4 | 0.14 |  |  | 26 |  |  | 0.3 | 0.09 |  |  | 84 |  |  | 0.05 | 0.09 |  |  | 53 |  |  | 0.12 | 0.07 |  |  | 69 |  |  | 0.06 | 0.1 |  |  | 26 |  |  | 0.16 | 0 | 0 | Gas | FRS_110070871594
823 | 10845 | 2021 | VT | Ascutney | 3708 | Green Mountain Power Corp | 7601 | Green Mountain Power Corp | 7601 | Electric Utility | ISO New England Inc. | ISNE | NPCC | NEWE | NPCC New England | ISONE | 50 | 27 | Windsor | 43.4011 | -72.4203 | 1 | 1 | DFO | OIL |  | 0.00233 | 13.2 | 1 | [6 empty] | 7788 | 4146 | 7788 | 4146 | 269 | 182 | 3.441 | 1.832 | 1.197 | 635.99 | 51.509 | 10.302 | 638.169 |  | 25.584 | 20.132 | 8.897 | 4728.55 | 0.191 | 0.038 | 4744.75 |  | 0.884 | 0.884 | 0.307 | 163.326 | 0.007 | 0.001 | 163.885 |  | 25.584 | 20.132 | 8.897 | 4728.55 | 0.191 | 0.038 | 4744.75 |  | 3.441 | 1.832 | 1.197 | 635.99 | 51.509 | 10.302 |  | 7788 | 4146 | 7788 | 4146 | EIA | EIA | EIA | EIA | EIA | EIA | -- | EIA | EIA | [14 empty] | 28951.6729 | 0 | 269 | 0 | 0 | 0 | 0 | 0 | 0 | 0 | 0 | 0 | 269 | 0 | 0 | 269 | 0 | 0 | 1 | 0 | 0 | 0 | 0 | 0 | 0 | 0 | 0 | 0 | 1 | 0 | 0 | 1 | 0 | [7 empty] | https://www.google.com/maps/@?api=1&map_action=map&center=43.4011%2C-72.420299999999997&zoom=17&basemap=satellite | 2461 | [118 empty] | 0.15 |  |  | 21 |  |  | 0.35 | 0.05 |  |  | 13 |  |  | 0.4 | 0.25 |  |  | 45 |  |  | 0.3 | 0 |  |  | 0 |  |  | 0.05 | 0.06 |  |  | 40 |  |  | 0.12 | 0.05 |  |  | 46 |  |  | 0.06 | 0.19 |  |  | 63 |  |  | 0.16 | 0.037657 | 0.43037 | Oil | FRS_110008206690
824 | 1160 | 2021 | CA | Juniper Networks Sunnyvale | 58301 | Pacific Gas & Electric Co | 14328 | Bloom Energy | 57128 | IPP Non-CHP | California Independent System Operator | CISO | WECC | CAMX | WECC California | CAISO | 6 | 85 | Santa Clara | 37.4069 | -122.0269 | 1 | 1 | NG | GAS |  | 0.69323 | 1.1 | 0.17794 | [8 empty] | 50287 | 23884 | 6680 | 3173 | 0 |  | 0 | 0 | [37 empty] | 50287 | 23884 | [6 empty] | -- | EIA | EIA | [15 empty] | 0 | 0 | 6680 | 0 | 0 | 0 | 0 | 0 | 0 | 0 | 0 | 6680 | 0 | 0 | 6680 | 0 | 0 | 0 | 1 | 0 | 0 | 0 | 0 | 0 | 0 | 0 | 0 | 1 | 0 | 0 | 1 | 0 | [7 empty] | https://www.google.com/maps/@?api=1&map_action=map&center=37.406944000000003%2C-122.026944&zoom=17&basemap=satellite | 112272 | [118 empty] | 0.42 |  |  | 67 |  |  | 0.35 | 0.69 |  |  | 78 |  |  | 0.4 | 0.14 |  |  | 26 |  |  | 0.3 | 0.09 |  |  | 83 |  |  | 0.05 | 0.08 |  |  | 50 |  |  | 0.12 | 0.07 |  |  | 70 |  |  | 0.06 | 0.1 |  |  | 27 |  |  | 0.16 | 0 | 0 | Gas | FRS_110055816130
825 | 1161 | 2021 | CA | Kaiser Deer Valley Rd. Fuel Cell | 62699 | Pacific Gas & Electric Co. | 14328 | 2016 ESA Project Company, LLC | 62150 | IPP Non-CHP | California Independent System Operator | CISO | WECC | CAMX | WECC California | CAISO | 6 | 13 | Contra Costa | 37.9517 | -121.7718 | 1 | 1 | NG | GAS |  | 0.87728 | 1.4 | 0 | [8 empty] | 77983 | 37039 | 10759 | 5110 | 0 |  | 0 | 0 | [37 empty] | 77983 | 37039 | [6 empty] | -- | EIA | EIA | [15 empty] | 0 | 0 | 10759 | 0 | 0 | 0 | 0 | 0 | 0 | 0 | 0 | 10759 | 0 | 0 | 10759 | 0 | 0 | 0 | 1 | 0 | 0 | 0 | 0 | 0 | 0 | 0 | 0 | 1 | 0 | 0 | 1 | 0 | [7 empty] | https://www.google.com/maps/@?api=1&map_action=map&center=37.951689999999999%2C-121.77182000000001&zoom=17&basemap=satellite | 78277 | [118 empty] | 0.43 |  |  | 68 |  |  | 0.35 | 0.67 |  |  | 77 |  |  | 0.4 | 0.19 |  |  | 34 |  |  | 0.3 | 0.04 |  |  | 71 |  |  | 0.05 | 0.08 |  |  | 46 |  |  | 0.12 | 0.05 |  |  | 48 |  |  | 0.06 | 0.12 |  |  | 34 |  |  | 0.16 | 0 | 0 | Gas | FRS_110070665730
826 | 10851 | 2021 | VT | Berlin 5 | 3734 | Green Mountain Power Corp | 7601 | Green Mountain Power Corp | 7601 | Electric Utility | ISO New England Inc. | ISNE | NPCC | NEWE | NPCC New England | ISONE | 50 | 23 | Washington | 44.251 | -72.6027 | 2 | 1 | DFO | OIL |  | 0.00362 | 41.8 | 1 | [6 empty] | 29667.4 | 21800.6 | 29667.4 | 21800.6 | 1325 | 902 | 0 | 0 | 0 | 2402.1 | 175.691 | 35.138 | 2409.532 |  | 0 | 0 | 0 | 3625.811 | 0.133 | 0.027 | 3637.029 |  | 0 | 0 | 0 | 161.935 | 0.006 | 0.001 | 162.436 |  | 0 | 0 | 0 | 3625.811 | 0.133 | 0.027 | 3637.029 |  | 0 | 0 | 0 | 2402.1 | 175.691 | 35.138 |  | 29667.4 | 21800.6 | 29667.4 | 21800.6 | EIA | EIA | EIA | EPA/CAMD | EIA | EIA | -- | EPA/CAMD | EPA/CAMD | [14 empty] | 22390.4906 | 0 | 1325 | 0 | 0 | 0 | 0 | 0 | 0 | 0 | 0 | 0 | 1325 | 0 | 0 | 1325 | 0 | 0 | 1 | 0 | 0 | 0 | 0 | 0 | 0 | 0 | 0 | 0 | 1 | 0 | 0 | 1 | 0 | Yes |  | 41733 | 3380.4 |  |  |  | https://www.google.com/maps/@?api=1&map_action=map&center=44.250999999999998%2C-72.602699999999999&zoom=17&basemap=satellite | 8671 | [118 empty] | 0.14 |  |  | 20 |  |  | 0.35 | 0.07 |  |  | 19 |  |  | 0.4 | 0.21 |  |  | 39 |  |  | 0.3 | 0 |  |  | 0 |  |  | 0.05 | 0.03 |  |  | 25 |  |  | 0.12 | 0.03 |  |  | 31 |  |  | 0.06 | 0.24 |  |  | 79 |  |  | 0.16 | 0.1224 | 1.1178 | Oil | FRS_110007330290
827 | 1162 | 2021 | CA | Kaiser Downey | 58128 | Southern California Edison Co | 17609 | Bloom Energy 2009 PPA | 56778 | IPP Non-CHP | California Independent System Operator | CISO | WECC | CAMX | WECC California | CAISO | 6 | 37 | Los Angeles | 33.9192 | -118.1286 | 5 | 5 | NG | GAS |  | 0.78995 | 1 | 0.016743 | [8 empty] | 53869 | 25585 | 6920 | 3287 | 0 |  | 0 | 0 | [37 empty] | 53869 | 25585 | [6 empty] | -- | EIA | EIA | [15 empty] | 0 | 0 | 6920 | 0 | 0 | 0 | 0 | 0 | 0 | 0 | 0 | 6920 | 0 | 0 | 6920 | 0 | 0 | 0 | 1 | 0 | 0 | 0 | 0 | 0 | 0 | 0 | 0 | 1 | 0 | 0 | 1 | 0 | [7 empty] | https://www.google.com/maps/@?api=1&map_action=map&center=33.919167000000002%2C-118.12861100000001&zoom=17&basemap=satellite | 270657 | [118 empty] | 0.59 |  |  | 82 |  |  | 0.35 | 0.88 |  |  | 87 |  |  | 0.4 | 0.3 |  |  | 53 |  |  | 0.3 | 0.1 |  |  | 85 |  |  | 0.05 | 0.23 |  |  | 84 |  |  | 0.12 | 0.06 |  |  | 62 |  |  | 0.06 | 0.12 |  |  | 34 |  |  | 0.16 | 0 | 0 | Gas | FRS_110057119336
828 | 10865 | 2021 | VT | Colchester 16 | 3735 | Green Mountain Power Corp | 7601 | Green Mountain Power Corp | 7601 | Electric Utility | ISO New England Inc. | ISNE | NPCC | NEWE | NPCC New England | ISONE | 50 | 7 | Chittenden | 44.4906 | -73.1703 | 1 | 1 | DFO | OIL |  | 0.00093 | 18 | 1 | [6 empty] | 4659 | 795 | 4659 | 795 | 147 | 25 | 2.057 | 0.351 | 0.716 | 380.467 | 30.814 | 6.163 | 381.77 |  | 27.986 | 28.08 | 9.739 | 5176.422 | 0.21 | 0.042 | 5194.156 |  | 0.883 | 0.883 | 0.307 | 163.326 | 0.007 | 0.001 | 163.885 |  | 27.986 | 28.08 | 9.739 | 5176.422 | 0.21 | 0.042 | 5194.156 |  | 2.057 | 0.351 | 0.716 | 380.467 | 30.814 | 6.163 |  | 4659 | 795 | 4659 | 795 | EIA | EIA | EIA | EIA | EIA | EIA | -- | EIA | EIA | [14 empty] | 31693.8776 | 0 | 147 | 0 | 0 | 0 | 0 | 0 | 0 | 0 | 0 | 0 | 147 | 0 | 0 | 147 | 0 | 0 | 1 | 0 | 0 | 0 | 0 | 0 | 0 | 0 | 0 | 0 | 1 | 0 | 0 | 1 | 0 | [7 empty] | https://www.google.com/maps/@?api=1&map_action=map&center=44.490600000000001%2C-73.170299999999997&zoom=17&basemap=satellite | 61157 | [118 empty] | 0.3 |  |  | 51 |  |  | 0.35 | 0.18 |  |  | 36 |  |  | 0.4 | 0.39 |  |  | 67 |  |  | 0.3 | 0.03 |  |  | 66 |  |  | 0.05 | 0.08 |  |  | 47 |  |  | 0.12 | 0.04 |  |  | 43 |  |  | 0.06 | 0.11 |  |  | 32 |  |  | 0.16 | 0.0083362 | 0.27787 | Oil | FRS_110008212941
829 | 1163 | 2021 | CA | Kaiser East La Palma Ave. Fuel Cell | 62698 | City of Anaheim - (CA) | 590 | 2016 ESA Project Company, LLC | 62150 | IPP Non-CHP | California Independent System Operator | CISO | WECC | CAMX | WECC California | CAISO | 6 | 59 | Orange | 33.851 | -117.8453 | 1 | 1 | NG | GAS |  | 0.82493 | 2.2 | 0 | [8 empty] | 117204 | 55668 | 15898 | 7551 | 0 |  | 0 | 0 | [37 empty] | 117204 | 55668 | [6 empty] | -- | EIA | EIA | [15 empty] | 0 | 0 | 15898 | 0 | 0 | 0 | 0 | 0 | 0 | 0 | 0 | 15898 | 0 | 0 | 15898 | 0 | 0 | 0 | 1 | 0 | 0 | 0 | 0 | 0 | 0 | 0 | 0 | 1 | 0 | 0 | 1 | 0 | [7 empty] | https://www.google.com/maps/@?api=1&map_action=map&center=33.85098%2C-117.84531&zoom=17&basemap=satellite | 157793 | [118 empty] | 0.43 |  |  | 68 |  |  | 0.35 | 0.64 |  |  | 75 |  |  | 0.4 | 0.22 |  |  | 41 |  |  | 0.3 | 0.07 |  |  | 79 |  |  | 0.05 | 0.14 |  |  | 68 |  |  | 0.12 | 0.06 |  |  | 61 |  |  | 0.06 | 0.13 |  |  | 41 |  |  | 0.16 | 0 | 0 | Gas | FRS_110070665729
830 | 1164 | 2021 | CA | Kaiser Napa Valley Corporate Dr Fuel Cell | 62701 | Pacific Gas & Electric Co. | 14328 | 2016 ESA Project Company, LLC | 62150 | IPP Non-CHP | California Independent System Operator | CISO | WECC | CAMX | WECC California | CAISO | 6 | 55 | Napa | 38.2548 | -122.273 | 2 | 2 | NG | GAS |  | 0.87833 | 4.8 | 0 | [8 empty] | 262381 | 124620 | 36932 | 17541 | 0 |  | 0 | 0 | [37 empty] | 262381 | 124620 | [6 empty] | -- | EIA | EIA | [15 empty] | 0 | 0 | 36932 | 0 | 0 | 0 | 0 | 0 | 0 | 0 | 0 | 36932 | 0 | 0 | 36932 | 0 | 0 | 0 | 1 | 0 | 0 | 0 | 0 | 0 | 0 | 0 | 0 | 1 | 0 | 0 | 1 | 0 | [7 empty] | https://www.google.com/maps/@?api=1&map_action=map&center=38.254770000000001%2C-122.27305&zoom=17&basemap=satellite | 23117 | [118 empty] | 0.42 |  |  | 67 |  |  | 0.35 | 0.54 |  |  | 69 |  |  | 0.4 | 0.29 |  |  | 51 |  |  | 0.3 | 0.06 |  |  | 78 |  |  | 0.05 | 0.18 |  |  | 78 |  |  | 0.12 | 0.06 |  |  | 56 |  |  | 0.06 | 0.13 |  |  | 41 |  |  | 0.16 | 0 | 0 | Gas | FRS_110065074859
831 | 1165 | 2021 | CA | Kaiser Ontario | 58132 | Southern California Edison Co | 17609 | Bloom Energy 2009 PPA | 56778 | IPP Non-CHP | California Independent System Operator | CISO | WECC | CAMX | WECC California | CAISO | 6 | 71 | San Bernardino | 34.0325 | -117.6089 | 5 | 5 | NG | GAS |  | 0.83584 | 1 | 0 | [8 empty] | 54449 | 25860 | 7322 | 3478 | 0 |  | 0 | 0 | [37 empty] | 54449 | 25860 | [6 empty] | -- | EIA | EIA | [15 empty] | 0 | 0 | 7322 | 0 | 0 | 0 | 0 | 0 | 0 | 0 | 0 | 7322 | 0 | 0 | 7322 | 0 | 0 | 0 | 1 | 0 | 0 | 0 | 0 | 0 | 0 | 0 | 0 | 1 | 0 | 0 | 1 | 0 | [7 empty] | https://www.google.com/maps/@?api=1&map_action=map&center=34.032499999999999%2C-117.608889&zoom=17&basemap=satellite | 90551 | [118 empty] | 0.59 |  |  | 82 |  |  | 0.35 | 0.85 |  |  | 86 |  |  | 0.4 | 0.33 |  |  | 58 |  |  | 0.3 | 0.08 |  |  | 81 |  |  | 0.05 | 0.25 |  |  | 86 |  |  | 0.12 | 0.07 |  |  | 64 |  |  | 0.06 | 0.1 |  |  | 25 |  |  | 0.16 | 0 | 0 | Gas | FRS_110062914217
832 | 10693 | 2021 | VA | Clinch River | 3775 | Appalachian Power Co | 733 | Appalachian Power Co | 733 | Electric Utility | PJM Interconnection, LLC | PJM | RFC | RFCW | RFC West | PJM | 51 | 167 | Russell | 36.9333 | -82.1997 | 2 | 2 | NG | GAS |  | 0.032 | 475 | 1 | [6 empty] | 1688040.479 | 1142188.142 | 1688040.479 | 1142188.142 | 133136 | 90350 | 110.145 | 73.999 | 43.467 | 100316.862 | 3577.334 | 357.733 | 100414.881 |  | 1.655 | 1.638 | 0.653 | 1506.983 | 0.027 | 0.003 | 1508.456 |  | 0.131 | 0.13 | 0.051 | 118.856 | 0.002 | 0 | 118.972 |  | 1.655 | 1.638 | 0.653 | 1506.983 | 0.027 | 0.003 | 1508.456 |  | 110.145 | 73.999 | 43.467 | 100316.862 | 3577.334 | 357.733 |  | 1688040.479 | 1142188.142 | 1688040.479 | 1142188.142 | EPA/CAMD | EPA/CAMD | EPA/CAMD | EPA/CAMD | EIA | EIA | -- | EPA/CAMD | EPA/CAMD | [14 empty] | 12679.0686 | 0 | 0 | 133136 | 0 | 0 | 0 | 0 | 0 | 0 | 0 | 0 | 133136 | 0 | 0 | 133136 | 0 | 0 | 0 | 1 | 0 | 0 | 0 | 0 | 0 | 0 | 0 | 0 | 1 | 0 | 0 | 1 | 0 | Yes |  | 1028960.221 | 61147.518 | 68.724 | 26.496 |  | https://www.google.com/maps/@?api=1&map_action=map&center=36.933300000000003%2C-82.199700000000007&zoom=17&basemap=satellite | 1159 | [118 empty] | 0.36 |  |  | 59 |  |  | 0.35 | 0.06 |  |  | 15 |  |  | 0.4 | 0.66 |  |  | 91 |  |  | 0.3 | 0 |  |  | 0 |  |  | 0.05 | 0.22 |  |  | 83 |  |  | 0.12 | 0.12 |  |  | 90 |  |  | 0.06 | 0.16 |  |  | 54 |  |  | 0.16 | 25.7899 | 0.19032 | Gas | FRS_110000585581
833 | 1166 | 2021 | CA | Kaiser Owens Dr. Fuel Cell | 62700 | Pacific Gas & Electric Co. | 14328 | 2016 ESA Project Company, LLC | 62150 | IPP Non-CHP | California Independent System Operator | CISO | WECC | CAMX | WECC California | CAISO | 6 | 1 | Alameda | 37.6992 | -121.8942 | 1 | 1 | NG | GAS |  | 0.86153 | 1 | 0 | [8 empty] | 54321 | 25800 | 7547 | 3585 | 0 |  | 0 | 0 | [37 empty] | 54321 | 25800 | [6 empty] | -- | EIA | EIA | [15 empty] | 0 | 0 | 7547 | 0 | 0 | 0 | 0 | 0 | 0 | 0 | 0 | 7547 | 0 | 0 | 7547 | 0 | 0 | 0 | 1 | 0 | 0 | 0 | 0 | 0 | 0 | 0 | 0 | 1 | 0 | 0 | 1 | 0 | [7 empty] | https://www.google.com/maps/@?api=1&map_action=map&center=37.69923%2C-121.89418999999999&zoom=17&basemap=satellite | 116617 | [118 empty] | 0.35 |  |  | 59 |  |  | 0.35 | 0.62 |  |  | 74 |  |  | 0.4 | 0.08 |  |  | 14 |  |  | 0.3 | 0.07 |  |  | 80 |  |  | 0.05 | 0.04 |  |  | 28 |  |  | 0.12 | 0.06 |  |  | 62 |  |  | 0.06 | 0.12 |  |  | 33 |  |  | 0.16 | 0 | 0 | Gas | FRS_110070665731
834 | 10666 | 2021 | VA | Bayview | 3782 | Delmarva Power | 5027 | Calpine Mid-Atlantic Generation LLC | 56609 | IPP Non-CHP | PJM Interconnection, LLC | PJM | RFC | RFCE | RFC East | PJM | 51 | 131 | Northampton | 37.2717 | -75.9682 | 6 | 6 | DFO | OIL |  | 0.0116 | 12 | 1 | [6 empty] | 12222 | 4306.998 | 12222 | 4306.998 | 1219.002 | 430.002 | 19.728 | 6.954 | 1.772 | 998.082 | 80.835 | 16.167 | 1001.501 |  | 32.367 | 32.344 | 2.908 | 1637.54 | 0.066 | 0.013 | 1643.15 |  | 3.228 | 3.229 | 0.29 | 163.325 | 0.007 | 0.001 | 163.885 |  | 32.368 | 32.344 | 2.908 | 1637.542 | 0.066 | 0.013 | 1643.152 |  | 19.728 | 6.954 | 1.772 | 998.082 | 80.835 | 16.167 |  | 12222 | 4306.998 | 12222 | 4306.998 | EIA | EIA | EIA | EIA | EIA | EIA | -- | EIA | EIA | [14 empty] | 10026.251 | 0 | 1219 | 0 | 0 | 0 | 0 | 0 | 0 | 0 | 0 | 0 | 1219 | 0 | 0 | 1219 | 0 | 0 | 1 | 0 | 0 | 0 | 0 | 0 | 0 | 0 | 0 | 0 | 1 | 0 | 0 | 1 | 0 | [7 empty] | https://www.google.com/maps/@?api=1&map_action=map&center=37.271700000000003%2C-75.968199999999996&zoom=17&basemap=satellite | 3352 | [118 empty] | 0.33 |  |  | 56 |  |  | 0.35 | 0.37 |  |  | 57 |  |  | 0.4 | 0.29 |  |  | 53 |  |  | 0.3 | 0 |  |  | 0 |  |  | 0.05 | 0.16 |  |  | 74 |  |  | 0.12 | 0.05 |  |  | 51 |  |  | 0.06 | 0.32 |  |  | 90 |  |  | 0.16 | 2.504 | 3.1596 | Oil | FRS_110028042810
835 | 1172 | 2021 | CA | Kaweah Delta District Hospital | 10042 | Southern California Edison Co | 17609 | Kaweah Delta Hospital | 10077 | Commercial Non-CHP | California Independent System Operator | CISO | WECC | CAMX | WECC California | CAISO | 6 | 107 | Tulare | 36.3275 | -119.2947 | 1 | 1 | NG | GAS |  | 0.64951 | 3.5 | 0.25082 |  | Yes | 0 |  | 1 |  | 337734 | 155086 | 337734 | 155086 | 19914 | 9611 | 49.125 | 22.558 | 0.54 | 19738.705 | 744.577 | 74.458 | 19759.106 |  | 4.934 | 4.694 | 0.054 | 1982.395 | 0.037 | 0.004 | 1984.444 |  | 0.291 | 0.291 | 0.003 | 116.889 | 0.002 | 0 | 117.01 |  | 4.934 | 4.694 | 0.054 | 1982.435 | 0.037 | 0.004 | 1984.484 |  | 49.125 | 22.558 | 0.54 | 19738.705 | 744.577 | 74.458 |  | 337734 | 155086 | 337734 | 155086 | EIA | EIA | EIA | EIA | EIA | EIA | -- | EIA | EIA | [6 empty] | 0 | 0 | 0 | 0 | 0 | 0 | 0 | 0 | 16959.9671 | 0 | 0 | 19913.6 | 0 | 0 | 0 | 0 | 0 | 0 | 0 | 0 | 19913.6 | 0 | 0 | 19913.6 | 0 | 0 | 0 | 1 | 0 | 0 | 0 | 0 | 0 | 0 | 0 | 0 | 1 | 0 | 0 | 1 | 0 | [7 empty] | https://www.google.com/maps/@?api=1&map_action=map&center=36.327500000000001%2C-119.29470000000001&zoom=17&basemap=satellite | 113555 | [118 empty] | 0.51 |  |  | 75 |  |  | 0.35 | 0.64 |  |  | 75 |  |  | 0.4 | 0.37 |  |  | 64 |  |  | 0.3 | 0.06 |  |  | 78 |  |  | 0.05 | 0.17 |  |  | 74 |  |  | 0.12 | 0.09 |  |  | 78 |  |  | 0.06 | 0.13 |  |  | 41 |  |  | 0.16 | 0.17184 | 0.016713 | Gas | FRS_110045950119
836 | 10820 | 2021 | VA | Tasley Energy Center | 3785 | Delmarva Power | 5027 | Calpine Mid-Atlantic Generation LLC | 56609 | IPP Non-CHP | PJM Interconnection, LLC | PJM | RFC | RFCE | RFC East | PJM | 51 | 1 | Accomack | 37.7061 | -75.7031 | 1 | 1 | DFO | OIL |  | 0.00123 | 27 | 1 | [6 empty] | 10441.2 | 9492 | 10441.2 | 9492 | 291 | 103 | 6.265 | 5.695 | 0.111 | 847 | 35.933 | 7.187 | 848.52 |  | 43.058 | 110.583 | 0.763 | 5821.306 | 0.123 | 0.025 | 5831.752 |  | 1.2 | 1.2 | 0.021 | 162.242 | 0.003 | 0.001 | 162.533 |  | 43.058 | 110.583 | 0.763 | 5821.306 | 0.123 | 0.025 | 5831.752 |  | 6.265 | 5.695 | 0.111 | 847 | 35.933 | 7.187 |  | 10441.2 | 9492 | 10441.2 | 9492 | EPA/CAMD | EPA/CAMD | EPA/CAMD | EPA/CAMD | EIA | EIA | -- | EPA/CAMD | EPA/CAMD | [14 empty] | 35880.4124 | 0 | 291 | 0 | 0 | 0 | 0 | 0 | 0 | 0 | 0 | 0 | 291 | 0 | 0 | 291 | 0 | 0 | 1 | 0 | 0 | 0 | 0 | 0 | 0 | 0 | 0 | 0 | 1 | 0 | 0 | 1 | 0 | Yes |  | 41764.8 | 3388 | 25.058 | 0.444 |  | https://www.google.com/maps/@?api=1&map_action=map&center=37.706099999999999%2C-75.703100000000006&zoom=17&basemap=satellite | 4906 | [118 empty] | 0.42 |  |  | 67 |  |  | 0.35 | 0.42 |  |  | 61 |  |  | 0.4 | 0.42 |  |  | 71 |  |  | 0.3 | 0.06 |  |  | 77 |  |  | 0.05 | 0.16 |  |  | 72 |  |  | 0.12 | 0.07 |  |  | 67 |  |  | 0.06 | 0.23 |  |  | 76 |  |  | 0.16 | 0.018038 | 0.075791 | Oil | FRS_110001890829
837 | 1175 | 2021 | CA | Kellogg's - San Jose | 59280 | Pacific Gas & Electric Co | 14328 | Bloom Energy | 57128 | IPP Non-CHP | California Independent System Operator | CISO | WECC | CAMX | WECC California | CAISO | 6 | 85 | Santa Clara | 37.3564 | -121.8719 | 1 | 1 | NG | GAS |  | 0.67684 | 1.1 | 0.20527 | [8 empty] | 49637 | 23575 | 6522 | 3098 | 0 |  | 0 | 0 | [37 empty] | 49637 | 23575 | [6 empty] | -- | EIA | EIA | [15 empty] | 0 | 0 | 6522 | 0 | 0 | 0 | 0 | 0 | 0 | 0 | 0 | 6522 | 0 | 0 | 6522 | 0 | 0 | 0 | 1 | 0 | 0 | 0 | 0 | 0 | 0 | 0 | 0 | 1 | 0 | 0 | 1 | 0 | [7 empty] | https://www.google.com/maps/@?api=1&map_action=map&center=37.356389%2C-121.871944&zoom=17&basemap=satellite | 281467 | [118 empty] | 0.58 |  |  | 81 |  |  | 0.35 | 0.86 |  |  | 87 |  |  | 0.4 | 0.3 |  |  | 53 |  |  | 0.3 | 0.18 |  |  | 92 |  |  | 0.05 | 0.23 |  |  | 85 |  |  | 0.12 | 0.06 |  |  | 57 |  |  | 0.06 | 0.12 |  |  | 34 |  |  | 0.16 | 0 | 0 | Gas | FRS_110070397210
838 | 10690 | 2021 | VA | Chesterfield Power Station | 3797 | Virginia Electric & Power Co | 19876 | Virginia Electric & Power Co | 19876 | Electric Utility | PJM Interconnection, LLC | PJM | SERC | SRVC | SERC Virginia/Carolina | PJM | 51 | 41 | Chesterfield | 37.3822 | -77.3833 | 4 | 6 | NG | GAS | Yes | 0.23127 | 1499.5 | 0.94789 | [6 empty] | 26316936.18 | 13387044.05 | 26316936.18 | 13387044.05 | 3037850 | 1491987 | 1316.681 | 631.943 | 516.648 | 2050186.229 | 299904.601 | 42240.381 | 2060228.853 |  | 0.867 | 0.847 | 0.34 | 1349.761 | 0.099 | 0.014 | 1356.373 |  | 0.1 | 0.094 | 0.039 | 155.807 | 0.011 | 0.002 | 156.571 |  | 0.867 | 0.847 | 0.34 | 1349.761 | 0.099 | 0.014 | 1356.373 |  | 1316.681 | 631.943 | 516.648 | 2050186.229 | 299904.601 | 42240.381 |  | 26316936.18 | 13387044.05 | 26316936.18 | 13387044.05 | EPA/CAMD | EPA/CAMD | EPA/CAMD | EPA/CAMD | EIA | EIA | -- | EPA/CAMD | EPA/CAMD | [14 empty] | 8663.0137 | 1064729.3 | 25159.697 | 1947961 | 0 | 0 | 0 | 0 | 0 | 0 | 0 | 0 | 3037849.997 | 0 | 0 | 3037849.997 | 0 | 0.35049 | 0.0082821 | 0.64123 | 0 | 0 | 0 | 0 | 0 | 0 | 0 | 0 | 1 | 0 | 0 | 1 | 0 | Yes |  | 29440387.01 | 2388415.314 | 1326.477 | 742.871 |  | https://www.google.com/maps/@?api=1&map_action=map&center=37.382199999999997%2C-77.383300000000006&zoom=17&basemap=satellite | 11530 | [118 empty] | 0.31 |  |  | 53 |  |  | 0.35 | 0.4 |  |  | 60 |  |  | 0.4 | 0.22 |  |  | 41 |  |  | 0.3 | 0.01 |  |  | 60 |  |  | 0.05 | 0.08 |  |  | 50 |  |  | 0.12 | 0.05 |  |  | 54 |  |  | 0.06 | 0.15 |  |  | 46 |  |  | 0.16 | 89.752 | 0.051489 | Gas | FRS_110000342530
839 | 1180 | 2021 | CA | Kern Front Limited | 50494 | Pacific Gas & Electric Co | 14328 | WCAC Operating Company | 60662 | IPP Non-CHP | California Independent System Operator | CISO | WECC | CAMX | WECC California | CAISO | 6 | 29 | Kern | 35.5165 | -119.0401 | 2 | 2 | NG | GAS |  | 0.03742 | 49.8 | 1 | [6 empty] | 177931 | 84509 | 177931 | 84509 | 16326 | 7754 | 27.374 | 13.002 | 0.284 | 10399.094 | 392.271 | 39.227 | 10409.842 |  | 3.353 | 3.354 | 0.035 | 1273.93 | 0.024 | 0.002 | 1275.247 |  | 0.308 | 0.308 | 0.003 | 116.889 | 0.002 | 0 | 117.01 |  | 3.353 | 3.354 | 0.035 | 1273.93 | 0.024 | 0.002 | 1275.247 |  | 27.374 | 13.002 | 0.284 | 10399.094 | 392.271 | 39.227 |  | 177931 | 84509 | 177931 | 84509 | EIA | EIA | EIA | EIA | EIA | EIA | -- | EIA | EIA | [14 empty] | 10898.628 | 0 | 0 | 16326 | 0 | 0 | 0 | 0 | 0 | 0 | 0 | 0 | 16326 | 0 | 0 | 16326 | 0 | 0 | 0 | 1 | 0 | 0 | 0 | 0 | 0 | 0 | 0 | 0 | 1 | 0 | 0 | 1 | 0 | [7 empty] | https://www.google.com/maps/@?api=1&map_action=map&center=35.516469999999998%2C-119.040128&zoom=17&basemap=satellite | 49 | [118 empty] | 0.19 |  |  | 30 |  |  | 0.35 | 0.23 |  |  | 42 |  |  | 0.4 | 0.1 |  |  | 18 |  |  | 0.3 | 0.02 |  |  | 65 |  |  | 0.05 | 0.19 |  |  | 79 |  |  | 0.12 | 0.01 |  |  | 12 |  |  | 0.06 | 0.3 |  |  | 88 |  |  | 0.16 | 0.10106 | 0.010807 | Gas | FRS_110028037363
840 | 10754 | 2021 | VA | Low Moor | 3799 | Virginia Electric & Power Co | 19876 | Virginia Electric & Power Co | 19876 | Electric Utility | PJM Interconnection, LLC | PJM | SERC | SRVC | SERC Virginia/Carolina | PJM | 51 | 5 | Alleghany | 37.777 | -79.892 | 4 | 4 | DFO | OIL |  | 0.00137 | 82.8 | 1 | [6 empty] | 17384 | 6137 | 17384 | 6137 | 996 | 352 | 7.756 | 2.74 | 2.671 | 1419.628 | 114.976 | 22.995 | 1424.491 |  | 15.574 | 15.568 | 5.363 | 2850.659 | 0.115 | 0.023 | 2860.425 |  | 0.892 | 0.893 | 0.307 | 163.326 | 0.007 | 0.001 | 163.885 |  | 15.574 | 15.568 | 5.363 | 2850.659 | 0.115 | 0.023 | 2860.425 |  | 7.756 | 2.74 | 2.671 | 1419.628 | 114.976 | 22.995 |  | 17384 | 6137 | 17384 | 6137 | EIA | EIA | EIA | EIA | EIA | EIA | -- | EIA | EIA | [14 empty] | 17453.8153 | 0 | 996 | 0 | 0 | 0 | 0 | 0 | 0 | 0 | 0 | 0 | 996 | 0 | 0 | 996 | 0 | 0 | 1 | 0 | 0 | 0 | 0 | 0 | 0 | 0 | 0 | 0 | 1 | 0 | 0 | 1 | 0 | [7 empty] | https://www.google.com/maps/@?api=1&map_action=map&center=37.777000000000001%2C-79.891999999999996&zoom=17&basemap=satellite | 1260 | [118 empty] | 0.3 |  |  | 51 |  |  | 0.35 | 0.1 |  |  | 23 |  |  | 0.4 | 0.49 |  |  | 79 |  |  | 0.3 | 0 |  |  | 0 |  |  | 0.05 | 0.15 |  |  | 72 |  |  | 0.12 | 0.05 |  |  | 50 |  |  | 0.06 | 0.2 |  |  | 69 |  |  | 0.16 | 0.018603 | 0.31531 | Oil | FRS_110038099991
841 | 1181 | 2021 | CA | Kern Oil & Refining Co | 58100 | Pacific Gas & Electric Co | 14328 | Kern Oil & Refining Co | 57477 | Industrial Non-CHP | California Independent System Operator | CISO | WECC | CAMX | WECC California | CAISO | 6 | 29 | Kern | 35.2956 | -118.9183 | 1 | 1 | NG | GAS |  | 0.87722 | 4.5 | 0 | [6 empty] | 468436 | 203555 | 468436 | 203555 | 34580 | 15041 | 72.812 | 31.67 | 0.749 | 27377.521 | 1032.725 | 103.273 | 27405.818 |  | 4.211 | 4.211 | 0.043 | 1583.431 | 0.03 | 0.003 | 1585.068 |  | 0.311 | 0.311 | 0.003 | 116.889 | 0.002 | 0 | 117.01 |  | 4.211 | 4.211 | 0.043 | 1583.431 | 0.03 | 0.003 | 1585.068 |  | 72.812 | 31.67 | 0.749 | 27377.521 | 1032.725 | 103.273 |  | 468436 | 203555 | 468436 | 203555 | EIA | EIA | EIA | EIA | EIA | EIA | -- | EIA | EIA | [14 empty] | 13546.443 | 0 | 0 | 34580 | 0 | 0 | 0 | 0 | 0 | 0 | 0 | 0 | 34580 | 0 | 0 | 34580 | 0 | 0 | 0 | 1 | 0 | 0 | 0 | 0 | 0 | 0 | 0 | 0 | 1 | 0 | 0 | 1 | 0 | [7 empty] | https://www.google.com/maps/@?api=1&map_action=map&center=35.295555999999998%2C-118.918333&zoom=17&basemap=satellite | 17073 | [118 empty] | 0.78 |  |  | 94 |  |  | 0.35 | 0.92 |  |  | 90 |  |  | 0.4 | 0.65 |  |  | 91 |  |  | 0.3 | 0.35 |  |  | 97 |  |  | 0.05 | 0.59 |  |  | 99 |  |  | 0.12 | 0.09 |  |  | 78 |  |  | 0.06 | 0.06 |  |  | 12 |  |  | 0.16 | 0.23709 | 0.013529 | Gas | FRS_110000481611
842 | 10774 | 2021 | VA | Northern Neck | 3800 | Virginia Electric & Power Co | 19876 | Virginia Electric & Power Co | 19876 | Electric Utility | PJM Interconnection, LLC | PJM | SERC | SRVC | SERC Virginia/Carolina | PJM | 51 | 159 | Richmond | 37.95 | -76.711 | 4 | 4 | DFO | OIL |  | 0.00847 | 82.8 | 1 | [6 empty] | 107595 | 37983 | 107595 | 37983 | 6142 | 2168 | 49.748 | 17.564 | 16.531 | 8786.516 | 711.62 | 142.324 | 8816.618 |  | 16.199 | 16.203 | 5.383 | 2861.125 | 0.116 | 0.023 | 2870.927 |  | 0.925 | 0.925 | 0.307 | 163.326 | 0.007 | 0.001 | 163.885 |  | 16.199 | 16.203 | 5.383 | 2861.125 | 0.116 | 0.023 | 2870.927 |  | 49.748 | 17.564 | 16.531 | 8786.516 | 711.62 | 142.324 |  | 107595 | 37983 | 107595 | 37983 | EIA | EIA | EIA | EIA | EIA | EIA | -- | EIA | EIA | [14 empty] | 17517.9095 | 0 | 6142 | 0 | 0 | 0 | 0 | 0 | 0 | 0 | 0 | 0 | 6142 | 0 | 0 | 6142 | 0 | 0 | 1 | 0 | 0 | 0 | 0 | 0 | 0 | 0 | 0 | 0 | 1 | 0 | 0 | 1 | 0 | [7 empty] | https://www.google.com/maps/@?api=1&map_action=map&center=37.950000000000003%2C-76.710999999999999&zoom=17&basemap=satellite | 2820 | [118 empty] | 0.36 |  |  | 59 |  |  | 0.35 | 0.46 |  |  | 63 |  |  | 0.4 | 0.29 |  |  | 52 |  |  | 0.3 | 0.01 |  |  | 57 |  |  | 0.05 | 0.21 |  |  | 81 |  |  | 0.12 | 0.03 |  |  | 33 |  |  | 0.06 | 0.22 |  |  | 74 |  |  | 0.16 | 1.2457 | 0.33897 | Oil | FRS_110020680137
843 | 1184 | 2021 | CA | Kern River Cogeneration | 10496 | Southern California Edison Co | 17609 | Kern River Cogeneration Co | 10203 | IPP CHP | California Independent System Operator | CISO | WECC | CAMX | WECC California | CAISO | 6 | 29 | Kern | 35.4515 | -118.9849 | 4 | 4 | NG | GAS |  | 0.07857 | 300 | 1 |  | Yes | 1077291.2 | 0.654 | 0.46587 |  | 1200764.282 | 955491.301 | 1200764.282 | 955491.301 | 206481 | 164336 | 186.526 | 148.425 | 1.919 | 70178.104 | 2647.234 | 264.723 | 70250.638 |  | 1.807 | 1.806 | 0.019 | 679.754 | 0.013 | 0.001 | 680.456 |  | 0.311 | 0.311 | 0.003 | 116.889 | 0.002 | 0 | 117.01 |  | 1.807 | 1.806 | 0.019 | 679.754 | 0.013 | 0.001 | 680.456 |  | 400.38 | 318.596 | 4.119 | 150638.028 | 5682.316 | 568.232 |  | 2577453 | 2050972 | 2577453 | 2050972 | EIA | EIA | EIA | EIA | EIA | EIA | -- | EIA | EIA | [6 empty] | 1376688.718 | 1095480.699 | 213.854 | 170.171 | 2.2 | 80459.924 | 3035.082 | 303.508 | 5815.3742 | 0 | 0 | 206481 | 0 | 0 | 0 | 0 | 0 | 0 | 0 | 0 | 206481 | 0 | 0 | 206481 | 0 | 0 | 0 | 1 | 0 | 0 | 0 | 0 | 0 | 0 | 0 | 0 | 1 | 0 | 0 | 1 | 0 | [7 empty] | https://www.google.com/maps/@?api=1&map_action=map&center=35.451500000000003%2C-118.9849&zoom=17&basemap=satellite | 11675 | [118 empty] | 0.35 |  |  | 59 |  |  | 0.35 | 0.31 |  |  | 52 |  |  | 0.4 | 0.39 |  |  | 68 |  |  | 0.3 | 0 |  |  | 0 |  |  | 0.05 | 0.12 |  |  | 62 |  |  | 0.12 | 0.05 |  |  | 52 |  |  | 0.06 | 0.16 |  |  | 52 |  |  | 0.16 | 1.2977 | 0.0057813 | Gas | FRS_110006825908
844 | 10688 | 2021 | VA | Chesapeake | 3803 | Virginia Electric & Power Co | 19876 | Virginia Electric & Power Co | 19876 | Electric Utility | PJM Interconnection, LLC | PJM | SERC | SRVC | SERC Virginia/Carolina | PJM | 51 | 550 | Chesapeake City | 36.7711 | -76.3019 | 4 | 4 | DFO | OIL |  | 0.0002 | 67.4 | 1 | [6 empty] | 2224.001 | 783.001 | 2224.001 | 783.001 | 115.999 | 40.999 | 0.988 | 0.348 | 0.342 | 181.62 | 14.709 | 2.942 | 182.242 |  | 17.035 | 16.976 | 5.89 | 3131.406 | 0.127 | 0.025 | 3142.134 |  | 0.888 | 0.889 | 0.307 | 163.327 | 0.007 | 0.001 | 163.887 |  | 17.034 | 16.976 | 5.89 | 3131.379 | 0.127 | 0.025 | 3142.107 |  | 0.988 | 0.348 | 0.342 | 181.62 | 14.709 | 2.942 |  | 2224.001 | 783.001 | 2224.001 | 783.001 | EIA | EIA | EIA | EIA | EIA | EIA | -- | EIA | EIA | [14 empty] | 19172.4224 | 0 | 116 | 0 | 0 | 0 | 0 | 0 | 0 | 0 | 0 | 0 | 116 | 0 | 0 | 116 | 0 | 0 | 1 | 0 | 0 | 0 | 0 | 0 | 0 | 0 | 0 | 0 | 1 | 0 | 0 | 1 | 0 | [7 empty] | https://www.google.com/maps/@?api=1&map_action=map&center=36.771099999999997%2C-76.301900000000003&zoom=17&basemap=satellite | 61818 | [118 empty] | 0.44 |  |  | 68 |  |  | 0.35 | 0.57 |  |  | 71 |  |  | 0.4 | 0.3 |  |  | 54 |  |  | 0.3 | 0.03 |  |  | 67 |  |  | 0.05 | 0.09 |  |  | 53 |  |  | 0.12 | 0.06 |  |  | 63 |  |  | 0.06 | 0.12 |  |  | 36 |  |  | 0.16 | 0.018612 | 0.31281 | Oil | FRS_110000342040
845 | 1185 | 2021 | CA | Kern River Eastridge Cogen | 52107 | Pacific Gas & Electric Co | 14328 | Chevron USA Inc | 54713 | Industrial CHP | California Independent System Operator | CISO | WECC | CAMX | WECC California | CAISO | 6 | 29 | Kern | 35.4406 | -118.9617 | 2 | 2 | NG | GAS |  | 0.58305 | 48.8 | 0.36158 |  | Yes | 1566078.4 | 0.543 | 0.42004 |  | 1245044.963 | 520927.352 | 1245044.963 | 520927.352 | 249247 | 103260 | 191.502 | 80.191 | 1.99 | 72766.066 | 2744.857 | 274.486 | 72841.275 |  | 1.537 | 1.553 | 0.016 | 583.887 | 0.011 | 0.001 | 584.491 |  | 0.308 | 0.308 | 0.003 | 116.889 | 0.002 | 0 | 117.01 |  | 1.537 | 1.553 | 0.016 | 583.887 | 0.011 | 0.001 | 584.491 |  | 455.914 | 190.912 | 4.737 | 173236.304 | 6534.76 | 653.476 |  | 2964115 | 1240187 | 2964115 | 1240187 | EIA | EIA | EIA | EIA | EIA | EIA | -- | EIA | EIA | [6 empty] | 1719070.037 | 719259.648 | 264.412 | 110.721 | 2.747 | 100470.238 | 3789.904 | 378.99 | 4995.2255 | 0 | 0 | 249247 | 0 | 0 | 0 | 0 | 0 | 0 | 0 | 0 | 249247 | 0 | 0 | 249247 | 0 | 0 | 0 | 1 | 0 | 0 | 0 | 0 | 0 | 0 | 0 | 0 | 1 | 0 | 0 | 1 | 0 | [7 empty] | https://www.google.com/maps/@?api=1&map_action=map&center=35.440600000000003%2C-118.96169999999999&zoom=17&basemap=satellite | 19037 | [118 empty] | 0.51 |  |  | 75 |  |  | 0.35 | 0.65 |  |  | 76 |  |  | 0.4 | 0.37 |  |  | 64 |  |  | 0.3 | 0.04 |  |  | 70 |  |  | 0.05 | 0.19 |  |  | 78 |  |  | 0.12 | 0.05 |  |  | 54 |  |  | 0.06 | 0.13 |  |  | 38 |  |  | 0.16 | 0.60021 | 0.0049777 | Gas | FRS_110006825908
846 | 10789 | 2021 | VA | Possum Point Power Station | 3804 | Virginia Electric & Power Co | 19876 | Virginia Electric & Power Co | 19876 | Electric Utility | PJM Interconnection, LLC | PJM | SERC | SRVC | SERC Virginia/Carolina | PJM | 51 | 153 | Prince William | 38.5367 | -77.2806 | 2 | 9 | NG | GAS |  | 0.37305 | 709 | 0.71159 | [6 empty] | 16908716.19 | 8548919.771 | 16908716.19 | 8548919.771 | 2316932.998 | 1156958 | 91.124 | 45.726 | 5.441 | 1005263.821 | 37027.86 | 3723.835 | 1006281.521 |  | 0.079 | 0.079 | 0.005 | 867.754 | 0.016 | 0.002 | 868.632 |  | 0.011 | 0.011 | 0.001 | 118.905 | 0.002 | 0 | 119.025 |  | 0.079 | 0.079 | 0.005 | 867.754 | 0.016 | 0.002 | 868.632 |  | 91.124 | 45.726 | 5.441 | 1005263.821 | 37027.86 | 3723.835 |  | 16908716.19 | 8548919.771 | 16908716.19 | 8548919.771 | EPA/CAMD | EPA/CAMD | EPA/CAMD | EPA/CAMD | EIA | EIA | -- | EPA/CAMD | EPA/CAMD | [14 empty] | 7297.8873 | 0 | 3327.528 | 2313605.5 | 0 | 0 | 0 | 0 | 0 | 0 | 0 | 0 | 2316933.028 | 0 | 0 | 2316933.028 | 0 | 0 | 0.0014362 | 0.99856 | 0 | 0 | 0 | 0 | 0 | 0 | 0 | 0 | 1 | 0 | 0 | 1 | 0 | Yes |  | 13042295.01 | 777458.644 | 69.577 | 6.369 |  | https://www.google.com/maps/@?api=1&map_action=map&center=38.536700000000003%2C-77.280600000000007&zoom=17&basemap=satellite | 20366 | [118 empty] | 0.46 |  |  | 70 |  |  | 0.35 | 0.72 |  |  | 79 |  |  | 0.4 | 0.2 |  |  | 36 |  |  | 0.3 | 0.05 |  |  | 75 |  |  | 0.05 | 0.1 |  |  | 57 |  |  | 0.12 | 0.07 |  |  | 71 |  |  | 0.06 | 0.07 |  |  | 15 |  |  | 0.16 | 84.8498 | 0.049556 | Gas | FRS_110000340774
847 | 1192 | 2021 | CA | Kiefer Landfill | 55766 | Sacramento Municipal Util Dist | 16534 | Sacramento County of Dpt Waste | 16546 | Commercial Non-CHP | Balancing Authority of Northern California | BANC | WECC | CAMX | WECC California |  | 6 | 67 | Sacramento | 38.5136 | -121.1944 | 3 | 3 | LFG | BIOMASS |  | 0.82477 | 9 | 0 | Yes | [5 empty] | 833328 | 347082 | 833328 | 347082 | 65025 | 27083.001 | 0 | 0 | 13.958 | 0.001 | 0 | 0 | 0.001 |  | 0 | 0 | 0.429 | 0 | 0 | 0 | 0 |  | 0 | 0 | 0.034 | 0 | 0 | 0 | 0 |  | 0 | 0 | 0.429 | 0 | 0 | 0 | 0 |  | 598.182 | 249.144 | 18.75 | 52916.154 | 1938.323 | 193.832 |  | 833328 | 347082 | 833328 | 347082 | EIA | EIA | EIA | EIA | EIA | EIA | -- | EIA | EIA | 598.182 | 249.144 | 4.792 | 52916.153 | 1938.323 | 193.832 | [8 empty] | 12815.5017 | 0 | 0 | 0 | 0 | 0 | 65025 | 0 | 0 | 0 | 0 | 0 | 0 | 65025 | 65025 | 65025 | 0 | 0 | 0 | 0 | 0 | 0 | 1 | 0 | 0 | 0 | 0 | 0 | 0 | 1 | 1 | 1 | 0 | [7 empty] | https://www.google.com/maps/@?api=1&map_action=map&center=38.513599999999997%2C-121.1944&zoom=17&basemap=satellite | 4614 | [118 empty] | 0.32 |  |  | 55 |  |  | 0.35 | 0.51 |  |  | 67 |  |  | 0.4 | 0.13 |  |  | 23 |  |  | 0.3 | 0.06 |  |  | 77 |  |  | 0.05 | 0.06 |  |  | 39 |  |  | 0.12 | 0.07 |  |  | 66 |  |  | 0.06 | 0.09 |  |  | 23 |  |  | 0.16 | 6.5564 | 0.19373 | Biomass | FRS_110017972764
848 | 10843 | 2021 | VA | Yorktown Power Station | 3809 | Virginia Electric & Power Co | 19876 | Virginia Electric & Power Co | 19876 | Electric Utility | PJM Interconnection, LLC | PJM | SERC | SRVC | SERC Virginia/Carolina | PJM | 51 | 199 | York | 37.2144 | -76.4611 | 1 | 1 | RFO | OIL |  | 0.00637 | 882 | 1 | [6 empty] | 598522.219 | 563268.326 | 598522.219 | 563268.326 | 49228 | 49228 | 38.053 | 37.659 | 116.023 | 48438.667 | 3145.289 | 555.514 | 48560.755 |  | 1.546 | 1.53 | 4.714 | 1967.932 | 0.064 | 0.011 | 1972.892 |  | 0.127 | 0.134 | 0.388 | 161.861 | 0.005 | 0.001 | 162.269 |  | 1.546 | 1.53 | 4.714 | 1967.932 | 0.064 | 0.011 | 1972.892 |  | 38.053 | 37.659 | 116.023 | 48438.667 | 3145.289 | 555.514 |  | 598522.219 | 563268.326 | 598522.219 | 563268.326 | EPA/CAMD | EPA/CAMD | EPA/CAMD | EPA/CAMD | EIA | EIA | -- | EPA/CAMD | EPA/CAMD | [14 empty] | 12158.1665 | 0 | 27458.25 | 21769.75 | 0 | 0 | 0 | 0 | 0 | 0 | 0 | 0 | 49228 | 0 | 0 | 49228 | 0 | 0 | 0.55778 | 0.44222 | 0 | 0 | 0 | 0 | 0 | 0 | 0 | 0 | 1 | 0 | 0 | 1 | 0 | Yes |  | 423922.98 | 34294.609 | 28.664 | 77.175 |  | https://www.google.com/maps/@?api=1&map_action=map&center=37.214399999999998%2C-76.461100000000002&zoom=17&basemap=satellite | 11749 | [118 empty] | 0.13 |  |  | 18 |  |  | 0.35 | 0.16 |  |  | 34 |  |  | 0.4 | 0.1 |  |  | 18 |  |  | 0.3 | 0 |  |  | 0 |  |  | 0.05 | 0.05 |  |  | 35 |  |  | 0.12 | 0.03 |  |  | 35 |  |  | 0.06 | 0.21 |  |  | 71 |  |  | 0.16 | 5.2202 | 0.17404 | Oil | FRS_110000342371
849 | 1195 | 2021 | CA | King City Peaking | 55811 | Pacific Gas & Electric Co | 14328 | Calpine Corp-King City | 2865 | IPP Non-CHP | California Independent System Operator | CISO | WECC | CAMX | WECC California | CAISO | 6 | 53 | Monterey | 36.2248 | -121.1246 | 1 | 1 | NG | GAS |  | 0.02686 | 47.3 | 1 | [6 empty] | 118326 | 56199 | 118326 | 56199 | 11130 | 5286 | 18.222 | 8.654 | 0.189 | 6915.507 | 260.864 | 26.086 | 6922.655 |  | 3.274 | 3.274 | 0.034 | 1242.679 | 0.023 | 0.002 | 1243.963 |  | 0.308 | 0.308 | 0.003 | 116.889 | 0.002 | 0 | 117.01 |  | 3.274 | 3.274 | 0.034 | 1242.679 | 0.023 | 0.002 | 1243.963 |  | 18.222 | 8.654 | 0.189 | 6915.507 | 260.864 | 26.086 |  | 118326 | 56199 | 118326 | 56199 | EIA | EIA | EIA | EIA | EIA | EIA | -- | EIA | EIA | [14 empty] | 10631.2668 | 0 | 0 | 11130 | 0 | 0 | 0 | 0 | 0 | 0 | 0 | 0 | 11130 | 0 | 0 | 11130 | 0 | 0 | 0 | 1 | 0 | 0 | 0 | 0 | 0 | 0 | 0 | 0 | 1 | 0 | 0 | 1 | 0 | [7 empty] | https://www.google.com/maps/@?api=1&map_action=map&center=36.224758000000001%2C-121.124633&zoom=17&basemap=satellite | 14354 | [118 empty] | 0.72 |  |  | 91 |  |  | 0.35 | 0.9 |  |  | 89 |  |  | 0.4 | 0.53 |  |  | 83 |  |  | 0.3 | 0.28 |  |  | 96 |  |  | 0.05 | 0.51 |  |  | 98 |  |  | 0.12 | 0.11 |  |  | 88 |  |  | 0.06 | 0.07 |  |  | 16 |  |  | 0.16 | 0.057697 | 0.010798 | Gas | FRS_110028037050
850 | 1196 | 2021 | CA | King City Power Plant | 10294 | Pacific Gas & Electric Co | 14328 | Calpine King City Cogen LLC | 2938 | IPP CHP | California Independent System Operator | CISO | WECC | CAMX | WECC California | CAISO | 6 | 53 | Monterey | 36.225 | -121.1278 | 2 | 2 | NG | GAS |  | 0.07206 | 133.2 | 1 |  | Yes | 71911.2 | 3.991 | 0.84179 |  | 682129.775 | 557444.671 | 682129.775 | 557444.671 | 84081 | 71163 | 11.627 | 9.439 | 0.205 | 40471.353 | 1381.235 | 138.124 | 40509.199 |  | 0.277 | 0.265 | 0.005 | 962.675 | 0.016 | 0.002 | 963.576 |  | 0.034 | 0.034 | 0.001 | 118.662 | 0.002 | 0 | 118.773 |  | 0.277 | 0.265 | 0.005 | 962.675 | 0.016 | 0.002 | 963.576 |  | 13.812 | 11.213 | 0.243 | 48077.617 | 1640.827 | 164.083 |  | 810330.55 | 662211.889 | 810330.55 | 662211.889 | EPA/CAMD | EPA/CAMD | EPA/CAMD | EPA/CAMD | EIA | EIA | -- | EPA/CAMD | EPA/CAMD | [6 empty] | 128200.775 | 104767.218 | 2.185 | 1.774 | 0.038 | 7606.264 | 259.592 | 25.959 | 8112.7695 | 0 | 0 | 84081 | 0 | 0 | 0 | 0 | 0 | 0 | 0 | 0 | 84081 | 0 | 0 | 84081 | 0 | 0 | 0 | 1 | 0 | 0 | 0 | 0 | 0 | 0 | 0 | 0 | 1 | 0 | 0 | 1 | 0 | Yes |  | 580492.085 | 34440.572 | 24.17 | 0.174 |  | https://www.google.com/maps/@?api=1&map_action=map&center=36.225000000000001%2C-121.12779999999999&zoom=17&basemap=satellite | 14326 | [118 empty] | 0.72 |  |  | 91 |  |  | 0.35 | 0.9 |  |  | 89 |  |  | 0.4 | 0.53 |  |  | 83 |  |  | 0.3 | 0.28 |  |  | 96 |  |  | 0.05 | 0.51 |  |  | 98 |  |  | 0.12 | 0.11 |  |  | 88 |  |  | 0.06 | 0.07 |  |  | 16 |  |  | 0.16 | 1.3133 | 0.042674 | Gas | FRS_110000529376
851 | 1199 | 2021 | CA | Kings Beach | 6518 | Liberty Utilities | 57483 | Liberty Utilities (CalPeco Electric) LLC | 57222 | Electric Utility | Nevada Power Company | NEVP | WECC | NWPP | WECC Northwest |  | 6 | 61 | Placer | 39.2458 | -120.0272 | 6 | 6 | DFO | OIL |  | 0 | 15 | [11 empty] | 0 | 0 | 0 |  | 0 | 0 | [45 empty] | -- | [17 empty] | 0 | 0 | 0 | 0 | 0 | 0 | 0 | 0 | 0 | 0 | 0 | 0 | 0 | 0 | 0 | 0 | [23 empty] | https://www.google.com/maps/@?api=1&map_action=map&center=39.245832999999998%2C-120.02722199999999&zoom=17&basemap=satellite | 5254 | [118 empty] | 0.28 |  |  | 48 |  |  | 0.35 | 0.29 |  |  | 50 |  |  | 0.4 | 0.27 |  |  | 50 |  |  | 0.3 | 0.1 |  |  | 84 |  |  | 0.05 | 0.09 |  |  | 51 |  |  | 0.12 | 0.02 |  |  | 18 |  |  | 0.06 | 0.18 |  |  | 60 |  |  | 0.16 | 0.05301 | 10.5999 | Oil | FRS_110028037069
852 | 1202 | 2021 | CA | Kingsburg Cogen Facility | 10405 | Pacific Gas & Electric Co | 14328 | KES Kingsburg LP | 10337 | IPP CHP | California Independent System Operator | CISO | WECC | CAMX | WECC California | CAISO | 6 | 19 | Fresno | 36.5397 | -119.5794 | 1 | 2 | NG | GAS |  | 0.03656 | 36.2 | 1 |  | Yes | 1181.6 | 33.489 | 0.9781 |  | 125811.933 | 116887.573 | 125811.933 | 116887.573 | 11594 | 10761 | 0.893 | 0.803 | 0.038 | 7479.13 | 263.327 | 26.333 | 7486.345 |  | 0.154 | 0.149 | 0.007 | 1290.172 | 0.023 | 0.002 | 1291.417 |  | 0.014 | 0.014 | 0.001 | 118.894 | 0.002 | 0 | 119.009 |  | 0.154 | 0.149 | 0.007 | 1290.172 | 0.023 | 0.002 | 1291.417 |  | 0.913 | 0.821 | 0.039 | 7646.629 | 269.224 | 26.922 |  | 128629.563 | 119505.337 | 128629.563 | 119505.337 | EPA/CAMD | EPA/CAMD | EPA/CAMD | EPA/CAMD | EIA | EIA | -- | EPA/CAMD | EPA/CAMD | [6 empty] | 2817.63 | 2617.764 | 0.02 | 0.018 | 0.001 | 167.499 | 5.897 | 0.59 | 10851.4691 | 0 | 0 | 11594 | 0 | 0 | 0 | 0 | 0 | 0 | 0 | 0 | 11594 | 0 | 0 | 11594 | 0 | 0 | 0 | 1 | 0 | 0 | 0 | 0 | 0 | 0 | 0 | 0 | 1 | 0 | 0 | 1 | 0 | Yes |  | 141877.743 | 8430.816 | 1.571 | 0.043 |  | https://www.google.com/maps/@?api=1&map_action=map&center=36.539700000000003%2C-119.57940000000001&zoom=17&basemap=satellite | 23638 | [118 empty] | 0.58 |  |  | 81 |  |  | 0.35 | 0.73 |  |  | 79 |  |  | 0.4 | 0.44 |  |  | 73 |  |  | 0.3 | 0.11 |  |  | 86 |  |  | 0.05 | 0.23 |  |  | 84 |  |  | 0.12 | 0.07 |  |  | 70 |  |  | 0.06 | 0.13 |  |  | 38 |  |  | 0.16 | 0.088214 | 0.053757 | Gas | FRS_110000522818
853 | 1206 | 2021 | CA | KSR028 Merced Fuel Cell | 63712 | Pacific Gas & Electric Co. | 14328 | 2016 ESA Project Company, LLC | 62150 | IPP Non-CHP | California Independent System Operator | CISO | WECC | CAMX | WECC California | CAISO | 6 | 1 | Alameda | 37.7065 | -122.1647 | 1 | 1 | NG | GAS |  | 0.88527 | 2 | 0 | [8 empty] | 115185 | 54708 | 15510 | 7367 | 0 |  | 0 | 0 | [37 empty] | 115185 | 54708 | [6 empty] | -- | EIA | EIA | [15 empty] | 0 | 0 | 15510 | 0 | 0 | 0 | 0 | 0 | 0 | 0 | 0 | 15510 | 0 | 0 | 15510 | 0 | 0 | 0 | 1 | 0 | 0 | 0 | 0 | 0 | 0 | 0 | 0 | 1 | 0 | 0 | 1 | 0 | [7 empty] | https://www.google.com/maps/@?api=1&map_action=map&center=37.706490000000002%2C-122.16471&zoom=17&basemap=satellite | 160156 | [118 empty] | 0.54 |  |  | 78 |  |  | 0.35 | 0.82 |  |  | 84 |  |  | 0.4 | 0.26 |  |  | 48 |  |  | 0.3 | 0.12 |  |  | 87 |  |  | 0.05 | 0.19 |  |  | 79 |  |  | 0.12 | 0.06 |  |  | 56 |  |  | 0.06 | 0.14 |  |  | 44 |  |  | 0.16 | 0 | 0 | Gas | FRS_110070871595
854 | 3756 | 2021 | IN | Edwardsport Generating Station | 1004 | Duke Energy Indiana Inc | 15470 | Duke Energy Indiana, LLC | 15470 | Electric Utility | Midcontinent Independent Transmission System Operator, Inc.. | MISO | RFC | RFCW | RFC West | MISO | 18 | 83 | Knox | 38.8067 | -87.2472 | 2 | 3 | SGC | COAL | Yes | 0.54491 | 804.5 | 0.42516 | [6 empty] | 29132544.01 | 12417463.74 | 29132544.01 | 12417463.74 | 3840179 | 1574072 | 772.556 | 380.424 | 66.861 | 3557347.9 | 270594.071 | 38088.273 | 3566405.479 |  | 0.402 | 0.483 | 0.035 | 1852.699 | 0.07 | 0.01 | 1857.416 |  | 0.053 | 0.061 | 0.005 | 244.218 | 0.009 | 0.001 | 244.84 |  | 0.402 | 0.483 | 0.035 | 1852.699 | 0.07 | 0.01 | 1857.416 |  | 772.556 | 380.424 | 66.861 | 3557347.9 | 270594.071 | 38088.273 |  | 29132544.01 | 12417463.74 | 29132544.01 | 12417463.74 | EPA/CAMD | EPA/CAMD | EPA/CAMD | EPA/CAMD | EIA | EIA | -- | EPA/CAMD | EPA/CAMD | [14 empty] | 7586.2463 | 2724198.3 | 0 | 1115980.73 | 0 | 0 | 0 | 0 | 0 | 0 | 0 | 0 | 3840179.03 | 0 | 0 | 3840179.03 | 0 | 0.70939 | 0 | 0.29061 | 0 | 0 | 0 | 0 | 0 | 0 | 0 | 0 | 1 | 0 | 0 | 1 | 0 | Yes |  | 29133197.98 | 3480710.922 | 826.598 | 56.431 |  | https://www.google.com/maps/@?api=1&map_action=map&center=38.806699999999999%2C-87.247200000000007&zoom=17&basemap=satellite | 799 | [118 empty] | 0.12 |  |  | 15 |  |  | 0.35 | 0.01 |  |  | 5 |  |  | 0.4 | 0.23 |  |  | 43 |  |  | 0.3 | 0 |  |  | 0 |  |  | 0.05 | 0.09 |  |  | 54 |  |  | 0.12 | 0.06 |  |  | 62 |  |  | 0.06 | 0.13 |  |  | 39 |  |  | 0.16 | 21.2505 | 0.013006 | Coal | FRS_110040086803
855 | 1207 | 2021 | CA | KSR053 Cantara Fuel Cell | 63716 | Los Angeles Department of Water & Power | 11208 | 2016 ESA Project Company, LLC | 62150 | IPP Non-CHP | California Independent System Operator | CISO | WECC | CAMX | WECC California | CAISO | 6 | 37 | Los Angeles | 33.7902 | -118.2943 | 1 | 1 | NG | GAS |  | 0.77982 | 1.6 | 0.033628 | [8 empty] | 82901 | 39375 | 10930 | 5191 | 0 |  | 0 | 0 | [37 empty] | 82901 | 39375 | [6 empty] | -- | EIA | EIA | [15 empty] | 0 | 0 | 10930 | 0 | 0 | 0 | 0 | 0 | 0 | 0 | 0 | 10930 | 0 | 0 | 10930 | 0 | 0 | 0 | 1 | 0 | 0 | 0 | 0 | 0 | 0 | 0 | 0 | 1 | 0 | 0 | 1 | 0 | [7 empty] | https://www.google.com/maps/@?api=1&map_action=map&center=33.790199999999999%2C-118.29431&zoom=17&basemap=satellite | 213951 | [118 empty] | 0.56 |  |  | 80 |  |  | 0.35 | 0.81 |  |  | 84 |  |  | 0.4 | 0.32 |  |  | 56 |  |  | 0.3 | 0.12 |  |  | 87 |  |  | 0.05 | 0.21 |  |  | 82 |  |  | 0.12 | 0.06 |  |  | 61 |  |  | 0.06 | 0.15 |  |  | 48 |  |  | 0.16 | 0 | 0 | Gas | FRS_110070871599
856 | 3837 | 2021 | IN | Noblesville | 1007 | Duke Energy Indiana Inc | 15470 | Duke Energy Indiana, LLC | 15470 | Electric Utility | Midcontinent Independent Transmission System Operator, Inc.. | MISO | RFC | RFCW | RFC West | MISO | 18 | 57 | Hamilton | 40.0969 | -85.9714 | 3 | 5 | NG | GAS |  | 0.51388 | 283 | 0.47686 | [6 empty] | 9605570.234 | 4491970.675 | 9605570.234 | 4491970.675 | 1273956 | 587331 | 83.05 | 36.694 | 2.882 | 570835.246 | 23161.16 | 2316.116 | 571469.862 |  | 0.13 | 0.125 | 0.005 | 896.162 | 0.018 | 0.002 | 897.158 |  | 0.017 | 0.016 | 0.001 | 118.855 | 0.002 | 0 | 118.987 |  | 0.13 | 0.125 | 0.005 | 896.162 | 0.018 | 0.002 | 897.158 |  | 83.05 | 36.694 | 2.882 | 570835.246 | 23161.16 | 2316.116 |  | 9605570.234 | 4491970.675 | 9605570.234 | 4491970.675 | EPA/CAMD | EPA/CAMD | EPA/CAMD | EPA/CAMD | EIA | EIA | -- | EPA/CAMD | EPA/CAMD | [14 empty] | 7539.9545 | 0 | 0 | 1273956 | 0 | 0 | 0 | 0 | 0 | 0 | 0 | 0 | 1273956 | 0 | 0 | 1273956 | 0 | 0 | 0 | 1 | 0 | 0 | 0 | 0 | 0 | 0 | 0 | 0 | 1 | 0 | 0 | 1 | 0 | Yes |  | 11574676.1 | 687879.003 | 150.089 | 3.472 |  | https://www.google.com/maps/@?api=1&map_action=map&center=40.096899999999998%2C-85.971400000000003&zoom=17&basemap=satellite | 10056 | [118 empty] | 0.12 |  |  | 14 |  |  | 0.35 | 0.09 |  |  | 21 |  |  | 0.4 | 0.15 |  |  | 26 |  |  | 0.3 | 0 |  |  | 0 |  |  | 0.05 | 0.05 |  |  | 37 |  |  | 0.12 | 0.07 |  |  | 70 |  |  | 0.06 | 0.11 |  |  | 30 |  |  | 0.16 | 38.9486 | 0.04648 | Gas | FRS_110000396349
857 | 1209 | 2021 | CA | Kyocera America Project | 10720 | San Diego Gas & Electric Co | 16609 | Kyocera International, Ind | 9948 | Industrial CHP | California Independent System Operator | CISO | WECC | CAMX | WECC California | CAISO | 6 | 73 | San Diego | 32.8197 | -117.1405 | 2 | 2 | NG | GAS |  | 0.31534 | 3.8 | 0.80777 |  | Yes | 10113.6 | 3.542 | 0.82527 |  | 116853.556 | 55500.364 | 116853.556 | 55500.364 | 10497 | 4986 | 157.166 | 74.647 | 0.187 | 6829.451 | 257.618 | 25.762 | 6836.509 |  | 29.945 | 29.943 | 0.036 | 1301.219 | 0.025 | 0.002 | 1302.564 |  | 2.69 | 2.69 | 0.003 | 116.889 | 0.002 | 0 | 117.01 |  | 29.945 | 29.943 | 0.036 | 1301.219 | 0.025 | 0.002 | 1302.564 |  | 190.441 | 90.451 | 0.226 | 8275.394 | 312.162 | 31.216 |  | 141594 | 67251 | 141594 | 67251 | EIA | EIA | EIA | EIA | EIA | EIA | -- | EIA | EIA | [6 empty] | 24740.444 | 11750.636 | 33.275 | 15.804 | 0.04 | 1445.943 | 54.543 | 5.454 | 11132.0907 | 0 | 0 | 10497 | 0 | 0 | 0 | 0 | 0 | 0 | 0 | 0 | 10497 | 0 | 0 | 10497 | 0 | 0 | 0 | 1 | 0 | 0 | 0 | 0 | 0 | 0 | 0 | 0 | 1 | 0 | 0 | 1 | 0 | [7 empty] | https://www.google.com/maps/@?api=1&map_action=map&center=32.819674999999997%2C-117.140548&zoom=17&basemap=satellite | 118080 | [118 empty] | 0.38 |  |  | 62 |  |  | 0.35 | 0.52 |  |  | 68 |  |  | 0.4 | 0.24 |  |  | 44 |  |  | 0.3 | 0.06 |  |  | 76 |  |  | 0.05 | 0.08 |  |  | 47 |  |  | 0.12 | 0.07 |  |  | 69 |  |  | 0.06 | 0.12 |  |  | 35 |  |  | 0.16 | 0.029628 | 0.0049533 | Gas | FRS_110010061333
858 | 3856 | 2021 | IN | R Gallagher | 1008 | Duke Energy Indiana Inc | 15470 | Duke Energy Indiana, LLC | 15470 | Electric Utility | Midcontinent Independent Transmission System Operator, Inc.. | MISO | RFC | RFCW | RFC West | MISO | 18 | 43 | Floyd | 38.2636 | -85.8381 | 2 | 2 | BIT | COAL | Yes | 0.00974 | 300 | 1 | [6 empty] | 344719.966 | 29276.299 | 344719.966 | 29276.299 | 25590 | 110 | 68.73 | 12.364 | 117.228 | 35369.472 | 7885.681 | 1174.788 | 35643.086 |  | 5.372 | 224.8 | 9.162 | 2764.32 | 0.308 | 0.046 | 2785.704 |  | 0.399 | 0.845 | 0.68 | 205.207 | 0.023 | 0.003 | 206.794 |  | 5.372 | 224.8 | 9.162 | 2764.32 | 0.308 | 0.046 | 2785.704 |  | 68.73 | 12.364 | 117.228 | 35369.472 | 7885.681 | 1174.788 |  | 344719.966 | 29276.299 | 344719.966 | 29276.299 | EPA/CAMD | EPA/CAMD; EIA | EPA/CAMD | EPA/CAMD | EIA | EIA | -- | EPA/CAMD | EPA/CAMD | [14 empty] | 13470.8857 | 20129.369 | 5460.631 | 0 | 0 | 0 | 0 | 0 | 0 | 0 | 0 | 0 | 25590 | 0 | 0 | 25590 | 0 | 0.78661 | 0.21339 | 0 | 0 | 0 | 0 | 0 | 0 | 0 | 0 | 0 | 1 | 0 | 0 | 1 | 0 | Yes | [6 empty] | https://www.google.com/maps/@?api=1&map_action=map&center=38.263599999999997%2C-85.838099999999997&zoom=17&basemap=satellite | 54603 | [118 empty] | 0.61 |  |  | 84 |  |  | 0.35 | 0.65 |  |  | 75 |  |  | 0.4 | 0.58 |  |  | 86 |  |  | 0.3 | 0 |  |  | 0 |  |  | 0.05 | 0.19 |  |  | 78 |  |  | 0.12 | 0.06 |  |  | 63 |  |  | 0.06 | 0.14 |  |  | 46 |  |  | 0.16 | 7.5722 | 0.38569 | Coal | FRS_110007565214
859 | 1213 | 2021 | CA | La Paloma Generating Plant | 55151 | Pacific Gas & Electric Co | 14328 | CXA La Paloma LLC | 61173 | IPP Non-CHP | California Independent System Operator | CISO | WECC | CAMX | WECC California | CAISO | 6 | 29 | Kern | 35.2956 | -119.5919 | 4 | 4 | NG | GAS |  | 0.12278 | 1156 | 1 | [6 empty] | 9905903.316 | 7622182.24 | 9905903.316 | 7622182.24 | 1243350 | 955324 | 38.009 | 28.176 | 2.971 | 588693.116 | 21516.768 | 2151.677 | 589282.675 |  | 0.061 | 0.059 | 0.005 | 946.947 | 0.017 | 0.002 | 947.895 |  | 0.008 | 0.007 | 0.001 | 118.857 | 0.002 | 0 | 118.976 |  | 0.061 | 0.059 | 0.005 | 946.947 | 0.017 | 0.002 | 947.895 |  | 38.009 | 28.176 | 2.971 | 588693.116 | 21516.768 | 2151.677 |  | 9905903.316 | 7622182.24 | 9905903.316 | 7622182.24 | EPA/CAMD | EPA/CAMD | EPA/CAMD | EPA/CAMD | EIA | EIA | -- | EPA/CAMD | EPA/CAMD | [14 empty] | 7967.1077 | 0 | 0 | 1243350 | 0 | 0 | 0 | 0 | 0 | 0 | 0 | 0 | 1243350 | 0 | 0 | 1243350 | 0 | 0 | 0 | 1 | 0 | 0 | 0 | 0 | 0 | 0 | 0 | 0 | 1 | 0 | 0 | 1 | 0 | Yes |  | 12905088.55 | 766935.065 | 56.824 | 3.873 |  | https://www.google.com/maps/@?api=1&map_action=map&center=35.2956%2C-119.5919&zoom=17&basemap=satellite | 159 | [118 empty] | 0.34 |  |  | 57 |  |  | 0.35 | 0.27 |  |  | 47 |  |  | 0.4 | 0.41 |  |  | 70 |  |  | 0.3 | 0.01 |  |  | 59 |  |  | 0.05 | 0.22 |  |  | 82 |  |  | 0.12 | 0.12 |  |  | 92 |  |  | 0.06 | 0.1 |  |  | 28 |  |  | 0.16 | 31.3791 | 0.039057 | Gas | FRS_110002932328
860 | 3761 | 2021 | IN | F B Culley Generating Station | 1012 | Southern Indiana Gas & Elec Co | 17633 | Southern Indiana Gas & Elec Co | 17633 | Electric Utility | Midcontinent Independent Transmission System Operator, Inc.. | MISO | RFC | RFCW | RFC West | MISO | 18 | 173 | Warrick | 37.9111 | -87.3275 | 2 | 2 | BIT | COAL | Yes | 0.65546 | 368.9 | 0.2409 | [6 empty] | 25990641.67 | 11927476.28 | 25990641.67 | 11927476.28 | 2118170 | 989677 | 1585.155 | 801.881 | 1518.802 | 2665568.017 | 545138.929 | 79239.449 | 2684188.932 |  | 1.497 | 1.62 | 1.434 | 2516.859 | 0.257 | 0.037 | 2534.441 |  | 0.122 | 0.134 | 0.117 | 205.118 | 0.021 | 0.003 | 206.55 |  | 1.497 | 1.62 | 1.434 | 2516.859 | 0.257 | 0.037 | 2534.442 |  | 1585.155 | 801.881 | 1518.802 | 2665568.017 | 545138.929 | 79239.449 |  | 25990641.67 | 11927476.28 | 25990641.67 | 11927476.28 | EPA/CAMD | EPA/CAMD | EPA/CAMD | EPA/CAMD | EIA | EIA | -- | EPA/CAMD | EPA/CAMD | [14 empty] | 12270.3287 | 2068976.4 | 0 | 49193.564 | 0 | 0 | 0 | 0 | 0 | 0 | 0 | 0 | 2118169.964 | 0 | 0 | 2118169.964 | 0 | 0.97678 | 0 | 0.023225 | 0 | 0 | 0 | 0 | 0 | 0 | 0 | 0 | 1 | 0 | 0 | 1 | 0 | Yes |  | 11316006.38 | 1157672.509 | 1004.852 | 596.645 |  | https://www.google.com/maps/@?api=1&map_action=map&center=37.911099999999998%2C-87.327500000000001&zoom=17&basemap=satellite | 1235 | [118 empty] | 0.15 |  |  | 20 |  |  | 0.35 | 0.12 |  |  | 28 |  |  | 0.4 | 0.17 |  |  | 31 |  |  | 0.3 | 0 |  |  | 0 |  |  | 0.05 | 0.07 |  |  | 45 |  |  | 0.12 | 0.08 |  |  | 71 |  |  | 0.06 | 0.23 |  |  | 75 |  |  | 0.16 | 93.2866 | 0.20217 | Coal | FRS_110000403723
861 | 1216 | 2021 | CA | Laguna Water Reclamation Facility | 58960 | Pacific Gas & Electric Co | 14328 | City of Santa Rosa | 58824 | Commercial CHP | California Independent System Operator | CISO | WECC | CAMX | WECC California | CAISO | 6 | 97 | Sonoma | 38.3689 | -122.7658 | 4 | 4 | OBG | BIOMASS |  | 0.37648 | 4.4 | 0.70587 | Yes | Yes | 56309.6 | 0.88 | 0.53975 |  | 84558.594 | 36281.112 | 84558.594 | 36281.112 | 14511 | 6226 | 138.986 | 57.889 | 0.216 | 1154.167 | 194.477 | 19.448 | 1159.496 |  | 19.156 | 18.596 | 0.03 | 159.075 | 0.013 | 0.001 | 159.809 |  | 3.287 | 3.191 | 0.005 | 27.299 | 0.002 | 0 | 27.425 |  | 19.156 | 18.596 | 0.03 | 159.075 | 0.013 | 0.001 | 159.809 |  | 257.504 | 107.252 | 0.4 | 9948.132 | 360.313 | 36.031 |  | 156664 | 67219 | 156664 | 67219 | EIA | EIA | EIA | EIA | EIA | EIA | -- | EIA | EIA |  |  |  | 7809.776 |  |  | 72105.406 | 30937.888 | 118.518 | 49.363 | 0.184 | 984.189 | 165.836 | 16.584 | 5827.2065 | 0 | 0 | 3119.021 | 0 | 0 | 11391.979 | 0 | 0 | 0 | 0 | 0 | 3119.021 | 11391.979 | 11391.979 | 14511 | 0 | 0 | 0 | 0.21494 | 0 | 0 | 0.78506 | 0 | 0 | 0 | 0 | 0 | 0.21494 | 0.78506 | 0.78506 | 1 | 0 | [7 empty] | https://www.google.com/maps/@?api=1&map_action=map&center=38.368889000000003%2C-122.765833&zoom=17&basemap=satellite | 13666 | [118 empty] | 0.27 |  |  | 47 |  |  | 0.35 | 0.32 |  |  | 52 |  |  | 0.4 | 0.23 |  |  | 42 |  |  | 0.3 | 0.04 |  |  | 72 |  |  | 0.05 | 0.1 |  |  | 54 |  |  | 0.12 | 0.05 |  |  | 52 |  |  | 0.06 | 0.2 |  |  | 67 |  |  | 0.16 | 0.66169 | 0.085867 | Biomass | FRS_110070398240
862 | 6359 | 2021 | NC | Butler-Warner Generation Plant | 1016 | Public Works Comm-City of Fayetteville | 6235 | Fayetteville Public Works Commission | 6235 | Electric Utility | Duke Energy Progress East | CPLE | SERC | SRVC | SERC Virginia/Carolina |  | 37 | 51 | Cumberland | 35.0986 | -78.8294 | 9 | 11 | NG | GAS |  | 0 | 304.9 | [7 empty] | 53436.5 | 23182.7 | 53436.5 | 23182.7 | -1884 | -511 | 8.482 | 3.768 | 0.021 | 3123.072 | 168.327 | 24.605 | 3128.842 |  | 0 | 0 | 0 | 0 | 0 | 0 | 0 |  | 0.317 | 0.325 | 0.001 | 116.889 | 0.003 | 0 | 117.105 |  | 0 | 0 | 0 | 0 | 0 | 0 | 0 |  | 8.482 | 3.768 | 0.021 | 3123.072 | 168.327 | 24.605 |  | 53436.5 | 23182.7 | 53436.5 | 23182.7 | EPA/CAMD | EPA/CAMD; EIA | EPA/CAMD | EIA | EIA | EIA | -- | EPA/CAMD | EPA/CAMD | [14 empty] | -28363.3227 | 0 | 39.117 | -1923.117 | 0 | 0 | 0 | 0 | 0 | 0 | 0 | 0 | -1884 | 0 | 0 | -1884 | 0 | 0 | 1 | 0 | 0 | 0 | 0 | 0 | 0 | 0 | 0 | 0 |  |  | 0 |  |  | Yes |  | 649447.1 |  | 101.996 | 0.273 |  | https://www.google.com/maps/@?api=1&map_action=map&center=35.098599999999998%2C-78.829400000000007&zoom=17&basemap=satellite | 9100 | [118 empty] | 0.51 |  |  | 75 |  |  | 0.35 | 0.58 |  |  | 72 |  |  | 0.4 | 0.42 |  |  | 71 |  |  | 0.3 | 0.03 |  |  | 67 |  |  | 0.05 | 0.08 |  |  | 50 |  |  | 0.12 | 0.08 |  |  | 75 |  |  | 0.06 | 0.15 |  |  | 50 |  |  | 0.16 | 0.5 | 0 | Gas | FRS_110007669380
863 | 1217 | 2021 | CA | Lake | 7987 | City of Burbank Water and Power | 2507 | City of Burbank Water and Power | 2507 | Electric Utility | Los Angeles Department of Water and Power | LDWP | WECC | CAMX | WECC California |  | 6 | 37 | Los Angeles | 34.1772 | -118.3147 | 1 | 1 | NG | GAS |  | 0.0417 | 60.5 | 1 | Yes | [5 empty] | 227366.48 | 219394.936 | 227366.48 | 219394.936 | 22102 | 21327 | 2.369 | 2.274 | 0.067 | 13511.819 | 500.485 | 50.049 | 13525.532 |  | 0.214 | 0.213 | 0.006 | 1222.678 | 0.023 | 0.002 | 1223.919 |  | 0.021 | 0.021 | 0.001 | 118.855 | 0.002 | 0 | 118.976 |  | 0.214 | 0.213 | 0.006 | 1222.678 | 0.023 | 0.002 | 1223.919 |  | 2.369 | 2.274 | 0.067 | 13511.819 | 500.485 | 50.049 |  | 227366.48 | 219394.936 | 227366.48 | 219394.936 | EPA/CAMD | EPA/CAMD | EPA/CAMD | EPA/CAMD | EIA | EIA | -- | EPA/CAMD | EPA/CAMD |  |  |  | 0 | [10 empty] | 10287.1455 | 0 | 0 | 22101.999 | 0 | 0 | 0 | 0 | 0 | 0 | 0 | 0 | 22101.999 | 0 | 0 | 22101.999 | 0 | 0 | 0 | 1 | 0 | 0 | 0 | 0 | 0 | 0 | 0 | 0 | 1 | 0 | 0 | 1 | 0 | Yes |  | 158384.885 | 9413.541 | 1.64 | 0.049 |  | https://www.google.com/maps/@?api=1&map_action=map&center=34.177199999999999%2C-118.3147&zoom=17&basemap=satellite | 157906 | [118 empty] | 0.34 |  |  | 57 |  |  | 0.35 | 0.43 |  |  | 61 |  |  | 0.4 | 0.26 |  |  | 47 |  |  | 0.3 | 0.11 |  |  | 86 |  |  | 0.05 | 0.09 |  |  | 53 |  |  | 0.12 | 0.05 |  |  | 51 |  |  | 0.06 | 0.16 |  |  | 53 |  |  | 0.16 | 0.64939 | 0.082436 | Gas | FRS_110055893733
864 | 3859 | 2021 | IN | Rensselaer City Light Plant | 1038 | Northern Indiana Pub Serv Co | 13756 | City of Rensselaer - (IN) | 15860 | Electric Utility | Midcontinent Independent Transmission System Operator, Inc.. | MISO | RFC | RFCW | RFC West | MISO | 18 | 73 | Jasper | 40.9395 | -87.1545 | 6 | 6 | DFO | OIL |  | 0 | 21.8 | [11 empty] | 0 | 0 | 0 |  | 0 | 0 | [45 empty] | -- | [17 empty] | 0 | 0 | 0 | 0 | 0 | 0 | 0 | 0 | 0 | 0 | 0 | 0 | 0 | 0 | 0 | 0 | [23 empty] | https://www.google.com/maps/@?api=1&map_action=map&center=40.939528000000003%2C-87.154471999999998&zoom=17&basemap=satellite | 6934 | [118 empty] | 0.21 |  |  | 34 |  |  | 0.35 | 0.11 |  |  | 26 |  |  | 0.4 | 0.31 |  |  | 55 |  |  | 0.3 | 0.02 |  |  | 61 |  |  | 0.05 | 0.13 |  |  | 66 |  |  | 0.12 | 0.07 |  |  | 70 |  |  | 0.06 | 0.16 |  |  | 52 |  |  | 0.16 | 0.0047881 | 0.019992 | Oil | FRS_110002354540
865 | 1222 | 2021 | CA | Lambie Energy Center | 55626 | Pacific Gas & Electric Co | 14328 | Gilroy Energy Center LLC | 49972 | IPP Non-CHP | California Independent System Operator | CISO | WECC | CAMX | WECC California | CAISO | 6 | 95 | Solano | 38.2216 | -121.8683 | 1 | 1 | NG | GAS |  | 0.03067 | 47 | 1 | [6 empty] | 140637.32 | 95736.905 | 140637.32 | 95736.905 | 12627 | 8596 | 1.271 | 0.731 | 0.042 | 8356.978 | 310.429 | 31.043 | 8365.484 |  | 0.201 | 0.17 | 0.007 | 1323.668 | 0.025 | 0.002 | 1325.015 |  | 0.018 | 0.015 | 0.001 | 118.844 | 0.002 | 0 | 118.965 |  | 0.201 | 0.17 | 0.007 | 1323.668 | 0.025 | 0.002 | 1325.015 |  | 1.271 | 0.731 | 0.042 | 8356.978 | 310.429 | 31.043 |  | 140637.32 | 95736.905 | 140637.32 | 95736.905 | EPA/CAMD | EPA/CAMD | EPA/CAMD | EPA/CAMD | EIA | EIA | -- | EPA/CAMD | EPA/CAMD | [14 empty] | 11137.8253 | 0 | 0 | 12627 | 0 | 0 | 0 | 0 | 0 | 0 | 0 | 0 | 12627 | 0 | 0 | 12627 | 0 | 0 | 0 | 1 | 0 | 0 | 0 | 0 | 0 | 0 | 0 | 0 | 1 | 0 | 0 | 1 | 0 | Yes |  | 118925.593 | 7067.267 | 1.324 | 0.036 |  | https://www.google.com/maps/@?api=1&map_action=map&center=38.221577000000003%2C-121.86833300000001&zoom=17&basemap=satellite | 57 | [118 empty] | 0.38 |  |  | 63 |  |  | 0.35 | 0.71 |  |  | 79 |  |  | 0.4 | 0.06 |  |  | 9 |  |  | 0.3 | 0.41 |  |  | 97 |  |  | 0.05 | 0.51 |  |  | 98 |  |  | 0.12 | 0 |  |  | 0 |  |  | 0.06 | 0.39 |  |  | 95 |  |  | 0.16 | 0.44979 | 0.066223 | Gas | FRS_110013666372
866 | 3900 | 2021 | IN | Whitewater Valley | 1040 | City of Richmond - (IN) | 15989 | City of Richmond - (IN) | 15989 | Electric Utility | PJM Interconnection, LLC | PJM | RFC | RFCW | RFC West | PJM | 18 | 177 | Wayne | 39.8028 | -84.8953 | 2 | 2 | BIT | COAL | Yes | 0.034 | 93.9 | 1 | [6 empty] | 397942.701 | 328122.709 | 397942.701 | 328122.709 | 27965 | 24534 | 68.984 | 54.66 | 510.334 | 40828.076 | 9590.934 | 1398.117 | 41156.282 |  | 4.934 | 4.456 | 36.498 | 2919.941 | 0.343 | 0.05 | 2943.414 |  | 0.347 | 0.333 | 2.565 | 205.196 | 0.024 | 0.004 | 206.845 |  | 4.934 | 4.456 | 36.498 | 2919.941 | 0.343 | 0.05 | 2943.414 |  | 68.984 | 54.66 | 510.334 | 40828.076 | 9590.934 | 1398.117 |  | 397942.701 | 328122.709 | 397942.701 | 328122.709 | EPA/CAMD | EPA/CAMD | EPA/CAMD | EPA/CAMD | EIA | EIA | -- | EPA/CAMD | EPA/CAMD | [14 empty] | 14230.0269 | 27470.839 | 494.161 | 0 | 0 | 0 | 0 | 0 | 0 | 0 | 0 | 0 | 27965 | 0 | 0 | 27965 | 0 | 0.98233 | 0.017671 | 0 | 0 | 0 | 0 | 0 | 0 | 0 | 0 | 0 | 1 | 0 | 0 | 1 | 0 | Yes |  | 709197.875 | 72764.807 | 132.661 | 877.001 |  | https://www.google.com/maps/@?api=1&map_action=map&center=39.802799999999998%2C-84.895300000000006&zoom=17&basemap=satellite | 31458 | [118 empty] | 0.32 |  |  | 54 |  |  | 0.35 | 0.2 |  |  | 39 |  |  | 0.4 | 0.44 |  |  | 74 |  |  | 0.3 | 0.01 |  |  | 60 |  |  | 0.05 | 0.14 |  |  | 68 |  |  | 0.12 | 0.06 |  |  | 55 |  |  | 0.06 | 0.18 |  |  | 60 |  |  | 0.16 | 18.0634 | 1.0966 | Coal | FRS_110000592662
867 | 1231 | 2021 | CA | Larkspur Energy Faciity | 55542 | San Diego Gas & Electric Co | 16609 | Diamond Generating Corporation | 49981 | IPP Non-CHP | California Independent System Operator | CISO | WECC | CAMX | WECC California | CAISO | 6 | 73 | San Diego | 32.567 | -116.9442 | 2 | 2 | NG | GAS |  | 0.0343 | 99.8 | 1 | [6 empty] | 303472.529 | 234705.239 | 303472.529 | 234705.239 | 29988 | 23279 | 2.631 | 1.893 | 0.091 | 18034.901 | 673.63 | 67.363 | 18053.358 |  | 0.175 | 0.163 | 0.006 | 1202.808 | 0.022 | 0.002 | 1204.039 |  | 0.017 | 0.016 | 0.001 | 118.857 | 0.002 | 0 | 118.979 |  | 0.175 | 0.163 | 0.006 | 1202.808 | 0.022 | 0.002 | 1204.039 |  | 2.631 | 1.893 | 0.091 | 18034.901 | 673.63 | 67.363 |  | 303472.529 | 234705.239 | 303472.529 | 234705.239 | EPA/CAMD | EPA/CAMD | EPA/CAMD | EPA/CAMD | EIA | EIA | -- | EPA/CAMD | EPA/CAMD | [14 empty] | 10119.7989 | 0 | 0 | 29988 | 0 | 0 | 0 | 0 | 0 | 0 | 0 | 0 | 29988 | 0 | 0 | 29988 | 0 | 0 | 0 | 1 | 0 | 0 | 0 | 0 | 0 | 0 | 0 | 0 | 1 | 0 | 0 | 1 | 0 | Yes |  | 349467.143 | 20767.209 | 2.833 | 0.105 |  | https://www.google.com/maps/@?api=1&map_action=map&center=32.567041000000003%2C-116.944197&zoom=17&basemap=satellite | 7402 | [118 empty] | 0.4 |  |  | 65 |  |  | 0.35 | 0.68 |  |  | 77 |  |  | 0.4 | 0.25 |  |  | 45 |  |  | 0.3 | 0.04 |  |  | 70 |  |  | 0.05 | 0.27 |  |  | 89 |  |  | 0.12 | 0.01 |  |  | 13 |  |  | 0.06 | 0.07 |  |  | 15 |  |  | 0.16 | 3.7754 | 0.2196 | Gas | FRS_110022572410
868 | 1238 | 2021 | CA | Life Technologies - Pleasanton | 59279 | Pacific Gas & Electric Co | 14328 | Bloom Energy | 57128 | IPP Non-CHP | California Independent System Operator | CISO | WECC | CAMX | WECC California | CAISO | 6 | 1 | Alameda | 37.6439 | -121.8842 | 1 | 1 | NG | GAS |  | 0.86789 | 1.1 | 0 | [8 empty] | 59218 | 28128 | 8363 | 3972 | 0 |  | 0 | 0 | [37 empty] | 59218 | 28128 | [6 empty] | -- | EIA | EIA | [15 empty] | 0 | 0 | 8363 | 0 | 0 | 0 | 0 | 0 | 0 | 0 | 0 | 8363 | 0 | 0 | 8363 | 0 | 0 | 0 | 1 | 0 | 0 | 0 | 0 | 0 | 0 | 0 | 0 | 1 | 0 | 0 | 1 | 0 | [7 empty] | https://www.google.com/maps/@?api=1&map_action=map&center=37.643889000000001%2C-121.88416700000001&zoom=17&basemap=satellite | 53295 | [118 empty] | 0.29 |  |  | 50 |  |  | 0.35 | 0.49 |  |  | 66 |  |  | 0.4 | 0.09 |  |  | 15 |  |  | 0.3 | 0.06 |  |  | 77 |  |  | 0.05 | 0.04 |  |  | 28 |  |  | 0.12 | 0.04 |  |  | 44 |  |  | 0.06 | 0.16 |  |  | 54 |  |  | 0.16 | 0 | 0 | Gas | FRS_110065583078
869 | 1239 | 2021 | CA | Life Technologies Carlsbad | 58302 | San Diego Gas & Electric Co | 16609 | Bloom Energy | 57128 | IPP Non-CHP | California Independent System Operator | CISO | WECC | CAMX | WECC California | CAISO | 6 | 73 | San Diego | 33.1372 | -117.2869 | 1 | 1 | NG | GAS |  | 0.8874 | 1.1 | 0 | [8 empty] | 58260 | 27670 | 8551 | 4061 | 0 |  | 0 | 0 | [37 empty] | 58260 | 27670 | [6 empty] | -- | EIA | EIA | [15 empty] | 0 | 0 | 8551 | 0 | 0 | 0 | 0 | 0 | 0 | 0 | 0 | 8551 | 0 | 0 | 8551 | 0 | 0 | 0 | 1 | 0 | 0 | 0 | 0 | 0 | 0 | 0 | 0 | 1 | 0 | 0 | 1 | 0 | [7 empty] | https://www.google.com/maps/@?api=1&map_action=map&center=33.137222000000001%2C-117.28694400000001&zoom=17&basemap=satellite | 70575 | [118 empty] | 0.26 |  |  | 45 |  |  | 0.35 | 0.35 |  |  | 55 |  |  | 0.4 | 0.18 |  |  | 32 |  |  | 0.3 | 0.04 |  |  | 71 |  |  | 0.05 | 0.06 |  |  | 41 |  |  | 0.12 | 0.05 |  |  | 49 |  |  | 0.06 | 0.19 |  |  | 64 |  |  | 0.16 | 0 | 0 | Gas | FRS_110057115214
870 | 1241 | 2021 | CA | Lincoln Landfill | 57988 | Pacific Gas & Electric Co | 14328 | Energy 2001 Inc | 57362 | IPP Non-CHP | California Independent System Operator | CISO | WECC | CAMX | WECC California | CAISO | 6 | 61 | Placer | 38.8381 | -121.3419 | 6 | 6 | LFG | BIOMASS |  | 0.78496 | 4.8 | 0.025067 | Yes | [5 empty] | 315751.002 | 131511 | 315751.002 | 131511 | 33006 | 13747.002 | 0 | 0 | 5.289 | 0 | 0 | 0 | 0 |  | 0 | 0 | 0.32 | 0 | 0 | 0 | 0 |  | 0 | 0 | 0.034 | 0 | 0 | 0 | 0 |  | 0 | 0 | 0.32 | 0 | 0 | 0 | 0 |  | 314.448 | 130.968 | 7.105 | 20050.122 | 734.438 | 73.444 |  | 315751.002 | 131511 | 315751.002 | 131511 | EIA | EIA | EIA | EIA | EIA | EIA | -- | EIA | EIA | 314.448 | 130.968 | 1.816 | 20050.122 | 734.438 | 73.444 | [8 empty] | 9566.4728 | 0 | 0 | 0 | 0 | 0 | 33006 | 0 | 0 | 0 | 0 | 0 | 0 | 33006 | 33006 | 33006 | 0 | 0 | 0 | 0 | 0 | 0 | 1 | 0 | 0 | 0 | 0 | 0 | 0 | 1 | 1 | 1 | 0 | [7 empty] | https://www.google.com/maps/@?api=1&map_action=map&center=38.838056000000002%2C-121.341944&zoom=17&basemap=satellite | 24744 | [118 empty] | 0.25 |  |  | 43 |  |  | 0.35 | 0.4 |  |  | 59 |  |  | 0.4 | 0.11 |  |  | 20 |  |  | 0.3 | 0.02 |  |  | 62 |  |  | 0.05 | 0.02 |  |  | 15 |  |  | 0.12 | 0.07 |  |  | 65 |  |  | 0.06 | 0.1 |  |  | 28 |  |  | 0.16 | 2.528 | 0.17427 | Biomass | FRS_110057111904
871 | 3051 | 2021 | IA | Coralville GT | 1079 | MidAmerican Energy Co | 12341 | MidAmerican Energy Co | 12341 | Electric Utility | Midcontinent Independent Transmission System Operator, Inc.. | MISO | MRO | MROW | MRO West | MISO | 19 | 103 | Johnson | 41.6719 | -91.564 | 4 | 4 | NG | GAS |  | 0.00511 | 72 | 1 | [6 empty] | 66872 | 34657 | 66872 | 34657 | 3220 | 1669 | 9.98 | 5.172 | 0.107 | 3908.304 | 147.428 | 14.743 | 3912.344 |  | 6.199 | 6.198 | 0.066 | 2427.518 | 0.046 | 0.005 | 2430.027 |  | 0.298 | 0.298 | 0.003 | 116.889 | 0.002 | 0 | 117.01 |  | 6.199 | 6.198 | 0.066 | 2427.518 | 0.046 | 0.005 | 2430.027 |  | 9.98 | 5.172 | 0.107 | 3908.304 | 147.428 | 14.743 |  | 66872 | 34657 | 66872 | 34657 | EIA | EIA | EIA | EIA | EIA | EIA | -- | EIA | EIA | [14 empty] | 20767.7019 | 0 | 0 | 3220 | 0 | 0 | 0 | 0 | 0 | 0 | 0 | 0 | 3220 | 0 | 0 | 3220 | 0 | 0 | 0 | 1 | 0 | 0 | 0 | 0 | 0 | 0 | 0 | 0 | 1 | 0 | 0 | 1 | 0 | [7 empty] | https://www.google.com/maps/@?api=1&map_action=map&center=41.671877000000002%2C-91.563998999999995&zoom=17&basemap=satellite | 71974 | [118 empty] | 0.38 |  |  | 62 |  |  | 0.35 | 0.27 |  |  | 48 |  |  | 0.4 | 0.46 |  |  | 76 |  |  | 0.3 | 0.06 |  |  | 77 |  |  | 0.05 | 0.03 |  |  | 24 |  |  | 0.12 | 0.05 |  |  | 48 |  |  | 0.06 | 0.1 |  |  | 25 |  |  | 0.16 | 0.0075154 | 0 | Gas | FRS_110028016509
872 | 1245 | 2021 | CA | Linde Wilmington | 50148 | Los Angeles Department of Water & Power | 11208 | Linde Inc | 15320 | Industrial CHP | Los Angeles Department of Water and Power | LDWP | WECC | CAMX | WECC California |  | 6 | 37 | Los Angeles | 33.7886 | -118.2294 | 2 | 2 | NG | GAS |  | 0 | 31 |  |  | Yes | 0 |  | 1 |  | 0 | 0 | 0 | 0 | 0 | 0 | 0 | 0 | 0 | 0 | 0 | 0 | 0 | [25 empty] | 0 | 0 | 0 | 0 | 0 | 0 |  | 0 | 0 | 0 | 0 | EIA | EIA | EIA | EIA | EIA | EIA | -- | EIA | EIA | [6 empty] | 0 | 0 | 0 | 0 | 0 | 0 | 0 | 0 |  | 0 | 0 | 0 | 0 | 0 | 0 | 0 | 0 | 0 | 0 | 0 | 0 | 0 | 0 | 0 | 0 | [23 empty] | https://www.google.com/maps/@?api=1&map_action=map&center=33.788559999999997%2C-118.229392&zoom=17&basemap=satellite | 200081 | [118 empty] | 0.68 |  |  | 88 |  |  | 0.35 | 0.9 |  |  | 89 |  |  | 0.4 | 0.45 |  |  | 75 |  |  | 0.3 | 0.13 |  |  | 88 |  |  | 0.05 | 0.33 |  |  | 93 |  |  | 0.12 | 0.07 |  |  | 65 |  |  | 0.06 | 0.1 |  |  | 26 |  |  | 0.16 | 0 |  | Gas | FRS_
873 | 3202 | 2021 | IA | Riverside | 1081 | MidAmerican Energy Co | 12341 | MidAmerican Energy Co | 12341 | Electric Utility | Midcontinent Independent Transmission System Operator, Inc.. | MISO | MRO | MROW | MRO West | MISO | 19 | 163 | Scott | 41.54 | -90.4481 | 1 | 1 | NG | GAS |  | 0 | 136 | [7 empty] | 0 | 0 | 0 | 0 | 0 | 0 | 0 | 0 | 0 | 0 | 0 | 0 | 0 | [25 empty] | 0 | 0 | 0 | 0 | 0 | 0 |  | 0 | 0 | 0 | 0 | EIA | EIA | EIA | EIA | EIA | EIA | -- | EIA | EIA | [15 empty] | 0 | 0 | 0 | 0 | 0 | 0 | 0 | 0 | 0 | 0 | 0 | 0 | 0 | 0 | 0 | 0 | [23 empty] | https://www.google.com/maps/@?api=1&map_action=map&center=41.54%2C-90.448099999999997&zoom=17&basemap=satellite | 42382 | [118 empty] | 0.26 |  |  | 45 |  |  | 0.35 | 0.28 |  |  | 48 |  |  | 0.4 | 0.25 |  |  | 45 |  |  | 0.3 | 0.03 |  |  | 67 |  |  | 0.05 | 0.08 |  |  | 50 |  |  | 0.12 | 0.07 |  |  | 64 |  |  | 0.06 | 0.17 |  |  | 58 |  |  | 0.16 | 0 | 0 | Gas | FRS_110000415596
874 | 1252 | 2021 | CA | Live Oak Limited | 54768 | Pacific Gas & Electric Co | 14328 | WCAC Operating Company | 60662 | IPP CHP | California Independent System Operator | CISO | WECC | CAMX | WECC California | CAISO | 6 | 29 | Kern | 35.4837 | -119.0298 | 1 | 1 | NG | GAS |  | 0.08154 | 46 | 1 |  | Yes | 43593.6 | 2.572 | 0.77427 |  | 240006.187 | 153456.905 | 240006.187 | 153456.905 | 32858 | 21119 | 6.215 | 1.788 | 0.072 | 14262.91 | 529.673 | 52.967 | 14277.423 |  | 0.378 | 0.169 | 0.004 | 868.155 | 0.016 | 0.002 | 869.038 |  | 0.052 | 0.023 | 0.001 | 118.855 | 0.002 | 0 | 118.975 |  | 0.378 | 0.169 | 0.004 | 868.155 | 0.016 | 0.002 | 869.038 |  | 8.027 | 2.309 | 0.093 | 18421.2 | 684.097 | 68.41 |  | 309978.95 | 198196.6 | 309978.95 | 198196.6 | EPA/CAMD | EPA/CAMD | EPA/CAMD | EPA/CAMD | EIA | EIA | -- | EPA/CAMD | EPA/CAMD | [6 empty] | 69972.763 | 44739.695 | 1.812 | 0.521 | 0.021 | 4158.29 | 154.424 | 15.442 | 7304.3456 | 0 | 0 | 32858 | 0 | 0 | 0 | 0 | 0 | 0 | 0 | 0 | 32858 | 0 | 0 | 32858 | 0 | 0 | 0 | 1 | 0 | 0 | 0 | 0 | 0 | 0 | 0 | 0 | 1 | 0 | 0 | 1 | 0 | Yes |  | 701730.525 | 41708.125 | 4.492 | 0.211 |  | https://www.google.com/maps/@?api=1&map_action=map&center=35.483699999999999%2C-119.02979999999999&zoom=17&basemap=satellite | 2741 | [118 empty] | 0.41 |  |  | 65 |  |  | 0.35 | 0.34 |  |  | 54 |  |  | 0.4 | 0.47 |  |  | 77 |  |  | 0.3 | 0 |  |  | 0 |  |  | 0.05 | 0.2 |  |  | 80 |  |  | 0.12 | 0.04 |  |  | 40 |  |  | 0.06 | 0.26 |  |  | 82 |  |  | 0.16 | 0.014736 | 0.0014019 | Gas | FRS_110040997393
875 | 1253 | 2021 | CA | Lockhart Solar PV, LLC | 10444 | Southern California Edison Co | 17609 | Terra-Gen Operating Co-Solar | 61950 | IPP Non-CHP | California Independent System Operator | CISO | WECC | CAMX | WECC California | CAISO | 6 | 71 | San Bernardino | 35.0308 | -117.3563 | 1 | 1 | NG | GAS |  | 0.10137 | 92 | 1 | [6 empty] | 0 | 0 | 0 | 0 | 81699 | 47893 | 0 | 0 | 0 | 0 | 0 | 0 | 0 |  | 0 | 0 | 0 | 0 | 0 | 0 | 0 | [17 empty] | 0 | 0 | 0 | 0 | 0 | 0 |  | 0 | 0 | 0 | 0 | EIA | EIA | EIA | EIA | EIA | EIA | -- | EIA | EIA | [15 empty] | 0 | 0 | 0 | 0 | 0 | 0 | 0 | 81699 | 0 | 0 | 0 | 0 | 81699 | 81699 | 0 | 81699 | 0 | 0 | 0 | 0 | 0 | 0 | 0 | 1 | 0 | 0 | 0 | 0 | 1 | 1 | 0 | 1 | [7 empty] | https://www.google.com/maps/@?api=1&map_action=map&center=35.030799999999999%2C-117.3563&zoom=17&basemap=satellite | 41 | [118 empty] | 0.22 |  |  | 37 |  |  | 0.35 | 0.33 |  |  | 53 |  |  | 0.4 | 0.11 |  |  | 19 |  |  | 0.3 | 0 |  |  | 0 |  |  | 0.05 | 0.14 |  |  | 67 |  |  | 0.12 | 0.02 |  |  | 22 |  |  | 0.06 | 0.22 |  |  | 75 |  |  | 0.16 | 0.021111 | 0.00036747 | Gas | FRS_110021007426
876 | 3201 | 2021 | IA | River Hills | 1084 | MidAmerican Energy Co | 12341 | MidAmerican Energy Co | 12341 | Electric Utility | Midcontinent Independent Transmission System Operator, Inc.. | MISO | MRO | MROW | MRO West | MISO | 19 | 153 | Polk | 41.5902 | -93.6195 | 8 | 8 | NG | GAS |  | 0.00023 | 128 | 1 | [6 empty] | 27629 | 14320 | 27629 | 14320 | 261 | 135 | 4.136 | 2.144 | 0.044 | 1614.76 | 60.912 | 6.091 | 1616.429 |  | 31.693 | 31.763 | 0.337 | 12373.64 | 0.233 | 0.023 | 12386.429 |  | 0.299 | 0.299 | 0.003 | 116.889 | 0.002 | 0 | 117.01 |  | 31.693 | 31.763 | 0.337 | 12373.64 | 0.233 | 0.023 | 12386.429 |  | 4.136 | 2.144 | 0.044 | 1614.76 | 60.912 | 6.091 |  | 27629 | 14320 | 27629 | 14320 | EIA | EIA | EIA | EIA | EIA | EIA | -- | EIA | EIA | [14 empty] | 105858.2375 | 0 | 0 | 261 | 0 | 0 | 0 | 0 | 0 | 0 | 0 | 0 | 261 | 0 | 0 | 261 | 0 | 0 | 0 | 1 | 0 | 0 | 0 | 0 | 0 | 0 | 0 | 0 | 1 | 0 | 0 | 1 | 0 | [7 empty] | https://www.google.com/maps/@?api=1&map_action=map&center=41.590218%2C-93.619499000000005&zoom=17&basemap=satellite | 98733 | [118 empty] | 0.43 |  |  | 67 |  |  | 0.35 | 0.41 |  |  | 60 |  |  | 0.4 | 0.44 |  |  | 73 |  |  | 0.3 | 0.06 |  |  | 78 |  |  | 0.05 | 0.16 |  |  | 72 |  |  | 0.12 | 0.07 |  |  | 65 |  |  | 0.06 | 0.11 |  |  | 30 |  |  | 0.16 | 0.0061384 | 0 | Gas | FRS_110028017036
877 | 1254 | 2021 | CA | Lockheed Martin Sunnyvale | 57808 | Pacific Gas & Electric Co | 14328 | Bloom Energy | 57128 | IPP Non-CHP | California Independent System Operator | CISO | WECC | CAMX | WECC California | CAISO | 6 | 85 | Santa Clara | 37.4131 | -122.0281 | 1 | 1 | NG | GAS |  | 0.47831 | 1.1 | 0.53615 | [8 empty] | 38662 | 18362 | 4609 | 2189 | 0 |  | 0 | 0 | [37 empty] | 38662 | 18362 | [6 empty] | -- | EIA | EIA | [15 empty] | 0 | 0 | 4609 | 0 | 0 | 0 | 0 | 0 | 0 | 0 | 0 | 4609 | 0 | 0 | 4609 | 0 | 0 | 0 | 1 | 0 | 0 | 0 | 0 | 0 | 0 | 0 | 0 | 1 | 0 | 0 | 1 | 0 | [7 empty] | https://www.google.com/maps/@?api=1&map_action=map&center=37.413055999999997%2C-122.02805600000001&zoom=17&basemap=satellite | 93673 | [118 empty] | 0.42 |  |  | 67 |  |  | 0.35 | 0.7 |  |  | 78 |  |  | 0.4 | 0.14 |  |  | 26 |  |  | 0.3 | 0.09 |  |  | 83 |  |  | 0.05 | 0.09 |  |  | 52 |  |  | 0.12 | 0.07 |  |  | 69 |  |  | 0.06 | 0.1 |  |  | 26 |  |  | 0.16 | 0 | 0 | Gas | FRS_110000609306
878 | 1255 | 2021 | CA | Lodi | 7451 | City of Lodi - (CA) | 11124 | Northern California Power Agny | 40613 | Electric Utility | California Independent System Operator | CISO | WECC | CAMX | WECC California | CAISO | 6 | 77 | San Joaquin | 38.1466 | -121.3005 | 1 | 1 | NG | GAS |  | 0.01589 | 27.4 | 1 | [6 empty] | 63682 | 30246 | 63682 | 30246 | 3815 | 1812 | 9.788 | 4.649 | 0.102 | 3721.864 | 140.395 | 14.039 | 3725.711 |  | 5.131 | 5.131 | 0.053 | 1951.174 | 0.037 | 0.004 | 1953.19 |  | 0.307 | 0.307 | 0.003 | 116.889 | 0.002 | 0 | 117.01 |  | 5.131 | 5.131 | 0.053 | 1951.174 | 0.037 | 0.004 | 1953.19 |  | 9.788 | 4.649 | 0.102 | 3721.864 | 140.395 | 14.039 |  | 63682 | 30246 | 63682 | 30246 | EIA | EIA | EIA | EIA | EIA | EIA | -- | EIA | EIA | [14 empty] | 16692.5295 | 0 | 0 | 3815 | 0 | 0 | 0 | 0 | 0 | 0 | 0 | 0 | 3815 | 0 | 0 | 3815 | 0 | 0 | 0 | 1 | 0 | 0 | 0 | 0 | 0 | 0 | 0 | 0 | 1 | 0 | 0 | 1 | 0 | [7 empty] | https://www.google.com/maps/@?api=1&map_action=map&center=38.146571000000002%2C-121.300541&zoom=17&basemap=satellite | 62976 | [118 empty] | 0.43 |  |  | 68 |  |  | 0.35 | 0.51 |  |  | 67 |  |  | 0.4 | 0.35 |  |  | 62 |  |  | 0.3 | 0.08 |  |  | 81 |  |  | 0.05 | 0.19 |  |  | 78 |  |  | 0.12 | 0.07 |  |  | 71 |  |  | 0.06 | 0.15 |  |  | 47 |  |  | 0.16 | 0.023598 | 0.016297 | Gas | FRS_110064256978
879 | 3150 | 2021 | IA | Merl Parr | 1097 | MidAmerican Energy Co | 12341 | MidAmerican Energy Co | 12341 | Electric Utility | Midcontinent Independent Transmission System Operator, Inc.. | MISO | MRO | MROW | MRO West | MISO | 19 | 67 | Floyd | 43.0563 | -92.6932 | 2 | 2 | NG | GAS |  | 0.00312 | 36 | 1 | [6 empty] | 19371 | 10039 | 19371 | 10039 | 983 | 509 | 2.896 | 1.502 | 0.031 | 1132.128 | 42.706 | 4.271 | 1133.298 |  | 5.892 | 5.902 | 0.063 | 2303.414 | 0.043 | 0.004 | 2305.795 |  | 0.299 | 0.299 | 0.003 | 116.889 | 0.002 | 0 | 117.01 |  | 5.892 | 5.902 | 0.063 | 2303.414 | 0.043 | 0.004 | 2305.795 |  | 2.896 | 1.502 | 0.031 | 1132.128 | 42.706 | 4.271 |  | 19371 | 10039 | 19371 | 10039 | EIA | EIA | EIA | EIA | EIA | EIA | -- | EIA | EIA | [14 empty] | 19706.002 | 0 | 0 | 983 | 0 | 0 | 0 | 0 | 0 | 0 | 0 | 0 | 983 | 0 | 0 | 983 | 0 | 0 | 0 | 1 | 0 | 0 | 0 | 0 | 0 | 0 | 0 | 0 | 1 | 0 | 0 | 1 | 0 | [7 empty] | https://www.google.com/maps/@?api=1&map_action=map&center=43.0563%2C-92.693200000000004&zoom=17&basemap=satellite | 8036 | [118 empty] | 0.26 |  |  | 44 |  |  | 0.35 | 0.17 |  |  | 35 |  |  | 0.4 | 0.35 |  |  | 62 |  |  | 0.3 | 0.03 |  |  | 69 |  |  | 0.05 | 0.1 |  |  | 56 |  |  | 0.12 | 0.05 |  |  | 53 |  |  | 0.06 | 0.24 |  |  | 78 |  |  | 0.16 | 0.003094 | 0.12133 | Gas | FRS_110028016910
880 | 1256 | 2021 | CA | Lodi Energy Center | 57978 | Pacific Gas & Electric Co | 14328 | Northern California Power Agny | 40613 | Electric Utility | California Independent System Operator | CISO | WECC | CAMX | WECC California | CAISO | 6 | 77 | San Joaquin | 38.0881 | -121.3875 | 1 | 2 | NG | GAS |  | 0.68176 | 288.9 | 0.19707 | [6 empty] | 12102139.08 | 6631751.061 | 12102139.08 | 6631751.061 | 1725367 | 950687 | 37.724 | 20.207 | 3.631 | 719213.221 | 26682.217 | 2668.222 | 719944.314 |  | 0.044 | 0.043 | 0.004 | 833.693 | 0.015 | 0.002 | 834.54 |  | 0.006 | 0.006 | 0.001 | 118.857 | 0.002 | 0 | 118.978 |  | 0.044 | 0.043 | 0.004 | 833.693 | 0.015 | 0.002 | 834.54 |  | 37.724 | 20.207 | 3.631 | 719213.221 | 26682.217 | 2668.222 |  | 12102139.08 | 6631751.061 | 12102139.08 | 6631751.061 | EPA/CAMD | EPA/CAMD | EPA/CAMD | EPA/CAMD | EIA | EIA | -- | EPA/CAMD | EPA/CAMD | [14 empty] | 7014.2405 | 0 | 0 | 1725367 | 0 | 0 | 0 | 0 | 0 | 0 | 0 | 0 | 1725367 | 0 | 0 | 1725367 | 0 | 0 | 0 | 1 | 0 | 0 | 0 | 0 | 0 | 0 | 0 | 0 | 1 | 0 | 0 | 1 | 0 | Yes |  | 6090793.42 | 361968.719 | 19.277 | 1.827 |  | https://www.google.com/maps/@?api=1&map_action=map&center=38.088056000000002%2C-121.3875&zoom=17&basemap=satellite | 9356 | [118 empty] | 0.42 |  |  | 67 |  |  | 0.35 | 0.69 |  |  | 78 |  |  | 0.4 | 0.14 |  |  | 26 |  |  | 0.3 | 0.05 |  |  | 74 |  |  | 0.05 | 0.1 |  |  | 57 |  |  | 0.12 | 0.04 |  |  | 42 |  |  | 0.06 | 0.11 |  |  | 30 |  |  | 0.16 | 10.6376 | 0.030131 | Gas | FRS_110057112271
881 | 1257 | 2021 | CA | Loma Linda University Cogen | 10206 | Southern California Edison Co | 17609 | Loma Linda University | 11161 | Commercial CHP | California Independent System Operator | CISO | WECC | CAMX | WECC California | CAISO | 6 | 71 | San Bernardino | 34.0504 | -117.2484 | 4 | 4 | NG | GAS |  | 0.5712 | 13.1 | 0.38133 |  | Yes | 498676.8 | 0.449 | 0.37428 |  | 395112.849 | 181243.492 | 395112.849 | 181243.492 | 65549 | 30058 | 62.592 | 28.712 | 0.631 | 23092.184 | 871.075 | 87.108 | 23116.052 |  | 1.91 | 1.91 | 0.019 | 704.578 | 0.013 | 0.001 | 705.306 |  | 0.317 | 0.317 | 0.003 | 116.889 | 0.002 | 0 | 117.01 |  | 1.91 | 1.91 | 0.019 | 704.578 | 0.013 | 0.001 | 705.306 |  | 167.232 | 76.712 | 1.687 | 61697.142 | 2327.318 | 232.732 |  | 1055653 | 484242 | 1055653 | 484242 | EIA | EIA | EIA | EIA | EIA | EIA | -- | EIA | EIA | [6 empty] | 660540.151 | 302998.508 | 104.64 | 48 | 1.056 | 38604.958 | 1456.243 | 145.624 | 6027.7479 | 0 | 0 | 65549 | 0 | 0 | 0 | 0 | 0 | 0 | 0 | 0 | 65549 | 0 | 0 | 65549 | 0 | 0 | 0 | 1 | 0 | 0 | 0 | 0 | 0 | 0 | 0 | 0 | 1 | 0 | 0 | 1 | 0 | [7 empty] | https://www.google.com/maps/@?api=1&map_action=map&center=34.050390999999998%2C-117.248417&zoom=17&basemap=satellite | 54058 | [118 empty] | 0.48 |  |  | 73 |  |  | 0.35 | 0.66 |  |  | 76 |  |  | 0.4 | 0.31 |  |  | 56 |  |  | 0.3 | 0.05 |  |  | 76 |  |  | 0.05 | 0.11 |  |  | 60 |  |  | 0.12 | 0.06 |  |  | 61 |  |  | 0.06 | 0.16 |  |  | 53 |  |  | 0.16 | 0.18202 | 0.0060051 | Gas | FRS_110000786230
882 | 2998 | 2021 | IA | Algona | 1120 | City of Algona - (IA) | 309 | City of Algona - (IA) | 309 | Electric Utility | Southwest Power Pool | SWPP | MRO | MROW | MRO West |  | 19 | 109 | Kossuth | 43.0733 | -94.2392 | 4 | 4 | DFO | OIL |  | 0.00857 | 16.1 | 1 | [6 empty] | 11657.999 | 3706 | 11657.999 | 3706 | 1208 | 384.999 | 17.333 | 5.47 | 1.672 | 952.026 | 76.549 | 15.282 | 955.26 |  | 28.697 | 28.416 | 2.769 | 1576.202 | 0.063 | 0.013 | 1581.556 |  | 2.974 | 2.952 | 0.287 | 163.326 | 0.007 | 0.001 | 163.881 |  | 28.697 | 28.416 | 2.769 | 1576.202 | 0.063 | 0.013 | 1581.556 |  | 17.333 | 5.47 | 1.672 | 952.026 | 76.549 | 15.282 |  | 11657.999 | 3706 | 11657.999 | 3706 | EIA | EIA | EIA | EIA | EIA | EIA | -- | EIA | EIA | [14 empty] | 9650.6614 | 0 | 1195.005 | 12.995 | 0 | 0 | 0 | 0 | 0 | 0 | 0 | 0 | 1208 | 0 | 0 | 1208 | 0 | 0 | 0.98924 | 0.010757 | 0 | 0 | 0 | 0 | 0 | 0 | 0 | 0 | 1 | 0 | 0 | 1 | 0 | [7 empty] | https://www.google.com/maps/@?api=1&map_action=map&center=43.073300000000003%2C-94.239199999999997&zoom=17&basemap=satellite | 6148 | [118 empty] | 0.19 |  |  | 30 |  |  | 0.35 | 0.07 |  |  | 19 |  |  | 0.4 | 0.3 |  |  | 55 |  |  | 0.3 | 0.01 |  |  | 61 |  |  | 0.05 | 0.06 |  |  | 41 |  |  | 0.12 | 0.07 |  |  | 69 |  |  | 0.06 | 0.26 |  |  | 82 |  |  | 0.16 | 0.1905 | 3.2844 | Oil | FRS_110043606728
883 | 1266 | 2021 | CA | Los Esteros Critical Energy Facility | 55748 | Pacific Gas & Electric Co | 14328 | Los Esteros Critical Energy Facility LLC | 2860 | IPP Non-CHP | California Independent System Operator | CISO | WECC | CAMX | WECC California | CAISO | 6 | 85 | Santa Clara | 37.425 | -121.9319 | 4 | 5 | NG | GAS |  | 0.11304 | 306.1 | 1 | [6 empty] | 2565489.133 | 1972386.981 | 2565489.133 | 1972386.981 | 303113 | 235610 | 6.693 | 4.884 | 0.769 | 152464.136 | 5651.627 | 565.163 | 152618.991 |  | 0.044 | 0.041 | 0.005 | 1005.989 | 0.019 | 0.002 | 1007.011 |  | 0.005 | 0.005 | 0.001 | 118.858 | 0.002 | 0 | 118.978 |  | 0.044 | 0.041 | 0.005 | 1005.989 | 0.019 | 0.002 | 1007.011 |  | 6.693 | 4.884 | 0.769 | 152464.136 | 5651.627 | 565.163 |  | 2565489.133 | 1972386.981 | 2565489.133 | 1972386.981 | EPA/CAMD | EPA/CAMD | EPA/CAMD | EPA/CAMD | EIA | EIA | -- | EPA/CAMD | EPA/CAMD | [14 empty] | 8463.8044 | 0 | 0 | 303113 | 0 | 0 | 0 | 0 | 0 | 0 | 0 | 0 | 303113 | 0 | 0 | 303113 | 0 | 0 | 0 | 1 | 0 | 0 | 0 | 0 | 0 | 0 | 0 | 0 | 1 | 0 | 0 | 1 | 0 | Yes |  | 1615679.211 | 96019.831 | 5.768 | 0.485 |  | https://www.google.com/maps/@?api=1&map_action=map&center=37.424999999999997%2C-121.9319&zoom=17&basemap=satellite | 122542 | [118 empty] | 0.49 |  |  | 74 |  |  | 0.35 | 0.85 |  |  | 86 |  |  | 0.4 | 0.14 |  |  | 24 |  |  | 0.3 | 0.12 |  |  | 86 |  |  | 0.05 | 0.09 |  |  | 53 |  |  | 0.12 | 0.07 |  |  | 70 |  |  | 0.06 | 0.08 |  |  | 20 |  |  | 0.16 | 7.3886 | 0.05409 | Gas | FRS_110013666425
884 | 3015 | 2021 | IA | Alta Municipal Utilities | 1121 | City of Alta - (IA) | 405 | City of Alta - (IA) | 405 | Electric Utility | Southwest Power Pool | SWPP | MRO | MROW | MRO West |  | 19 | 21 | Buena Vista | 42.6736 | -95.3026 | 3 | 3 | DFO | OIL |  | 0.00363 | 5 | 1 | [6 empty] | 1542 | 479 | 1542 | 479 | 159 | 50 | 2.46 | 0.765 | 0.223 | 125.925 | 10.199 | 2.04 | 126.356 |  | 30.943 | 30.6 | 2.811 | 1583.962 | 0.064 | 0.013 | 1589.389 |  | 3.191 | 3.194 | 0.29 | 163.327 | 0.007 | 0.001 | 163.886 |  | 30.943 | 30.6 | 2.811 | 1583.962 | 0.064 | 0.013 | 1589.389 |  | 2.46 | 0.765 | 0.223 | 125.925 | 10.199 | 2.04 |  | 1542 | 479 | 1542 | 479 | EIA | EIA | EIA | EIA | EIA | EIA | -- | EIA | EIA | [14 empty] | 9698.1132 | 0 | 159 | 0 | 0 | 0 | 0 | 0 | 0 | 0 | 0 | 0 | 159 | 0 | 0 | 159 | 0 | 0 | 1 | 0 | 0 | 0 | 0 | 0 | 0 | 0 | 0 | 0 | 1 | 0 | 0 | 1 | 0 | [7 empty] | https://www.google.com/maps/@?api=1&map_action=map&center=42.6736%2C-95.302599999999998&zoom=17&basemap=satellite | 2542 | [118 empty] | 0.31 |  |  | 53 |  |  | 0.35 | 0.27 |  |  | 47 |  |  | 0.4 | 0.35 |  |  | 62 |  |  | 0.3 | 0.01 |  |  | 59 |  |  | 0.05 | 0.11 |  |  | 58 |  |  | 0.12 | 0.07 |  |  | 70 |  |  | 0.06 | 0.15 |  |  | 50 |  |  | 0.16 | 0.03038 | 2.8933 | Oil | FRS_110036279693
885 | 1267 | 2021 | CA | Los Medanos Energy Center, LLC | 55217 | Pacific Gas & Electric Co | 14328 | Los Medanos Energy Center LLC | 2843 | IPP CHP | California Independent System Operator | CISO | WECC | CAMX | WECC California | CAISO | 6 | 13 | Contra Costa | 38.0301 | -121.873 | 2 | 3 | NG | GAS |  | 0.56028 | 678.3 | 0.39953 |  | Yes | 2346125.6 | 4.843 | 0.8659 |  | 22155775.83 | 10244953.91 | 22155775.83 | 10244953.91 | 3329130 | 1544194 | 82.94 | 37.502 | 6.648 | 1316688.045 | 47982.976 | 4798.298 | 1318002.779 |  | 0.05 | 0.049 | 0.004 | 791.01 | 0.014 | 0.001 | 791.8 |  | 0.007 | 0.007 | 0.001 | 118.857 | 0.002 | 0 | 118.976 |  | 0.05 | 0.049 | 0.004 | 791.01 | 0.014 | 0.001 | 791.8 |  | 95.784 | 43.31 | 7.677 | 1520593.278 | 55413.726 | 5541.373 |  | 25586868.45 | 11831510.21 | 25586868.45 | 11831510.21 | EPA/CAMD | EPA/CAMD | EPA/CAMD | EPA/CAMD | EIA | EIA | -- | EPA/CAMD | EPA/CAMD | [6 empty] | 3431092.618 | 1586556.3 | 12.844 | 5.808 | 1.029 | 203905.233 | 7430.75 | 743.075 | 6655.1249 | 0 | 0 | 3329130 | 0 | 0 | 0 | 0 | 0 | 0 | 0 | 0 | 3329130 | 0 | 0 | 3329130 | 0 | 0 | 0 | 1 | 0 | 0 | 0 | 0 | 0 | 0 | 0 | 0 | 1 | 0 | 0 | 1 | 0 | Yes |  | 27356121.98 | 1625737.963 | 101.589 | 8.207 |  | https://www.google.com/maps/@?api=1&map_action=map&center=38.030071%2C-121.87300399999999&zoom=17&basemap=satellite | 66818 | [118 empty] | 0.57 |  |  | 80 |  |  | 0.35 | 0.79 |  |  | 83 |  |  | 0.4 | 0.34 |  |  | 61 |  |  | 0.3 | 0.09 |  |  | 84 |  |  | 0.05 | 0.22 |  |  | 83 |  |  | 0.12 | 0.07 |  |  | 71 |  |  | 0.06 | 0.12 |  |  | 37 |  |  | 0.16 | 60.8945 | 0.040923 | Gas | FRS_110002929706
886 | 1269 | 2021 | CA | Lost Hills Cogeneration Plant | 52077 | Pacific Gas & Electric Co | 14328 | AERA Energy LLC | 164 | Industrial CHP | California Independent System Operator | CISO | WECC | CAMX | WECC California | CAISO | 6 | 29 | Kern | 35.6661 | -119.7669 | 3 | 3 | NG | GAS |  | 0.05769 | 10.5 | 1 |  | Yes | 44205.6 | 0.41 | 0.35326 |  | 34774.225 | 16515.972 | 34774.225 | 16515.972 | 5306.001 | 2520 | 5.402 | 2.566 | 0.056 | 2032.363 | 76.664 | 7.666 | 2034.464 |  | 2.036 | 2.036 | 0.021 | 766.062 | 0.014 | 0.001 | 766.854 |  | 0.311 | 0.311 | 0.003 | 116.889 | 0.002 | 0 | 117.01 |  | 2.036 | 2.036 | 0.021 | 766.062 | 0.014 | 0.001 | 766.854 |  | 15.291 | 7.263 | 0.157 | 5753.163 | 217.019 | 21.702 |  | 98438.001 | 46752.999 | 98438.001 | 46752.999 | EIA | EIA | EIA | EIA | EIA | EIA | -- | EIA | EIA | [6 empty] | 63663.776 | 30237.027 | 9.889 | 4.697 | 0.102 | 3720.8 | 140.355 | 14.035 | 6553.7552 | 0 | 0 | 5306 | 0 | 0 | 0 | 0 | 0 | 0 | 0 | 0 | 5306 | 0 | 0 | 5306 | 0 | 0 | 0 | 1 | 0 | 0 | 0 | 0 | 0 | 0 | 0 | 0 | 1 | 0 | 0 | 1 | 0 | [7 empty] | https://www.google.com/maps/@?api=1&map_action=map&center=35.666111000000001%2C-119.766944&zoom=17&basemap=satellite | 5 | [118 empty] | 0.75 |  |  | 92 |  |  | 0.35 | 0.93 |  |  | 90 |  |  | 0.4 | 0.57 |  |  | 86 |  |  | 0.3 | 0.53 |  |  | 98 |  |  | 0.05 | 0.55 |  |  | 99 |  |  | 0.12 | 0.08 |  |  | 76 |  |  | 0.06 | 0.04 |  |  | 6 |  |  | 0.16 | 0.14059 | 0.0066341 | Gas | FRS_110028037247
887 | 3020 | 2021 | IA | Anita | 1123 | City of Anita - (IA) | 682 | City of Anita - (IA) | 682 | Electric Utility | Midcontinent Independent Transmission System Operator, Inc.. | MISO | MRO | MROW | MRO West | MISO | 19 | 29 | Cass | 41.4442 | -94.7665 | 5 | 5 | DFO | OIL |  | 0.00583 | 2.9 | 1 | [6 empty] | 1529.999 | 484.999 | 1529.999 | 484.999 | 148 | 46.999 | 2.497 | 0.793 | 0.222 | 124.944 | 10.119 | 2.024 | 125.372 |  | 33.743 | 33.745 | 2.997 | 1688.432 | 0.068 | 0.014 | 1694.217 |  | 3.264 | 3.27 | 0.29 | 163.326 | 0.007 | 0.001 | 163.885 |  | 33.743 | 33.745 | 2.997 | 1688.432 | 0.068 | 0.014 | 1694.217 |  | 2.497 | 0.793 | 0.222 | 124.944 | 10.119 | 2.024 |  | 1529.999 | 484.999 | 1529.999 | 484.999 | EIA | EIA | EIA | EIA | EIA | EIA | -- | EIA | EIA | [14 empty] | 10337.8311 | 0 | 148 | 0 | 0 | 0 | 0 | 0 | 0 | 0 | 0 | 0 | 148 | 0 | 0 | 148 | 0 | 0 | 1 | 0 | 0 | 0 | 0 | 0 | 0 | 0 | 0 | 0 | 1 | 0 | 0 | 1 | 0 | [7 empty] | https://www.google.com/maps/@?api=1&map_action=map&center=41.444223999999998%2C-94.766474000000002&zoom=17&basemap=satellite | 910 | [118 empty] | 0.14 |  |  | 18 |  |  | 0.35 | 0.01 |  |  | 5 |  |  | 0.4 | 0.26 |  |  | 47 |  |  | 0.3 | 0 |  |  | 0 |  |  | 0.05 | 0.06 |  |  | 38 |  |  | 0.12 | 0.02 |  |  | 17 |  |  | 0.06 | 0.33 |  |  | 92 |  |  | 0.16 | 0.17344 | 3.3355 | Oil | FRS_110011565760
888 | 1278 | 2021 | CA | Magnolia | 56046 | City of Burbank Water and Power | 2507 | City of Burbank Water and Power | 2507 | Electric Utility | Los Angeles Department of Water and Power | LDWP | WECC | CAMX | WECC California |  | 6 | 37 | Los Angeles | 34.1786 | -118.3153 | 1 | 2 | NG | GAS |  | 0.31013 | 387.6 | 0.81645 | Yes | [5 empty] | 7978321.529 | 4484119.519 | 7978321.529 | 4484119.519 | 1052998 | 592846 | 21.323 | 11.55 | 2.396 | 474142.103 | 17565.998 | 1756.6 | 474623.411 |  | 0.04 | 0.039 | 0.005 | 900.557 | 0.017 | 0.002 | 901.471 |  | 0.005 | 0.005 | 0.001 | 118.858 | 0.002 | 0 | 118.978 |  | 0.04 | 0.039 | 0.005 | 900.557 | 0.017 | 0.002 | 901.471 |  | 21.323 | 11.55 | 2.396 | 474142.103 | 17565.998 | 1756.6 |  | 7978321.529 | 4484119.519 | 7978321.529 | 4484119.519 | EPA/CAMD | EPA/CAMD | EPA/CAMD | EPA/CAMD | EIA | EIA | -- | EPA/CAMD | EPA/CAMD |  |  |  | 0 | [10 empty] | 7576.768 | 0 | 0 | 1052998 | 0 | 0 | 0 | 0 | 0 | 0 | 0 | 0 | 1052998 | 0 | 0 | 1052998 | 0 | 0 | 0 | 1 | 0 | 0 | 0 | 0 | 0 | 0 | 0 | 0 | 1 | 0 | 0 | 1 | 0 | Yes |  | 11294434.17 | 671212.731 | 28.521 | 3.387 |  | https://www.google.com/maps/@?api=1&map_action=map&center=34.178600000000003%2C-118.31529999999999&zoom=17&basemap=satellite | 156503 | [118 empty] | 0.34 |  |  | 57 |  |  | 0.35 | 0.43 |  |  | 62 |  |  | 0.4 | 0.26 |  |  | 47 |  |  | 0.3 | 0.11 |  |  | 86 |  |  | 0.05 | 0.09 |  |  | 53 |  |  | 0.12 | 0.05 |  |  | 50 |  |  | 0.06 | 0.16 |  |  | 52 |  |  | 0.16 | 31.0325 | 0.046861 | Gas | FRS_110055909227
889 | 3025 | 2021 | IA | Atlantic | 1124 | Atlantic Municipal Utilities | 965 | Atlantic Municipal Utilities | 965 | Electric Utility | Midcontinent Independent Transmission System Operator, Inc.. | MISO | MRO | MROW | MRO West | MISO | 19 | 29 | Cass | 41.409 | -95 | 1 | 1 | NG | GAS |  | 0.00179 | 10 | 1 | [6 empty] | 2341 | 1169 | 2341 | 1169 | 157 | 79 | 0.335 | 0.174 | 0.003 | 136.819 | 6.1 | 0.751 | 137.007 |  | 4.268 | 4.405 | 0.043 | 1742.917 | 0.039 | 0.005 | 1745.314 |  | 0.286 | 0.298 | 0.003 | 116.889 | 0.003 | 0 | 117.05 |  | 4.268 | 4.405 | 0.043 | 1742.917 | 0.039 | 0.005 | 1745.314 |  | 0.335 | 0.174 | 0.003 | 136.819 | 6.1 | 0.751 |  | 2341 | 1169 | 2341 | 1169 | EIA | EIA | EIA | EIA | EIA | EIA | -- | EIA | EIA | [14 empty] | 14910.828 | 0 | 14.148 | 142.852 | 0 | 0 | 0 | 0 | 0 | 0 | 0 | 0 | 157 | 0 | 0 | 157 | 0 | 0 | 0.090115 | 0.90989 | 0 | 0 | 0 | 0 | 0 | 0 | 0 | 0 | 1 | 0 | 0 | 1 | 0 | [7 empty] | https://www.google.com/maps/@?api=1&map_action=map&center=41.408999999999999%2C-95&zoom=17&basemap=satellite | 7003 | [118 empty] | 0.21 |  |  | 33 |  |  | 0.35 | 0.06 |  |  | 16 |  |  | 0.4 | 0.35 |  |  | 61 |  |  | 0.3 | 0.02 |  |  | 62 |  |  | 0.05 | 0.13 |  |  | 66 |  |  | 0.12 | 0.05 |  |  | 46 |  |  | 0.06 | 0.22 |  |  | 72 |  |  | 0.16 | 0.0011578 | 0.013949 | Gas | FRS_110028014574
890 | 1279 | 2021 | CA | Malaga Power | 56239 | Pacific Gas & Electric Co | 14328 | CalPeak Power, LLC | 59527 | IPP Non-CHP | California Independent System Operator | CISO | WECC | CAMX | WECC California | CAISO | 6 | 19 | Fresno | 36.6697 | -119.7404 | 2 | 2 | NG | GAS |  | 0.02254 | 121 | 1 | [6 empty] | 244970.652 | 210156.306 | 244970.652 | 210156.306 | 23893 | 20827 | 2.034 | 1.576 | 0.074 | 14558.859 | 550.997 | 55.1 | 14573.956 |  | 0.17 | 0.151 | 0.006 | 1218.671 | 0.023 | 0.002 | 1219.935 |  | 0.017 | 0.015 | 0.001 | 118.862 | 0.002 | 0 | 118.985 |  | 0.17 | 0.151 | 0.006 | 1218.671 | 0.023 | 0.002 | 1219.935 |  | 2.034 | 1.576 | 0.074 | 14558.859 | 550.997 | 55.1 |  | 244970.652 | 210156.306 | 244970.652 | 210156.306 | EPA/CAMD | EPA/CAMD | EPA/CAMD | EPA/CAMD | EIA | EIA | -- | EPA/CAMD | EPA/CAMD | [14 empty] | 10252.821 | 0 | 0 | 23893 | 0 | 0 | 0 | 0 | 0 | 0 | 0 | 0 | 23893 | 0 | 0 | 23893 | 0 | 0 | 0 | 1 | 0 | 0 | 0 | 0 | 0 | 0 | 0 | 0 | 1 | 0 | 0 | 1 | 0 | Yes |  | 176287.571 | 10476.254 | 1.563 | 0.053 |  | https://www.google.com/maps/@?api=1&map_action=map&center=36.669699999999999%2C-119.74039999999999&zoom=17&basemap=satellite | 15487 | [118 empty] | 0.72 |  |  | 91 |  |  | 0.35 | 0.89 |  |  | 88 |  |  | 0.4 | 0.54 |  |  | 84 |  |  | 0.3 | 0.17 |  |  | 91 |  |  | 0.05 | 0.41 |  |  | 96 |  |  | 0.12 | 0.08 |  |  | 77 |  |  | 0.06 | 0.09 |  |  | 23 |  |  | 0.16 | 0.10299 | 0.016253 | Gas | FRS_110023013406
891 | 3027 | 2021 | IA | Bancroft | 1125 | Bancroft Municipal Utilities | 1172 | Bancroft Municipal Utilities | 1172 | Electric Utility | Midcontinent Independent Transmission System Operator, Inc.. | MISO | MRO | MROW | MRO West | MISO | 19 | 109 | Kossuth | 43.2926 | -94.2171 | 3 | 3 | DFO | OIL |  | 0.00014 | 4.2 | 1 | [6 empty] | 1039.999 | 329 | 1039.999 | 329 | 5 | 2 | 1.678 | 0.532 | 0.151 | 84.929 | 6.878 | 1.376 | 85.22 |  | 671.2 | 532 | 60.28 | 33971.6 | 1.376 | 0.275 | 34087.983 |  | 3.227 | 3.234 | 0.29 | 163.325 | 0.007 | 0.001 | 163.885 |  | 671.2 | 532 | 60.28 | 33971.6 | 1.376 | 0.275 | 34087.983 |  | 1.678 | 0.532 | 0.151 | 84.929 | 6.878 | 1.376 |  | 1039.999 | 329 | 1039.999 | 329 | EIA | EIA | EIA | EIA | EIA | EIA | -- | EIA | EIA | [14 empty] | 207999.8 | 0 | 5 | 0 | 0 | 0 | 0 | 0 | 0 | 0 | 0 | 0 | 5 | 0 | 0 | 5 | 0 | 0 | 1 | 0 | 0 | 0 | 0 | 0 | 0 | 0 | 0 | 0 | 1 | 0 | 0 | 1 | 0 | [7 empty] | https://www.google.com/maps/@?api=1&map_action=map&center=43.292628000000001%2C-94.217074999999994&zoom=17&basemap=satellite | 842 | [118 empty] | 0.25 |  |  | 42 |  |  | 0.35 | 0.09 |  |  | 21 |  |  | 0.4 | 0.41 |  |  | 69 |  |  | 0.3 | 0 |  |  | 0 |  |  | 0.05 | 0.06 |  |  | 41 |  |  | 0.12 | 0.07 |  |  | 70 |  |  | 0.06 | 0.25 |  |  | 80 |  |  | 0.16 | 0.0071298 | 2.8519 | Oil | FRS_110022697848
892 | 1280 | 2021 | CA | Malburg Generating Station | 56041 | City of Vernon | 19798 | City of Vernon | 19798 | Electric Utility | California Independent System Operator | CISO | WECC | CAMX | WECC California | CAISO | 6 | 37 | Los Angeles | 33.9986 | -118.2219 | 2 | 3 | NG | GAS |  | 0.52152 | 130 | 0.46413 | Yes | [5 empty] | 4927597.339 | 2313235.283 | 4927597.339 | 2313235.283 | 593910 | 280851 | 18.838 | 8.58 | 1.479 | 292844.186 | 10865.033 | 1086.503 | 293141.888 |  | 0.063 | 0.061 | 0.005 | 986.157 | 0.018 | 0.002 | 987.159 |  | 0.008 | 0.007 | 0.001 | 118.859 | 0.002 | 0 | 118.98 |  | 0.063 | 0.061 | 0.005 | 986.157 | 0.018 | 0.002 | 987.159 |  | 18.838 | 8.58 | 1.479 | 292844.186 | 10865.033 | 1086.503 |  | 4927597.339 | 2313235.283 | 4927597.339 | 2313235.283 | EPA/CAMD | EPA/CAMD | EPA/CAMD | EPA/CAMD | EIA | EIA | -- | EPA/CAMD | EPA/CAMD |  |  |  | 0 | [10 empty] | 8296.8755 | 0 | 0 | 593910 | 0 | 0 | 0 | 0 | 0 | 0 | 0 | 0 | 593910 | 0 | 0 | 593910 | 0 | 0 | 0 | 1 | 0 | 0 | 0 | 0 | 0 | 0 | 0 | 0 | 1 | 0 | 0 | 1 | 0 | Yes |  | 3966602.016 | 235751.654 | 14.309 | 1.19 |  | https://www.google.com/maps/@?api=1&map_action=map&center=33.998600000000003%2C-118.22190000000001&zoom=17&basemap=satellite | 381337 | [118 empty] | 0.77 |  |  | 93 |  |  | 0.35 | 0.98 |  |  | 95 |  |  | 0.4 | 0.55 |  |  | 84 |  |  | 0.3 | 0.24 |  |  | 94 |  |  | 0.05 | 0.5 |  |  | 98 |  |  | 0.12 | 0.07 |  |  | 71 |  |  | 0.06 | 0.09 |  |  | 21 |  |  | 0.16 | 3.6525 | 0.01206 | Gas | FRS_110028012219
893 | 1288 | 2021 | CA | Marathon Bay Area Cogen | 10342 | Pacific Gas & Electric Co | 14328 | Tesoro Marketing & Refining Co. LLC (Martinez) | 65130 | IPP CHP | California Independent System Operator | CISO | WECC | CAMX | WECC California | CAISO | 6 | 13 | Contra Costa | 38.0244 | -122.0589 | 3 | 3 | NG | GAS |  | 0.52294 | 113.5 | 0.46177 |  | Yes | 1335436.8 | 1.329 | 0.63922 |  | 3108994.618 | 1615765.902 | 3108994.618 | 1615765.902 | 519934 | 271122 | 478.943 | 249.712 | 4.968 | 181703.726 | 6854.165 | 685.417 | 181891.53 |  | 1.842 | 1.842 | 0.019 | 698.949 | 0.013 | 0.001 | 699.672 |  | 0.308 | 0.309 | 0.003 | 116.889 | 0.002 | 0 | 117.01 |  | 1.842 | 1.842 | 0.019 | 698.949 | 0.013 | 0.001 | 699.672 |  | 749.266 | 390.653 | 7.772 | 284260.401 | 10722.773 | 1072.277 |  | 4863764.076 | 2527731.667 | 4863764.076 | 2527731.667 | EIA | EIA | EIA | EIA | EIA | EIA | -- | EIA | EIA | [6 empty] | 1754769.458 | 911965.765 | 270.323 | 140.941 | 2.804 | 102556.675 | 3868.608 | 386.861 | 5979.5948 | 0 | 0 | 519934 | 0 | 0 | 0 | 0 | 0 | 0 | 0 | 0 | 519934 | 0 | 0 | 519934 | 0 | 0 | 0 | 1 | 0 | 0 | 0 | 0 | 0 | 0 | 0 | 0 | 1 | 0 | 0 | 1 | 0 | [7 empty] | https://www.google.com/maps/@?api=1&map_action=map&center=38.0244%2C-122.05889999999999&zoom=17&basemap=satellite | 29738 | [118 empty] | 0.33 |  |  | 55 |  |  | 0.35 | 0.51 |  |  | 67 |  |  | 0.4 | 0.14 |  |  | 25 |  |  | 0.3 | 0.05 |  |  | 74 |  |  | 0.05 | 0.1 |  |  | 57 |  |  | 0.12 | 0.09 |  |  | 78 |  |  | 0.06 | 0.13 |  |  | 42 |  |  | 0.16 | 10.6737 | 0.036689 | Gas | FRS_110043796005
894 | 3030 | 2021 | IA | Bellevue | 1126 | Central Iowa Power Cooperative | 3258 | City of Bellevue - (IA) | 1515 | Electric Utility | Midcontinent Independent Transmission System Operator, Inc.. | MISO | MRO | MROW | MRO West | MISO | 19 | 97 | Jackson | 42.25 | -90.4167 | 6 | 6 | DFO | OIL |  | 0.00142 | 9.8 | 1 | [6 empty] | 1229 | 392 | 1229 | 392 | 121.999 | 39 | 1.986 | 0.632 | 0.178 | 100.364 | 8.128 | 1.626 | 100.708 |  | 32.558 | 32.41 | 2.921 | 1645.325 | 0.067 | 0.013 | 1650.962 |  | 3.232 | 3.224 | 0.29 | 163.326 | 0.007 | 0.001 | 163.886 |  | 32.557 | 32.41 | 2.921 | 1645.311 | 0.067 | 0.013 | 1650.948 |  | 1.986 | 0.632 | 0.178 | 100.364 | 8.128 | 1.626 |  | 1229 | 392 | 1229 | 392 | EIA | EIA | EIA | EIA | EIA | EIA | -- | EIA | EIA | [14 empty] | 10073.7705 | 0 | 122 | 0 | 0 | 0 | 0 | 0 | 0 | 0 | 0 | 0 | 122 | 0 | 0 | 122 | 0 | 0 | 1 | 0 | 0 | 0 | 0 | 0 | 0 | 0 | 0 | 0 | 1 | 0 | 0 | 1 | 0 | [7 empty] | https://www.google.com/maps/@?api=1&map_action=map&center=42.25%2C-90.416700000000006&zoom=17&basemap=satellite | 2389 | [118 empty] | 0.12 |  |  | 14 |  |  | 0.35 | 0.04 |  |  | 11 |  |  | 0.4 | 0.2 |  |  | 37 |  |  | 0.3 | 0 |  |  | 0 |  |  | 0.05 | 0.08 |  |  | 48 |  |  | 0.12 | 0.08 |  |  | 72 |  |  | 0.06 | 0.23 |  |  | 75 |  |  | 0.16 | 0.02697 | 3.1731 | Oil | FRS_110022700530
895 | 1292 | 2021 | CA | Marina Landfill Gas | 10748 | Pacific Gas & Electric Co | 14328 | Monterey Regional Waste Mgmt | 12869 | Commercial Non-CHP | California Independent System Operator | CISO | WECC | CAMX | WECC California | CAISO | 6 | 53 | Monterey | 36.7131 | -121.7686 | 4 | 4 | LFG | BIOMASS |  | 0.78026 | 5.1 | 0.032896 | Yes | [5 empty] | 331165 | 137930 | 331165 | 137930 | 34859 | 14519 | 0 | 0 | 5.547 | 0 | 0 | 0 | 0 |  | 0 | 0 | 0.318 | 0 | 0 | 0 | 0 |  | 0 | 0 | 0.033 | 0 | 0 | 0 | 0 |  | 0 | 0 | 0.318 | 0 | 0 | 0 | 0 |  | 240.093 | 99.999 | 7.451 | 21028.907 | 770.291 | 77.029 |  | 331165 | 137930 | 331165 | 137930 | EIA | EIA | EIA | EIA | EIA | EIA | -- | EIA | EIA | 240.093 | 99.999 | 1.904 | 21028.907 | 770.291 | 77.029 | [8 empty] | 9500.1291 | 0 | 0 | 0 | 0 | 0 | 34859 | 0 | 0 | 0 | 0 | 0 | 0 | 34859 | 34859 | 34859 | 0 | 0 | 0 | 0 | 0 | 0 | 1 | 0 | 0 | 0 | 0 | 0 | 0 | 1 | 1 | 1 | 0 | [7 empty] | https://www.google.com/maps/@?api=1&map_action=map&center=36.713099999999997%2C-121.76860000000001&zoom=17&basemap=satellite | 17156 | [118 empty] | 0.44 |  |  | 69 |  |  | 0.35 | 0.59 |  |  | 72 |  |  | 0.4 | 0.3 |  |  | 53 |  |  | 0.3 | 0.1 |  |  | 84 |  |  | 0.05 | 0.14 |  |  | 69 |  |  | 0.12 | 0.07 |  |  | 66 |  |  | 0.06 | 0.14 |  |  | 45 |  |  | 0.16 | 2.7322 | 0.13965 | Biomass | FRS_110028037309
896 | 3034 | 2021 | IA | Brooklyn | 1128 | City of Brooklyn - (IA) | 2287 | City of Brooklyn - (IA) | 2287 | Electric Utility | Midcontinent Independent Transmission System Operator, Inc.. | MISO | MRO | MROW | MRO West | MISO | 19 | 157 | Poweshiek | 41.7278 | -92.4479 | 1 | 1 | DFO | OIL |  | 0.0005 | 2.3 | 1 | [6 empty] | 101 | 36 | 101 | 36 | 10 | 3 | 0.158 | 0.056 | 0.015 | 8.248 | 0.668 | 0.134 | 8.276 |  | 31.6 | 37.333 | 2.92 | 1649.6 | 0.067 | 0.013 | 1655.251 |  | 3.129 | 3.111 | 0.289 | 163.327 | 0.007 | 0.001 | 163.886 |  | 31.6 | 37.333 | 2.92 | 1649.6 | 0.067 | 0.013 | 1655.251 |  | 0.158 | 0.056 | 0.015 | 8.248 | 0.668 | 0.134 |  | 101 | 36 | 101 | 36 | EIA | EIA | EIA | EIA | EIA | EIA | -- | EIA | EIA | [14 empty] | 10100 | 0 | 10 | 0 | 0 | 0 | 0 | 0 | 0 | 0 | 0 | 0 | 10 | 0 | 0 | 10 | 0 | 0 | 1 | 0 | 0 | 0 | 0 | 0 | 0 | 0 | 0 | 0 | 1 | 0 | 0 | 1 | 0 | [7 empty] | https://www.google.com/maps/@?api=1&map_action=map&center=41.727800000000002%2C-92.447900000000004&zoom=17&basemap=satellite | 1861 | [118 empty] | 0.19 |  |  | 29 |  |  | 0.35 | 0.03 |  |  | 10 |  |  | 0.4 | 0.34 |  |  | 60 |  |  | 0.3 | 0.01 |  |  | 58 |  |  | 0.05 | 0.08 |  |  | 48 |  |  | 0.12 | 0.08 |  |  | 74 |  |  | 0.06 | 0.14 |  |  | 44 |  |  | 0.16 | 0.16384 | 2.9788 | Oil | FRS_110040470898
897 | 1294 | 2021 | CA | Mariposa Energy Project | 57483 | Pacific Gas & Electric Co | 14328 | Diamond Generating Corporation | 49981 | IPP Non-CHP | California Independent System Operator | CISO | WECC | CAMX | WECC California | CAISO | 6 | 1 | Alameda | 37.7892 | -121.6019 | 4 | 4 | NG | GAS |  | 0.0522 | 199.6 | 1 | [6 empty] | 937776.418 | 559741.956 | 937776.418 | 559741.956 | 91265 | 55699 | 6.75 | 3.427 | 0.304 | 55729.64 | 2075.868 | 207.587 | 55786.519 |  | 0.148 | 0.123 | 0.007 | 1221.271 | 0.023 | 0.002 | 1222.517 |  | 0.014 | 0.012 | 0.001 | 118.855 | 0.002 | 0 | 118.976 |  | 0.148 | 0.123 | 0.007 | 1221.271 | 0.023 | 0.002 | 1222.517 |  | 6.75 | 3.427 | 0.304 | 55729.64 | 2075.868 | 207.587 |  | 937776.418 | 559741.956 | 937776.418 | 559741.956 | EPA/CAMD | EPA/CAMD | EPA/CAMD | EPA/CAMD | EIA | EIA | -- | EPA/CAMD | EPA/CAMD | [14 empty] | 10275.3127 | 0 | 0 | 91265 | 0 | 0 | 0 | 0 | 0 | 0 | 0 | 0 | 91265 | 0 | 0 | 91265 | 0 | 0 | 0 | 1 | 0 | 0 | 0 | 0 | 0 | 0 | 0 | 0 | 1 | 0 | 0 | 1 | 0 | Yes |  | 964165.948 | 57302.538 | 6.712 | 0.317 |  | https://www.google.com/maps/@?api=1&map_action=map&center=37.789166999999999%2C-121.601944&zoom=17&basemap=satellite | 7821 | [118 empty] | 0.39 |  |  | 63 |  |  | 0.35 | 0.72 |  |  | 79 |  |  | 0.4 | 0.05 |  |  | 8 |  |  | 0.3 | 0.04 |  |  | 70 |  |  | 0.05 | 0.07 |  |  | 44 |  |  | 0.12 | 0.06 |  |  | 55 |  |  | 0.06 | 0.06 |  |  | 12 |  |  | 0.16 | 4.4365 | 0.085074 | Gas | FRS_110043972886
898 | 3041 | 2021 | IA | Cascade | 1129 | ITC Midwest LLC | 56161 | Cascade Municipal Utilities | 3137 | Electric Utility | Midcontinent Independent Transmission System Operator, Inc.. | MISO | MRO | MROW | MRO West | MISO | 19 | 61 | Dubuque | 42.2982 | -91.012 | 5 | 5 | DFO | OIL |  | 0.0012 | 7.2 | 1 | [6 empty] | 773 | 243 | 773 | 243 | 76 | 24 | 1.277 | 0.4 | 0.112 | 63.125 | 5.113 | 1.023 | 63.341 |  | 33.605 | 33.333 | 2.947 | 1661.184 | 0.067 | 0.013 | 1666.875 |  | 3.304 | 3.292 | 0.29 | 163.325 | 0.007 | 0.001 | 163.884 |  | 33.605 | 33.333 | 2.947 | 1661.184 | 0.067 | 0.013 | 1666.875 |  | 1.277 | 0.4 | 0.112 | 63.125 | 5.113 | 1.023 |  | 773 | 243 | 773 | 243 | EIA | EIA | EIA | EIA | EIA | EIA | -- | EIA | EIA | [14 empty] | 10171.0526 | 0 | 76 | 0 | 0 | 0 | 0 | 0 | 0 | 0 | 0 | 0 | 76 | 0 | 0 | 76 | 0 | 0 | 1 | 0 | 0 | 0 | 0 | 0 | 0 | 0 | 0 | 0 | 1 | 0 | 0 | 1 | 0 | [7 empty] | https://www.google.com/maps/@?api=1&map_action=map&center=42.298209999999997%2C-91.011973999999995&zoom=17&basemap=satellite | 2643 | [118 empty] | 0.19 |  |  | 30 |  |  | 0.35 | 0.08 |  |  | 20 |  |  | 0.4 | 0.29 |  |  | 53 |  |  | 0.3 | 0.01 |  |  | 60 |  |  | 0.05 | 0.05 |  |  | 37 |  |  | 0.12 | 0.09 |  |  | 79 |  |  | 0.06 | 0.2 |  |  | 67 |  |  | 0.16 | 0.045725 | 3.2661 | Oil | FRS_110001398737
899 | 1295 | 2021 | CA | Marsh Landing Generating Station | 57267 | Pacific Gas & Electric Co | 14328 | Marsh Landing LLC | 56635 | IPP Non-CHP | California Independent System Operator | CISO | WECC | CAMX | WECC California | CAISO | 6 | 13 | Contra Costa | 38.0169 | -121.765 | 4 | 4 | NG | GAS |  | 0.03585 | 828 | 1 | [6 empty] | 2934460.424 | 1968433.794 | 2934460.424 | 1968433.794 | 260009 | 177221 | 11.06 | 7.195 | 0.881 | 174392.713 | 6287.688 | 628.769 | 174564.996 |  | 0.085 | 0.081 | 0.007 | 1341.436 | 0.024 | 0.002 | 1342.761 |  | 0.008 | 0.007 | 0.001 | 118.858 | 0.002 | 0 | 118.976 |  | 0.085 | 0.081 | 0.007 | 1341.436 | 0.024 | 0.002 | 1342.761 |  | 11.06 | 7.195 | 0.881 | 174392.713 | 6287.688 | 628.769 |  | 2934460.424 | 1968433.794 | 2934460.424 | 1968433.794 | EPA/CAMD | EPA/CAMD | EPA/CAMD | EPA/CAMD | EIA | EIA | -- | EPA/CAMD | EPA/CAMD | [14 empty] | 11285.9956 | 0 | 0 | 260009 | 0 | 0 | 0 | 0 | 0 | 0 | 0 | 0 | 260009 | 0 | 0 | 260009 | 0 | 0 | 0 | 1 | 0 | 0 | 0 | 0 | 0 | 0 | 0 | 0 | 1 | 0 | 0 | 1 | 0 | Yes |  | 1586210.892 | 94266.331 | 6.155 | 0.476 |  | https://www.google.com/maps/@?api=1&map_action=map&center=38.016944000000002%2C-121.765&zoom=17&basemap=satellite | 55150 | [118 empty] | 0.45 |  |  | 69 |  |  | 0.35 | 0.63 |  |  | 75 |  |  | 0.4 | 0.26 |  |  | 48 |  |  | 0.3 | 0.05 |  |  | 74 |  |  | 0.05 | 0.14 |  |  | 69 |  |  | 0.12 | 0.06 |  |  | 58 |  |  | 0.06 | 0.13 |  |  | 38 |  |  | 0.16 | 11.7729 | 0.08875 | Gas | FRS_110043331864
900 | 3086 | 2021 | IA | Gas Turbine (IA) | 1130 | Cedar Falls Utilities | 3203 | Cedar Falls Utilities | 3203 | Electric Utility | Midcontinent Independent Transmission System Operator, Inc.. | MISO | MRO | MROW | MRO West | MISO | 19 | 13 | Black Hawk | 42.512 | -92.476 | 2 | 2 | NG | GAS |  | 0.00064 | 43.4 | 1 | [6 empty] | 16887 | 8752 | 16887 | 8752 | 245 | 127 | 2.502 | 1.297 | 0.027 | 986.953 | 37.229 | 3.723 | 987.973 |  | 20.424 | 20.425 | 0.22 | 8056.759 | 0.152 | 0.015 | 8065.086 |  | 0.296 | 0.296 | 0.003 | 116.889 | 0.002 | 0 | 117.01 |  | 20.424 | 20.425 | 0.22 | 8056.759 | 0.152 | 0.015 | 8065.086 |  | 2.502 | 1.297 | 0.027 | 986.953 | 37.229 | 3.723 |  | 16887 | 8752 | 16887 | 8752 | EIA | EIA | EIA | EIA | EIA | EIA | -- | EIA | EIA | [14 empty] | 68926.5306 | 0 | 0 | 245 | 0 | 0 | 0 | 0 | 0 | 0 | 0 | 0 | 245 | 0 | 0 | 245 | 0 | 0 | 0 | 1 | 0 | 0 | 0 | 0 | 0 | 0 | 0 | 0 | 1 | 0 | 0 | 1 | 0 | [7 empty] | https://www.google.com/maps/@?api=1&map_action=map&center=42.512%2C-92.475999999999999&zoom=17&basemap=satellite | 34893 | [118 empty] | 0.2 |  |  | 32 |  |  | 0.35 | 0.11 |  |  | 25 |  |  | 0.4 | 0.31 |  |  | 56 |  |  | 0.3 | 0.01 |  |  | 60 |  |  | 0.05 | 0.03 |  |  | 25 |  |  | 0.12 | 0.06 |  |  | 56 |  |  | 0.06 | 0.14 |  |  | 44 |  |  | 0.16 | 0.0029787 | 0 | Gas | FRS_110028016625
901 | 1296 | 2021 | CA | Martinez Refining | 54912 | Pacific Gas & Electric Co | 14328 | Martinez Refining Co | 11651 | Industrial CHP | California Independent System Operator | CISO | WECC | CAMX | WECC California | CAISO | 6 | 13 | Contra Costa | 38.0169 | -122.1117 | 4 | 3 | NG | GAS |  | 0.87358 | 100 | 0 |  | Yes | 4344878.4 | 0.601 | 0.44491 |  | 4696807.534 | 1959402.625 | 4696807.534 | 1959402.625 | 765254 | 347195 | 558.48 | 239.882 | 6.277 | 274503.232 | 10354.965 | 1034.935 | 274786.875 |  | 1.46 | 1.382 | 0.016 | 717.417 | 0.014 | 0.001 | 718.159 |  | 0.238 | 0.245 | 0.003 | 116.889 | 0.002 | 0 | 117.01 |  | 1.46 | 1.382 | 0.016 | 717.417 | 0.014 | 0.001 | 718.159 |  | 1255.275 | 539.174 | 14.11 | 616990.52 | 23274.462 | 2326.185 |  | 10556836.43 | 4404075.077 | 10556836.43 | 4404075.077 | EIA | EIA |  | EIA | EIA | EIA | -- | EIA | EIA | [6 empty] | 5860028.891 | 2444672.452 | 696.795 | 299.292 | 7.832 | 342487.288 | 12919.497 | 1291.25 | 6137.5799 | 0 | 0 | 735581.506 | 0 | 0 | 0 | 0 | 0 | 0 | 29672.494 | 0 | 765254 | 0 | 0 | 765254 | 0 | 0 | 0 | 0.96123 | 0 | 0 | 0 | 0 | 0 | 0 | 0.038775 | 0 | 1 | 0 | 0 | 1 | 0 | [7 empty] | https://www.google.com/maps/@?api=1&map_action=map&center=38.0169%2C-122.1117&zoom=17&basemap=satellite | 42729 | [118 empty] | 0.25 |  |  | 43 |  |  | 0.35 | 0.38 |  |  | 58 |  |  | 0.4 | 0.13 |  |  | 22 |  |  | 0.3 | 0.02 |  |  | 64 |  |  | 0.05 | 0.05 |  |  | 33 |  |  | 0.12 | 0.08 |  |  | 73 |  |  | 0.06 | 0.15 |  |  | 48 |  |  | 0.16 | 10.2905 | 0.029199 | Gas | FRS_110000483245
902 | 1302 | 2021 | CA | Maxim | 59802 | Pacific Gas & Electric Co | 14328 | Bloom Energy | 57128 | IPP Non-CHP | California Independent System Operator | CISO | WECC | CAMX | WECC California | CAISO | 6 | 85 | Santa Clara | 37.4057 | -121.9494 | 1 | 1 | NG | GAS |  | 0.76131 | 1.1 | 0.06448 | [8 empty] | 55185 | 26210 | 7336 | 3484 | 0 |  | 0 | 0 | [37 empty] | 55185 | 26210 | [6 empty] | -- | EIA | EIA | [15 empty] | 0 | 0 | 7336 | 0 | 0 | 0 | 0 | 0 | 0 | 0 | 0 | 7336 | 0 | 0 | 7336 | 0 | 0 | 0 | 1 | 0 | 0 | 0 | 0 | 0 | 0 | 0 | 0 | 1 | 0 | 0 | 1 | 0 | [7 empty] | https://www.google.com/maps/@?api=1&map_action=map&center=37.405689000000002%2C-121.949416&zoom=17&basemap=satellite | 96435 | [118 empty] | 0.47 |  |  | 71 |  |  | 0.35 | 0.8 |  |  | 83 |  |  | 0.4 | 0.13 |  |  | 24 |  |  | 0.3 | 0.1 |  |  | 85 |  |  | 0.05 | 0.09 |  |  | 54 |  |  | 0.12 | 0.07 |  |  | 70 |  |  | 0.06 | 0.08 |  |  | 18 |  |  | 0.16 | 0 | 0 | Gas | FRS_110070396567
903 | 3048 | 2021 | IA | Coggon | 1132 | ITC Midwest LLC | 56161 | City of Coggon - (IA) | 3900 | Electric Utility | Midcontinent Independent Transmission System Operator, Inc.. | MISO | MRO | MROW | MRO West | MISO | 19 | 113 | Linn | 42.2808 | -91.5327 | 1 | 1 | DFO | OIL |  | 0.00753 | 2 | 1 | [6 empty] | 1302 | 409 | 1302 | 409 | 132 | 42 | 1.957 | 0.615 | 0.189 | 106.325 | 8.611 | 1.722 | 106.689 |  | 29.652 | 29.286 | 2.861 | 1610.985 | 0.065 | 0.013 | 1616.504 |  | 3.006 | 3.007 | 0.29 | 163.326 | 0.007 | 0.001 | 163.885 |  | 29.652 | 29.286 | 2.861 | 1610.985 | 0.065 | 0.013 | 1616.504 |  | 1.957 | 0.615 | 0.189 | 106.325 | 8.611 | 1.722 |  | 1302 | 409 | 1302 | 409 | EIA | EIA | EIA | EIA | EIA | EIA | -- | EIA | EIA | [14 empty] | 9863.6364 | 0 | 132 | 0 | 0 | 0 | 0 | 0 | 0 | 0 | 0 | 0 | 132 | 0 | 0 | 132 | 0 | 0 | 1 | 0 | 0 | 0 | 0 | 0 | 0 | 0 | 0 | 0 | 1 | 0 | 0 | 1 | 0 | [7 empty] | https://www.google.com/maps/@?api=1&map_action=map&center=42.280827000000002%2C-91.532705000000007&zoom=17&basemap=satellite | 1197 | [118 empty] | 0.09 |  |  | 9 |  |  | 0.35 | 0.01 |  |  | 5 |  |  | 0.4 | 0.17 |  |  | 32 |  |  | 0.3 | 0 |  |  | 0 |  |  | 0.05 | 0.04 |  |  | 28 |  |  | 0.12 | 0.06 |  |  | 63 |  |  | 0.06 | 0.13 |  |  | 38 |  |  | 0.16 | 0.07192 | 3.0604 | Oil | FRS_110001400369
904 | 1303 | 2021 | CA | MCAGCC Cogen Plant | 58914 | Southern California Edison Co | 17609 | DOD USMC Marine Air Ground Combat | 58789 | IPP CHP | California Independent System Operator | CISO | WECC | CAMX | WECC California | CAISO | 6 | 71 | San Bernardino | 34.2372 | -116.0542 | 3 | 3 | NG | GAS |  | 0.57394 | 16.4 | 0.37677 |  | Yes | 476050.4 | 0.591 | 0.44078 |  | 419181.525 | 199093.66 | 419181.525 | 199093.66 | 82453.999 | 39161.999 | 67.069 | 31.855 | 0.67 | 24498.867 | 924.138 | 92.414 | 24524.188 |  | 1.627 | 1.627 | 0.016 | 594.243 | 0.011 | 0.001 | 594.857 |  | 0.32 | 0.32 | 0.003 | 116.889 | 0.002 | 0 | 117.01 |  | 1.627 | 1.627 | 0.016 | 594.243 | 0.011 | 0.001 | 594.857 |  | 152.16 | 72.27 | 1.52 | 55581.098 | 2096.611 | 209.661 |  | 951005.999 | 451688.001 | 951005.999 | 451688.001 | EIA | EIA | EIA | EIA | EIA | EIA | -- | EIA | EIA | [6 empty] | 531824.474 | 252594.341 | 85.091 | 40.415 | 0.85 | 31082.231 | 1172.473 | 117.247 | 5083.8228 | 0 | 0 | 82454 | 0 | 0 | 0 | 0 | 0 | 0 | 0 | 0 | 82454 | 0 | 0 | 82454 | 0 | 0 | 0 | 1 | 0 | 0 | 0 | 0 | 0 | 0 | 0 | 0 | 1 | 0 | 0 | 1 | 0 | [7 empty] | https://www.google.com/maps/@?api=1&map_action=map&center=34.237222000000003%2C-116.05416700000001&zoom=17&basemap=satellite | 10218 | [118 empty] | 0.48 |  |  | 73 |  |  | 0.35 | 0.45 |  |  | 63 |  |  | 0.4 | 0.52 |  |  | 82 |  |  | 0.3 | 0.01 |  |  | 59 |  |  | 0.05 | 0.04 |  |  | 26 |  |  | 0.12 | 0.14 |  |  | 94 |  |  | 0.06 | 0 |  |  | 0 |  |  | 0.16 | 0.17238 | 0.0051725 | Gas | FRS_110070398165
905 | 3052 | 2021 | IA | Corning | 1134 | City of Corning - (IA) | 4375 | City of Corning - (IA) | 4375 | Electric Utility | Midcontinent Independent Transmission System Operator, Inc.. | MISO | MRO | MROW | MRO West | MISO | 19 | 3 | Adams | 40.9871 | -94.7352 | 3 | 3 | DFO | OIL |  | 0.00084 | 6.8 | 1 | [6 empty] | 1541.999 | 486 | 1541.999 | 486 | 50 | 16 | 2.479 | 0.782 | 0.224 | 125.925 | 10.199 | 2.04 | 126.356 |  | 99.16 | 97.75 | 8.948 | 5037 | 0.204 | 0.041 | 5054.256 |  | 3.215 | 3.218 | 0.29 | 163.327 | 0.007 | 0.001 | 163.886 |  | 99.16 | 97.75 | 8.948 | 5037 | 0.204 | 0.041 | 5054.256 |  | 2.479 | 0.782 | 0.224 | 125.925 | 10.199 | 2.04 |  | 1541.999 | 486 | 1541.999 | 486 | EIA | EIA | EIA | EIA | EIA | EIA | -- | EIA | EIA | [14 empty] | 30839.98 | 0 | 50 | 0 | 0 | 0 | 0 | 0 | 0 | 0 | 0 | 0 | 50 | 0 | 0 | 50 | 0 | 0 | 1 | 0 | 0 | 0 | 0 | 0 | 0 | 0 | 0 | 0 | 1 | 0 | 0 | 1 | 0 | [7 empty] | https://www.google.com/maps/@?api=1&map_action=map&center=40.987099999999998%2C-94.735200000000006&zoom=17&basemap=satellite | 1723 | [118 empty] | 0.18 |  |  | 28 |  |  | 0.35 | 0.05 |  |  | 15 |  |  | 0.4 | 0.3 |  |  | 55 |  |  | 0.3 | 0 |  |  | 0 |  |  | 0.05 | 0.08 |  |  | 47 |  |  | 0.12 | 0.04 |  |  | 44 |  |  | 0.06 | 0.24 |  |  | 78 |  |  | 0.16 | 0.14275 | 3.6141 | Oil | FRS_110001760648
906 | 3058 | 2021 | IA | Dayton (IA) | 1135 | City of Dayton - (IA) | 4919 | City of Dayton - (IA) | 4919 | Electric Utility | Midcontinent Independent Transmission System Operator, Inc.. | MISO | MRO | MROW | MRO West | MISO | 19 | 187 | Webster | 42.2602 | -94.0692 | 1 | 1 | DFO | OIL |  | 0.00108 | 1.8 | 1 | [6 empty] | 108 | 36 | 108 | 36 | 17 | 5 | 0.168 | 0.056 | 0.016 | 8.82 | 0.714 | 0.143 | 8.85 |  | 19.765 | 22.4 | 1.847 | 1037.647 | 0.042 | 0.008 | 1041.202 |  | 3.111 | 3.111 | 0.291 | 163.333 | 0.007 | 0.001 | 163.893 |  | 19.765 | 22.4 | 1.847 | 1037.647 | 0.042 | 0.008 | 1041.202 |  | 0.168 | 0.056 | 0.016 | 8.82 | 0.714 | 0.143 |  | 108 | 36 | 108 | 36 | EIA | EIA | EIA | EIA | EIA | EIA | -- | EIA | EIA | [14 empty] | 6352.9412 | 0 | 17 | 0 | 0 | 0 | 0 | 0 | 0 | 0 | 0 | 0 | 17 | 0 | 0 | 17 | 0 | 0 | 1 | 0 | 0 | 0 | 0 | 0 | 0 | 0 | 0 | 0 | 1 | 0 | 0 | 1 | 0 | [7 empty] | https://www.google.com/maps/@?api=1&map_action=map&center=42.260162000000001%2C-94.069243&zoom=17&basemap=satellite | 1038 | [118 empty] | 0.13 |  |  | 17 |  |  | 0.35 | 0.02 |  |  | 7 |  |  | 0.4 | 0.24 |  |  | 44 |  |  | 0.3 | 0 |  |  | 0 |  |  | 0.05 | 0.02 |  |  | 19 |  |  | 0.12 | 0.02 |  |  | 22 |  |  | 0.06 | 0.23 |  |  | 76 |  |  | 0.16 | 0.013795 | 4.5983 | Oil | FRS_110001387776
907 | 3074 | 2021 | IA | Estherville | 1137 | Iowa Lakes Electric Coop | 9425 | City of Estherville - (IA) | 5998 | Electric Utility | Southwest Power Pool | SWPP | MRO | MROW | MRO West |  | 19 | 63 | Emmet | 43.4028 | -94.8433 | 5 | 5 | NG | GAS |  | 0.00285 | 15.6 | 1 | [6 empty] | 2958.001 | 945.001 | 2958.001 | 945.001 | 390 | 122.999 | 4.669 | 1.491 | 0.429 | 179.923 | 19.564 | 3.913 | 180.751 |  | 23.944 | 24.244 | 2.199 | 922.682 | 0.05 | 0.01 | 926.926 |  | 3.157 | 3.156 | 0.29 | 121.652 | 0.007 | 0.001 | 122.211 |  | 23.944 | 24.244 | 2.199 | 922.682 | 0.05 | 0.01 | 926.926 |  | 4.669 | 1.491 | 0.429 | 179.923 | 19.564 | 3.913 |  | 2958.001 | 945.001 | 2958.001 | 945.001 | EIA | EIA | EIA | EIA | EIA | EIA | -- | EIA | EIA | [14 empty] | 7584.6179 | 0 | 390 | 0 | 0 | 0 | 0 | 0 | 0 | 0 | 0 | 0 | 390 | 0 | 0 | 390 | 0 | 0 | 1 | 0 | 0 | 0 | 0 | 0 | 0 | 0 | 0 | 0 | 1 | 0 | 0 | 1 | 0 | [7 empty] | https://www.google.com/maps/@?api=1&map_action=map&center=43.402799999999999%2C-94.843299999999999&zoom=17&basemap=satellite | 6038 | [118 empty] | 0.23 |  |  | 39 |  |  | 0.35 | 0.17 |  |  | 35 |  |  | 0.4 | 0.26 |  |  | 48 |  |  | 0.3 | 0.03 |  |  | 66 |  |  | 0.05 | 0.11 |  |  | 60 |  |  | 0.12 | 0.05 |  |  | 53 |  |  | 0.06 | 0.19 |  |  | 63 |  |  | 0.16 | 0.010682 | 0.39562 | Gas | FRS_110028016581
908 | 1307 | 2021 | CA | McGrath Generating Station | 56471 | Southern California Edison Co | 17609 | Southern California Edison Co | 17609 | Electric Utility | California Independent System Operator | CISO | WECC | CAMX | WECC California | CAISO | 6 | 111 | Ventura | 34.2056 | -119.2469 | 1 | 1 | NG | GAS |  | 0.02439 | 49.8 | 1 | [6 empty] | 109836.845 | 37519.988 | 109836.845 | 37519.988 | 10638 | 3655 | 0.745 | 0.275 | 0.033 | 6527.214 | 246.06 | 24.606 | 6533.956 |  | 0.14 | 0.15 | 0.006 | 1227.151 | 0.023 | 0.002 | 1228.418 |  | 0.014 | 0.015 | 0.001 | 118.853 | 0.002 | 0 | 118.976 |  | 0.14 | 0.15 | 0.006 | 1227.151 | 0.023 | 0.002 | 1228.418 |  | 0.745 | 0.275 | 0.033 | 6527.214 | 246.06 | 24.606 |  | 109836.845 | 37519.988 | 109836.845 | 37519.988 | EPA/CAMD | EPA/CAMD | EPA/CAMD | EPA/CAMD | EIA | EIA | -- | EPA/CAMD | EPA/CAMD | [14 empty] | 10324.9535 | 0 | 0 | 10637.999 | 0 | 0 | 0 | 0 | 0 | 0 | 0 | 0 | 10637.999 | 0 | 0 | 10637.999 | 0 | 0 | 0 | 1 | 0 | 0 | 0 | 0 | 0 | 0 | 0 | 0 | 1 | 0 | 0 | 1 | 0 | Yes |  | 331151.026 | 19678.994 | 2.014 | 0.099 |  | https://www.google.com/maps/@?api=1&map_action=map&center=34.205556000000001%2C-119.246944&zoom=17&basemap=satellite | 36323 | [118 empty] | 0.43 |  |  | 68 |  |  | 0.35 | 0.64 |  |  | 75 |  |  | 0.4 | 0.23 |  |  | 42 |  |  | 0.3 | 0.06 |  |  | 77 |  |  | 0.05 | 0.12 |  |  | 63 |  |  | 0.12 | 0.06 |  |  | 56 |  |  | 0.06 | 0.16 |  |  | 54 |  |  | 0.16 | 0.8639 | 0.077759 | Gas | FRS_110040570986
909 | 3079 | 2021 | IA | Forest City Light Plant | 1138 | Dairyland Power Coop | 4716 | City of Forest City- (IA) | 6579 | Electric Utility | Midcontinent Independent Transmission System Operator, Inc.. | MISO | MRO | MROW | MRO West | MISO | 19 | 189 | Winnebago | 43.2632 | -93.6354 | 6 | 6 | DFO | OIL |  | 0.00162 | 22 | 1 | [6 empty] | 3342 | 1062 | 3342 | 1062 | 313 | 99 | 5.191 | 1.648 | 0.485 | 272.918 | 22.104 | 4.421 | 273.853 |  | 33.169 | 33.293 | 3.096 | 1743.885 | 0.071 | 0.014 | 1749.859 |  | 3.107 | 3.104 | 0.29 | 163.326 | 0.007 | 0.001 | 163.886 |  | 33.169 | 33.293 | 3.096 | 1743.885 | 0.071 | 0.014 | 1749.859 |  | 5.191 | 1.648 | 0.485 | 272.918 | 22.104 | 4.421 |  | 3342 | 1062 | 3342 | 1062 | EIA | EIA | EIA | EIA | EIA | EIA | -- | EIA | EIA | [14 empty] | 10677.3163 | 0 | 313 | 0 | 0 | 0 | 0 | 0 | 0 | 0 | 0 | 0 | 313 | 0 | 0 | 313 | 0 | 0 | 1 | 0 | 0 | 0 | 0 | 0 | 0 | 0 | 0 | 0 | 1 | 0 | 0 | 1 | 0 | [7 empty] | https://www.google.com/maps/@?api=1&map_action=map&center=43.263235000000002%2C-93.635383000000004&zoom=17&basemap=satellite | 4814 | [118 empty] | 0.21 |  |  | 35 |  |  | 0.35 | 0.12 |  |  | 27 |  |  | 0.4 | 0.31 |  |  | 56 |  |  | 0.3 | 0 |  |  | 0 |  |  | 0.05 | 0.06 |  |  | 39 |  |  | 0.12 | 0.05 |  |  | 54 |  |  | 0.06 | 0.16 |  |  | 52 |  |  | 0.16 | 0.4295 | 3.3039 | Oil | FRS_110001401448
910 | 1308 | 2021 | CA | McKittrick Cogen | 52076 | Pacific Gas & Electric Co | 14328 | Chevron USA Inc | 54713 | Industrial CHP | California Independent System Operator | CISO | WECC | CAMX | WECC California | CAISO | 6 | 29 | Kern | 35.3161 | -119.6597 | 2 | 2 | NG | GAS |  | 0.7882 | 12 | 0.01966 |  | Yes | 16191.2 | 17.466 | 0.95883 |  | 971570.052 | 461455.288 | 971570.052 | 461455.288 | 82856 | 39353 | 149.471 | 70.993 | 1.553 | 56782.955 | 2141.947 | 214.195 | 56841.644 |  | 3.608 | 3.608 | 0.037 | 1370.642 | 0.026 | 0.003 | 1372.059 |  | 0.308 | 0.308 | 0.003 | 116.889 | 0.002 | 0 | 117.01 |  | 3.608 | 3.608 | 0.037 | 1370.642 | 0.026 | 0.003 | 1372.059 |  | 155.89 | 74.042 | 1.619 | 59221.316 | 2233.926 | 223.393 |  | 1013291 | 481271 | 1013291 | 481271 | EIA | EIA | EIA | EIA | EIA | EIA | -- | EIA | EIA | [6 empty] | 41720.948 | 19815.712 | 6.419 | 3.049 | 0.067 | 2438.361 | 91.979 | 9.198 | 11726.0072 | 0 | 0 | 82856 | 0 | 0 | 0 | 0 | 0 | 0 | 0 | 0 | 82856 | 0 | 0 | 82856 | 0 | 0 | 0 | 1 | 0 | 0 | 0 | 0 | 0 | 0 | 0 | 0 | 1 | 0 | 0 | 1 | 0 | [7 empty] | https://www.google.com/maps/@?api=1&map_action=map&center=35.316099999999999%2C-119.6597&zoom=17&basemap=satellite | 126 | [118 empty] | 0.34 |  |  | 57 |  |  | 0.35 | 0.27 |  |  | 47 |  |  | 0.4 | 0.41 |  |  | 70 |  |  | 0.3 | 0.01 |  |  | 59 |  |  | 0.05 | 0.22 |  |  | 82 |  |  | 0.12 | 0.12 |  |  | 92 |  |  | 0.06 | 0.1 |  |  | 28 |  |  | 0.16 | 0.4486 | 0.011548 | Gas | FRS_110028037372
911 | 3092 | 2021 | IA | Gowrie | 1141 | Gowrie Municipal Utilities | 7424 | Gowrie Municipal Utilities | 7424 | Electric Utility | Midcontinent Independent Transmission System Operator, Inc.. | MISO | MRO | MROW | MRO West | MISO | 19 | 187 | Webster | 42.2828 | -94.289 | 1 | 1 | DFO | OIL |  | 0.00393 | 2.5 | 1 | [6 empty] | 907 | 286 | 907 | 286 | 86 | 27 | 1.482 | 0.466 | 0.132 | 74.068 | 5.999 | 1.2 | 74.322 |  | 34.465 | 34.519 | 3.058 | 1722.512 | 0.07 | 0.014 | 1728.413 |  | 3.268 | 3.259 | 0.29 | 163.325 | 0.007 | 0.001 | 163.885 |  | 34.465 | 34.519 | 3.058 | 1722.512 | 0.07 | 0.014 | 1728.413 |  | 1.482 | 0.466 | 0.132 | 74.068 | 5.999 | 1.2 |  | 907 | 286 | 907 | 286 | EIA | EIA | EIA | EIA | EIA | EIA | -- | EIA | EIA | [14 empty] | 10546.5116 | 0 | 86 | 0 | 0 | 0 | 0 | 0 | 0 | 0 | 0 | 0 | 86 | 0 | 0 | 86 | 0 | 0 | 1 | 0 | 0 | 0 | 0 | 0 | 0 | 0 | 0 | 0 | 1 | 0 | 0 | 1 | 0 | [7 empty] | https://www.google.com/maps/@?api=1&map_action=map&center=42.282806999999998%2C-94.288965000000005&zoom=17&basemap=satellite | 1144 | [118 empty] | 0.21 |  |  | 35 |  |  | 0.35 | 0.1 |  |  | 24 |  |  | 0.4 | 0.32 |  |  | 57 |  |  | 0.3 | 0 |  |  | 0 |  |  | 0.05 | 0.03 |  |  | 26 |  |  | 0.12 | 0.07 |  |  | 64 |  |  | 0.06 | 0.23 |  |  | 75 |  |  | 0.16 | 0.31465 | 2.7722 | Oil | FRS_110001401420
912 | 1309 | 2021 | CA | McKittrick Limited | 50612 | Pacific Gas & Electric Co | 14328 | WCAC Operating Company | 60662 | IPP CHP | California Independent System Operator | CISO | WECC | CAMX | WECC California | CAISO | 6 | 29 | Kern | 35.3195 | -119.662 | 1 | 1 | NG | GAS |  | 0.04231 | 46 | 1 |  | Yes | 24340 | 2.391 | 0.76119 |  | 133518.912 | 122258.802 | 133518.912 | 122258.802 | 17048 | 15632 | 1.927 | 1.349 | 0.04 | 7933.619 | 283.803 | 28.38 | 7941.395 |  | 0.226 | 0.173 | 0.005 | 930.739 | 0.017 | 0.002 | 931.651 |  | 0.029 | 0.022 | 0.001 | 118.839 | 0.002 | 0 | 118.955 |  | 0.226 | 0.173 | 0.005 | 930.739 | 0.017 | 0.002 | 931.651 |  | 2.531 | 1.772 | 0.053 | 10422.725 | 372.844 | 37.284 |  | 175409.35 | 160616.475 | 175409.35 | 160616.475 | EPA/CAMD | EPA/CAMD | EPA/CAMD | EPA/CAMD | EIA | EIA | -- | EPA/CAMD | EPA/CAMD | [6 empty] | 41890.438 | 38357.673 | 0.604 | 0.423 | 0.013 | 2489.106 | 89.041 | 8.904 | 7831.94 | 0 | 0 | 17048 | 0 | 0 | 0 | 0 | 0 | 0 | 0 | 0 | 17048 | 0 | 0 | 17048 | 0 | 0 | 0 | 1 | 0 | 0 | 0 | 0 | 0 | 0 | 0 | 0 | 1 | 0 | 0 | 1 | 0 | Yes |  | 108791.525 | 6464.775 | 0.832 | 0.033 |  | https://www.google.com/maps/@?api=1&map_action=map&center=35.319502999999997%2C-119.661992&zoom=17&basemap=satellite | 126 | [118 empty] | 0.34 |  |  | 57 |  |  | 0.35 | 0.27 |  |  | 47 |  |  | 0.4 | 0.41 |  |  | 70 |  |  | 0.3 | 0.01 |  |  | 59 |  |  | 0.05 | 0.22 |  |  | 82 |  |  | 0.12 | 0.12 |  |  | 92 |  |  | 0.06 | 0.1 |  |  | 28 |  |  | 0.16 | 0.45333 | 0.056328 | Gas | FRS_110010480835
913 | 3093 | 2021 | IA | Graettinger | 1142 | Corn Belt Power Coop | 4363 | City of Graettinger - (IA) | 7443 | Electric Utility | Midcontinent Independent Transmission System Operator, Inc.. | MISO | MRO | MROW | MRO West | MISO | 19 | 147 | Palo Alto | 43.2397 | -94.7498 | 3 | 3 | DFO | OIL |  | 0.00089 | 3.6 | 1 | [6 empty] | 304 | 108 | 304 | 108 | 28.001 | 9 | 0.475 | 0.167 | 0.044 | 24.826 | 2.011 | 0.402 | 24.911 |  | 33.927 | 37.111 | 3.15 | 1773.222 | 0.072 | 0.014 | 1779.297 |  | 3.125 | 3.093 | 0.29 | 163.329 | 0.007 | 0.001 | 163.888 |  | 33.929 | 37.112 | 3.15 | 1773.286 | 0.072 | 0.014 | 1779.361 |  | 0.475 | 0.167 | 0.044 | 24.826 | 2.011 | 0.402 |  | 304 | 108 | 304 | 108 | EIA | EIA | EIA | EIA | EIA | EIA | -- | EIA | EIA | [14 empty] | 10857.1429 | 0 | 28 | 0 | 0 | 0 | 0 | 0 | 0 | 0 | 0 | 0 | 28 | 0 | 0 | 28 | 0 | 0 | 1 | 0 | 0 | 0 | 0 | 0 | 0 | 0 | 0 | 0 | 1 | 0 | 0 | 1 | 0 | [7 empty] | https://www.google.com/maps/@?api=1&map_action=map&center=43.239699999999999%2C-94.749799999999993&zoom=17&basemap=satellite | 1223 | [118 empty] | 0.22 |  |  | 36 |  |  | 0.35 | 0.18 |  |  | 36 |  |  | 0.4 | 0.25 |  |  | 46 |  |  | 0.3 | 0.01 |  |  | 57 |  |  | 0.05 | 0.1 |  |  | 58 |  |  | 0.12 | 0.06 |  |  | 62 |  |  | 0.06 | 0.15 |  |  | 48 |  |  | 0.16 | 0.01302 | 2.8934 | Oil | FRS_110040472253
914 | 1317 | 2021 | CA | Mesquite Lake Energy Park Plant 2 | 50363 | Imperial Irrigation District | 9216 | Mesquite Lake Energy Park | 55960 | IPP Non-CHP | Imperial Irrigation District | IID | WECC | AZNM | WECC Southwest |  | 6 | 25 | Imperial | 32.9038 | -115.5119 | 1 | 1 | WDS | BIOMASS |  | 0 | 21 | [13 empty] | 0 |  | 0 | 0 | [45 empty] | -- | [56 empty] | https://www.google.com/maps/@?api=1&map_action=map&center=32.903826000000002%2C-115.511949&zoom=17&basemap=satellite | 76 | [118 empty] | 0.41 |  |  | 66 |  |  | 0.35 | 0.58 |  |  | 72 |  |  | 0.4 | 0.24 |  |  | 44 |  |  | 0.3 | 0.1 |  |  | 84 |  |  | 0.05 | 0.19 |  |  | 78 |  |  | 0.12 | 0.08 |  |  | 73 |  |  | 0.06 | 0.12 |  |  | 34 |  |  | 0.16 |  |  | Biomass | FRS_
915 | 3094 | 2021 | IA | Grand Junction | 1143 | ITC Transmission | 56068 | City of Grand Junction - (IA) | 7486 | Electric Utility | Midcontinent Independent Transmission System Operator, Inc.. | MISO | MRO | MROW | MRO West | MISO | 19 | 73 | Greene | 42.0296 | -94.3699 | 1 | 1 | DFO | OIL |  | 0.00134 | 1.7 | 1 | [6 empty] | 239 | 73 | 239 | 73 | 20 | 6 | 0.401 | 0.121 | 0.035 | 19.517 | 1.581 | 0.316 | 19.584 |  | 40.1 | 40.333 | 3.47 | 1951.7 | 0.079 | 0.016 | 1958.386 |  | 3.356 | 3.315 | 0.29 | 163.322 | 0.007 | 0.001 | 163.882 |  | 40.1 | 40.333 | 3.47 | 1951.7 | 0.079 | 0.016 | 1958.386 |  | 0.401 | 0.121 | 0.035 | 19.517 | 1.581 | 0.316 |  | 239 | 73 | 239 | 73 | EIA | EIA | EIA | EIA | EIA | EIA | -- | EIA | EIA | [14 empty] | 11950 | 0 | 20 | 0 | 0 | 0 | 0 | 0 | 0 | 0 | 0 | 0 | 20 | 0 | 0 | 20 | 0 | 0 | 1 | 0 | 0 | 0 | 0 | 0 | 0 | 0 | 0 | 0 | 1 | 0 | 0 | 1 | 0 | [7 empty] | https://www.google.com/maps/@?api=1&map_action=map&center=42.029600000000002%2C-94.369900000000001&zoom=17&basemap=satellite | 4302 | [118 empty] | 0.18 |  |  | 27 |  |  | 0.35 | 0.08 |  |  | 19 |  |  | 0.4 | 0.28 |  |  | 50 |  |  | 0.3 | 0.01 |  |  | 57 |  |  | 0.05 | 0.06 |  |  | 42 |  |  | 0.12 | 0.05 |  |  | 45 |  |  | 0.06 | 0.26 |  |  | 82 |  |  | 0.16 | 0.04464 | 7.44 | Oil | FRS_110001766152
916 | 1318 | 2021 | CA | Mesquite Lake Water & Power Plant 1 | 57154 | Imperial Irrigation District | 9216 | Mesquite Lake Water & Power Plant 1 | 59186 | IPP Non-CHP | Imperial Irrigation District | IID | WECC | AZNM | WECC Southwest |  | 6 | 25 | Imperial | 32.9066 | -115.5137 | 1 | 1 | WDS | BIOMASS |  | 0 | 18.1 | [13 empty] | 0 |  | 0 | 0 | [45 empty] | -- | [56 empty] | https://www.google.com/maps/@?api=1&map_action=map&center=32.906568999999998%2C-115.513747&zoom=17&basemap=satellite | 76 | [118 empty] | 0.41 |  |  | 66 |  |  | 0.35 | 0.58 |  |  | 72 |  |  | 0.4 | 0.24 |  |  | 44 |  |  | 0.3 | 0.1 |  |  | 84 |  |  | 0.05 | 0.19 |  |  | 78 |  |  | 0.12 | 0.08 |  |  | 73 |  |  | 0.06 | 0.12 |  |  | 34 |  |  | 0.16 |  |  | Biomass | FRS_
917 | 3098 | 2021 | IA | Grundy Center City Light Plant | 1145 | Grundy Center Mun Light & Power | 7743 | Grundy Center Mun Light & Power | 7743 | Electric Utility | Midcontinent Independent Transmission System Operator, Inc.. | MISO | MRO | MROW | MRO West | MISO | 19 | 75 | Grundy | 42.3631 | -92.7723 | 3 | 3 | DFO | OIL |  | 0.0111 | 8.7 | 1 | [6 empty] | 5894 | 1856 | 5894 | 1856 | 846 | 268 | 9.468 | 2.982 | 0.855 | 481.321 | 38.982 | 7.796 | 482.97 |  | 22.383 | 22.254 | 2.02 | 1137.875 | 0.046 | 0.009 | 1141.773 |  | 3.213 | 3.213 | 0.29 | 163.326 | 0.007 | 0.001 | 163.885 |  | 22.383 | 22.254 | 2.02 | 1137.875 | 0.046 | 0.009 | 1141.773 |  | 9.468 | 2.982 | 0.855 | 481.321 | 38.982 | 7.796 |  | 5894 | 1856 | 5894 | 1856 | EIA | EIA | EIA | EIA | EIA | EIA | -- | EIA | EIA | [14 empty] | 6966.9031 | 0 | 846 | 0 | 0 | 0 | 0 | 0 | 0 | 0 | 0 | 0 | 846 | 0 | 0 | 846 | 0 | 0 | 1 | 0 | 0 | 0 | 0 | 0 | 0 | 0 | 0 | 0 | 1 | 0 | 0 | 1 | 0 | [7 empty] | https://www.google.com/maps/@?api=1&map_action=map&center=42.363093999999997%2C-92.772322000000003&zoom=17&basemap=satellite | 3106 | [118 empty] | 0.09 |  |  | 8 |  |  | 0.35 | 0.02 |  |  | 8 |  |  | 0.4 | 0.15 |  |  | 27 |  |  | 0.3 | 0 |  |  | 0 |  |  | 0.05 | 0.06 |  |  | 40 |  |  | 0.12 | 0.05 |  |  | 50 |  |  | 0.06 | 0.21 |  |  | 72 |  |  | 0.16 | 0.10106 | 2.4953 | Oil | FRS_110001362025
918 | 1319 | 2021 | CA | Metcalf Energy Center | 55393 | Pacific Gas & Electric Co | 14328 | Calpine Corp - Metcalf Energy Center | 2799 | IPP Non-CHP | California Independent System Operator | CISO | WECC | CAMX | WECC California | CAISO | 6 | 85 | Santa Clara | 37.2207 | -121.7457 | 2 | 3 | NG | GAS |  | 0.41986 | 635 | 0.63357 | [6 empty] | 17368254.06 | 7946617.636 | 17368254.06 | 7946617.636 | 2335498 | 1083167 | 68.344 | 28.908 | 5.211 | 1032169.95 | 40107.654 | 4010.765 | 1033268.9 |  | 0.059 | 0.053 | 0.004 | 883.897 | 0.017 | 0.002 | 884.838 |  | 0.008 | 0.007 | 0.001 | 118.857 | 0.002 | 0 | 118.984 |  | 0.059 | 0.053 | 0.004 | 883.897 | 0.017 | 0.002 | 884.838 |  | 68.344 | 28.908 | 5.211 | 1032169.95 | 40107.654 | 4010.765 |  | 17368254.06 | 7946617.636 | 17368254.06 | 7946617.636 | EPA/CAMD | EPA/CAMD | EPA/CAMD | EPA/CAMD | EIA | EIA | -- | EPA/CAMD | EPA/CAMD | [14 empty] | 7436.6384 | 0 | 0 | 2335498 | 0 | 0 | 0 | 0 | 0 | 0 | 0 | 0 | 2335498 | 0 | 0 | 2335498 | 0 | 0 | 0 | 1 | 0 | 0 | 0 | 0 | 0 | 0 | 0 | 0 | 1 | 0 | 0 | 1 | 0 | Yes |  | 17211159.24 | 1022833.938 | 69.292 | 5.164 |  | https://www.google.com/maps/@?api=1&map_action=map&center=37.220700000000001%2C-121.7457&zoom=17&basemap=satellite | 23975 | [118 empty] | 0.43 |  |  | 67 |  |  | 0.35 | 0.69 |  |  | 78 |  |  | 0.4 | 0.16 |  |  | 29 |  |  | 0.3 | 0.05 |  |  | 76 |  |  | 0.05 | 0.09 |  |  | 53 |  |  | 0.12 | 0.07 |  |  | 70 |  |  | 0.06 | 0.12 |  |  | 35 |  |  | 0.16 | 54.472 | 0.04569 | Gas | FRS_110023012648
919 | 3111 | 2021 | IA | Indianola | 1150 | MidAmerican Energy Co | 12341 | Indianola Municipal Utilities | 9275 | Electric Utility | Midcontinent Independent Transmission System Operator, Inc.. | MISO | MRO | MROW | MRO West | MISO | 19 | 181 | Warren | 41.3595 | -93.5633 | 4 | 4 | DFO | OIL |  | 0.00038 | 50 | 1 | [6 empty] | 11886 | 3759 | 11886 | 3759 | 165 | 52 | 5.25 | 1.66 | 1.826 | 970.645 | 78.612 | 15.722 | 973.97 |  | 63.636 | 63.846 | 22.136 | 11765.394 | 0.476 | 0.095 | 11805.701 |  | 0.883 | 0.883 | 0.307 | 163.326 | 0.007 | 0.001 | 163.885 |  | 63.636 | 63.846 | 22.136 | 11765.394 | 0.476 | 0.095 | 11805.701 |  | 5.25 | 1.66 | 1.826 | 970.645 | 78.612 | 15.722 |  | 11886 | 3759 | 11886 | 3759 | EIA | EIA | EIA | EIA | EIA | EIA | -- | EIA | EIA | [14 empty] | 72036.3636 | 0 | 165 | 0 | 0 | 0 | 0 | 0 | 0 | 0 | 0 | 0 | 165 | 0 | 0 | 165 | 0 | 0 | 1 | 0 | 0 | 0 | 0 | 0 | 0 | 0 | 0 | 0 | 1 | 0 | 0 | 1 | 0 | [7 empty] | https://www.google.com/maps/@?api=1&map_action=map&center=41.359490999999998%2C-93.563267999999994&zoom=17&basemap=satellite | 16374 | [118 empty] | 0.16 |  |  | 22 |  |  | 0.35 | 0.06 |  |  | 16 |  |  | 0.4 | 0.25 |  |  | 46 |  |  | 0.3 | 0.01 |  |  | 58 |  |  | 0.05 | 0.04 |  |  | 31 |  |  | 0.12 | 0.05 |  |  | 54 |  |  | 0.06 | 0.17 |  |  | 56 |  |  | 0.16 | 0.046138 | 0 | Oil | FRS_110011410981
920 | 1321 | 2021 | CA | Micro Santa Clara | 62459 | Pacific Gas & Electric Co | 14328 | Bloom Energy | 57128 | IPP Non-CHP | California Independent System Operator | CISO | WECC | CAMX | WECC California | CAISO | 6 | 85 | Santa Clara | 37.3784 | -121.9 | 1 | 1 | NG | GAS |  | 0.41142 | 2 | 0.64764 | [8 empty] | 55041 | 26144 | 7208 | 3423 | 0 |  | 0 | 0 | [37 empty] | 55041 | 26144 | [6 empty] | -- | EIA | EIA | [15 empty] | 0 | 0 | 7208 | 0 | 0 | 0 | 0 | 0 | 0 | 0 | 0 | 7208 | 0 | 0 | 7208 | 0 | 0 | 0 | 1 | 0 | 0 | 0 | 0 | 0 | 0 | 0 | 0 | 1 | 0 | 0 | 1 | 0 | [7 empty] | https://www.google.com/maps/@?api=1&map_action=map&center=37.378422%2C-121.899969&zoom=17&basemap=satellite | 190178 | [118 empty] | 0.52 |  |  | 76 |  |  | 0.35 | 0.83 |  |  | 85 |  |  | 0.4 | 0.21 |  |  | 38 |  |  | 0.3 | 0.16 |  |  | 90 |  |  | 0.05 | 0.14 |  |  | 68 |  |  | 0.12 | 0.06 |  |  | 63 |  |  | 0.06 | 0.11 |  |  | 30 |  |  | 0.16 | 0 | 0 | Gas | FRS_110070665550
921 | 3129 | 2021 | IA | Lake Park | 1153 | City of Lake Park - (IA) | 10608 | City of Lake Park - (IA) | 10608 | Electric Utility | Midcontinent Independent Transmission System Operator, Inc.. | MISO | MRO | MROW | MRO West | MISO | 19 | 59 | Dickinson | 43.4301 | -95.3153 | 2 | 2 | DFO | OIL |  | 0.01027 | 4 | 1 | [6 empty] | 1695 | 538 | 1695 | 538 | 360 | 114 | 2.73 | 0.866 | 0.246 | 138.418 | 11.211 | 2.242 | 138.892 |  | 15.167 | 15.193 | 1.366 | 768.989 | 0.031 | 0.006 | 771.623 |  | 3.221 | 3.219 | 0.29 | 163.325 | 0.007 | 0.001 | 163.885 |  | 15.167 | 15.193 | 1.366 | 768.989 | 0.031 | 0.006 | 771.623 |  | 2.73 | 0.866 | 0.246 | 138.418 | 11.211 | 2.242 |  | 1695 | 538 | 1695 | 538 | EIA | EIA | EIA | EIA | EIA | EIA | -- | EIA | EIA | [14 empty] | 4708.3333 | 0 | 360 | 0 | 0 | 0 | 0 | 0 | 0 | 0 | 0 | 0 | 360 | 0 | 0 | 360 | 0 | 0 | 1 | 0 | 0 | 0 | 0 | 0 | 0 | 0 | 0 | 0 | 1 | 0 | 0 | 1 | 0 | [7 empty] | https://www.google.com/maps/@?api=1&map_action=map&center=43.430100000000003%2C-95.315299999999993&zoom=17&basemap=satellite | 1304 | [118 empty] | 0.14 |  |  | 19 |  |  | 0.35 | 0.05 |  |  | 15 |  |  | 0.4 | 0.22 |  |  | 41 |  |  | 0.3 | 0 |  |  | 0 |  |  | 0.05 | 0.03 |  |  | 21 |  |  | 0.12 | 0.07 |  |  | 67 |  |  | 0.06 | 0.24 |  |  | 78 |  |  | 0.16 | 0.13067 | 4.8394 | Oil | FRS_110022575505
922 | 1324 | 2021 | CA | Mid-Set Cogeneration | 10501 | Pacific Gas & Electric Co | 14328 | Mid Set Cogeneration Co | 12449 | IPP CHP | California Independent System Operator | CISO | WECC | CAMX | WECC California | CAISO | 6 | 29 | Kern | 35.1946 | -119.571 | 1 | 1 | NG | GAS |  | 0 | 39.1 |  |  | Yes | 0 |  | 1 | [5 empty] | 0 | 0 | 0 |  | 0 | 0 | [45 empty] | -- | [17 empty] | 0 | 0 | 0 | 0 | 0 | 0 | 0 | 0 | 0 | 0 | 0 | 0 | 0 | 0 | 0 | 0 | [23 empty] | https://www.google.com/maps/@?api=1&map_action=map&center=35.194560000000003%2C-119.57097&zoom=17&basemap=satellite | 123 | [118 empty] | 0.48 |  |  | 73 |  |  | 0.35 | 0.41 |  |  | 60 |  |  | 0.4 | 0.56 |  |  | 85 |  |  | 0.3 | 0.05 |  |  | 76 |  |  | 0.05 | 0.26 |  |  | 87 |  |  | 0.12 | 0.07 |  |  | 68 |  |  | 0.06 | 0.14 |  |  | 42 |  |  | 0.16 |  |  | Gas | FRS_
923 | 3127 | 2021 | IA | Lake Mills | 1154 | City of Lake Mills | 10606 | City of Lake Mills | 10606 | Electric Utility | Midcontinent Independent Transmission System Operator, Inc.. | MISO | MRO | MROW | MRO West | MISO | 19 | 189 | Winnebago | 43.4172 | -93.5322 | 3 | 3 | DFO | OIL |  | 0.0006 | 14.6 | 1 | [6 empty] | 3275.001 | 1036.001 | 3275.001 | 1036.001 | 77 | 24 | 5.125 | 1.621 | 0.475 | 267.446 | 21.66 | 4.332 | 268.362 |  | 133.117 | 135.083 | 12.335 | 6946.649 | 0.281 | 0.056 | 6970.448 |  | 3.13 | 3.129 | 0.29 | 163.326 | 0.007 | 0.001 | 163.885 |  | 133.117 | 135.083 | 12.335 | 6946.649 | 0.281 | 0.056 | 6970.448 |  | 5.125 | 1.621 | 0.475 | 267.446 | 21.66 | 4.332 |  | 3275.001 | 1036.001 | 3275.001 | 1036.001 | EIA | EIA | EIA | EIA | EIA | EIA | -- | EIA | EIA | [14 empty] | 42532.4805 | 0 | 77 | 0 | 0 | 0 | 0 | 0 | 0 | 0 | 0 | 0 | 77 | 0 | 0 | 77 | 0 | 0 | 1 | 0 | 0 | 0 | 0 | 0 | 0 | 0 | 0 | 0 | 1 | 0 | 0 | 1 | 0 | [7 empty] | https://www.google.com/maps/@?api=1&map_action=map&center=43.417200000000001%2C-93.532200000000003&zoom=17&basemap=satellite | 2408 | [118 empty] | 0.17 |  |  | 26 |  |  | 0.35 | 0.07 |  |  | 17 |  |  | 0.4 | 0.28 |  |  | 51 |  |  | 0.3 | 0.01 |  |  | 61 |  |  | 0.05 | 0.06 |  |  | 38 |  |  | 0.12 | 0.04 |  |  | 38 |  |  | 0.06 | 0.24 |  |  | 79 |  |  | 0.16 | 0.29171 | 7.7789 | Oil | FRS_110001401475
924 | 1325 | 2021 | CA | Midway Peaking | 56639 | Pacific Gas & Electric Co | 14328 | CalPeak Power, LLC | 59527 | IPP Non-CHP | California Independent System Operator | CISO | WECC | CAMX | WECC California | CAISO | 6 | 19 | Fresno | 36.6541 | -120.5797 | 2 | 2 | NG | GAS |  | 0.01947 | 139.8 | 1 | [6 empty] | 275885.659 | 136218.639 | 275885.659 | 136218.639 | 23849 | 11775 | 2.106 | 0.982 | 0.083 | 16396.059 | 607.211 | 60.721 | 16412.697 |  | 0.177 | 0.167 | 0.007 | 1374.989 | 0.025 | 0.003 | 1376.384 |  | 0.015 | 0.014 | 0.001 | 118.861 | 0.002 | 0 | 118.982 |  | 0.177 | 0.167 | 0.007 | 1374.989 | 0.025 | 0.003 | 1376.385 |  | 2.106 | 0.982 | 0.083 | 16396.059 | 607.211 | 60.721 |  | 275885.659 | 136218.639 | 275885.659 | 136218.639 | EPA/CAMD | EPA/CAMD | EPA/CAMD | EPA/CAMD | EIA | EIA | -- | EPA/CAMD | EPA/CAMD | [14 empty] | 11568.0184 | 0 | 0 | 23848.999 | 0 | 0 | 0 | 0 | 0 | 0 | 0 | 0 | 23848.999 | 0 | 0 | 23848.999 | 0 | 0 | 0 | 1 | 0 | 0 | 0 | 0 | 0 | 0 | 0 | 0 | 1 | 0 | 0 | 1 | 0 | Yes |  | 262146.697 | 15579.722 | 1.757 | 0.079 |  | https://www.google.com/maps/@?api=1&map_action=map&center=36.654114%2C-120.57972700000001&zoom=17&basemap=satellite | 53 | [118 empty] | 0.84 |  |  | 97 |  |  | 0.35 | 0.85 |  |  | 86 |  |  | 0.4 | 0.82 |  |  | 97 |  |  | 0.3 | 0.68 |  |  | 99 |  |  | 0.05 | 0.37 |  |  | 95 |  |  | 0.12 | 0.04 |  |  | 44 |  |  | 0.06 | 0.02 |  |  | 3 |  |  | 0.16 | 0.11946 | 0.0078311 | Gas | FRS_110040575981
925 | 3131 | 2021 | IA | Lamoni Municipal Utilities | 1155 | Central Iowa Power Cooperative | 3258 | City of Lamoni - (IA) | 10650 | Electric Utility | Midcontinent Independent Transmission System Operator, Inc.. | MISO | MRO | MROW | MRO West | MISO | 19 | 53 | Decatur | 40.622 | -93.9326 | 8 | 8 | DFO | OIL |  | 0.00135 | 10.5 | 1 | [6 empty] | 1365 | 434.999 | 1365 | 434.999 | 124.001 | 39.001 | 2.164 | 0.689 | 0.198 | 111.469 | 9.028 | 1.806 | 111.851 |  | 34.903 | 35.332 | 3.192 | 1797.873 | 0.073 | 0.015 | 1804.032 |  | 3.171 | 3.168 | 0.29 | 163.325 | 0.007 | 0.001 | 163.884 |  | 34.903 | 35.333 | 3.192 | 1797.887 | 0.073 | 0.015 | 1804.046 |  | 2.164 | 0.689 | 0.198 | 111.469 | 9.028 | 1.806 |  | 1365 | 434.999 | 1365 | 434.999 | EIA | EIA | EIA | EIA | EIA | EIA | -- | EIA | EIA | [14 empty] | 11008.0645 | 0 | 124 | 0 | 0 | 0 | 0 | 0 | 0 | 0 | 0 | 0 | 124 | 0 | 0 | 124 | 0 | 0 | 1 | 0 | 0 | 0 | 0 | 0 | 0 | 0 | 0 | 0 | 1 | 0 | 0 | 1 | 0 | [7 empty] | https://www.google.com/maps/@?api=1&map_action=map&center=40.622%2C-93.932599999999994&zoom=17&basemap=satellite | 2472 | [118 empty] | 0.3 |  |  | 51 |  |  | 0.35 | 0.17 |  |  | 35 |  |  | 0.4 | 0.44 |  |  | 73 |  |  | 0.3 | 0.01 |  |  | 57 |  |  | 0.05 | 0.1 |  |  | 57 |  |  | 0.12 | 0.05 |  |  | 47 |  |  | 0.06 | 0.19 |  |  | 65 |  |  | 0.16 | 0.15113 | 3.5982 | Oil | FRS_110010029922
926 | 1329 | 2021 | CA | Midway Sunset Cogen | 52169 | Pacific Gas & Electric Co | 14328 | Midway-Sunset Cogeneration Co | 12687 | IPP CHP | California Independent System Operator | CISO | WECC | CAMX | WECC California | CAISO | 6 | 29 | Kern | 35.2269 | -119.6294 | 3 | 3 | NG | GAS |  | 0.02021 | 234 | 1 |  | Yes | 241486.4 | 0.586 | 0.43845 |  | 210638.699 | 134133.689 | 210638.699 | 134133.689 | 41433.999 | 26289 | 32.4 | 20.635 | 0.337 | 12310.68 | 464.379 | 46.438 | 12323.404 |  | 1.564 | 1.57 | 0.016 | 594.231 | 0.011 | 0.001 | 594.845 |  | 0.308 | 0.308 | 0.003 | 116.889 | 0.002 | 0 | 117.01 |  | 1.564 | 1.57 | 0.016 | 594.231 | 0.011 | 0.001 | 594.845 |  | 73.896 | 47.064 | 0.768 | 28077.453 | 1059.128 | 105.913 |  | 480411.999 | 305924.001 | 480411.999 | 305924.001 | EIA | EIA | EIA | EIA | EIA | EIA | -- | EIA | EIA | [6 empty] | 269773.3 | 171790.312 | 41.496 | 26.429 | 0.431 | 15766.773 | 594.749 | 59.475 | 5083.7162 | 0 | 0 | 41434 | 0 | 0 | 0 | 0 | 0 | 0 | 0 | 0 | 41434 | 0 | 0 | 41434 | 0 | 0 | 0 | 1 | 0 | 0 | 0 | 0 | 0 | 0 | 0 | 0 | 1 | 0 | 0 | 1 | 0 | [7 empty] | https://www.google.com/maps/@?api=1&map_action=map&center=35.226900000000001%2C-119.6294&zoom=17&basemap=satellite | 340 | [118 empty] | 0.34 |  |  | 57 |  |  | 0.35 | 0.27 |  |  | 47 |  |  | 0.4 | 0.41 |  |  | 70 |  |  | 0.3 | 0.01 |  |  | 59 |  |  | 0.05 | 0.22 |  |  | 82 |  |  | 0.12 | 0.12 |  |  | 92 |  |  | 0.06 | 0.1 |  |  | 28 |  |  | 0.16 | 1.5421 | 0.0050936 | Gas | FRS_110017396414
927 | 3126 | 2021 | IA | La Porte | 1156 | MidAmerican Energy Co | 12341 | La Porte City Utilities | 10542 | Electric Utility | Midcontinent Independent Transmission System Operator, Inc.. | MISO | MRO | MROW | MRO West | MISO | 19 | 13 | Black Hawk | 42.3159 | -92.1928 | 3 | 3 | DFO | OIL |  | 0.00649 | 5.4 | 1 | [6 empty] | 3186 | 1010.001 | 3186 | 1010.001 | 306.999 | 96.999 | 4.791 | 1.518 | 0.462 | 260.178 | 21.072 | 4.214 | 261.069 |  | 31.212 | 31.299 | 3.01 | 1694.976 | 0.069 | 0.014 | 1700.783 |  | 3.008 | 3.006 | 0.29 | 163.326 | 0.007 | 0.001 | 163.885 |  | 31.212 | 31.299 | 3.01 | 1694.971 | 0.069 | 0.014 | 1700.777 |  | 4.791 | 1.518 | 0.462 | 260.178 | 21.072 | 4.214 |  | 3186 | 1010.001 | 3186 | 1010.001 | EIA | EIA | EIA | EIA | EIA | EIA | -- | EIA | EIA | [14 empty] | 10377.8502 | 0 | 307 | 0 | 0 | 0 | 0 | 0 | 0 | 0 | 0 | 0 | 307 | 0 | 0 | 307 | 0 | 0 | 1 | 0 | 0 | 0 | 0 | 0 | 0 | 0 | 0 | 0 | 1 | 0 | 0 | 1 | 0 | [7 empty] | https://www.google.com/maps/@?api=1&map_action=map&center=42.315899999999999%2C-92.192800000000005&zoom=17&basemap=satellite | 2791 | [118 empty] | 0.17 |  |  | 25 |  |  | 0.35 | 0.05 |  |  | 13 |  |  | 0.4 | 0.29 |  |  | 52 |  |  | 0.3 | 0 |  |  | 0 |  |  | 0.05 | 0.04 |  |  | 31 |  |  | 0.12 | 0.03 |  |  | 27 |  |  | 0.06 | 0.18 |  |  | 60 |  |  | 0.16 | 0.21142 | 3.3559 | Oil | FRS_110040468990
928 | 1334 | 2021 | CA | Mira Loma Generating Station | 56473 | Southern California Edison Co | 17609 | Southern California Edison Co | 17609 | Electric Utility | California Independent System Operator | CISO | WECC | CAMX | WECC California | CAISO | 6 | 71 | San Bernardino | 34.0053 | -117.5604 | 1 | 1 | NG | GAS |  | 0.05487 | 49.8 | 1 | [6 empty] | 244759.123 | 119883.033 | 244759.123 | 119883.033 | 23935 | 11714 | 1.509 | 0.69 | 0.073 | 14544.78 | 540.614 | 54.061 | 14559.593 |  | 0.126 | 0.118 | 0.006 | 1215.357 | 0.023 | 0.002 | 1216.594 |  | 0.012 | 0.012 | 0.001 | 118.85 | 0.002 | 0 | 118.971 |  | 0.126 | 0.118 | 0.006 | 1215.357 | 0.023 | 0.002 | 1216.594 |  | 1.509 | 0.69 | 0.073 | 14544.78 | 540.614 | 54.061 |  | 244759.123 | 119883.033 | 244759.123 | 119883.033 | EPA/CAMD | EPA/CAMD | EPA/CAMD | EPA/CAMD | EIA | EIA | -- | EPA/CAMD | EPA/CAMD | [14 empty] | 10225.9922 | 0 | 0 | 23935 | 0 | 0 | 0 | 0 | 0 | 0 | 0 | 0 | 23935 | 0 | 0 | 23935 | 0 | 0 | 0 | 1 | 0 | 0 | 0 | 0 | 0 | 0 | 0 | 0 | 1 | 0 | 0 | 1 | 0 | Yes |  | 288315.712 | 17133.567 | 1.603 | 0.087 |  | https://www.google.com/maps/@?api=1&map_action=map&center=34.005299999999998%2C-117.5604&zoom=17&basemap=satellite | 70831 | [118 empty] | 0.51 |  |  | 75 |  |  | 0.35 | 0.78 |  |  | 82 |  |  | 0.4 | 0.23 |  |  | 43 |  |  | 0.3 | 0.06 |  |  | 77 |  |  | 0.05 | 0.15 |  |  | 71 |  |  | 0.12 | 0.07 |  |  | 69 |  |  | 0.06 | 0.09 |  |  | 23 |  |  | 0.16 | 0.80912 | 0.079909 | Gas | FRS_110030489059
929 | 3134 | 2021 | IA | Laurens | 1157 | City of Laurens - (IA) | 10769 | City of Laurens - (IA) | 10769 | Electric Utility | Southwest Power Pool | SWPP | MRO | MROW | MRO West |  | 19 | 151 | Pocahontas | 42.8486 | -94.8506 | 5 | 5 | DFO | OIL |  | 0.01096 | 9.1 | 1 | [6 empty] | 8207.999 | 2604.999 | 8207.999 | 2604.999 | 874 | 277.001 | 13.068 | 4.147 | 1.19 | 670.287 | 54.287 | 10.857 | 672.583 |  | 29.904 | 29.942 | 2.724 | 1533.838 | 0.062 | 0.012 | 1539.092 |  | 3.184 | 3.184 | 0.29 | 163.325 | 0.007 | 0.001 | 163.885 |  | 29.904 | 29.942 | 2.724 | 1533.838 | 0.062 | 0.012 | 1539.092 |  | 13.068 | 4.147 | 1.19 | 670.287 | 54.287 | 10.857 |  | 8207.999 | 2604.999 | 8207.999 | 2604.999 | EIA | EIA | EIA | EIA | EIA | EIA | -- | EIA | EIA | [14 empty] | 9391.3032 | 0 | 874 | 0 | 0 | 0 | 0 | 0 | 0 | 0 | 0 | 0 | 874 | 0 | 0 | 874 | 0 | 0 | 1 | 0 | 0 | 0 | 0 | 0 | 0 | 0 | 0 | 0 | 1 | 0 | 0 | 1 | 0 | [7 empty] | https://www.google.com/maps/@?api=1&map_action=map&center=42.848599999999998%2C-94.8506&zoom=17&basemap=satellite | 1254 | [118 empty] | 0.24 |  |  | 41 |  |  | 0.35 | 0.08 |  |  | 20 |  |  | 0.4 | 0.4 |  |  | 68 |  |  | 0.3 | 0.01 |  |  | 57 |  |  | 0.05 | 0.15 |  |  | 72 |  |  | 0.12 | 0.03 |  |  | 32 |  |  | 0.06 | 0.23 |  |  | 77 |  |  | 0.16 | 0.056885 | 3.1603 | Oil | FRS_110028016830
930 | 1335 | 2021 | CA | Miramar Energy Facility | 56232 | San Diego Gas & Electric Co | 16609 | San Diego Gas & Electric Co | 16609 | Electric Utility | California Independent System Operator | CISO | WECC | CAMX | WECC California | CAISO | 6 | 73 | San Diego | 32.8769 | -117.1664 | 2 | 2 | NG | GAS |  | 0.02173 | 106 | 1 | [6 empty] | 208984.55 | 106445.67 | 208984.55 | 106445.67 | 20179 | 10285 | 2.208 | 1.013 | 0.063 | 12419.951 | 460.938 | 46.094 | 12432.581 |  | 0.219 | 0.197 | 0.006 | 1230.978 | 0.023 | 0.002 | 1232.23 |  | 0.021 | 0.019 | 0.001 | 118.86 | 0.002 | 0 | 118.981 |  | 0.219 | 0.197 | 0.006 | 1230.978 | 0.023 | 0.002 | 1232.23 |  | 2.208 | 1.013 | 0.063 | 12419.951 | 460.938 | 46.094 |  | 208984.55 | 106445.67 | 208984.55 | 106445.67 | EPA/CAMD | EPA/CAMD | EPA/CAMD | EPA/CAMD | EIA | EIA | -- | EPA/CAMD | EPA/CAMD | [14 empty] | 10356.5365 | 0 | 0 | 20179 | 0 | 0 | 0 | 0 | 0 | 0 | 0 | 0 | 20179 | 0 | 0 | 20179 | 0 | 0 | 0 | 1 | 0 | 0 | 0 | 0 | 0 | 0 | 0 | 0 | 1 | 0 | 0 | 1 | 0 | Yes |  | 342906.555 | 20378.153 | 3.345 | 0.103 |  | https://www.google.com/maps/@?api=1&map_action=map&center=32.876899999999999%2C-117.166389&zoom=17&basemap=satellite | 64566 | [118 empty] | 0.41 |  |  | 65 |  |  | 0.35 | 0.58 |  |  | 72 |  |  | 0.4 | 0.22 |  |  | 41 |  |  | 0.3 | 0.07 |  |  | 79 |  |  | 0.05 | 0.08 |  |  | 47 |  |  | 0.12 | 0.05 |  |  | 51 |  |  | 0.06 | 0.14 |  |  | 42 |  |  | 0.16 | 3.1631 | 0.079823 | Gas | FRS_110000609994
931 | 3135 | 2021 | IA | Lenox | 1158 | City of Lenox - (IA) | 10908 | City of Lenox - (IA) | 10908 | Electric Utility | Midcontinent Independent Transmission System Operator, Inc.. | MISO | MRO | MROW | MRO West | MISO | 19 | 173 | Taylor | 40.88 | -94.5589 | 5 | 5 | DFO | OIL |  | 0.00488 | 6.1 | 1 | [6 empty] | 4713 | 1495.001 | 4713 | 1495.001 | 261 | 83 | 7.082 | 2.245 | 0.683 | 384.876 | 31.171 | 6.234 | 386.195 |  | 54.268 | 54.096 | 5.237 | 2949.241 | 0.119 | 0.024 | 2959.345 |  | 3.005 | 3.003 | 0.29 | 163.325 | 0.007 | 0.001 | 163.885 |  | 54.268 | 54.096 | 5.237 | 2949.241 | 0.119 | 0.024 | 2959.345 |  | 7.082 | 2.245 | 0.683 | 384.876 | 31.171 | 6.234 |  | 4713 | 1495.001 | 4713 | 1495.001 | EIA | EIA | EIA | EIA | EIA | EIA | -- | EIA | EIA | [14 empty] | 18057.4713 | 0 | 261 | 0 | 0 | 0 | 0 | 0 | 0 | 0 | 0 | 0 | 261 | 0 | 0 | 261 | 0 | 0 | 1 | 0 | 0 | 0 | 0 | 0 | 0 | 0 | 0 | 0 | 1 | 0 | 0 | 1 | 0 | [7 empty] | https://www.google.com/maps/@?api=1&map_action=map&center=40.880000000000003%2C-94.558899999999994&zoom=17&basemap=satellite | 1627 | [118 empty] | 0.27 |  |  | 47 |  |  | 0.35 | 0.25 |  |  | 46 |  |  | 0.4 | 0.29 |  |  | 52 |  |  | 0.3 | 0.1 |  |  | 85 |  |  | 0.05 | 0.18 |  |  | 77 |  |  | 0.12 | 0.03 |  |  | 31 |  |  | 0.06 | 0.21 |  |  | 72 |  |  | 0.16 | 2.3104 | 5.4108 | Oil | FRS_110001387650
932 | 1336 | 2021 | CA | Mission College Blvd. Fuel Cell | 62697 | Pacific Gas & Electric Co. | 14328 | 2016 ESA Project Company, LLC | 62150 | IPP Non-CHP | California Independent System Operator | CISO | WECC | CAMX | WECC California | CAISO | 6 | 85 | Santa Clara | 37.3863 | -121.9624 | 2 | 2 | NG | GAS |  | 0.79096 | 5 | 0.015068 | [8 empty] | 266499 | 126576 | 34644 | 16454 | 0 |  | 0 | 0 | [37 empty] | 266499 | 126576 | [6 empty] | -- | EIA | EIA | [15 empty] | 0 | 0 | 34644 | 0 | 0 | 0 | 0 | 0 | 0 | 0 | 0 | 34644 | 0 | 0 | 34644 | 0 | 0 | 0 | 1 | 0 | 0 | 0 | 0 | 0 | 0 | 0 | 0 | 1 | 0 | 0 | 1 | 0 | [7 empty] | https://www.google.com/maps/@?api=1&map_action=map&center=37.386330000000001%2C-121.96238&zoom=17&basemap=satellite | 146180 | [118 empty] | 0.45 |  |  | 69 |  |  | 0.35 | 0.74 |  |  | 80 |  |  | 0.4 | 0.15 |  |  | 26 |  |  | 0.3 | 0.1 |  |  | 84 |  |  | 0.05 | 0.08 |  |  | 48 |  |  | 0.12 | 0.07 |  |  | 67 |  |  | 0.06 | 0.09 |  |  | 23 |  |  | 0.16 | 0 | 0 | Gas | FRS_110070665728
933 | 3143 | 2021 | IA | Manning | 1160 | City of Manning | 11581 | City of Manning | 11581 | Electric Utility | Southwest Power Pool | SWPP | MRO | MROW | MRO West |  | 19 | 27 | Carroll | 41.9067 | -95.0347 | 6 | 6 | DFO | OIL |  | 0.01129 | 7.9 | 1 | [6 empty] | 8067.998 | 2552 | 8067.998 | 2552 | 781 | 246.998 | 12.963 | 4.101 | 1.17 | 658.857 | 53.361 | 10.672 | 661.114 |  | 33.196 | 33.207 | 2.996 | 1687.214 | 0.068 | 0.014 | 1692.994 |  | 3.213 | 3.214 | 0.29 | 163.326 | 0.007 | 0.001 | 163.886 |  | 33.196 | 33.207 | 2.996 | 1687.214 | 0.068 | 0.014 | 1692.994 |  | 12.963 | 4.101 | 1.17 | 658.857 | 53.361 | 10.672 |  | 8067.998 | 2552 | 8067.998 | 2552 | EIA | EIA | EIA | EIA | EIA | EIA | -- | EIA | EIA | [14 empty] | 10330.3432 | 0 | 781 | 0 | 0 | 0 | 0 | 0 | 0 | 0 | 0 | 0 | 781 | 0 | 0 | 781 | 0 | 0 | 1 | 0 | 0 | 0 | 0 | 0 | 0 | 0 | 0 | 0 | 1 | 0 | 0 | 1 | 0 | [7 empty] | https://www.google.com/maps/@?api=1&map_action=map&center=41.906700000000001%2C-95.034700000000001&zoom=17&basemap=satellite | 1750 | [118 empty] | 0.14 |  |  | 18 |  |  | 0.35 | 0.08 |  |  | 21 |  |  | 0.4 | 0.19 |  |  | 35 |  |  | 0.3 | 0 |  |  | 0 |  |  | 0.05 | 0.05 |  |  | 33 |  |  | 0.12 | 0.06 |  |  | 62 |  |  | 0.06 | 0.22 |  |  | 75 |  |  | 0.16 | 0.90133 | 5.0636 | Oil | FRS_110043699968
934 | 1339 | 2021 | CA | MM Lopez Energy | 55161 | Southern California Edison Co | 17609 | MM Lopez Energy LLC | 57232 | IPP Non-CHP | California Independent System Operator | CISO | WECC | CAMX | WECC California | CAISO | 6 | 37 | Los Angeles | 34.2925 | -118.3894 | 1 | 1 | LFG | BIOMASS |  | 0.98314 | 3 | 0 | Yes | [5 empty] | 248380 | 103451 | 248380 | 103451 | 25837 | 10761 | 0 | 0 | 4.16 | 0 | 0 | 0 | 0 |  | 0 | 0 | 0.322 | 0 | 0 | 0 | 0 |  | 0 | 0 | 0.034 | 0 | 0 | 0 | 0 |  | 0 | 0 | 0.322 | 0 | 0 | 0 | 0 |  | 194.046 | 80.821 | 5.589 | 15772.078 | 577.732 | 57.773 |  | 248380 | 103451 | 248380 | 103451 | EIA | EIA | EIA | EIA | EIA | EIA | -- | EIA | EIA | 194.046 | 80.821 | 1.428 | 15772.078 | 577.732 | 57.773 | [8 empty] | 9613.3452 | 0 | 0 | 0 | 0 | 0 | 25837 | 0 | 0 | 0 | 0 | 0 | 0 | 25837 | 25837 | 25837 | 0 | 0 | 0 | 0 | 0 | 0 | 1 | 0 | 0 | 0 | 0 | 0 | 0 | 1 | 1 | 1 | 0 | [7 empty] | https://www.google.com/maps/@?api=1&map_action=map&center=34.292499999999997%2C-118.389444&zoom=17&basemap=satellite | 107206 | [118 empty] | 0.64 |  |  | 86 |  |  | 0.35 | 0.91 |  |  | 89 |  |  | 0.4 | 0.38 |  |  | 66 |  |  | 0.3 | 0.14 |  |  | 89 |  |  | 0.05 | 0.36 |  |  | 94 |  |  | 0.12 | 0.06 |  |  | 58 |  |  | 0.06 | 0.12 |  |  | 37 |  |  | 0.16 | 1.7122 | 0.1413 | Biomass | FRS_110028037201
935 | 3144 | 2021 | IA | Maquoketa 1 | 1162 | City of Maquoketa - (IA) | 11611 | City of Maquoketa - (IA) | 11611 | Electric Utility | Midcontinent Independent Transmission System Operator, Inc.. | MISO | MRO | MROW | MRO West | MISO | 19 | 97 | Jackson | 42.0356 | -90.665 | 9 | 9 | NG | GAS |  | 0 | 24.4 | [7 empty] | 55883.999 | 17920.999 | 55883.999 | 17920.999 | -515 | -165 | 89.221 | 28.562 | 7.941 | 3553.274 | 364.632 | 72.677 | 3568.661 |  | 0 | 0 | 0 | 0 | 0 | 0 | 0 |  | 3.193 | 3.188 | 0.284 | 127.166 | 0.007 | 0.001 | 127.717 |  | 0 | 0 | 0 | 0 | 0 | 0 | 0 |  | 89.221 | 28.562 | 7.941 | 3553.274 | 364.632 | 72.677 |  | 55883.999 | 17920.999 | 55883.999 | 17920.999 | EIA | EIA | EIA | EIA | EIA | EIA | -- | EIA | EIA | [14 empty] | -108512.6194 | 0 | -504.598 | -10.402 | 0 | 0 | 0 | 0 | 0 | 0 | 0 | 0 | -515 | 0 | 0 | -515 | 0 | [23 empty] | https://www.google.com/maps/@?api=1&map_action=map&center=42.035556%2C-90.665000000000006&zoom=17&basemap=satellite | 6538 | [118 empty] | 0.24 |  |  | 41 |  |  | 0.35 | 0.09 |  |  | 21 |  |  | 0.4 | 0.4 |  |  | 68 |  |  | 0.3 | 0 |  |  | 0 |  |  | 0.05 | 0.05 |  |  | 33 |  |  | 0.12 | 0.07 |  |  | 66 |  |  | 0.06 | 0.23 |  |  | 76 |  |  | 0.16 | 0.033916 | 0 | Gas | FRS_110012515064
936 | 1340 | 2021 | CA | MM San Diego-Miramar | 55094 | San Diego Gas & Electric Co | 16609 | MM San Diego Energy-Miramar | 57227 | IPP CHP | California Independent System Operator | CISO | WECC | CAMX | WECC California | CAISO | 6 | 73 | San Diego | 32.8448 | -117.1627 | 4 | 4 | LFG | BIOMASS |  | 0.77568 | 6.4 | 0.040525 | Yes | Yes | 111735.2 | 1.328 | 0.63914 |  | 373773.314 | 155676.884 | 373773.314 | 155676.884 | 43488 | 18113 | 0 | 0 | 5.558 | 0 | 97.525 | 9.752 | 2.671 |  | 0 | 0 | 0.256 | 0 | 0.002 | 0 | 0.123 |  | 0 | 0 | 0.03 | 0 | 0 | 0 | 0.014 |  | 0 | 0 | 0.256 | 0 | 0.002 | 0 | 0.123 |  | 371.228 | 154.616 | 11.682 | 37135.184 | 1360.265 | 136.026 |  | 584808 | 243573 | 584808 | 243573 | EIA | EIA | EIA | EIA | EIA | EIA | -- | EIA | EIA | 371.228 | 154.616 | 2.985 | 37135.184 | 1207.677 | 120.768 | 211034.686 | 87896.116 | 0 | 0 | 3.138 | 37135.184 | 55.063 | 5.506 | 8594.861 | 0 | 0 | 0 | 0 | 0 | 43488 | 0 | 0 | 0 | 0 | 0 | 0 | 43488 | 43488 | 43488 | 0 | 0 | 0 | 0 | 0 | 0 | 1 | 0 | 0 | 0 | 0 | 0 | 0 | 1 | 1 | 1 | 0 | [7 empty] | https://www.google.com/maps/@?api=1&map_action=map&center=32.844844999999999%2C-117.162747&zoom=17&basemap=satellite | 80589 | [118 empty] | 0.33 |  |  | 56 |  |  | 0.35 | 0.46 |  |  | 64 |  |  | 0.4 | 0.21 |  |  | 38 |  |  | 0.3 | 0.05 |  |  | 76 |  |  | 0.05 | 0.08 |  |  | 47 |  |  | 0.12 | 0.05 |  |  | 50 |  |  | 0.06 | 0.15 |  |  | 48 |  |  | 0.16 | 3.0719 | 0.12868 | Biomass | FRS_110028037531
937 | 3148 | 2021 | IA | McGregor | 1163 | ITC Transmission | 56068 | City of McGregor- (IA) | 12114 | Electric Utility | Midcontinent Independent Transmission System Operator, Inc.. | MISO | MRO | MROW | MRO West | MISO | 19 | 43 | Clayton | 43.0237 | -91.1749 | 2 | 2 | DFO | OIL |  | 0.00091 | 1.5 | 1 | [6 empty] | 5503 | 1734 | 5503 | 1734 | 12 | 4 | 8.845 | 2.786 | 0.798 | 449.391 | 36.396 | 7.279 | 450.931 |  | 1474.167 | 1393 | 132.983 | 74898.5 | 3.033 | 0.607 | 75155.093 |  | 3.215 | 3.213 | 0.29 | 163.326 | 0.007 | 0.001 | 163.885 |  | 1474.167 | 1393 | 132.983 | 74898.5 | 3.033 | 0.607 | 75155.093 |  | 8.845 | 2.786 | 0.798 | 449.391 | 36.396 | 7.279 |  | 5503 | 1734 | 5503 | 1734 | EIA | EIA | EIA | EIA | EIA | EIA | -- | EIA | EIA | [14 empty] | 458583.3333 | 0 | 12 | 0 | 0 | 0 | 0 | 0 | 0 | 0 | 0 | 0 | 12 | 0 | 0 | 12 | 0 | 0 | 1 | 0 | 0 | 0 | 0 | 0 | 0 | 0 | 0 | 0 | 1 | 0 | 0 | 1 | 0 | [7 empty] | https://www.google.com/maps/@?api=1&map_action=map&center=43.023733%2C-91.174926999999997&zoom=17&basemap=satellite | 7058 | [118 empty] | 0.21 |  |  | 35 |  |  | 0.35 | 0.08 |  |  | 20 |  |  | 0.4 | 0.33 |  |  | 59 |  |  | 0.3 | 0.01 |  |  | 57 |  |  | 0.05 | 0.08 |  |  | 48 |  |  | 0.12 | 0.04 |  |  | 37 |  |  | 0.06 | 0.22 |  |  | 74 |  |  | 0.16 | 0.02542 | 3.3893 | Oil | FRS_110001755217
938 | 1341 | 2021 | CA | MM Tulare Energy | 55160 | Southern California Edison Co | 17609 | MM Tulare Energy LLC | 57231 | IPP Non-CHP | California Independent System Operator | CISO | WECC | CAMX | WECC California | CAISO | 6 | 107 | Tulare | 36.388 | -119.394 | 2 | 2 | LFG | BIOMASS |  | 0.44267 | 1.8 | 0.59555 | Yes | [5 empty] | 90001 | 37486 | 90001 | 37486 | 6980 | 2907 | 0 | 0 | 1.507 | 0 | 0 | 0 | 0 |  | 0 | 0 | 0.432 | 0 | 0 | 0 | 0 |  | 0 | 0 | 0.033 | 0 | 0 | 0 | 0 |  | 0 | 0 | 0.432 | 0 | 0 | 0 | 0 |  | 81.562 | 33.97 | 2.025 | 5715.044 | 209.343 | 20.934 |  | 90001 | 37486 | 90001 | 37486 | EIA | EIA | EIA | EIA | EIA | EIA | -- | EIA | EIA | 81.562 | 33.97 | 0.518 | 5715.044 | 209.343 | 20.934 | [8 empty] | 12894.1261 | 0 | 0 | 0 | 0 | 0 | 6980 | 0 | 0 | 0 | 0 | 0 | 0 | 6980 | 6980 | 6980 | 0 | 0 | 0 | 0 | 0 | 0 | 1 | 0 | 0 | 0 | 0 | 0 | 0 | 1 | 1 | 1 | 0 | [7 empty] | https://www.google.com/maps/@?api=1&map_action=map&center=36.387999999999998%2C-119.39400000000001&zoom=17&basemap=satellite | 4147 | [118 empty] | 0.62 |  |  | 84 |  |  | 0.35 | 0.83 |  |  | 85 |  |  | 0.4 | 0.41 |  |  | 70 |  |  | 0.3 | 0.12 |  |  | 87 |  |  | 0.05 | 0.28 |  |  | 89 |  |  | 0.12 | 0.09 |  |  | 78 |  |  | 0.06 | 0.05 |  |  | 9 |  |  | 0.16 | 0.80261 | 0.27956 | Biomass | FRS_110054254793
939 | 3155 | 2021 | IA | Milford | 1164 | Corn Belt Power Coop | 4363 | City of Milford - (IA) | 12541 | Electric Utility | Southwest Power Pool | SWPP | MRO | MROW | MRO West |  | 19 | 59 | Dickinson | 43.3261 | -95.1483 | 5 | 5 | DFO | OIL |  | 0.00971 | 6.5 | 1 | [6 empty] | 5760 | 1828.999 | 5760 | 1828.999 | 552.998 | 175.002 | 8.659 | 2.748 | 0.835 | 470.38 | 38.096 | 7.619 | 471.991 |  | 31.317 | 31.405 | 3.021 | 1701.2 | 0.069 | 0.014 | 1707.028 |  | 3.007 | 3.005 | 0.29 | 163.326 | 0.007 | 0.001 | 163.886 |  | 31.316 | 31.405 | 3.021 | 1701.193 | 0.069 | 0.014 | 1707.022 |  | 8.659 | 2.748 | 0.835 | 470.38 | 38.096 | 7.619 |  | 5760 | 1828.999 | 5760 | 1828.999 | EIA | EIA | EIA | EIA | EIA | EIA | -- | EIA | EIA | [14 empty] | 10415.9132 | 0 | 553 | 0 | 0 | 0 | 0 | 0 | 0 | 0 | 0 | 0 | 553 | 0 | 0 | 553 | 0 | 0 | 1 | 0 | 0 | 0 | 0 | 0 | 0 | 0 | 0 | 0 | 1 | 0 | 0 | 1 | 0 | [7 empty] | https://www.google.com/maps/@?api=1&map_action=map&center=43.326082999999997%2C-95.148339000000007&zoom=17&basemap=satellite | 4644 | [118 empty] | 0.16 |  |  | 23 |  |  | 0.35 | 0.05 |  |  | 14 |  |  | 0.4 | 0.26 |  |  | 48 |  |  | 0.3 | 0 |  |  | 0 |  |  | 0.05 | 0.05 |  |  | 33 |  |  | 0.12 | 0.04 |  |  | 44 |  |  | 0.06 | 0.22 |  |  | 75 |  |  | 0.16 | 0.05394 | 3.0824 | Oil | FRS_110001329045
940 | 1342 | 2021 | CA | MM West Covina | 54015 | Southern California Edison Co | 17609 | MM West Covina Energy LLC | 57224 | IPP Non-CHP | California Independent System Operator | CISO | WECC | CAMX | WECC California | CAISO | 6 | 37 | Los Angeles | 34.0332 | -117.9061 | 1 | 1 | LFG | BIOMASS |  | 0.70249 | 6.8 | 0.16251 | Yes | [5 empty] | 716198 | 298316 | 716198 | 298316 | 41846 | 17430.003 | 0 | 0 | 0 | 20.383 | 0.708 | 0.071 | 20.402 |  | 0 | 0 | 0 | 0.974 | 0 | 0 | 0.975 |  | 0 | 0 | 0 | 0.057 | 0 | 0 | 0.057 |  | 0 | 0 | 0 | 0.974 | 0 | 0 | 0.975 |  | 56.945 | 23.718 | 0.814 | 45478.422 | 1665.839 | 166.584 |  | 716198 | 298316 | 716198 | 298316 | EIA | EIA | EIA | EIA | EIA | EIA | -- | EIA | EIA | 56.945 | 23.718 | 0.814 | 45458.039 | 1665.131 | 166.513 | [8 empty] | 17115.0887 | 0 | 0 | 18.722 | 0 | 0 | 41827.278 | 0 | 0 | 0 | 0 | 0 | 18.722 | 41827.278 | 41827.278 | 41846 | 0 | 0 | 0 | 0.0004474 | 0 | 0 | 0.99955 | 0 | 0 | 0 | 0 | 0 | 0.0004474 | 0.99955 | 0.99955 | 1 | 0 | [7 empty] | https://www.google.com/maps/@?api=1&map_action=map&center=34.033206%2C-117.90612900000001&zoom=17&basemap=satellite | 163493 | [118 empty] | 0.59 |  |  | 82 |  |  | 0.35 | 0.92 |  |  | 90 |  |  | 0.4 | 0.27 |  |  | 49 |  |  | 0.3 | 0.14 |  |  | 89 |  |  | 0.05 | 0.19 |  |  | 79 |  |  | 0.12 | 0.05 |  |  | 53 |  |  | 0.06 | 0.15 |  |  | 48 |  |  | 0.16 | 1.065 | 0.049789 | Biomass | FRS_110000782840
941 | 3156 | 2021 | IA | Montezuma | 1165 | City of Montezuma - (IA) | 12839 | City of Montezuma - (IA) | 12839 | Electric Utility | Midcontinent Independent Transmission System Operator, Inc.. | MISO | MRO | MROW | MRO West | MISO | 19 | 157 | Poweshiek | 41.586 | -92.5228 | 8 | 8 | NG | GAS |  | 0.00241 | 9.8 | 1 | [6 empty] | 2445.001 | 957.002 | 2445.001 | 957.002 | 206.998 | 81.001 | 3.708 | 1.426 | 0.222 | 175.335 | 12.11 | 2.219 | 175.817 |  | 35.826 | 35.209 | 2.149 | 1694.074 | 0.059 | 0.011 | 1698.731 |  | 3.033 | 2.98 | 0.182 | 143.423 | 0.005 | 0.001 | 143.818 |  | 35.826 | 35.209 | 2.149 | 1694.058 | 0.059 | 0.011 | 1698.715 |  | 3.708 | 1.426 | 0.222 | 175.335 | 12.11 | 2.219 |  | 2445.001 | 957.002 | 2445.001 | 957.002 | EIA | EIA | EIA | EIA | EIA | EIA | -- | EIA | EIA | [14 empty] | 11811.599 | 0 | 129.017 | 77.983 | 0 | 0 | 0 | 0 | 0 | 0 | 0 | 0 | 207 | 0 | 0 | 207 | 0 | 0 | 0.62327 | 0.37673 | 0 | 0 | 0 | 0 | 0 | 0 | 0 | 0 | 1 | 0 | 0 | 1 | 0 | [7 empty] | https://www.google.com/maps/@?api=1&map_action=map&center=41.586025999999997%2C-92.522800000000004&zoom=17&basemap=satellite | 1881 | [118 empty] | 0.2 |  |  | 32 |  |  | 0.35 | 0.08 |  |  | 19 |  |  | 0.4 | 0.32 |  |  | 57 |  |  | 0.3 | 0 |  |  | 0 |  |  | 0.05 | 0.07 |  |  | 43 |  |  | 0.12 | 0.08 |  |  | 73 |  |  | 0.06 | 0.17 |  |  | 56 |  |  | 0.16 | 0.22884 | 1.9813 | Gas | FRS_110001327644
942 | 1343 | 2021 | CA | MM Yolo Power | 54567 | Pacific Gas & Electric Co | 14328 | Yolo County Community Services Department | 61324 | IPP Non-CHP | California Independent System Operator | CISO | WECC | CAMX | WECC California | CAISO | 6 | 113 | Yolo | 38.5963 | -121.6875 | 5 | 5 | LFG | BIOMASS |  | 0.52299 | 3.6 | 0.46168 | Yes | [5 empty] | 237277.999 | 98827.001 | 237277.999 | 98827.001 | 16492.999 | 6868.999 | 0 | 0 | 3.974 | 0.001 | 0 | 0 | 0.001 |  | 0 | 0 | 0.482 | 0 | 0 | 0 | 0 |  | 0 | 0 | 0.034 | 0 | 0 | 0 | 0 |  | 0 | 0 | 0.482 | 0 | 0 | 0 | 0 |  | 184.183 | 76.711 | 5.339 | 15067.104 | 551.909 | 55.191 |  | 237277.999 | 98827.001 | 237277.999 | 98827.001 | EIA | EIA | EIA | EIA | EIA | EIA | -- | EIA | EIA | 184.183 | 76.711 | 1.364 | 15067.103 | 551.909 | 55.191 | [8 empty] | 14386.5882 | 0 | 0 | 0 | 0 | 0 | 16493 | 0 | 0 | 0 | 0 | 0 | 0 | 16493 | 16493 | 16493 | 0 | 0 | 0 | 0 | 0 | 0 | 1 | 0 | 0 | 0 | 0 | 0 | 0 | 1 | 1 | 1 | 0 | [7 empty] | https://www.google.com/maps/@?api=1&map_action=map&center=38.596283%2C-121.687518&zoom=17&basemap=satellite | 7407 | [118 empty] | 0.35 |  |  | 58 |  |  | 0.35 | 0.53 |  |  | 68 |  |  | 0.4 | 0.17 |  |  | 30 |  |  | 0.3 | 0.05 |  |  | 74 |  |  | 0.05 | 0.04 |  |  | 26 |  |  | 0.12 | 0.06 |  |  | 55 |  |  | 0.06 | 0.09 |  |  | 23 |  |  | 0.16 | 1.9275 | 0.18629 | Biomass | FRS_110028039450
943 | 3158 | 2021 | IA | Mt Pleasant | 1166 | Northeast Missouri El Pwr Coop | 13738 | City of Mt Pleasant - (IA) | 13038 | Electric Utility | Associated Electric Cooperative, Inc. | AECI | MRO | SRMW | SERC Midwest |  | 19 | 87 | Henry | 40.9718 | -91.5512 | 12 | 12 | DFO | OIL |  | 0.00515 | 24 | 1 | [6 empty] | 9662.004 | 3062.004 | 9662.004 | 3062.004 | 1082.004 | 342.996 | 15.792 | 5.004 | 1.4 | 789.024 | 63.903 | 12.781 | 791.727 |  | 29.19 | 29.178 | 2.589 | 1458.449 | 0.059 | 0.012 | 1463.446 |  | 3.269 | 3.268 | 0.29 | 163.325 | 0.007 | 0.001 | 163.885 |  | 29.19 | 29.178 | 2.589 | 1458.455 | 0.059 | 0.012 | 1463.451 |  | 15.792 | 5.004 | 1.4 | 789.024 | 63.903 | 12.781 |  | 9662.004 | 3062.004 | 9662.004 | 3062.004 | EIA | EIA | EIA | EIA | EIA | EIA | -- | EIA | EIA | [14 empty] | 8929.7634 | 0 | 1082 | 0 | 0 | 0 | 0 | 0 | 0 | 0 | 0 | 0 | 1082 | 0 | 0 | 1082 | 0 | 0 | 1 | 0 | 0 | 0 | 0 | 0 | 0 | 0 | 0 | 0 | 1 | 0 | 0 | 1 | 0 | [7 empty] | https://www.google.com/maps/@?api=1&map_action=map&center=40.971826%2C-91.551220999999998&zoom=17&basemap=satellite | 9409 | [118 empty] | 0.24 |  |  | 41 |  |  | 0.35 | 0.2 |  |  | 39 |  |  | 0.4 | 0.28 |  |  | 50 |  |  | 0.3 | 0.01 |  |  | 59 |  |  | 0.05 | 0.1 |  |  | 55 |  |  | 0.12 | 0.04 |  |  | 41 |  |  | 0.06 | 0.18 |  |  | 60 |  |  | 0.16 | 0.64682 | 2.9136 | Oil | FRS_110040467526
944 | 1350 | 2021 | CA | Monterey One Water | 54951 | Pacific Gas & Electric Co | 14328 | Monterey One Water | 12221 | Commercial CHP | California Independent System Operator | CISO | WECC | CAMX | WECC California | CAISO | 6 | 53 | Monterey | 36.7056 | -121.7714 | 3 | 3 | OBG | BIOMASS |  | 0.54566 | 1.8 | 0.4239 | Yes | Yes | 53978.4 | 0.544 | 0.42041 |  | 48272.947 | 20935.668 | 48272.947 | 20935.668 | 8604 | 3731.001 | 76.436 | 31.837 | 0.111 | 901.206 | 110.56 | 11.056 | 904.235 |  | 17.768 | 17.066 | 0.026 | 209.485 | 0.013 | 0.001 | 210.189 |  | 3.167 | 3.041 | 0.005 | 37.338 | 0.002 | 0 | 37.463 |  | 17.768 | 17.066 | 0.026 | 209.485 | 0.013 | 0.001 | 210.189 |  | 181.812 | 75.729 | 0.263 | 7291.236 | 262.981 | 26.298 |  | 114822.999 | 49797.999 | 114822.999 | 49797.999 | EIA | EIA | EIA | EIA | EIA | EIA | -- | EIA | EIA |  |  |  | 5147.61 |  |  | 66550.052 | 28862.331 | 105.376 | 43.892 | 0.153 | 1242.42 | 152.421 | 15.242 | 5610.5239 | 0 | 0 | 2529.516 | 0 | 0 | 6074.484 | 0 | 0 | 0 | 0 | 0 | 2529.516 | 6074.484 | 6074.484 | 8604 | 0 | 0 | 0 | 0.29399 | 0 | 0 | 0.70601 | 0 | 0 | 0 | 0 | 0 | 0.29399 | 0.70601 | 0.70601 | 1 | 0 | [7 empty] | https://www.google.com/maps/@?api=1&map_action=map&center=36.705599999999997%2C-121.7714&zoom=17&basemap=satellite | 20447 | [118 empty] | 0.45 |  |  | 70 |  |  | 0.35 | 0.6 |  |  | 73 |  |  | 0.4 | 0.3 |  |  | 55 |  |  | 0.3 | 0.09 |  |  | 84 |  |  | 0.05 | 0.14 |  |  | 69 |  |  | 0.12 | 0.07 |  |  | 65 |  |  | 0.06 | 0.14 |  |  | 44 |  |  | 0.16 | 0.31643 | 0.082597 | Biomass | FRS_110028039343
945 | 1365 | 2021 | CA | Mt Poso Cogeneration | 54626 | Pacific Gas & Electric Co | 14328 | Mt Poso Cogeneration Co | 13060 | IPP CHP | California Independent System Operator | CISO | WECC | CAMX | WECC California | CAISO | 6 | 29 | Kern | 35.5763 | -119.0062 | 1 | 1 | WDS | BIOMASS |  | 0.46948 | 62 | 0.55087 | Yes | Yes | 18644.8 | 46.676 | 0.98419 |  | 3909526.118 | 2002943.038 | 3909526.118 | 2002943.038 | 254983 | 131144 | 160.29 | 82.12 | 48.585 | 1520.527 | 274031.106 | 35964.79 | 10304.67 |  | 1.257 | 1.252 | 0.381 | 11.926 | 1.075 | 0.141 | 80.826 |  | 0.082 | 0.082 | 0.025 | 0.778 | 0.07 | 0.009 | 5.272 |  | 1.257 | 1.252 | 0.381 | 11.926 | 1.075 | 0.141 | 80.826 |  | 162.866 | 83.44 | 49.366 | 409539.417 | 278434.335 | 36542.685 |  | 3972345.78 | 2035127.042 | 3972345.78 | 2035127.042 | EIA | EIA | EIA | EIA | EIA | EIA | -- | EIA | EIA |  |  |  | 407994.457 |  |  | 62819.662 | 32184.004 | 2.576 | 1.32 | 0.781 | 24.432 | 4403.23 | 577.895 | 15332.4973 | 0 | 0 | 1698.987 | 0 | 0 | 253284.01 | 0 | 0 | 0 | 0 | 0 | 1698.987 | 253284.01 | 253284.01 | 254982.997 | 0 | 0 | 0 | 0.0066631 | 0 | 0 | 0.99334 | 0 | 0 | 0 | 0 | 0 | 0.0066631 | 0.99334 | 0.99334 | 1 | 0 | [7 empty] | https://www.google.com/maps/@?api=1&map_action=map&center=35.576323000000002%2C-119.00624500000001&zoom=17&basemap=satellite | 4 | [118 empty] | 0.26 |  |  | 44 |  |  | 0.35 | 0.2 |  |  | 38 |  |  | 0.4 | 0.32 |  |  | 57 |  |  | 0.3 | 0 |  |  | 0 |  |  | 0.05 | 0.09 |  |  | 51 |  |  | 0.12 | 0.08 |  |  | 76 |  |  | 0.06 | 0.35 |  |  | 93 |  |  | 0.16 | 41.5398 | 0.28222 | Biomass | FRS_110000481657
946 | 3161 | 2021 | IA | New Hampton | 1168 | Corn Belt Energy Corporation | 4362 | City of New Hampton - (IA) | 13444 | Electric Utility | Southwest Power Pool | SWPP | MRO | MROW | MRO West |  | 19 | 37 | Chickasaw | 43.0689 | -92.3201 | 5 | 5 | NG | GAS |  | 0.01057 | 26.5 | 1 | [6 empty] | 23492.001 | 7698.001 | 23492.001 | 7698.001 | 2452.999 | 804.001 | 37.425 | 12.202 | 3.222 | 1591.157 | 149.69 | 29.654 | 1597.447 |  | 30.514 | 30.353 | 2.627 | 1297.316 | 0.061 | 0.012 | 1302.444 |  | 3.186 | 3.17 | 0.274 | 135.464 | 0.006 | 0.001 | 135.999 |  | 30.514 | 30.353 | 2.627 | 1297.315 | 0.061 | 0.012 | 1302.443 |  | 37.425 | 12.202 | 3.222 | 1591.157 | 149.69 | 29.654 |  | 23492.001 | 7698.001 | 23492.001 | 7698.001 | EIA | EIA | EIA | EIA | EIA | EIA | -- | EIA | EIA | [14 empty] | 9576.8451 | 0 | 2318.474 | 134.526 | 0 | 0 | 0 | 0 | 0 | 0 | 0 | 0 | 2453 | 0 | 0 | 2453 | 0 | 0 | 0.94516 | 0.054841 | 0 | 0 | 0 | 0 | 0 | 0 | 0 | 0 | 1 | 0 | 0 | 1 | 0 | [7 empty] | https://www.google.com/maps/@?api=1&map_action=map&center=43.068899999999999%2C-92.320099999999996&zoom=17&basemap=satellite | 4256 | [118 empty] | 0.15 |  |  | 21 |  |  | 0.35 | 0.07 |  |  | 18 |  |  | 0.4 | 0.23 |  |  | 43 |  |  | 0.3 | 0 |  |  | 0 |  |  | 0.05 | 0.05 |  |  | 36 |  |  | 0.12 | 0.08 |  |  | 74 |  |  | 0.06 | 0.2 |  |  | 68 |  |  | 0.16 | 0.078093 | 1.2908 | Gas | FRS_110001753451
947 | 1367 | 2021 | CA | Municipal Cogen Plant | 50674 | Southern California Edison Co | 17609 | Palm Springs City of | 14395 | Commercial Non-CHP | California Independent System Operator | CISO | WECC | CAMX | WECC California | CAISO | 6 | 65 | Riverside | 33.8247 | -116.5106 | 1 | 1 | NG | GAS |  | 0.72251 | 1.2 | 0.12915 |  | Yes | 0 |  | 1 |  | 78219 | 34873 | 78219 | 34873 | 7595 | 3477 | 105.115 | 46.97 | 0.125 | 4571.473 | 172.444 | 17.244 | 4576.198 |  | 27.68 | 27.018 | 0.033 | 1203.811 | 0.023 | 0.002 | 1205.055 |  | 2.688 | 2.694 | 0.003 | 116.889 | 0.002 | 0 | 117.01 |  | 27.68 | 27.018 | 0.033 | 1203.811 | 0.023 | 0.002 | 1205.055 |  | 105.115 | 46.97 | 0.125 | 4571.473 | 172.444 | 17.244 |  | 78219 | 34873 | 78219 | 34873 | EIA | EIA | EIA | EIA | EIA | EIA | -- | EIA | EIA | [6 empty] | 0 | 0 | 0 | 0 | 0 | 0 | 0 | 0 | 10298.7492 | 0 | 0 | 7595 | 0 | 0 | 0 | 0 | 0 | 0 | 0 | 0 | 7595 | 0 | 0 | 7595 | 0 | 0 | 0 | 1 | 0 | 0 | 0 | 0 | 0 | 0 | 0 | 0 | 1 | 0 | 0 | 1 | 0 | [7 empty] | https://www.google.com/maps/@?api=1&map_action=map&center=33.8247%2C-116.5106&zoom=17&basemap=satellite | 75951 | [118 empty] | 0.46 |  |  | 71 |  |  | 0.35 | 0.54 |  |  | 69 |  |  | 0.4 | 0.38 |  |  | 65 |  |  | 0.3 | 0.07 |  |  | 79 |  |  | 0.05 | 0.14 |  |  | 67 |  |  | 0.12 | 0.04 |  |  | 45 |  |  | 0.06 | 0.23 |  |  | 77 |  |  | 0.16 | 0.015571 | 0.0043899 | Gas | FRS_110021080550
948 | 3170 | 2021 | IA | Ogden | 1169 | ITC Midwest LLC | 56161 | City of Ogden - (IA) | 13990 | Electric Utility | Midcontinent Independent Transmission System Operator, Inc.. | MISO | MRO | MROW | MRO West | MISO | 19 | 15 | Boone | 42.0372 | -94.0462 | 3 | 3 | DFO | OIL |  | 0.00682 | 3.9 | 1 | [6 empty] | 2338 | 742 | 2338 | 742 | 233 | 74 | 3.756 | 1.193 | 0.339 | 190.928 | 15.463 | 3.093 | 191.582 |  | 32.24 | 32.243 | 2.91 | 1638.867 | 0.066 | 0.013 | 1644.482 |  | 3.213 | 3.216 | 0.29 | 163.326 | 0.007 | 0.001 | 163.885 |  | 32.24 | 32.243 | 2.91 | 1638.867 | 0.066 | 0.013 | 1644.482 |  | 3.756 | 1.193 | 0.339 | 190.928 | 15.463 | 3.093 |  | 2338 | 742 | 2338 | 742 | EIA | EIA | EIA | EIA | EIA | EIA | -- | EIA | EIA | [14 empty] | 10034.3348 | 0 | 233 | 0 | 0 | 0 | 0 | 0 | 0 | 0 | 0 | 0 | 233 | 0 | 0 | 233 | 0 | 0 | 1 | 0 | 0 | 0 | 0 | 0 | 0 | 0 | 0 | 0 | 1 | 0 | 0 | 1 | 0 | [7 empty] | https://www.google.com/maps/@?api=1&map_action=map&center=42.037199999999999%2C-94.046199999999999&zoom=17&basemap=satellite | 2151 | [118 empty] | 0.13 |  |  | 17 |  |  | 0.35 | 0.03 |  |  | 9 |  |  | 0.4 | 0.23 |  |  | 43 |  |  | 0.3 | 0.01 |  |  | 57 |  |  | 0.05 | 0.07 |  |  | 46 |  |  | 0.12 | 0.06 |  |  | 55 |  |  | 0.06 | 0.21 |  |  | 71 |  |  | 0.16 | 0.14384 | 0 | Oil | FRS_110022294961
949 | 1378 | 2021 | CA | Naval Hospital Medical Center | 50963 | San Diego Gas & Electric Co | 16609 | Department of the Navy | 2844 | Commercial CHP | California Independent System Operator | CISO | WECC | CAMX | WECC California | CAISO | 6 | 73 | San Diego | 32.7261 | -117.1464 | 1 | 1 | NG | GAS |  | 0.23342 | 5.3 | 0.94431 |  | Yes | 54252 | 0.682 | 0.47617 |  | 73007.045 | 21453.753 | 73007.045 | 21453.753 | 10837 | 3165 | 11.451 | 3.365 | 0.117 | 4266.862 | 160.953 | 16.095 | 4271.272 |  | 2.113 | 2.126 | 0.022 | 787.462 | 0.015 | 0.001 | 788.276 |  | 0.314 | 0.314 | 0.003 | 116.889 | 0.002 | 0 | 117.01 |  | 2.113 | 2.126 | 0.022 | 787.462 | 0.015 | 0.001 | 788.276 |  | 24.048 | 7.067 | 0.245 | 8960.832 | 338.017 | 33.802 |  | 153322 | 45055 | 153322 | 45055 | EIA | EIA | EIA | EIA | EIA | EIA | -- | EIA | EIA | [6 empty] | 80314.955 | 23601.247 | 12.597 | 3.702 | 0.128 | 4693.97 | 177.064 | 17.706 | 6736.8316 | 0 | 0 | 10837 | 0 | 0 | 0 | 0 | 0 | 0 | 0 | 0 | 10837 | 0 | 0 | 10837 | 0 | 0 | 0 | 1 | 0 | 0 | 0 | 0 | 0 | 0 | 0 | 0 | 1 | 0 | 0 | 1 | 0 | [7 empty] | https://www.google.com/maps/@?api=1&map_action=map&center=32.726100000000002%2C-117.1464&zoom=17&basemap=satellite | 244632 | [118 empty] | 0.46 |  |  | 70 |  |  | 0.35 | 0.56 |  |  | 71 |  |  | 0.4 | 0.34 |  |  | 61 |  |  | 0.3 | 0.07 |  |  | 79 |  |  | 0.05 | 0.14 |  |  | 68 |  |  | 0.12 | 0.05 |  |  | 49 |  |  | 0.06 | 0.12 |  |  | 35 |  |  | 0.16 | 0.044909 | 0.0066809 | Gas | FRS_110000830833
950 | 1379 | 2021 | CA | NCPA Combustion Turbine Project #2 | 7449 | Pacific Gas & Electric Co | 14328 | Northern California Power Agny | 40613 | Electric Utility | California Independent System Operator | CISO | WECC | CAMX | WECC California | CAISO | 6 | 77 | San Joaquin | 38.0881 | -121.3869 | 1 | 1 | NG | GAS |  | 0.06615 | 50 | 1 | [6 empty] | 248285.158 | 200665.541 | 248285.158 | 200665.541 | 28974 | 23408 | 1.888 | 1.562 | 0.075 | 14756.167 | 605.54 | 60.554 | 14772.759 |  | 0.13 | 0.133 | 0.005 | 1018.58 | 0.021 | 0.002 | 1019.725 |  | 0.015 | 0.016 | 0.001 | 118.865 | 0.002 | 0 | 118.998 |  | 0.13 | 0.133 | 0.005 | 1018.58 | 0.021 | 0.002 | 1019.725 |  | 1.888 | 1.562 | 0.075 | 14756.167 | 605.54 | 60.554 |  | 248285.158 | 200665.541 | 248285.158 | 200665.541 | EPA/CAMD | EPA/CAMD | EPA/CAMD | EPA/CAMD | EIA | EIA | -- | EPA/CAMD | EPA/CAMD | [14 empty] | 8569.2396 | 0 | 0 | 28974.001 | 0 | 0 | 0 | 0 | 0 | 0 | 0 | 0 | 28974.001 | 0 | 0 | 28974.001 | 0 | 0 | 0 | 1 | 0 | 0 | 0 | 0 | 0 | 0 | 0 | 0 | 1 | 0 | 0 | 1 | 0 | Yes |  | 69787.752 | 4146.927 | 0.547 | 0.021 |  | https://www.google.com/maps/@?api=1&map_action=map&center=38.088138000000001%2C-121.386944&zoom=17&basemap=satellite | 9407 | [118 empty] | 0.42 |  |  | 67 |  |  | 0.35 | 0.69 |  |  | 78 |  |  | 0.4 | 0.14 |  |  | 26 |  |  | 0.3 | 0.05 |  |  | 74 |  |  | 0.05 | 0.1 |  |  | 57 |  |  | 0.12 | 0.04 |  |  | 42 |  |  | 0.06 | 0.11 |  |  | 30 |  |  | 0.16 | 0.4391 | 0.027008 | Gas | FRS_110000528643
951 | 3204 | 2021 | IA | Rockford | 1180 | City of Rockford- (IA) | 16211 | City of Rockford- (IA) | 16211 | Electric Utility | Midcontinent Independent Transmission System Operator, Inc.. | MISO | MRO | MROW | MRO West | MISO | 19 | 67 | Floyd | 43.0489 | -92.9468 | 3 | 3 | DFO | OIL |  | 0.00047 | 2.9 | 1 |  | Yes | 0 |  | 1 |  | 102 | 35 | 102 | 35 | 12 | 4 | 0.168 | 0.056 | 0.015 | 8.33 | 0.675 | 0.135 | 8.359 |  | 28 | 28 | 2.467 | 1388.333 | 0.056 | 0.011 | 1393.089 |  | 3.294 | 3.2 | 0.29 | 163.333 | 0.007 | 0.001 | 163.893 |  | 28 | 28 | 2.467 | 1388.333 | 0.056 | 0.011 | 1393.089 |  | 0.168 | 0.056 | 0.015 | 8.33 | 0.675 | 0.135 |  | 102 | 35 | 102 | 35 | EIA | EIA | EIA | EIA | EIA | EIA | -- | EIA | EIA | [6 empty] | 0 | 0 | 0 | 0 | 0 | 0 | 0 | 0 | 8500 | 0 | 12 | 0 | 0 | 0 | 0 | 0 | 0 | 0 | 0 | 0 | 12 | 0 | 0 | 12 | 0 | 0 | 1 | 0 | 0 | 0 | 0 | 0 | 0 | 0 | 0 | 0 | 1 | 0 | 0 | 1 | 0 | [7 empty] | https://www.google.com/maps/@?api=1&map_action=map&center=43.048900000000003%2C-92.946799999999996&zoom=17&basemap=satellite | 1032 | [118 empty] | 0.15 |  |  | 21 |  |  | 0.35 | 0.02 |  |  | 7 |  |  | 0.4 | 0.28 |  |  | 50 |  |  | 0.3 | 0 |  |  | 0 |  |  | 0.05 | 0.05 |  |  | 33 |  |  | 0.12 | 0.04 |  |  | 37 |  |  | 0.06 | 0.21 |  |  | 70 |  |  | 0.16 | 0.019065 | 2.7236 | Oil | FRS_110001387945
952 | 1385 | 2021 | CA | New-Indy Ontario Mill | 10427 | Southern California Edison Co | 17609 | New-Indy Ontario LLC | 22091 | Industrial Non-CHP | California Independent System Operator | CISO | WECC | CAMX | WECC California | CAISO | 6 | 71 | San Bernardino | 34.0454 | -117.5402 | 2 | 2 | NG | GAS |  | 0.85934 | 33 | 0 |  | Yes | 0 |  | 1 |  | 2862765 | 1217720 | 2862765 | 1217720 | 248417 | 106001 | 441.342 | 188.174 | 4.575 | 167312.952 | 6311.322 | 631.132 | 167485.882 |  | 3.553 | 3.55 | 0.037 | 1347.033 | 0.025 | 0.003 | 1348.425 |  | 0.308 | 0.309 | 0.003 | 116.889 | 0.002 | 0 | 117.01 |  | 3.553 | 3.55 | 0.037 | 1347.033 | 0.025 | 0.003 | 1348.425 |  | 441.342 | 188.174 | 4.575 | 167312.952 | 6311.322 | 631.132 |  | 2862765 | 1217720 | 2862765 | 1217720 | EIA | EIA | EIA | EIA | EIA | EIA | -- | EIA | EIA | [6 empty] | 0 | 0 | 0 | 0 | 0 | 0 | 0 | 0 | 11524.0302 | 0 | 0 | 248417 | 0 | 0 | 0 | 0 | 0 | 0 | 0 | 0 | 248417 | 0 | 0 | 248417 | 0 | 0 | 0 | 1 | 0 | 0 | 0 | 0 | 0 | 0 | 0 | 0 | 1 | 0 | 0 | 1 | 0 | [7 empty] | https://www.google.com/maps/@?api=1&map_action=map&center=34.045361%2C-117.540193&zoom=17&basemap=satellite | 33246 | [118 empty] | 0.52 |  |  | 76 |  |  | 0.35 | 0.8 |  |  | 83 |  |  | 0.4 | 0.27 |  |  | 48 |  |  | 0.3 | 0.06 |  |  | 78 |  |  | 0.05 | 0.2 |  |  | 80 |  |  | 0.12 | 0.06 |  |  | 58 |  |  | 0.06 | 0.08 |  |  | 20 |  |  | 0.16 | 1.4441 | 0.011491 | Gas | FRS_110018885759
953 | 3203 | 2021 | IA | Rock Rapids | 1181 | Rock Rapids Municipal Utility | 16206 | Rock Rapids Municipal Utility | 16206 | Electric Utility | Southwest Power Pool | SWPP | MRO | MROW | MRO West |  | 19 | 119 | Lyon | 43.4294 | -96.1692 | 1 | 1 | DFO | OIL |  | 0.00977 | 2.5 | 1 | [6 empty] | 2140 | 672 | 2140 | 672 | 214 | 68 | 3.439 | 1.081 | 0.31 | 174.759 | 14.154 | 2.831 | 175.358 |  | 32.14 | 31.794 | 2.9 | 1633.262 | 0.066 | 0.013 | 1638.857 |  | 3.214 | 3.217 | 0.29 | 163.326 | 0.007 | 0.001 | 163.886 |  | 32.14 | 31.794 | 2.9 | 1633.262 | 0.066 | 0.013 | 1638.857 |  | 3.439 | 1.081 | 0.31 | 174.759 | 14.154 | 2.831 |  | 2140 | 672 | 2140 | 672 | EIA | EIA | EIA | EIA | EIA | EIA | -- | EIA | EIA | [14 empty] | 10000 | 0 | 214 | 0 | 0 | 0 | 0 | 0 | 0 | 0 | 0 | 0 | 214 | 0 | 0 | 214 | 0 | 0 | 1 | 0 | 0 | 0 | 0 | 0 | 0 | 0 | 0 | 0 | 1 | 0 | 0 | 1 | 0 | [7 empty] | https://www.google.com/maps/@?api=1&map_action=map&center=43.429443999999997%2C-96.169166000000004&zoom=17&basemap=satellite | 2740 | [118 empty] | 0.12 |  |  | 14 |  |  | 0.35 | 0.06 |  |  | 15 |  |  | 0.4 | 0.18 |  |  | 33 |  |  | 0.3 | 0.01 |  |  | 57 |  |  | 0.05 | 0.06 |  |  | 42 |  |  | 0.12 | 0.05 |  |  | 53 |  |  | 0.06 | 0.19 |  |  | 64 |  |  | 0.16 | 0.01581 | 3.9525 | Oil | FRS_110013096354
954 | 1391 | 2021 | CA | Niland Gas Turbine Plant | 56569 | Imperial Irrigation District | 9216 | Imperial Irrigation District | 9216 | Electric Utility | Imperial Irrigation District | IID | WECC | AZNM | WECC Southwest |  | 6 | 25 | Imperial | 33.2388 | -115.5045 | 2 | 2 | NG | GAS |  | 0.08421 | 121 | 1 | [6 empty] | 879814.053 | 498126.147 | 879814.053 | 498126.147 | 89257 | 50535 | 3.845 | 1.935 | 0.264 | 52286.52 | 1987.398 | 198.74 | 52340.975 |  | 0.086 | 0.077 | 0.006 | 1171.595 | 0.022 | 0.002 | 1172.815 |  | 0.009 | 0.008 | 0.001 | 118.858 | 0.002 | 0 | 118.982 |  | 0.086 | 0.077 | 0.006 | 1171.595 | 0.022 | 0.002 | 1172.815 |  | 3.845 | 1.935 | 0.264 | 52286.52 | 1987.398 | 198.74 |  | 879814.053 | 498126.147 | 879814.053 | 498126.147 | EPA/CAMD | EPA/CAMD | EPA/CAMD | EPA/CAMD | EIA | EIA | -- | EPA/CAMD | EPA/CAMD | [14 empty] | 9857.0874 | 0 | 0 | 89257 | 0 | 0 | 0 | 0 | 0 | 0 | 0 | 0 | 89257 | 0 | 0 | 89257 | 0 | 0 | 0 | 1 | 0 | 0 | 0 | 0 | 0 | 0 | 0 | 0 | 1 | 0 | 0 | 1 | 0 | Yes |  | 994106.276 | 59078.854 | 4.707 | 0.298 |  | https://www.google.com/maps/@?api=1&map_action=map&center=33.238841999999998%2C-115.504456&zoom=17&basemap=satellite | 1128 | [118 empty] | 0.88 |  |  | 98 |  |  | 0.35 | 0.81 |  |  | 84 |  |  | 0.4 | 0.93 |  |  | 99 |  |  | 0.3 | 0.06 |  |  | 76 |  |  | 0.05 | 0.29 |  |  | 90 |  |  | 0.12 | 0.12 |  |  | 91 |  |  | 0.06 | 0.05 |  |  | 9 |  |  | 0.16 | 1.3967 | 0.025764 | Gas | FRS_110040573732
955 | 3213 | 2021 | IA | Sibley One | 1184 | ITC Midwest LLC | 56161 | City of Sibley - (IA) | 17141 | Electric Utility | Midcontinent Independent Transmission System Operator, Inc.. | MISO | MRO | MROW | MRO West | MISO | 19 | 143 | Osceola | 43.405 | -95.7261 | 3 | 3 | DFO | OIL |  | 0.00215 | 5.2 | 1 | [6 empty] | 832 | 318.999 | 832 | 318.999 | 97.999 | 37.999 | 0.886 | 0.281 | 0.081 | 67.943 | 4.29 | 0.797 | 68.115 |  | 18.082 | 14.79 | 1.649 | 1386.606 | 0.044 | 0.008 | 1390.125 |  | 2.13 | 1.762 | 0.194 | 163.325 | 0.005 | 0.001 | 163.739 |  | 18.082 | 14.79 | 1.649 | 1386.592 | 0.044 | 0.008 | 1390.111 |  | 0.886 | 0.281 | 0.081 | 67.943 | 4.29 | 0.797 |  | 832 | 318.999 | 832 | 318.999 | EIA | EIA | EIA | EIA | EIA | EIA | -- | EIA | EIA | [14 empty] | 8489.7959 | 0 | 65.559 | 32.441 | 0 | 0 | 0 | 0 | 0 | 0 | 0 | 0 | 98 | 0 | 0 | 98 | 0 | 0 | 0.66897 | 0.33103 | 0 | 0 | 0 | 0 | 0 | 0 | 0 | 0 | 1 | 0 | 0 | 1 | 0 | [7 empty] | https://www.google.com/maps/@?api=1&map_action=map&center=43.405000000000001%2C-95.726100000000002&zoom=17&basemap=satellite | 2758 | [118 empty] | 0.24 |  |  | 41 |  |  | 0.35 | 0.13 |  |  | 29 |  |  | 0.4 | 0.35 |  |  | 62 |  |  | 0.3 | 0.03 |  |  | 69 |  |  | 0.05 | 0.12 |  |  | 64 |  |  | 0.12 | 0.08 |  |  | 73 |  |  | 0.06 | 0.25 |  |  | 81 |  |  | 0.16 | 0.096255 | 3.105 | Oil | FRS_110028015207
956 | 1397 | 2021 | CA | North City - Landfill Gas Engine North | 60571 | San Diego Gas & Electric Co | 16609 | City of San Diego | 16764 | Commercial Non-CHP | California Independent System Operator | CISO | WECC | CAMX | WECC California | CAISO | 6 | 73 | San Diego | 32.8778 | -117.1978 | 1 | 1 | LFG | BIOMASS |  | 0.56086 | 1.6 | 0.39857 | Yes | [5 empty] | 106742 | 44458 | 106742 | 44458 | 7861 | 3274 | 0 | 0 | 1.788 | 0 | 0 | 0 | 0 |  | 0 | 0 | 0.455 | 0 | 0 | 0 | 0 |  | 0 | 0 | 0.034 | 0 | 0 | 0 | 0 |  | 0 | 0 | 0.455 | 0 | 0 | 0 | 0 |  | 77.543 | 32.297 | 2.402 | 6778.095 | 248.282 | 24.828 |  | 106742 | 44458 | 106742 | 44458 | EIA | EIA | EIA | EIA | EIA | EIA | -- | EIA | EIA | 77.543 | 32.297 | 0.614 | 6778.095 | 248.282 | 24.828 | [8 empty] | 13578.6796 | 0 | 0 | 0 | 0 | 0 | 7861 | 0 | 0 | 0 | 0 | 0 | 0 | 7861 | 7861 | 7861 | 0 | 0 | 0 | 0 | 0 | 0 | 1 | 0 | 0 | 0 | 0 | 0 | 0 | 1 | 1 | 1 | 0 | [7 empty] | https://www.google.com/maps/@?api=1&map_action=map&center=32.877822000000002%2C-117.197788&zoom=17&basemap=satellite | 79975 | [118 empty] | 0.38 |  |  | 62 |  |  | 0.35 | 0.5 |  |  | 66 |  |  | 0.4 | 0.27 |  |  | 48 |  |  | 0.3 | 0.06 |  |  | 78 |  |  | 0.05 | 0.04 |  |  | 31 |  |  | 0.12 | 0.05 |  |  | 52 |  |  | 0.06 | 0.13 |  |  | 39 |  |  | 0.16 | 0.57472 | 0.18205 | Biomass | FRS_110070397023
957 | 3218 | 2021 | IA | Spencer Gas Turbine | 1186 | City of Spencer - (IA) | 17783 | City of Spencer - (IA) | 17783 | Electric Utility | Midcontinent Independent Transmission System Operator, Inc.. | MISO | MRO | MROW | MRO West | MISO | 19 | 41 | Clay | 43.1446 | -95.1443 | 1 | 1 | KER | OIL |  | 0 | 23.8 | [11 empty] | 0 | 0 | 0 |  | 0 | 0 | [45 empty] | -- | [17 empty] | 0 | 0 | 0 | 0 | 0 | 0 | 0 | 0 | 0 | 0 | 0 | 0 | 0 | 0 | 0 | 0 | [23 empty] | https://www.google.com/maps/@?api=1&map_action=map&center=43.144584999999999%2C-95.144256999999996&zoom=17&basemap=satellite | 11285 | [118 empty] | 0.2 |  |  | 33 |  |  | 0.35 | 0.08 |  |  | 20 |  |  | 0.4 | 0.33 |  |  | 58 |  |  | 0.3 | 0.01 |  |  | 59 |  |  | 0.05 | 0.05 |  |  | 33 |  |  | 0.12 | 0.06 |  |  | 55 |  |  | 0.06 | 0.21 |  |  | 71 |  |  | 0.16 | 0.0048093 | 0.2091 | Oil | FRS_110001753059
958 | 1398 | 2021 | CA | North City - Landfill Gas Engines South | 55602 | San Diego Gas & Electric Co | 16609 | City of San Diego | 16764 | IPP Non-CHP | California Independent System Operator | CISO | WECC | CAMX | WECC California | CAISO | 6 | 73 | San Diego | 32.8817 | -117.1958 | 4 | 4 | LFG | BIOMASS |  | 0.56069 | 3.6 | 0.39885 | Yes | [5 empty] | 150059 | 62845 | 150059 | 62845 | 17682 | 7405 | 0 | 0 | 2.415 | 374.015 | 12.985 | 1.299 | 374.371 |  | 0 | 0 | 0.273 | 42.305 | 0.001 | 0 | 42.345 |  | 0 | 0 | 0.032 | 4.985 | 0 | 0 | 4.99 |  | 0 | 0 | 0.273 | 42.305 | 0.001 | 0 | 42.345 |  | 104.732 | 43.62 | 3.244 | 9528.716 | 348.323 | 34.832 |  | 150059 | 62845 | 150059 | 62845 | EIA | EIA | EIA | EIA | EIA | EIA | -- | EIA | EIA | 104.732 | 43.62 | 0.829 | 9154.701 | 335.337 | 33.534 | [8 empty] | 8486.54 | 0 | 0 | 693.967 | 0 | 0 | 16988.033 | 0 | 0 | 0 | 0 | 0 | 693.967 | 16988.033 | 16988.033 | 17682 | 0 | 0 | 0 | 0.039247 | 0 | 0 | 0.96075 | 0 | 0 | 0 | 0 | 0 | 0.039247 | 0.96075 | 0.96075 | 1 | 0 | [7 empty] | https://www.google.com/maps/@?api=1&map_action=map&center=32.881700000000002%2C-117.19580000000001&zoom=17&basemap=satellite | 80300 | [118 empty] | 0.39 |  |  | 63 |  |  | 0.35 | 0.52 |  |  | 68 |  |  | 0.4 | 0.26 |  |  | 48 |  |  | 0.3 | 0.06 |  |  | 78 |  |  | 0.05 | 0.04 |  |  | 31 |  |  | 0.12 | 0.05 |  |  | 51 |  |  | 0.06 | 0.12 |  |  | 36 |  |  | 0.16 | 1.824 | 0.17267 | Biomass | FRS_110028033296
959 | 3219 | 2021 | IA | State Center | 1187 | ITC Midwest LLC | 56161 | City of State Center - (IA) | 18014 | Electric Utility | Midcontinent Independent Transmission System Operator, Inc.. | MISO | MRO | MROW | MRO West | MISO | 19 | 127 | Marshall | 42.0167 | -93.1633 | 5 | 5 | NG | GAS |  | 0.00846 | 6.3 | 1 | [6 empty] | 13556.001 | 6245.001 | 13556.001 | 6245.001 | 466.999 | 214.999 | 18.005 | 8.156 | 0.578 | 982.122 | 46.976 | 7.261 | 983.791 |  | 77.109 | 75.87 | 2.473 | 4206.099 | 0.101 | 0.016 | 4213.247 |  | 2.656 | 2.612 | 0.085 | 144.898 | 0.003 | 0.001 | 145.145 |  | 77.109 | 75.87 | 2.473 | 4206.09 | 0.101 | 0.016 | 4213.238 |  | 18.005 | 8.156 | 0.578 | 982.122 | 46.976 | 7.261 |  | 13556.001 | 6245.001 | 13556.001 | 6245.001 | EIA | EIA | EIA | EIA | EIA | EIA | -- | EIA | EIA | [14 empty] | 29027.8394 | 0 | 133.502 | 333.498 | 0 | 0 | 0 | 0 | 0 | 0 | 0 | 0 | 467 | 0 | 0 | 467 | 0 | 0 | 0.28587 | 0.71413 | 0 | 0 | 0 | 0 | 0 | 0 | 0 | 0 | 1 | 0 | 0 | 1 | 0 | [7 empty] | https://www.google.com/maps/@?api=1&map_action=map&center=42.016669999999998%2C-93.163330000000002&zoom=17&basemap=satellite | 2226 | [118 empty] | 0.18 |  |  | 27 |  |  | 0.35 | 0.13 |  |  | 28 |  |  | 0.4 | 0.23 |  |  | 42 |  |  | 0.3 | 0 |  |  | 0 |  |  | 0.05 | 0.06 |  |  | 42 |  |  | 0.12 | 0.08 |  |  | 72 |  |  | 0.06 | 0.11 |  |  | 31 |  |  | 0.16 | 0.4681 | 3.2965 | Gas | FRS_110036345568
960 | 1402 | 2021 | CA | North Midway Cogen | 52078 | Pacific Gas & Electric Co | 14328 | Chevron USA Inc | 54713 | Industrial CHP | California Independent System Operator | CISO | WECC | CAMX | WECC California | CAISO | 6 | 29 | Kern | 35.2761 | -119.5986 | 3 | 3 | NG | GAS |  | 0 | 10.5 |  |  | Yes | [10 empty] | 0 |  | 0 | 0 | [45 empty] | -- | [56 empty] | https://www.google.com/maps/@?api=1&map_action=map&center=35.2761%2C-119.5986&zoom=17&basemap=satellite | 464 | [118 empty] | 0.34 |  |  | 57 |  |  | 0.35 | 0.27 |  |  | 47 |  |  | 0.4 | 0.41 |  |  | 70 |  |  | 0.3 | 0.01 |  |  | 59 |  |  | 0.05 | 0.22 |  |  | 82 |  |  | 0.12 | 0.12 |  |  | 92 |  |  | 0.06 | 0.1 |  |  | 28 |  |  | 0.16 |  |  | Gas | FRS_
961 | 3222 | 2021 | IA | Story City | 1188 | City of Story City - (IA) | 18177 | City of Story City - (IA) | 18177 | Electric Utility | Midcontinent Independent Transmission System Operator, Inc.. | MISO | MRO | MROW | MRO West | MISO | 19 | 169 | Story | 42.1861 | -93.6005 | 6 | 6 | DFO | OIL |  | 0.00733 | 13.9 | 1 | [6 empty] | 8907.001 | 2854.999 | 8907.001 | 2854.999 | 892.999 | 285.999 | 14.782 | 4.678 | 1.265 | 727.372 | 58.116 | 11.584 | 729.824 |  | 33.106 | 32.713 | 2.834 | 1629.054 | 0.065 | 0.013 | 1634.547 |  | 3.319 | 3.277 | 0.284 | 163.326 | 0.007 | 0.001 | 163.877 |  | 33.106 | 32.713 | 2.834 | 1629.053 | 0.065 | 0.013 | 1634.545 |  | 14.782 | 4.678 | 1.265 | 727.372 | 58.116 | 11.584 |  | 8907.001 | 2854.999 | 8907.001 | 2854.999 | EIA | EIA | EIA | EIA | EIA | EIA | -- | EIA | EIA | [14 empty] | 9974.2452 | 0 | 874.945 | 18.055 | 0 | 0 | 0 | 0 | 0 | 0 | 0 | 0 | 893 | 0 | 0 | 893 | 0 | 0 | 0.97978 | 0.020218 | 0 | 0 | 0 | 0 | 0 | 0 | 0 | 0 | 1 | 0 | 0 | 1 | 0 | [7 empty] | https://www.google.com/maps/@?api=1&map_action=map&center=42.186076%2C-93.600479000000007&zoom=17&basemap=satellite | 3771 | [118 empty] | 0.14 |  |  | 20 |  |  | 0.35 | 0.04 |  |  | 11 |  |  | 0.4 | 0.25 |  |  | 46 |  |  | 0.3 | 0.01 |  |  | 57 |  |  | 0.05 | 0.03 |  |  | 22 |  |  | 0.12 | 0.05 |  |  | 54 |  |  | 0.06 | 0.24 |  |  | 79 |  |  | 0.16 | 0.45818 | 2.9849 | Oil | FRS_110028015270
962 | 1419 | 2021 | CA | Olive | 6013 | City of Burbank Water and Power | 2507 | City of Burbank Water and Power | 2507 | Electric Utility | Los Angeles Department of Water and Power | LDWP | WECC | CAMX | WECC California |  | 6 | 37 | Los Angeles | 34.1764 | -118.3147 | 2 | 2 | NG | GAS |  | 0 | 109.7 | [8 empty] | 0 |  | 0 | 0 | 0 | 0 |  | 0 | 0 | [36 empty] | 0 |  | 0 | [6 empty] | -- |  | EPA/CAMD | [15 empty] | 0 | 0 | 0 | 0 | 0 | 0 | 0 | 0 | 0 | 0 | 0 | 0 | 0 | 0 | 0 | 0 | [16 empty] | Yes | [6 empty] | https://www.google.com/maps/@?api=1&map_action=map&center=34.176400000000001%2C-118.3147&zoom=17&basemap=satellite | 159148 | [118 empty] | 0.34 |  |  | 57 |  |  | 0.35 | 0.43 |  |  | 61 |  |  | 0.4 | 0.26 |  |  | 47 |  |  | 0.3 | 0.11 |  |  | 86 |  |  | 0.05 | 0.09 |  |  | 53 |  |  | 0.12 | 0.05 |  |  | 51 |  |  | 0.06 | 0.16 |  |  | 52 |  |  | 0.16 |  |  | Gas | FRS_
963 | 3226 | 2021 | IA | Stuart (IA) | 1190 | Central Iowa Power Cooperative | 3258 | City of Stuart - (IA) | 18231 | Electric Utility | Midcontinent Independent Transmission System Operator, Inc.. | MISO | MRO | MROW | MRO West | MISO | 19 | 77 | Guthrie | 41.5039 | -94.3172 | 3 | 3 | DFO | OIL |  | 8e-05 | 2.8 | 1 | [6 empty] | 50 | 0 | 50 | 0 | 2.001 | 0 | 0.074 | 0 | 0.007 | 4.083 | 0.331 | 0.066 | 4.097 |  | 73.963 |  | 7.196 | 4080.96 | 0.165 | 0.033 | 4094.941 |  | 2.96 |  | 0.288 | 163.32 | 0.007 | 0.001 | 163.88 |  | 74 |  | 7.2 | 4083 | 0.165 | 0.033 | 4096.988 |  | 0.074 | 0 | 0.007 | 4.083 | 0.331 | 0.066 |  | 50 | 0 | 50 | 0 | EIA | EIA | EIA | EIA | EIA | EIA | -- | EIA | EIA | [14 empty] | 25000 | 0 | 2 | 0 | 0 | 0 | 0 | 0 | 0 | 0 | 0 | 0 | 2 | 0 | 0 | 2 | 0 | 0 | 1 | 0 | 0 | 0 | 0 | 0 | 0 | 0 | 0 | 0 | 1 | 0 | 0 | 1 | 0 | [7 empty] | https://www.google.com/maps/@?api=1&map_action=map&center=41.503889000000001%2C-94.3172&zoom=17&basemap=satellite | 1829 | [118 empty] | 0.16 |  |  | 23 |  |  | 0.35 | 0.06 |  |  | 15 |  |  | 0.4 | 0.26 |  |  | 48 |  |  | 0.3 | 0.01 |  |  | 59 |  |  | 0.05 | 0.09 |  |  | 54 |  |  | 0.12 | 0.06 |  |  | 57 |  |  | 0.06 | 0.19 |  |  | 64 |  |  | 0.16 | 0.00775 | 7.7461 | Oil | FRS_110028015289
964 | 1408 | 2021 | CA | Nove Power Plant | 50831 | Pacific Gas & Electric Co. | 14328 | Nove Investments I LLC | 13876 | IPP Non-CHP | California Independent System Operator | CISO | WECC | CAMX | WECC California | CAISO | 6 | 13 | Contra Costa | 37.9676 | -122.382 | 3 | 3 | LFG | BIOMASS |  | 0.06476 | 3 | 1 | Yes | [5 empty] | 30654.999 | 12768 | 30654.999 | 12768 | 1701.999 | 708.999 | 0 | 0 | 0.513 | 0 | 0 | 0 | 0 |  | 0 | 0 | 0.603 | 0 | 0 | 0 | 0 |  | 0 | 0 | 0.033 | 0 | 0 | 0 | 0 |  | 0 | 0 | 0.603 | 0 | 0 | 0 | 0 |  | 24.693 | 10.284 | 0.69 | 1946.586 | 71.304 | 7.13 |  | 30654.999 | 12768 | 30654.999 | 12768 | EIA | EIA | EIA | EIA | EIA | EIA | -- | EIA | EIA | 24.693 | 10.284 | 0.176 | 1946.586 | 71.304 | 7.13 | [8 empty] | 18011.1627 | 0 | 0 | 0 | 0 | 0 | 1702 | 0 | 0 | 0 | 0 | 0 | 0 | 1702 | 1702 | 1702 | 0 | 0 | 0 | 0 | 0 | 0 | 1 | 0 | 0 | 0 | 0 | 0 | 0 | 1 | 1 | 1 | 0 | [7 empty] | https://www.google.com/maps/@?api=1&map_action=map&center=37.967599999999997%2C-122.38200000000001&zoom=17&basemap=satellite | 85644 | [118 empty] | 0.65 |  |  | 86 |  |  | 0.35 | 0.92 |  |  | 90 |  |  | 0.4 | 0.39 |  |  | 67 |  |  | 0.3 | 0.14 |  |  | 89 |  |  | 0.05 | 0.32 |  |  | 92 |  |  | 0.12 | 0.06 |  |  | 55 |  |  | 0.06 | 0.1 |  |  | 29 |  |  | 0.16 | 0.13047 | 0.18854 | Biomass | FRS_110028033358
965 | 3228 | 2021 | IA | Sumner | 1191 | City of Sumner - (IA) | 18301 | City of Sumner - (IA) | 18301 | Electric Utility | Midcontinent Independent Transmission System Operator, Inc.. | MISO | MRO | MROW | MRO West | MISO | 19 | 17 | Bremer | 42.8464 | -92.0978 | 6 | 6 | DFO | OIL |  | 0.00517 | 11 | 1 | [6 empty] | 5530 | 1749 | 5530 | 1749 | 498 | 158.001 | 8.312 | 2.628 | 0.802 | 451.594 | 36.575 | 7.315 | 453.141 |  | 33.382 | 33.266 | 3.22 | 1813.631 | 0.073 | 0.015 | 1819.844 |  | 3.006 | 3.005 | 0.29 | 163.325 | 0.007 | 0.001 | 163.885 |  | 33.382 | 33.266 | 3.22 | 1813.631 | 0.073 | 0.015 | 1819.844 |  | 8.312 | 2.628 | 0.802 | 451.594 | 36.575 | 7.315 |  | 5530 | 1749 | 5530 | 1749 | EIA | EIA | EIA | EIA | EIA | EIA | -- | EIA | EIA | [14 empty] | 11104.4177 | 0 | 498 | 0 | 0 | 0 | 0 | 0 | 0 | 0 | 0 | 0 | 498 | 0 | 0 | 498 | 0 | 0 | 1 | 0 | 0 | 0 | 0 | 0 | 0 | 0 | 0 | 0 | 1 | 0 | 0 | 1 | 0 | [7 empty] | https://www.google.com/maps/@?api=1&map_action=map&center=42.846400000000003%2C-92.097800000000007&zoom=17&basemap=satellite | 2547 | [118 empty] | 0.12 |  |  | 14 |  |  | 0.35 | 0.02 |  |  | 7 |  |  | 0.4 | 0.22 |  |  | 40 |  |  | 0.3 | 0 |  |  | 0 |  |  | 0.05 | 0.05 |  |  | 37 |  |  | 0.12 | 0.06 |  |  | 61 |  |  | 0.06 | 0.24 |  |  | 78 |  |  | 0.16 | 0.04836 | 3.4542 | Oil | FRS_110045591141
966 | 1420 | 2021 | CA | Olive View Medical Center | 10884 | Los Angeles Department of Water & Power | 11208 | Los Angeles County | 11216 | Commercial CHP | Los Angeles Department of Water and Power | LDWP | WECC | CAMX | WECC California |  | 6 | 37 | Los Angeles | 34.3262 | -118.4448 | 2 | 2 | NG | GAS |  | 0.18721 | 5.6 | 1 |  | Yes | 105045.6 | 0.298 | 0.28462 |  | 49251.248 | 27490.326 | 49251.248 | 27490.326 | 9184 | 5505 | 7.62 | 4.252 | 0.079 | 2878.466 | 108.581 | 10.858 | 2881.441 |  | 1.659 | 1.545 | 0.017 | 626.844 | 0.012 | 0.001 | 627.492 |  | 0.309 | 0.309 | 0.003 | 116.889 | 0.002 | 0 | 117.01 |  | 1.659 | 1.545 | 0.017 | 626.825 | 0.012 | 0.001 | 627.472 |  | 26.772 | 14.94 | 0.277 | 10113.358 | 381.493 | 38.149 |  | 173042 | 96586 | 173042 | 96586 | EIA | EIA | EIA | EIA | EIA | EIA | -- | EIA | EIA | [6 empty] | 123790.752 | 69095.674 | 19.152 | 10.688 | 0.198 | 7234.892 | 272.912 | 27.291 | 5362.5595 | 0 | 0 | 9184.28 | 0 | 0 | 0 | 0 | 0 | 0 | 0 | 0 | 9184.28 | 0 | 0 | 9184.28 | 0 | 0 | 0 | 1 | 0 | 0 | 0 | 0 | 0 | 0 | 0 | 0 | 1 | 0 | 0 | 1 | 0 | [7 empty] | https://www.google.com/maps/@?api=1&map_action=map&center=34.326242000000001%2C-118.44477000000001&zoom=17&basemap=satellite | 100984 | [118 empty] | 0.62 |  |  | 84 |  |  | 0.35 | 0.9 |  |  | 89 |  |  | 0.4 | 0.33 |  |  | 59 |  |  | 0.3 | 0.11 |  |  | 85 |  |  | 0.05 | 0.31 |  |  | 92 |  |  | 0.12 | 0.07 |  |  | 64 |  |  | 0.06 | 0.12 |  |  | 35 |  |  | 0.16 | 0.048391 | 0.0053124 | Gas | FRS_110008281117
967 | 3233 | 2021 | IA | Traer Main | 1192 | City of Traer - (IA) | 19062 | City of Traer - (IA) | 19062 | Electric Utility | Midcontinent Independent Transmission System Operator, Inc.. | MISO | MRO | MROW | MRO West | MISO | 19 | 171 | Tama | 42.1926 | -92.4636 | 3 | 3 | DFO | OIL |  | 0.00189 | 3.5 | 1 | [6 empty] | 1886 | 616 | 1886 | 616 | 58.001 | 18.999 | 2.917 | 0.932 | 0.263 | 154.016 | 12.165 | 2.418 | 154.528 |  | 100.584 | 98.11 | 9.083 | 5310.805 | 0.21 | 0.042 | 5328.47 |  | 3.093 | 3.026 | 0.279 | 163.326 | 0.006 | 0.001 | 163.869 |  | 100.586 | 98.112 | 9.083 | 5310.897 | 0.21 | 0.042 | 5328.562 |  | 2.917 | 0.932 | 0.263 | 154.016 | 12.165 | 2.418 |  | 1886 | 616 | 1886 | 616 | EIA | EIA | EIA | EIA | EIA | EIA | -- | EIA | EIA | [14 empty] | 32517.2414 | 0 | 55.847 | 2.153 | 0 | 0 | 0 | 0 | 0 | 0 | 0 | 0 | 58 | 0 | 0 | 58 | 0 | 0 | 0.96288 | 0.037121 | 0 | 0 | 0 | 0 | 0 | 0 | 0 | 0 | 1 | 0 | 0 | 1 | 0 | [7 empty] | https://www.google.com/maps/@?api=1&map_action=map&center=42.192599999999999%2C-92.4636&zoom=17&basemap=satellite | 1880 | [118 empty] | 0.17 |  |  | 26 |  |  | 0.35 | 0.09 |  |  | 22 |  |  | 0.4 | 0.25 |  |  | 45 |  |  | 0.3 | 0 |  |  | 0 |  |  | 0.05 | 0.06 |  |  | 39 |  |  | 0.12 | 0.1 |  |  | 85 |  |  | 0.06 | 0.24 |  |  | 79 |  |  | 0.16 | 0.07843 | 5.8094 | Oil | FRS_110001397774
968 | 1421 | 2021 | CA | OLS Energy Chino | 50850 | Southern California Edison Co | 17609 | OLS Energy-Chino | 14265 | IPP CHP | California Independent System Operator | CISO | WECC | CAMX | WECC California | CAISO | 6 | 71 | San Bernardino | 33.9896 | -117.6809 | 2 | 2 | NG | GAS |  | 0.02772 | 30.8 | 1 |  | Yes | 18419.2 | 1.386 | 0.64888 |  | 55575.645 | 0 | 55575.645 | 0 | 7480 | 3552.685 | 8.616 | 4.092 | 0.089 | 3248.092 | 122.524 | 12.252 | 3251.449 |  | 2.304 | 2.304 | 0.024 | 868.474 | 0.016 | 0.002 | 869.371 |  | 0.31 |  | 0.003 | 116.889 | 0.002 | 0 | 117.01 |  | 2.304 | 2.304 | 0.024 | 868.474 | 0.016 | 0.002 | 869.371 |  | 13.279 | 6.307 | 0.137 | 5005.702 | 188.824 | 18.882 |  | 85648.776 | 0 | 85648.776 | 0 | EIA | EIA | EIA | EIA | EIA | EIA | -- | EIA | EIA | [6 empty] | 30073.131 | 0 | 4.663 | 2.215 | 0.048 | 1757.61 | 66.3 | 6.63 | 7429.899 | 0 | 0 | 7480 | 0 | 0 | 0 | 0 | 0 | 0 | 0 | 0 | 7480 | 0 | 0 | 7480 | 0 | 0 | 0 | 1 | 0 | 0 | 0 | 0 | 0 | 0 | 0 | 0 | 1 | 0 | 0 | 1 | 0 | [7 empty] | https://www.google.com/maps/@?api=1&map_action=map&center=33.989626000000001%2C-117.68091099999999&zoom=17&basemap=satellite | 102908 | [118 empty] | 0.52 |  |  | 76 |  |  | 0.35 | 0.76 |  |  | 81 |  |  | 0.4 | 0.23 |  |  | 42 |  |  | 0.3 | 0.08 |  |  | 81 |  |  | 0.05 | 0.17 |  |  | 74 |  |  | 0.12 | 0.06 |  |  | 61 |  |  | 0.06 | 0.12 |  |  | 35 |  |  | 0.16 | 0.17251 | 0.0461 | Gas | FRS_110000477396
969 | 8156 | 2021 | NY | Glenwood | 2514 | Long Island Power Authority | 11171 | National Grid Generation LLC | 56505 | Electric Utility | New York Independent System Operator | NYIS | NPCC | NYLI | NPCC Long Island | NYISO | 36 | 59 | Nassau | 40.8271 | -73.6475 | 2 | 2 | DFO | OIL |  | 0.00467 | 110 | 1 | [6 empty] | 70809.6 | 62602.5 | 70809.6 | 62602.5 | 4498 | 3977 | 20.428 | 18.06 | 0.029 | 5737.3 | 464.353 | 92.871 | 5756.942 |  | 9.083 | 9.082 | 0.013 | 2551.045 | 0.103 | 0.021 | 2559.779 |  | 0.577 | 0.577 | 0.001 | 162.049 | 0.007 | 0.001 | 162.603 |  | 9.083 | 9.082 | 0.013 | 2551.045 | 0.103 | 0.021 | 2559.779 |  | 20.428 | 18.06 | 0.029 | 5737.3 | 464.353 | 92.871 |  | 70809.6 | 62602.5 | 70809.6 | 62602.5 | EPA/CAMD | EPA/CAMD | EPA/CAMD | EPA/CAMD | EIA | EIA | -- | EPA/CAMD | EPA/CAMD | [14 empty] | 15742.4668 | 0 | 4497.999 | 0 | 0 | 0 | 0 | 0 | 0 | 0 | 0 | 0 | 4497.999 | 0 | 0 | 4497.999 | 0 | 0 | 1 | 0 | 0 | 0 | 0 | 0 | 0 | 0 | 0 | 0 | 1 | 0 | 0 | 1 | 0 | Yes |  | 44522.3 | 3605.7 | 13.094 | 0.018 |  | https://www.google.com/maps/@?api=1&map_action=map&center=40.827148999999999%2C-73.647473000000005&zoom=17&basemap=satellite | 78135 | [118 empty] | 0.22 |  |  | 37 |  |  | 0.35 | 0.29 |  |  | 50 |  |  | 0.4 | 0.15 |  |  | 27 |  |  | 0.3 | 0.06 |  |  | 78 |  |  | 0.05 | 0.07 |  |  | 46 |  |  | 0.12 | 0.05 |  |  | 48 |  |  | 0.06 | 0.19 |  |  | 63 |  |  | 0.16 | 0.12952 | 0.19804 | Oil | FRS_110069998637
970 | 1425 | 2021 | CA | One Market Plaza | 58607 | Pacific Gas & Electric Co | 14328 | Paramount Group Inc | 58564 | Commercial CHP | California Independent System Operator | CISO | WECC | CAMX | WECC California | CAISO | 6 | 75 | San Francisco | 37.7933 | -122.3942 | 3 | 3 | NG | GAS |  | 0.1621 | 1.5 | 1 |  | Yes | 13042.4 | 0.557 | 0.42634 |  | 11889.275 | 5646.415 | 11889.275 | 5646.415 | 2130 | 1011.999 | 15.867 | 7.536 | 0.019 | 694.863 | 26.211 | 2.621 | 695.581 |  | 14.899 | 14.893 | 0.018 | 652.454 | 0.012 | 0.001 | 653.128 |  | 2.669 | 2.669 | 0.003 | 116.889 | 0.002 | 0 | 117.01 |  | 14.899 | 14.893 | 0.018 | 652.454 | 0.012 | 0.001 | 653.128 |  | 37.218 | 17.676 | 0.045 | 1629.843 | 61.48 | 6.148 |  | 27887.001 | 13244.001 | 27887.001 | 13244.001 | EIA | EIA | EIA | EIA | EIA | EIA | -- | EIA | EIA | [6 empty] | 15997.726 | 7597.586 | 21.351 | 10.14 | 0.026 | 934.98 | 35.269 | 3.527 | 5581.8192 | 0 | 0 | 2130 | 0 | 0 | 0 | 0 | 0 | 0 | 0 | 0 | 2130 | 0 | 0 | 2130 | 0 | 0 | 0 | 1 | 0 | 0 | 0 | 0 | 0 | 0 | 0 | 0 | 1 | 0 | 0 | 1 | 0 | [7 empty] | https://www.google.com/maps/@?api=1&map_action=map&center=37.793332999999997%2C-122.394167&zoom=17&basemap=satellite | 340452 | [118 empty] | 0.38 |  |  | 62 |  |  | 0.35 | 0.53 |  |  | 68 |  |  | 0.4 | 0.24 |  |  | 43 |  |  | 0.3 | 0.11 |  |  | 86 |  |  | 0.05 | 0.1 |  |  | 56 |  |  | 0.12 | 0.04 |  |  | 41 |  |  | 0.06 | 0.14 |  |  | 44 |  |  | 0.16 | 0.0011603 | 0.0023559 | Gas | FRS_110066126365
971 | 3243 | 2021 | IA | Villisca Municipal Power Plant | 1193 | City of Villisca - (IA) | 19843 | City of Villisca - (IA) | 19843 | Electric Utility | Midcontinent Independent Transmission System Operator, Inc.. | MISO | MRO | MROW | MRO West | MISO | 19 | 137 | Montgomery | 40.9315 | -94.9855 | 2 | 2 | DFO | OIL |  | 0.00077 | 4 | 1 | [6 empty] | 286 | 85 | 286 | 85 | 27 | 9 | 0.466 | 0.14 | 0.041 | 23.356 | 1.892 | 0.378 | 23.436 |  | 34.519 | 31.111 | 3.067 | 1730.074 | 0.07 | 0.014 | 1736.001 |  | 3.259 | 3.294 | 0.29 | 163.329 | 0.007 | 0.001 | 163.888 |  | 34.519 | 31.111 | 3.067 | 1730.074 | 0.07 | 0.014 | 1736.001 |  | 0.466 | 0.14 | 0.041 | 23.356 | 1.892 | 0.378 |  | 286 | 85 | 286 | 85 | EIA | EIA | EIA | EIA | EIA | EIA | -- | EIA | EIA | [14 empty] | 10592.5926 | 0 | 27 | 0 | 0 | 0 | 0 | 0 | 0 | 0 | 0 | 0 | 27 | 0 | 0 | 27 | 0 | 0 | 1 | 0 | 0 | 0 | 0 | 0 | 0 | 0 | 0 | 0 | 1 | 0 | 0 | 1 | 0 | [7 empty] | https://www.google.com/maps/@?api=1&map_action=map&center=40.9315%2C-94.985500000000002&zoom=17&basemap=satellite | 1283 | [118 empty] | 0.2 |  |  | 31 |  |  | 0.35 | 0.02 |  |  | 7 |  |  | 0.4 | 0.37 |  |  | 64 |  |  | 0.3 | 0 |  |  | 0 |  |  | 0.05 | 0.12 |  |  | 64 |  |  | 0.12 | 0.06 |  |  | 62 |  |  | 0.06 | 0.24 |  |  | 78 |  |  | 0.16 | 0.053475 | 3.3422 | Oil | FRS_110028015378
972 | 1430 | 2021 | CA | Orange Grove Project | 56914 | San Diego Gas & Electric Co | 16609 | Orange Grove Energy LP | 56127 | IPP Non-CHP | California Independent System Operator | CISO | WECC | CAMX | WECC California | CAISO | 6 | 73 | San Diego | 33.3594 | -117.1114 | 2 | 2 | NG | GAS |  | 0.01437 | 118 | 1 | [6 empty] | 162757.285 | 107360.122 | 162757.285 | 107360.122 | 14858 | 9798 | 1.07 | 0.531 | 0.049 | 9672.851 | 371.179 | 37.118 | 9683.021 |  | 0.144 | 0.108 | 0.007 | 1302.039 | 0.025 | 0.002 | 1303.408 |  | 0.013 | 0.01 | 0.001 | 118.862 | 0.002 | 0 | 118.987 |  | 0.144 | 0.108 | 0.007 | 1302.039 | 0.025 | 0.002 | 1303.408 |  | 1.07 | 0.531 | 0.049 | 9672.851 | 371.179 | 37.118 |  | 162757.285 | 107360.122 | 162757.285 | 107360.122 | EPA/CAMD | EPA/CAMD | EPA/CAMD | EPA/CAMD | EIA | EIA | -- | EPA/CAMD | EPA/CAMD | [14 empty] | 10954.1853 | 0 | 0 | 14858 | 0 | 0 | 0 | 0 | 0 | 0 | 0 | 0 | 14858 | 0 | 0 | 14858 | 0 | 0 | 0 | 1 | 0 | 0 | 0 | 0 | 0 | 0 | 0 | 0 | 1 | 0 | 0 | 1 | 0 | Yes |  | 210203.477 | 12492.52 | 1.313 | 0.064 |  | https://www.google.com/maps/@?api=1&map_action=map&center=33.359400000000001%2C-117.1114&zoom=17&basemap=satellite | 4334 | [118 empty] | 0.37 |  |  | 61 |  |  | 0.35 | 0.54 |  |  | 69 |  |  | 0.4 | 0.2 |  |  | 37 |  |  | 0.3 | 0.02 |  |  | 62 |  |  | 0.05 | 0.14 |  |  | 68 |  |  | 0.12 | 0.07 |  |  | 65 |  |  | 0.06 | 0.17 |  |  | 57 |  |  | 0.16 | 0.7661 | 0.086472 | Gas | FRS_110043815538
973 | 3244 | 2021 | IA | Vinton | 1194 | ITC Transmission | 56068 | City of Vinton - (IA) | 19865 | Electric Utility | Midcontinent Independent Transmission System Operator, Inc.. | MISO | MRO | MROW | MRO West | MISO | 19 | 11 | Benton | 42.1697 | -92.0222 | 7 | 7 | NG | GAS |  | 0.00457 | 17.5 | 1 | [6 empty] | 17815.999 | 7657.001 | 17815.999 | 7657.001 | 700.999 | 301 | 24.328 | 10.242 | 1.149 | 1074.341 | 73.723 | 12.539 | 1077.131 |  | 69.41 | 68.053 | 3.278 | 3065.171 | 0.105 | 0.018 | 3073.131 |  | 2.731 | 2.675 | 0.129 | 120.604 | 0.004 | 0.001 | 120.917 |  | 69.409 | 68.053 | 3.278 | 3065.167 | 0.105 | 0.018 | 3073.127 |  | 24.328 | 10.242 | 1.149 | 1074.341 | 73.723 | 12.539 |  | 17815.999 | 7657.001 | 17815.999 | 7657.001 | EIA | EIA | EIA | EIA | EIA | EIA | -- | EIA | EIA | [14 empty] | 25415.1198 | 0 | 307.386 | 393.614 | 0 | 0 | 0 | 0 | 0 | 0 | 0 | 0 | 701 | 0 | 0 | 701 | 0 | 0 | 0.4385 | 0.5615 | 0 | 0 | 0 | 0 | 0 | 0 | 0 | 0 | 1 | 0 | 0 | 1 | 0 | [7 empty] | https://www.google.com/maps/@?api=1&map_action=map&center=42.169699999999999%2C-92.022199999999998&zoom=17&basemap=satellite | 5700 | [118 empty] | 0.2 |  |  | 33 |  |  | 0.35 | 0.06 |  |  | 16 |  |  | 0.4 | 0.34 |  |  | 61 |  |  | 0.3 | 0 |  |  | 0 |  |  | 0.05 | 0.08 |  |  | 50 |  |  | 0.12 | 0.03 |  |  | 35 |  |  | 0.06 | 0.23 |  |  | 76 |  |  | 0.16 | 0.17298 | 0 | Gas | FRS_110064259074
974 | 2110 | 2021 | CO | Craig | 6021 | Tri-State G & T Assn, Inc | 30151 | Tri-State G & T Assn, Inc | 30151 | Electric Utility | Western Area Power Administration - Rocky Mountain Region | WACM | WECC | RMPA | WECC Rockies |  | 8 | 81 | Moffat | 40.4627 | -107.5912 | 3 | 3 | SUB | COAL | Yes | 0.58244 | 1427.6 | 0.3626 | [6 empty] | 81661026.39 | 31276471.03 | 81661026.39 | 31276471.03 | 7283840 | 2844969 | 6841.257 | 2498.772 | 2357.492 | 8564602.055 | 1836179.251 | 267056.773 | 8627345.755 |  | 1.878 | 1.757 | 0.647 | 2351.672 | 0.252 | 0.037 | 2368.9 |  | 0.168 | 0.16 | 0.058 | 209.76 | 0.022 | 0.003 | 211.297 |  | 1.878 | 1.757 | 0.647 | 2351.672 | 0.252 | 0.037 | 2368.9 |  | 6841.257 | 2498.772 | 2357.492 | 8564602.055 | 1836179.251 | 267056.773 |  | 81661026.39 | 31276471.03 | 81661026.39 | 31276471.03 | EPA/CAMD | EPA/CAMD | EPA/CAMD | EPA/CAMD | EIA | EIA | -- | EPA/CAMD | EPA/CAMD | [14 empty] | 11211.2604 | 7260615.47 | 97.883 | 23126.603 | 0 | 0 | 0 | 0 | 0 | 0 | 0 | 0 | 7283839.956 | 0 | 0 | 7283839.956 | 0 | 0.99681 | 1.3438e-05 | 0.0031751 | 0 | 0 | 0 | 0 | 0 | 0 | 0 | 0 | 1 | 0 | 0 | 1 | 0 | Yes |  | 82987755.44 | 8703742.366 | 7453.21 | 3102.897 |  | https://www.google.com/maps/@?api=1&map_action=map&center=40.462699999999998%2C-107.5912&zoom=17&basemap=satellite | 282 | [118 empty] | 0.18 |  |  | 28 |  |  | 0.35 | 0.1 |  |  | 24 |  |  | 0.4 | 0.26 |  |  | 48 |  |  | 0.3 | 0 |  |  | 0 |  |  | 0.05 | 0.08 |  |  | 50 |  |  | 0.12 | 0.05 |  |  | 49 |  |  | 0.06 | 0.21 |  |  | 71 |  |  | 0.16 | 83.0997 | 0.023813 | Coal | FRS_110041086393
975 | 3252 | 2021 | IA | Webster City | 1198 | City of Webster City - (IA) | 20259 | City of Webster City - (IA) | 20259 | Electric Utility | Midcontinent Independent Transmission System Operator, Inc.. | MISO | MRO | MROW | MRO West | MISO | 19 | 79 | Hamilton | 42.471 | -93.815 | 1 | 1 | DFO | OIL |  | 0.01807 | 21.3 | 1 | [6 empty] | 43237 | 13694 | 43237 | 13694 | 3372 | 1068 | 19.399 | 6.144 | 6.643 | 3530.858 | 285.964 | 57.193 | 3542.954 |  | 11.506 | 11.506 | 3.94 | 2094.222 | 0.085 | 0.017 | 2101.396 |  | 0.897 | 0.897 | 0.307 | 163.326 | 0.007 | 0.001 | 163.885 |  | 11.505 | 11.505 | 3.94 | 2094.11 | 0.085 | 0.017 | 2101.284 |  | 19.399 | 6.144 | 6.643 | 3530.858 | 285.964 | 57.193 |  | 43237 | 13694 | 43237 | 13694 | EIA | EIA | EIA | EIA | EIA | EIA | -- | EIA | EIA | [14 empty] | 12821.6762 | 0 | 3372.18 | 0 | 0 | 0 | 0 | 0 | 0 | 0 | 0 | 0 | 3372.18 | 0 | 0 | 3372.18 | 0 | 0 | 1 | 0 | 0 | 0 | 0 | 0 | 0 | 0 | 0 | 0 | 1 | 0 | 0 | 1 | 0 | [7 empty] | https://www.google.com/maps/@?api=1&map_action=map&center=42.471021999999998%2C-93.814989999999995&zoom=17&basemap=satellite | 7970 | [118 empty] | 0.21 |  |  | 34 |  |  | 0.35 | 0.17 |  |  | 35 |  |  | 0.4 | 0.24 |  |  | 45 |  |  | 0.3 | 0.01 |  |  | 60 |  |  | 0.05 | 0.08 |  |  | 49 |  |  | 0.12 | 0.07 |  |  | 65 |  |  | 0.06 | 0.23 |  |  | 77 |  |  | 0.16 | 0.0069739 | 0.24969 | Oil | FRS_110028015396
976 | 1438 | 2021 | CA | Oroville Cogeneration LP | 54477 | Pacific Gas & Electric Co | 14328 | Oroville Cogeneration LP | 14173 | Industrial CHP | California Independent System Operator | CISO | WECC | CAMX | WECC California | CAISO | 6 | 7 | Butte | 39.492 | -121.5628 | 7 | 7 | NG | GAS |  | 0.00119 | 7.7 | 1 |  | Yes | 670.4 | 0.407 | 0.35194 |  | 438.161 | 207.996 | 438.161 | 207.996 | 80.003 | 38.003 | 0.584 | 0.278 | 0.001 | 25.609 | 0.966 | 0.097 | 25.635 |  | 14.596 | 14.651 | 0.018 | 640.193 | 0.012 | 0.001 | 640.855 |  | 2.665 | 2.677 | 0.003 | 116.892 | 0.002 | 0 | 117.012 |  | 14.597 | 14.651 | 0.018 | 640.217 | 0.012 | 0.001 | 640.879 |  | 1.659 | 0.791 | 0.002 | 72.765 | 2.745 | 0.274 |  | 1244.999 | 591.003 | 1244.999 | 591.003 | EIA | EIA | EIA | EIA | EIA | EIA | -- | EIA | EIA | [6 empty] | 806.838 | 383.007 | 1.075 | 0.513 | 0.001 | 47.156 | 1.779 | 0.178 | 5477.0118 | 0 | 0 | 80 | 0 | 0 | 0 | 0 | 0 | 0 | 0 | 0 | 80 | 0 | 0 | 80 | 0 | 0 | 0 | 1 | 0 | 0 | 0 | 0 | 0 | 0 | 0 | 0 | 1 | 0 | 0 | 1 | 0 | [7 empty] | https://www.google.com/maps/@?api=1&map_action=map&center=39.491999999999997%2C-121.5628&zoom=17&basemap=satellite | 31050 | [118 empty] | 0.47 |  |  | 72 |  |  | 0.35 | 0.4 |  |  | 59 |  |  | 0.4 | 0.55 |  |  | 84 |  |  | 0.3 | 0.03 |  |  | 70 |  |  | 0.05 | 0.17 |  |  | 76 |  |  | 0.12 | 0.07 |  |  | 69 |  |  | 0.06 | 0.16 |  |  | 54 |  |  | 0.16 | 0.00015981 | 0.0022994 | Gas | FRS_110028033517
977 | 3254 | 2021 | IA | West Bend | 1199 | Corn Belt Power Coop | 4363 | City of West Bend | 20364 | Electric Utility | Midcontinent Independent Transmission System Operator, Inc.. | MISO | MRO | MROW | MRO West | MISO | 19 | 147 | Palo Alto | 42.9612 | -94.4456 | 4 | 4 | DFO | OIL |  | 0.00588 | 6.7 | 1 | [6 empty] | 5015 | 1586 | 5015 | 1586 | 345 | 109.001 | 7.54 | 2.385 | 0.727 | 409.54 | 33.169 | 6.634 | 410.943 |  | 43.71 | 43.761 | 4.216 | 2374.145 | 0.096 | 0.019 | 2382.278 |  | 3.007 | 3.008 | 0.29 | 163.326 | 0.007 | 0.001 | 163.886 |  | 43.71 | 43.761 | 4.216 | 2374.145 | 0.096 | 0.019 | 2382.278 |  | 7.54 | 2.385 | 0.727 | 409.54 | 33.169 | 6.634 |  | 5015 | 1586 | 5015 | 1586 | EIA | EIA | EIA | EIA | EIA | EIA | -- | EIA | EIA | [14 empty] | 14536.2319 | 0 | 345 | 0 | 0 | 0 | 0 | 0 | 0 | 0 | 0 | 0 | 345 | 0 | 0 | 345 | 0 | 0 | 1 | 0 | 0 | 0 | 0 | 0 | 0 | 0 | 0 | 0 | 1 | 0 | 0 | 1 | 0 | [7 empty] | https://www.google.com/maps/@?api=1&map_action=map&center=42.961151000000001%2C-94.445573999999993&zoom=17&basemap=satellite | 863 | [118 empty] | 0.14 |  |  | 19 |  |  | 0.35 | 0.09 |  |  | 21 |  |  | 0.4 | 0.19 |  |  | 35 |  |  | 0.3 | 0.01 |  |  | 58 |  |  | 0.05 | 0.05 |  |  | 32 |  |  | 0.12 | 0.05 |  |  | 52 |  |  | 0.06 | 0.32 |  |  | 90 |  |  | 0.16 | 0.02666 | 4.8473 | Oil | FRS_110028015403
978 | 1440 | 2021 | CA | Otay Mesa Energy Center, LLC | 55345 | San Diego Gas & Electric Co | 16609 | Otay Mesa Energy Center LLC | 14274 | IPP Non-CHP | California Independent System Operator | CISO | WECC | CAMX | WECC California | CAISO | 6 | 73 | San Diego | 32.5815 | -116.915 | 2 | 3 | NG | GAS |  | 0.35267 | 688.5 | 0.74556 | [6 empty] | 15369904.3 | 6505405.554 | 15369904.3 | 6505405.554 | 2127016 | 896254 | 43.848 | 18.072 | 4.611 | 913411.495 | 33868.485 | 3386.849 | 914339.491 |  | 0.041 | 0.04 | 0.004 | 858.867 | 0.016 | 0.002 | 859.739 |  | 0.006 | 0.006 | 0.001 | 118.857 | 0.002 | 0 | 118.978 |  | 0.041 | 0.04 | 0.004 | 858.867 | 0.016 | 0.002 | 859.739 |  | 43.848 | 18.072 | 4.611 | 913411.495 | 33868.485 | 3386.849 |  | 15369904.3 | 6505405.554 | 15369904.3 | 6505405.554 | EPA/CAMD | EPA/CAMD | EPA/CAMD | EPA/CAMD | EIA | EIA | -- | EPA/CAMD | EPA/CAMD | [14 empty] | 7226.0408 | 0 | 0 | 2127016 | 0 | 0 | 0 | 0 | 0 | 0 | 0 | 0 | 2127016 | 0 | 0 | 2127016 | 0 | 0 | 0 | 1 | 0 | 0 | 0 | 0 | 0 | 0 | 0 | 0 | 1 | 0 | 0 | 1 | 0 | Yes |  | 18545131.99 | 1102110.914 | 56.463 | 5.563 |  | https://www.google.com/maps/@?api=1&map_action=map&center=32.581480999999997%2C-116.914969&zoom=17&basemap=satellite | 7745 | [118 empty] | 0.41 |  |  | 66 |  |  | 0.35 | 0.69 |  |  | 78 |  |  | 0.4 | 0.27 |  |  | 49 |  |  | 0.3 | 0.07 |  |  | 80 |  |  | 0.05 | 0.27 |  |  | 89 |  |  | 0.12 | 0.01 |  |  | 14 |  |  | 0.06 | 0.07 |  |  | 15 |  |  | 0.16 | 47.2301 | 0.044817 | Gas | FRS_110040565689
979 | 3257 | 2021 | IA | West Liberty | 1200 | City of West Liberty - (IA) | 20380 | City of West Liberty - (IA) | 20380 | Electric Utility | Midcontinent Independent Transmission System Operator, Inc.. | MISO | MRO | MROW | MRO West | MISO | 19 | 139 | Muscatine | 41.5691 | -91.264 | 4 | 4 | DFO | OIL |  | 0.00434 | 16.5 | 1 | [6 empty] | 8074 | 2560 | 8074 | 2560 | 628 | 199 | 4.172 | 1.329 | 1.236 | 659.345 | 53.4 | 10.68 | 661.604 |  | 13.287 | 13.357 | 3.938 | 2099.825 | 0.085 | 0.017 | 2107.019 |  | 1.033 | 1.038 | 0.306 | 163.325 | 0.007 | 0.001 | 163.885 |  | 13.287 | 13.357 | 3.938 | 2099.825 | 0.085 | 0.017 | 2107.019 |  | 4.172 | 1.329 | 1.236 | 659.345 | 53.4 | 10.68 |  | 8074 | 2560 | 8074 | 2560 | EIA | EIA | EIA | EIA | EIA | EIA | -- | EIA | EIA | [14 empty] | 12856.6879 | 0 | 628 | 0 | 0 | 0 | 0 | 0 | 0 | 0 | 0 | 0 | 628 | 0 | 0 | 628 | 0 | 0 | 1 | 0 | 0 | 0 | 0 | 0 | 0 | 0 | 0 | 0 | 1 | 0 | 0 | 1 | 0 | [7 empty] | https://www.google.com/maps/@?api=1&map_action=map&center=41.569127999999999%2C-91.264049999999997&zoom=17&basemap=satellite | 4475 | [118 empty] | 0.37 |  |  | 61 |  |  | 0.35 | 0.49 |  |  | 66 |  |  | 0.4 | 0.25 |  |  | 45 |  |  | 0.3 | 0.03 |  |  | 68 |  |  | 0.05 | 0.22 |  |  | 83 |  |  | 0.12 | 0.05 |  |  | 46 |  |  | 0.06 | 0.13 |  |  | 41 |  |  | 0.16 | 0.076774 | 0.54066 | Oil | FRS_110007251204
980 | 1444 | 2021 | CA | Oxnard | 50464 | Southern California Edison Co | 17609 | Procter&Gamble Paper Products Co-Oxnard | 15375 | Industrial CHP | California Independent System Operator | CISO | WECC | CAMX | WECC California | CAISO | 6 | 111 | Ventura | 34.196 | -119.1667 | 2 | 2 | NG | GAS |  | 0.86973 | 68.7 | 0 |  | Yes | 1227351.2 | 1.455 | 0.65994 |  | 3410450.595 | 1449815.623 | 3410450.595 | 1449815.623 | 523413 | 222359 | 531.592 | 226.137 | 5.45 | 199322.179 | 7518.763 | 751.876 | 199528.193 |  | 2.031 | 2.034 | 0.021 | 761.625 | 0.014 | 0.001 | 762.412 |  | 0.312 | 0.312 | 0.003 | 116.889 | 0.002 | 0 | 117.01 |  | 2.031 | 2.034 | 0.021 | 761.625 | 0.014 | 0.001 | 762.412 |  | 805.514 | 342.663 | 8.258 | 302030.338 | 11393.085 | 1139.308 |  | 5167812 | 2196887 | 5167812 | 2196887 | EIA | EIA | EIA | EIA | EIA | EIA | -- | EIA | EIA | [6 empty] | 1757361.405 | 747071.377 | 273.922 | 116.526 | 2.808 | 102708.159 | 3874.322 | 387.432 | 6515.7927 | 0 | 0 | 523413 | 0 | 0 | 0 | 0 | 0 | 0 | 0 | 0 | 523413 | 0 | 0 | 523413 | 0 | 0 | 0 | 1 | 0 | 0 | 0 | 0 | 0 | 0 | 0 | 0 | 1 | 0 | 0 | 1 | 0 | [7 empty] | https://www.google.com/maps/@?api=1&map_action=map&center=34.195999999999998%2C-119.16670000000001&zoom=17&basemap=satellite | 191924 | [118 empty] | 0.62 |  |  | 84 |  |  | 0.35 | 0.89 |  |  | 88 |  |  | 0.4 | 0.36 |  |  | 63 |  |  | 0.3 | 0.13 |  |  | 88 |  |  | 0.05 | 0.31 |  |  | 91 |  |  | 0.12 | 0.07 |  |  | 66 |  |  | 0.06 | 0.1 |  |  | 27 |  |  | 0.16 | 1.7975 | 0.0065008 | Gas | FRS_110000481274
981 | 3261 | 2021 | IA | Wilton | 1202 | Central Iowa Power Cooperative | 3258 | City of Wilton | 20789 | Electric Utility | Midcontinent Independent Transmission System Operator, Inc.. | MISO | MRO | MROW | MRO West | MISO | 19 | 139 | Muscatine | 41.5877 | -91.0195 | 5 | 5 | DFO | OIL |  | 0.00103 | 9.2 | 1 | [6 empty] | 735 | 232 | 735 | 232 | 83.301 | 26.375 | 1.24 | 0.392 | 0.106 | 60.023 | 4.861 | 0.972 | 60.229 |  | 29.772 | 29.725 | 2.557 | 1441.111 | 0.058 | 0.012 | 1446.048 |  | 3.374 | 3.379 | 0.29 | 163.328 | 0.007 | 0.001 | 163.887 |  | 29.772 | 29.725 | 2.557 | 1441.128 | 0.058 | 0.012 | 1446.066 |  | 1.24 | 0.392 | 0.106 | 60.023 | 4.861 | 0.972 |  | 735 | 232 | 735 | 232 | EIA | EIA | EIA | EIA | EIA | EIA | -- | EIA | EIA | [14 empty] | 8823.5294 | 0 | 83.3 | 0 | 0 | 0 | 0 | 0 | 0 | 0 | 0 | 0 | 83.3 | 0 | 0 | 83.3 | 0 | 0 | 1 | 0 | 0 | 0 | 0 | 0 | 0 | 0 | 0 | 0 | 1 | 0 | 0 | 1 | 0 | [7 empty] | https://www.google.com/maps/@?api=1&map_action=map&center=41.587747999999998%2C-91.019456000000005&zoom=17&basemap=satellite | 3240 | [118 empty] | 0.18 |  |  | 28 |  |  | 0.35 | 0.07 |  |  | 18 |  |  | 0.4 | 0.29 |  |  | 53 |  |  | 0.3 | 0 |  |  | 0 |  |  | 0.05 | 0.05 |  |  | 35 |  |  | 0.12 | 0.09 |  |  | 81 |  |  | 0.06 | 0.16 |  |  | 53 |  |  | 0.16 | 0.03875 | 3.1631 | Oil | FRS_110001329278
982 | 1445 | 2021 | CA | Oxnard Paper Mill | 57585 | Southern California Edison Co | 17609 | New-Indy, Oxnard LLC | 58264 | Industrial CHP | California Independent System Operator | CISO | WECC | CAMX | WECC California | CAISO | 6 | 111 | Ventura | 34.1414 | -119.1831 | 1 | 1 | NG | GAS |  | 0.74723 | 29 | 0.087952 |  | Yes | 836587.2 | 0.774 | 0.50801 |  | 1062355.764 | 463462.419 | 1062355.764 | 463462.419 | 189826 | 83014 | 164.471 | 71.925 | 1.698 | 62088.882 | 2342.095 | 234.21 | 62153.056 |  | 1.733 | 1.733 | 0.018 | 654.166 | 0.012 | 0.001 | 654.842 |  | 0.31 | 0.31 | 0.003 | 116.889 | 0.002 | 0 | 117.01 |  | 1.733 | 1.733 | 0.018 | 654.166 | 0.012 | 0.001 | 654.842 |  | 323.754 | 141.581 | 3.342 | 122219.316 | 4610.315 | 461.031 |  | 2091202 | 912306 | 2091202 | 912306 | EIA | EIA | EIA | EIA | EIA | EIA | -- | EIA | EIA | [6 empty] | 1028846.236 | 448843.581 | 159.283 | 69.656 | 1.644 | 60130.434 | 2268.22 | 226.822 | 5596.4713 | 0 | 0 | 189826 | 0 | 0 | 0 | 0 | 0 | 0 | 0 | 0 | 189826 | 0 | 0 | 189826 | 0 | 0 | 0 | 1 | 0 | 0 | 0 | 0 | 0 | 0 | 0 | 0 | 1 | 0 | 0 | 1 | 0 | [7 empty] | https://www.google.com/maps/@?api=1&map_action=map&center=34.141399999999997%2C-119.1831&zoom=17&basemap=satellite | 95977 | [118 empty] | 0.65 |  |  | 86 |  |  | 0.35 | 0.89 |  |  | 88 |  |  | 0.4 | 0.42 |  |  | 71 |  |  | 0.3 | 0.14 |  |  | 89 |  |  | 0.05 | 0.36 |  |  | 94 |  |  | 0.12 | 0.08 |  |  | 72 |  |  | 0.06 | 0.09 |  |  | 23 |  |  | 0.16 | 0.4978 | 0.0055651 | Gas | FRS_110045007238
983 | 3265 | 2021 | IA | Winterset | 1203 | City of Winterset - (IA) | 20835 | City of Winterset - (IA) | 20835 | Electric Utility | Midcontinent Independent Transmission System Operator, Inc.. | MISO | MRO | MROW | MRO West | MISO | 19 | 121 | Madison | 41.3372 | -94.0126 | 6 | 6 | DFO | OIL |  | 0.0007 | 13.6 | 1 | [6 empty] | 1298.999 | 531.999 | 1298.999 | 531.999 | 83 | 34 | 1.164 | 0.374 | 0.103 | 106.08 | 6.003 | 1.071 | 106.315 |  | 28.048 | 22 | 2.489 | 2556.145 | 0.072 | 0.013 | 2561.799 |  | 1.792 | 1.406 | 0.159 | 163.326 | 0.005 | 0.001 | 163.687 |  | 28.048 | 22 | 2.489 | 2556.145 | 0.072 | 0.013 | 2561.799 |  | 1.164 | 0.374 | 0.103 | 106.08 | 6.003 | 1.071 |  | 1298.999 | 531.999 | 1298.999 | 531.999 | EIA | EIA | EIA | EIA | EIA | EIA | -- | EIA | EIA | [14 empty] | 15650.5904 | 0 | 45.579 | 37.421 | 0 | 0 | 0 | 0 | 0 | 0 | 0 | 0 | 83 | 0 | 0 | 83 | 0 | 0 | 0.54914 | 0.45086 | 0 | 0 | 0 | 0 | 0 | 0 | 0 | 0 | 1 | 0 | 0 | 1 | 0 | [7 empty] | https://www.google.com/maps/@?api=1&map_action=map&center=41.337200000000003%2C-94.012600000000006&zoom=17&basemap=satellite | 6034 | [118 empty] | 0.16 |  |  | 23 |  |  | 0.35 | 0.06 |  |  | 16 |  |  | 0.4 | 0.26 |  |  | 48 |  |  | 0.3 | 0 |  |  | 0 |  |  | 0.05 | 0.06 |  |  | 41 |  |  | 0.12 | 0.06 |  |  | 61 |  |  | 0.06 | 0.19 |  |  | 65 |  |  | 0.16 | 0.086335 | 4.4276 | Oil | FRS_110028015430
984 | 1446 | 2021 | CA | Oxnard Wastewater Treatment Plant | 50224 | Southern California Edison Co | 17609 | Oxnard City of | 22045 | Commercial CHP | California Independent System Operator | CISO | WECC | CAMX | WECC California | CAISO | 6 | 111 | Ventura | 34.1405 | -119.1845 | 3 | 3 | OBG | BIOMASS |  | 0.45061 | 1.5 | 0.58232 | Yes | Yes | 24717.6 | 0.818 | 0.52155 |  | 41814.433 | 19118.031 | 41814.433 | 19118.031 | 5921.001 | 2612.001 | 75.108 | 33.623 | 0.111 | 492.572 | 96.319 | 9.632 | 495.211 |  | 25.37 | 25.745 | 0.037 | 166.381 | 0.016 | 0.002 | 167.273 |  | 3.592 | 3.517 | 0.005 | 23.56 | 0.002 | 0 | 23.686 |  | 25.37 | 25.745 | 0.037 | 166.381 | 0.016 | 0.002 | 167.273 |  | 144.009 | 64.467 | 0.212 | 5090.97 | 184.677 | 18.468 |  | 80172.999 | 36656.001 | 80172.999 | 36656.001 | EIA | EIA | EIA | EIA | EIA | EIA | -- | EIA | EIA |  |  |  | 4146.536 |  |  | 38358.566 | 17537.97 | 68.901 | 30.844 | 0.101 | 451.862 | 88.358 | 8.836 | 7062.056 | 0 | 0 | 1099.89 | 0 | 0 | 4821.11 | 0 | 0 | 0 | 0 | 0 | 1099.89 | 4821.11 | 4821.11 | 5921 | 0 | 0 | 0 | 0.18576 | 0 | 0 | 0.81424 | 0 | 0 | 0 | 0 | 0 | 0.18576 | 0.81424 | 0.81424 | 1 | 0 | [7 empty] | https://www.google.com/maps/@?api=1&map_action=map&center=34.140501%2C-119.184529&zoom=17&basemap=satellite | 91797 | [118 empty] | 0.65 |  |  | 86 |  |  | 0.35 | 0.88 |  |  | 88 |  |  | 0.4 | 0.42 |  |  | 71 |  |  | 0.3 | 0.14 |  |  | 89 |  |  | 0.05 | 0.36 |  |  | 94 |  |  | 0.12 | 0.08 |  |  | 72 |  |  | 0.06 | 0.09 |  |  | 24 |  |  | 0.16 | 0.30929 | 0.10605 | Biomass | FRS_110070097306
985 | 2603 | 2021 | FL | Manatee | 6042 | Florida Power & Light Co | 6452 | Florida Power & Light Co | 6452 | Electric Utility | Florida Power & Light Company | FPL | SERC | FRCC | FRCC All |  | 12 | 81 | Manatee | 27.6058 | -82.3456 | 6 | 7 | NG | GAS |  | 0.32713 | 2951.2 | 0.78812 | [6 empty] | 66952210.08 | 32357556.4 | 66952210.08 | 32357556.4 | 8457022 | 4076957 | 775.546 | 361.743 | 309.119 | 3996925.523 | 159130.207 | 16492.971 | 4001372.103 |  | 0.183 | 0.177 | 0.073 | 945.232 | 0.019 | 0.002 | 946.284 |  | 0.023 | 0.022 | 0.009 | 119.396 | 0.002 | 0 | 119.529 |  | 0.183 | 0.177 | 0.073 | 945.232 | 0.019 | 0.002 | 946.284 |  | 775.546 | 361.743 | 309.119 | 3996925.523 | 159130.207 | 16492.971 |  | 66952210.08 | 32357556.4 | 66952210.08 | 32357556.4 | EPA/CAMD | EPA/CAMD | EPA/CAMD | EPA/CAMD | EIA | EIA | -- | EPA/CAMD | EPA/CAMD | [14 empty] | 7916.7596 | 0 | 72771.369 | 8384250.6 | 0 | 0 | 0 | 0 | 0 | 0 | 0 | 0 | 8457021.969 | 0 | 0 | 8457021.969 | 0 | 0 | 0.0086048 | 0.9914 | 0 | 0 | 0 | 0 | 0 | 0 | 0 | 0 | 1 | 0 | 0 | 1 | 0 | Yes |  | 45056129.69 | 2677640.851 | 192.457 | 13.843 |  | https://www.google.com/maps/@?api=1&map_action=map&center=27.605799999999999%2C-82.345600000000005&zoom=17&basemap=satellite | 429 | [118 empty] | 0.25 |  |  | 42 |  |  | 0.35 | 0.21 |  |  | 40 |  |  | 0.4 | 0.28 |  |  | 51 |  |  | 0.3 | 0.03 |  |  | 68 |  |  | 0.05 | 0.15 |  |  | 70 |  |  | 0.12 | 0.02 |  |  | 23 |  |  | 0.06 | 0.16 |  |  | 53 |  |  | 0.16 | 257.8252 | 0.053741 | Gas | FRS_110000496776
986 | 1447 | 2021 | CA | P Plant | 59456 | San Diego Gas & Electric Co | 16609 | Qualcomm Incorporated | 59222 | Commercial CHP | California Independent System Operator | CISO | WECC | CAMX | WECC California | CAISO | 6 | 73 | San Diego | 32.8947 | -117.1981 | 2 | 2 | NG | GAS |  | 0.45832 | 9.2 | 0.56947 |  | Yes | 101702.4 | 1.24 | 0.62303 |  | 245689.463 | 101377.237 | 245689.463 | 101377.237 | 36937 | 14927 | 38.088 | 15.718 | 0.393 | 14359.205 | 541.653 | 54.165 | 14374.046 |  | 2.062 | 2.106 | 0.021 | 777.497 | 0.015 | 0.001 | 778.301 |  | 0.31 | 0.31 | 0.003 | 116.889 | 0.002 | 0 | 117.01 |  | 2.062 | 2.106 | 0.021 | 777.497 | 0.015 | 0.001 | 778.301 |  | 61.134 | 25.228 | 0.63 | 23047.308 | 869.383 | 86.938 |  | 394345 | 162716 | 394345 | 162716 | EIA | EIA | EIA | EIA | EIA | EIA | -- | EIA | EIA | [6 empty] | 148655.537 | 61338.763 | 23.046 | 9.51 | 0.238 | 8688.103 | 327.73 | 32.773 | 6651.5814 | 0 | 0 | 36937 | 0 | 0 | 0 | 0 | 0 | 0 | 0 | 0 | 36937 | 0 | 0 | 36937 | 0 | 0 | 0 | 1 | 0 | 0 | 0 | 0 | 0 | 0 | 0 | 0 | 1 | 0 | 0 | 1 | 0 | [7 empty] | https://www.google.com/maps/@?api=1&map_action=map&center=32.894722000000002%2C-117.19805599999999&zoom=17&basemap=satellite | 80847 | [118 empty] | 0.41 |  |  | 66 |  |  | 0.35 | 0.58 |  |  | 72 |  |  | 0.4 | 0.24 |  |  | 44 |  |  | 0.3 | 0.07 |  |  | 80 |  |  | 0.05 | 0.05 |  |  | 34 |  |  | 0.12 | 0.05 |  |  | 53 |  |  | 0.06 | 0.11 |  |  | 30 |  |  | 0.16 | 0.11979 | 0.0066017 | Gas | FRS_110070397681
987 | 3940 | 2021 | KS | Colby | 1225 | Midwest Energy Inc | 12524 | Midwest Energy Inc | 12524 | Electric Utility | Southwest Power Pool | SWPP | MRO | SPNO | SPP North |  | 20 | 193 | Thomas | 39.403 | -101.0382 | 1 | 1 | NG | GAS |  | 0.00039 | 16 | 1 | [6 empty] | 1926 | 823 | 1926 | 823 | 54 | 23 | 0.29 | 0.124 | 0.003 | 112.564 | 4.246 | 0.425 | 112.68 |  | 10.741 | 10.783 | 0.115 | 4169.037 | 0.079 | 0.008 | 4173.346 |  | 0.301 | 0.301 | 0.003 | 116.889 | 0.002 | 0 | 117.01 |  | 10.741 | 10.783 | 0.115 | 4169.037 | 0.079 | 0.008 | 4173.346 |  | 0.29 | 0.124 | 0.003 | 112.564 | 4.246 | 0.425 |  | 1926 | 823 | 1926 | 823 | EIA | EIA | EIA | EIA | EIA | EIA | -- | EIA | EIA | [14 empty] | 35666.6667 | 0 | 0 | 54 | 0 | 0 | 0 | 0 | 0 | 0 | 0 | 0 | 54 | 0 | 0 | 54 | 0 | 0 | 0 | 1 | 0 | 0 | 0 | 0 | 0 | 0 | 0 | 0 | 1 | 0 | 0 | 1 | 0 | [7 empty] | https://www.google.com/maps/@?api=1&map_action=map&center=39.403001000000003%2C-101.038202&zoom=17&basemap=satellite | 5766 | [118 empty] | 0.18 |  |  | 27 |  |  | 0.35 | 0.11 |  |  | 25 |  |  | 0.4 | 0.24 |  |  | 44 |  |  | 0.3 | 0 |  |  | 0 |  |  | 0.05 | 0.08 |  |  | 48 |  |  | 0.12 | 0.06 |  |  | 61 |  |  | 0.06 | 0.18 |  |  | 59 |  |  | 0.16 | 0.0012895 | 0.039076 | Gas | FRS_110041076108
988 | 1452 | 2021 | CA | Pacific-Ultrapower Chinese Station | 50560 | Pacific Gas & Electric Co | 14328 | IHI Power Services Corp | 58650 | IPP Non-CHP | California Independent System Operator | CISO | WECC | CAMX | WECC California | CAISO | 6 | 109 | Tuolumne | 37.8741 | -120.4776 | 1 | 1 | WDS | BIOMASS |  | 0.60264 | 25 | 0.32893 | Yes | [5 empty] | 2044558.01 | 864019.2 | 2044558.01 | 864019.2 | 131979 | 55137 | 184.01 | 82.082 | 25.557 | 0.104 | 144239.369 | 18931.417 | 4623.878 |  | 2.788 | 2.977 | 0.387 | 0.002 | 1.093 | 0.143 | 70.07 |  | 0.18 | 0.19 | 0.025 | 0 | 0.071 | 0.009 | 4.523 |  | 2.788 | 2.977 | 0.387 | 0.002 | 1.093 | 0.143 | 70.07 |  | 184.01 | 82.082 | 25.557 | 211400.697 | 144239.369 | 18931.417 |  | 2044558.01 | 864019.2 | 2044558.01 | 864019.2 | EIA | EIA | EIA | EIA | EIA | EIA | -- | EIA | EIA |  |  |  | 211400.593 | [10 empty] | 15491.5404 | 0 | 0 | 0 | 0 | 0 | 131979 | 0 | 0 | 0 | 0 | 0 | 0 | 131979 | 131979 | 131979 | 0 | 0 | 0 | 0 | 0 | 0 | 1 | 0 | 0 | 0 | 0 | 0 | 0 | 1 | 1 | 1 | 0 | [7 empty] | https://www.google.com/maps/@?api=1&map_action=map&center=37.874056000000003%2C-120.47755600000001&zoom=17&basemap=satellite | 421 | [118 empty] | 0.33 |  |  | 56 |  |  | 0.35 | 0.26 |  |  | 46 |  |  | 0.4 | 0.39 |  |  | 68 |  |  | 0.3 | 0 |  |  | 0 |  |  | 0.05 | 0.16 |  |  | 73 |  |  | 0.12 | 0.02 |  |  | 21 |  |  | 0.06 | 0.24 |  |  | 78 |  |  | 0.16 | 18.603 | 0.29286 | Biomass | FRS_110000523201
989 | 3931 | 2021 | KS | Cimarron River | 1230 | Sunflower Electric Power Corp | 18315 | Sunflower Electric Power Corp | 18315 | Electric Utility | Southwest Power Pool | SWPP | MRO | SPNO | SPP North |  | 20 | 175 | Seward | 37.1611 | -100.7619 | 1 | 2 | NG | GAS |  | 0.00097 | 65 | 1 | [6 empty] | 7145.573 | 7145.573 | 7145.573 | 7145.573 | 554 | 554 | 0.901 | 0.901 | 0.002 | 424.777 | 13.642 | 1.364 | 425.151 |  | 3.253 | 3.253 | 0.007 | 1533.491 | 0.025 | 0.002 | 1534.84 |  | 0.252 | 0.252 | 0.001 | 118.892 | 0.002 | 0 | 118.997 |  | 3.253 | 3.253 | 0.007 | 1533.491 | 0.025 | 0.002 | 1534.84 |  | 0.901 | 0.901 | 0.002 | 424.777 | 13.642 | 1.364 |  | 7145.573 | 7145.573 | 7145.573 | 7145.573 | EPA/CAMD | EPA/CAMD | EPA/CAMD | EPA/CAMD | EIA | EIA | -- | EPA/CAMD | EPA/CAMD | [14 empty] | 12898.1462 | 0 | 0 | 554 | 0 | 0 | 0 | 0 | 0 | 0 | 0 | 0 | 554 | 0 | 0 | 554 | 0 | 0 | 0 | 1 | 0 | 0 | 0 | 0 | 0 | 0 | 0 | 0 | 1 | 0 | 0 | 1 | 0 | Yes |  | 58475.968 | 3475.945 | 6.877 | 0.018 |  | https://www.google.com/maps/@?api=1&map_action=map&center=37.161099999999998%2C-100.7619&zoom=17&basemap=satellite | 50 | [118 empty] | 0.37 |  |  | 61 |  |  | 0.35 | 0.36 |  |  | 56 |  |  | 0.4 | 0.38 |  |  | 66 |  |  | 0.3 | 0.12 |  |  | 87 |  |  | 0.05 | 0.24 |  |  | 86 |  |  | 0.12 | 0.05 |  |  | 47 |  |  | 0.06 | 0.22 |  |  | 74 |  |  | 0.16 | 0.019 | 0.083333 | Gas | FRS_110017591630
990 | 2607 | 2021 | FL | Martin | 6043 | Florida Power & Light Co | 6452 | Florida Power & Light Co | 6452 | Electric Utility | Florida Power & Light Company | FPL | SERC | FRCC | FRCC All |  | 12 | 85 | Martin | 27.0536 | -80.5628 | 8 | 11 | NG | GAS |  | 0.45888 | 2448.5 | 0.56854 | [6 empty] | 69525233.67 | 36886303.95 | 69525233.67 | 36886303.95 | 9842372.047 | 5249712.004 | 495.205 | 269.583 | 20.863 | 4132026.363 | 155556.723 | 15564.476 | 4136289.929 |  | 0.101 | 0.103 | 0.004 | 839.64 | 0.016 | 0.002 | 840.507 |  | 0.014 | 0.015 | 0.001 | 118.864 | 0.002 | 0 | 118.987 |  | 0.101 | 0.103 | 0.004 | 842.084 | 0.016 | 0.002 | 842.953 |  | 495.205 | 269.583 | 20.863 | 4132026.363 | 155556.723 | 15564.476 |  | 69525233.67 | 36886303.95 | 69525233.67 | 36886303.95 | EPA/CAMD | EPA/CAMD | EPA/CAMD | EPA/CAMD | EIA | EIA | -- | EPA/CAMD | EPA/CAMD | [14 empty] | 7084.4312 | 0 | 1848.802 | 9811957.2 | 0 | 0 | 0 | 0 | 28566 | 0 | 0 | 0 | 9813806.002 | 28566 | 28566 | 9813806.002 | 28566 | 0 | 0.00018784 | 0.99691 | 0 | 0 | 0 | 0 | 0.0029023 | 0 | 0 | 0 | 0.9971 | 0.0029023 | 0.0029023 | 0.9971 | 0.0029023 | Yes |  | 67783587.52 | 4028702.43 | 508.596 | 20.346 |  | https://www.google.com/maps/@?api=1&map_action=map&center=27.053599999999999%2C-80.562799999999996&zoom=17&basemap=satellite | 71 | [118 empty] | 0.53 |  |  | 77 |  |  | 0.35 | 0.56 |  |  | 71 |  |  | 0.4 | 0.55 |  |  | 84 |  |  | 0.3 | 0.13 |  |  | 88 |  |  | 0.05 | 0.27 |  |  | 88 |  |  | 0.12 | 0.05 |  |  | 52 |  |  | 0.06 | 0.09 |  |  | 22 |  |  | 0.16 | 261.5866 | 0.047164 | Gas | FRS_110008320566
991 | 3957 | 2021 | KS | Fort Dodge aka Judson Large | 1233 | Sunflower Electric Power Corp | 18315 | Sunflower Electric Power Corp | 18315 | Electric Utility | Southwest Power Pool | SWPP | MRO | SPNO | SPP North |  | 20 | 57 | Ford | 37.7328 | -99.9497 | 1 | 1 | NG | GAS |  | 0.0007 | 149 | 1 | [6 empty] | 41287.325 | 15957.547 | 41287.325 | 15957.547 | 910 | 519 | 2.639 | 1.074 | 0.012 | 2453.762 | 92.89 | 9.289 | 2456.307 |  | 5.8 | 4.139 | 0.026 | 5392.884 | 0.102 | 0.01 | 5398.477 |  | 0.128 | 0.135 | 0.001 | 118.863 | 0.002 | 0 | 118.986 |  | 5.8 | 4.139 | 0.026 | 5392.884 | 0.102 | 0.01 | 5398.477 |  | 2.639 | 1.074 | 0.012 | 2453.762 | 92.89 | 9.289 |  | 41287.325 | 15957.547 | 41287.325 | 15957.547 | EPA/CAMD | EPA/CAMD | EPA/CAMD | EPA/CAMD | EIA | EIA | -- | EPA/CAMD | EPA/CAMD | [14 empty] | 45370.6868 | 0 | 0 | 910 | 0 | 0 | 0 | 0 | 0 | 0 | 0 | 0 | 910 | 0 | 0 | 910 | 0 | 0 | 0 | 1 | 0 | 0 | 0 | 0 | 0 | 0 | 0 | 0 | 1 | 0 | 0 | 1 | 0 | Yes |  | 108688.319 | 6458.949 | 7.27 | 0.033 |  | https://www.google.com/maps/@?api=1&map_action=map&center=37.732799999999997%2C-99.949700000000007&zoom=17&basemap=satellite | 2176 | [118 empty] | 0.53 |  |  | 77 |  |  | 0.35 | 0.68 |  |  | 77 |  |  | 0.4 | 0.4 |  |  | 68 |  |  | 0.3 | 0.2 |  |  | 93 |  |  | 0.05 | 0.38 |  |  | 95 |  |  | 0.12 | 0.07 |  |  | 68 |  |  | 0.06 | 0.16 |  |  | 51 |  |  | 0.16 | 0.14535 | 0.30568 | Gas | FRS_110003167251
992 | 1456 | 2021 | CA | Palomar Energy Center | 55985 | San Diego Gas & Electric Co | 16609 | San Diego Gas & Electric Co | 16609 | Electric Utility | California Independent System Operator | CISO | WECC | CAMX | WECC California | CAISO | 6 | 73 | San Diego | 33.1197 | -117.1178 | 2 | 3 | NG | GAS |  | 0.37484 | 559 | 0.7086 | [6 empty] | 13058676.22 | 6662993.3 | 13058676.22 | 6662993.3 | 1835521 | 938296 | 45.941 | 23.085 | 3.918 | 776054.632 | 28522.763 | 2852.276 | 776836.156 |  | 0.05 | 0.049 | 0.004 | 845.596 | 0.016 | 0.002 | 846.448 |  | 0.007 | 0.007 | 0.001 | 118.857 | 0.002 | 0 | 118.976 |  | 0.05 | 0.049 | 0.004 | 845.596 | 0.016 | 0.002 | 846.448 |  | 45.941 | 23.085 | 3.918 | 776054.632 | 28522.763 | 2852.276 |  | 13058676.22 | 6662993.3 | 13058676.22 | 6662993.3 | EPA/CAMD | EPA/CAMD | EPA/CAMD | EPA/CAMD | EIA | EIA | -- | EPA/CAMD | EPA/CAMD | [14 empty] | 7114.4249 | 0 | 0 | 1835521 | 0 | 0 | 0 | 0 | 0 | 0 | 0 | 0 | 1835521 | 0 | 0 | 1835521 | 0 | 0 | 0 | 1 | 0 | 0 | 0 | 0 | 0 | 0 | 0 | 0 | 1 | 0 | 0 | 1 | 0 | Yes |  | 16786268.47 | 997586.185 | 49.456 | 5.036 |  | https://www.google.com/maps/@?api=1&map_action=map&center=33.119700000000002%2C-117.117778&zoom=17&basemap=satellite | 111619 | [118 empty] | 0.48 |  |  | 72 |  |  | 0.35 | 0.61 |  |  | 73 |  |  | 0.4 | 0.35 |  |  | 61 |  |  | 0.3 | 0.09 |  |  | 83 |  |  | 0.05 | 0.19 |  |  | 78 |  |  | 0.12 | 0.07 |  |  | 67 |  |  | 0.06 | 0.14 |  |  | 43 |  |  | 0.16 | 45.0818 | 0.044432 | Gas | FRS_110045402079
993 | 3967 | 2021 | KS | Great Bend Station aka Arthur Mullergren | 1235 | Sunflower Electric Power Corp | 18315 | Sunflower Electric Power Corp | 18315 | Electric Utility | Southwest Power Pool | SWPP | MRO | SPNO | SPP North |  | 20 | 9 | Barton | 38.41 | -98.8689 | 1 | 1 | NG | GAS |  | 0 | 81.6 | [7 empty] | 10496.845 | 9564.3 | 10496.845 | 9564.3 | -1045 | 318 | 0.851 | 0.851 | 0.003 | 623.185 | 21.402 | 2.14 | 623.771 |  | 0 | 5.352 | 0 | 0 | 0 | 0 | 0 |  | 0.162 | 0.178 | 0.001 | 118.738 | 0.002 | 0 | 118.849 |  | 0 | 5.352 | 0 | 0 | 0 | 0 | 0 |  | 0.851 | 0.851 | 0.003 | 623.185 | 21.402 | 2.14 |  | 10496.845 | 9564.3 | 10496.845 | 9564.3 | EPA/CAMD | EPA/CAMD | EPA/CAMD | EPA/CAMD | EIA | EIA | -- | EPA/CAMD | EPA/CAMD | [14 empty] | -10044.8278 | 0 | 0 | -1045 | 0 | 0 | 0 | 0 | 0 | 0 | 0 | 0 | -1045 | 0 | 0 | -1045 | 0 | [16 empty] | Yes |  | 210439.875 | 12505.911 | 17.995 | 0.063 |  | https://www.google.com/maps/@?api=1&map_action=map&center=38.409999999999997%2C-98.868899999999996&zoom=17&basemap=satellite | 195 | [118 empty] | 0.18 |  |  | 28 |  |  | 0.35 | 0.04 |  |  | 11 |  |  | 0.4 | 0.33 |  |  | 58 |  |  | 0.3 | 0 |  |  | 0 |  |  | 0.05 | 0.14 |  |  | 68 |  |  | 0.12 | 0.02 |  |  | 24 |  |  | 0.06 | 0.22 |  |  | 73 |  |  | 0.16 | 0.06289 | 0 | Gas | FRS_110008354146
994 | 1457 | 2021 | CA | Panoche Energy Center | 56803 | Pacific Gas & Electric Co | 14328 | Panoche Energy Center, LLC | 56019 | IPP Non-CHP | California Independent System Operator | CISO | WECC | CAMX | WECC California | CAISO | 6 | 19 | Fresno | 36.6514 | -120.5833 | 4 | 4 | NG | GAS |  | 0.17758 | 432 | 1 | [6 empty] | 6239125.583 | 2924133.497 | 6239125.583 | 2924133.497 | 672033 | 314351 | 38.049 | 13.208 | 1.872 | 370782.086 | 13735.721 | 1373.572 | 371158.445 |  | 0.113 | 0.084 | 0.006 | 1103.464 | 0.02 | 0.002 | 1104.584 |  | 0.012 | 0.009 | 0.001 | 118.857 | 0.002 | 0 | 118.978 |  | 0.113 | 0.084 | 0.006 | 1103.464 | 0.02 | 0.002 | 1104.584 |  | 38.049 | 13.208 | 1.872 | 370782.086 | 13735.721 | 1373.572 |  | 6239125.583 | 2924133.497 | 6239125.583 | 2924133.497 | EPA/CAMD | EPA/CAMD | EPA/CAMD | EPA/CAMD | EIA | EIA | -- | EPA/CAMD | EPA/CAMD | [14 empty] | 9283.9572 | 0 | 0 | 672033 | 0 | 0 | 0 | 0 | 0 | 0 | 0 | 0 | 672033 | 0 | 0 | 672033 | 0 | 0 | 0 | 1 | 0 | 0 | 0 | 0 | 0 | 0 | 0 | 0 | 1 | 0 | 0 | 1 | 0 | Yes |  | 6808262.727 | 400950.715 | 36.048 | 2.042 |  | https://www.google.com/maps/@?api=1&map_action=map&center=36.651400000000002%2C-120.58329999999999&zoom=17&basemap=satellite | 53 | [118 empty] | 0.84 |  |  | 97 |  |  | 0.35 | 0.85 |  |  | 86 |  |  | 0.4 | 0.82 |  |  | 97 |  |  | 0.3 | 0.68 |  |  | 99 |  |  | 0.05 | 0.37 |  |  | 95 |  |  | 0.12 | 0.04 |  |  | 44 |  |  | 0.06 | 0.02 |  |  | 3 |  |  | 0.16 | 5.1135 | 0.018361 | Gas | FRS_110038392682
995 | 4025 | 2021 | KS | Riverton | 1239 | Empire District Electric Co | 5860 | Empire District Electric Co | 5860 | Electric Utility | Southwest Power Pool | SWPP | MRO | SPNO | SPP North |  | 20 | 21 | Cherokee | 37.0726 | -94.6987 | 1 | 4 | NG | GAS |  | 0.50664 | 300.2 | 0.48893 | [6 empty] | 9628162.739 | 3910284.352 | 9628162.739 | 3910284.352 | 1332336 | 549557 | 124.414 | 50.53 | 2.889 | 572192.921 | 21496.217 | 2149.657 | 572781.923 |  | 0.187 | 0.184 | 0.004 | 858.932 | 0.016 | 0.002 | 859.816 |  | 0.026 | 0.026 | 0.001 | 118.858 | 0.002 | 0 | 118.981 |  | 0.187 | 0.184 | 0.004 | 858.932 | 0.016 | 0.002 | 859.816 |  | 124.414 | 50.53 | 2.889 | 572192.921 | 21496.217 | 2149.657 |  | 9628162.739 | 3910284.352 | 9628162.739 | 3910284.352 | EPA/CAMD | EPA/CAMD | EPA/CAMD | EPA/CAMD | EIA | EIA | -- | EPA/CAMD | EPA/CAMD | [14 empty] | 7226.5275 | 0 | 2.113 | 1332333.887 | 0 | 0 | 0 | 0 | 0 | 0 | 0 | 0 | 1332336 | 0 | 0 | 1332336 | 0 | 0 | 1.5859e-06 | 1 | 0 | 0 | 0 | 0 | 0 | 0 | 0 | 0 | 1 | 0 | 0 | 1 | 0 | Yes |  | 11055131.24 | 656989.299 | 138.195 | 3.317 |  | https://www.google.com/maps/@?api=1&map_action=map&center=37.072615999999996%2C-94.698704000000006&zoom=17&basemap=satellite | 2790 | [118 empty] | 0.26 |  |  | 44 |  |  | 0.35 | 0.14 |  |  | 30 |  |  | 0.4 | 0.38 |  |  | 65 |  |  | 0.3 | 0 |  |  | 0 |  |  | 0.05 | 0.08 |  |  | 49 |  |  | 0.12 | 0.1 |  |  | 86 |  |  | 0.06 | 0.2 |  |  | 66 |  |  | 0.16 | 19 | 0.025764 | Gas | FRS_110017494451
996 | 2530 | 2021 | FL | Debary | 6046 | Duke Energy Florida, Inc | 6455 | Duke Energy Florida, LLC | 6455 | Electric Utility | Duke Energy Florida Inc | FPC | SERC | FRCC | FRCC All |  | 12 | 127 | Volusia | 28.9039 | -81.3323 | 4 | 9 | NG | GAS |  | 0.02421 | 748 | 1 | [6 empty] | 2107248.716 | 1237177.073 | 2107248.716 | 1237177.073 | 158621.003 | 93126.997 | 89.821 | 49.998 | 3.776 | 130209.822 | 6424.39 | 873.018 | 130420.207 |  | 1.133 | 1.074 | 0.048 | 1641.773 | 0.041 | 0.006 | 1644.425 |  | 0.085 | 0.081 | 0.004 | 123.583 | 0.003 | 0 | 123.782 |  | 1.133 | 1.074 | 0.048 | 1641.773 | 0.041 | 0.006 | 1644.425 |  | 89.821 | 49.998 | 3.776 | 130209.822 | 6424.39 | 873.018 |  | 2107248.716 | 1237177.073 | 2107248.716 | 1237177.073 | EPA/CAMD | EPA/CAMD | EPA/CAMD | EPA/CAMD | EIA | EIA | -- | EPA/CAMD | EPA/CAMD | [14 empty] | 13284.8028 | 0 | 24946.231 | 133674.77 | 0 | 0 | 0 | 0 | 0 | 0 | 0 | 0 | 158621.001 | 0 | 0 | 158621.001 | 0 | 0 | 0.15727 | 0.84273 | 0 | 0 | 0 | 0 | 0 | 0 | 0 | 0 | 1 | 0 | 0 | 1 | 0 | Yes |  | 1542378.964 | 94486.42 | 63.702 | 1.765 |  | https://www.google.com/maps/@?api=1&map_action=map&center=28.903863000000001%2C-81.332329000000001&zoom=17&basemap=satellite | 25343 | [118 empty] | 0.28 |  |  | 48 |  |  | 0.35 | 0.3 |  |  | 51 |  |  | 0.4 | 0.26 |  |  | 47 |  |  | 0.3 | 0.02 |  |  | 63 |  |  | 0.05 | 0.06 |  |  | 39 |  |  | 0.12 | 0.04 |  |  | 45 |  |  | 0.06 | 0.25 |  |  | 80 |  |  | 0.16 | 6.5936 | 0.095471 | Gas | FRS_110012446317
997 | 3965 | 2021 | KS | Gordon Evans Energy Center | 1240 | Kansas Gas & Electric Co | 10005 | Evergy Kansas South, Inc | 10005 | Electric Utility | Southwest Power Pool | SWPP | MRO | SPNO | SPP North |  | 20 | 173 | Sedgwick | 37.7903 | -97.5217 | 3 | 4 | NG | GAS |  | 0.04372 | 378 | 1 | [6 empty] | 1725027.445 | 1124233.232 | 1725027.445 | 1124233.232 | 144769.999 | 94599 | 33.203 | 17.676 | 1.946 | 104235.472 | 3952.16 | 440.359 | 104350.487 |  | 0.459 | 0.374 | 0.027 | 1440.015 | 0.027 | 0.003 | 1441.604 |  | 0.038 | 0.031 | 0.002 | 120.851 | 0.002 | 0 | 120.984 |  | 0.459 | 0.374 | 0.027 | 1440.015 | 0.027 | 0.003 | 1441.604 |  | 33.203 | 17.676 | 1.946 | 104235.472 | 3952.16 | 440.359 |  | 1725027.445 | 1124233.232 | 1725027.445 | 1124233.232 | EPA/CAMD | EPA/CAMD | EPA/CAMD | EPA/CAMD | EIA | EIA | -- | EPA/CAMD | EPA/CAMD | [14 empty] | 11915.6413 | 0 | 5808.235 | 138961.77 | 0 | 0 | 0 | 0 | 0 | 0 | 0 | 0 | 144770.005 | 0 | 0 | 144770.005 | 0 | 0 | 0.04012 | 0.95988 | 0 | 0 | 0 | 0 | 0 | 0 | 0 | 0 | 1 | 0 | 0 | 1 | 0 | Yes |  | 2253050.698 | 135911.392 | 43.207 | 2.352 |  | https://www.google.com/maps/@?api=1&map_action=map&center=37.790300000000002%2C-97.521666999999994&zoom=17&basemap=satellite | 2340 | [118 empty] | 0.14 |  |  | 18 |  |  | 0.35 | 0.13 |  |  | 30 |  |  | 0.4 | 0.14 |  |  | 25 |  |  | 0.3 | 0.01 |  |  | 57 |  |  | 0.05 | 0.06 |  |  | 42 |  |  | 0.12 | 0.08 |  |  | 77 |  |  | 0.06 | 0.12 |  |  | 35 |  |  | 0.16 | 4.7911 | 0.076557 | Gas | FRS_110001955563
998 | 1459 | 2021 | CA | Paramount Refinery | 58058 | Southern California Edison Co | 17609 | Paramount Petroleum Corporation | 57438 | Industrial CHP | California Independent System Operator | CISO | WECC | CAMX | WECC California | CAISO | 6 | 37 | Los Angeles | 33.9 | -118.1514 | 1 | 1 | NG | GAS |  | 0 | 6.7 |  |  | Yes | [10 empty] | 0 |  | 0 | 0 | [45 empty] | -- | [56 empty] | https://www.google.com/maps/@?api=1&map_action=map&center=33.9%2C-118.15138899999999&zoom=17&basemap=satellite | 307203 | [118 empty] | 0.63 |  |  | 85 |  |  | 0.35 | 0.9 |  |  | 89 |  |  | 0.4 | 0.36 |  |  | 63 |  |  | 0.3 | 0.1 |  |  | 84 |  |  | 0.05 | 0.28 |  |  | 89 |  |  | 0.12 | 0.06 |  |  | 62 |  |  | 0.06 | 0.11 |  |  | 29 |  |  | 0.16 |  |  | Gas | FRS_
999 | 3992 | 2021 | KS | La Cygne | 1241 | Kansas City Power & Light Co | 10000 | Evergy Metro | 10000 | Electric Utility | Southwest Power Pool | SWPP | MRO | SPNO | SPP North |  | 20 | 107 | Linn | 38.3481 | -94.6456 | 2 | 2 | SUB | COAL | Yes | 0.45628 | 1598.9 | 0.57287 | [6 empty] | 66919629.1 | 30389862.03 | 66919629.1 | 30389862.03 | 6390767 | 2864938 | 2907.731 | 1370.244 | 743.758 | 7017655.034 | 1680080.37 | 244502.558 | 7075086.92 |  | 0.91 | 0.957 | 0.233 | 2196.186 | 0.263 | 0.038 | 2214.159 |  | 0.087 | 0.09 | 0.022 | 209.734 | 0.025 | 0.004 | 211.45 |  | 0.91 | 0.957 | 0.233 | 2196.186 | 0.263 | 0.038 | 2214.159 |  | 2907.731 | 1370.244 | 743.758 | 7017655.034 | 1680080.37 | 244502.558 |  | 66919629.1 | 30389862.03 | 66919629.1 | 30389862.03 | EPA/CAMD | EPA/CAMD | EPA/CAMD | EPA/CAMD | EIA | EIA | -- | EPA/CAMD | EPA/CAMD | [14 empty] | 10471.2985 | 6358423.52 | 32343.514 | 0 | 0 | 0 | 0 | 0 | 0 | 0 | 0 | 0 | 6390767.034 | 0 | 0 | 6390767.034 | 0 | 0.99494 | 0.005061 | 0 | 0 | 0 | 0 | 0 | 0 | 0 | 0 | 0 | 1 | 0 | 0 | 1 | 0 | Yes |  | 69988832.04 | 7339497.925 | 3102.945 | 812.18 |  | https://www.google.com/maps/@?api=1&map_action=map&center=38.348100000000002%2C-94.645600000000002&zoom=17&basemap=satellite | 298 | [118 empty] | 0.2 |  |  | 33 |  |  | 0.35 | 0.01 |  |  | 5 |  |  | 0.4 | 0.4 |  |  | 68 |  |  | 0.3 | 0.01 |  |  | 58 |  |  | 0.05 | 0.08 |  |  | 49 |  |  | 0.12 | 0.05 |  |  | 46 |  |  | 0.06 | 0.26 |  |  | 82 |  |  | 0.16 | 134.8864 | 0.044719 | Coal | FRS_110000747988
1000 | 1464 | 2021 | CA | Parnassus Central Utility Plant | 58198 | Pacific Gas & Electric Co | 14328 | University of California-San Francisco | 58171 | Commercial CHP | California Independent System Operator | CISO | WECC | CAMX | WECC California | CAISO | 6 | 75 | San Francisco | 37.7625 | -122.4567 | 3 | 3 | NG | GAS |  | 0.59592 | 13.4 | 0.34014 |  | Yes | 439711.2 | 0.543 | 0.41993 |  | 403513.947 | 164171.36 | 403513.947 | 164171.36 | 69951 | 29629 | 62.373 | 25.437 | 0.645 | 23584.669 | 889.877 | 89.03 | 23609.058 |  | 1.783 | 1.717 | 0.018 | 674.32 | 0.013 | 0.001 | 675.017 |  | 0.309 | 0.31 | 0.003 | 116.896 | 0.002 | 0 | 117.017 |  | 1.783 | 1.717 | 0.018 | 674.32 | 0.013 | 0.001 | 675.017 |  | 148.53 | 60.574 | 1.535 | 56162.964 | 2119.094 | 212.01 |  | 960901.32 | 390946.775 | 960901.32 | 390946.775 | EIA | EIA | EIA | EIA | EIA | EIA | -- | EIA | EIA | [6 empty] | 557387.373 | 226775.415 | 86.157 | 35.137 | 0.891 | 32578.295 | 1229.217 | 122.98 | 5768.5229 | 0 | 12.08 | 69938.92 | 0 | 0 | 0 | 0 | 0 | 0 | 0 | 0 | 69951 | 0 | 0 | 69951 | 0 | 0 | 0.00017269 | 0.99983 | 0 | 0 | 0 | 0 | 0 | 0 | 0 | 0 | 1 | 0 | 0 | 1 | 0 | [7 empty] | https://www.google.com/maps/@?api=1&map_action=map&center=37.762523999999999%2C-122.45674699999999&zoom=17&basemap=satellite | 590679 | [118 empty] | 0.36 |  |  | 60 |  |  | 0.35 | 0.54 |  |  | 69 |  |  | 0.4 | 0.18 |  |  | 32 |  |  | 0.3 | 0.09 |  |  | 83 |  |  | 0.05 | 0.09 |  |  | 51 |  |  | 0.12 | 0.05 |  |  | 46 |  |  | 0.06 | 0.16 |  |  | 51 |  |  | 0.16 | 1.146 | 0.033463 | Gas | FRS_110057110451
1001 | 3975 | 2021 | KS | Hutchinson Energy Center | 1248 | Westar Energy Inc | 22500 | Evergy Kansas Central, Inc | 22500 | Electric Utility | Southwest Power Pool | SWPP | MRO | SPNO | SPP North |  | 20 | 155 | Reno | 38.0906 | -97.8747 | 4 | 5 | NG | GAS |  | 0.01317 | 285.7 | 1 | [6 empty] | 690387.6 | 99781.1 | 690387.6 | 99781.1 | 32959.001 | 12156.999 | 363.605 | 47.39 | 122.026 | 42044.786 | 2448.09 | 433.449 | 42139.971 |  | 22.064 | 7.796 | 7.405 | 2551.339 | 0.074 | 0.013 | 2557.115 |  | 1.053 | 0.95 | 0.353 | 121.801 | 0.004 | 0.001 | 122.076 |  | 22.064 | 7.796 | 7.405 | 2551.339 | 0.074 | 0.013 | 2557.115 |  | 363.605 | 47.39 | 122.026 | 42044.786 | 2448.09 | 433.449 |  | 690387.6 | 99781.1 | 690387.6 | 99781.1 | EPA/CAMD | EPA/CAMD | EPA/CAMD | EIA | EIA | EIA | -- | EPA/CAMD | EPA/CAMD | [14 empty] | 20946.8613 | 0 | 17400.888 | 15558.112 | 0 | 0 | 0 | 0 | 0 | 0 | 0 | 0 | 32959 | 0 | 0 | 32959 | 0 | 0 | 0.52796 | 0.47204 | 0 | 0 | 0 | 0 | 0 | 0 | 0 | 0 | 1 | 0 | 0 | 1 | 0 | Yes |  | 943712.2 |  | 405.509 | 75.385 |  | https://www.google.com/maps/@?api=1&map_action=map&center=38.090600000000002%2C-97.874722000000006&zoom=17&basemap=satellite | 16886 | [118 empty] | 0.26 |  |  | 44 |  |  | 0.35 | 0.19 |  |  | 38 |  |  | 0.4 | 0.32 |  |  | 56 |  |  | 0.3 | 0.01 |  |  | 0 |  |  | 0.05 | 0.08 |  |  | 48 |  |  | 0.12 | 0.05 |  |  | 53 |  |  | 0.06 | 0.22 |  |  | 72 |  |  | 0.16 | 0.3381 | 0.13851 | Gas | FRS_110001964740
1002 | 2912 | 2021 | GA | Wansley (6052) | 6052 | Georgia Power Co | 7140 | Georgia Power Co | 7140 | Electric Utility | Southern Company Services, Inc. - Trans | SOCO | SERC | SRSO | SERC South |  | 13 | 149 | Heard | 33.4134 | -85.0323 | 3 | 3 | BIT | COAL | Yes | 0.06504 | 1956.8 | 1 | [6 empty] | 13007914.28 | 9581507.056 | 13007914.28 | 9581507.056 | 1114891 | 833357 | 565.035 | 342.015 | 920.977 | 1334593.96 | 292276.273 | 42552.022 | 1344587.665 |  | 1.014 | 0.821 | 1.652 | 2394.125 | 0.262 | 0.038 | 2412.052 |  | 0.087 | 0.071 | 0.142 | 205.197 | 0.022 | 0.003 | 206.734 |  | 1.014 | 0.821 | 1.652 | 2394.124 | 0.262 | 0.038 | 2412.052 |  | 565.035 | 342.015 | 920.977 | 1334593.96 | 292276.273 | 42552.022 |  | 13007914.28 | 9581507.056 | 13007914.28 | 9581507.056 | EPA/CAMD | EPA/CAMD | EPA/CAMD | EPA/CAMD; EIA | EIA | EIA | -- | EPA/CAMD | EPA/CAMD | [14 empty] | 11667.4311 | 1139575.4 | -24684.37 | 0 | 0 | 0 | 0 | 0 | 0 | 0 | 0 | 0 | 1114891.03 | 0 | 0 | 1114891.03 | 0 | 1 | 0 | 0 | 0 | 0 | 0 | 0 | 0 | 0 | 0 | 0 | 1 | 0 | 0 | 1 | 0 | Yes |  | 10755860.85 | 1103476.961 | 456.907 | 581.687 |  | https://www.google.com/maps/@?api=1&map_action=map&center=33.413420000000002%2C-85.032329000000004&zoom=17&basemap=satellite | 753 | [118 empty] | 0.26 |  |  | 45 |  |  | 0.35 | 0.11 |  |  | 26 |  |  | 0.4 | 0.41 |  |  | 70 |  |  | 0.3 | 0.01 |  |  | 57 |  |  | 0.05 | 0.13 |  |  | 67 |  |  | 0.12 | 0.07 |  |  | 69 |  |  | 0.06 | 0.21 |  |  | 70 |  |  | 0.16 | 21.3958 | 0.29641 | Coal | FRS_110046233919
1003 | 3994 | 2021 | KS | Lawrence Energy Center | 1250 | Westar Energy Inc | 22500 | Evergy Kansas Central, Inc | 22500 | Electric Utility | Southwest Power Pool | SWPP | MRO | SPNO | SPP North |  | 20 | 45 | Douglas | 39.0072 | -95.2692 | 2 | 2 | SUB | COAL | Yes | 0.41709 | 517 | 0.63819 | [6 empty] | 19890412.46 | 11255933.07 | 19890412.46 | 11255933.07 | 1888956 | 1018503 | 1277.258 | 721.295 | 273.37 | 2084920.68 | 510440.129 | 74218.323 | 2102359.712 |  | 1.352 | 1.416 | 0.289 | 2207.485 | 0.27 | 0.039 | 2225.949 |  | 0.128 | 0.128 | 0.027 | 209.641 | 0.026 | 0.004 | 211.394 |  | 1.352 | 1.416 | 0.289 | 2207.485 | 0.27 | 0.039 | 2225.949 |  | 1277.258 | 721.295 | 273.37 | 2084920.68 | 510440.129 | 74218.323 |  | 19890412.46 | 11255933.07 | 19890412.46 | 11255933.07 | EPA/CAMD | EPA/CAMD | EPA/CAMD | EPA/CAMD | EIA | EIA | -- | EPA/CAMD | EPA/CAMD | [14 empty] | 10529.844 | 1864664.9 | 0 | 24291.144 | 0 | 0 | 0 | 0 | 0 | 0 | 0 | 0 | 1888956.044 | 0 | 0 | 1888956.044 | 0 | 0.98714 | 0 | 0.01286 | 0 | 0 | 0 | 0 | 0 | 0 | 0 | 0 | 1 | 0 | 0 | 1 | 0 | Yes |  | 22923602.38 | 2399064.888 | 1425.628 | 222.865 |  | https://www.google.com/maps/@?api=1&map_action=map&center=39.007199999999997%2C-95.269166999999996&zoom=17&basemap=satellite | 24775 | [118 empty] | 0.24 |  |  | 40 |  |  | 0.35 | 0.22 |  |  | 42 |  |  | 0.4 | 0.25 |  |  | 46 |  |  | 0.3 | 0.01 |  |  | 58 |  |  | 0.05 | 0.05 |  |  | 32 |  |  | 0.12 | 0.06 |  |  | 55 |  |  | 0.06 | 0.13 |  |  | 41 |  |  | 0.16 | 44.8001 | 0.046335 | Coal | FRS_110000445180
1004 | 1465 | 2021 | CA | Pastoria Energy Facility | 55656 | Southern California Edison Co | 17609 | Calpine Corp - Pastoria Energy Center | 2820 | IPP Non-CHP | California Independent System Operator | CISO | WECC | CAMX | WECC California | CAISO | 6 | 29 | Kern | 34.9556 | -118.844 | 3 | 5 | NG | GAS |  | 0.62414 | 779 | 0.2931 | [6 empty] | 32895289.98 | 14531149.32 | 32895289.98 | 14531149.32 | 4259151 | 1888280 | 118.212 | 50.539 | 9.869 | 1954917.645 | 66470.623 | 6647.062 | 1956738.94 |  | 0.056 | 0.054 | 0.005 | 917.985 | 0.016 | 0.002 | 918.84 |  | 0.007 | 0.007 | 0.001 | 118.857 | 0.002 | 0 | 118.968 |  | 0.056 | 0.054 | 0.005 | 917.985 | 0.016 | 0.002 | 918.84 |  | 118.212 | 50.539 | 9.869 | 1954917.645 | 66470.623 | 6647.062 |  | 32895289.98 | 14531149.32 | 32895289.98 | 14531149.32 | EPA/CAMD | EPA/CAMD | EPA/CAMD | EPA/CAMD | EIA | EIA | -- | EPA/CAMD | EPA/CAMD | [14 empty] | 7723.4383 | 0 | 0 | 4259151 | 0 | 0 | 0 | 0 | 0 | 0 | 0 | 0 | 4259151 | 0 | 0 | 4259151 | 0 | 0 | 0 | 1 | 0 | 0 | 0 | 0 | 0 | 0 | 0 | 0 | 1 | 0 | 0 | 1 | 0 | Yes |  | 25295131.82 | 1503257.036 | 89.664 | 7.589 |  | https://www.google.com/maps/@?api=1&map_action=map&center=34.955599999999997%2C-118.84399999999999&zoom=17&basemap=satellite | 0 | [121 empty] | 0 |  |  | 0.35 |  |  |  | 0 |  |  | 0.4 |  |  |  | 0 |  |  | 0.3 |  |  |  | 0 |  |  | 0.05 |  |  |  | 0 |  |  | 0.12 |  |  |  | 0 |  |  | 0.06 |  |  |  | 0 |  |  | 0.16 | 36.5894 | 0.016857 | Gas | FRS_110012236507
1005 | 3906 | 2021 | KS | Anthony | 1258 | City of Anthony - (KS) | 701 | City of Anthony - (KS) | 701 | Electric Utility | Southwest Power Pool | SWPP | MRO | SPNO | SPP North |  | 20 | 77 | Harper | 37.1517 | -98.0311 | 3 | 3 | DFO | OIL |  | 0.00241 | 11.1 | 1 | [6 empty] | 3147 | 1113 | 3147 | 1113 | 233.999 | 83 | 3.346 | 1.062 | 0.307 | 256.993 | 16.277 | 3.028 | 257.648 |  | 28.598 | 25.59 | 2.625 | 2196.531 | 0.07 | 0.013 | 2202.127 |  | 2.126 | 1.908 | 0.195 | 163.326 | 0.005 | 0.001 | 163.742 |  | 28.598 | 25.59 | 2.625 | 2196.521 | 0.07 | 0.013 | 2202.117 |  | 3.346 | 1.062 | 0.307 | 256.993 | 16.277 | 3.028 |  | 3147 | 1113 | 3147 | 1113 | EIA | EIA | EIA | EIA | EIA | EIA | -- | EIA | EIA | [14 empty] | 13448.718 | 0 | 157.53 | 76.47 | 0 | 0 | 0 | 0 | 0 | 0 | 0 | 0 | 234 | 0 | 0 | 234 | 0 | 0 | 0.67321 | 0.32679 | 0 | 0 | 0 | 0 | 0 | 0 | 0 | 0 | 1 | 0 | 0 | 1 | 0 | [7 empty] | https://www.google.com/maps/@?api=1&map_action=map&center=37.151699999999998%2C-98.031099999999995&zoom=17&basemap=satellite | 2260 | [118 empty] | 0.23 |  |  | 38 |  |  | 0.35 | 0.08 |  |  | 20 |  |  | 0.4 | 0.38 |  |  | 65 |  |  | 0.3 | 0 |  |  | 0 |  |  | 0.05 | 0.08 |  |  | 49 |  |  | 0.12 | 0.11 |  |  | 87 |  |  | 0.06 | 0.21 |  |  | 69 |  |  | 0.16 | 0.00044753 | 0.0092274 | Oil | FRS_110028020193
1006 | 1466 | 2021 | CA | PE Berkeley | 50849 | Pacific Gas & Electric Co | 14328 | Berkeley Cogeneration Facility | 61261 | Commercial CHP | California Independent System Operator | CISO | WECC | CAMX | WECC California | CAISO | 6 | 1 | Alameda | 37.8703 | -122.2634 | 2 | 2 | NG | GAS |  | 0.5967 | 28.5 | 0.33884 |  | Yes | 858738.4 | 0.592 | 0.44116 |  | 845043.579 | 295990.796 | 845043.579 | 295990.796 | 148971 | 56576 | 130.031 | 45.559 | 1.35 | 49388.174 | 1863.005 | 186.3 | 49439.22 |  | 1.746 | 1.611 | 0.018 | 663.058 | 0.013 | 0.001 | 663.743 |  | 0.308 | 0.308 | 0.003 | 116.889 | 0.002 | 0 | 117.01 |  | 1.746 | 1.611 | 0.018 | 663.058 | 0.013 | 0.001 | 663.743 |  | 294.745 | 103.269 | 3.061 | 111949.665 | 4222.929 | 422.293 |  | 1915485.804 | 670931.277 | 1915485.804 | 670931.277 | EIA | EIA | EIA | EIA | EIA | EIA | -- | [8 empty] | 1070442.225 | 374940.481 | 164.714 | 57.71 | 1.711 | 62561.491 | 2359.925 | 235.992 | 5672.5375 | 0 | 0 | 148971 | 0 | 0 | 0 | 0 | 0 | 0 | 0 | 0 | 148971 | 0 | 0 | 148971 | 0 | 0 | 0 | 1 | 0 | 0 | 0 | 0 | 0 | 0 | 0 | 0 | 1 | 0 | 0 | 1 | 0 | [7 empty] | https://www.google.com/maps/@?api=1&map_action=map&center=37.870331%2C-122.26336999999999&zoom=17&basemap=satellite | 212674 | [118 empty] | 0.36 |  |  | 60 |  |  | 0.35 | 0.47 |  |  | 65 |  |  | 0.4 | 0.23 |  |  | 42 |  |  | 0.3 | 0.04 |  |  | 71 |  |  | 0.05 | 0.04 |  |  | 27 |  |  | 0.12 | 0.04 |  |  | 43 |  |  | 0.06 | 0.15 |  |  | 47 |  |  | 0.16 | 2.4587 | 0.029643 | Gas | FRS_110028036667
1007 | 3908 | 2021 | KS | Ashland | 1259 | City of Ashland - (KS) | 911 | City of Ashland - (KS) | 911 | Electric Utility | Southwest Power Pool | SWPP | MRO | SPNO | SPP North |  | 20 | 25 | Clark | 37.1938 | -99.7631 | 5 | 5 | DFO | OIL |  | 0.00626 | 5.6 | 1 | [6 empty] | 2977.999 | 942.001 | 2977.999 | 942.001 | 307 | 97 | 5.043 | 1.593 | 0.432 | 224.671 | 19.696 | 3.939 | 225.504 |  | 32.853 | 32.845 | 2.813 | 1463.655 | 0.064 | 0.013 | 1469.082 |  | 3.387 | 3.382 | 0.29 | 150.887 | 0.007 | 0.001 | 151.447 |  | 32.853 | 32.845 | 2.813 | 1463.655 | 0.064 | 0.013 | 1469.082 |  | 5.043 | 1.593 | 0.432 | 224.671 | 19.696 | 3.939 |  | 2977.999 | 942.001 | 2977.999 | 942.001 | EIA | EIA | EIA | EIA | EIA | EIA | -- | EIA | EIA | [14 empty] | 9700.3225 | 0 | 307 | 0 | 0 | 0 | 0 | 0 | 0 | 0 | 0 | 0 | 307 | 0 | 0 | 307 | 0 | 0 | 1 | 0 | 0 | 0 | 0 | 0 | 0 | 0 | 0 | 0 | 1 | 0 | 0 | 1 | 0 | [7 empty] | https://www.google.com/maps/@?api=1&map_action=map&center=37.193787%2C-99.763073000000006&zoom=17&basemap=satellite | 860 | [118 empty] | 0.21 |  |  | 35 |  |  | 0.35 | 0.15 |  |  | 33 |  |  | 0.4 | 0.27 |  |  | 49 |  |  | 0.3 | 0 |  |  | 0 |  |  | 0.05 | 0.04 |  |  | 30 |  |  | 0.12 | 0.03 |  |  | 32 |  |  | 0.06 | 0.23 |  |  | 76 |  |  | 0.16 | 0.10218 | 2.587 | Oil | FRS_110017579609
1008 | 1467 | 2021 | CA | Pebbly Beach Generating Station Hybrid | 6704 | Southern California Edison Co | 17609 | Southern California Edison Co | 17609 | Electric Utility | California Independent System Operator | CISO | WECC | CAMX | WECC California | CAISO | 6 | 37 | Los Angeles | 33.3331 | -118.3103 | 30 | 30 | DFO | OIL |  | 0.25986 | 12.7 | 0.90023 | [6 empty] | 296316.01 | 130373.006 | 296316.01 | 130373.006 | 28909.993 | 12924.994 | 464.188 | 198.059 | 41.144 | 24022.963 | 1959.796 | 391.959 | 24105.862 |  | 32.113 | 30.647 | 2.846 | 1661.914 | 0.068 | 0.014 | 1667.649 |  | 3.133 | 3.038 | 0.278 | 162.144 | 0.007 | 0.001 | 162.704 |  | 32.113 | 30.647 | 2.846 | 1661.914 | 0.068 | 0.014 | 1667.649 |  | 464.188 | 198.059 | 41.144 | 24022.963 | 1959.796 | 391.959 |  | 296316.01 | 130373.006 | 296316.01 | 130373.006 | EIA | EIA | EIA | EIA | EIA | EIA | -- | EIA | EIA | [14 empty] | 10249.6026 | 0 | 28209 | 701 | 0 | 0 | 0 | 0 | 0 | 0 | 0 | 0 | 28910 | 0 | 0 | 28910 | 0 | 0 | 0.97575 | 0.024248 | 0 | 0 | 0 | 0 | 0 | 0 | 0 | 0 | 1 | 0 | 0 | 1 | 0 | [7 empty] | https://www.google.com/maps/@?api=1&map_action=map&center=33.333055999999999%2C-118.310278&zoom=17&basemap=satellite | 3878 | [118 empty] | 0.38 |  |  | 62 |  |  | 0.35 | 0.51 |  |  | 67 |  |  | 0.4 | 0.24 |  |  | 45 |  |  | 0.3 | 0.04 |  |  | 73 |  |  | 0.05 | 0.12 |  |  | 62 |  |  | 0.12 | 0.02 |  |  | 25 |  |  | 0.06 | 0.21 |  |  | 71 |  |  | 0.16 | 42.1363 | 3.0737 | Oil | FRS_110002420425
1009 | 3909 | 2021 | KS | Augusta Electric Plant No 1 | 1261 | City of Augusta - (KS) | 998 | City of Augusta - (KS) | 998 | Electric Utility | Southwest Power Pool | SWPP | MRO | SPNO | SPP North |  | 20 | 15 | Butler | 37.6785 | -96.9719 | 8 | 8 | NG | GAS |  | 0.00021 | 11.5 | 1 | [6 empty] | 243.999 | 73 | 243.999 | 73 | 20.999 | 7 | 0.41 | 0.121 | 0.035 | 15.738 | 1.614 | 0.323 | 15.806 |  | 39.049 | 34.571 | 3.372 | 1498.929 | 0.077 | 0.015 | 1505.43 |  | 3.361 | 3.315 | 0.29 | 129.001 | 0.007 | 0.001 | 129.56 |  | 39.048 | 34.57 | 3.371 | 1498.857 | 0.077 | 0.015 | 1505.358 |  | 0.41 | 0.121 | 0.035 | 15.738 | 1.614 | 0.323 |  | 243.999 | 73 | 243.999 | 73 | EIA | EIA | EIA | EIA | EIA | EIA | -- | EIA | EIA | [14 empty] | 11619 | 0 | 21 | 0 | 0 | 0 | 0 | 0 | 0 | 0 | 0 | 0 | 21 | 0 | 0 | 21 | 0 | 0 | 1 | 0 | 0 | 0 | 0 | 0 | 0 | 0 | 0 | 0 | 1 | 0 | 0 | 1 | 0 | [7 empty] | https://www.google.com/maps/@?api=1&map_action=map&center=37.678454000000002%2C-96.97193&zoom=17&basemap=satellite | 10079 | [118 empty] | 0.24 |  |  | 41 |  |  | 0.35 | 0.11 |  |  | 25 |  |  | 0.4 | 0.37 |  |  | 64 |  |  | 0.3 | 0 |  |  | 0 |  |  | 0.05 | 0.07 |  |  | 46 |  |  | 0.12 | 0.07 |  |  | 69 |  |  | 0.06 | 0.18 |  |  | 59 |  |  | 0.16 | 0.0026385 | 0 | Gas | FRS_110002076388
1010 | 1481 | 2021 | CA | Pio Pico Energy Center LLC | 57555 | San Diego Gas & Electric Co | 16609 | Pio Pico Energy Center LLC | 56895 | IPP Non-CHP | California Independent System Operator | CISO | WECC | CAMX | WECC California | CAISO | 6 | 73 | San Diego | 32.5739 | -116.9178 | 3 | 3 | NG | GAS |  | 0.02043 | 395.4 | 1 | [6 empty] | 739107.188 | 387669.532 | 739107.188 | 387669.532 | 70755.999 | 37112.001 | 4.478 | 2.207 | 0.221 | 43925.867 | 1693.282 | 169.328 | 43972.263 |  | 0.127 | 0.119 | 0.006 | 1241.615 | 0.024 | 0.002 | 1242.927 |  | 0.012 | 0.011 | 0.001 | 118.862 | 0.002 | 0 | 118.988 |  | 0.127 | 0.119 | 0.006 | 1241.615 | 0.024 | 0.002 | 1242.927 |  | 4.478 | 2.207 | 0.221 | 43925.867 | 1693.282 | 169.328 |  | 739107.188 | 387669.532 | 739107.188 | 387669.532 | EPA/CAMD | EPA/CAMD | EPA/CAMD | EPA/CAMD | EIA | EIA | -- | EPA/CAMD | EPA/CAMD | [14 empty] | 10445.8587 | 0 | 0 | 70756.001 | 0 | 0 | 0 | 0 | 0 | 0 | 0 | 0 | 70756.001 | 0 | 0 | 70756.001 | 0 | 0 | 0 | 1 | 0 | 0 | 0 | 0 | 0 | 0 | 0 | 0 | 1 | 0 | 0 | 1 | 0 | Yes |  | 812743.769 | 48299.004 | 5.176 | 0.243 |  | https://www.google.com/maps/@?api=1&map_action=map&center=32.573889000000001%2C-116.917777&zoom=17&basemap=satellite | 7387 | [118 empty] | 0.41 |  |  | 66 |  |  | 0.35 | 0.69 |  |  | 77 |  |  | 0.4 | 0.31 |  |  | 56 |  |  | 0.3 | 0.09 |  |  | 83 |  |  | 0.05 | 0.28 |  |  | 90 |  |  | 0.12 | 0.01 |  |  | 12 |  |  | 0.06 | 0.07 |  |  | 15 |  |  | 0.16 | 3.9066 | 0.076635 | Gas | FRS_110045006943
1011 | 3911 | 2021 | KS | Baldwin City Plant No 1 | 1262 | Kansas City Power & Light Co | 10000 | City of Baldwin City- (KS) | 1148 | Electric Utility | Southwest Power Pool | SWPP | MRO | SPNO | SPP North |  | 20 | 45 | Douglas | 38.7745 | -95.1867 | 3 | 3 | DFO | OIL |  | 0.00076 | 4.2 | 1 | [6 empty] | 307 | 104 | 307 | 104 | 27.999 | 9 | 0.493 | 0.168 | 0.045 | 25.07 | 2.03 | 0.406 | 25.156 |  | 35.216 | 37.333 | 3.186 | 1790.778 | 0.073 | 0.015 | 1796.913 |  | 3.212 | 3.231 | 0.291 | 163.322 | 0.007 | 0.001 | 163.882 |  | 35.214 | 37.332 | 3.186 | 1790.714 | 0.073 | 0.015 | 1796.849 |  | 0.493 | 0.168 | 0.045 | 25.07 | 2.03 | 0.406 |  | 307 | 104 | 307 | 104 | EIA | EIA | EIA | EIA | EIA | EIA | -- | EIA | EIA | [14 empty] | 10964.2857 | 0 | 28 | 0 | 0 | 0 | 0 | 0 | 0 | 0 | 0 | 0 | 28 | 0 | 0 | 28 | 0 | 0 | 1 | 0 | 0 | 0 | 0 | 0 | 0 | 0 | 0 | 0 | 1 | 0 | 0 | 1 | 0 | [7 empty] | https://www.google.com/maps/@?api=1&map_action=map&center=38.774500000000003%2C-95.186700000000002&zoom=17&basemap=satellite | 5458 | [118 empty] | 0.12 |  |  | 15 |  |  | 0.35 | 0.11 |  |  | 26 |  |  | 0.4 | 0.13 |  |  | 23 |  |  | 0.3 | 0 |  |  | 0 |  |  | 0.05 | 0.02 |  |  | 18 |  |  | 0.12 | 0.06 |  |  | 63 |  |  | 0.06 | 0.14 |  |  | 43 |  |  | 0.16 | 0.06417 | 3.6668 | Oil | FRS_110013909155
1012 | 1488 | 2021 | CA | Pixar - Emeryville | 59803 | Pacific Gas & Electric Co | 14328 | Bloom Energy | 57128 | IPP Non-CHP | California Independent System Operator | CISO | WECC | CAMX | WECC California | CAISO | 6 | 1 | Alameda | 37.8329 | -122.284 | 1 | 1 | NG | GAS |  | 0.6869 | 1.1 | 0.18849 | [8 empty] | 49059 | 23301 | 6619 | 3144 | 0 |  | 0 | 0 | [37 empty] | 49059 | 23301 | [6 empty] | -- | EIA | EIA | [15 empty] | 0 | 0 | 6619 | 0 | 0 | 0 | 0 | 0 | 0 | 0 | 0 | 6619 | 0 | 0 | 6619 | 0 | 0 | 0 | 1 | 0 | 0 | 0 | 0 | 0 | 0 | 0 | 0 | 1 | 0 | 0 | 1 | 0 | [7 empty] | https://www.google.com/maps/@?api=1&map_action=map&center=37.832859999999997%2C-122.284003&zoom=17&basemap=satellite | 241203 | [118 empty] | 0.43 |  |  | 67 |  |  | 0.35 | 0.55 |  |  | 70 |  |  | 0.4 | 0.29 |  |  | 51 |  |  | 0.3 | 0.06 |  |  | 78 |  |  | 0.05 | 0.07 |  |  | 43 |  |  | 0.12 | 0.04 |  |  | 42 |  |  | 0.06 | 0.14 |  |  | 43 |  |  | 0.16 | 0 | 0 | Gas | FRS_110070396568
1013 | 3913 | 2021 | KS | Belleville | 1263 | City of Belleville - (KS) | 1512 | City of Belleville - (KS) | 1512 | Electric Utility | Southwest Power Pool | SWPP | MRO | SPNO | SPP North |  | 20 | 157 | Republic | 39.8328 | -97.632 | 5 | 5 | NG | GAS |  | 0.00221 | 14.3 | 1 | [6 empty] | 3083.999 | 1018.001 | 3083.999 | 1018.001 | 277.338 | 91.243 | 4.902 | 1.612 | 0.398 | 194.262 | 18.88 | 3.7 | 195.049 |  | 35.35 | 35.334 | 2.869 | 1400.904 | 0.068 | 0.013 | 1406.582 |  | 3.179 | 3.167 | 0.258 | 125.981 | 0.006 | 0.001 | 126.491 |  | 35.35 | 35.334 | 2.869 | 1400.894 | 0.068 | 0.013 | 1406.572 |  | 4.902 | 1.612 | 0.398 | 194.262 | 18.88 | 3.7 |  | 3083.999 | 1018.001 | 3083.999 | 1018.001 | EIA | EIA | EIA | EIA | EIA | EIA | -- | EIA | EIA | [14 empty] | 11119.9214 | 0 | 246.33 | 31.01 | 0 | 0 | 0 | 0 | 0 | 0 | 0 | 0 | 277.34 | 0 | 0 | 277.34 | 0 | 0 | 0.88819 | 0.11181 | 0 | 0 | 0 | 0 | 0 | 0 | 0 | 0 | 1 | 0 | 0 | 1 | 0 | [7 empty] | https://www.google.com/maps/@?api=1&map_action=map&center=39.832768999999999%2C-97.632037999999994&zoom=17&basemap=satellite | 2115 | [118 empty] | 0.19 |  |  | 31 |  |  | 0.35 | 0.07 |  |  | 18 |  |  | 0.4 | 0.32 |  |  | 57 |  |  | 0.3 | 0 |  |  | 0 |  |  | 0.05 | 0.05 |  |  | 36 |  |  | 0.12 | 0.06 |  |  | 58 |  |  | 0.06 | 0.28 |  |  | 87 |  |  | 0.16 | 0.051974 | 0.67133 | Gas | FRS_110017537637
1014 | 3070 | 2021 | IA | Electrifarm | 6063 | MidAmerican Energy Co | 12341 | MidAmerican Energy Co | 12341 | Electric Utility | Midcontinent Independent Transmission System Operator, Inc.. | MISO | MRO | MROW | MRO West | MISO | 19 | 13 | Black Hawk | 42.4407 | -92.4205 | 3 | 3 | NG | GAS |  | 0.00382 | 264.1 | 1 | [6 empty] | 158766 | 98018.7 | 158766 | 98018.7 | 8847 | 5462 | 23.226 | 14.347 | 0.522 | 9279.004 | 373.155 | 39.907 | 9289.615 |  | 5.251 | 5.253 | 0.118 | 2097.661 | 0.042 | 0.005 | 2100.06 |  | 0.293 | 0.293 | 0.007 | 116.889 | 0.002 | 0 | 117.023 |  | 5.251 | 5.253 | 0.118 | 2097.661 | 0.042 | 0.005 | 2100.059 |  | 23.226 | 14.347 | 0.522 | 9279.004 | 373.155 | 39.907 |  | 158766 | 98018.7 | 158766 | 98018.7 | EPA/CAMD | EPA/CAMD | EPA/CAMD | EIA | EIA | EIA | -- | EPA/CAMD | EPA/CAMD | [14 empty] | 17945.7403 | 0 | 214.753 | 8632.249 | 0 | 0 | 0 | 0 | 0 | 0 | 0 | 0 | 8847.002 | 0 | 0 | 8847.002 | 0 | 0 | 0.024274 | 0.97573 | 0 | 0 | 0 | 0 | 0 | 0 | 0 | 0 | 1 | 0 | 0 | 1 | 0 | Yes |  | 170345.4 |  | 26.804 | 4.027 |  | https://www.google.com/maps/@?api=1&map_action=map&center=42.4407%2C-92.420500000000004&zoom=17&basemap=satellite | 7688 | [118 empty] | 0.19 |  |  | 29 |  |  | 0.35 | 0.12 |  |  | 27 |  |  | 0.4 | 0.25 |  |  | 46 |  |  | 0.3 | 0.01 |  |  | 57 |  |  | 0.05 | 0.03 |  |  | 23 |  |  | 0.12 | 0.05 |  |  | 55 |  |  | 0.06 | 0.17 |  |  | 56 |  |  | 0.16 | 0.17325 | 0.26695 | Gas | FRS_110018865682
1015 | 3914 | 2021 | KS | Beloit | 1264 | City of Beloit - (KS) | 1525 | City of Beloit - (KS) | 1525 | Electric Utility | Southwest Power Pool | SWPP | MRO | SPNO | SPP North |  | 20 | 123 | Mitchell | 39.4578 | -98.1122 | 7 | 7 | DFO | OIL |  | 0.0044 | 19.3 | 1 | [6 empty] | 7128.999 | 2539.998 | 7128.999 | 2539.998 | 743.999 | 264.999 | 7.39 | 2.339 | 0.661 | 582.175 | 35.823 | 6.598 | 583.606 |  | 19.866 | 17.653 | 1.778 | 1564.989 | 0.048 | 0.009 | 1568.835 |  | 2.073 | 1.842 | 0.186 | 163.326 | 0.005 | 0.001 | 163.727 |  | 19.866 | 17.653 | 1.778 | 1564.987 | 0.048 | 0.009 | 1568.833 |  | 7.39 | 2.339 | 0.661 | 582.175 | 35.823 | 6.598 |  | 7128.999 | 2539.998 | 7128.999 | 2539.998 | EIA | EIA | EIA | EIA | EIA | EIA | -- | EIA | EIA | [14 empty] | 9581.9879 | 0 | 475.825 | 268.175 | 0 | 0 | 0 | 0 | 0 | 0 | 0 | 0 | 744 | 0 | 0 | 744 | 0 | 0 | 0.63955 | 0.36045 | 0 | 0 | 0 | 0 | 0 | 0 | 0 | 0 | 1 | 0 | 0 | 1 | 0 | [7 empty] | https://www.google.com/maps/@?api=1&map_action=map&center=39.457799999999999%2C-98.112200000000001&zoom=17&basemap=satellite | 3624 | [118 empty] | 0.22 |  |  | 38 |  |  | 0.35 | 0.06 |  |  | 16 |  |  | 0.4 | 0.39 |  |  | 67 |  |  | 0.3 | 0 |  |  | 0 |  |  | 0.05 | 0.06 |  |  | 41 |  |  | 0.12 | 0.07 |  |  | 70 |  |  | 0.06 | 0.24 |  |  | 79 |  |  | 0.16 | 0.25203 | 3.1504 | Oil | FRS_110001244332
1016 | 1489 | 2021 | CA | Plant No 1 Orange County | 50696 | Southern California Edison Co | 17609 | Orange County Sanitation Dist | 14155 | Commercial CHP | California Independent System Operator | CISO | WECC | CAMX | WECC California | CAISO | 6 | 59 | Orange | 33.6942 | -117.9381 | 3 | 3 | OBG | BIOMASS |  | 0.51855 | 7.5 | 0.46908 | Yes | Yes | 32992 | 3.524 | 0.82454 |  | 332009.873 | 139631.283 | 332009.873 | 139631.283 | 34068.999 | 14328 | 663.663 | 276.416 | 1.004 | 1464.294 | 769.457 | 76.946 | 1485.378 |  | 38.96 | 38.584 | 0.059 | 85.961 | 0.023 | 0.002 | 87.198 |  | 3.998 | 3.959 | 0.006 | 8.821 | 0.002 | 0 | 8.948 |  | 38.96 | 38.584 | 0.059 | 85.961 | 0.023 | 0.002 | 87.198 |  | 804.891 | 335.238 | 1.218 | 25568.952 | 933.198 | 93.32 |  | 402662.001 | 169344.999 | 402662.001 | 169344.999 | EIA | EIA | EIA | EIA | EIA | EIA | -- | EIA | EIA |  |  |  | 23793.054 |  |  | 70652.128 | 29713.716 | 141.228 | 58.822 | 0.214 | 311.604 | 163.741 | 16.374 | 9745.2192 | 0 | 0 | 2366.311 | 0 | 0 | 31702.689 | 0 | 0 | 0 | 0 | 0 | 2366.311 | 31702.689 | 31702.689 | 34069 | 0 | 0 | 0 | 0.069456 | 0 | 0 | 0.93054 | 0 | 0 | 0 | 0 | 0 | 0.069456 | 0.93054 | 0.93054 | 1 | 0 | [7 empty] | https://www.google.com/maps/@?api=1&map_action=map&center=33.694200000000002%2C-117.93810000000001&zoom=17&basemap=satellite | 189987 | [118 empty] | 0.4 |  |  | 64 |  |  | 0.35 | 0.57 |  |  | 71 |  |  | 0.4 | 0.22 |  |  | 41 |  |  | 0.3 | 0.07 |  |  | 79 |  |  | 0.05 | 0.14 |  |  | 68 |  |  | 0.12 | 0.05 |  |  | 51 |  |  | 0.06 | 0.17 |  |  | 55 |  |  | 0.16 | 2.4419 | 0.14376 | Biomass | FRS_110000759448
1017 | 3921 | 2021 | KS | Burlingame | 1265 | Westar Energy Inc | 22500 | City of Burlingame - (KS) | 2547 | Electric Utility | Southwest Power Pool | SWPP | MRO | SPNO | SPP North |  | 20 | 139 | Osage | 38.7551 | -95.8368 | 4 | 4 | NG | GAS |  | 0.00257 | 4 | 1 | [6 empty] | 667 | 226 | 667 | 226 | 90 | 31 | 0.178 | 0.076 | 0 | 38.982 | 3.781 | 0.725 | 39.137 |  | 3.956 | 4.903 | 0.009 | 866.267 | 0.042 | 0.008 | 869.716 |  | 0.534 | 0.673 | 0.001 | 116.888 | 0.006 | 0.001 | 117.353 |  | 3.956 | 4.903 | 0.009 | 866.267 | 0.042 | 0.008 | 869.716 |  | 0.178 | 0.076 | 0 | 38.982 | 3.781 | 0.725 |  | 667 | 226 | 667 | 226 | EIA | EIA | EIA | EIA | EIA | EIA | -- | EIA | EIA | [14 empty] | 7411.1111 | 0 | 70.736 | 19.264 | 0 | 0 | 0 | 0 | 0 | 0 | 0 | 0 | 90 | 0 | 0 | 90 | 0 | 0 | 0.78596 | 0.21404 | 0 | 0 | 0 | 0 | 0 | 0 | 0 | 0 | 1 | 0 | 0 | 1 | 0 | [7 empty] | https://www.google.com/maps/@?api=1&map_action=map&center=38.755099999999999%2C-95.836799999999997&zoom=17&basemap=satellite | 1311 | [118 empty] | 0.18 |  |  | 27 |  |  | 0.35 | 0.04 |  |  | 12 |  |  | 0.4 | 0.31 |  |  | 56 |  |  | 0.3 | 0 |  |  | 0 |  |  | 0.05 | 0.07 |  |  | 45 |  |  | 0.12 | 0.06 |  |  | 63 |  |  | 0.06 | 0.23 |  |  | 76 |  |  | 0.16 | 1.4559e-05 | 0.0041597 | Gas | FRS_110001306881
1018 | 1490 | 2021 | CA | Plant No 2 Orange County | 52099 | Southern California Edison Co | 17609 | Orange County Sanitation Dist | 14155 | Commercial CHP | California Independent System Operator | CISO | WECC | CAMX | WECC California | CAISO | 6 | 59 | Orange | 33.6433 | -117.9556 | 6 | 6 | OBG | BIOMASS |  | 0.29662 | 16 | 0.83897 | Yes | Yes | 112256.8 | 1.264 | 0.62761 |  | 363809.318 | 154507.78 | 363809.318 | 154507.78 | 41574 | 17656 | 668.717 | 278.522 | 1.017 | 3237.764 | 840.032 | 84.003 | 3260.781 |  | 32.17 | 31.55 | 0.049 | 155.759 | 0.02 | 0.002 | 156.866 |  | 3.676 | 3.605 | 0.006 | 17.799 | 0.002 | 0 | 17.926 |  | 32.17 | 31.55 | 0.049 | 155.759 | 0.02 | 0.002 | 156.866 |  | 1065.505 | 443.785 | 1.62 | 36809.43 | 1338.471 | 133.847 |  | 579678 | 246186 | 579678 | 246186 | EIA | EIA | EIA | EIA | EIA | EIA | -- | EIA | EIA |  |  |  | 31650.518 |  |  | 215868.682 | 91678.22 | 396.788 | 165.263 | 0.603 | 1921.149 | 498.439 | 49.844 | 8750.8856 | 0 | 0 | 5826.642 | 0 | 0 | 35747.358 | 0 | 0 | 0 | 0 | 0 | 5826.642 | 35747.358 | 35747.358 | 41574 | 0 | 0 | 0 | 0.14015 | 0 | 0 | 0.85985 | 0 | 0 | 0 | 0 | 0 | 0.14015 | 0.85985 | 0.85985 | 1 | 0 | [7 empty] | https://www.google.com/maps/@?api=1&map_action=map&center=33.643300000000004%2C-117.9556&zoom=17&basemap=satellite | 145612 | [118 empty] | 0.31 |  |  | 53 |  |  | 0.35 | 0.4 |  |  | 59 |  |  | 0.4 | 0.22 |  |  | 40 |  |  | 0.3 | 0.04 |  |  | 72 |  |  | 0.05 | 0.1 |  |  | 58 |  |  | 0.12 | 0.05 |  |  | 48 |  |  | 0.06 | 0.16 |  |  | 54 |  |  | 0.16 | 3.6218 | 0.1322 | Biomass | FRS_110000783992
1019 | 3922 | 2021 | KS | Burlington (KS) | 1266 | Westar Energy Inc | 22500 | City of Burlington - (KS) | 2551 | Electric Utility | Southwest Power Pool | SWPP | MRO | SPNO | SPP North |  | 20 | 31 | Coffey | 38.1934 | -95.75 | 5 | 5 | NG | GAS |  | 0.00488 | 11.4 | 1 | [6 empty] | 3955.001 | 1265 | 3955.001 | 1265 | 487 | 155.999 | 6.631 | 2.114 | 0.552 | 276.258 | 25.488 | 5.064 | 277.331 |  | 27.232 | 27.103 | 2.265 | 1134.53 | 0.052 | 0.01 | 1138.937 |  | 3.353 | 3.342 | 0.279 | 139.701 | 0.006 | 0.001 | 140.243 |  | 27.232 | 27.103 | 2.265 | 1134.53 | 0.052 | 0.01 | 1138.937 |  | 6.631 | 2.114 | 0.552 | 276.258 | 25.488 | 5.064 |  | 3955.001 | 1265 | 3955.001 | 1265 | EIA | EIA | EIA | EIA | EIA | EIA | -- | EIA | EIA | [14 empty] | 8121.152 | 0 | 468.295 | 18.705 | 0 | 0 | 0 | 0 | 0 | 0 | 0 | 0 | 487 | 0 | 0 | 487 | 0 | 0 | 0.96159 | 0.038409 | 0 | 0 | 0 | 0 | 0 | 0 | 0 | 0 | 1 | 0 | 0 | 1 | 0 | [7 empty] | https://www.google.com/maps/@?api=1&map_action=map&center=38.193441%2C-95.749953000000005&zoom=17&basemap=satellite | 2751 | [118 empty] | 0.24 |  |  | 40 |  |  | 0.35 | 0.1 |  |  | 24 |  |  | 0.4 | 0.37 |  |  | 65 |  |  | 0.3 | 0 |  |  | 0 |  |  | 0.05 | 0.07 |  |  | 43 |  |  | 0.12 | 0.06 |  |  | 58 |  |  | 0.06 | 0.19 |  |  | 64 |  |  | 0.16 | 0.17606 | 1.863 | Gas | FRS_110028020291
1020 | 1505 | 2021 | CA | Potrero Hills Energy Producers | 59952 | Pacific Gas & Electric Co | 14328 | Potrero Hills Energy Producers, LLC | 59713 | IPP Non-CHP | California Independent System Operator | CISO | WECC | CAMX | WECC California | CAISO | 6 | 95 | Solano | 38.217 | -121.9795 | 5 | 5 | LFG | BIOMASS |  | 0.85006 | 8 | 0 | Yes | [5 empty] | 560921 | 233624 | 560921 | 233624 | 59572 | 24812 | 0 | 0 | 9.395 | 0 | 0 | 0 | 0 |  | 0 | 0 | 0.315 | 0 | 0 | 0 | 0 |  | 0 | 0 | 0.033 | 0 | 0 | 0 | 0 |  | 0 | 0 | 0.315 | 0 | 0 | 0 | 0 |  | 410.775 | 171.09 | 12.62 | 35618.365 | 1304.703 | 130.47 |  | 560921 | 233624 | 560921 | 233624 | EIA | EIA | EIA | EIA | EIA | EIA | -- | EIA | EIA | 410.775 | 171.09 | 3.225 | 35618.365 | 1304.703 | 130.47 | [8 empty] | 9415.8497 | 0 | 0 | 0 | 0 | 0 | 59572 | 0 | 0 | 0 | 0 | 0 | 0 | 59572 | 59572 | 59572 | 0 | 0 | 0 | 0 | 0 | 0 | 1 | 0 | 0 | 0 | 0 | 0 | 0 | 1 | 1 | 1 | 0 | [7 empty] | https://www.google.com/maps/@?api=1&map_action=map&center=38.216973000000003%2C-121.97945199999999&zoom=17&basemap=satellite | 16032 | [118 empty] | 0.43 |  |  | 68 |  |  | 0.35 | 0.74 |  |  | 80 |  |  | 0.4 | 0.12 |  |  | 22 |  |  | 0.3 | 0.03 |  |  | 69 |  |  | 0.05 | 0.1 |  |  | 57 |  |  | 0.12 | 0.05 |  |  | 47 |  |  | 0.06 | 0.14 |  |  | 45 |  |  | 0.16 | 4.8626 | 0.153 | Biomass | FRS_110070119221
1021 | 3926 | 2021 | KS | Chanute 2 | 1268 | City of Chanute | 3355 | City of Chanute | 3355 | Electric Utility | Southwest Power Pool | SWPP | MRO | SPNO | SPP North |  | 20 | 133 | Neosho | 37.6953 | -95.4586 | 1 | 3 | NG | GAS |  | 0.34184 | 64 | 0.76361 | [6 empty] | 2481944.089 | 670397.467 | 2481944.089 | 670397.467 | 191647 | 51766 | 105.89 | 31.946 | 0.745 | 147499.876 | 5283.129 | 528.376 | 147644.643 |  | 1.105 | 1.234 | 0.008 | 1539.287 | 0.028 | 0.003 | 1540.798 |  | 0.085 | 0.095 | 0.001 | 118.858 | 0.002 | 0 | 118.975 |  | 1.105 | 1.234 | 0.008 | 1539.287 | 0.028 | 0.003 | 1540.798 |  | 105.89 | 31.946 | 0.745 | 147499.876 | 5283.129 | 528.376 |  | 2481944.089 | 670397.467 | 2481944.089 | 670397.467 | EPA/CAMD | EPA/CAMD | EPA/CAMD | EPA/CAMD | EIA | EIA | -- | EPA/CAMD | EPA/CAMD | [14 empty] | 12950.6024 | 0 | 9.91 | 191637.089 | 0 | 0 | 0 | 0 | 0 | 0 | 0 | 0 | 191646.999 | 0 | 0 | 191646.999 | 0 | 0 | 5.171e-05 | 0.99995 | 0 | 0 | 0 | 0 | 0 | 0 | 0 | 0 | 1 | 0 | 0 | 1 | 0 | Yes |  | 3340827.503 | 198541.03 | 131.52 | 1.002 |  | https://www.google.com/maps/@?api=1&map_action=map&center=37.695300000000003%2C-95.458600000000004&zoom=17&basemap=satellite | 9366 | [118 empty] | 0.27 |  |  | 47 |  |  | 0.35 | 0.12 |  |  | 27 |  |  | 0.4 | 0.43 |  |  | 72 |  |  | 0.3 | 0 |  |  | 0 |  |  | 0.05 | 0.08 |  |  | 49 |  |  | 0.12 | 0.06 |  |  | 58 |  |  | 0.06 | 0.19 |  |  | 65 |  |  | 0.16 | 10.1886 | 0.084957 | Gas | FRS_110001370187
1022 | 1507 | 2021 | CA | Power Generation Station (PGS) 2 | 57696 | Pacific Gas & Electric Co | 14328 | East Bay Municipal Util Dist | 5571 | Commercial CHP | California Independent System Operator | CISO | WECC | CAMX | WECC California | CAISO | 6 | 1 | Alameda | 37.8258 | -122.2961 | 1 | 1 | OBG | BIOMASS |  | 0.39984 | 4.6 | 0.66693 | Yes | Yes | 85339.2 | 0.644 | 0.46212 |  | 97438.329 | 40583.707 | 97438.329 | 40583.707 | 16112 | 6711 | 21.702 | 9.039 | 0.317 | 0 | 226.642 | 22.664 | 6.21 |  | 2.694 | 2.694 | 0.039 | 0 | 0.014 | 0.001 | 0.771 |  | 0.445 | 0.445 | 0.007 | 0 | 0.002 | 0 | 0.127 |  | 2.694 | 2.694 | 0.039 | 0 | 0.014 | 0.001 | 0.771 |  | 46.962 | 19.56 | 0.685 | 13388.867 | 490.435 | 49.044 |  | 210849 | 87820 | 210849 | 87820 | EIA | EIA | EIA | EIA | EIA | EIA | -- | EIA | EIA |  |  |  | 13388.867 |  |  | 113410.671 | 47236.293 | 25.26 | 10.521 | 0.369 | 13388.867 | 263.793 | 26.379 | 6047.5626 | 0 | 0 | 0 | 0 | 0 | 16112 | 0 | 0 | 0 | 0 | 0 | 0 | 16112 | 16112 | 16112 | 0 | 0 | 0 | 0 | 0 | 0 | 1 | 0 | 0 | 0 | 0 | 0 | 0 | 1 | 1 | 1 | 0 | [7 empty] | https://www.google.com/maps/@?api=1&map_action=map&center=37.825833000000003%2C-122.296111&zoom=17&basemap=satellite | 181494 | [118 empty] | 0.43 |  |  | 67 |  |  | 0.35 | 0.58 |  |  | 71 |  |  | 0.4 | 0.28 |  |  | 51 |  |  | 0.3 | 0.07 |  |  | 80 |  |  | 0.05 | 0.08 |  |  | 46 |  |  | 0.12 | 0.05 |  |  | 47 |  |  | 0.06 | 0.14 |  |  | 44 |  |  | 0.16 | 1.6239 | 0.13142 | Biomass | FRS_110045008246
1023 | 3935 | 2021 | KS | Clay Center | 1270 | Westar Energy Inc | 22500 | City of Clay Center - (KS) | 3710 | Electric Utility | Southwest Power Pool | SWPP | MRO | SPNO | SPP North |  | 20 | 27 | Clay | 39.374 | -97.1272 | 8 | 8 | NG | GAS |  | 0.003 | 29.9 | 1 | [6 empty] | 19296.999 | 7420.001 | 19296.999 | 7420.001 | 786.999 | 303.001 | 18.189 | 7.771 | 0.019 | 1127.805 | 75.475 | 12.487 | 1130.609 |  | 46.224 | 51.294 | 0.048 | 2866.09 | 0.096 | 0.016 | 2873.216 |  | 1.885 | 2.095 | 0.002 | 116.889 | 0.004 | 0.001 | 117.18 |  | 46.224 | 51.293 | 0.048 | 2866.086 | 0.096 | 0.016 | 2873.212 |  | 18.189 | 7.771 | 0.019 | 1127.805 | 75.475 | 12.487 |  | 19296.999 | 7420.001 | 19296.999 | 7420.001 | EIA | EIA | EIA | EIA | EIA | EIA | -- | EIA | EIA | [14 empty] | 24519.6938 | 0 | 304.625 | 482.375 | 0 | 0 | 0 | 0 | 0 | 0 | 0 | 0 | 787 | 0 | 0 | 787 | 0 | 0 | 0.38707 | 0.61293 | 0 | 0 | 0 | 0 | 0 | 0 | 0 | 0 | 1 | 0 | 0 | 1 | 0 | [7 empty] | https://www.google.com/maps/@?api=1&map_action=map&center=39.373966000000003%2C-97.127211000000003&zoom=17&basemap=satellite | 4509 | [118 empty] | 0.15 |  |  | 22 |  |  | 0.35 | 0.06 |  |  | 16 |  |  | 0.4 | 0.25 |  |  | 46 |  |  | 0.3 | 0 |  |  | 0 |  |  | 0.05 | 0.08 |  |  | 50 |  |  | 0.12 | 0.06 |  |  | 62 |  |  | 0.06 | 0.27 |  |  | 84 |  |  | 0.16 | 0.00038381 | 0 | Gas | FRS_110064230489
1024 | 1510 | 2021 | CA | PRC-Desoto Intl/PPG Aerospace | 58085 | Southern California Edison Co | 17609 | PRC-Desoto Intl Corp./PPG | 57468 | Industrial Non-CHP | California Independent System Operator | CISO | WECC | CAMX | WECC California | CAISO | 6 | 29 | Kern | 34.9897 | -118.1506 | 2 | 2 | DFO | OIL |  | 0 | 1.5 | [13 empty] | 0 |  | 0 | 0 | [45 empty] | -- | [56 empty] | https://www.google.com/maps/@?api=1&map_action=map&center=34.989722%2C-118.15055599999999&zoom=17&basemap=satellite | 606 | [118 empty] | 0.58 |  |  | 81 |  |  | 0.35 | 0.66 |  |  | 76 |  |  | 0.4 | 0.5 |  |  | 80 |  |  | 0.3 | 0.13 |  |  | 88 |  |  | 0.05 | 0.42 |  |  | 96 |  |  | 0.12 | 0.07 |  |  | 70 |  |  | 0.06 | 0.12 |  |  | 33 |  |  | 0.16 |  |  | Oil | FRS_
1025 | 3939 | 2021 | KS | Coffeyville | 1271 | City of Coffeyville - (KS) | 3892 | City of Coffeyville - (KS) | 3892 | Electric Utility | Southwest Power Pool | SWPP | MRO | SPSO | SPP South |  | 20 | 125 | Montgomery | 37.0373 | -95.6127 | 1 | 3 | NG | GAS |  | 0.00139 | 44 | 1 | [6 empty] | 3504.434 | 2564.945 | 3504.434 | 2564.945 | 534 | 265 | 0.265 | 0.188 | 0.001 | 208.609 | 36.555 | 6.526 | 210.038 |  | 0.993 | 1.419 | 0.004 | 781.307 | 0.068 | 0.012 | 786.66 |  | 0.151 | 0.147 | 0.001 | 119.054 | 0.01 | 0.002 | 119.87 |  | 0.993 | 1.419 | 0.004 | 781.307 | 0.068 | 0.012 | 786.66 |  | 0.265 | 0.188 | 0.001 | 208.609 | 36.555 | 6.526 |  | 3504.434 | 2564.945 | 3504.434 | 2564.945 | EPA/CAMD | EPA/CAMD | EPA/CAMD | EPA/CAMD | EIA | EIA | -- | EPA/CAMD | EPA/CAMD | [14 empty] | 6562.6105 | 0 | 305 | 229 | 0 | 0 | 0 | 0 | 0 | 0 | 0 | 0 | 534 | 0 | 0 | 534 | 0 | 0 | 0.57116 | 0.42884 | 0 | 0 | 0 | 0 | 0 | 0 | 0 | 0 | 1 | 0 | 0 | 1 | 0 | Yes |  | 23219.857 | 1379.608 | 1.611 | 0.007 |  | https://www.google.com/maps/@?api=1&map_action=map&center=37.037343999999997%2C-95.612689000000003&zoom=17&basemap=satellite | 9350 | [118 empty] | 0.45 |  |  | 69 |  |  | 0.35 | 0.35 |  |  | 55 |  |  | 0.4 | 0.54 |  |  | 83 |  |  | 0.3 | 0.01 |  |  | 60 |  |  | 0.05 | 0.14 |  |  | 69 |  |  | 0.12 | 0.06 |  |  | 57 |  |  | 0.06 | 0.18 |  |  | 59 |  |  | 0.16 | 0.85424 | 6.7797 | Gas | FRS_110017530000
1026 | 1512 | 2021 | CA | Prima Plant | 55601 | San Diego Gas & Electric Co | 16609 | MM Prima Deshecha Energy LLC | 57250 | IPP Non-CHP | California Independent System Operator | CISO | WECC | CAMX | WECC California | CAISO | 6 | 59 | Orange | 33.4949 | -117.6146 | 2 | 2 | LFG | BIOMASS |  | 0.85624 | 6 | 0 | Yes | [5 empty] | 522429 | 217592 | 522429 | 217592 | 45004 | 18744 | 0 | 0 | 8.751 | 0 | 0 | 0 | 0 |  | 0 | 0 | 0.389 | 0 | 0 | 0 | 0 |  | 0 | 0 | 0.033 | 0 | 0 | 0 | 0 |  | 0 | 0 | 0.389 | 0 | 0 | 0 | 0 |  | 399.536 | 166.408 | 11.755 | 33174.132 | 1215.171 | 121.517 |  | 522429 | 217592 | 522429 | 217592 | EIA | EIA | EIA | EIA | EIA | EIA | -- | EIA | EIA | 399.536 | 166.408 | 3.004 | 33174.132 | 1215.171 | 121.517 | [8 empty] | 11608.5015 | 0 | 0 | 0 | 0 | 0 | 45004 | 0 | 0 | 0 | 0 | 0 | 0 | 45004 | 45004 | 45004 | 0 | 0 | 0 | 0 | 0 | 0 | 1 | 0 | 0 | 0 | 0 | 0 | 0 | 1 | 1 | 1 | 0 | [7 empty] | https://www.google.com/maps/@?api=1&map_action=map&center=33.494925000000002%2C-117.614587&zoom=17&basemap=satellite | 44380 | [118 empty] | 0.18 |  |  | 27 |  |  | 0.35 | 0.26 |  |  | 46 |  |  | 0.4 | 0.09 |  |  | 16 |  |  | 0.3 | 0.02 |  |  | 61 |  |  | 0.05 | 0.05 |  |  | 32 |  |  | 0.12 | 0.07 |  |  | 67 |  |  | 0.06 | 0.17 |  |  | 56 |  |  | 0.16 | 3.7044 | 0.162 | Biomass | FRS_110012694352
1027 | 3941 | 2021 | KS | Colby City of | 1272 | Midwest Energy Inc | 12524 | City of Colby - (KS) | 3913 | Electric Utility | Southwest Power Pool | SWPP | MRO | SPNO | SPP North |  | 20 | 193 | Thomas | 39.3944 | -101.0584 | 6 | 6 | DFO | OIL |  | 0.00341 | 17.7 | 1 | [6 empty] | 8645 | 2805.001 | 8645 | 2805.001 | 528 | 172.001 | 12.599 | 3.98 | 1.156 | 705.975 | 54.227 | 10.698 | 708.247 |  | 47.723 | 46.279 | 4.38 | 2674.148 | 0.103 | 0.02 | 2682.753 |  | 2.915 | 2.838 | 0.268 | 163.326 | 0.006 | 0.001 | 163.851 |  | 47.723 | 46.279 | 4.38 | 2674.148 | 0.103 | 0.02 | 2682.753 |  | 12.599 | 3.98 | 1.156 | 705.975 | 54.227 | 10.698 |  | 8645 | 2805.001 | 8645 | 2805.001 | EIA | EIA | EIA | EIA | EIA | EIA | -- | EIA | EIA | [14 empty] | 16373.1061 | 0 | 487.102 | 40.898 | 0 | 0 | 0 | 0 | 0 | 0 | 0 | 0 | 528 | 0 | 0 | 528 | 0 | 0 | 0.92254 | 0.077458 | 0 | 0 | 0 | 0 | 0 | 0 | 0 | 0 | 1 | 0 | 0 | 1 | 0 | [7 empty] | https://www.google.com/maps/@?api=1&map_action=map&center=39.394413999999998%2C-101.05837200000001&zoom=17&basemap=satellite | 5762 | [118 empty] | 0.18 |  |  | 27 |  |  | 0.35 | 0.11 |  |  | 25 |  |  | 0.4 | 0.24 |  |  | 44 |  |  | 0.3 | 0 |  |  | 0 |  |  | 0.05 | 0.08 |  |  | 48 |  |  | 0.12 | 0.06 |  |  | 61 |  |  | 0.06 | 0.18 |  |  | 59 |  |  | 0.16 | 0.11113 | 3.2687 | Oil | FRS_110013907834
1028 | 1513 | 2021 | CA | Procter and Gamble Power Plant | 7551 | Sacramento Municipal Util Dist | 16534 | Sacramento Municipal Util Dist | 16534 | Electric Utility | Balancing Authority of Northern California | BANC | WECC | CAMX | WECC California |  | 6 | 67 | Sacramento | 38.5309 | -121.4001 | 3 | 4 | NG | GAS |  | 0.39435 | 193.4 | 0.67608 |  | Yes | 872186.4 | 2.614 | 0.77708 |  | 4551228.199 | 2135850.974 | 4551228.199 | 2135850.974 | 668107 | 308073 | 16.532 | 7.852 | 1.366 | 270474.339 | 10148.436 | 1014.844 | 270752.406 |  | 0.049 | 0.051 | 0.004 | 809.674 | 0.015 | 0.002 | 810.506 |  | 0.007 | 0.007 | 0.001 | 118.858 | 0.002 | 0 | 118.98 |  | 0.049 | 0.051 | 0.004 | 809.674 | 0.015 | 0.002 | 810.506 |  | 21.275 | 10.105 | 1.758 | 348065.872 | 13059.739 | 1305.974 |  | 5856848.442 | 2748566.959 | 5856848.442 | 2748566.959 | EPA/CAMD | EPA/CAMD | EPA/CAMD | EPA/CAMD | EIA | EIA | -- | EPA/CAMD | EPA/CAMD | [6 empty] | 1305620.243 | 612715.985 | 4.743 | 2.253 | 0.392 | 77591.533 | 2911.303 | 291.13 | 6812.1247 | 0 | 0 | 668107 | 0 | 0 | 0 | 0 | 0 | 0 | 0 | 0 | 668107 | 0 | 0 | 668107 | 0 | 0 | 0 | 1 | 0 | 0 | 0 | 0 | 0 | 0 | 0 | 0 | 1 | 0 | 0 | 1 | 0 | Yes |  | 5953287.443 | 353798.388 | 21.273 | 1.787 |  | https://www.google.com/maps/@?api=1&map_action=map&center=38.530943000000001%2C-121.400128&zoom=17&basemap=satellite | 114394 | [118 empty] | 0.55 |  |  | 79 |  |  | 0.35 | 0.66 |  |  | 76 |  |  | 0.4 | 0.44 |  |  | 73 |  |  | 0.3 | 0.1 |  |  | 84 |  |  | 0.05 | 0.19 |  |  | 78 |  |  | 0.12 | 0.06 |  |  | 56 |  |  | 0.06 | 0.15 |  |  | 47 |  |  | 0.16 | 3.5383 | 0.010598 | Gas | FRS_110064256870
1029 | 3948 | 2021 | KS | Ellinwood | 1274 | Midwest Energy Inc | 12524 | City of Ellinwood - (KS) | 5802 | Electric Utility | Southwest Power Pool | SWPP | MRO | SPNO | SPP North |  | 20 | 9 | Barton | 38.3545 | -98.5834 | 5 | 5 | DFO | OIL |  | 0.00328 | 8.5 | 1 |  | Yes | 0 |  | 1 |  | 2406 | 820 | 2406 | 820 | 243.999 | 83.001 | 3.16 | 0.996 | 0.271 | 196.481 | 13.541 | 2.59 | 197.036 |  | 25.902 | 24 | 2.221 | 1610.507 | 0.055 | 0.011 | 1615.057 |  | 2.627 | 2.429 | 0.225 | 163.326 | 0.006 | 0.001 | 163.787 |  | 25.902 | 24 | 2.22 | 1610.5 | 0.055 | 0.011 | 1615.05 |  | 3.16 | 0.996 | 0.271 | 196.481 | 13.541 | 2.59 |  | 2406 | 820 | 2406 | 820 | EIA | EIA | EIA | EIA | EIA | EIA | -- | EIA | EIA | [6 empty] | 0 | 0 | 0 | 0 | 0 | 0 | 0 | 0 | 9860.6557 | 0 | 189.36 | 54.64 | 0 | 0 | 0 | 0 | 0 | 0 | 0 | 0 | 244 | 0 | 0 | 244 | 0 | 0 | 0.77607 | 0.22393 | 0 | 0 | 0 | 0 | 0 | 0 | 0 | 0 | 1 | 0 | 0 | 1 | 0 | [7 empty] | https://www.google.com/maps/@?api=1&map_action=map&center=38.354514000000002%2C-98.583436000000006&zoom=17&basemap=satellite | 2243 | [118 empty] | 0.16 |  |  | 23 |  |  | 0.35 | 0.04 |  |  | 12 |  |  | 0.4 | 0.28 |  |  | 51 |  |  | 0.3 | 0 |  |  | 0 |  |  | 0.05 | 0.07 |  |  | 42 |  |  | 0.12 | 0.03 |  |  | 31 |  |  | 0.06 | 0.26 |  |  | 82 |  |  | 0.16 | 0.06975 | 3.5769 | Oil | FRS_110009572587
1030 | 1516 | 2021 | CA | Puente Hills Energy Recovery | 10472 | Southern California Edison Co | 17609 | Los Angeles County Sanitation | 11217 | Commercial Non-CHP | California Independent System Operator | CISO | WECC | CAMX | WECC California | CAISO | 6 | 37 | Los Angeles | 34.0233 | -118.0241 | 2 | 1 | LFG | BIOMASS |  | 0.44345 | 50 | 0.59425 | Yes | [5 empty] | 2423345.154 | 1012655.122 | 2423345.154 | 1012655.122 | 194232 | 80164 | 0 | 0 | 0 | 0.01 | 0 | 0 | 0.01 |  | 0 | 0 | 0 | 0 | 0 | 0 | 0 |  | 0 | 0 | 0 | 0 | 0 | 0 | 0 |  | 0 | 0 | 0 | 0 | 0 | 0 | 0 |  | 401.91 | 69.999 | 2.214 | 153881.908 | 5636.706 | 563.671 |  | 2423345.154 | 1012655.122 | 2423345.154 | 1012655.122 | EIA | EIA | EIA | EIA | EIA | EIA | -- | EIA | EIA | 401.91 | 69.999 | 2.214 | 153881.898 | 5636.706 | 563.671 | [8 empty] | 12476.5495 | 0 | 0 | 0 | 0 | 0 | 194232 | 0 | 0 | 0 | 0 | 0 | 0 | 194232 | 194232 | 194232 | 0 | 0 | 0 | 0 | 0 | 0 | 1 | 0 | 0 | 0 | 0 | 0 | 0 | 1 | 1 | 1 | 0 | [7 empty] | https://www.google.com/maps/@?api=1&map_action=map&center=34.023299999999999%2C-118.0241&zoom=17&basemap=satellite | 113626 | [118 empty] | 0.63 |  |  | 85 |  |  | 0.35 | 0.91 |  |  | 89 |  |  | 0.4 | 0.36 |  |  | 63 |  |  | 0.3 | 0.15 |  |  | 90 |  |  | 0.05 | 0.29 |  |  | 90 |  |  | 0.12 | 0.06 |  |  | 60 |  |  | 0.06 | 0.14 |  |  | 45 |  |  | 0.16 | 3.6658 | 0.035586 | Biomass | FRS_110028036649
1031 | 3951 | 2021 | KS | Erie | 1276 | City of Erie - (KS) | 5957 | City of Erie - (KS) | 5957 | Electric Utility | Southwest Power Pool | SWPP | MRO | SPNO | SPP North |  | 20 | 133 | Neosho | 37.5668 | -95.2375 | 4 | 4 | DFO | OIL |  | 0.00027 | 4.3 | 1 | [6 empty] | 131.999 | 48 | 131.999 | 48 | 10 | 2.999 | 0.204 | 0.074 | 0.019 | 10.781 | 0.873 | 0.175 | 10.818 |  | 40.8 | 49.35 | 3.84 | 2156.2 | 0.087 | 0.017 | 2163.586 |  | 3.091 | 3.083 | 0.291 | 163.35 | 0.007 | 0.001 | 163.909 |  | 40.8 | 49.35 | 3.84 | 2156.2 | 0.087 | 0.017 | 2163.586 |  | 0.204 | 0.074 | 0.019 | 10.781 | 0.873 | 0.175 |  | 131.999 | 48 | 131.999 | 48 | EIA | EIA | EIA | EIA | EIA | EIA | -- | EIA | EIA | [14 empty] | 13199.9 | 0 | 10 | 0 | 0 | 0 | 0 | 0 | 0 | 0 | 0 | 0 | 10 | 0 | 0 | 10 | 0 | 0 | 1 | 0 | 0 | 0 | 0 | 0 | 0 | 0 | 0 | 0 | 1 | 0 | 0 | 1 | 0 | [7 empty] | https://www.google.com/maps/@?api=1&map_action=map&center=37.566809999999997%2C-95.237499&zoom=17&basemap=satellite | 1683 | [118 empty] | 0.26 |  |  | 45 |  |  | 0.35 | 0.12 |  |  | 27 |  |  | 0.4 | 0.41 |  |  | 69 |  |  | 0.3 | 0 |  |  | 0 |  |  | 0.05 | 0.05 |  |  | 32 |  |  | 0.12 | 0.11 |  |  | 87 |  |  | 0.06 | 0.21 |  |  | 71 |  |  | 0.16 | 0.028675 | 4.7788 | Oil | FRS_110028020718
1032 | 1520 | 2021 | CA | Q Plant | 59457 | San Diego Gas & Electric Co | 16609 | Qualcomm Incorporated | 59222 | Commercial CHP | California Independent System Operator | CISO | WECC | CAMX | WECC California | CAISO | 6 | 73 | San Diego | 32.9042 | -117.2011 | 1 | 1 | NG | GAS |  | 0.89073 | 4.6 | 0 |  | Yes | 144667.2 | 0.847 | 0.53031 |  | 194913.58 | 85522.743 | 194913.58 | 85522.743 | 35893 | 15813 | 30.219 | 13.259 | 0.311 | 11391.633 | 429.711 | 42.971 | 11403.407 |  | 1.684 | 1.677 | 0.017 | 634.755 | 0.012 | 0.001 | 635.411 |  | 0.31 | 0.31 | 0.003 | 116.889 | 0.002 | 0 | 117.01 |  | 1.684 | 1.677 | 0.017 | 634.755 | 0.012 | 0.001 | 635.411 |  | 56.984 | 25.003 | 0.587 | 21481.17 | 810.305 | 81.031 |  | 367548 | 161270 | 367548 | 161270 | EIA | EIA | EIA | EIA | EIA | EIA | -- | EIA | EIA | [6 empty] | 172634.42 | 75747.257 | 26.765 | 11.744 | 0.276 | 10089.537 | 380.594 | 38.059 | 5430.4065 | 0 | 0 | 35893 | 0 | 0 | 0 | 0 | 0 | 0 | 0 | 0 | 35893 | 0 | 0 | 35893 | 0 | 0 | 0 | 1 | 0 | 0 | 0 | 0 | 0 | 0 | 0 | 0 | 1 | 0 | 0 | 1 | 0 | [7 empty] | https://www.google.com/maps/@?api=1&map_action=map&center=32.904167000000001%2C-117.201111&zoom=17&basemap=satellite | 69410 | [118 empty] | 0.4 |  |  | 64 |  |  | 0.35 | 0.58 |  |  | 72 |  |  | 0.4 | 0.21 |  |  | 38 |  |  | 0.3 | 0.07 |  |  | 80 |  |  | 0.05 | 0.05 |  |  | 36 |  |  | 0.12 | 0.05 |  |  | 54 |  |  | 0.06 | 0.1 |  |  | 27 |  |  | 0.16 | 0.097494 | 0.0054022 | Gas | FRS_110070397682
1033 | 3962 | 2021 | KS | Girard | 1279 | Westar Energy Inc | 22500 | City of Girard - (KS) | 7257 | Electric Utility | Southwest Power Pool | SWPP | MRO | SPNO | SPP North |  | 20 | 37 | Crawford | 37.5077 | -94.8393 | 4 | 4 | DFO | OIL |  | 0.00672 | 10.8 | 1 | [6 empty] | 7043 | 2380 | 7043 | 2380 | 636 | 214.999 | 9.692 | 3.076 | 0.83 | 575.153 | 40.761 | 7.861 | 576.834 |  | 30.478 | 28.614 | 2.609 | 1808.657 | 0.064 | 0.012 | 1813.943 |  | 2.752 | 2.585 | 0.236 | 163.326 | 0.006 | 0.001 | 163.803 |  | 30.478 | 28.614 | 2.609 | 1808.657 | 0.064 | 0.012 | 1813.943 |  | 9.692 | 3.076 | 0.83 | 575.153 | 40.761 | 7.861 |  | 7043 | 2380 | 7043 | 2380 | EIA | EIA | EIA | EIA | EIA | EIA | -- | EIA | EIA | [14 empty] | 11073.8994 | 0 | 516.75 | 119.25 | 0 | 0 | 0 | 0 | 0 | 0 | 0 | 0 | 636 | 0 | 0 | 636 | 0 | 0 | 0.8125 | 0.1875 | 0 | 0 | 0 | 0 | 0 | 0 | 0 | 0 | 1 | 0 | 0 | 1 | 0 | [7 empty] | https://www.google.com/maps/@?api=1&map_action=map&center=37.507708999999998%2C-94.839318000000006&zoom=17&basemap=satellite | 3507 | [118 empty] | 0.25 |  |  | 42 |  |  | 0.35 | 0.09 |  |  | 22 |  |  | 0.4 | 0.4 |  |  | 69 |  |  | 0.3 | 0 |  |  | 0 |  |  | 0.05 | 0.05 |  |  | 34 |  |  | 0.12 | 0.04 |  |  | 45 |  |  | 0.06 | 0.19 |  |  | 64 |  |  | 0.16 | 0.0001055 | 0.0050238 | Oil | FRS_110017464796
1034 | 1535 | 2021 | CA | Ratkovich Alhambra | 62458 | Southern California Edison Co | 17609 | Bloom Energy | 57128 | IPP Non-CHP | California Independent System Operator | CISO | WECC | CAMX | WECC California | CAISO | 6 | 37 | Los Angeles | 34.0814 | -118.1519 | 1 | 1 | NG | GAS |  | 0.84121 | 1 | 0 | [8 empty] | 54360 | 25819 | 7369 | 3500 | 0 |  | 0 | 0 | [37 empty] | 54360 | 25819 | [6 empty] | -- | EIA | EIA | [15 empty] | 0 | 0 | 7369 | 0 | 0 | 0 | 0 | 0 | 0 | 0 | 0 | 7369 | 0 | 0 | 7369 | 0 | 0 | 0 | 1 | 0 | 0 | 0 | 0 | 0 | 0 | 0 | 0 | 1 | 0 | 0 | 1 | 0 | [7 empty] | https://www.google.com/maps/@?api=1&map_action=map&center=34.081449999999997%2C-118.15191&zoom=17&basemap=satellite | 273851 | [118 empty] | 0.61 |  |  | 83 |  |  | 0.35 | 0.88 |  |  | 88 |  |  | 0.4 | 0.34 |  |  | 60 |  |  | 0.3 | 0.19 |  |  | 92 |  |  | 0.05 | 0.21 |  |  | 82 |  |  | 0.12 | 0.05 |  |  | 52 |  |  | 0.06 | 0.17 |  |  | 55 |  |  | 0.16 | 0 | 0 | Gas | FRS_110070665549
1035 | 3963 | 2021 | KS | Goodland | 1280 | Sunflower Electric Power Corp | 18315 | City of Goodland - (KS) | 7374 | Electric Utility | Southwest Power Pool | SWPP | MRO | SPNO | SPP North |  | 20 | 181 | Sherman | 39.3416 | -101.7052 | 8 | 8 | NG | GAS |  | 0 | 18.7 | [7 empty] | 10616 | 3824.999 | 10616 | 3824.999 | -3769.999 | -1359 | 14.929 | 5.308 | 0.936 | 629.675 | 51.668 | 9.406 | 631.722 |  | 0 | 0 | 0 | 0 | 0 | 0 | 0 |  | 2.813 | 2.775 | 0.176 | 118.628 | 0.005 | 0.001 | 119.013 |  | 0 | 0 | 0 | 0 | 0 | 0 | 0 |  | 14.929 | 5.308 | 0.936 | 629.675 | 51.668 | 9.406 |  | 10616 | 3824.999 | 10616 | 3824.999 | EIA | EIA | EIA | EIA | EIA | EIA | -- | EIA | EIA | [14 empty] | -2815.9151 | 0 | -2276.61 | -1493.39 | 0 | 0 | 0 | 0 | 0 | 0 | 0 | 0 | -3770 | 0 | 0 | -3770 | 0 | [23 empty] | https://www.google.com/maps/@?api=1&map_action=map&center=39.341622000000001%2C-101.70518800000001&zoom=17&basemap=satellite | 4399 | [118 empty] | 0.19 |  |  | 30 |  |  | 0.35 | 0.2 |  |  | 38 |  |  | 0.4 | 0.18 |  |  | 34 |  |  | 0.3 | 0 |  |  | 0 |  |  | 0.05 | 0.11 |  |  | 59 |  |  | 0.12 | 0.07 |  |  | 71 |  |  | 0.06 | 0.19 |  |  | 63 |  |  | 0.16 | 0.02996 | 0 | Gas | FRS_110064153883
1036 | 1572 | 2021 | CA | Red Bluff | 56184 | Pacific Gas & Electric Co | 14328 | California Power Holdings LLC | 55784 | IPP Non-CHP | California Independent System Operator | CISO | WECC | CAMX | WECC California | CAISO | 6 | 103 | Tehama | 40.1501 | -122.2124 | 16 | 16 | NG | GAS |  | 0.03441 | 46.4 | 1 | [6 empty] | 144124 | 68453.008 | 144124 | 68453.008 | 13987.008 | 6643.008 | 195.552 | 92.88 | 0.23 | 8423.264 | 317.739 | 31.774 | 8431.97 |  | 27.962 | 27.963 | 0.033 | 1204.441 | 0.023 | 0.002 | 1205.686 |  | 2.714 | 2.714 | 0.003 | 116.889 | 0.002 | 0 | 117.01 |  | 27.962 | 27.963 | 0.033 | 1204.442 | 0.023 | 0.002 | 1205.687 |  | 195.552 | 92.88 | 0.23 | 8423.264 | 317.739 | 31.774 |  | 144124 | 68453.008 | 144124 | 68453.008 | EIA | EIA | EIA | EIA | EIA | EIA | -- | EIA | EIA | [14 empty] | 10304.1396 | 0 | 0 | 13987 | 0 | 0 | 0 | 0 | 0 | 0 | 0 | 0 | 13987 | 0 | 0 | 13987 | 0 | 0 | 0 | 1 | 0 | 0 | 0 | 0 | 0 | 0 | 0 | 0 | 1 | 0 | 0 | 1 | 0 | [7 empty] | https://www.google.com/maps/@?api=1&map_action=map&center=40.150100000000002%2C-122.2124&zoom=17&basemap=satellite | 16550 | [118 empty] | 0.39 |  |  | 63 |  |  | 0.35 | 0.26 |  |  | 46 |  |  | 0.4 | 0.52 |  |  | 82 |  |  | 0.3 | 0 |  |  | 0 |  |  | 0.05 | 0.12 |  |  | 64 |  |  | 0.12 | 0.06 |  |  | 59 |  |  | 0.06 | 0.18 |  |  | 60 |  |  | 0.16 | 0.027427 | 0.0060532 | Gas | FRS_110021333332
1037 | 3970 | 2021 | KS | Hill City | 1285 | Sunflower Electric Power Corp | 18315 | City of Hill City | 8599 | Electric Utility | Southwest Power Pool | SWPP | MRO | SPNO | SPP North |  | 20 | 65 | Graham | 39.3582 | -99.8417 | 6 | 6 | DFO | OIL |  | 6e-05 | 6.9 | 1 | [6 empty] | 12 | 0 | 12 | 0 | 3.922 | 0 | 0.021 | 0 | 0.002 | 0.981 | 0.079 | 0.016 | 0.984 |  | 10.709 |  | 0.867 | 500.255 | 0.02 | 0.004 | 501.967 |  | 3.5 |  | 0.283 | 163.5 | 0.007 | 0.001 | 164.06 |  | 10.714 |  | 0.867 | 500.51 | 0.02 | 0.004 | 502.223 |  | 0.021 | 0 | 0.002 | 0.981 | 0.079 | 0.016 |  | 12 | 0 | 12 | 0 | EIA | EIA | EIA | EIA | EIA | EIA | -- | EIA | EIA | [14 empty] | 3061.2245 | 0 | 3.92 | 0 | 0 | 0 | 0 | 0 | 0 | 0 | 0 | 0 | 3.92 | 0 | 0 | 3.92 | 0 | 0 | 1 | 0 | 0 | 0 | 0 | 0 | 0 | 0 | 0 | 0 | 1 | 0 | 0 | 1 | 0 | [7 empty] | https://www.google.com/maps/@?api=1&map_action=map&center=39.358199999999997%2C-99.841700000000003&zoom=17&basemap=satellite | 1889 | [118 empty] | 0.28 |  |  | 48 |  |  | 0.35 | 0.13 |  |  | 29 |  |  | 0.4 | 0.43 |  |  | 72 |  |  | 0.3 | 0 |  |  | 0 |  |  | 0.05 | 0.1 |  |  | 58 |  |  | 0.12 | 0.06 |  |  | 57 |  |  | 0.06 | 0.24 |  |  | 79 |  |  | 0.16 | 0.0027898 | 2.8497 | Oil | FRS_110001384724
1038 | 1575 | 2021 | CA | Redding Power Plant | 7307 | City of Redding - (CA) | 15783 | City of Redding - (CA) | 15783 | Electric Utility | Balancing Authority of Northern California | BANC | WECC | CAMX | WECC California |  | 6 | 89 | Shasta | 40.5073 | -122.4233 | 2 | 6 | NG | GAS |  | 0.23313 | 183.1 | 0.94478 | [6 empty] | 3047729.564 | 1569787.549 | 3047729.564 | 1569787.549 | 373930.001 | 196856 | 4.675 | 2.231 | 0.915 | 181121.47 | 7003.746 | 700.375 | 181313.373 |  | 0.025 | 0.023 | 0.005 | 968.745 | 0.019 | 0.002 | 969.772 |  | 0.003 | 0.003 | 0.001 | 118.857 | 0.002 | 0 | 118.983 |  | 0.025 | 0.023 | 0.005 | 968.745 | 0.019 | 0.002 | 969.772 |  | 4.675 | 2.231 | 0.915 | 181121.47 | 7003.746 | 700.375 |  | 3047729.564 | 1569787.549 | 3047729.564 | 1569787.549 | EPA/CAMD | EPA/CAMD | EPA/CAMD | EPA/CAMD | EIA | EIA | -- | EPA/CAMD | EPA/CAMD | [14 empty] | 8150.535 | 0 | 0 | 373930 | 0 | 0 | 0 | 0 | 0 | 0 | 0 | 0 | 373930 | 0 | 0 | 373930 | 0 | 0 | 0 | 1 | 0 | 0 | 0 | 0 | 0 | 0 | 0 | 0 | 1 | 0 | 0 | 1 | 0 | Yes |  | 3483624.297 | 207024.5 | 10.982 | 1.045 |  | https://www.google.com/maps/@?api=1&map_action=map&center=40.507292%2C-122.423281&zoom=17&basemap=satellite | 10495 | [118 empty] | 0.26 |  |  | 45 |  |  | 0.35 | 0.22 |  |  | 42 |  |  | 0.4 | 0.3 |  |  | 54 |  |  | 0.3 | 0.01 |  |  | 60 |  |  | 0.05 | 0.1 |  |  | 55 |  |  | 0.12 | 0.06 |  |  | 58 |  |  | 0.06 | 0.2 |  |  | 66 |  |  | 0.16 | 2.986 | 0.017726 | Gas | FRS_110001187876
1039 | 3971 | 2021 | KS | Hoisington | 1286 | City of Hoisington - (KS) | 8703 | City of Hoisington - (KS) | 8703 | Electric Utility | Southwest Power Pool | SWPP | MRO | SPNO | SPP North |  | 20 | 9 | Barton | 38.513 | -98.7747 | 4 | 4 | NG | GAS |  | 0.00315 | 14 | 1 | [6 empty] | 3846 | 1238 | 3846 | 1238 | 386 | 124 | 6.2 | 1.992 | 0.54 | 231.156 | 24.895 | 4.952 | 232.205 |  | 32.124 | 32.129 | 2.798 | 1197.699 | 0.064 | 0.013 | 1203.135 |  | 3.224 | 3.218 | 0.281 | 120.206 | 0.006 | 0.001 | 120.751 |  | 32.124 | 32.129 | 2.798 | 1197.699 | 0.064 | 0.013 | 1203.135 |  | 6.2 | 1.992 | 0.54 | 231.156 | 24.895 | 4.952 |  | 3846 | 1238 | 3846 | 1238 | EIA | EIA | EIA | EIA | EIA | EIA | -- | EIA | EIA | [14 empty] | 9963.7306 | 0 | 373.646 | 12.354 | 0 | 0 | 0 | 0 | 0 | 0 | 0 | 0 | 386 | 0 | 0 | 386 | 0 | 0 | 0.96799 | 0.032005 | 0 | 0 | 0 | 0 | 0 | 0 | 0 | 0 | 1 | 0 | 0 | 1 | 0 | [7 empty] | https://www.google.com/maps/@?api=1&map_action=map&center=38.512999999999998%2C-98.774699999999996&zoom=17&basemap=satellite | 2966 | [118 empty] | 0.25 |  |  | 42 |  |  | 0.35 | 0.1 |  |  | 23 |  |  | 0.4 | 0.4 |  |  | 68 |  |  | 0.3 | 0 |  |  | 0 |  |  | 0.05 | 0.1 |  |  | 54 |  |  | 0.12 | 0.08 |  |  | 76 |  |  | 0.06 | 0.2 |  |  | 68 |  |  | 0.16 | 0.0047435 | 0.23717 | Gas | FRS_110017461021
1040 | 1579 | 2021 | CA | Regional Wastewater Control Facility | 56134 | Pacific Gas & Electric Co | 14328 | City of Stockton MUD | 55934 | Commercial CHP | California Independent System Operator | CISO | WECC | CAMX | WECC California | CAISO | 6 | 77 | San Joaquin | 37.9369 | -121.3294 | 4 | 4 | DFO | OIL |  | 0.10084 | 4.8 | 1 | Yes | Yes | 80172 | 0.181 | 0.19398 |  | 31891.886 | 13345.608 | 31891.886 | 13345.608 | 4239.999 | 1775.001 | 61.588 | 25.643 | 0.105 | 293.382 | 74.18 | 7.44 | 295.418 |  | 29.051 | 28.893 | 0.049 | 138.388 | 0.017 | 0.002 | 139.348 |  | 3.862 | 3.843 | 0.007 | 18.399 | 0.002 | 0 | 18.526 |  | 29.048 | 28.89 | 0.049 | 138.373 | 0.017 | 0.002 | 139.333 |  | 317.493 | 132.191 | 0.539 | 11559.541 | 382.408 | 38.353 |  | 164406 | 68798.001 | 164406 | 68798.001 | EIA | EIA | EIA | EIA | EIA | EIA | -- | EIA | EIA |  |  |  | 10047.127 |  |  | 132514.114 | 55452.393 | 255.905 | 106.548 | 0.434 | 1219.032 | 308.227 | 30.913 | 7520.8552 | 0 | 4.338 | 155.093 | 0 | 0 | 4081.029 | 0 | 0 | 0 | 0 | 0 | 159.431 | 4081.029 | 4081.029 | 4240.46 | 0 | 0 | 0.001023 | 0.036575 | 0 | 0 | 0.9624 | 0 | 0 | 0 | 0 | 0 | 0.037598 | 0.9624 | 0.9624 | 1 | 0 | [7 empty] | https://www.google.com/maps/@?api=1&map_action=map&center=37.936900000000001%2C-121.32940000000001&zoom=17&basemap=satellite | 88216 | [118 empty] | 0.64 |  |  | 85 |  |  | 0.35 | 0.82 |  |  | 84 |  |  | 0.4 | 0.45 |  |  | 75 |  |  | 0.3 | 0.11 |  |  | 86 |  |  | 0.05 | 0.26 |  |  | 88 |  |  | 0.12 | 0.07 |  |  | 68 |  |  | 0.06 | 0.11 |  |  | 33 |  |  | 0.16 | 3.4875 | 1.1208 | Oil | FRS_110040980034
1041 | 3973 | 2021 | KS | Holton | 1287 | Evergy Kansas Central, Inc | 22500 | City of Holton - (KS) | 8770 | Electric Utility | Southwest Power Pool | SWPP | MRO | SPNO | SPP North |  | 20 | 85 | Jackson | 39.4735 | -95.7315 | 8 | 8 | DFO | OIL |  | 0.00764 | 21.5 | 1 | [6 empty] | 31066.999 | 12647.999 | 31066.999 | 12647.999 | 1439 | 586 | 40.484 | 16.356 | 0.866 | 2329.011 | 93.58 | 13.121 | 2332.136 |  | 56.267 | 55.823 | 1.203 | 3236.985 | 0.065 | 0.009 | 3241.328 |  | 2.606 | 2.586 | 0.056 | 149.935 | 0.003 | 0 | 150.136 |  | 56.267 | 55.823 | 1.203 | 3236.985 | 0.065 | 0.009 | 3241.328 |  | 40.484 | 16.356 | 0.866 | 2329.011 | 93.58 | 13.121 |  | 31066.999 | 12647.999 | 31066.999 | 12647.999 | EIA | EIA | EIA | EIA | EIA | EIA | -- | EIA | EIA | [14 empty] | 21589.2974 | 0 | 263.626 | 1175.374 | 0 | 0 | 0 | 0 | 0 | 0 | 0 | 0 | 1439 | 0 | 0 | 1439 | 0 | 0 | 0.1832 | 0.8168 | 0 | 0 | 0 | 0 | 0 | 0 | 0 | 0 | 1 | 0 | 0 | 1 | 0 | [7 empty] | https://www.google.com/maps/@?api=1&map_action=map&center=39.473500000000001%2C-95.731549999999999&zoom=17&basemap=satellite | 4138 | [118 empty] | 0.21 |  |  | 34 |  |  | 0.35 | 0.08 |  |  | 20 |  |  | 0.4 | 0.33 |  |  | 59 |  |  | 0.3 | 0.02 |  |  | 61 |  |  | 0.05 | 0.05 |  |  | 36 |  |  | 0.12 | 0.04 |  |  | 40 |  |  | 0.06 | 0.22 |  |  | 74 |  |  | 0.16 | 2.9691 | 13.9395 | Oil | FRS_110001369162
1042 | 1584 | 2021 | CA | Richard J Donovan Correctional Facility | 54936 | San Diego Gas & Electric Co | 16609 | California Dept of Corrections | 2806 | Commercial CHP | California Independent System Operator | CISO | WECC | CAMX | WECC California | CAISO | 6 | 73 | San Diego | 32.5836 | -116.9309 | 1 | 1 | NG | GAS |  | 0.03196 | 2.6 | 1 |  | Yes | 0 |  | 1 |  | 2305 | 1095 | 2305 | 1095 | 728 | 346 | 0.369 | 0.175 | 0.004 | 134.715 | 5.082 | 0.508 | 134.854 |  | 1.014 | 1.012 | 0.01 | 370.096 | 0.007 | 0.001 | 370.479 |  | 0.32 | 0.32 | 0.003 | 116.889 | 0.002 | 0 | 117.01 |  | 1.014 | 1.012 | 0.01 | 370.096 | 0.007 | 0.001 | 370.479 |  | 0.369 | 0.175 | 0.004 | 134.715 | 5.082 | 0.508 |  | 2305 | 1095 | 2305 | 1095 | EIA | EIA | EIA | EIA | EIA | EIA | -- | EIA | EIA | [6 empty] | 0 | 0 | 0 | 0 | 0 | 0 | 0 | 0 | 3166.2088 | 0 | 0 | 728 | 0 | 0 | 0 | 0 | 0 | 0 | 0 | 0 | 728 | 0 | 0 | 728 | 0 | 0 | 0 | 1 | 0 | 0 | 0 | 0 | 0 | 0 | 0 | 0 | 1 | 0 | 0 | 1 | 0 | [7 empty] | https://www.google.com/maps/@?api=1&map_action=map&center=32.583570999999999%2C-116.930907&zoom=17&basemap=satellite | 12988 | [118 empty] | 0.45 |  |  | 70 |  |  | 0.35 | 0.73 |  |  | 80 |  |  | 0.4 | 0.23 |  |  | 43 |  |  | 0.3 | 0.04 |  |  | 72 |  |  | 0.05 | 0.2 |  |  | 79 |  |  | 0.12 | 0.05 |  |  | 48 |  |  | 0.06 | 0.06 |  |  | 12 |  |  | 0.16 | 0.011374 | 0.0033259 | Gas | FRS_110041065058
1043 | 8369 | 2021 | NY | Northport | 2516 | Long Island Power Authority | 11171 | National Grid Generation LLC | 56505 | Electric Utility | New York Independent System Operator | NYIS | NPCC | NYLI | NPCC Long Island | NYISO | 36 | 103 | Suffolk | 40.9236 | -73.3423 | 5 | 5 | NG | GAS |  | 0.28825 | 1564 | 0.85292 | [6 empty] | 42445461.2 | 23023872.25 | 42445461.2 | 23023872.25 | 3949147 | 2150607 | 1447.843 | 778.843 | 975.076 | 2605102.776 | 109525.243 | 13512.193 | 2608485.158 |  | 0.733 | 0.724 | 0.494 | 1319.324 | 0.028 | 0.003 | 1321.037 |  | 0.068 | 0.068 | 0.046 | 122.751 | 0.003 | 0 | 122.91 |  | 0.733 | 0.724 | 0.494 | 1319.324 | 0.028 | 0.003 | 1321.037 |  | 1447.843 | 778.843 | 975.076 | 2605102.776 | 109525.243 | 13512.193 |  | 42445461.2 | 23023872.25 | 42445461.2 | 23023872.25 | EPA/CAMD | EPA/CAMD | EPA/CAMD; EIA | EPA/CAMD | EIA | EIA | -- | EPA/CAMD | EPA/CAMD | [14 empty] | 10748.0075 | 0 | 366617.37 | 3582529.6 | 0 | 0 | 0 | 0 | 0 | 0 | 0 | 0 | 3949146.97 | 0 | 0 | 3949146.97 | 0 | 0 | 0.092835 | 0.90717 | 0 | 0 | 0 | 0 | 0 | 0 | 0 | 0 | 1 | 0 | 0 | 1 | 0 | Yes |  | 31509657.1 | 1954644.105 | 994.425 | 991.865 |  | https://www.google.com/maps/@?api=1&map_action=map&center=40.923565000000004%2C-73.342322999999993&zoom=17&basemap=satellite | 25019 | [118 empty] | 0.1 |  |  | 11 |  |  | 0.35 | 0.1 |  |  | 23 |  |  | 0.4 | 0.11 |  |  | 19 |  |  | 0.3 | 0.01 |  |  | 60 |  |  | 0.05 | 0.02 |  |  | 18 |  |  | 0.12 | 0.04 |  |  | 40 |  |  | 0.06 | 0.22 |  |  | 74 |  |  | 0.16 | 213.5099 | 0.14462 | Gas | FRS_110000582398
1044 | 1585 | 2021 | CA | Richmond Cogen | 52109 | Pacific Gas & Electric Co | 14328 | Chevron Products Company-Richmond | 49732 | Industrial CHP | California Independent System Operator | CISO | WECC | CAMX | WECC California | CAISO | 6 | 13 | Contra Costa | 37.9418 | -122.3909 | 5 | 4 | NG | GAS |  | 0.60661 | 173.5 | 0.32232 |  | Yes | 6394374.4 | 0.492 | 0.39618 |  | 4747802.314 | 2105244.892 | 4747802.314 | 2105244.892 | 921955 | 405552 | 565.396 | 250.226 | 6.142 | 277483.592 | 10467.538 | 1046.199 | 277770.32 |  | 1.227 | 1.234 | 0.013 | 601.946 | 0.011 | 0.001 | 602.568 |  | 0.238 | 0.238 | 0.003 | 116.889 | 0.002 | 0 | 117.01 |  | 1.227 | 1.234 | 0.013 | 601.946 | 0.011 | 0.001 | 602.568 |  | 1427.116 | 631.596 | 15.503 | 700396.189 | 26421.108 | 2640.71 |  | 11983925.31 | 5313847.52 | 11983925.31 | 5313847.52 | EIA | EIA |  | EIA | EIA | EIA | -- | EIA | EIA | [6 empty] | 7236122.996 | 3208602.628 | 861.72 | 381.37 | 9.361 | 422912.597 | 15953.57 | 1594.511 | 5149.7115 | 0 | 0 | 890707.84 | 0 | 0 | 0 | 0 | 0 | 0 | 31247.163 | 0 | 921955.003 | 0 | 0 | 921955.003 | 0 | 0 | 0 | 0.96611 | 0 | 0 | 0 | 0 | 0 | 0 | 0.033892 | 0 | 1 | 0 | 0 | 1 | 0 | [7 empty] | https://www.google.com/maps/@?api=1&map_action=map&center=37.941800000000001%2C-122.3909&zoom=17&basemap=satellite | 72040 | [118 empty] | 0.65 |  |  | 86 |  |  | 0.35 | 0.9 |  |  | 89 |  |  | 0.4 | 0.4 |  |  | 69 |  |  | 0.3 | 0.13 |  |  | 87 |  |  | 0.05 | 0.34 |  |  | 93 |  |  | 0.12 | 0.06 |  |  | 58 |  |  | 0.06 | 0.1 |  |  | 28 |  |  | 0.16 | 11.7184 | 0.025226 | Gas | FRS_110020506460
1045 | 1588 | 2021 | CA | Rio Bravo Fresno | 10767 | Pacific Gas & Electric Co | 14328 | Rio Bravo Fresno | 15986 | IPP Non-CHP | California Independent System Operator | CISO | WECC | CAMX | WECC California | CAISO | 6 | 19 | Fresno | 36.6889 | -119.7232 | 1 | 1 | WDS | BIOMASS |  | 0.59413 | 28 | 0.34312 | Yes | [5 empty] | 2144022.171 | 874172.42 | 2144022.171 | 874172.42 | 145728 | 55935 | 68.609 | 28.411 | 26.21 | 3166.948 | 147553.101 | 19362.611 | 7896.391 |  | 0.942 | 1.016 | 0.36 | 43.464 | 1.013 | 0.133 | 108.372 |  | 0.064 | 0.065 | 0.024 | 2.954 | 0.069 | 0.009 | 7.366 |  | 0.942 | 1.016 | 0.36 | 43.464 | 1.013 | 0.133 | 108.372 |  | 68.609 | 28.411 | 26.21 | 219249.14 | 147553.101 | 19362.611 |  | 2144022.171 | 874172.42 | 2144022.171 | 874172.42 | EIA | EIA | EIA | EIA | EIA | EIA | -- | EIA | EIA |  |  |  | 216082.192 | [10 empty] | 14712.4924 | 0 | 0 | 4183.415 | 0 | 0 | 141544.59 | 0 | 0 | 0 | 0 | 0 | 4183.415 | 141544.59 | 141544.59 | 145728.005 | 0 | 0 | 0 | 0.028707 | 0 | 0 | 0.97129 | 0 | 0 | 0 | 0 | 0 | 0.028707 | 0.97129 | 0.97129 | 1 | 0 | [7 empty] | https://www.google.com/maps/@?api=1&map_action=map&center=36.688915000000001%2C-119.723218&zoom=17&basemap=satellite | 44213 | [118 empty] | 0.69 |  |  | 89 |  |  | 0.35 | 0.87 |  |  | 87 |  |  | 0.4 | 0.5 |  |  | 80 |  |  | 0.3 | 0.13 |  |  | 88 |  |  | 0.05 | 0.34 |  |  | 93 |  |  | 0.12 | 0.08 |  |  | 75 |  |  | 0.06 | 0.1 |  |  | 25 |  |  | 0.16 | 26.8058 | 0.28248 | Biomass | FRS_110064292901
1046 | 8433 | 2021 | NY | Port Jefferson Energy Center | 2517 | Long Island Power Authority | 11171 | National Grid Generation LLC | 56505 | Electric Utility | New York Independent System Operator | NYIS | NPCC | NYLI | NPCC Long Island | NYISO | 36 | 103 | Suffolk | 40.9497 | -73.0785 | 5 | 5 | NG | GAS |  | 0.12018 | 498 | 1 | [6 empty] | 5969182.46 | 4393703.419 | 5969182.46 | 4393703.419 | 524265.999 | 388387 | 162.779 | 115.58 | 135.827 | 366260.681 | 15745.928 | 1930.464 | 366745.144 |  | 0.621 | 0.595 | 0.518 | 1397.232 | 0.03 | 0.004 | 1399.08 |  | 0.055 | 0.053 | 0.046 | 122.717 | 0.003 | 0 | 122.88 |  | 0.621 | 0.595 | 0.518 | 1397.232 | 0.03 | 0.004 | 1399.08 |  | 162.779 | 115.58 | 135.827 | 366260.681 | 15745.928 | 1930.464 |  | 5969182.46 | 4393703.419 | 5969182.46 | 4393703.419 | EPA/CAMD | EPA/CAMD | EPA/CAMD; EIA | EPA/CAMD | EIA | EIA | -- | EPA/CAMD | EPA/CAMD | [14 empty] | 11385.7897 | 0 | 45875.782 | 478390.223 | 0 | 0 | 0 | 0 | 0 | 0 | 0 | 0 | 524266.005 | 0 | 0 | 524266.005 | 0 | 0 | 0.087505 | 0.9125 | 0 | 0 | 0 | 0 | 0 | 0 | 0 | 0 | 1 | 0 | 0 | 1 | 0 | Yes |  | 4827546.643 | 308661.577 | 161.779 | 254.254 |  | https://www.google.com/maps/@?api=1&map_action=map&center=40.949696000000003%2C-73.078507000000002&zoom=17&basemap=satellite | 34306 | [118 empty] | 0.16 |  |  | 24 |  |  | 0.35 | 0.2 |  |  | 40 |  |  | 0.4 | 0.12 |  |  | 21 |  |  | 0.3 | 0.03 |  |  | 67 |  |  | 0.05 | 0.05 |  |  | 34 |  |  | 0.12 | 0.05 |  |  | 50 |  |  | 0.06 | 0.19 |  |  | 64 |  |  | 0.16 | 26.8694 | 0.097701 | Gas | FRS_110008025528
1047 | 1590 | 2021 | CA | Rio Bravo Rocklin | 10772 | Pacific Gas & Electric Co | 14328 | Rio Bravo Rocklin | 16077 | IPP Non-CHP | California Independent System Operator | CISO | WECC | CAMX | WECC California | CAISO | 6 | 61 | Placer | 38.8319 | -121.3137 | 1 | 1 | WDS | BIOMASS |  | 0.67735 | 27.9 | 0.20442 | Yes | [5 empty] | 2612126.761 | 1004638.649 | 2612126.761 | 1004638.649 | 165547 | 61624 | 110.624 | 40.587 | 32.309 | 1834.048 | 182135.538 | 23903.127 | 7672.309 |  | 1.336 | 1.317 | 0.39 | 22.157 | 1.1 | 0.144 | 92.69 |  | 0.085 | 0.081 | 0.025 | 1.404 | 0.07 | 0.009 | 5.874 |  | 1.336 | 1.317 | 0.39 | 22.157 | 1.1 | 0.144 | 92.69 |  | 110.624 | 40.587 | 32.309 | 268674.749 | 182135.538 | 23903.127 |  | 2612126.761 | 1004638.649 | 2612126.761 | 1004638.649 | EIA | EIA | EIA | EIA | EIA | EIA | -- | EIA | EIA |  |  |  | 266840.701 | [10 empty] | 15778.7623 | 0 | 0 | 2013.77 | 0 | 0 | 163533.23 | 0 | 0 | 0 | 0 | 0 | 2013.77 | 163533.23 | 163533.23 | 165547 | 0 | 0 | 0 | 0.012164 | 0 | 0 | 0.98784 | 0 | 0 | 0 | 0 | 0 | 0.012164 | 0.98784 | 0.98784 | 1 | 0 | [7 empty] | https://www.google.com/maps/@?api=1&map_action=map&center=38.831899999999997%2C-121.313652&zoom=17&basemap=satellite | 54205 | [118 empty] | 0.24 |  |  | 40 |  |  | 0.35 | 0.37 |  |  | 57 |  |  | 0.4 | 0.1 |  |  | 18 |  |  | 0.3 | 0.02 |  |  | 65 |  |  | 0.05 | 0.02 |  |  | 16 |  |  | 0.12 | 0.07 |  |  | 66 |  |  | 0.06 | 0.12 |  |  | 35 |  |  | 0.16 | 26.1516 | 0.29529 | Biomass | FRS_110000520419
1048 | 1594 | 2021 | CA | Ripon Generation Station | 56135 | Modesto Irrigation District | 12745 | Modesto Irrigation District | 12745 | Electric Utility | Balancing Authority of Northern California | BANC | WECC | CAMX | WECC California |  | 6 | 77 | San Joaquin | 37.7315 | -121.116 | 2 | 2 | NG | GAS |  | 0.02919 | 121 | 1 | [6 empty] | 378606.788 | 227043.954 | 378606.788 | 227043.954 | 30942 | 18555 | 2.156 | 1.373 | 0.114 | 22497.246 | 792.064 | 79.206 | 22518.949 |  | 0.139 | 0.148 | 0.007 | 1454.156 | 0.026 | 0.003 | 1455.559 |  | 0.011 | 0.012 | 0.001 | 118.842 | 0.002 | 0 | 118.957 |  | 0.139 | 0.148 | 0.007 | 1454.156 | 0.026 | 0.003 | 1455.559 |  | 2.156 | 1.373 | 0.114 | 22497.246 | 792.064 | 79.206 |  | 378606.788 | 227043.954 | 378606.788 | 227043.954 | EPA/CAMD | EPA/CAMD | EPA/CAMD | EPA/CAMD | EIA | EIA | -- | EPA/CAMD | EPA/CAMD | [14 empty] | 12236.015 | 0 | 0 | 30942.001 | 0 | 0 | 0 | 0 | 0 | 0 | 0 | 0 | 30942.001 | 0 | 0 | 30942.001 | 0 | 0 | 0 | 1 | 0 | 0 | 0 | 0 | 0 | 0 | 0 | 0 | 1 | 0 | 0 | 1 | 0 | Yes |  | 245582.84 | 14594.279 | 1.467 | 0.074 |  | https://www.google.com/maps/@?api=1&map_action=map&center=37.731499999999997%2C-121.116&zoom=17&basemap=satellite | 31690 | [118 empty] | 0.35 |  |  | 59 |  |  | 0.35 | 0.48 |  |  | 65 |  |  | 0.4 | 0.23 |  |  | 41 |  |  | 0.3 | 0.04 |  |  | 73 |  |  | 0.05 | 0.12 |  |  | 63 |  |  | 0.12 | 0.07 |  |  | 69 |  |  | 0.06 | 0.14 |  |  | 44 |  |  | 0.16 | 0.096406 | 0.012257 | Gas | FRS_110024436608
1049 | 8505 | 2021 | NY | South Hampton | 2519 | Long Island Power Authority | 11171 | National Grid Generation LLC | 56505 | Electric Utility | New York Independent System Operator | NYIS | NPCC | NYLI | NPCC Long Island | NYISO | 36 | 103 | Suffolk | 40.9 | -72.382 | 1 | 1 | DFO | OIL |  | 0.00523 | 11.5 | 1 | [6 empty] | 15594 | 999 | 15594 | 999 | 527 | 34 | 7.028 | 0.451 | 2.396 | 1273.451 | 103.137 | 20.627 | 1277.814 |  | 26.672 | 26.529 | 9.093 | 4832.831 | 0.196 | 0.039 | 4849.388 |  | 0.901 | 0.903 | 0.307 | 163.326 | 0.007 | 0.001 | 163.885 |  | 26.672 | 26.529 | 9.093 | 4832.831 | 0.196 | 0.039 | 4849.388 |  | 7.028 | 0.451 | 2.396 | 1273.451 | 103.137 | 20.627 |  | 15594 | 999 | 15594 | 999 | EIA | EIA | EIA | EIA | EIA | EIA | -- | EIA | EIA | [14 empty] | 29590.1328 | 0 | 527 | 0 | 0 | 0 | 0 | 0 | 0 | 0 | 0 | 0 | 527 | 0 | 0 | 527 | 0 | 0 | 1 | 0 | 0 | 0 | 0 | 0 | 0 | 0 | 0 | 0 | 1 | 0 | 0 | 1 | 0 | [7 empty] | https://www.google.com/maps/@?api=1&map_action=map&center=40.899996999999999%2C-72.381977000000006&zoom=17&basemap=satellite | 8667 | [118 empty] | 0.19 |  |  | 31 |  |  | 0.35 | 0.26 |  |  | 46 |  |  | 0.4 | 0.13 |  |  | 23 |  |  | 0.3 | 0.02 |  |  | 61 |  |  | 0.05 | 0.02 |  |  | 19 |  |  | 0.12 | 0.04 |  |  | 37 |  |  | 0.06 | 0.29 |  |  | 87 |  |  | 0.16 | 0.2782 | 0.44798 | Oil | FRS_110019213509
1050 | 2127 | 2021 | CO | Fort St. Vrain | 6112 | Public Service Co of Colorado | 15466 | Public Service Co of Colorado | 15466 | Electric Utility | Public Service Company of Colorado | PSCO | WECC | RMPA | WECC Rockies |  | 8 | 123 | Weld | 40.2461 | -104.8742 | 5 | 6 | NG | GAS |  | 0.3072 | 1148.5 | 0.82134 | [6 empty] | 25126866.26 | 11534785.73 | 25126866.26 | 11534785.73 | 3090654 | 1425359 | 311.067 | 145.311 | 7.538 | 1493255.068 | 54824.404 | 5482.44 | 1494757.257 |  | 0.201 | 0.204 | 0.005 | 966.304 | 0.018 | 0.002 | 967.276 |  | 0.025 | 0.025 | 0.001 | 118.857 | 0.002 | 0 | 118.977 |  | 0.201 | 0.204 | 0.005 | 966.304 | 0.018 | 0.002 | 967.276 |  | 311.067 | 145.311 | 7.538 | 1493255.068 | 54824.404 | 5482.44 |  | 25126866.26 | 11534785.73 | 25126866.26 | 11534785.73 | EPA/CAMD | EPA/CAMD | EPA/CAMD | EPA/CAMD | EIA | EIA | -- | EPA/CAMD | EPA/CAMD | [14 empty] | 8129.9512 | 0 | 0 | 3090654 | 0 | 0 | 0 | 0 | 0 | 0 | 0 | 0 | 3090654 | 0 | 0 | 3090654 | 0 | 0 | 0 | 1 | 0 | 0 | 0 | 0 | 0 | 0 | 0 | 0 | 1 | 0 | 0 | 1 | 0 | Yes |  | 23492073.89 | 1396100.038 | 278.923 | 7.049 |  | https://www.google.com/maps/@?api=1&map_action=map&center=40.246099999999998%2C-104.8742&zoom=17&basemap=satellite | 1255 | [118 empty] | 0.32 |  |  | 55 |  |  | 0.35 | 0.41 |  |  | 60 |  |  | 0.4 | 0.24 |  |  | 44 |  |  | 0.3 | 0.02 |  |  | 62 |  |  | 0.05 | 0.16 |  |  | 72 |  |  | 0.12 | 0.07 |  |  | 65 |  |  | 0.06 | 0.14 |  |  | 44 |  |  | 0.16 | 55.3695 | 0.032809 | Gas | FRS_110022511851
1051 | 8507 | 2021 | NY | Southold | 2520 | Long Island Power Authority | 11171 | National Grid Generation LLC | 56505 | Electric Utility | New York Independent System Operator | NYIS | NPCC | NYLI | NPCC Long Island | NYISO | 36 | 103 | Suffolk | 41.1059 | -72.3761 | 1 | 1 | DFO | OIL |  | 0.01134 | 14 | 1 | [6 empty] | 31470 | 2027 | 31470 | 2027 | 1391 | 90 | 14.163 | 0.912 | 4.835 | 2569.931 | 208.139 | 41.628 | 2578.735 |  | 20.364 | 20.267 | 6.952 | 3695.084 | 0.15 | 0.03 | 3707.743 |  | 0.9 | 0.9 | 0.307 | 163.326 | 0.007 | 0.001 | 163.885 |  | 20.364 | 20.267 | 6.952 | 3695.084 | 0.15 | 0.03 | 3707.743 |  | 14.163 | 0.912 | 4.835 | 2569.931 | 208.139 | 41.628 |  | 31470 | 2027 | 31470 | 2027 | EIA | EIA | EIA | EIA | EIA | EIA | -- | EIA | EIA | [14 empty] | 22624.0115 | 0 | 1391 | 0 | 0 | 0 | 0 | 0 | 0 | 0 | 0 | 0 | 1391 | 0 | 0 | 1391 | 0 | 0 | 1 | 0 | 0 | 0 | 0 | 0 | 0 | 0 | 0 | 0 | 1 | 0 | 0 | 1 | 0 | [7 empty] | https://www.google.com/maps/@?api=1&map_action=map&center=41.105899999999998%2C-72.376099999999994&zoom=17&basemap=satellite | 6554 | [118 empty] | 0.21 |  |  | 35 |  |  | 0.35 | 0.21 |  |  | 41 |  |  | 0.4 | 0.21 |  |  | 38 |  |  | 0.3 | 0.05 |  |  | 75 |  |  | 0.05 | 0.1 |  |  | 56 |  |  | 0.12 | 0.02 |  |  | 20 |  |  | 0.06 | 0.36 |  |  | 94 |  |  | 0.16 | 0.47604 | 0.40462 | Oil | FRS_110019210502
1052 | 1598 | 2021 | CA | Riverside Energy Resource Center | 56143 | City of Riverside - (CA) | 16088 | City of Riverside - (CA) | 16088 | Electric Utility | California Independent System Operator | CISO | WECC | CAMX | WECC California | CAISO | 6 | 65 | Riverside | 33.9636 | -117.4528 | 4 | 4 | NG | GAS |  | 0.03265 | 196 | 1 | [6 empty] | 588545.066 | 384810.226 | 588545.066 | 384810.226 | 56052 | 36649 | 3.911 | 2.06 | 0.177 | 34974.829 | 1309.238 | 130.924 | 35010.702 |  | 0.14 | 0.112 | 0.006 | 1247.942 | 0.023 | 0.002 | 1249.222 |  | 0.013 | 0.011 | 0.001 | 118.852 | 0.002 | 0 | 118.974 |  | 0.14 | 0.112 | 0.006 | 1247.942 | 0.023 | 0.002 | 1249.222 |  | 3.911 | 2.06 | 0.177 | 34974.829 | 1309.238 | 130.924 |  | 588545.066 | 384810.226 | 588545.066 | 384810.226 | EPA/CAMD | EPA/CAMD | EPA/CAMD | EPA/CAMD | EIA | EIA | -- | EPA/CAMD | EPA/CAMD | [14 empty] | 10499.9833 | 0 | 0 | 56052 | 0 | 0 | 0 | 0 | 0 | 0 | 0 | 0 | 56052 | 0 | 0 | 56052 | 0 | 0 | 0 | 1 | 0 | 0 | 0 | 0 | 0 | 0 | 0 | 0 | 1 | 0 | 0 | 1 | 0 | Yes |  | 855697.776 | 50849.849 | 8.824 | 0.257 |  | https://www.google.com/maps/@?api=1&map_action=map&center=33.9636%2C-117.4528&zoom=17&basemap=satellite | 127979 | [118 empty] | 0.56 |  |  | 79 |  |  | 0.35 | 0.76 |  |  | 81 |  |  | 0.4 | 0.35 |  |  | 62 |  |  | 0.3 | 0.06 |  |  | 78 |  |  | 0.05 | 0.24 |  |  | 86 |  |  | 0.12 | 0.07 |  |  | 68 |  |  | 0.06 | 0.11 |  |  | 31 |  |  | 0.16 | 3.9157 | 0.077745 | Gas | FRS_110040565242
1053 | 8602 | 2021 | NY | West Babylon Facility | 2521 | Long Island Power Authority | 11171 | National Grid Generation LLC | 56505 | Electric Utility | New York Independent System Operator | NYIS | NPCC | NYLI | NPCC Long Island | NYISO | 36 | 103 | Suffolk | 40.6955 | -73.3486 | 1 | 1 | DFO | OIL |  | 0.00076 | 52.4 | 1 | [6 empty] | 9705.3 | 9063.2 | 9705.3 | 9063.2 | 349 | 326 | 2.839 | 2.651 | 0.005 | 786.6 | 62.614 | 12.523 | 789.249 |  | 16.269 | 16.264 | 0.029 | 4507.736 | 0.179 | 0.036 | 4522.914 |  | 0.585 | 0.585 | 0.001 | 162.097 | 0.006 | 0.001 | 162.643 |  | 16.269 | 16.264 | 0.029 | 4507.736 | 0.179 | 0.036 | 4522.914 |  | 2.839 | 2.651 | 0.005 | 786.6 | 62.614 | 12.523 |  | 9705.3 | 9063.2 | 9705.3 | 9063.2 | EPA/CAMD | EPA/CAMD | EPA/CAMD | EPA/CAMD | EIA | EIA | -- | EPA/CAMD | EPA/CAMD | [14 empty] | 27808.8825 | 0 | 349 | 0 | 0 | 0 | 0 | 0 | 0 | 0 | 0 | 0 | 349 | 0 | 0 | 349 | 0 | 0 | 1 | 0 | 0 | 0 | 0 | 0 | 0 | 0 | 0 | 0 | 1 | 0 | 0 | 1 | 0 | Yes |  | 793 | 64.1 | 0.232 | 0 |  | https://www.google.com/maps/@?api=1&map_action=map&center=40.695484999999998%2C-73.348573000000002&zoom=17&basemap=satellite | 129280 | [118 empty] | 0.24 |  |  | 41 |  |  | 0.35 | 0.32 |  |  | 52 |  |  | 0.4 | 0.16 |  |  | 28 |  |  | 0.3 | 0.03 |  |  | 68 |  |  | 0.05 | 0.1 |  |  | 56 |  |  | 0.12 | 0.06 |  |  | 57 |  |  | 0.06 | 0.16 |  |  | 50 |  |  | 0.16 | 0.10065 | 0.12645 | Oil | FRS_110040503880
1054 | 1599 | 2021 | CA | Riverside RWQCP Fuel Cell | 59877 | City of Riverside - (CA) | 16088 | Riverside Fuel Cell, LLC | 59662 | Commercial CHP | California Independent System Operator | CISO | WECC | CAMX | WECC California | CAISO | 6 | 65 | Riverside | 33.9617 | -117.4559 | 1 | 1 | OBG | BIOMASS |  | 0.70426 | 1.4 | 0.15957 |  | Yes | 0 |  | 1 |  |  |  | 77437 |  | 8637 | 3672 | 0 |  | 0 | 0 | [37 empty] | 77437 | 32923 | [6 empty] | -- | EIA | EIA | [15 empty] | 0 | 0 | 1279.324 | 0 | 0 | 7357.676 | 0 | 0 | 0 | 0 | 0 | 1279.324 | 7357.676 | 7357.676 | 8637 | 0 | 0 | 0 | 0.14812 | 0 | 0 | 0.85188 | 0 | 0 | 0 | 0 | 0 | 0.14812 | 0.85188 | 0.85188 | 1 | 0 | [7 empty] | https://www.google.com/maps/@?api=1&map_action=map&center=33.9617%2C-117.45589699999999&zoom=17&basemap=satellite | 125999 | [118 empty] | 0.56 |  |  | 80 |  |  | 0.35 | 0.77 |  |  | 82 |  |  | 0.4 | 0.36 |  |  | 62 |  |  | 0.3 | 0.07 |  |  | 79 |  |  | 0.05 | 0.25 |  |  | 86 |  |  | 0.12 | 0.07 |  |  | 68 |  |  | 0.06 | 0.11 |  |  | 32 |  |  | 0.16 | 0 | 0 | Biomass | FRS_110070396871
1055 | 8173 | 2021 | NY | Greenidge Generation LLC | 2527 | New York State Elec & Gas Corp | 13511 | Greenidge Generation Holdings LLC | 25 | IPP Non-CHP | New York Independent System Operator | NYIS | NPCC | NYUP | NPCC Upstate NY | NYISO | 36 | 123 | Yates | 42.6789 | -76.9483 | 1 | 1 | NG | GAS |  | 0.45627 | 112 | 0.57289 | Yes | [5 empty] | 4703821.88 | 2332721.07 | 4703821.88 | 2332721.07 | 447652 | 212109 | 50.389 | 27.404 | 1.412 | 278846.384 | 11201.346 | 1120.135 | 279153.301 |  | 0.225 | 0.258 | 0.006 | 1245.818 | 0.025 | 0.003 | 1247.189 |  | 0.021 | 0.023 | 0.001 | 118.562 | 0.002 | 0 | 118.692 |  | 0.225 | 0.258 | 0.006 | 1245.818 | 0.025 | 0.003 | 1247.189 |  | 50.389 | 27.404 | 1.412 | 278846.384 | 11201.346 | 1120.135 |  | 4703821.88 | 2332721.07 | 4703821.88 | 2332721.07 | EPA/CAMD | EPA/CAMD | EPA/CAMD | EPA/CAMD | EIA | EIA | -- | EPA/CAMD | EPA/CAMD |  |  |  | 0 | [10 empty] | 10507.7647 | 0 | 0 | 447652 | 0 | 0 | 0 | 0 | 0 | 0 | 0 | 0 | 447652 | 0 | 0 | 447652 | 0 | 0 | 0 | 1 | 0 | 0 | 0 | 0 | 0 | 0 | 0 | 0 | 1 | 0 | 0 | 1 | 0 | Yes |  | 5786849.888 | 343046.31 | 46.335 | 1.783 |  | https://www.google.com/maps/@?api=1&map_action=map&center=42.678899999999999%2C-76.948300000000003&zoom=17&basemap=satellite | 1180 | [118 empty] | 0.2 |  |  | 32 |  |  | 0.35 | 0.04 |  |  | 11 |  |  | 0.4 | 0.36 |  |  | 63 |  |  | 0.3 | 0.03 |  |  | 69 |  |  | 0.05 | 0.15 |  |  | 71 |  |  | 0.12 | 0.08 |  |  | 76 |  |  | 0.06 | 0.23 |  |  | 75 |  |  | 0.16 | 13.1981 | 0.1069 | Gas | FRS_110000327619
1056 | 1600 | 2021 | CA | Riverview Energy Center | 55963 | Pacific Gas & Electric Co | 14328 | Gilroy Energy Center for Riverview | 2874 | IPP Non-CHP | California Independent System Operator | CISO | WECC | CAMX | WECC California | CAISO | 6 | 13 | Contra Costa | 38.0144 | -121.7907 | 1 | 1 | NG | GAS |  | 0.03952 | 47 | 1 | [6 empty] | 176925.338 | 131386.739 | 176925.338 | 131386.739 | 16272 | 12084 | 1.645 | 1.094 | 0.053 | 10514.372 | 388.131 | 38.813 | 10525.007 |  | 0.202 | 0.181 | 0.007 | 1292.327 | 0.024 | 0.002 | 1293.634 |  | 0.019 | 0.017 | 0.001 | 118.857 | 0.002 | 0 | 118.977 |  | 0.202 | 0.181 | 0.007 | 1292.327 | 0.024 | 0.002 | 1293.634 |  | 1.645 | 1.094 | 0.053 | 10514.372 | 388.131 | 38.813 |  | 176925.338 | 131386.739 | 176925.338 | 131386.739 | EPA/CAMD | EPA/CAMD | EPA/CAMD | EPA/CAMD | EIA | EIA | -- | EPA/CAMD | EPA/CAMD | [14 empty] | 10872.9927 | 0 | 0 | 16272 | 0 | 0 | 0 | 0 | 0 | 0 | 0 | 0 | 16272 | 0 | 0 | 16272 | 0 | 0 | 0 | 1 | 0 | 0 | 0 | 0 | 0 | 0 | 0 | 0 | 1 | 0 | 0 | 1 | 0 | Yes |  | 193345.706 | 11489.713 | 2.029 | 0.058 |  | https://www.google.com/maps/@?api=1&map_action=map&center=38.014423000000001%2C-121.790679&zoom=17&basemap=satellite | 69192 | [118 empty] | 0.51 |  |  | 75 |  |  | 0.35 | 0.7 |  |  | 78 |  |  | 0.4 | 0.32 |  |  | 57 |  |  | 0.3 | 0.06 |  |  | 76 |  |  | 0.05 | 0.14 |  |  | 69 |  |  | 0.12 | 0.06 |  |  | 62 |  |  | 0.06 | 0.13 |  |  | 40 |  |  | 0.16 | 0.98449 | 0.091072 | Gas | FRS_110013681051
1057 | 8188 | 2021 | NY | Harris Lake | 2528 | New York State Elec & Gas Corp | 13511 | New York State Elec & Gas Corp | 13511 | Electric Utility | New York Independent System Operator | NYIS | NPCC | NYUP | NPCC Upstate NY | NYISO | 36 | 31 | Essex | 43.9719 | -74.1861 | 2 | 2 | DFO | OIL |  | 3e-05 | 4.2 | 1 | [6 empty] | 1308 | 85 | 1308 | 85 | 1 | 0 | 2.144 | 0.14 | 0.19 | 106.815 | 8.651 | 1.73 | 107.181 |  | 4288 |  | 379.4 | 213630 | 8.651 | 1.73 | 214361.87 |  | 3.278 | 3.294 | 0.29 | 163.326 | 0.007 | 0.001 | 163.885 |  | 4288 |  | 379.4 | 213630 | 8.651 | 1.73 | 214361.87 |  | 2.144 | 0.14 | 0.19 | 106.815 | 8.651 | 1.73 |  | 1308 | 85 | 1308 | 85 | EIA | EIA | EIA | EIA | EIA | EIA | -- | EIA | EIA | [14 empty] | 1308000 | 0 | 1 | 0 | 0 | 0 | 0 | 0 | 0 | 0 | 0 | 0 | 1 | 0 | 0 | 1 | 0 | 0 | 1 | 0 | 0 | 0 | 0 | 0 | 0 | 0 | 0 | 0 | 1 | 0 | 0 | 1 | 0 | [7 empty] | https://www.google.com/maps/@?api=1&map_action=map&center=43.971899999999998%2C-74.186099999999996&zoom=17&basemap=satellite | 110 | [118 empty] | 0.17 |  |  | 25 |  |  | 0.35 | 0.08 |  |  | 21 |  |  | 0.4 | 0.25 |  |  | 45 |  |  | 0.3 | 0 |  |  | 0 |  |  | 0.05 | 0.16 |  |  | 72 |  |  | 0.12 | 0.02 |  |  | 24 |  |  | 0.06 | 0.4 |  |  | 96 |  |  | 0.16 |  |  | Oil | FRS_110028027472
1058 | 1606 | 2021 | CA | Rockwood | 7824 | Imperial Irrigation District | 9216 | Imperial Irrigation District | 9216 | Electric Utility | Imperial Irrigation District | IID | WECC | AZNM | WECC Southwest |  | 6 | 25 | Imperial | 32.9553 | -115.5364 | 2 | 2 | NG | GAS |  | 0.0068 | 49.8 | 1 | [6 empty] | 44114 | 18104 | 44114 | 18104 | 2968 | 1218 | 11.407 | 4.153 | 2.472 | 3090.349 | 166.886 | 27.133 | 3096.478 |  | 7.687 | 6.819 | 1.665 | 2082.445 | 0.056 | 0.009 | 2086.575 |  | 0.517 | 0.459 | 0.112 | 140.107 | 0.004 | 0.001 | 140.385 |  | 7.687 | 6.819 | 1.665 | 2082.445 | 0.056 | 0.009 | 2086.575 |  | 11.407 | 4.153 | 2.472 | 3090.349 | 166.886 | 27.133 |  | 44114 | 18104 | 44114 | 18104 | EIA | EIA | EIA | EIA | EIA | EIA | -- | EIA | EIA | [14 empty] | 14863.2075 | 0 | 1062.521 | 1905.479 | 0 | 0 | 0 | 0 | 0 | 0 | 0 | 0 | 2968 | 0 | 0 | 2968 | 0 | 0 | 0.35799 | 0.64201 | 0 | 0 | 0 | 0 | 0 | 0 | 0 | 0 | 1 | 0 | 0 | 1 | 0 | [7 empty] | https://www.google.com/maps/@?api=1&map_action=map&center=32.955300000000001%2C-115.5364&zoom=17&basemap=satellite | 26169 | [118 empty] | 0.7 |  |  | 90 |  |  | 0.35 | 0.86 |  |  | 86 |  |  | 0.4 | 0.55 |  |  | 84 |  |  | 0.3 | 0.25 |  |  | 95 |  |  | 0.05 | 0.27 |  |  | 89 |  |  | 0.12 | 0.11 |  |  | 87 |  |  | 0.06 | 0.12 |  |  | 33 |  |  | 0.16 | 0.07014 | 0.14613 | Gas | FRS_110021297425
1059 | 2815 | 2021 | GA | McIntosh (6124) | 6124 | Georgia Power Co | 7140 | Georgia Power Co | 7140 | Electric Utility | Southern Company Services, Inc. - Trans | SOCO | SERC | SRSO | SERC South |  | 13 | 103 | Effingham | 32.3563 | -81.1683 | 8 | 8 | NG | GAS |  | 0.00384 | 810.4 | 1 | [6 empty] | 479476.9 | 262677.8 | 479476.9 | 262677.8 | 27248 | 15223 | 176.54 | 94.037 | 8.857 | 29053.6 | 1166.648 | 132.35 | 29087.903 |  | 12.958 | 12.355 | 0.65 | 2132.531 | 0.043 | 0.005 | 2135.049 |  | 0.736 | 0.716 | 0.037 | 121.189 | 0.002 | 0 | 121.332 |  | 12.958 | 12.355 | 0.65 | 2132.531 | 0.043 | 0.005 | 2135.049 |  | 176.54 | 94.037 | 8.857 | 29053.6 | 1166.648 | 132.35 |  | 479476.9 | 262677.8 | 479476.9 | 262677.8 | EPA/CAMD | EPA/CAMD | EPA/CAMD | EPA/CAMD | EIA | EIA | -- | EPA/CAMD | EPA/CAMD | [14 empty] | 17596.7741 | 0 | 1136.279 | 26111.721 | 0 | 0 | 0 | 0 | 0 | 0 | 0 | 0 | 27248 | 0 | 0 | 27248 | 0 | 0 | 0.041701 | 0.9583 | 0 | 0 | 0 | 0 | 0 | 0 | 0 | 0 | 1 | 0 | 0 | 1 | 0 | Yes |  | 1265757.6 | 90152.7 | 125.688 | 53.012 |  | https://www.google.com/maps/@?api=1&map_action=map&center=32.356287000000002%2C-81.168346999999997&zoom=17&basemap=satellite | 927 | [118 empty] | 0.31 |  |  | 52 |  |  | 0.35 | 0.33 |  |  | 53 |  |  | 0.4 | 0.28 |  |  | 51 |  |  | 0.3 | 0.08 |  |  | 81 |  |  | 0.05 | 0.16 |  |  | 74 |  |  | 0.12 | 0.05 |  |  | 49 |  |  | 0.06 | 0.11 |  |  | 32 |  |  | 0.16 | 2.6205 | 0.10652 | Gas | FRS_110000516273
1060 | 7963 | 2021 | NY | Bethlehem Energy Center (Albany) | 2539 | Niagara Mohawk Power Corp. | 13573 | PSEG Power New York Inc | 14294 | IPP Non-CHP | New York Independent System Operator | NYIS | NPCC | NYUP | NPCC Upstate NY | NYISO | 36 | 1 | Albany | 42.5942 | -73.7638 | 3 | 4 | NG | GAS |  | 0.67812 | 893.1 | 0.20314 | [6 empty] | 36419578.91 | 16878970.53 | 36419578.91 | 16878970.53 | 5305298 | 2466733 | 132.493 | 58.573 | 10.927 | 2164358.749 | 81479.398 | 8147.94 | 2166591.284 |  | 0.05 | 0.047 | 0.004 | 815.924 | 0.015 | 0.002 | 816.765 |  | 0.007 | 0.007 | 0.001 | 118.857 | 0.002 | 0 | 118.979 |  | 0.05 | 0.047 | 0.004 | 815.924 | 0.015 | 0.002 | 816.765 |  | 132.493 | 58.573 | 10.927 | 2164358.749 | 81479.398 | 8147.94 |  | 36419578.91 | 16878970.53 | 36419578.91 | 16878970.53 | EPA/CAMD | EPA/CAMD | EPA/CAMD | EPA/CAMD | EIA | EIA | -- | EPA/CAMD | EPA/CAMD | [14 empty] | 6864.7565 | 0 | 0 | 5305298 | 0 | 0 | 0 | 0 | 0 | 0 | 0 | 0 | 5305298 | 0 | 0 | 5305298 | 0 | 0 | 0 | 1 | 0 | 0 | 0 | 0 | 0 | 0 | 0 | 0 | 1 | 0 | 0 | 1 | 0 | Yes |  | 35214725.28 | 2092757.523 | 107.41 | 10.564 |  | https://www.google.com/maps/@?api=1&map_action=map&center=42.594195999999997%2C-73.763751999999997&zoom=17&basemap=satellite | 19430 | [118 empty] | 0.17 |  |  | 26 |  |  | 0.35 | 0.18 |  |  | 36 |  |  | 0.4 | 0.16 |  |  | 29 |  |  | 0.3 | 0.02 |  |  | 62 |  |  | 0.05 | 0.06 |  |  | 41 |  |  | 0.12 | 0.06 |  |  | 57 |  |  | 0.06 | 0.17 |  |  | 56 |  |  | 0.16 | 136.6896 | 0.054943 | Gas | FRS_110000324177
1061 | 1609 | 2021 | CA | Roll Delano | 58297 | Pacific Gas & Electric Co | 14328 | Bloom Energy | 57128 | IPP Non-CHP | California Independent System Operator | CISO | WECC | CAMX | WECC California | CAISO | 6 | 29 | Kern | 35.7342 | -119.2367 | 1 | 1 | NG | GAS |  | 0.8819 | 1.1 | 0 | [8 empty] | 66722 | 31689 | 8498 | 4036 | 0 |  | 0 | 0 | [37 empty] | 66722 | 31689 | [6 empty] | -- | EIA | EIA | [15 empty] | 0 | 0 | 8498 | 0 | 0 | 0 | 0 | 0 | 0 | 0 | 0 | 8498 | 0 | 0 | 8498 | 0 | 0 | 0 | 1 | 0 | 0 | 0 | 0 | 0 | 0 | 0 | 0 | 1 | 0 | 0 | 1 | 0 | [7 empty] | https://www.google.com/maps/@?api=1&map_action=map&center=35.734166999999999%2C-119.236667&zoom=17&basemap=satellite | 22479 | [118 empty] | 0.74 |  |  | 92 |  |  | 0.35 | 0.96 |  |  | 93 |  |  | 0.4 | 0.53 |  |  | 83 |  |  | 0.3 | 0.28 |  |  | 95 |  |  | 0.05 | 0.43 |  |  | 97 |  |  | 0.12 | 0.08 |  |  | 77 |  |  | 0.06 | 0.11 |  |  | 29 |  |  | 0.16 | 0 | 0 | Gas | FRS_110057115161
1062 | 8413 | 2021 | NY | Oswego Harbor Power | 2594 | Niagara Mohawk Power Corp. | 13573 | Oswego Harbor Power | 64701 | IPP Non-CHP | New York Independent System Operator | NYIS | NPCC | NYUP | NPCC Upstate NY | NYISO | 36 | 75 | Oswego | 43.4586 | -76.5319 | 2 | 2 | RFO | OIL |  | 0.00073 | 1803.6 | 1 | [6 empty] | 447677.808 | 256667.007 | 447677.808 | 256667.007 | 11588 | 10092 | 41.712 | 22.669 | 104.575 | 35796.402 | 2603.278 | 515.121 | 35905.696 |  | 7.199 | 4.492 | 18.049 | 6178.185 | 0.225 | 0.044 | 6197.048 |  | 0.186 | 0.177 | 0.467 | 159.92 | 0.006 | 0.001 | 160.409 |  | 7.199 | 4.492 | 18.049 | 6178.185 | 0.225 | 0.044 | 6197.048 |  | 41.712 | 22.669 | 104.575 | 35796.402 | 2603.278 | 515.121 |  | 447677.808 | 256667.007 | 447677.808 | 256667.007 | EPA/CAMD | EPA/CAMD | EPA/CAMD | EPA/CAMD | EIA | EIA | -- | EPA/CAMD | EPA/CAMD | [14 empty] | 38632.8795 | 0 | 11459.073 | 128.927 | 0 | 0 | 0 | 0 | 0 | 0 | 0 | 0 | 11588 | 0 | 0 | 11588 | 0 | 0 | 0.98887 | 0.011126 | 0 | 0 | 0 | 0 | 0 | 0 | 0 | 0 | 1 | 0 | 0 | 1 | 0 | Yes |  | 746872.434 | 60034.599 | 69.051 | 171.739 |  | https://www.google.com/maps/@?api=1&map_action=map&center=43.458599999999997%2C-76.531899999999993&zoom=17&basemap=satellite | 23311 | [118 empty] | 0.28 |  |  | 49 |  |  | 0.35 | 0.13 |  |  | 29 |  |  | 0.4 | 0.41 |  |  | 70 |  |  | 0.3 | 0 |  |  | 0 |  |  | 0.05 | 0.09 |  |  | 54 |  |  | 0.12 | 0.05 |  |  | 46 |  |  | 0.06 | 0.14 |  |  | 46 |  |  | 0.16 | 1.135 | 0.10071 | Oil | FRS_110000325416
1063 | 1610 | 2021 | CA | Roll Delano 2 | 58296 | Pacific Gas & Electric Co | 14328 | Bloom Energy | 57128 | IPP Non-CHP | California Independent System Operator | CISO | WECC | CAMX | WECC California | CAISO | 6 | 29 | Kern | 35.7397 | -119.2381 | 1 | 1 | NG | GAS |  | 0.67386 | 1 | 0.21024 | [8 empty] | 52256 | 24818 | 5903 | 2804 | 0 |  | 0 | 0 | [37 empty] | 52256 | 24818 | [6 empty] | -- | EIA | EIA | [15 empty] | 0 | 0 | 5903 | 0 | 0 | 0 | 0 | 0 | 0 | 0 | 0 | 5903 | 0 | 0 | 5903 | 0 | 0 | 0 | 1 | 0 | 0 | 0 | 0 | 0 | 0 | 0 | 0 | 1 | 0 | 0 | 1 | 0 | [7 empty] | https://www.google.com/maps/@?api=1&map_action=map&center=35.739722%2C-119.238056&zoom=17&basemap=satellite | 31185 | [118 empty] | 0.76 |  |  | 93 |  |  | 0.35 | 0.96 |  |  | 93 |  |  | 0.4 | 0.55 |  |  | 84 |  |  | 0.3 | 0.28 |  |  | 96 |  |  | 0.05 | 0.43 |  |  | 97 |  |  | 0.12 | 0.09 |  |  | 80 |  |  | 0.06 | 0.11 |  |  | 29 |  |  | 0.16 | 0 | 0 | Gas | FRS_110057116721
1064 | 7982 | 2021 | NY | Bowline Generating Station | 2625 | Orange & Rockland Utils Inc | 14154 | GenOn Bowline, LLC | 64082 | IPP Non-CHP | New York Independent System Operator | NYIS | NPCC | NYUP | NPCC Upstate NY | NYISO | 36 | 87 | Rockland | 41.2044 | -73.9689 | 2 | 2 | NG | GAS |  | 0.09 | 1242 | 1 | [6 empty] | 10186518.92 | 5512484.971 | 10186518.92 | 5512484.971 | 979156 | 523632 | 572.58 | 298.877 | 14.637 | 603978.873 | 22188.484 | 2219.186 | 604586.888 |  | 1.17 | 1.142 | 0.03 | 1233.672 | 0.023 | 0.002 | 1234.914 |  | 0.112 | 0.108 | 0.003 | 118.584 | 0.002 | 0 | 118.703 |  | 1.17 | 1.142 | 0.03 | 1233.672 | 0.023 | 0.002 | 1234.914 |  | 572.58 | 298.877 | 14.637 | 603978.873 | 22188.484 | 2219.186 |  | 10186518.92 | 5512484.971 | 10186518.92 | 5512484.971 | EPA/CAMD | EPA/CAMD | EPA/CAMD | EPA/CAMD | EIA | EIA | -- | EPA/CAMD | EPA/CAMD | [14 empty] | 10403.3667 | 0 | 51.23 | 979104.77 | 0 | 0 | 0 | 0 | 0 | 0 | 0 | 0 | 979156 | 0 | 0 | 979156 | 0 | 0 | 5.2321e-05 | 0.99995 | 0 | 0 | 0 | 0 | 0 | 0 | 0 | 0 | 1 | 0 | 0 | 1 | 0 | Yes |  | 15109964.02 | 905396.476 | 882.78 | 101.253 |  | https://www.google.com/maps/@?api=1&map_action=map&center=41.2044%2C-73.968900000000005&zoom=17&basemap=satellite | 45411 | [118 empty] | 0.4 |  |  | 64 |  |  | 0.35 | 0.57 |  |  | 71 |  |  | 0.4 | 0.22 |  |  | 41 |  |  | 0.3 | 0.11 |  |  | 86 |  |  | 0.05 | 0.14 |  |  | 69 |  |  | 0.12 | 0.06 |  |  | 62 |  |  | 0.06 | 0.16 |  |  | 52 |  |  | 0.16 | 30.6508 | 0.092812 | Gas | FRS_110000582352
1065 | 1611 | 2021 | CA | Roll Lost Hills | 58298 | Pacific Gas & Electric Co | 14328 | Bloom Energy | 57128 | IPP Non-CHP | California Independent System Operator | CISO | WECC | CAMX | WECC California | CAISO | 6 | 29 | Kern | 35.6531 | -119.8897 | 1 | 1 | NG | GAS |  | 0.51079 | 1.1 | 0.48201 | [8 empty] | 34147 | 16218 | 4922 | 2338 | 0 |  | 0 | 0 | [37 empty] | 34147 | 16218 | [6 empty] | -- | EIA | EIA | [15 empty] | 0 | 0 | 4922 | 0 | 0 | 0 | 0 | 0 | 0 | 0 | 0 | 4922 | 0 | 0 | 4922 | 0 | 0 | 0 | 1 | 0 | 0 | 0 | 0 | 0 | 0 | 0 | 0 | 1 | 0 | 0 | 1 | 0 | [7 empty] | https://www.google.com/maps/@?api=1&map_action=map&center=35.653055999999999%2C-119.88972200000001&zoom=17&basemap=satellite | 7 | [118 empty] | 0.75 |  |  | 92 |  |  | 0.35 | 0.93 |  |  | 90 |  |  | 0.4 | 0.57 |  |  | 86 |  |  | 0.3 | 0.53 |  |  | 98 |  |  | 0.05 | 0.55 |  |  | 99 |  |  | 0.12 | 0.08 |  |  | 76 |  |  | 0.06 | 0.04 |  |  | 6 |  |  | 0.16 | 0 | 0 | Gas | FRS_110057113369
1066 | 8205 | 2021 | NY | Hillburn | 2628 | Orange & Rockland Utils Inc | 14154 | Alliance NYGT, LLC | 56142 | IPP Non-CHP | New York Independent System Operator | NYIS | NPCC | NYUP | NPCC Upstate NY | NYISO | 36 | 87 | Rockland | 41.1269 | -74.1653 | 1 | 1 | NG | GAS |  | 0.00034 | 46.5 | 1 | [6 empty] | 3260.014 | 1503.203 | 3260.014 | 1503.203 | 138 | 64 | 0.674 | 0.263 | 0.001 | 193.758 | 7.183 | 0.718 | 193.955 |  | 9.768 | 8.219 | 0.014 | 2808.087 | 0.052 | 0.005 | 2810.939 |  | 0.413 | 0.35 | 0.001 | 118.869 | 0.002 | 0 | 118.99 |  | 9.768 | 8.219 | 0.014 | 2808.087 | 0.052 | 0.005 | 2810.939 |  | 0.674 | 0.263 | 0.001 | 193.758 | 7.183 | 0.718 |  | 3260.014 | 1503.203 | 3260.014 | 1503.203 | EPA/CAMD | EPA/CAMD | EPA/CAMD | EPA/CAMD | EIA | EIA | -- | EPA/CAMD | EPA/CAMD | [14 empty] | 23623.2899 | 0 | 0 | 138 | 0 | 0 | 0 | 0 | 0 | 0 | 0 | 0 | 138 | 0 | 0 | 138 | 0 | 0 | 0 | 1 | 0 | 0 | 0 | 0 | 0 | 0 | 0 | 0 | 1 | 0 | 0 | 1 | 0 | Yes |  | 22613.202 | 1345.85 | 5.744 | 0.007 |  | https://www.google.com/maps/@?api=1&map_action=map&center=41.126899999999999%2C-74.165300000000002&zoom=17&basemap=satellite | 26702 | [118 empty] | 0.25 |  |  | 43 |  |  | 0.35 | 0.33 |  |  | 54 |  |  | 0.4 | 0.17 |  |  | 32 |  |  | 0.3 | 0.05 |  |  | 74 |  |  | 0.05 | 0.07 |  |  | 42 |  |  | 0.12 | 0.05 |  |  | 48 |  |  | 0.06 | 0.2 |  |  | 66 |  |  | 0.16 | 0.012118 | 0.11998 | Gas | FRS_110007149861
1067 | 1613 | 2021 | CA | Roseburg Forest Products Biomass | 56469 | PacifiCorp | 14354 | Roseburg Forest Products | 54894 | Industrial CHP | PacifiCorp - West | PACW | WECC | NWPP | WECC Northwest |  | 6 | 93 | Siskiyou | 41.4356 | -122.3769 | 1 | 1 | WDS | BIOMASS |  | 0.41224 | 13.4 | 0.64627 | Yes | Yes | 794090.4 | 0.208 | 0.2171 |  | 268074.92 | 92291.098 | 268074.92 | 92291.098 | 48390 | 14459 | 19.998 | 6.663 | 3.351 | 0.007 | 18912.14 | 2482.218 | 606.259 |  | 0.827 | 0.922 | 0.138 | 0 | 0.391 | 0.051 | 25.057 |  | 0.149 | 0.144 | 0.025 | 0 | 0.071 | 0.009 | 4.523 |  | 0.827 | 0.922 | 0.138 | 0 | 0.391 | 0.051 | 25.057 |  | 92.115 | 30.692 | 15.435 | 127672.607 | 87111.448 | 11433.378 |  | 1234783.3 | 425103.2 | 1234783.3 | 425103.2 | EIA | EIA | EIA | EIA | EIA | EIA | -- | EIA | EIA |  |  |  | 127672.575 |  |  | 966708.38 | 332812.102 | 72.117 | 24.029 | 12.084 | 0.025 | 68199.308 | 8951.159 | 5539.8826 | 0 | 0 | 0 | 0 | 0 | 48390 | 0 | 0 | 0 | 0 | 0 | 0 | 48390 | 48390 | 48390 | 0 | 0 | 0 | 0 | 0 | 0 | 1 | 0 | 0 | 0 | 0 | 0 | 0 | 1 | 1 | 1 | 0 | [7 empty] | https://www.google.com/maps/@?api=1&map_action=map&center=41.435555999999998%2C-122.37694399999999&zoom=17&basemap=satellite | 3299 | [118 empty] | 0.47 |  |  | 72 |  |  | 0.35 | 0.39 |  |  | 58 |  |  | 0.4 | 0.55 |  |  | 84 |  |  | 0.3 | 0.06 |  |  | 76 |  |  | 0.05 | 0.2 |  |  | 80 |  |  | 0.12 | 0.02 |  |  | 25 |  |  | 0.06 | 0.2 |  |  | 68 |  |  | 0.16 | 3.0026 | 0.10335 | Biomass | FRS_110002794753
1068 | 8491 | 2021 | NY | Shoemaker | 2632 | Orange & Rockland Utils Inc | 14154 | Alliance NYGT, LLC | 56142 | IPP Non-CHP | New York Independent System Operator | NYIS | NPCC | NYUP | NPCC Upstate NY | NYISO | 36 | 71 | Orange | 41.4278 | -74.4186 | 1 | 1 | NG | GAS |  | 0.00041 | 41.9 | 1 | [6 empty] | 3522.075 | 1426.277 | 3522.075 | 1426.277 | 151 | 61 | 0.776 | 0.286 | 0.001 | 209.321 | 7.765 | 0.776 | 209.534 |  | 10.278 | 9.377 | 0.013 | 2772.464 | 0.051 | 0.005 | 2775.281 |  | 0.441 | 0.401 | 0.001 | 118.862 | 0.002 | 0 | 118.983 |  | 10.278 | 9.377 | 0.013 | 2772.464 | 0.051 | 0.005 | 2775.281 |  | 0.776 | 0.286 | 0.001 | 209.321 | 7.765 | 0.776 |  | 3522.075 | 1426.277 | 3522.075 | 1426.277 | EPA/CAMD | EPA/CAMD | EPA/CAMD | EPA/CAMD | EIA | EIA | -- | EPA/CAMD | EPA/CAMD | [14 empty] | 23325 | 0 | 0 | 151 | 0 | 0 | 0 | 0 | 0 | 0 | 0 | 0 | 151 | 0 | 0 | 151 | 0 | 0 | 0 | 1 | 0 | 0 | 0 | 0 | 0 | 0 | 0 | 0 | 1 | 0 | 0 | 1 | 0 | Yes |  | 7807.481 | 465.821 | 2.456 | 0.003 |  | https://www.google.com/maps/@?api=1&map_action=map&center=41.427799999999998%2C-74.418599999999998&zoom=17&basemap=satellite | 41026 | [118 empty] | 0.47 |  |  | 72 |  |  | 0.35 | 0.61 |  |  | 73 |  |  | 0.4 | 0.34 |  |  | 60 |  |  | 0.3 | 0.06 |  |  | 78 |  |  | 0.05 | 0.14 |  |  | 67 |  |  | 0.12 | 0.06 |  |  | 60 |  |  | 0.06 | 0.16 |  |  | 51 |  |  | 0.16 | 0.0063954 | 0.14056 | Gas | FRS_110041998247
1069 | 1614 | 2021 | CA | Roseville Energy Park | 56298 | City of Roseville - (CA) | 16295 | City of Roseville - (CA) | 16295 | Electric Utility | Balancing Authority of Northern California | BANC | WECC | CAMX | WECC California |  | 6 | 61 | Placer | 38.7928 | -121.3811 | 2 | 3 | NG | GAS |  | 0.35497 | 165 | 0.74172 | [6 empty] | 4296579.84 | 2411873.308 | 4296579.84 | 2411873.308 | 513068 | 290661 | 13.071 | 7.483 | 1.289 | 255337.021 | 9510.723 | 951.072 | 255597.615 |  | 0.051 | 0.051 | 0.005 | 995.334 | 0.019 | 0.002 | 996.35 |  | 0.006 | 0.006 | 0.001 | 118.856 | 0.002 | 0 | 118.977 |  | 0.051 | 0.051 | 0.005 | 995.334 | 0.019 | 0.002 | 996.35 |  | 13.071 | 7.483 | 1.289 | 255337.021 | 9510.723 | 951.072 |  | 4296579.84 | 2411873.308 | 4296579.84 | 2411873.308 | EPA/CAMD | EPA/CAMD | EPA/CAMD | EPA/CAMD | EIA | EIA | -- | EPA/CAMD | EPA/CAMD | [14 empty] | 8374.2893 | 0 | 0 | 513068 | 0 | 0 | 0 | 0 | 0 | 0 | 0 | 0 | 513068 | 0 | 0 | 513068 | 0 | 0 | 0 | 1 | 0 | 0 | 0 | 0 | 0 | 0 | 0 | 0 | 1 | 0 | 0 | 1 | 0 | Yes |  | 5043358.325 | 299719.415 | 16.617 | 1.512 |  | https://www.google.com/maps/@?api=1&map_action=map&center=38.7928%2C-121.3811&zoom=17&basemap=satellite | 40926 | [118 empty] | 0.25 |  |  | 43 |  |  | 0.35 | 0.36 |  |  | 56 |  |  | 0.4 | 0.14 |  |  | 25 |  |  | 0.3 | 0.02 |  |  | 62 |  |  | 0.05 | 0.03 |  |  | 25 |  |  | 0.12 | 0.06 |  |  | 59 |  |  | 0.06 | 0.23 |  |  | 76 |  |  | 0.16 | 1.4571 | 0.0094139 | Gas | FRS_110028038415
1070 | 8428 | 2021 | NY | Plant No 1 Freeport | 2678 | Village of Freeport - (NY) | 6775 | Village of Freeport - (NY) | 6775 | Electric Utility | New York Independent System Operator | NYIS | NPCC | NYLI | NPCC Long Island | NYISO | 36 | 59 | Nassau | 40.6561 | -73.5922 | 3 | 3 | DFO | OIL |  | 0.00028 | 11.1 | 1 | [6 empty] | 292 | 24 | 292 | 24 | 27 | 2.001 | 0.485 | 0.037 | 0.042 | 23.846 | 1.931 | 0.386 | 23.928 |  | 35.926 | 36.982 | 3.141 | 1766.37 | 0.072 | 0.014 | 1772.422 |  | 3.322 | 3.083 | 0.29 | 163.329 | 0.007 | 0.001 | 163.888 |  | 35.926 | 36.982 | 3.141 | 1766.37 | 0.072 | 0.014 | 1772.422 |  | 0.485 | 0.037 | 0.042 | 23.846 | 1.931 | 0.386 |  | 292 | 24 | 292 | 24 | EIA | EIA | EIA | EIA | EIA | EIA | -- | EIA | EIA | [14 empty] | 10814.8148 | 0 | 27 | 0 | 0 | 0 | 0 | 0 | 0 | 0 | 0 | 0 | 27 | 0 | 0 | 27 | 0 | 0 | 1 | 0 | 0 | 0 | 0 | 0 | 0 | 0 | 0 | 0 | 1 | 0 | 0 | 1 | 0 | [7 empty] | https://www.google.com/maps/@?api=1&map_action=map&center=40.656100000000002%2C-73.592200000000005&zoom=17&basemap=satellite | 184342 | [118 empty] | 0.35 |  |  | 59 |  |  | 0.35 | 0.55 |  |  | 69 |  |  | 0.4 | 0.16 |  |  | 29 |  |  | 0.3 | 0.07 |  |  | 79 |  |  | 0.05 | 0.11 |  |  | 60 |  |  | 0.12 | 0.06 |  |  | 58 |  |  | 0.06 | 0.16 |  |  | 54 |  |  | 0.16 | 0.05549 | 3.9636 | Oil | FRS_110028047977
1071 | 1615 | 2021 | CA | Roseville Power Plant #2 | 7452 | City of Roseville - (CA) | 16295 | City of Roseville - (CA) | 16295 | Electric Utility | Balancing Authority of Northern California | BANC | WECC | CAMX | WECC California |  | 6 | 61 | Placer | 38.8107 | -121.3238 | 2 | 2 | NG | GAS |  | 0.01761 | 66 | 1 | [6 empty] | 168768 | 80151 | 168768 | 80151 | 10181 | 4835 | 26.028 | 12.362 | 0.27 | 9863.566 | 372.414 | 37.293 | 9873.778 |  | 5.113 | 5.114 | 0.053 | 1937.642 | 0.037 | 0.004 | 1939.648 |  | 0.308 | 0.308 | 0.003 | 116.889 | 0.002 | 0 | 117.01 |  | 5.113 | 5.114 | 0.053 | 1937.642 | 0.037 | 0.004 | 1939.648 |  | 26.028 | 12.362 | 0.27 | 9863.566 | 372.414 | 37.293 |  | 168768 | 80151 | 168768 | 80151 | EIA | EIA | EIA | EIA | EIA | EIA | -- | EIA | EIA | [14 empty] | 16576.7606 | 0 | 4.525 | 10176.475 | 0 | 0 | 0 | 0 | 0 | 0 | 0 | 0 | 10181 | 0 | 0 | 10181 | 0 | 0 | 0.00044446 | 0.99956 | 0 | 0 | 0 | 0 | 0 | 0 | 0 | 0 | 1 | 0 | 0 | 1 | 0 | [7 empty] | https://www.google.com/maps/@?api=1&map_action=map&center=38.810676999999998%2C-121.323807&zoom=17&basemap=satellite | 59656 | [118 empty] | 0.24 |  |  | 41 |  |  | 0.35 | 0.37 |  |  | 56 |  |  | 0.4 | 0.12 |  |  | 21 |  |  | 0.3 | 0.02 |  |  | 64 |  |  | 0.05 | 0.02 |  |  | 20 |  |  | 0.12 | 0.06 |  |  | 61 |  |  | 0.06 | 0.14 |  |  | 44 |  |  | 0.16 | 0.019108 | 0.016551 | Gas | FRS_110028038415
1072 | 8141 | 2021 | NY | Freeport Power Plant No. 2 | 2679 | Village of Freeport - (NY) | 6775 | Village of Freeport - (NY) | 6775 | Electric Utility | New York Independent System Operator | NYIS | NPCC | NYLI | NPCC Long Island | NYISO | 36 | 59 | Nassau | 40.6447 | -73.5683 | 2 | 2 | NG | GAS |  | 0.09082 | 78.6 | 1 | [6 empty] | 641388.175 | 415072.775 | 641388.175 | 415072.775 | 62531 | 40467 | 4.4 | 2.747 | 0.247 | 38680.825 | 1506.153 | 164.925 | 38724.226 |  | 0.141 | 0.136 | 0.008 | 1237.173 | 0.024 | 0.003 | 1238.561 |  | 0.014 | 0.013 | 0.001 | 120.616 | 0.002 | 0 | 120.751 |  | 0.141 | 0.136 | 0.008 | 1237.173 | 0.024 | 0.003 | 1238.561 |  | 4.4 | 2.747 | 0.247 | 38680.825 | 1506.153 | 164.925 |  | 641388.175 | 415072.775 | 641388.175 | 415072.775 | EPA/CAMD; EIA | EPA/CAMD; EIA | EPA/CAMD; EIA | EPA/CAMD | EIA | EIA | -- | EPA/CAMD | EPA/CAMD | [14 empty] | 10257.1231 | 0 | 2114.315 | 60416.686 | 0 | 0 | 0 | 0 | 0 | 0 | 0 | 0 | 62531.001 | 0 | 0 | 62531.001 | 0 | 0 | 0.033812 | 0.96619 | 0 | 0 | 0 | 0 | 0 | 0 | 0 | 0 | 1 | 0 | 0 | 1 | 0 | Yes |  | 565855.86 | 34420.978 | 3.816 | 0.317 |  | https://www.google.com/maps/@?api=1&map_action=map&center=40.6447%2C-73.568299999999994&zoom=17&basemap=satellite | 136895 | [118 empty] | 0.34 |  |  | 57 |  |  | 0.35 | 0.52 |  |  | 68 |  |  | 0.4 | 0.16 |  |  | 29 |  |  | 0.3 | 0.07 |  |  | 79 |  |  | 0.05 | 0.11 |  |  | 60 |  |  | 0.12 | 0.06 |  |  | 56 |  |  | 0.06 | 0.15 |  |  | 50 |  |  | 0.16 | 0.09344 | 0.018117 | Gas | FRS_110019162671
1073 | 1619 | 2021 | CA | Russell City Energy Company LLC | 56467 | Pacific Gas & Electric Co | 14328 | Russell City Energy Company LLC | 54890 | IPP Non-CHP | California Independent System Operator | CISO | WECC | CAMX | WECC California | CAISO | 6 | 1 | Alameda | 37.6347 | -122.1338 | 2 | 3 | NG | GAS |  | 0.06123 | 655 | 1 | [6 empty] | 2585934.869 | 985459.661 | 2585934.869 | 985459.661 | 351315 | 135645 | 11.665 | 4.41 | 0.775 | 153678.084 | 6054.038 | 605.404 | 153843.965 |  | 0.066 | 0.065 | 0.004 | 874.873 | 0.017 | 0.002 | 875.818 |  | 0.009 | 0.009 | 0.001 | 118.857 | 0.002 | 0 | 118.985 |  | 0.066 | 0.065 | 0.004 | 874.873 | 0.017 | 0.002 | 875.818 |  | 11.665 | 4.41 | 0.775 | 153678.084 | 6054.038 | 605.404 |  | 2585934.869 | 985459.661 | 2585934.869 | 985459.661 | EPA/CAMD | EPA/CAMD | EPA/CAMD | EPA/CAMD | EIA | EIA | -- | EPA/CAMD | EPA/CAMD | [14 empty] | 7360.73 | 0 | 0 | 351315 | 0 | 0 | 0 | 0 | 0 | 0 | 0 | 0 | 351315 | 0 | 0 | 351315 | 0 | 0 | 0 | 1 | 0 | 0 | 0 | 0 | 0 | 0 | 0 | 0 | 1 | 0 | 0 | 1 | 0 | Yes |  | 7662470.474 | 455369.244 | 28.942 | 2.299 |  | https://www.google.com/maps/@?api=1&map_action=map&center=37.634659999999997%2C-122.13381&zoom=17&basemap=satellite | 80883 | [118 empty] | 0.53 |  |  | 77 |  |  | 0.35 | 0.85 |  |  | 86 |  |  | 0.4 | 0.21 |  |  | 39 |  |  | 0.3 | 0.11 |  |  | 86 |  |  | 0.05 | 0.18 |  |  | 76 |  |  | 0.12 | 0.06 |  |  | 60 |  |  | 0.06 | 0.14 |  |  | 43 |  |  | 0.16 | 24.6187 | 0.045091 | Gas | FRS_110039570540
1074 | 8174 | 2021 | NY | Greenport | 2681 | Village of Greenport - (NY) | 7630 | Village of Greenport - (NY) | 7630 | Electric Utility | New York Independent System Operator | NYIS | NPCC | NYLI | NPCC Long Island | NYISO | 36 | 103 | Suffolk | 41.1055 | -72.3758 | 5 | 5 | DFO | OIL |  | 0.00016 | 10.1 | 1 | [6 empty] | 123 | 5.999 | 123 | 5.999 | 13.999 | 0.999 | 0.196 | 0.01 | 0.018 | 10.044 | 0.814 | 0.163 | 10.078 |  | 28.002 | 20.02 | 2.543 | 1434.96 | 0.058 | 0.012 | 1439.876 |  | 3.187 | 3.334 | 0.289 | 163.317 | 0.007 | 0.001 | 163.877 |  | 28 | 20.019 | 2.543 | 1434.857 | 0.058 | 0.012 | 1439.773 |  | 0.196 | 0.01 | 0.018 | 10.044 | 0.814 | 0.163 |  | 123 | 5.999 | 123 | 5.999 | EIA | EIA | EIA | EIA | EIA | EIA | -- | EIA | EIA | [14 empty] | 8785.7143 | 0 | 14 | 0 | 0 | 0 | 0 | 0 | 0 | 0 | 0 | 0 | 14 | 0 | 0 | 14 | 0 | 0 | 1 | 0 | 0 | 0 | 0 | 0 | 0 | 0 | 0 | 0 | 1 | 0 | 0 | 1 | 0 | [7 empty] | https://www.google.com/maps/@?api=1&map_action=map&center=41.105499999999999%2C-72.375799999999998&zoom=17&basemap=satellite | 6556 | [118 empty] | 0.21 |  |  | 35 |  |  | 0.35 | 0.21 |  |  | 41 |  |  | 0.4 | 0.21 |  |  | 38 |  |  | 0.3 | 0.05 |  |  | 75 |  |  | 0.05 | 0.1 |  |  | 56 |  |  | 0.12 | 0.02 |  |  | 20 |  |  | 0.06 | 0.36 |  |  | 94 |  |  | 0.16 | 0.05022 | 4.0178 | Oil | FRS_110028027427
1075 | 2386 | 2021 | CT | New Haven Harbor | 6156 | United Illuminating Co | 19497 | PSEG Power Connecticut LLC | 15452 | IPP Non-CHP | ISO New England Inc. | ISNE | NPCC | NEWE | NPCC New England | ISONE | 9 | 9 | New Haven | 41.284 | -72.9043 | 4 | 4 | RFO | OIL |  | 0.00169 | 641.5 | 1 | [6 empty] | 422896.358 | 401850.052 | 422896.358 | 401850.052 | 9505.999 | 18771.001 | 12.41 | 11.897 | 9.884 | 28574.642 | 1608.509 | 247.992 | 28631.699 |  | 2.611 | 1.268 | 2.08 | 6011.918 | 0.169 | 0.026 | 6023.922 |  | 0.059 | 0.059 | 0.047 | 135.138 | 0.004 | 0.001 | 135.408 |  | 2.611 | 1.268 | 2.08 | 6011.92 | 0.169 | 0.026 | 6023.925 |  | 12.41 | 11.897 | 9.884 | 28574.642 | 1608.509 | 247.992 |  | 422896.358 | 401850.052 | 422896.358 | 401850.052 | EPA/CAMD | EPA/CAMD | EPA/CAMD | EPA/CAMD | EIA | EIA | -- | EPA/CAMD | EPA/CAMD | [14 empty] | 44487.3323 | 0 | -6113.029 | 15619.024 | 0 | 0 | 0 | 0 | 0 | 0 | 0 | 0 | 9505.995 | 0 | 0 | 9505.995 | 0 | 0 | 0 | 1 | 0 | 0 | 0 | 0 | 0 | 0 | 0 | 0 | 1 | 0 | 0 | 1 | 0 | Yes |  | 836923.753 | 64856.888 | 47.497 | 83.928 |  | https://www.google.com/maps/@?api=1&map_action=map&center=41.283996999999999%2C-72.904323000000005&zoom=17&basemap=satellite | 124152 | [118 empty] | 0.53 |  |  | 77 |  |  | 0.35 | 0.62 |  |  | 74 |  |  | 0.4 | 0.44 |  |  | 74 |  |  | 0.3 | 0.09 |  |  | 84 |  |  | 0.05 | 0.16 |  |  | 73 |  |  | 0.12 | 0.06 |  |  | 55 |  |  | 0.06 | 0.12 |  |  | 36 |  |  | 0.16 | 0.59135 | 0 | Oil | FRS_110000610651
1076 | 8473 | 2021 | NY | S A Carlson | 2682 | Jamestown Board of Public Util | 9645 | Jamestown Board of Public Util | 9645 | Electric Utility | New York Independent System Operator | NYIS | NPCC | NYUP | NPCC Upstate NY | NYISO | 36 | 13 | Chautauqua | 42.0933 | -79.2478 | 3 | 3 | NG | GAS |  | 0.07489 | 96.3 | 1 |  | Yes | 0 |  | 1 |  | 621364.5 | 378656.05 | 621364.5 | 378656.05 | 63174 | 39526 | 41.527 | 24.453 | 0.185 | 36924.75 | 1377.339 | 137.734 | 36962.489 |  | 1.315 | 1.237 | 0.006 | 1168.986 | 0.022 | 0.002 | 1170.18 |  | 0.134 | 0.129 | 0.001 | 118.851 | 0.002 | 0 | 118.972 |  | 1.315 | 1.237 | 0.006 | 1168.986 | 0.022 | 0.002 | 1170.18 |  | 41.527 | 24.453 | 0.185 | 36924.75 | 1377.339 | 137.734 |  | 621364.5 | 378656.05 | 621364.5 | 378656.05 | EPA/CAMD | EPA/CAMD | EPA/CAMD | EPA/CAMD | EIA | EIA | -- | EPA/CAMD | EPA/CAMD | [6 empty] | 0 | 0 | 0 | 0 | 0 | 0 | 0 | 0 | 9835.7634 | 0 | 0 | 63173.998 | 0 | 0 | 0 | 0 | 0 | 0 | 0 | 0 | 63173.998 | 0 | 0 | 63173.998 | 0 | 0 | 0 | 1 | 0 | 0 | 0 | 0 | 0 | 0 | 0 | 0 | 1 | 0 | 0 | 1 | 0 | Yes |  | 721319.475 | 42882.3 | 45.331 | 0.459 |  | https://www.google.com/maps/@?api=1&map_action=map&center=42.093299999999999%2C-79.247799999999998&zoom=17&basemap=satellite | 36797 | [118 empty] | 0.31 |  |  | 53 |  |  | 0.35 | 0.15 |  |  | 32 |  |  | 0.4 | 0.47 |  |  | 77 |  |  | 0.3 | 0.02 |  |  | 64 |  |  | 0.05 | 0.12 |  |  | 64 |  |  | 0.12 | 0.06 |  |  | 63 |  |  | 0.06 | 0.19 |  |  | 62 |  |  | 0.16 | 0.34446 | 0.0091863 | Gas | FRS_110000328235
1077 | 1626 | 2021 | CA | Saint Agnes Medical Center | 54800 | Pacific Gas & Electric Co | 14328 | Saint Agnes Medical Center | 16578 | Commercial CHP | California Independent System Operator | CISO | WECC | CAMX | WECC California | CAISO | 6 | 19 | Fresno | 36.8347 | -119.7667 | 2 | 2 | NG | GAS |  | 0.47836 | 7 | 0.53607 |  | Yes | 266223.2 | 0.376 | 0.33396 |  | 151759.123 | 75265.918 | 151759.123 | 75265.918 | 29333 | 13715 | 23.554 | 11.676 | 0.243 | 8869.49 | 334.572 | 33.457 | 8878.657 |  | 1.606 | 1.703 | 0.017 | 604.745 | 0.011 | 0.001 | 605.37 |  | 0.31 | 0.31 | 0.003 | 116.889 | 0.002 | 0 | 117.01 |  | 1.606 | 1.703 | 0.017 | 604.745 | 0.011 | 0.001 | 605.37 |  | 70.53 | 34.964 | 0.726 | 26558.888 | 1001.845 | 100.185 |  | 454429 | 225377 | 454429 | 225377 | EIA | EIA | EIA | EIA | EIA | EIA | -- | EIA | EIA | [6 empty] | 302669.877 | 150111.082 | 46.976 | 23.288 | 0.484 | 17689.398 | 667.273 | 66.727 | 5173.6653 | 0 | 0 | 29333 | 0 | 0 | 0 | 0 | 0 | 0 | 0 | 0 | 29333 | 0 | 0 | 29333 | 0 | 0 | 0 | 1 | 0 | 0 | 0 | 0 | 0 | 0 | 0 | 0 | 1 | 0 | 0 | 1 | 0 | [7 empty] | https://www.google.com/maps/@?api=1&map_action=map&center=36.834699999999998%2C-119.7667&zoom=17&basemap=satellite | 137925 | [118 empty] | 0.44 |  |  | 69 |  |  | 0.35 | 0.55 |  |  | 70 |  |  | 0.4 | 0.33 |  |  | 58 |  |  | 0.3 | 0.04 |  |  | 72 |  |  | 0.05 | 0.09 |  |  | 53 |  |  | 0.12 | 0.06 |  |  | 60 |  |  | 0.06 | 0.16 |  |  | 52 |  |  | 0.16 | 0.07476 | 0.005117 | Gas | FRS_110028038442
1078 | 8028 | 2021 | NY | Charles P Keller | 2695 | Village of Rockville Centre - (NY) | 16217 | Village of Rockville Centre - (NY) | 16217 | Electric Utility | New York Independent System Operator | NYIS | NPCC | NYLI | NPCC Long Island | NYISO | 36 | 59 | Nassau | 40.6583 | -73.6406 | 6 | 6 | DFO | OIL |  | 0.00012 | 29.4 | 1 | [6 empty] | 2767 | 294 | 2767 | 294 | 32 | 3 | 3.998 | 0.261 | 0.362 | 225.962 | 17.106 | 3.361 | 226.677 |  | 249.875 | 174 | 22.619 | 14122.625 | 0.535 | 0.105 | 14167.292 |  | 2.89 | 1.776 | 0.262 | 163.326 | 0.006 | 0.001 | 163.843 |  | 249.875 | 174 | 22.619 | 14122.625 | 0.535 | 0.105 | 14167.292 |  | 3.998 | 0.261 | 0.362 | 225.962 | 17.106 | 3.361 |  | 2767 | 294 | 2767 | 294 | EIA | EIA | EIA | EIA | EIA | EIA | -- | EIA | EIA | [14 empty] | 86468.75 | 0 | 28.862 | 3.138 | 0 | 0 | 0 | 0 | 0 | 0 | 0 | 0 | 32 | 0 | 0 | 32 | 0 | 0 | 0.90194 | 0.098062 | 0 | 0 | 0 | 0 | 0 | 0 | 0 | 0 | 1 | 0 | 0 | 1 | 0 | [7 empty] | https://www.google.com/maps/@?api=1&map_action=map&center=40.658332999999999%2C-73.640556000000004&zoom=17&basemap=satellite | 207946 | [118 empty] | 0.31 |  |  | 53 |  |  | 0.35 | 0.48 |  |  | 65 |  |  | 0.4 | 0.13 |  |  | 24 |  |  | 0.3 | 0.05 |  |  | 76 |  |  | 0.05 | 0.08 |  |  | 49 |  |  | 0.12 | 0.06 |  |  | 55 |  |  | 0.06 | 0.17 |  |  | 58 |  |  | 0.16 | 2.2258 | 6.9884 | Oil | FRS_110028041241
1079 | 1627 | 2021 | CA | Saint Johns Health Center | 50610 | Southern California Edison Co | 17609 | Saint John's Health Center | 39245 | Commercial CHP | California Independent System Operator | CISO | WECC | CAMX | WECC California | CAISO | 6 | 37 | Los Angeles | 34.0303 | -118.4784 | 1 | 1 | NG | GAS |  | 0 | 1.2 |  |  | Yes | [10 empty] | 0 |  | 0 | 0 | [45 empty] | -- | [56 empty] | https://www.google.com/maps/@?api=1&map_action=map&center=34.030318000000001%2C-118.47844000000001&zoom=17&basemap=satellite | 238006 | [118 empty] | 0.31 |  |  | 52 |  |  | 0.35 | 0.39 |  |  | 58 |  |  | 0.4 | 0.23 |  |  | 41 |  |  | 0.3 | 0.05 |  |  | 75 |  |  | 0.05 | 0.05 |  |  | 34 |  |  | 0.12 | 0.05 |  |  | 52 |  |  | 0.06 | 0.16 |  |  | 53 |  |  | 0.16 |  |  | Gas | FRS_
1080 | 6277 | 2021 | NC | Asheville | 2706 | Duke Energy Progress - (NC) | 3046 | Duke Energy Progress - (NC) | 3046 | Electric Utility | Duke Energy Progress East | CPLE | SERC | SRVC | SERC Virginia/Carolina |  | 37 | 21 | Buncombe | 35.4731 | -82.5417 | 4 | 6 | NG | GAS |  | 0.42793 | 1011.5 | 0.62012 | [6 empty] | 26627370.49 | 11101827.23 | 26627370.49 | 11101827.23 | 3791743 | 1592853 | 475.466 | 193.174 | 8.004 | 1592327.466 | 59499.198 | 6247.003 | 1594002.009 |  | 0.251 | 0.243 | 0.004 | 839.892 | 0.016 | 0.002 | 840.775 |  | 0.036 | 0.035 | 0.001 | 119.601 | 0.002 | 0 | 119.727 |  | 0.251 | 0.243 | 0.004 | 839.892 | 0.016 | 0.002 | 840.775 |  | 475.466 | 193.174 | 8.004 | 1592327.466 | 59499.198 | 6247.003 |  | 26627370.49 | 11101827.23 | 26627370.49 | 11101827.23 | EPA/CAMD | EPA/CAMD | EPA/CAMD | EPA/CAMD | EIA | EIA | -- | EPA/CAMD | EPA/CAMD | [14 empty] | 7022.4617 | 0 | 42369.731 | 3749373.32 | 0 | 0 | 0 | 0 | 0 | 0 | 0 | 0 | 3791743.051 | 0 | 0 | 3791743.051 | 0 | 0 | 0.011174 | 0.98883 | 0 | 0 | 0 | 0 | 0 | 0 | 0 | 0 | 1 | 0 | 0 | 1 | 0 | Yes |  | 29422287.56 | 1754663.635 | 584.236 | 8.838 |  | https://www.google.com/maps/@?api=1&map_action=map&center=35.473100000000002%2C-82.541700000000006&zoom=17&basemap=satellite | 32064 | [118 empty] | 0.22 |  |  | 36 |  |  | 0.35 | 0.2 |  |  | 39 |  |  | 0.4 | 0.23 |  |  | 43 |  |  | 0.3 | 0.04 |  |  | 73 |  |  | 0.05 | 0.05 |  |  | 34 |  |  | 0.12 | 0.05 |  |  | 49 |  |  | 0.06 | 0.19 |  |  | 64 |  |  | 0.16 | 65.8457 | 0.04176 | Gas | FRS_110000587071
1081 | 1628 | 2021 | CA | Salinas River Cogeneration Facility | 50865 | Pacific Gas & Electric Co | 14328 | Salinas River Cogeneration Co | 16506 | IPP CHP | California Independent System Operator | CISO | WECC | CAMX | WECC California | CAISO | 6 | 53 | Monterey | 35.9515 | -120.8679 | 1 | 1 | NG | GAS |  | 0.81478 | 38.9 | 0 |  | Yes | 1383108 | 0.685 | 0.4774 |  | 1825931.336 | 718144.941 | 1825931.336 | 718144.941 | 277649 | 107556 | 12.736 | 4.732 | 0.548 | 108512.174 | 3891.609 | 389.161 | 108618.805 |  | 0.092 | 0.088 | 0.004 | 781.65 | 0.014 | 0.001 | 782.418 |  | 0.014 | 0.013 | 0.001 | 118.857 | 0.002 | 0 | 118.974 |  | 0.092 | 0.088 | 0.004 | 781.65 | 0.014 | 0.001 | 782.418 |  | 26.677 | 9.913 | 1.148 | 227297.672 | 8151.654 | 815.165 |  | 3824731.593 | 1504279.811 | 3824731.593 | 1504279.811 | EPA/CAMD | EPA/CAMD | EPA/CAMD | EPA/CAMD | EIA | EIA | -- | EPA/CAMD | EPA/CAMD | [6 empty] | 1998800.257 | 786134.87 | 13.941 | 5.181 | 0.6 | 118785.498 | 4260.045 | 426.004 | 6576.4016 | 0 | 0 | 277649 | 0 | 0 | 0 | 0 | 0 | 0 | 0 | 0 | 277649 | 0 | 0 | 277649 | 0 | 0 | 0 | 1 | 0 | 0 | 0 | 0 | 0 | 0 | 0 | 0 | 1 | 0 | 0 | 1 | 0 | Yes |  | 3766764.415 | 223848.968 | 23.584 | 1.13 |  | https://www.google.com/maps/@?api=1&map_action=map&center=35.951500000000003%2C-120.86790000000001&zoom=17&basemap=satellite | 69 | [118 empty] | 0.4 |  |  | 64 |  |  | 0.35 | 0.45 |  |  | 63 |  |  | 0.4 | 0.35 |  |  | 61 |  |  | 0.3 | 0.03 |  |  | 70 |  |  | 0.05 | 0.2 |  |  | 80 |  |  | 0.12 | 0.09 |  |  | 80 |  |  | 0.06 | 0.2 |  |  | 67 |  |  | 0.16 | 2.7194 | 0.021362 | Gas | FRS_110035420719
1082 | 1635 | 2021 | CA | San Antonio Regional Hospital | 50234 | Southern California Edison Co | 17609 | San Antonio Regional Hospital | 16583 | Commercial CHP | California Independent System Operator | CISO | WECC | CAMX | WECC California | CAISO | 6 | 71 | San Bernardino | 34.1019 | -117.6381 | 3 | 3 | NG | GAS |  | 0.53877 | 2.7 | 0.43538 |  | Yes | 11315.2 | 3.844 | 0.83673 |  | 154613.802 | 73435.762 | 154613.802 | 73435.762 | 12743.001 | 6051.999 | 178.322 | 84.696 | 0.247 | 9036.331 | 340.865 | 34.087 | 9045.671 |  | 27.987 | 27.99 | 0.039 | 1418.242 | 0.027 | 0.003 | 1419.708 |  | 2.307 | 2.307 | 0.003 | 116.889 | 0.002 | 0 | 117.01 |  | 27.988 | 27.99 | 0.039 | 1418.249 | 0.027 | 0.003 | 1419.715 |  | 213.117 | 101.223 | 0.295 | 10799.556 | 407.377 | 40.738 |  | 184782.999 | 87765 | 184782.999 | 87765 | EIA | EIA | EIA | EIA | EIA | EIA | -- | EIA | EIA | [6 empty] | 30169.197 | 14329.238 | 34.795 | 16.527 | 0.048 | 1763.225 | 66.512 | 6.651 | 12133.2912 | 0 | 0 | 12742.94 | 0 | 0 | 0 | 0 | 0 | 0 | 0 | 0 | 12742.94 | 0 | 0 | 12742.94 | 0 | 0 | 0 | 1 | 0 | 0 | 0 | 0 | 0 | 0 | 0 | 0 | 1 | 0 | 0 | 1 | 0 | [7 empty] | https://www.google.com/maps/@?api=1&map_action=map&center=34.101900000000001%2C-117.63809999999999&zoom=17&basemap=satellite | 191364 | [118 empty] | 0.53 |  |  | 77 |  |  | 0.35 | 0.73 |  |  | 80 |  |  | 0.4 | 0.32 |  |  | 57 |  |  | 0.3 | 0.07 |  |  | 81 |  |  | 0.05 | 0.18 |  |  | 76 |  |  | 0.12 | 0.07 |  |  | 64 |  |  | 0.06 | 0.13 |  |  | 38 |  |  | 0.16 | 0.028887 | 0.0045196 | Gas | FRS_110001165818
1083 | 6539 | 2021 | NC | H F Lee Steam Electric Plant | 2709 | Duke Energy Carolinas, LLC | 5416 | Duke Energy Progress - (NC) | 3046 | Electric Utility | Duke Energy Carolinas | DUK | SERC | SRVC | SERC Virginia/Carolina |  | 37 | 191 | Wayne | 35.3736 | -78.0894 | 8 | 9 | NG | GAS |  | 0.32057 | 2047.7 | 0.79904 | [6 empty] | 41859257.28 | 19826129.68 | 41859257.28 | 19826129.68 | 5750398.999 | 2760580.999 | 872.131 | 394.275 | 13.269 | 2493923.622 | 8159.533 | 997.144 | 2494174.191 |  | 0.303 | 0.286 | 0.005 | 867.392 | 0.001 | 0 | 867.479 |  | 0.042 | 0.04 | 0.001 | 119.158 | 0 | 0 | 119.17 |  | 0.303 | 0.286 | 0.005 | 867.392 | 0.001 | 0 | 867.479 |  | 872.131 | 394.275 | 13.269 | 2493923.622 | 8159.533 | 997.144 |  | 41859257.28 | 19826129.68 | 41859257.28 | 19826129.68 | EPA/CAMD | EPA/CAMD | EPA/CAMD | EPA/CAMD | EIA | EIA | -- | EPA/CAMD | EPA/CAMD | [15 empty] | 0 | 26543.548 | 5723855.4 | 0 | 0 | 0 | 0 | 0 | 0 | 0 | 0 | 5750398.948 | 0 | 0 | 5750398.948 | 0 | 0 | 0.0046159 | 0.99538 | 0 | 0 | 0 | 0 | 0 | 0 | 0 | 0 | 1 | 0 | 0 | 1 | 0 | Yes |  | 50372754.44 | 3008712.932 | 1023.165 | 16.31 |  | https://www.google.com/maps/@?api=1&map_action=map&center=35.373610999999997%2C-78.089444&zoom=17&basemap=satellite | 5421 | [118 empty] | 0.34 |  |  | 57 |  |  | 0.35 | 0.34 |  |  | 54 |  |  | 0.4 | 0.32 |  |  | 57 |  |  | 0.3 | 0.05 |  |  | 74 |  |  | 0.05 | 0.13 |  |  | 66 |  |  | 0.12 | 0.09 |  |  | 79 |  |  | 0.06 | 0.15 |  |  | 47 |  |  | 0.16 | 135.19 | 0.046382 | Gas | FRS_110000496552
1084 | 1640 | 2021 | CA | San Diego State University | 50061 | San Diego Gas & Electric Co | 16609 | San Diego State University | 16625 | Commercial CHP | California Independent System Operator | CISO | WECC | CAMX | WECC California | CAISO | 6 | 73 | San Diego | 32.7782 | -117.0701 | 7 | 7 | NG | GAS |  | 0.44609 | 15.1 | 0.58985 |  | Yes | 244653.6 | 0.823 | 0.52326 |  | 369145.699 | 148972.268 | 378837.699 | 154534.268 | 59006.97 | 26812.76 | 58.708 | 23.633 | 0.59 | 21574.546 | 813.828 | 81.383 | 21596.845 |  | 1.99 | 1.763 | 0.02 | 731.254 | 0.014 | 0.001 | 732.01 |  | 0.318 | 0.317 | 0.003 | 116.889 | 0.002 | 0 | 117.01 |  | 2.028 | 1.796 | 0.02 | 745.094 | 0.014 | 0.001 | 745.864 |  | 112.198 | 45.165 | 1.127 | 41231.442 | 1555.318 | 155.532 |  | 705479.94 | 284703.16 | 715171.94 | 290265.16 | EIA | EIA | EIA | EIA | EIA | EIA | -- | [8 empty] | 336334.241 | 135730.892 | 53.49 | 21.532 | 0.537 | 19656.896 | 741.491 | 74.149 | 6374.3657 | 0 | 0 | 57910.97 | 0 | 0 | 0 | 0 | 1096 | 0 | 0 | 0 | 57910.97 | 1096 | 1096 | 57910.97 | 1096 | 0 | 0 | 0.98143 | 0 | 0 | 0 | 0 | 0.018574 | 0 | 0 | 0 | 0.98143 | 0.018574 | 0.018574 | 0.98143 | 0.018574 | [7 empty] | https://www.google.com/maps/@?api=1&map_action=map&center=32.778224999999999%2C-117.070114&zoom=17&basemap=satellite | 207943 | [118 empty] | 0.46 |  |  | 71 |  |  | 0.35 | 0.57 |  |  | 71 |  |  | 0.4 | 0.35 |  |  | 62 |  |  | 0.3 | 0.08 |  |  | 82 |  |  | 0.05 | 0.14 |  |  | 69 |  |  | 0.12 | 0.06 |  |  | 59 |  |  | 0.06 | 0.13 |  |  | 39 |  |  | 0.16 | 0.87551 | 0.037683 | Gas | FRS_110001190513
1085 | 6849 | 2021 | NC | Roxboro | 2712 | Duke Energy Progress - (NC) | 3046 | Duke Energy Progress - (NC) | 3046 | Electric Utility | Duke Energy Progress East | CPLE | SERC | SRVC | SERC Virginia/Carolina |  | 37 | 145 | Person | 36.4833 | -79.0731 | 6 | 4 | BIT | COAL | Yes | 0.24628 | 2558.2 | 0.92286 | [6 empty] | 57758032.76 | 34366794.81 | 57758032.76 | 34366794.81 | 5519132 | 3294889 | 3670.163 | 2131.115 | 2959.327 | 5922557.101 | 1499963.176 | 218266.084 | 5973828.287 |  | 1.33 | 1.294 | 1.072 | 2146.192 | 0.272 | 0.04 | 2164.771 |  | 0.127 | 0.124 | 0.102 | 205.082 | 0.026 | 0.004 | 206.857 |  | 1.33 | 1.294 | 1.072 | 2146.192 | 0.272 | 0.04 | 2164.771 |  | 3670.163 | 2131.115 | 2959.327 | 5922557.101 | 1499963.176 | 218266.084 |  | 57758032.76 | 34366794.81 | 57758032.76 | 34366794.81 | EPA/CAMD | EPA/CAMD | EPA/CAMD | EPA/CAMD | EIA | EIA | -- | EPA/CAMD | EPA/CAMD | [14 empty] | 10465.0573 | 5497882 | 21250.002 | 0 | 0 | 0 | 0 | 0 | 0 | 0 | 0 | 0 | 5519132.002 | 0 | 0 | 5519132.002 | 0 | 0.99615 | 0.0038502 | 0 | 0 | 0 | 0 | 0 | 0 | 0 | 0 | 0 | 1 | 0 | 0 | 1 | 0 | Yes |  | 57652933.78 | 5908719.737 | 4707.472 | 3702.689 |  | https://www.google.com/maps/@?api=1&map_action=map&center=36.4833%2C-79.073099999999997&zoom=17&basemap=satellite | 1258 | [118 empty] | 0.19 |  |  | 29 |  |  | 0.35 | 0.17 |  |  | 35 |  |  | 0.4 | 0.21 |  |  | 37 |  |  | 0.3 | 0 |  |  | 0 |  |  | 0.05 | 0.07 |  |  | 43 |  |  | 0.12 | 0.02 |  |  | 21 |  |  | 0.06 | 0.24 |  |  | 78 |  |  | 0.16 | 409.35 | 0.15566 | Coal | FRS_110000346386
1086 | 1654 | 2021 | CA | San Jose Cogeneration | 10548 | Pacific Gas & Electric Co | 14328 | San Jose State University Fclts Dev &Ops | 16732 | Commercial CHP | California Independent System Operator | CISO | WECC | CAMX | WECC California | CAISO | 6 | 85 | Santa Clara | 37.3361 | -121.8783 | 1 | 1 | NG | GAS |  | 0.48839 | 6 | 0.51934 |  | Yes | 137764 | 0.636 | 0.45886 |  | 187575.196 | 99103.914 | 187575.196 | 99103.914 | 25670 | 14365 | 28.975 | 15.321 | 0.3 | 10962.744 | 413.533 | 41.353 | 10974.075 |  | 2.257 | 2.133 | 0.023 | 854.129 | 0.016 | 0.002 | 855.012 |  | 0.309 | 0.309 | 0.003 | 116.889 | 0.002 | 0 | 117.01 |  | 2.257 | 2.133 | 0.023 | 854.129 | 0.016 | 0.002 | 855.012 |  | 63.145 | 33.39 | 0.653 | 23891.422 | 901.224 | 90.122 |  | 408788 | 215980 | 408788 | 215980 | EIA | EIA | EIA | EIA | EIA | EIA | -- | EIA | EIA | [6 empty] | 221212.804 | 116876.086 | 34.17 | 18.069 | 0.353 | 12928.678 | 487.691 | 48.769 | 7307.1755 | 0 | 0 | 25670 | 0 | 0 | 0 | 0 | 0 | 0 | 0 | 0 | 25670 | 0 | 0 | 25670 | 0 | 0 | 0 | 1 | 0 | 0 | 0 | 0 | 0 | 0 | 0 | 0 | 1 | 0 | 0 | 1 | 0 | [7 empty] | https://www.google.com/maps/@?api=1&map_action=map&center=37.336112999999997%2C-121.878332&zoom=17&basemap=satellite | 277555 | [118 empty] | 0.56 |  |  | 79 |  |  | 0.35 | 0.8 |  |  | 83 |  |  | 0.4 | 0.3 |  |  | 54 |  |  | 0.3 | 0.17 |  |  | 91 |  |  | 0.05 | 0.23 |  |  | 85 |  |  | 0.12 | 0.06 |  |  | 58 |  |  | 0.06 | 0.11 |  |  | 32 |  |  | 0.16 | 0.11478 | 0.0072516 | Gas | FRS_110028036131
1087 | 6635 | 2021 | NC | L V Sutton | 2713 | Duke Energy Progress - (NC) | 3046 | Duke Energy Progress - (NC) | 3046 | Electric Utility | Duke Energy Progress East | CPLE | SERC | SRVC | SERC Virginia/Carolina |  | 37 | 129 | New Hanover | 34.2831 | -77.9853 | 4 | 5 | NG | GAS |  | 0.56037 | 851 | 0.39939 | [6 empty] | 29575002.92 | 11342807.95 | 29575002.92 | 11342807.95 | 4177401 | 1592163 | 584.438 | 206.736 | 9.188 | 1757740.865 | 66503.834 | 6664.013 | 1759565.101 |  | 0.28 | 0.26 | 0.004 | 841.548 | 0.016 | 0.002 | 842.421 |  | 0.04 | 0.036 | 0.001 | 118.867 | 0.002 | 0 | 118.99 |  | 0.28 | 0.26 | 0.004 | 841.548 | 0.016 | 0.002 | 842.421 |  | 584.438 | 206.736 | 9.188 | 1757740.865 | 66503.834 | 6664.013 |  | 29575002.92 | 11342807.95 | 29575002.92 | 11342807.95 | EPA/CAMD | EPA/CAMD | EPA/CAMD | EPA/CAMD | EIA | EIA | -- | EPA/CAMD | EPA/CAMD | [15 empty] | 0 | 2050.549 | 4175350.417 | 0 | 0 | 0 | 0 | 0 | 0 | 0 | 0 | 4177400.966 | 0 | 0 | 4177400.966 | 0 | 0 | 0.00049087 | 0.99951 | 0 | 0 | 0 | 0 | 0 | 0 | 0 | 0 | 1 | 0 | 0 | 1 | 0 | Yes |  | 27701406.28 | 1647024.298 | 574.492 | 8.707 |  | https://www.google.com/maps/@?api=1&map_action=map&center=34.283056000000002%2C-77.985277999999994&zoom=17&basemap=satellite | 2830 | [118 empty] | 0.56 |  |  | 79 |  |  | 0.35 | 0.64 |  |  | 75 |  |  | 0.4 | 0.48 |  |  | 77 |  |  | 0.3 | 0 |  |  | 0 |  |  | 0.05 | 0.12 |  |  | 64 |  |  | 0.12 | 0.04 |  |  | 39 |  |  | 0.06 | 0.15 |  |  | 50 |  |  | 0.16 | 139.77 | 0.068542 | Gas | FRS_110000350174
1088 | 1662 | 2021 | CA | Santa Clara Cogen | 7232 | City of Santa Clara - (CA) | 16655 | City of Santa Clara - (CA) | 16655 | Electric Utility | California Independent System Operator | CISO | WECC | CAMX | WECC California | CAISO | 6 | 85 | Santa Clara | 37.3643 | -121.9442 | 2 | 2 | NG | GAS |  | 0.63403 | 7.8 | 0.27662 |  | Yes | 166990.4 | 0.885 | 0.5414 |  | 388563.28 | 184551.248 | 388563.28 | 184551.248 | 43322 | 20576 | 60.009 | 28.502 | 0.621 | 22709.398 | 856.636 | 85.664 | 22732.87 |  | 2.77 | 2.77 | 0.029 | 1048.4 | 0.02 | 0.002 | 1049.484 |  | 0.309 | 0.309 | 0.003 | 116.889 | 0.002 | 0 | 117.01 |  | 2.77 | 2.77 | 0.029 | 1048.4 | 0.02 | 0.002 | 1049.484 |  | 110.84 | 52.644 | 1.147 | 41945.346 | 1582.248 | 158.225 |  | 717695 | 340875 | 717695 | 340875 | EIA | EIA | EIA | EIA | EIA | EIA | -- | EIA | EIA | [6 empty] | 329131.72 | 156323.752 | 50.831 | 24.142 | 0.526 | 19235.948 | 725.612 | 72.561 | 8969.1907 | 0 | 0 | 43322 | 0 | 0 | 0 | 0 | 0 | 0 | 0 | 0 | 43322 | 0 | 0 | 43322 | 0 | 0 | 0 | 1 | 0 | 0 | 0 | 0 | 0 | 0 | 0 | 0 | 1 | 0 | 0 | 1 | 0 | [7 empty] | https://www.google.com/maps/@?api=1&map_action=map&center=37.364297000000001%2C-121.944238&zoom=17&basemap=satellite | 164391 | [118 empty] | 0.42 |  |  | 67 |  |  | 0.35 | 0.68 |  |  | 77 |  |  | 0.4 | 0.16 |  |  | 30 |  |  | 0.3 | 0.09 |  |  | 83 |  |  | 0.05 | 0.07 |  |  | 46 |  |  | 0.12 | 0.07 |  |  | 65 |  |  | 0.06 | 0.1 |  |  | 27 |  |  | 0.16 | 0.19446 | 0.0090061 | Gas | FRS_110028036220
1089 | 6997 | 2021 | NC | W H Weatherspoon | 2716 | Duke Energy Progress - (NC) | 3046 | Duke Energy Progress - (NC) | 3046 | Electric Utility | Duke Energy Progress East | CPLE | SERC | SRVC | SERC Virginia/Carolina |  | 37 | 155 | Robeson | 34.5875 | -78.9755 | 4 | 4 | DFO | OIL |  | 0.00057 | 163 | 1 | [6 empty] | 41640.5 | 25006.4 | 41640.5 | 25006.4 | 813 | 248 | 24.985 | 15.004 | 10.412 | 3372.1 | 202.345 | 40.469 | 3380.659 |  | 61.464 | 121 | 25.614 | 8295.449 | 0.249 | 0.05 | 8316.505 |  | 1.2 | 1.2 | 0.5 | 161.963 | 0.005 | 0.001 | 162.374 |  | 61.464 | 121 | 25.614 | 8295.449 | 0.249 | 0.05 | 8316.505 |  | 24.985 | 15.004 | 10.412 | 3372.1 | 202.345 | 40.469 |  | 41640.5 | 25006.4 | 41640.5 | 25006.4 | EPA/CAMD | EPA/CAMD | EPA/CAMD | EPA/CAMD | EIA | EIA | -- | EPA/CAMD | EPA/CAMD | [14 empty] | 51218.3272 | 0 | 813 | 0 | 0 | 0 | 0 | 0 | 0 | 0 | 0 | 0 | 813 | 0 | 0 | 813 | 0 | 0 | 1 | 0 | 0 | 0 | 0 | 0 | 0 | 0 | 0 | 0 | 1 | 0 | 0 | 1 | 0 | Yes |  | 39279.7 | 3181.4 | 23.569 | 9.821 |  | https://www.google.com/maps/@?api=1&map_action=map&center=34.587538000000002%2C-78.975520000000003&zoom=17&basemap=satellite | 11651 | [118 empty] | 0.61 |  |  | 83 |  |  | 0.35 | 0.64 |  |  | 75 |  |  | 0.4 | 0.58 |  |  | 87 |  |  | 0.3 | 0.03 |  |  | 68 |  |  | 0.05 | 0.25 |  |  | 86 |  |  | 0.12 | 0.07 |  |  | 70 |  |  | 0.06 | 0.15 |  |  | 47 |  |  | 0.16 | 0.09 | 0 | Oil | FRS_110000350049
1090 | 1663 | 2021 | CA | Santa Cruz Energy | 57876 | Pacific Gas & Electric Co | 14328 | Santa Cruz Energy LLC | 57197 | IPP Non-CHP | California Independent System Operator | CISO | WECC | CAMX | WECC California | CAISO | 6 | 87 | Santa Cruz | 36.9733 | -122.1056 | 1 | 1 | LFG | BIOMASS |  | 0.67487 | 1.6 | 0.20855 | Yes | [5 empty] | 109643 | 45666 | 109643 | 45666 | 9459 | 3940 | 0 | 0 | 1.837 | 0 | 0 | 0 | 0 |  | 0 | 0 | 0.388 | 0 | 0 | 0 | 0 |  | 0 | 0 | 0.034 | 0 | 0 | 0 | 0 |  | 0 | 0 | 0.388 | 0 | 0 | 0 | 0 |  | 101.393 | 42.23 | 2.467 | 6962.307 | 255.03 | 25.503 |  | 109643 | 45666 | 109643 | 45666 | EIA | EIA | EIA | EIA | EIA | EIA | -- | EIA | EIA | 101.393 | 42.23 | 0.63 | 6962.307 | 255.03 | 25.503 | [8 empty] | 11591.3944 | 0 | 0 | 0 | 0 | 0 | 9459 | 0 | 0 | 0 | 0 | 0 | 0 | 9459 | 9459 | 9459 | 0 | 0 | 0 | 0 | 0 | 0 | 1 | 0 | 0 | 0 | 0 | 0 | 0 | 1 | 1 | 1 | 0 | [7 empty] | https://www.google.com/maps/@?api=1&map_action=map&center=36.973332999999997%2C-122.10555600000001&zoom=17&basemap=satellite | 9596 | [118 empty] | 0.51 |  |  | 76 |  |  | 0.35 | 0.54 |  |  | 69 |  |  | 0.4 | 0.46 |  |  | 76 |  |  | 0.3 | 0.02 |  |  | 65 |  |  | 0.05 | 0.04 |  |  | 27 |  |  | 0.12 | 0.01 |  |  | 17 |  |  | 0.06 | 0.06 |  |  | 11 |  |  | 0.16 | 0.87453 | 0.16965 | Biomass | FRS_110057111780
1091 | 6511 | 2021 | NC | G G Allen | 2718 | Duke Energy Carolinas, LLC | 5416 | Duke Energy Carolinas, LLC | 5416 | Electric Utility | Duke Energy Carolinas | DUK | SERC | SRVC | SERC Virginia/Carolina |  | 37 | 71 | Gaston | 35.1897 | -81.0122 | 5 | 5 | BIT | COAL | Yes | 0.01605 | 1148.4 | 1 | [6 empty] | 2134578.035 | 1346673.602 | 2134578.035 | 1346673.602 | 161458 | 107853 | 332.744 | 218.54 | 20.892 | 219009.354 | 58269.864 | 8488.588 | 221002.527 |  | 4.122 | 4.053 | 0.259 | 2712.896 | 0.361 | 0.053 | 2737.585 |  | 0.312 | 0.325 | 0.02 | 205.202 | 0.027 | 0.004 | 207.069 |  | 4.122 | 4.053 | 0.259 | 2712.896 | 0.361 | 0.053 | 2737.585 |  | 332.744 | 218.54 | 20.892 | 219009.354 | 58269.864 | 8488.588 |  | 2134578.035 | 1346673.602 | 2134578.035 | 1346673.602 | EPA/CAMD | EPA/CAMD; EIA | EPA/CAMD | EPA/CAMD | EIA | EIA | -- | EPA/CAMD | EPA/CAMD | [14 empty] | 13220.6393 | 163751.06 | -2293.056 | 0 | 0 | 0 | 0 | 0 | 0 | 0 | 0 | 0 | 161458.004 | 0 | 0 | 161458.004 | 0 | 1 | 0 | 0 | 0 | 0 | 0 | 0 | 0 | 0 | 0 | 0 | 1 | 0 | 0 | 1 | 0 | Yes |  | 3204409.665 | 328770.566 | 449.897 | 32.321 |  | https://www.google.com/maps/@?api=1&map_action=map&center=35.189700000000002%2C-81.012200000000007&zoom=17&basemap=satellite | 17973 | [118 empty] | 0.29 |  |  | 50 |  |  | 0.35 | 0.42 |  |  | 61 |  |  | 0.4 | 0.16 |  |  | 30 |  |  | 0.3 | 0.03 |  |  | 66 |  |  | 0.05 | 0.07 |  |  | 45 |  |  | 0.12 | 0.08 |  |  | 75 |  |  | 0.06 | 0.11 |  |  | 33 |  |  | 0.16 | 71.87 | 0.27665 | Coal | FRS_110000348008
1092 | 1668 | 2021 | CA | Santa Maria LFG Power Plant | 57100 | Pacific Gas & Electric Co | 14328 | J&A-Santa Maria LLC | 56396 | IPP CHP | California Independent System Operator | CISO | WECC | CAMX | WECC California | CAISO | 6 | 83 | Santa Barbara | 34.9537 | -120.4142 | 1 | 1 | LFG | BIOMASS |  | 0 | 1.1 |  |  | Yes | [10 empty] | 0 |  | 0 | 0 | [45 empty] | -- | [56 empty] | https://www.google.com/maps/@?api=1&map_action=map&center=34.953699999999998%2C-120.41419999999999&zoom=17&basemap=satellite | 97507 | [118 empty] | 0.66 |  |  | 87 |  |  | 0.35 | 0.86 |  |  | 87 |  |  | 0.4 | 0.46 |  |  | 75 |  |  | 0.3 | 0.18 |  |  | 92 |  |  | 0.05 | 0.41 |  |  | 96 |  |  | 0.12 | 0.1 |  |  | 85 |  |  | 0.06 | 0.1 |  |  | 26 |  |  | 0.16 |  |  | Biomass | FRS_
1093 | 6353 | 2021 | NC | Buck | 2720 | Duke Energy Carolinas, LLC | 5416 | Duke Energy Carolinas, LLC | 5416 | Electric Utility | Duke Energy Carolinas | DUK | SERC | SRVC | SERC Virginia/Carolina |  | 37 | 159 | Rowan | 35.7133 | -80.3767 | 2 | 3 | NG | GAS |  | 0.74185 | 697.9 | 0.096917 | [6 empty] | 31454325.52 | 13166423.41 | 31454325.52 | 13166423.41 | 4535375 | 1883874 | 132.789 | 54.27 | 9.437 | 1869294.301 | 70513.254 | 7051.325 | 1871226.364 |  | 0.059 | 0.058 | 0.004 | 824.317 | 0.016 | 0.002 | 825.169 |  | 0.008 | 0.008 | 0.001 | 118.858 | 0.002 | 0 | 118.981 |  | 0.059 | 0.058 | 0.004 | 824.317 | 0.016 | 0.002 | 825.169 |  | 132.789 | 54.27 | 9.437 | 1869294.301 | 70513.254 | 7051.325 |  | 31454325.52 | 13166423.41 | 31454325.52 | 13166423.41 | EPA/CAMD | EPA/CAMD | EPA/CAMD | EPA/CAMD | EIA | EIA | -- | EPA/CAMD | EPA/CAMD | [14 empty] | 6935.3307 | 0 | 0 | 4535375 | 0 | 0 | 0 | 0 | 0 | 0 | 0 | 0 | 4535375 | 0 | 0 | 4535375 | 0 | 0 | 0 | 1 | 0 | 0 | 0 | 0 | 0 | 0 | 0 | 0 | 1 | 0 | 0 | 1 | 0 | Yes |  | 34319091.89 | 2039544.321 | 149.394 | 10.296 |  | https://www.google.com/maps/@?api=1&map_action=map&center=35.713299999999997%2C-80.3767&zoom=17&basemap=satellite | 4020 | [118 empty] | 0.3 |  |  | 51 |  |  | 0.35 | 0.21 |  |  | 40 |  |  | 0.4 | 0.39 |  |  | 66 |  |  | 0.3 | 0 |  |  | 0 |  |  | 0.05 | 0.13 |  |  | 65 |  |  | 0.12 | 0.05 |  |  | 46 |  |  | 0.06 | 0.2 |  |  | 68 |  |  | 0.16 | 76.56 | 0.039598 | Gas | FRS_110001978334
1094 | 1669 | 2021 | CA | Santa Rita Jail Fuel Cell | 60385 | Pacific Gas & Electric Co | 14328 | SRJFC, LLC | 60182 | IPP CHP | California Independent System Operator | CISO | WECC | CAMX | WECC California | CAISO | 6 | 1 | Alameda | 37.7192 | -121.8869 | 1 | 1 | NG | GAS |  | 0.77503 | 1.4 | 0.041612 |  | Yes | 0 |  | 1 |  |  |  | 84744 |  | 9505 | 4514 | 0 |  | 0 | 0 | [37 empty] | 84744 | 40251 | [6 empty] | -- | EIA | EIA | [15 empty] | 0 | 0 | 9505 | 0 | 0 | 0 | 0 | 0 | 0 | 0 | 0 | 9505 | 0 | 0 | 9505 | 0 | 0 | 0 | 1 | 0 | 0 | 0 | 0 | 0 | 0 | 0 | 0 | 1 | 0 | 0 | 1 | 0 | [7 empty] | https://www.google.com/maps/@?api=1&map_action=map&center=37.719166000000001%2C-121.886944&zoom=17&basemap=satellite | 103827 | [118 empty] | 0.38 |  |  | 62 |  |  | 0.35 | 0.68 |  |  | 77 |  |  | 0.4 | 0.08 |  |  | 14 |  |  | 0.3 | 0.08 |  |  | 81 |  |  | 0.05 | 0.04 |  |  | 30 |  |  | 0.12 | 0.07 |  |  | 66 |  |  | 0.06 | 0.1 |  |  | 28 |  |  | 0.16 | 0 | 0 | Gas | FRS_110070396438
1095 | 6399 | 2021 | NC | Cliffside | 2721 | Duke Energy Carolinas, LLC | 5416 | Duke Energy Carolinas, LLC | 5416 | Electric Utility | Duke Energy Carolinas | DUK | SERC | SRVC | SERC Virginia/Carolina |  | 37 | 45 | Cleveland | 35.22 | -81.7594 | 2 | 2 | BIT | COAL | Yes | 0.35438 | 1530.5 | 0.74271 | [6 empty] | 46390411.38 | 20590306.28 | 46390411.38 | 20590306.28 | 4751185 | 2049494 | 1793.617 | 962.968 | 551.776 | 3647286.675 | 547649.754 | 77061.453 | 3665614.453 |  | 0.755 | 0.94 | 0.232 | 1535.317 | 0.115 | 0.016 | 1543.032 |  | 0.077 | 0.094 | 0.024 | 157.243 | 0.012 | 0.002 | 158.033 |  | 0.755 | 0.94 | 0.232 | 1535.317 | 0.115 | 0.016 | 1543.032 |  | 1793.617 | 962.968 | 551.776 | 3647286.675 | 547649.754 | 77061.453 |  | 46390411.38 | 20590306.28 | 46390411.38 | 20590306.28 | EPA/CAMD | EPA/CAMD | EPA/CAMD | EPA/CAMD | EIA | EIA | -- | EPA/CAMD | EPA/CAMD | [14 empty] | 9763.9665 | 2074958.5 | 9158.234 | 2667068.3 | 0 | 0 | 0 | 0 | 0 | 0 | 0 | 0 | 4751185.034 | 0 | 0 | 4751185.034 | 0 | 0.43672 | 0.0019276 | 0.56135 | 0 | 0 | 0 | 0 | 0 | 0 | 0 | 0 | 1 | 0 | 0 | 1 | 0 | Yes |  | 47953925.42 | 3372097.124 | 1735.19 | 454.921 |  | https://www.google.com/maps/@?api=1&map_action=map&center=35.22%2C-81.759399999999999&zoom=17&basemap=satellite | 3360 | [118 empty] | 0.22 |  |  | 36 |  |  | 0.35 | 0.13 |  |  | 28 |  |  | 0.4 | 0.31 |  |  | 55 |  |  | 0.3 | 0 |  |  | 0 |  |  | 0.05 | 0.11 |  |  | 59 |  |  | 0.12 | 0.05 |  |  | 54 |  |  | 0.06 | 0.17 |  |  | 56 |  |  | 0.16 | 192.84 | 0.073331 | Coal | FRS_110006424404
1096 | 1670 | 2021 | CA | Santa Rita Jail Hybrid | 58625 | Pacific Gas & Electric Co | 14328 | County of Alameda GSA | 58549 | IPP CHP | California Independent System Operator | CISO | WECC | CAMX | WECC California | CAISO | 6 | 1 | Alameda | 37.7192 | -121.8869 | 4 | 4 | NG | GAS |  | 0.27677 | 4.9 | 0.87205 |  | Yes | 0 |  | 1 |  |  |  | 88594 |  | 11880 | 5760 | 0 |  | 0 | 0 | [37 empty] | 88594 | 43113 | [6 empty] | -- | EIA | EIA | [15 empty] | 0 | 0 | 9480 | 0 | 0 | 0 | 0 | 2400 | 0 | 0 | 0 | 9480 | 2400 | 2400 | 9480 | 2400 | 0 | 0 | 0.79798 | 0 | 0 | 0 | 0 | 0.20202 | 0 | 0 | 0 | 0.79798 | 0.20202 | 0.20202 | 0.79798 | 0.20202 | [7 empty] | https://www.google.com/maps/@?api=1&map_action=map&center=37.719166999999999%2C-121.886944&zoom=17&basemap=satellite | 103827 | [118 empty] | 0.38 |  |  | 62 |  |  | 0.35 | 0.68 |  |  | 77 |  |  | 0.4 | 0.08 |  |  | 14 |  |  | 0.3 | 0.08 |  |  | 81 |  |  | 0.05 | 0.04 |  |  | 30 |  |  | 0.12 | 0.07 |  |  | 66 |  |  | 0.06 | 0.1 |  |  | 28 |  |  | 0.16 | 0 | 0 | Gas | FRS_110002431226
1097 | 6432 | 2021 | NC | Dan River | 2723 | Duke Energy Carolinas, LLC | 5416 | Duke Energy Carolinas, LLC | 5416 | Electric Utility | Duke Energy Carolinas | DUK | SERC | SRVC | SERC Virginia/Carolina |  | 37 | 157 | Rockingham | 36.4862 | -79.7208 | 2 | 3 | NG | GAS |  | 0.68265 | 697.9 | 0.19559 | [6 empty] | 29919479.35 | 13654099.83 | 29919479.35 | 13654099.83 | 4173444 | 1900293 | 388.897 | 203.372 | 8.765 | 1778082.933 | 64616.206 | 6461.621 | 1779853.417 |  | 0.186 | 0.214 | 0.004 | 852.094 | 0.015 | 0.002 | 852.942 |  | 0.026 | 0.03 | 0.001 | 118.858 | 0.002 | 0 | 118.976 |  | 0.186 | 0.214 | 0.004 | 852.094 | 0.015 | 0.002 | 852.942 |  | 388.897 | 203.372 | 8.765 | 1778082.933 | 64616.206 | 6461.621 |  | 29919479.35 | 13654099.83 | 29919479.35 | 13654099.83 | EPA/CAMD | EPA/CAMD | EPA/CAMD | EPA/CAMD | EIA | EIA | -- | EPA/CAMD | EPA/CAMD | [14 empty] | 7169.0142 | 0 | 0 | 4173444 | 0 | 0 | 0 | 0 | 0 | 0 | 0 | 0 | 4173444 | 0 | 0 | 4173444 | 0 | 0 | 0 | 1 | 0 | 0 | 0 | 0 | 0 | 0 | 0 | 0 | 1 | 0 | 0 | 1 | 0 | Yes |  | 29543024.75 | 1755710.445 | 431.099 | 7.517 |  | https://www.google.com/maps/@?api=1&map_action=map&center=36.486199999999997%2C-79.720799999999997&zoom=17&basemap=satellite | 12048 | [118 empty] | 0.37 |  |  | 61 |  |  | 0.35 | 0.34 |  |  | 54 |  |  | 0.4 | 0.4 |  |  | 68 |  |  | 0.3 | 0.01 |  |  | 57 |  |  | 0.05 | 0.17 |  |  | 75 |  |  | 0.12 | 0.04 |  |  | 40 |  |  | 0.06 | 0.22 |  |  | 74 |  |  | 0.16 | 293.24 | 0.13159 | Gas | FRS_110000345993
1098 | 1672 | 2021 | CA | Sargent Canyon Cogen Facility | 50864 | Pacific Gas & Electric Co | 14328 | Sargent Canyon Cogeneration Co | 16636 | IPP CHP | California Independent System Operator | CISO | WECC | CAMX | WECC California | CAISO | 6 | 53 | Monterey | 35.9359 | -120.8408 | 1 | 1 | NG | GAS |  | 0 | 38.2 |  |  | Yes | 0 |  | 1 |  |  | 0 |  | 0 | 0 | 0 | 0 |  | 0 | 0 | [36 empty] | 0 |  | 0 | [6 empty] | -- |  | EPA/CAMD | [7 empty] | 0 | [7 empty] | 0 | 0 | 0 | 0 | 0 | 0 | 0 | 0 | 0 | 0 | 0 | 0 | 0 | 0 | 0 | 0 | [16 empty] | Yes | [6 empty] | https://www.google.com/maps/@?api=1&map_action=map&center=35.935899999999997%2C-120.8408&zoom=17&basemap=satellite | 23 | [118 empty] | 0.4 |  |  | 64 |  |  | 0.35 | 0.45 |  |  | 63 |  |  | 0.4 | 0.35 |  |  | 61 |  |  | 0.3 | 0.03 |  |  | 70 |  |  | 0.05 | 0.2 |  |  | 80 |  |  | 0.12 | 0.09 |  |  | 80 |  |  | 0.06 | 0.2 |  |  | 67 |  |  | 0.16 |  |  | Gas | FRS_
1099 | 6673 | 2021 | NC | Marshall | 2727 | Duke Energy Carolinas, LLC | 5416 | Duke Energy Carolinas, LLC | 5416 | Electric Utility | Duke Energy Carolinas | DUK | SERC | SRVC | SERC Virginia/Carolina |  | 37 | 35 | Catawba | 35.5975 | -80.9658 | 4 | 4 | BIT | COAL | Yes | 0.37158 | 2119 | 0.71403 | [6 empty] | 67754279.25 | 33693136.67 | 67754279.25 | 33693136.67 | 6897413 | 3466307 | 7119.806 | 3754.317 | 2812.138 | 6268282.309 | 1334082.462 | 192496.732 | 6313640.353 |  | 2.064 | 2.166 | 0.815 | 1817.575 | 0.193 | 0.028 | 1830.727 |  | 0.21 | 0.223 | 0.083 | 185.03 | 0.02 | 0.003 | 186.369 |  | 2.064 | 2.166 | 0.815 | 1817.575 | 0.193 | 0.028 | 1830.727 |  | 7119.806 | 3754.317 | 2812.138 | 6268282.309 | 1334082.462 | 192496.732 |  | 67754279.25 | 33693136.67 | 67754279.25 | 33693136.67 | EPA/CAMD | EPA/CAMD | EPA/CAMD | EPA/CAMD | EIA | EIA | -- | EPA/CAMD | EPA/CAMD | [14 empty] | 9823.1437 | 5334228.2 | 5466.309 | 1557718.5 | 0 | 0 | 0 | 0 | 0 | 0 | 0 | 0 | 6897413.009 | 0 | 0 | 6897413.009 | 0 | 0.77337 | 0.00079252 | 0.22584 | 0 | 0 | 0 | 0 | 0 | 0 | 0 | 0 | 1 | 0 | 0 | 1 | 0 | Yes |  | 73142858.6 | 5775498.305 | 6341.792 | 1674.452 |  | https://www.google.com/maps/@?api=1&map_action=map&center=35.597499999999997%2C-80.965800000000002&zoom=17&basemap=satellite | 7746 | [118 empty] | 0.1 |  |  | 10 |  |  | 0.35 | 0.07 |  |  | 17 |  |  | 0.4 | 0.13 |  |  | 23 |  |  | 0.3 | 0 |  |  | 0 |  |  | 0.05 | 0.05 |  |  | 34 |  |  | 0.12 | 0.04 |  |  | 41 |  |  | 0.06 | 0.18 |  |  | 61 |  |  | 0.16 | 228.38 | 0.075046 | Coal | FRS_110000351397
1100 | 1674 | 2021 | CA | SB Water Reclamation Fuel Cell | 64027 | Southern California Edison Co | 17609 | San Bernardino Fuel Cell, LLC | 63669 | Commercial CHP | California Independent System Operator | CISO | WECC | CAMX | WECC California | CAISO | 6 | 71 | San Bernardino | 34.0756 | -117.2873 | 1 | 1 | OBG | BIOMASS |  | 0.36913 | 1.4 | 0.71812 |  | Yes | 0 |  | 1 |  |  |  | 52629 |  | 4527 | 2630 | 0 |  | 0 | 0 | [37 empty] | 52629 | 30580 | [6 empty] | -- | EIA | EIA | [15 empty] | 0 | 0 | 298.219 | 0 | 0 | 4228.781 | 0 | 0 | 0 | 0 | 0 | 298.219 | 4228.781 | 4228.781 | 4527 | 0 | 0 | 0 | 0.065876 | 0 | 0 | 0.93412 | 0 | 0 | 0 | 0 | 0 | 0.065876 | 0.93412 | 0.93412 | 1 | 0 | [7 empty] | https://www.google.com/maps/@?api=1&map_action=map&center=34.075594000000002%2C-117.287339&zoom=17&basemap=satellite | 99919 | [118 empty] | 0.67 |  |  | 87 |  |  | 0.35 | 0.84 |  |  | 85 |  |  | 0.4 | 0.5 |  |  | 79 |  |  | 0.3 | 0.11 |  |  | 86 |  |  | 0.05 | 0.27 |  |  | 88 |  |  | 0.12 | 0.07 |  |  | 68 |  |  | 0.06 | 0.12 |  |  | 36 |  |  | 0.16 |  |  | Biomass | FRS_
1101 | 6361 | 2021 | NC | Buxton | 2783 | Cape Hatteras Elec Member Corp | 2982 | North Carolina El Member Corp | 13683 | Electric Utility | PJM Interconnection, LLC | PJM | SERC | SRVC | SERC Virginia/Carolina | PJM | 37 | 55 | Dare | 35.2672 | -75.5347 | 5 | 5 | DFO | OIL |  | 0.00174 | 15 | 1 | [6 empty] | 6112 | 1861 | 6112 | 1861 | 228 | 69 | 9.825 | 2.99 | 0.886 | 499.125 | 40.424 | 8.085 | 500.835 |  | 86.184 | 86.667 | 7.772 | 4378.289 | 0.177 | 0.035 | 4393.289 |  | 3.215 | 3.213 | 0.29 | 163.326 | 0.007 | 0.001 | 163.886 |  | 86.184 | 86.667 | 7.772 | 4378.289 | 0.177 | 0.035 | 4393.289 |  | 9.825 | 2.99 | 0.886 | 499.125 | 40.424 | 8.085 |  | 6112 | 1861 | 6112 | 1861 | EIA | EIA | EIA | EIA | EIA | EIA | -- | EIA | EIA | [14 empty] | 26807.0175 | 0 | 228 | 0 | 0 | 0 | 0 | 0 | 0 | 0 | 0 | 0 | 228 | 0 | 0 | 228 | 0 | 0 | 1 | 0 | 0 | 0 | 0 | 0 | 0 | 0 | 0 | 0 | 1 | 0 | 0 | 1 | 0 | [7 empty] | https://www.google.com/maps/@?api=1&map_action=map&center=35.267221999999997%2C-75.534722000000002&zoom=17&basemap=satellite | 1471 | [118 empty] | 0.32 |  |  | 54 |  |  | 0.35 | 0.18 |  |  | 36 |  |  | 0.4 | 0.45 |  |  | 75 |  |  | 0.3 | 0.03 |  |  | 67 |  |  | 0.05 | 0.13 |  |  | 66 |  |  | 0.12 | 0.03 |  |  | 27 |  |  | 0.06 | 0.16 |  |  | 52 |  |  | 0.16 | 0.67224 | 0 | Oil | FRS_110028025937
1102 | 1675 | 2021 | CA | SC 1 Data Center, Phase 2 | 59074 | City of Santa Clara - (CA) | 16655 | Xeres Ventures LLC | 58893 | Commercial Non-CHP | California Independent System Operator | CISO | WECC | CAMX | WECC California | CAISO | 6 | 85 | Santa Clara | 37.3617 | -121.9436 | 41 | 41 | DFO | OIL |  | 0.00019 | 92.7 | 1 | [6 empty] | 2136.013 | 823.996 | 2136.013 | 823.996 | 154.005 | 60.009 | 3.257 | 1.255 | 0.311 | 174.44 | 14.127 | 2.825 | 175.038 |  | 42.297 | 41.827 | 4.038 | 2265.381 | 0.092 | 0.018 | 2273.142 |  | 3.05 | 3.046 | 0.291 | 163.332 | 0.007 | 0.001 | 163.892 |  | 42.299 | 41.828 | 4.038 | 2265.455 | 0.092 | 0.018 | 2273.215 |  | 3.257 | 1.255 | 0.311 | 174.44 | 14.127 | 2.825 |  | 2136.013 | 823.996 | 2136.013 | 823.996 | EIA | EIA | EIA | EIA | EIA | EIA | -- | EIA | EIA | [14 empty] | 13870.2143 | 0 | 154 | 0 | 0 | 0 | 0 | 0 | 0 | 0 | 0 | 0 | 154 | 0 | 0 | 154 | 0 | 0 | 1 | 0 | 0 | 0 | 0 | 0 | 0 | 0 | 0 | 0 | 1 | 0 | 0 | 1 | 0 | [7 empty] | https://www.google.com/maps/@?api=1&map_action=map&center=37.361666999999997%2C-121.943611&zoom=17&basemap=satellite | 170499 | [118 empty] | 0.42 |  |  | 66 |  |  | 0.35 | 0.67 |  |  | 77 |  |  | 0.4 | 0.16 |  |  | 30 |  |  | 0.3 | 0.09 |  |  | 83 |  |  | 0.05 | 0.07 |  |  | 46 |  |  | 0.12 | 0.07 |  |  | 64 |  |  | 0.06 | 0.11 |  |  | 29 |  |  | 0.16 | 0.29682 | 4.3016 | Oil | FRS_110070398032
1103 | 7129 | 2021 | ND | R M Heskett | 2790 | Montana-Dakota Utilities Co | 12199 | Montana-Dakota Utilities Co | 12199 | Electric Utility | Midcontinent Independent Transmission System Operator, Inc.. | MISO | MRO | MROW | MRO West | MISO | 38 | 59 | Morton | 46.8669 | -100.8836 | 2 | 3 | LIG | COAL | Yes | 0.28548 | 203 | 0.85753 | [6 empty] | 5571070.332 | 2304265.171 | 5571070.332 | 2304265.171 | 507672 | 206731 | 999.991 | 423.94 | 1459.445 | 599757.831 | 171436.028 | 24790.831 | 605594.615 |  | 3.94 | 4.101 | 5.75 | 2362.777 | 0.338 | 0.049 | 2385.771 |  | 0.359 | 0.368 | 0.524 | 215.312 | 0.031 | 0.004 | 217.407 |  | 3.94 | 4.101 | 5.75 | 2362.777 | 0.338 | 0.049 | 2385.771 |  | 999.991 | 423.94 | 1459.445 | 599757.831 | 171436.028 | 24790.831 |  | 5571070.332 | 2304265.171 | 5571070.332 | 2304265.171 | EPA/CAMD | EPA/CAMD | EPA/CAMD | EPA/CAMD | EIA | EIA | -- | EPA/CAMD | EPA/CAMD | [14 empty] | 10973.7593 | 491713.47 | 0 | 6249.087 | 0 | 0 | 0 | 0 | 0 | 0 | 9709.444 | 0 | 507672.001 | 0 | 0 | 507672.001 | 0 | 0.96857 | 0 | 0.012309 | 0 | 0 | 0 | 0 | 0 | 0 | 0.019125 | 0 | 1 | 0 | 0 | 1 | 0 | Yes |  | 555153.578 | 56707.535 | 91.795 | 154.657 |  | https://www.google.com/maps/@?api=1&map_action=map&center=46.866900000000001%2C-100.8836&zoom=17&basemap=satellite | 14998 | [118 empty] | 0.16 |  |  | 23 |  |  | 0.35 | 0.12 |  |  | 28 |  |  | 0.4 | 0.19 |  |  | 35 |  |  | 0.3 | 0.02 |  |  | 63 |  |  | 0.05 | 0.06 |  |  | 41 |  |  | 0.12 | 0.07 |  |  | 64 |  |  | 0.06 | 0.15 |  |  | 48 |  |  | 0.16 | 229.9857 | 0.9787 | Coal | FRS_110022356591
1104 | 1687 | 2021 | CA | SCU000 El Camino Real Fuel Cell | 63715 | City of Santa Clara - (CA) | 16655 | 2016 ESA Project Company, LLC | 62150 | IPP Non-CHP | California Independent System Operator | CISO | WECC | CAMX | WECC California | CAISO | 6 | 85 | Santa Clara | 37.3499 | -121.9406 | 1 | 1 | NG | GAS |  | 0.87466 | 1.5 | 0 | [8 empty] | 82366 | 39121 | 11493 | 5459 | 0 |  | 0 | 0 | [37 empty] | 82366 | 39121 | [6 empty] | -- | EIA | EIA | [15 empty] | 0 | 0 | 11493 | 0 | 0 | 0 | 0 | 0 | 0 | 0 | 0 | 11493 | 0 | 0 | 11493 | 0 | 0 | 0 | 1 | 0 | 0 | 0 | 0 | 0 | 0 | 0 | 0 | 1 | 0 | 0 | 1 | 0 | [7 empty] | https://www.google.com/maps/@?api=1&map_action=map&center=37.349939999999997%2C-121.94064&zoom=17&basemap=satellite | 187251 | [118 empty] | 0.42 |  |  | 67 |  |  | 0.35 | 0.65 |  |  | 76 |  |  | 0.4 | 0.19 |  |  | 34 |  |  | 0.3 | 0.09 |  |  | 84 |  |  | 0.05 | 0.09 |  |  | 53 |  |  | 0.12 | 0.06 |  |  | 62 |  |  | 0.06 | 0.11 |  |  | 33 |  |  | 0.16 | 0 | 0 | Gas | FRS_110070871598
1105 | 7110 | 2021 | ND | Jamestown | 2801 | Otter Tail Power Co | 14232 | Otter Tail Power Co | 14232 | Electric Utility | Midcontinent Independent Transmission System Operator, Inc.. | MISO | MRO | MROW | MRO West | MISO | 38 | 93 | Stutsman | 46.9057 | -98.6622 | 2 | 2 | DFO | OIL |  | 0.00381 | 48.2 | 1 | [6 empty] | 32988 | 10440 | 32988 | 10440 | 1608 | 509 | 14.086 | 4.458 | 5.068 | 2693.894 | 218.178 | 43.636 | 2703.123 |  | 17.52 | 17.517 | 6.304 | 3350.614 | 0.136 | 0.027 | 3362.093 |  | 0.854 | 0.854 | 0.307 | 163.326 | 0.007 | 0.001 | 163.885 |  | 17.52 | 17.517 | 6.304 | 3350.614 | 0.136 | 0.027 | 3362.093 |  | 14.086 | 4.458 | 5.068 | 2693.894 | 218.178 | 43.636 |  | 32988 | 10440 | 32988 | 10440 | EIA | EIA | EIA | EIA | EIA | EIA | -- | EIA | EIA | [14 empty] | 20514.9254 | 0 | 1608 | 0 | 0 | 0 | 0 | 0 | 0 | 0 | 0 | 0 | 1608 | 0 | 0 | 1608 | 0 | 0 | 1 | 0 | 0 | 0 | 0 | 0 | 0 | 0 | 0 | 0 | 1 | 0 | 0 | 1 | 0 | [7 empty] | https://www.google.com/maps/@?api=1&map_action=map&center=46.905664999999999%2C-98.662182999999999&zoom=17&basemap=satellite | 14520 | [118 empty] | 0.21 |  |  | 36 |  |  | 0.35 | 0.1 |  |  | 24 |  |  | 0.4 | 0.33 |  |  | 59 |  |  | 0.3 | 0.01 |  |  | 58 |  |  | 0.05 | 0.1 |  |  | 55 |  |  | 0.12 | 0.06 |  |  | 58 |  |  | 0.06 | 0.19 |  |  | 64 |  |  | 0.16 | 0.071399 | 0.77607 | Oil | FRS_110022358116
1106 | 2207 | 2021 | CO | Pawnee | 6248 | Public Service Co of Colorado | 15466 | Public Service Co of Colorado | 15466 | Electric Utility | Public Service Company of Colorado | PSCO | WECC | RMPA | WECC Rockies |  | 8 | 87 | Morgan | 40.2217 | -103.6803 | 1 | 1 | SUB | COAL | Yes | 0.59352 | 552.3 | 0.34414 | [6 empty] | 33279171.31 | 14148304.55 | 33279171.31 | 14148304.55 | 2871522 | 1231856 | 884.926 | 395.869 | 1490.149 | 3489187.26 | 773239.217 | 112457.568 | 3515608.928 |  | 0.616 | 0.643 | 1.038 | 2430.201 | 0.269 | 0.039 | 2448.603 |  | 0.053 | 0.056 | 0.09 | 209.692 | 0.023 | 0.003 | 211.28 |  | 0.616 | 0.643 | 1.038 | 2430.201 | 0.269 | 0.039 | 2448.603 |  | 884.926 | 395.869 | 1490.149 | 3489187.26 | 773239.217 | 112457.568 |  | 33279171.31 | 14148304.55 | 33279171.31 | 14148304.55 | EPA/CAMD | EPA/CAMD | EPA/CAMD | EPA/CAMD | EIA | EIA | -- | EPA/CAMD | EPA/CAMD | [14 empty] | 11589.384 | 2859375.2 | 0 | 12146.823 | 0 | 0 | 0 | 0 | 0 | 0 | 0 | 0 | 2871522.023 | 0 | 0 | 2871522.023 | 0 | 0.99577 | 0 | 0.0042301 | 0 | 0 | 0 | 0 | 0 | 0 | 0 | 0 | 1 | 0 | 0 | 1 | 0 | Yes |  | 28989782.22 | 3038861.79 | 694.889 | 1273.667 |  | https://www.google.com/maps/@?api=1&map_action=map&center=40.221699999999998%2C-103.6803&zoom=17&basemap=satellite | 812 | [118 empty] | 0.24 |  |  | 42 |  |  | 0.35 | 0.23 |  |  | 43 |  |  | 0.4 | 0.26 |  |  | 47 |  |  | 0.3 | 0.03 |  |  | 67 |  |  | 0.05 | 0.18 |  |  | 78 |  |  | 0.12 | 0.07 |  |  | 68 |  |  | 0.06 | 0.22 |  |  | 73 |  |  | 0.16 | 9.1 | 0.0059323 | Coal | FRS_110000600234
1107 | 7115 | 2021 | ND | Leland Olds | 2817 | Basin Electric Power Coop | 1307 | Basin Electric Power Coop | 1307 | Electric Utility | Southwest Power Pool | SWPP | MRO | MROW | MRO West |  | 38 | 57 | Mercer | 47.2808 | -101.3212 | 2 | 2 | RC | COAL | Yes | 0.45107 | 656 | 0.58154 | [6 empty] | 30042882.46 | 14612037.15 | 30042882.46 | 14612037.15 | 2592127 | 1265394 | 3747.994 | 1912.269 | 1474.791 | 3270763.756 | 754431.981 | 109757.49 | 3296548.022 |  | 2.892 | 3.022 | 1.138 | 2523.614 | 0.291 | 0.042 | 2543.508 |  | 0.25 | 0.262 | 0.098 | 217.74 | 0.025 | 0.004 | 219.456 |  | 2.892 | 3.022 | 1.138 | 2523.614 | 0.291 | 0.042 | 2543.508 |  | 3747.994 | 1912.269 | 1474.791 | 3270763.756 | 754431.981 | 109757.49 |  | 30042882.46 | 14612037.15 | 30042882.46 | 14612037.15 | EPA/CAMD | EPA/CAMD | EPA/CAMD | EPA/CAMD | EIA | EIA | -- | EPA/CAMD | EPA/CAMD | [14 empty] | 11590.0505 | 2584786.7 | 7340.267 | 0 | 0 | 0 | 0 | 0 | 0 | 0 | 0 | 0 | 2592126.967 | 0 | 0 | 2592126.967 | 0 | 0.99717 | 0.0028318 | 0 | 0 | 0 | 0 | 0 | 0 | 0 | 0 | 0 | 1 | 0 | 0 | 1 | 0 | Yes |  | 44044851.48 | 4795165.373 | 5415.89 | 2036.064 |  | https://www.google.com/maps/@?api=1&map_action=map&center=47.280768999999999%2C-101.321213&zoom=17&basemap=satellite | 55 | [118 empty] | 0.16 |  |  | 24 |  |  | 0.35 | 0.02 |  |  | 7 |  |  | 0.4 | 0.31 |  |  | 55 |  |  | 0.3 | 0.01 |  |  | 58 |  |  | 0.05 | 0.09 |  |  | 53 |  |  | 0.12 | 0.02 |  |  | 17 |  |  | 0.06 | 0.22 |  |  | 74 |  |  | 0.16 | 357.3 | 0.23845 | Coal | FRS_110000595099
1108 | 1693 | 2021 | CA | SEGS III | 10439 | Southern California Edison Co | 17609 | FPL Energy Operating Services Inc - SEGS | 55711 | IPP Non-CHP | California Independent System Operator | CISO | WECC | CAMX | WECC California | CAISO | 6 | 71 | San Bernardino | 35.0069 | -117.5558 | 1 | 1 | NG | GAS |  | 0 | 34.2 | [7 empty] | 0 | 0 | 0 | 0 | 0 | 0 | 0 | 0 | 0 | 0 | 0 | 0 | 0 | [25 empty] | 0 | 0 | 0 | 0 | 0 | 0 |  | 0 | 0 | 0 | 0 | EIA | EIA | EIA | EIA | EIA | EIA | -- | EIA | EIA | [15 empty] | 0 | 0 | 0 | 0 | 0 | 0 | 0 | 0 | 0 | 0 | 0 | 0 | 0 | 0 | 0 | 0 | [23 empty] | https://www.google.com/maps/@?api=1&map_action=map&center=35.00694%2C-117.555768&zoom=17&basemap=satellite | 14 | [118 empty] | 0.19 |  |  | 31 |  |  | 0.35 | 0.25 |  |  | 44 |  |  | 0.4 | 0.14 |  |  | 26 |  |  | 0.3 | 0 |  |  | 0 |  |  | 0.05 | 0.13 |  |  | 65 |  |  | 0.12 | 0.02 |  |  | 18 |  |  | 0.06 | 0.25 |  |  | 82 |  |  | 0.16 | 0 |  | Gas | FRS_
1109 | 7120 | 2021 | ND | Milton R Young | 2823 | Minnkota Power Coop, Inc | 12658 | Minnkota Power Coop, Inc | 12658 | Electric Utility | Midcontinent Independent Transmission System Operator, Inc.. | MISO | MRO | MROW | MRO West | MISO | 38 | 65 | Oliver | 47.0659 | -101.2131 | 2 | 2 | RC | COAL | Yes | 0.69597 | 734 | 0.17338 | [6 empty] | 49561262.75 | 21468699.89 | 49561262.75 | 21468699.89 | 4474993 | 1909079 | 8308.186 | 3564.539 | 2322.12 | 5395731.404 | 1278455.288 | 185989.877 | 5439424.587 |  | 3.713 | 3.734 | 1.038 | 2411.504 | 0.286 | 0.042 | 2431.032 |  | 0.335 | 0.332 | 0.094 | 217.74 | 0.026 | 0.004 | 219.503 |  | 3.713 | 3.734 | 1.038 | 2411.504 | 0.286 | 0.042 | 2431.032 |  | 8308.186 | 3564.539 | 2322.12 | 5395731.404 | 1278455.288 | 185989.877 |  | 49561262.75 | 21468699.89 | 49561262.75 | 21468699.89 | EPA/CAMD | EPA/CAMD | EPA/CAMD | EPA/CAMD | EIA | EIA | -- | EPA/CAMD | EPA/CAMD | [14 empty] | 11075.1597 | 4462874.53 | 12118.513 | 0 | 0 | 0 | 0 | 0 | 0 | 0 | 0 | 0 | 4474993.043 | 0 | 0 | 4474993.043 | 0 | 0.99729 | 0.0027081 | 0 | 0 | 0 | 0 | 0 | 0 | 0 | 0 | 0 | 1 | 0 | 0 | 1 | 0 | Yes |  | 45733398.22 | 4978994.326 | 7457.787 | 1890.368 |  | https://www.google.com/maps/@?api=1&map_action=map&center=47.065854000000002%2C-101.213093&zoom=17&basemap=satellite | 20 | [118 empty] | 0.22 |  |  | 37 |  |  | 0.35 | 0.1 |  |  | 23 |  |  | 0.4 | 0.35 |  |  | 61 |  |  | 0.3 | 0 |  |  | 0 |  |  | 0.05 | 0.08 |  |  | 48 |  |  | 0.12 | 0.06 |  |  | 60 |  |  | 0.06 | 0.23 |  |  | 76 |  |  | 0.16 | 362.36 | 0.15527 | Coal | FRS_110000428387
1110 | 1694 | 2021 | CA | SEGS IV | 10440 | Southern California Edison Co | 17609 | FPL Energy Operating Services Inc - SEGS | 55711 | IPP Non-CHP | California Independent System Operator | CISO | WECC | CAMX | WECC California | CAISO | 6 | 71 | San Bernardino | 35.0122 | -117.5557 | 1 | 1 | NG | GAS |  | 0 | 34.2 | [7 empty] | 0 | 0 | 0 | 0 | 0 | 0 | 0 | 0 | 0 | 0 | 0 | 0 | 0 | [25 empty] | 0 | 0 | 0 | 0 | 0 | 0 |  | 0 | 0 | 0 | 0 | EIA | EIA | EIA | EIA | EIA | EIA | -- | EIA | EIA | [15 empty] | 0 | 0 | 0 | 0 | 0 | 0 | 0 | 0 | 0 | 0 | 0 | 0 | 0 | 0 | 0 | 0 | [23 empty] | https://www.google.com/maps/@?api=1&map_action=map&center=35.012166000000001%2C-117.555672&zoom=17&basemap=satellite | 14 | [118 empty] | 0.19 |  |  | 31 |  |  | 0.35 | 0.25 |  |  | 44 |  |  | 0.4 | 0.14 |  |  | 26 |  |  | 0.3 | 0 |  |  | 0 |  |  | 0.05 | 0.13 |  |  | 65 |  |  | 0.12 | 0.02 |  |  | 18 |  |  | 0.06 | 0.25 |  |  | 82 |  |  | 0.16 | 0 |  | Gas | FRS_
1111 | 8653 | 2021 | OH | Cardinal | 2828 | Ohio Power Co | 14006 | Cardinal Operating Company | 61412 | IPP Non-CHP | PJM Interconnection, LLC | PJM | RFC | RFCW | RFC West | PJM | 39 | 81 | Jefferson | 40.2522 | -80.6486 | 5 | 3 | BIT | COAL | Yes | 0.61114 | 1880.4 | 0.31476 | [6 empty] | 104245648 | 45889552.36 | 104245648 | 45889552.36 | 10066943 | 4555906 | 4133.89 | 1552.207 | 10687.58 | 10694219.91 | 2393011.687 | 348245.037 | 10776021.07 |  | 0.821 | 0.681 | 2.123 | 2124.621 | 0.238 | 0.035 | 2140.873 |  | 0.079 | 0.068 | 0.205 | 205.173 | 0.023 | 0.003 | 206.743 |  | 0.821 | 0.681 | 2.123 | 2124.621 | 0.238 | 0.035 | 2140.872 |  | 4133.89 | 1552.207 | 10687.58 | 10694219.91 | 2393011.687 | 348245.037 |  | 104245648 | 45889552.36 | 104245648 | 45889552.36 | EPA/CAMD; EIA | EPA/CAMD | EPA/CAMD; EIA | EPA/CAMD; EIA | EIA | EIA | -- | EPA/CAMD | EPA/CAMD | [14 empty] | 10355.2432 | 10019137 | 47806.473 | 0 | 0 | 0 | 0 | 0 | 0 | 0 | 0 | 0 | 10066943.47 | 0 | 0 | 10066943.47 | 0 | 0.99525 | 0.0047489 | 0 | 0 | 0 | 0 | 0 | 0 | 0 | 0 | 0 | 1 | 0 | 0 | 1 | 0 | Yes |  | 107777852.7 | 11054134.95 | 3771.017 | 11273.997 |  | https://www.google.com/maps/@?api=1&map_action=map&center=40.252200000000002%2C-80.648600000000002&zoom=17&basemap=satellite | 5765 | [118 empty] | 0.23 |  |  | 39 |  |  | 0.35 | 0.03 |  |  | 8 |  |  | 0.4 | 0.43 |  |  | 72 |  |  | 0.3 | 0 |  |  | 0 |  |  | 0.05 | 0.1 |  |  | 55 |  |  | 0.12 | 0.02 |  |  | 20 |  |  | 0.06 | 0.23 |  |  | 75 |  |  | 0.16 | 517.9112 | 0.11433 | Coal | FRS_110000605426
1112 | 1695 | 2021 | CA | SEGS IX | 10446 | Southern California Edison Co | 17609 | Terra-Gen Operating Co-Solar | 61950 | IPP Non-CHP | California Independent System Operator | CISO | WECC | CAMX | WECC California | CAISO | 6 | 71 | San Bernardino | 35.033 | -117.338 | 1 | 1 | NG | GAS |  | 0.14428 | 92 | 1 | [6 empty] | 4667.544 | 0 | 4667.544 | 0 | 116280 | 72449 | 0.006 | 0 | 0.008 | 272.792 | 10.291 | 1.029 | 273.074 |  | 0 | 0 | 0 | 4.692 | 0 | 0 | 4.697 |  | 0.003 |  | 0.003 | 116.889 | 0.002 | 0 | 117.01 |  | 0.045 | 0 | 0.056 | 2043.386 | 0.039 | 0.004 | 2045.498 |  | 0.006 | 0 | 0.008 | 272.792 | 10.291 | 1.029 |  | 4667.544 | 0 | 4667.544 | 0 | EIA | EIA | EIA | EIA | EIA | EIA | -- | EIA | EIA | [14 empty] | 17481.4382 | 0 | 0 | 267 | 0 | 0 | 0 | 0 | 116013 | 0 | 0 | 0 | 267 | 116013 | 116013 | 267 | 116013 | 0 | 0 | 0.0022962 | 0 | 0 | 0 | 0 | 0.9977 | 0 | 0 | 0 | 0.0022962 | 0.9977 | 0.9977 | 0.0022962 | 0.9977 | [7 empty] | https://www.google.com/maps/@?api=1&map_action=map&center=35.033000000000001%2C-117.33799999999999&zoom=17&basemap=satellite | 37 | [118 empty] | 0.22 |  |  | 37 |  |  | 0.35 | 0.33 |  |  | 53 |  |  | 0.4 | 0.11 |  |  | 19 |  |  | 0.3 | 0 |  |  | 0 |  |  | 0.05 | 0.14 |  |  | 67 |  |  | 0.12 | 0.02 |  |  | 22 |  |  | 0.06 | 0.22 |  |  | 75 |  |  | 0.16 | 1.1722 | 0.016116 | Gas | FRS_110021007426
1113 | 8681 | 2021 | OH | Dicks Creek Power Company LLC | 2831 | Duke Energy Ohio Inc | 3542 | Luminant Dick's Creek | 59917 | IPP Non-CHP | PJM Interconnection, LLC | PJM | RFC | RFCW | RFC West | PJM | 39 | 17 | Butler | 39.465 | -84.3778 | 1 | 4 | NG | GAS |  | 0.00516 | 159.1 | 1 | [6 empty] | 145510.2 | 105494.4 | 145510.2 | 105494.4 | 7198 | 2868.999 | 50.929 | 36.923 | 0.044 | 8504.275 | 380.15 | 38.015 | 8514.691 |  | 14.151 | 25.739 | 0.012 | 2362.955 | 0.053 | 0.005 | 2365.849 |  | 0.7 | 0.7 | 0.001 | 116.889 | 0.003 | 0 | 117.032 |  | 14.151 | 25.739 | 0.012 | 2362.955 | 0.053 | 0.005 | 2365.849 |  | 50.929 | 36.923 | 0.044 | 8504.275 | 380.15 | 38.015 |  | 145510.2 | 105494.4 | 145510.2 | 105494.4 | EPA/CAMD | EPA/CAMD | EPA/CAMD | EIA | EIA | EIA | -- | EPA/CAMD | EPA/CAMD | [14 empty] | 20215.3654 | 0 | 0 | 7198 | 0 | 0 | 0 | 0 | 0 | 0 | 0 | 0 | 7198 | 0 | 0 | 7198 | 0 | 0 | 0 | 1 | 0 | 0 | 0 | 0 | 0 | 0 | 0 | 0 | 1 | 0 | 0 | 1 | 0 | Yes |  | 87357.6 |  | 30.575 | 0.026 |  | https://www.google.com/maps/@?api=1&map_action=map&center=39.465000000000003%2C-84.377799999999993&zoom=17&basemap=satellite | 33903 | [118 empty] | 0.28 |  |  | 47 |  |  | 0.35 | 0.18 |  |  | 36 |  |  | 0.4 | 0.37 |  |  | 65 |  |  | 0.3 | 0.02 |  |  | 62 |  |  | 0.05 | 0.13 |  |  | 67 |  |  | 0.12 | 0.07 |  |  | 68 |  |  | 0.06 | 0.15 |  |  | 49 |  |  | 0.16 | 0.28 | 0.14159 | Gas | FRS_110009677126
1114 | 1696 | 2021 | CA | SEGS V | 10441 | Southern California Edison Co | 17609 | FPL Energy Operating Services Inc - SEGS | 55711 | IPP Non-CHP | California Independent System Operator | CISO | WECC | CAMX | WECC California | CAISO | 6 | 71 | San Bernardino | 35.0195 | -117.5555 | 1 | 1 | NG | GAS |  | 0 | 34.2 | [7 empty] | 0 | 0 | 0 | 0 | 0 | 0 | 0 | 0 | 0 | 0 | 0 | 0 | 0 | [25 empty] | 0 | 0 | 0 | 0 | 0 | 0 |  | 0 | 0 | 0 | 0 | EIA | EIA | EIA | EIA | EIA | EIA | -- | EIA | EIA | [15 empty] | 0 | 0 | 0 | 0 | 0 | 0 | 0 | 0 | 0 | 0 | 0 | 0 | 0 | 0 | 0 | 0 | [23 empty] | https://www.google.com/maps/@?api=1&map_action=map&center=35.019480000000001%2C-117.55553&zoom=17&basemap=satellite | 14 | [118 empty] | 0.19 |  |  | 31 |  |  | 0.35 | 0.25 |  |  | 44 |  |  | 0.4 | 0.14 |  |  | 26 |  |  | 0.3 | 0 |  |  | 0 |  |  | 0.05 | 0.13 |  |  | 65 |  |  | 0.12 | 0.02 |  |  | 18 |  |  | 0.06 | 0.25 |  |  | 82 |  |  | 0.16 | 0 |  | Gas | FRS_
1115 | 8719 | 2021 | OH | Miami Fort Power Station | 2832 | Duke Energy Ohio Inc | 3542 | Luminant Miami Fort | 59919 | IPP Non-CHP | PJM Interconnection, LLC | PJM | RFC | RFCW | RFC West | PJM | 39 | 61 | Hamilton | 39.1128 | -84.8036 | 3 | 6 | BIT | COAL | Yes | 0.65513 | 1180.8 | 0.24146 | [6 empty] | 68609580.18 | 27568057.64 | 68609580.18 | 27568057.64 | 6776495 | 2682678 | 9285 | 1036.336 | 17737.815 | 7039341.45 | 1694909.344 | 246579.676 | 7097268.188 |  | 2.74 | 0.773 | 5.235 | 2077.576 | 0.25 | 0.036 | 2094.672 |  | 0.271 | 0.075 | 0.517 | 205.2 | 0.025 | 0.004 | 206.889 |  | 2.74 | 0.773 | 5.235 | 2077.576 | 0.25 | 0.036 | 2094.672 |  | 9285 | 1036.336 | 17737.815 | 7039341.45 | 1694909.344 | 246579.676 |  | 68609580.18 | 27568057.64 | 68609580.18 | 27568057.64 | EPA/CAMD | EPA/CAMD | EPA/CAMD | EPA/CAMD | EIA | EIA | -- | EPA/CAMD | EPA/CAMD | [14 empty] | 10124.6411 | 6764104 | 12391.003 | 0 | 0 | 0 | 0 | 0 | 0 | 0 | 0 | 0 | 6776495.003 | 0 | 0 | 6776495.003 | 0 | 0.99817 | 0.0018285 | 0 | 0 | 0 | 0 | 0 | 0 | 0 | 0 | 0 | 1 | 0 | 0 | 1 | 0 | Yes |  | 64094293.75 | 6576075.717 | 7402.646 | 16958.68 |  | https://www.google.com/maps/@?api=1&map_action=map&center=39.1128%2C-84.803600000000003&zoom=17&basemap=satellite | 3334 | [118 empty] | 0.2 |  |  | 31 |  |  | 0.35 | 0.1 |  |  | 23 |  |  | 0.4 | 0.3 |  |  | 53 |  |  | 0.3 | 0 |  |  | 0 |  |  | 0.05 | 0.11 |  |  | 59 |  |  | 0.12 | 0.02 |  |  | 22 |  |  | 0.06 | 0.15 |  |  | 46 |  |  | 0.16 | 792.0284 | 0.23687 | Coal | FRS_110000823379
1116 | 1697 | 2021 | CA | SEGS VI | 10442 | Southern California Edison Co | 17609 | FPL Energy Operating Services Inc - SEGS | 55711 | IPP Non-CHP | California Independent System Operator | CISO | WECC | CAMX | WECC California | CAISO | 6 | 71 | San Bernardino | 35.021 | -117.5661 | 1 | 1 | NG | GAS |  | 0 | 35 | [7 empty] | 0 | 0 | 0 | 0 | 0 | 0 | 0 | 0 | 0 | 0 | 0 | 0 | 0 | [25 empty] | 0 | 0 | 0 | 0 | 0 | 0 |  | 0 | 0 | 0 | 0 | EIA | EIA | EIA | EIA | EIA | EIA | -- | EIA | EIA | [15 empty] | 0 | 0 | 0 | 0 | 0 | 0 | 0 | 0 | 0 | 0 | 0 | 0 | 0 | 0 | 0 | 0 | [23 empty] | https://www.google.com/maps/@?api=1&map_action=map&center=35.020980999999999%2C-117.566079&zoom=17&basemap=satellite | 17 | [118 empty] | 0.21 |  |  | 35 |  |  | 0.35 | 0.3 |  |  | 50 |  |  | 0.4 | 0.12 |  |  | 21 |  |  | 0.3 | 0 |  |  | 0 |  |  | 0.05 | 0.13 |  |  | 66 |  |  | 0.12 | 0.02 |  |  | 21 |  |  | 0.06 | 0.24 |  |  | 77 |  |  | 0.16 | 0 |  | Gas | FRS_
1117 | 8639 | 2021 | OH | Avon Lake Power Plant | 2836 | Cleveland Electric Illum Co | 3755 | GenOn Power Midwest, LP | 14165 | IPP Non-CHP | PJM Interconnection, LLC | PJM | RFC | RFCW | RFC West | PJM | 39 | 93 | Lorain | 41.5045 | -82.0546 | 2 | 2 | BIT | COAL | Yes | 0.13285 | 712.1 | 1 | [6 empty] | 8203196.664 | 4165257.74 | 8203196.664 | 4165257.74 | 828701 | 422565 | 1065.642 | 557.098 | 2829.066 | 841614.932 | 220000.604 | 32004.733 | 849133.645 |  | 2.572 | 2.637 | 6.828 | 2031.167 | 0.265 | 0.039 | 2049.312 |  | 0.26 | 0.267 | 0.69 | 205.192 | 0.027 | 0.004 | 207.025 |  | 2.572 | 2.637 | 6.828 | 2031.167 | 0.265 | 0.039 | 2049.312 |  | 1065.642 | 557.098 | 2829.066 | 841614.932 | 220000.604 | 32004.733 |  | 8203196.664 | 4165257.74 | 8203196.664 | 4165257.74 | EPA/CAMD | EPA/CAMD | EPA/CAMD | EPA/CAMD; EIA | EIA | EIA | -- | EPA/CAMD | EPA/CAMD | [14 empty] | 9898.8617 | 827867.47 | 833.536 | 0 | 0 | 0 | 0 | 0 | 0 | 0 | 0 | 0 | 828701.006 | 0 | 0 | 828701.006 | 0 | 0.99899 | 0.0010058 | 0 | 0 | 0 | 0 | 0 | 0 | 0 | 0 | 0 | 1 | 0 | 0 | 1 | 0 | Yes |  | 4621932.485 | 472375.017 | 678.626 | 1554.847 |  | https://www.google.com/maps/@?api=1&map_action=map&center=41.504452999999998%2C-82.054619000000002&zoom=17&basemap=satellite | 23142 | [118 empty] | 0.14 |  |  | 18 |  |  | 0.35 | 0.1 |  |  | 24 |  |  | 0.4 | 0.17 |  |  | 32 |  |  | 0.3 | 0.01 |  |  | 59 |  |  | 0.05 | 0.04 |  |  | 29 |  |  | 0.12 | 0.04 |  |  | 42 |  |  | 0.06 | 0.19 |  |  | 65 |  |  | 0.16 | 57.413 | 0.4892 | Coal | FRS_110000385173
1118 | 3181 | 2021 | IA | Ottumwa | 6254 | ITC Midwest LLC | 56161 | Interstate Power and Light Co | 9417 | Electric Utility | Midcontinent Independent Transmission System Operator, Inc.. | MISO | MRO | MROW | MRO West | MISO | 19 | 179 | Wapello | 41.0961 | -92.5558 | 1 | 1 | SUB | COAL | Yes | 0.65664 | 725.9 | 0.23894 | [6 empty] | 46719712.21 | 21193569.61 | 46719712.21 | 21193569.61 | 4175485 | 1887269 | 1458.663 | 654.414 | 1506.655 | 4898880.155 | 1066431.088 | 155155.052 | 4935328.646 |  | 0.699 | 0.694 | 0.722 | 2346.496 | 0.255 | 0.037 | 2363.955 |  | 0.062 | 0.062 | 0.064 | 209.714 | 0.023 | 0.003 | 211.274 |  | 0.699 | 0.694 | 0.722 | 2346.496 | 0.255 | 0.037 | 2363.955 |  | 1458.663 | 654.414 | 1506.655 | 4898880.155 | 1066431.088 | 155155.052 |  | 46719712.21 | 21193569.61 | 46719712.21 | 21193569.61 | EPA/CAMD | EPA/CAMD | EPA/CAMD | EPA/CAMD | EIA | EIA | -- | EPA/CAMD | EPA/CAMD | [14 empty] | 11189.0504 | 4165463.5 | 10021.521 | 0 | 0 | 0 | 0 | 0 | 0 | 0 | 0 | 0 | 4175485.021 | 0 | 0 | 4175485.021 | 0 | 0.9976 | 0.0024001 | 0 | 0 | 0 | 0 | 0 | 0 | 0 | 0 | 0 | 1 | 0 | 0 | 1 | 0 | Yes |  | 38978769.85 | 4087424.85 | 1147.899 | 1275.437 |  | https://www.google.com/maps/@?api=1&map_action=map&center=41.0961%2C-92.555833000000007&zoom=17&basemap=satellite | 360 | [118 empty] | 0.08 |  |  | 7 |  |  | 0.35 | 0.01 |  |  | 5 |  |  | 0.4 | 0.15 |  |  | 27 |  |  | 0.3 | 0 |  |  | 0 |  |  | 0.05 | 0.07 |  |  | 42 |  |  | 0.12 | 0.01 |  |  | 17 |  |  | 0.06 | 0.16 |  |  | 54 |  |  | 0.16 | 27.2034 | 0.021585 | Coal | FRS_110000415202
1119 | 1698 | 2021 | CA | SEGS VII | 10443 | Southern California Edison Co | 17609 | FPL Energy Operating Services Inc - SEGS | 55711 | IPP Non-CHP | California Independent System Operator | CISO | WECC | CAMX | WECC California | CAISO | 6 | 71 | San Bernardino | 35.0148 | -117.5659 | 1 | 1 | NG | GAS |  | 0 | 35 | [7 empty] | 0 | 0 | 0 | 0 | 0 | 0 | 0 | 0 | 0 | 0 | 0 | 0 | 0 | [25 empty] | 0 | 0 | 0 | 0 | 0 | 0 |  | 0 | 0 | 0 | 0 | EIA | EIA | EIA | EIA | EIA | EIA | -- | EIA | EIA | [15 empty] | 0 | 0 | 0 | 0 | 0 | 0 | 0 | 0 | 0 | 0 | 0 | 0 | 0 | 0 | 0 | 0 | [23 empty] | https://www.google.com/maps/@?api=1&map_action=map&center=35.014836000000003%2C-117.56590300000001&zoom=17&basemap=satellite | 19 | [118 empty] | 0.2 |  |  | 33 |  |  | 0.35 | 0.27 |  |  | 47 |  |  | 0.4 | 0.13 |  |  | 24 |  |  | 0.3 | 0 |  |  | 0 |  |  | 0.05 | 0.13 |  |  | 66 |  |  | 0.12 | 0.02 |  |  | 19 |  |  | 0.06 | 0.25 |  |  | 80 |  |  | 0.16 | 0 |  | Gas | FRS_
1120 | 1699 | 2021 | CA | Sentinel Energy Center, LLC | 57482 | Southern California Edison Co | 17609 | Sentinel Energy Center LLC | 56887 | IPP Non-CHP | California Independent System Operator | CISO | WECC | CAMX | WECC California | CAISO | 6 | 65 | Riverside | 33.9342 | -116.5714 | 8 | 8 | NG | GAS |  | 0.08789 | 800 | 1 | [6 empty] | 5921029.675 | 3017908.796 | 5921029.675 | 3017908.796 | 615911 | 316194 | 31.569 | 15.263 | 1.776 | 351879.121 | 13051.392 | 1305.139 | 352236.729 |  | 0.103 | 0.097 | 0.006 | 1142.63 | 0.021 | 0.002 | 1143.791 |  | 0.011 | 0.01 | 0.001 | 118.857 | 0.002 | 0 | 118.978 |  | 0.103 | 0.097 | 0.006 | 1142.63 | 0.021 | 0.002 | 1143.791 |  | 31.569 | 15.263 | 1.776 | 351879.121 | 13051.392 | 1305.139 |  | 5921029.675 | 3017908.796 | 5921029.675 | 3017908.796 | EPA/CAMD | EPA/CAMD | EPA/CAMD | EPA/CAMD | EIA | EIA | -- | EPA/CAMD | EPA/CAMD | [14 empty] | 9613.4501 | 0 | 0 | 615911 | 0 | 0 | 0 | 0 | 0 | 0 | 0 | 0 | 615911 | 0 | 0 | 615911 | 0 | 0 | 0 | 1 | 0 | 0 | 0 | 0 | 0 | 0 | 0 | 0 | 1 | 0 | 0 | 1 | 0 | Yes |  | 5076789.032 | 301707.048 | 29.085 | 1.523 |  | https://www.google.com/maps/@?api=1&map_action=map&center=33.934167000000002%2C-116.571388&zoom=17&basemap=satellite | 2268 | [118 empty] | 0.59 |  |  | 82 |  |  | 0.35 | 0.71 |  |  | 78 |  |  | 0.4 | 0.47 |  |  | 76 |  |  | 0.3 | 0.02 |  |  | 65 |  |  | 0.05 | 0.26 |  |  | 87 |  |  | 0.12 | 0.07 |  |  | 68 |  |  | 0.06 | 0.11 |  |  | 31 |  |  | 0.16 | 5.704 | 0.018756 | Gas | FRS_110043534388
1121 | 8780 | 2021 | OH | Tait Electric Generating Station | 2847 | Dayton Power & Light Co | 4922 | Kimura Power LLC | 61919 | IPP Non-CHP | PJM Interconnection, LLC | PJM | RFC | RFCW | RFC West | PJM | 39 | 113 | Montgomery | 39.7272 | -84.2111 | 7 | 11 | NG | GAS |  | 0.16852 | 680.6 | 1 | [6 empty] | 11650185.8 | 4663396.7 | 11650185.8 | 4663396.7 | 1004696.998 | 400726.002 | 503.293 | 168.24 | 17.985 | 688652.7 | 27033.169 | 2740.089 | 689398.888 |  | 1.002 | 0.84 | 0.036 | 1370.866 | 0.027 | 0.003 | 1372.352 |  | 0.086 | 0.072 | 0.003 | 118.222 | 0.002 | 0 | 118.35 |  | 1.002 | 0.84 | 0.036 | 1370.866 | 0.027 | 0.003 | 1372.352 |  | 503.293 | 168.24 | 17.985 | 688652.7 | 27033.169 | 2740.089 |  | 11650185.8 | 4663396.7 | 11650185.8 | 4663396.7 | EPA/CAMD | EPA/CAMD | EPA/CAMD | EPA/CAMD | EIA | EIA | -- | EPA/CAMD | EPA/CAMD | [14 empty] | 11595.7204 | 0 | 4621.529 | 1000075.5 | 0 | 0 | 0 | 0 | 0 | 0 | 0 | 0 | 1004697.029 | 0 | 0 | 1004697.029 | 0 | 0 | 0.0045999 | 0.9954 | 0 | 0 | 0 | 0 | 0 | 0 | 0 | 0 | 1 | 0 | 0 | 1 | 0 | Yes |  | 4695212 | 277149.5 | 270.003 | 2.81 |  | https://www.google.com/maps/@?api=1&map_action=map&center=39.727249%2C-84.211084&zoom=17&basemap=satellite | 73775 | [118 empty] | 0.44 |  |  | 68 |  |  | 0.35 | 0.39 |  |  | 58 |  |  | 0.4 | 0.46 |  |  | 76 |  |  | 0.3 | 0.01 |  |  | 58 |  |  | 0.05 | 0.12 |  |  | 62 |  |  | 0.12 | 0.05 |  |  | 53 |  |  | 0.06 | 0.12 |  |  | 36 |  |  | 0.16 | 56.7752 | 0.11925 | Gas | FRS_110005972224
1122 | 2859 | 2021 | GA | Scherer | 6257 | Georgia Power Co | 7140 | Georgia Power Co | 7140 | Electric Utility | Southern Company Services, Inc. - Trans | SOCO | SERC | SRSO | SERC South |  | 13 | 207 | Monroe | 33.0606 | -83.8075 | 4 | 4 | SUB | COAL | Yes | 0.26711 | 3564 | 0.88815 | [6 empty] | 98239041.88 | 66478957.02 | 98239041.88 | 66478957.02 | 8339312 | 5643325 | 5389.345 | 2148.345 | 795.392 | 10303304.53 | 2228494.607 | 324208.215 | 10379467.73 |  | 1.293 | 0.761 | 0.191 | 2471.02 | 0.267 | 0.039 | 2489.286 |  | 0.11 | 0.065 | 0.016 | 209.76 | 0.023 | 0.003 | 211.31 |  | 1.293 | 0.761 | 0.191 | 2471.02 | 0.267 | 0.039 | 2489.286 |  | 5389.345 | 2148.345 | 795.392 | 10303304.53 | 2228494.607 | 324208.215 |  | 98239041.88 | 66478957.02 | 98239041.88 | 66478957.02 | EPA/CAMD | EPA/CAMD | EPA/CAMD | EPA/CAMD | EIA | EIA | -- | EPA/CAMD | EPA/CAMD | [14 empty] | 11780.2334 | 8323638 | 15673.972 | 0 | 0 | 0 | 0 | 0 | 0 | 0 | 0 | 0 | 8339311.972 | 0 | 0 | 8339311.972 | 0 | 0.99812 | 0.0018795 | 0 | 0 | 0 | 0 | 0 | 0 | 0 | 0 | 0 | 1 | 0 | 0 | 1 | 0 | Yes |  | 85201996.28 | 8935979.313 | 6494.541 | 831.827 |  | https://www.google.com/maps/@?api=1&map_action=map&center=33.060600000000001%2C-83.807500000000005&zoom=17&basemap=satellite | 808 | [118 empty] | 0.24 |  |  | 41 |  |  | 0.35 | 0.13 |  |  | 29 |  |  | 0.4 | 0.35 |  |  | 62 |  |  | 0.3 | 0 |  |  | 0 |  |  | 0.05 | 0.07 |  |  | 46 |  |  | 0.12 | 0.07 |  |  | 68 |  |  | 0.06 | 0.18 |  |  | 61 |  |  | 0.16 | 32.4421 | 0.011517 | Coal | FRS_110007356066
1123 | 8733 | 2021 | OH | O H Hutchings | 2848 | Dayton Power & Light Co | 4922 | Kimura Power LLC | 61919 | IPP Non-CHP | PJM Interconnection, LLC | PJM | RFC | RFCW | RFC West | PJM | 39 | 113 | Montgomery | 39.6088 | -84.2921 | 1 | 1 | NG | GAS |  | 0.00337 | 32.6 | 1 | [6 empty] | 32034.7 | 9714.7 | 32034.7 | 9714.7 | 962 | 383 | 11.212 | 3.4 | 0.009 | 1872.253 | 51.308 | 5.131 | 1873.659 |  | 23.31 | 17.755 | 0.019 | 3892.418 | 0.053 | 0.005 | 3895.341 |  | 0.7 | 0.7 | 0.001 | 116.889 | 0.002 | 0 | 116.977 |  | 23.31 | 17.755 | 0.019 | 3892.418 | 0.053 | 0.005 | 3895.341 |  | 11.212 | 3.4 | 0.009 | 1872.253 | 51.308 | 5.131 |  | 32034.7 | 9714.7 | 32034.7 | 9714.7 | EPA/CAMD | EPA/CAMD | EPA/CAMD | EIA | EIA | EIA | -- | EPA/CAMD | EPA/CAMD | [14 empty] | 33300.1039 | 0 | 0 | 962 | 0 | 0 | 0 | 0 | 0 | 0 | 0 | 0 | 962 | 0 | 0 | 962 | 0 | 0 | 0 | 1 | 0 | 0 | 0 | 0 | 0 | 0 | 0 | 0 | 1 | 0 | 0 | 1 | 0 | Yes |  | 13392 |  | 4.687 | 0.004 |  | https://www.google.com/maps/@?api=1&map_action=map&center=39.608800000000002%2C-84.292100000000005&zoom=17&basemap=satellite | 29539 | [118 empty] | 0.17 |  |  | 27 |  |  | 0.35 | 0.08 |  |  | 20 |  |  | 0.4 | 0.27 |  |  | 49 |  |  | 0.3 | 0.01 |  |  | 58 |  |  | 0.05 | 0.11 |  |  | 61 |  |  | 0.12 | 0.07 |  |  | 64 |  |  | 0.06 | 0.17 |  |  | 55 |  |  | 0.16 | 0.0021649 | 0.39363 | Gas | FRS_110000394145
1124 | 1713 | 2021 | CA | SF Southeast Cogen Plant | 57971 | Pacific Gas & Electric Co | 14328 | City & County of San Francisco | 16612 | Commercial Non-CHP | California Independent System Operator | CISO | WECC | CAMX | WECC California | CAISO | 6 | 75 | San Francisco | 37.7397 | -122.3925 | 1 | 1 | OBG | BIOMASS |  | 0.1129 | 2.1 | 1 | Yes | [5 empty] | 30116 | 12544 | 30116 | 12544 | 2077 | 865 | 47.385 | 19.736 | 0.098 | 0 | 70.05 | 7.005 | 1.92 |  | 45.628 | 45.632 | 0.094 | 0 | 0.034 | 0.003 | 1.849 |  | 3.147 | 3.147 | 0.007 | 0 | 0.002 | 0 | 0.127 |  | 45.628 | 45.632 | 0.094 | 0 | 0.034 | 0.003 | 1.849 |  | 47.385 | 19.736 | 0.098 | 1912.36 | 70.05 | 7.005 |  | 30116 | 12544 | 30116 | 12544 | EIA | EIA | EIA | EIA | EIA | EIA | -- | EIA | EIA |  |  |  | 1912.36 | [10 empty] | 14499.7593 | 0 | 0 | 0 | 0 | 0 | 2077 | 0 | 0 | 0 | 0 | 0 | 0 | 2077 | 2077 | 2077 | 0 | 0 | 0 | 0 | 0 | 0 | 1 | 0 | 0 | 0 | 0 | 0 | 0 | 1 | 1 | 1 | 0 | [7 empty] | https://www.google.com/maps/@?api=1&map_action=map&center=37.739722%2C-122.3925&zoom=17&basemap=satellite | 323760 | [118 empty] | 0.44 |  |  | 69 |  |  | 0.35 | 0.66 |  |  | 76 |  |  | 0.4 | 0.22 |  |  | 40 |  |  | 0.3 | 0.1 |  |  | 84 |  |  | 0.05 | 0.13 |  |  | 66 |  |  | 0.12 | 0.05 |  |  | 47 |  |  | 0.06 | 0.13 |  |  | 41 |  |  | 0.16 | 0.073809 | 0.21967 | Biomass | FRS_110057113699
1125 | 8725 | 2021 | OH | Monument | 2851 | Dayton Power & Light Co | 4922 | Kimura Power LLC | 61919 | IPP Non-CHP | PJM Interconnection, LLC | PJM | RFC | RFCW | RFC West | PJM | 39 | 113 | Montgomery | 39.7667 | -84.1739 | 5 | 5 | DFO | OIL |  | 0.00104 | 13.5 | 1 | [6 empty] | 1306 | 590 | 1306 | 590 | 123 | 55 | 2.105 | 0.95 | 0.19 | 106.65 | 8.638 | 1.728 | 107.015 |  | 34.228 | 34.545 | 3.081 | 1734.146 | 0.07 | 0.014 | 1740.087 |  | 3.224 | 3.22 | 0.29 | 163.323 | 0.007 | 0.001 | 163.883 |  | 34.228 | 34.545 | 3.081 | 1734.146 | 0.07 | 0.014 | 1740.087 |  | 2.105 | 0.95 | 0.19 | 106.65 | 8.638 | 1.728 |  | 1306 | 590 | 1306 | 590 | EIA | EIA | EIA | EIA | EIA | EIA | -- | EIA | EIA | [14 empty] | 10617.8862 | 0 | 123 | 0 | 0 | 0 | 0 | 0 | 0 | 0 | 0 | 0 | 123 | 0 | 0 | 123 | 0 | 0 | 1 | 0 | 0 | 0 | 0 | 0 | 0 | 0 | 0 | 0 | 1 | 0 | 0 | 1 | 0 | [7 empty] | https://www.google.com/maps/@?api=1&map_action=map&center=39.7667%2C-84.173900000000003&zoom=17&basemap=satellite | 99208 | [118 empty] | 0.46 |  |  | 71 |  |  | 0.35 | 0.35 |  |  | 55 |  |  | 0.4 | 0.57 |  |  | 85 |  |  | 0.3 | 0.02 |  |  | 63 |  |  | 0.05 | 0.16 |  |  | 74 |  |  | 0.12 | 0.06 |  |  | 57 |  |  | 0.06 | 0.11 |  |  | 33 |  |  | 0.16 | 0.06882 | 2.9922 | Oil | FRS_110004740424
1126 | 1714 | 2021 | CA | SF State University | 57043 | Pacific Gas & Electric Co | 14328 | Pacific Gas & Electric Co. | 14328 | Electric Utility | California Independent System Operator | CISO | WECC | CAMX | WECC California | CAISO | 6 | 75 | San Francisco | 37.7239 | -122.4775 | 2 | 2 | NG | GAS |  | 0.26299 | 1.6 | 0.89502 |  | Yes | 11984.8 | 1.05 | 0.58326 |  |  |  | 35942 |  | 3686 | 706 | 0 |  | 0 | 0 | [37 empty] | 35942 | 6884 | [6 empty] | -- | EIA | EIA | [15 empty] | 0 | 0 | 3686 | 0 | 0 | 0 | 0 | 0 | 0 | 0 | 0 | 3686 | 0 | 0 | 3686 | 0 | 0 | 0 | 1 | 0 | 0 | 0 | 0 | 0 | 0 | 0 | 0 | 1 | 0 | 0 | 1 | 0 | [7 empty] | https://www.google.com/maps/@?api=1&map_action=map&center=37.723889%2C-122.47750000000001&zoom=17&basemap=satellite | 346719 | [118 empty] | 0.45 |  |  | 70 |  |  | 0.35 | 0.72 |  |  | 79 |  |  | 0.4 | 0.17 |  |  | 32 |  |  | 0.3 | 0.11 |  |  | 86 |  |  | 0.05 | 0.13 |  |  | 66 |  |  | 0.12 | 0.04 |  |  | 43 |  |  | 0.06 | 0.19 |  |  | 62 |  |  | 0.16 | 0 | 0 | Gas | FRS_110009542174
1127 | 8772 | 2021 | OH | Sidney (OH) | 2852 | Dayton Power & Light Co | 4922 | Kimura Power LLC | 61919 | IPP Non-CHP | PJM Interconnection, LLC | PJM | RFC | RFCW | RFC West | PJM | 39 | 149 | Shelby | 40.2792 | -84.191 | 5 | 5 | DFO | OIL |  | 0.00167 | 13.5 | 1 | [6 empty] | 1984 | 890 | 1984 | 890 | 197 | 89 | 3.195 | 1.435 | 0.288 | 162.02 | 13.122 | 2.624 | 162.575 |  | 32.437 | 32.247 | 2.919 | 1644.873 | 0.067 | 0.013 | 1650.508 |  | 3.221 | 3.225 | 0.29 | 163.327 | 0.007 | 0.001 | 163.886 |  | 32.437 | 32.247 | 2.919 | 1644.873 | 0.067 | 0.013 | 1650.508 |  | 3.195 | 1.435 | 0.288 | 162.02 | 13.122 | 2.624 |  | 1984 | 890 | 1984 | 890 | EIA | EIA | EIA | EIA | EIA | EIA | -- | EIA | EIA | [14 empty] | 10071.066 | 0 | 197 | 0 | 0 | 0 | 0 | 0 | 0 | 0 | 0 | 0 | 197 | 0 | 0 | 197 | 0 | 0 | 1 | 0 | 0 | 0 | 0 | 0 | 0 | 0 | 0 | 0 | 1 | 0 | 0 | 1 | 0 | [7 empty] | https://www.google.com/maps/@?api=1&map_action=map&center=40.279170000000001%2C-84.190969999999993&zoom=17&basemap=satellite | 19030 | [118 empty] | 0.22 |  |  | 38 |  |  | 0.35 | 0.12 |  |  | 27 |  |  | 0.4 | 0.33 |  |  | 59 |  |  | 0.3 | 0.02 |  |  | 62 |  |  | 0.05 | 0.15 |  |  | 70 |  |  | 0.12 | 0.06 |  |  | 60 |  |  | 0.06 | 0.17 |  |  | 55 |  |  | 0.16 | 0.085715 | 3.1746 | Oil | FRS_110009611296
1128 | 2711 | 2021 | GA | Allen B Wilson Combustion Turbine Plant | 6258 | Georgia Power Co | 7140 | Georgia Power Co | 7140 | Electric Utility | Southern Company Services, Inc. - Trans | SOCO | SERC | SRSO | SERC South |  | 13 | 33 | Burke | 33.1377 | -81.7483 | 6 | 7 | DFO | OIL |  | 8e-05 | 317.6 | 1 | [6 empty] | 54687 | 21684.1 | 54687 | 21684.1 | 216.998 | 92 | 32.814 | 13.01 | 13.674 | 4465.898 | 303.874 | 60.775 | 4478.752 |  | 302.436 | 282.826 | 126.029 | 41160.73 | 1.4 | 0.28 | 41279.2 |  | 1.2 | 1.2 | 0.5 | 163.326 | 0.006 | 0.001 | 163.796 |  | 302.433 | 282.823 | 126.028 | 41160.35 | 1.4 | 0.28 | 41278.819 |  | 32.814 | 13.01 | 13.674 | 4465.898 | 303.874 | 60.775 |  | 54687 | 21684.1 | 54687 | 21684.1 | EPA/CAMD | EPA/CAMD | EPA/CAMD | EIA | EIA | EIA | -- | EPA/CAMD | EPA/CAMD | [14 empty] | 252013.8249 | 0 | 217 | 0 | 0 | 0 | 0 | 0 | 0 | 0 | 0 | 0 | 217 | 0 | 0 | 217 | 0 | 0 | 1 | 0 | 0 | 0 | 0 | 0 | 0 | 0 | 0 | 0 | 1 | 0 | 0 | 1 | 0 | Yes |  | 264034.5 |  | 158.422 | 66.014 |  | https://www.google.com/maps/@?api=1&map_action=map&center=33.137711000000003%2C-81.748294000000001&zoom=17&basemap=satellite | 31 | [118 empty] | 0.41 |  |  | 66 |  |  | 0.35 | 0.49 |  |  | 66 |  |  | 0.4 | 0.33 |  |  | 58 |  |  | 0.3 | 0 |  |  | 0 |  |  | 0.05 | 0.22 |  |  | 83 |  |  | 0.12 | 0.03 |  |  | 32 |  |  | 0.06 | 0.18 |  |  | 60 |  |  | 0.16 | 0.23149 | 0 | Oil | FRS_110064351687
1129 | 8802 | 2021 | OH | Yankee Street | 2854 | Dayton Power & Light Co | 4922 | Kimura Power LLC | 61919 | IPP Non-CHP | PJM Interconnection, LLC | PJM | RFC | RFCW | RFC West | PJM | 39 | 113 | Montgomery | 39.603 | -84.2047 | 8 | 8 | NG | GAS |  | 0.01278 | 126.6 | 1 | [6 empty] | 196913 | 78493.999 | 204686 | 82960.999 | 14177.001 | 5805.998 | 29.273 | 11.668 | 0.315 | 11508.486 | 434.357 | 43.471 | 11520.393 |  | 4.13 | 4.019 | 0.044 | 1623.543 | 0.031 | 0.003 | 1625.223 |  | 0.297 | 0.297 | 0.003 | 116.889 | 0.002 | 0 | 117.01 |  | 4.403 | 4.285 | 0.047 | 1730.86 | 0.033 | 0.003 | 1732.65 |  | 29.273 | 11.668 | 0.315 | 11508.486 | 434.357 | 43.471 |  | 196913 | 78493.999 | 204686 | 82960.999 | EIA | EIA | EIA | EIA | EIA | EIA | -- | EIA | EIA | [14 empty] | 14807.7154 | 0 | 3.495 | 13294.505 | 0 | 0 | 0 | 0 | 879 | 0 | 0 | 0 | 13298 | 879 | 879 | 13298 | 879 | 0 | 0.00024653 | 0.93775 | 0 | 0 | 0 | 0 | 0.062002 | 0 | 0 | 0 | 0.938 | 0.062002 | 0.062002 | 0.938 | 0.062002 | [7 empty] | https://www.google.com/maps/@?api=1&map_action=map&center=39.603000000000002%2C-84.204700000000003&zoom=17&basemap=satellite | 53096 | [118 empty] | 0.18 |  |  | 28 |  |  | 0.35 | 0.2 |  |  | 40 |  |  | 0.4 | 0.16 |  |  | 29 |  |  | 0.3 | 0.02 |  |  | 64 |  |  | 0.05 | 0.05 |  |  | 34 |  |  | 0.12 | 0.06 |  |  | 61 |  |  | 0.06 | 0.17 |  |  | 55 |  |  | 0.16 | 0.23839 | 0.044171 | Gas | FRS_110028030002
1130 | 1724 | 2021 | CA | Sierra Nevada Brewing Co Hybrid | 58585 | Pacific Gas & Electric Co | 14328 | Sierra Nevada Brewing Co | 58544 | Industrial CHP | California Independent System Operator | CISO | WECC | CAMX | WECC California | CAISO | 6 | 7 | Butte | 39.7242 | -121.8153 | 3 | 3 | NG | GAS |  | 0.2397 | 4.2 | 0.93384 |  | Yes | 41601.6 | 0.724 | 0.49101 |  | 43468.299 | 20645.576 | 64860.299 | 31849.576 | 8819 | 4308 | 6.893 | 3.274 | 0.069 | 2540.484 | 95.831 | 9.583 | 2543.11 |  | 1.563 | 1.52 | 0.016 | 576.139 | 0.011 | 0.001 | 576.734 |  | 0.317 | 0.317 | 0.003 | 116.889 | 0.002 | 0 | 117.01 |  | 2.154 | 2.095 | 0.022 | 793.901 | 0.015 | 0.001 | 794.722 |  | 14.038 | 6.668 | 0.142 | 5173.977 | 195.171 | 19.517 |  | 88528 | 42047 | 109920 | 53251 | EIA | EIA | EIA | EIA | EIA | EIA | -- | EIA | EIA | [6 empty] | 45059.701 | 21401.424 | 7.145 | 3.394 | 0.072 | 2633.493 | 99.34 | 9.934 | 6791.9217 | 0 | 0 | 6423 | 0 | 0 | 0 | 0 | 2419 | 0 | 0 | -23 | 6400 | 2419 | 2419 | 6400 | 2419 | 0 | 0 | 0.72642 | 0 | 0 | 0 | 0 | 0.27358 | 0 | 0 | 0 | 0.72571 | 0.27429 | 0.27358 | 0.72571 | 0.27429 | [7 empty] | https://www.google.com/maps/@?api=1&map_action=map&center=39.724167000000001%2C-121.81527800000001&zoom=17&basemap=satellite | 71150 | [118 empty] | 0.37 |  |  | 61 |  |  | 0.35 | 0.3 |  |  | 50 |  |  | 0.4 | 0.44 |  |  | 73 |  |  | 0.3 | 0.02 |  |  | 64 |  |  | 0.05 | 0.07 |  |  | 46 |  |  | 0.12 | 0.05 |  |  | 48 |  |  | 0.06 | 0.12 |  |  | 37 |  |  | 0.16 | 0.023118 | 0.0049759 | Gas | FRS_110038062949
1131 | 8731 | 2021 | OH | Niles | 2861 | Ohio Edison Co | 13998 | Niles Power, LLC | 63030 | IPP Non-CHP | PJM Interconnection, LLC | PJM | RFC | RFCW | RFC West | PJM | 39 | 155 | Trumbull | 41.1669 | -80.7477 | 1 | 1 | DFO | OIL |  | 0 | 27 | [7 empty] | 5246.2 | 4205.2 | 5246.2 | 4205.2 | -214 | -172 | 3.148 | 2.523 | 1.312 | 428.42 | 34.67 | 6.934 | 429.887 |  | 0 | 0 | 0 | 0 | 0 | 0 | 0 |  | 1.2 | 1.2 | 0.5 | 163.326 | 0.007 | 0.001 | 163.885 |  | 0 | 0 | 0 | 0 | 0 | 0 | 0 |  | 3.148 | 2.523 | 1.312 | 428.42 | 34.67 | 6.934 |  | 5246.2 | 4205.2 | 5246.2 | 4205.2 | EPA/CAMD | EPA/CAMD | EPA/CAMD | EIA | EIA | EIA | -- | EPA/CAMD | EPA/CAMD | [14 empty] | -24514.9533 | 0 | -214 | 0 | 0 | 0 | 0 | 0 | 0 | 0 | 0 | 0 | -214 | 0 | 0 | -214 | 0 | [16 empty] | Yes |  | 2611 |  | 1.567 | 0.653 |  | https://www.google.com/maps/@?api=1&map_action=map&center=41.166927999999999%2C-80.747690000000006&zoom=17&basemap=satellite | 37239 | [118 empty] | 0.2 |  |  | 33 |  |  | 0.35 | 0.08 |  |  | 21 |  |  | 0.4 | 0.32 |  |  | 58 |  |  | 0.3 | 0.01 |  |  | 57 |  |  | 0.05 | 0.1 |  |  | 56 |  |  | 0.12 | 0.04 |  |  | 45 |  |  | 0.06 | 0.22 |  |  | 73 |  |  | 0.16 | 0.03 | 0 | Oil | FRS_110008581659
1132 | 1725 | 2021 | CA | Sierra Pacific Burney Facility | 50110 | Pacific Gas & Electric Co | 14328 | Sierra Pacific Industries | 17164 | Industrial CHP | California Independent System Operator | CISO | WECC | CAMX | WECC California | CAISO | 6 | 89 | Shasta | 40.8767 | -121.7016 | 1 | 1 | WDS | BIOMASS |  | 0.64479 | 20 | 0.25868 | Yes | Yes | 1806984 | 0.213 | 0.22148 |  | 621358.467 | 268709.022 | 621358.467 | 268709.022 | 112968 | 51181 | 34.175 | 16.123 | 7.767 | 0 | 43835.586 | 5753.421 | 1405.205 |  | 0.605 | 0.63 | 0.138 | 0 | 0.388 | 0.051 | 24.878 |  | 0.11 | 0.12 | 0.025 | 0 | 0.071 | 0.009 | 4.523 |  | 0.605 | 0.63 | 0.138 | 0 | 0.388 | 0.051 | 24.878 |  | 154.298 | 72.793 | 35.068 | 290071.991 | 197917.141 | 25976.625 |  | 2805426 | 1213218 | 2805426 | 1213218 | EIA | EIA | EIA | EIA | EIA | EIA | -- | EIA | EIA |  |  |  | 290071.991 |  |  | 2184067.533 | 944508.978 | 120.123 | 56.67 | 27.301 | 0 | 154081.556 | 20223.204 | 5500.3051 | 0 | 0 | 0 | 0 | 0 | 112968 | 0 | 0 | 0 | 0 | 0 | 0 | 112968 | 112968 | 112968 | 0 | 0 | 0 | 0 | 0 | 0 | 1 | 0 | 0 | 0 | 0 | 0 | 0 | 1 | 1 | 1 | 0 | [7 empty] | https://www.google.com/maps/@?api=1&map_action=map&center=40.8767%2C-121.7016&zoom=17&basemap=satellite | 3689 | [118 empty] | 0.28 |  |  | 49 |  |  | 0.35 | 0.17 |  |  | 35 |  |  | 0.4 | 0.4 |  |  | 68 |  |  | 0.3 | 0.01 |  |  | 59 |  |  | 0.05 | 0.11 |  |  | 61 |  |  | 0.12 | 0.09 |  |  | 81 |  |  | 0.06 | 0.26 |  |  | 83 |  |  | 0.16 | 4.9698 | 0.10294 | Biomass | FRS_110002339791
1133 | 8786 | 2021 | OH | W H Sammis | 2866 | American Transmission Systems Inc | 56162 | Energy Harbor Generation LLC | 64226 | IPP Non-CHP | PJM Interconnection, LLC | PJM | RFC | RFCW | RFC West | PJM | 39 | 81 | Jefferson | 40.5317 | -80.6319 | 7 | 8 | BIT | COAL | Yes | 0.31146 | 1706.5 | 0.81423 | [6 empty] | 53839323.63 | 25924254.69 | 53839323.63 | 25924254.69 | 4656053 | 2210173 | 2580.875 | 1182.17 | 1843.025 | 5646647.392 | 1298038.367 | 188895.981 | 5691018.373 |  | 1.109 | 1.07 | 0.792 | 2425.508 | 0.279 | 0.041 | 2444.568 |  | 0.096 | 0.091 | 0.068 | 209.759 | 0.024 | 0.004 | 211.407 |  | 1.109 | 1.07 | 0.792 | 2425.508 | 0.279 | 0.041 | 2444.568 |  | 2580.875 | 1182.17 | 1843.025 | 5646647.392 | 1298038.367 | 188895.981 |  | 53839323.63 | 25924254.69 | 53839323.63 | 25924254.69 | EPA/CAMD | EPA/CAMD | EPA/CAMD | EPA/CAMD | EIA | EIA | -- | EPA/CAMD | EPA/CAMD | [14 empty] | 11563.2971 | 4634828.6 | 21224.358 | 0 | 0 | 0 | 0 | 0 | 0 | 0 | 0 | 0 | 4656052.958 | 0 | 0 | 4656052.958 | 0 | 0.99544 | 0.0045584 | 0 | 0 | 0 | 0 | 0 | 0 | 0 | 0 | 0 | 1 | 0 | 0 | 1 | 0 | Yes |  | 63004673.74 | 6607927.969 | 2669.482 | 3137.927 |  | https://www.google.com/maps/@?api=1&map_action=map&center=40.531700000000001%2C-80.631900000000002&zoom=17&basemap=satellite | 3931 | [118 empty] | 0.2 |  |  | 33 |  |  | 0.35 | 0.06 |  |  | 15 |  |  | 0.4 | 0.34 |  |  | 60 |  |  | 0.3 | 0 |  |  | 0 |  |  | 0.05 | 0.15 |  |  | 71 |  |  | 0.12 | 0.04 |  |  | 43 |  |  | 0.06 | 0.21 |  |  | 69 |  |  | 0.16 | 286.2 | 0.11931 | Coal | FRS_110000591609
1134 | 1727 | 2021 | CA | Sierra Pacific Lincoln Facility | 10144 | Pacific Gas & Electric Co | 14328 | Sierra Pacific Industries | 17164 | Industrial CHP | California Independent System Operator | CISO | WECC | CAMX | WECC California | CAISO | 6 | 61 | Placer | 38.9032 | -121.3097 | 1 | 1 | WDS | BIOMASS |  | 0.55083 | 19.2 | 0.41528 | Yes | Yes | 1473805.6 | 0.215 | 0.22243 |  | 513766.936 | 211952.884 | 513766.936 | 211952.884 | 92646 | 41909 | 25.688 | 10.598 | 6.422 | 0 | 36245.22 | 4757.185 | 1161.886 |  | 0.555 | 0.506 | 0.139 | 0 | 0.391 | 0.051 | 25.082 |  | 0.1 | 0.1 | 0.025 | 0 | 0.071 | 0.009 | 4.523 |  | 0.555 | 0.506 | 0.139 | 0 | 0.391 | 0.051 | 25.082 |  | 115.488 | 47.644 | 28.872 | 238821.727 | 162948.906 | 21387.044 |  | 2309760 | 952884 | 2309760 | 952884 | EIA | EIA | EIA | EIA | EIA | EIA | -- | EIA | EIA |  |  |  | 238821.727 |  |  | 1795993.064 | 740931.116 | 89.8 | 37.046 | 22.45 | 0 | 126703.685 | 16629.859 | 5545.4843 | 0 | 0 | 0 | 0 | 0 | 92646 | 0 | 0 | 0 | 0 | 0 | 0 | 92646 | 92646 | 92646 | 0 | 0 | 0 | 0 | 0 | 0 | 1 | 0 | 0 | 0 | 0 | 0 | 0 | 1 | 1 | 1 | 0 | [7 empty] | https://www.google.com/maps/@?api=1&map_action=map&center=38.903199999999998%2C-121.30970000000001&zoom=17&basemap=satellite | 35057 | [118 empty] | 0.25 |  |  | 43 |  |  | 0.35 | 0.33 |  |  | 54 |  |  | 0.4 | 0.17 |  |  | 31 |  |  | 0.3 | 0.02 |  |  | 64 |  |  | 0.05 | 0.06 |  |  | 41 |  |  | 0.12 | 0.07 |  |  | 65 |  |  | 0.06 | 0.2 |  |  | 68 |  |  | 0.16 | 4.1797 | 0.10385 | Biomass | FRS_110041236123
1135 | 8794 | 2021 | OH | West Lorain | 2869 | American Transmission Systems Inc | 56162 | Vermillion Power LLC | 63239 | IPP Non-CHP | PJM Interconnection, LLC | PJM | RFC | RFCW | RFC West | PJM | 39 | 93 | Lorain | 41.4294 | -82.2644 | 7 | 7 | DFO | OIL |  | 0.06539 | 555.6 | 1 | [6 empty] | 3898818.313 | 2242719.075 | 3898818.313 | 2242719.075 | 318246.001 | 183064.998 | 65.69 | 32.857 | 2.195 | 233446.207 | 8637.161 | 907.784 | 233689.431 |  | 0.413 | 0.359 | 0.014 | 1467.08 | 0.027 | 0.003 | 1468.609 |  | 0.034 | 0.029 | 0.001 | 119.752 | 0.002 | 0 | 119.877 |  | 0.413 | 0.359 | 0.014 | 1467.08 | 0.027 | 0.003 | 1468.609 |  | 65.69 | 32.857 | 2.195 | 233446.207 | 8637.161 | 907.784 |  | 3898818.313 | 2242719.075 | 3898818.313 | 2242719.075 | EPA/CAMD | EPA/CAMD | EPA/CAMD | EPA/CAMD; EIA | EIA | EIA | -- | EPA/CAMD | EPA/CAMD | [14 empty] | 12250.9576 | 0 | 5603.574 | 312642.43 | 0 | 0 | 0 | 0 | 0 | 0 | 0 | 0 | 318246.004 | 0 | 0 | 318246.004 | 0 | 0 | 0.017608 | 0.98239 | 0 | 0 | 0 | 0 | 0 | 0 | 0 | 0 | 1 | 0 | 0 | 1 | 0 | Yes |  | 7525591.178 | 440862.46 | 136.007 | 8.593 |  | https://www.google.com/maps/@?api=1&map_action=map&center=41.429443999999997%2C-82.264443999999997&zoom=17&basemap=satellite | 17425 | [118 empty] | 0.22 |  |  | 36 |  |  | 0.35 | 0.25 |  |  | 45 |  |  | 0.4 | 0.19 |  |  | 34 |  |  | 0.3 | 0.02 |  |  | 62 |  |  | 0.05 | 0.08 |  |  | 48 |  |  | 0.12 | 0.05 |  |  | 48 |  |  | 0.06 | 0.2 |  |  | 68 |  |  | 0.16 | 1.1267 | 0.031974 | Oil | FRS_110004588875
1136 | 1728 | 2021 | CA | Sierra Pacific Quincy Facility | 50112 | Pacific Gas & Electric Co | 14328 | Sierra Pacific Industries | 17164 | Industrial Non-CHP | California Independent System Operator | CISO | WECC | CAMX | WECC California | CAISO | 6 | 63 | Plumas | 39.9412 | -120.9092 | 2 | 1 | WDS | BIOMASS |  | 0.35778 | 35.2 | 0.73703 | Yes | Yes | 0 |  | 1 |  | 3468564 | 1392390 | 3468564 | 1392390 | 110322 | 48173 | 232.458 | 86.751 | 43.357 | 0 | 244700.189 | 32116.9 | 7844.17 |  | 4.214 | 3.602 | 0.786 | 0 | 2.218 | 0.291 | 142.205 |  | 0.134 | 0.125 | 0.025 | 0 | 0.071 | 0.009 | 4.523 |  | 4.214 | 3.602 | 0.786 | 0 | 2.218 | 0.291 | 142.205 |  | 232.458 | 86.751 | 43.357 | 358638.318 | 244700.189 | 32116.9 |  | 3468564 | 1392390 | 3468564 | 1392390 | EIA | EIA | EIA | EIA | EIA | EIA | -- | EIA | EIA |  |  |  | 358638.318 |  |  | 0 | 0 | 0 | 0 | 0 | 0 | 0 | 0 | 31440.3655 | 0 | 0 | 0 | 0 | 0 | 110322 | 0 | 0 | 0 | 0 | 0 | 0 | 110322 | 110322 | 110322 | 0 | 0 | 0 | 0 | 0 | 0 | 1 | 0 | 0 | 0 | 0 | 0 | 0 | 1 | 1 | 1 | 0 | [7 empty] | https://www.google.com/maps/@?api=1&map_action=map&center=39.941164999999998%2C-120.909211&zoom=17&basemap=satellite | 4969 | [118 empty] | 0.23 |  |  | 39 |  |  | 0.35 | 0.23 |  |  | 43 |  |  | 0.4 | 0.23 |  |  | 43 |  |  | 0.3 | 0.02 |  |  | 62 |  |  | 0.05 | 0.07 |  |  | 45 |  |  | 0.12 | 0.04 |  |  | 35 |  |  | 0.06 | 0.16 |  |  | 51 |  |  | 0.16 | 41.5074 | 0.50862 | Biomass | FRS_110001199569
1137 | 8710 | 2021 | OH | Kyger Creek | 2876 | Ohio Valley Electric Corp | 14015 | Ohio Valley Electric Corp | 14015 | Electric Utility | PJM Interconnection, LLC | PJM | RFC | RFCW | RFC West | PJM | 39 | 53 | Gallia | 38.9144 | -82.1289 | 5 | 5 | BIT | COAL | Yes | 0.52894 | 1086.5 | 0.45177 | [6 empty] | 55610202.27 | 27712391.47 | 55610202.27 | 27712391.47 | 5034281 | 2467890 | 2975.917 | 895.348 | 3812.994 | 5705598.854 | 1313733.097 | 191116.106 | 5750496.818 |  | 1.182 | 0.726 | 1.515 | 2266.699 | 0.261 | 0.038 | 2284.535 |  | 0.107 | 0.065 | 0.137 | 205.2 | 0.024 | 0.003 | 206.814 |  | 1.182 | 0.726 | 1.515 | 2266.699 | 0.261 | 0.038 | 2284.536 |  | 2975.917 | 895.348 | 3812.994 | 5705598.854 | 1313733.097 | 191116.106 |  | 55610202.27 | 27712391.47 | 55610202.27 | 27712391.47 | EPA/CAMD | EPA/CAMD | EPA/CAMD | EPA/CAMD | EIA | EIA | -- | EPA/CAMD | EPA/CAMD | [14 empty] | 11046.3049 | 5027169.3 | 7111.658 | 0 | 0 | 0 | 0 | 0 | 0 | 0 | 0 | 0 | 5034280.958 | 0 | 0 | 5034280.958 | 0 | 0.99859 | 0.0014126 | 0 | 0 | 0 | 0 | 0 | 0 | 0 | 0 | 0 | 1 | 0 | 0 | 1 | 0 | Yes |  | 59249636.98 | 6079002.831 | 3293.701 | 3728.634 |  | https://www.google.com/maps/@?api=1&map_action=map&center=38.914400000000001%2C-82.128900000000002&zoom=17&basemap=satellite | 4209 | [118 empty] | 0.15 |  |  | 22 |  |  | 0.35 | 0.02 |  |  | 7 |  |  | 0.4 | 0.29 |  |  | 52 |  |  | 0.3 | 0 |  |  | 0 |  |  | 0.05 | 0.18 |  |  | 76 |  |  | 0.12 | 0.04 |  |  | 36 |  |  | 0.06 | 0.27 |  |  | 84 |  |  | 0.16 | 548.546 | 0.23584 | Coal | FRS_110000395162
1138 | 1729 | 2021 | CA | Sierra Pacific Sonora | 54517 | Pacific Gas & Electric Co | 14328 | Sierra Pacific Industries | 17164 | Industrial Non-CHP | California Independent System Operator | CISO | WECC | CAMX | WECC California | CAISO | 6 | 109 | Tuolumne | 37.9664 | -120.3178 | 1 | 1 | WDS | BIOMASS |  | 0.57304 | 7.5 | 0.37826 | Yes | Yes | 0 |  | 1 |  | 1410904 | 606132 | 1410904 | 606132 | 37649 | 16174.119 | 78.381 | 33.674 | 17.636 | 4.756 | 99533.488 | 13063.791 | 3195.429 |  | 4.164 | 4.164 | 0.937 | 0.253 | 2.644 | 0.347 | 169.748 |  | 0.111 | 0.111 | 0.025 | 0.007 | 0.071 | 0.009 | 4.53 |  | 4.164 | 4.164 | 0.937 | 0.253 | 2.644 | 0.347 | 169.748 |  | 78.381 | 33.674 | 17.636 | 145882.918 | 99533.488 | 13063.791 |  | 1410904 | 606132 | 1410904 | 606132 | EIA | EIA | EIA | EIA | EIA | EIA | -- | EIA | EIA |  |  |  | 145878.162 |  |  | 0 | 0 | 0 | 0 | 0 | 0 | 0 | 0 | 37475.2052 | 0 | 1.238 | 0 | 0 | 0 | 37647.762 | 0 | 0 | 0 | 0 | 0 | 1.238 | 37647.762 | 37647.762 | 37649 | 0 | 0 | 3.2883e-05 | 0 | 0 | 0 | 0.99997 | 0 | 0 | 0 | 0 | 0 | 3.2883e-05 | 0.99997 | 0.99997 | 1 | 0 | [7 empty] | https://www.google.com/maps/@?api=1&map_action=map&center=37.966388999999999%2C-120.31777700000001&zoom=17&basemap=satellite | 9730 | [118 empty] | 0.18 |  |  | 27 |  |  | 0.35 | 0.13 |  |  | 30 |  |  | 0.4 | 0.22 |  |  | 41 |  |  | 0.3 | 0 |  |  | 0 |  |  | 0.05 | 0.08 |  |  | 48 |  |  | 0.12 | 0.04 |  |  | 41 |  |  | 0.06 | 0.31 |  |  | 90 |  |  | 0.16 | 13.4788 | 0.69724 | Biomass | FRS_110070295568
1139 | 8641 | 2021 | OH | Bay Shore | 2878 | American Transmission Systems Inc | 56162 | Walleye Power, LLC | 62031 | IPP CHP | PJM Interconnection, LLC | PJM | RFC | RFCW | RFC West | PJM | 39 | 95 | Lucas | 41.6917 | -83.4378 | 1 | 2 | PC | OIL |  | 0.66794 | 166.5 | 0.22011 |  | Yes | 289141.6 | 11.499 | 0.93877 |  | 12789044.89 | 5089257.937 | 12789044.89 | 5089257.937 | 974210 | 394965 | 389.395 | 128.081 | 2228.521 | 1348605.633 | 79982.063 | 15996.413 | 1351988.874 |  | 0.799 | 0.649 | 4.575 | 2768.614 | 0.082 | 0.016 | 2775.559 |  | 0.061 | 0.05 | 0.349 | 210.9 | 0.006 | 0.001 | 211.429 |  | 0.799 | 0.649 | 4.575 | 2768.614 | 0.082 | 0.016 | 2775.559 |  | 414.792 | 136.434 | 2373.866 | 1436562.133 | 85198.52 | 17039.704 |  | 13623150.58 | 5421181.004 | 13623150.58 | 5421181.004 | EPA/CAMD | EPA/CAMD | EPA/CAMD | EPA/CAMD | EIA | EIA | -- | EPA/CAMD | EPA/CAMD | [6 empty] | 834105.689 | 331923.067 | 25.397 | 8.353 | 145.345 | 87956.5 | 5216.456 | 1043.291 | 13127.6058 | 0 | 974210.005 | 0 | 0 | 0 | 0 | 0 | 0 | 0 | 0 | 0 | 974210.005 | 0 | 0 | 974210.005 | 0 | 0 | 1 | 0 | 0 | 0 | 0 | 0 | 0 | 0 | 0 | 0 | 1 | 0 | 0 | 1 | 0 | Yes |  | 12190783.48 | 1285517.799 | 341.543 | 2239.949 |  | https://www.google.com/maps/@?api=1&map_action=map&center=41.691699999999997%2C-83.437799999999996&zoom=17&basemap=satellite | 12462 | [118 empty] | 0.28 |  |  | 48 |  |  | 0.35 | 0.17 |  |  | 36 |  |  | 0.4 | 0.37 |  |  | 65 |  |  | 0.3 | 0 |  |  | 0 |  |  | 0.05 | 0.09 |  |  | 51 |  |  | 0.12 | 0.07 |  |  | 69 |  |  | 0.06 | 0.18 |  |  | 61 |  |  | 0.16 | 144.6846 | 0.27366 | Oil | FRS_110000384325
1140 | 1732 | 2021 | CA | Silicon Valley Clean Water | 60249 | Pacific Gas & Electric Co | 14328 | Silicon Valley Clean Water | 60038 | IPP CHP | California Independent System Operator | CISO | WECC | CAMX | WECC California | CAISO | 6 | 81 | San Mateo | 37.5426 | -122.2311 | 2 | 2 | OBG | BIOMASS |  | 0.36478 | 2.2 | 0.72537 | Yes | Yes | 36579.2 | 0.656 | 0.46654 |  | 40295.978 | 17063.425 | 40295.978 | 17063.425 | 7030 | 2977 | 78.952 | 32.884 | 0.115 | 304.491 | 93.147 | 9.315 | 307.043 |  | 22.461 | 22.092 | 0.033 | 86.626 | 0.013 | 0.001 | 87.352 |  | 3.919 | 3.854 | 0.006 | 15.113 | 0.002 | 0 | 15.239 |  | 22.461 | 22.092 | 0.033 | 86.626 | 0.013 | 0.001 | 87.352 |  | 169.227 | 70.484 | 0.247 | 5484.54 | 199.652 | 19.965 |  | 86371 | 36574 | 86371 | 36574 | EIA | EIA | EIA | EIA | EIA | EIA | -- | EIA | EIA |  |  |  | 4831.89 |  |  | 46075.022 | 19510.575 | 90.275 | 37.6 | 0.132 | 348.16 | 106.505 | 10.651 | 5732.0025 | 0 | 0 | 836.507 | 0 | 0 | 6193.493 | 0 | 0 | 0 | 0 | 0 | 836.507 | 6193.493 | 6193.493 | 7030 | 0 | 0 | 0 | 0.11899 | 0 | 0 | 0.88101 | 0 | 0 | 0 | 0 | 0 | 0.11899 | 0.88101 | 0.88101 | 1 | 0 | [7 empty] | https://www.google.com/maps/@?api=1&map_action=map&center=37.542619000000002%2C-122.23111900000001&zoom=17&basemap=satellite | 58709 | [118 empty] | 0.37 |  |  | 60 |  |  | 0.35 | 0.63 |  |  | 74 |  |  | 0.4 | 0.1 |  |  | 17 |  |  | 0.3 | 0.08 |  |  | 82 |  |  | 0.05 | 0.04 |  |  | 28 |  |  | 0.12 | 0.06 |  |  | 63 |  |  | 0.06 | 0.15 |  |  | 49 |  |  | 0.16 | 0.25159 | 0.083989 | Biomass | FRS_110000730594
1141 | 8762 | 2021 | OH | Richland Peaking Station | 2880 | American Transmission Systems Inc | 56162 | Richland-Stryker Generation LLC | 57359 | IPP Non-CHP | PJM Interconnection, LLC | PJM | RFC | RFCW | RFC West | PJM | 39 | 39 | Defiance | 41.3052 | -84.3346 | 3 | 6 | NG | GAS |  | 0.09236 | 450 | 1 | [6 empty] | 4755833.554 | 2608721.53 | 4755833.554 | 2608721.53 | 364083 | 199710.999 | 208.966 | 112.752 | 1.427 | 282630.061 | 10580.273 | 1058.436 | 282920.021 |  | 1.148 | 1.129 | 0.008 | 1552.558 | 0.029 | 0.003 | 1554.151 |  | 0.088 | 0.086 | 0.001 | 118.856 | 0.002 | 0 | 118.978 |  | 1.148 | 1.129 | 0.008 | 1552.558 | 0.029 | 0.003 | 1554.151 |  | 208.966 | 112.752 | 1.427 | 282630.061 | 10580.273 | 1058.436 |  | 4755833.554 | 2608721.53 | 4755833.554 | 2608721.53 | EPA/CAMD | EPA/CAMD | EPA/CAMD | EPA/CAMD | EIA | EIA | -- | EPA/CAMD | EPA/CAMD | [14 empty] | 13062.498 | 0 | 47.417 | 364035.59 | 0 | 0 | 0 | 0 | 0 | 0 | 0 | 0 | 364083.007 | 0 | 0 | 364083.007 | 0 | 0 | 0.00013024 | 0.99987 | 0 | 0 | 0 | 0 | 0 | 0 | 0 | 0 | 1 | 0 | 0 | 1 | 0 | Yes |  | 3544254.857 | 210630.453 | 149.816 | 1.064 |  | https://www.google.com/maps/@?api=1&map_action=map&center=41.305202999999999%2C-84.334621999999996&zoom=17&basemap=satellite | 13239 | [118 empty] | 0.28 |  |  | 47 |  |  | 0.35 | 0.21 |  |  | 40 |  |  | 0.4 | 0.35 |  |  | 61 |  |  | 0.3 | 0.01 |  |  | 60 |  |  | 0.05 | 0.09 |  |  | 53 |  |  | 0.12 | 0.07 |  |  | 64 |  |  | 0.06 | 0.18 |  |  | 60 |  |  | 0.16 | 17.77 | 0.14449 | Gas | FRS_110007158039
1142 | 3059 | 2021 | IA | Dayton Avenue Substation | 6463 | City of Ames - (IA) | 554 | City of Ames - (IA) | 554 | Electric Utility | Midcontinent Independent Transmission System Operator, Inc.. | MISO | MRO | MROW | MRO West | MISO | 19 | 169 | Story | 42.0272 | -93.5828 | 1 | 2 | DFO | OIL |  | 0.00135 | 78.7 | 1 | [6 empty] | 4617.9 | 4003.9 | 4617.9 | 4003.9 | 929 | 294 | 0.675 | 0.306 | 0.116 | 374 | 127.661 | 25.532 | 379.4 |  | 1.453 | 2.082 | 0.25 | 805.167 | 0.137 | 0.027 | 816.792 |  | 0.292 | 0.153 | 0.05 | 161.978 | 0.028 | 0.006 | 164.317 |  | 1.453 | 2.082 | 0.25 | 805.167 | 0.137 | 0.027 | 816.792 |  | 0.675 | 0.306 | 0.116 | 374 | 127.661 | 25.532 |  | 4617.9 | 4003.9 | 4617.9 | 4003.9 | EPA/CAMD | EPA/CAMD | EPA/CAMD | EPA/CAMD | EIA | EIA | -- | EPA/CAMD | EPA/CAMD | [14 empty] | 4970.8288 | 0 | 929 | 0 | 0 | 0 | 0 | 0 | 0 | 0 | 0 | 0 | 929 | 0 | 0 | 929 | 0 | 0 | 1 | 0 | 0 | 0 | 0 | 0 | 0 | 0 | 0 | 0 | 1 | 0 | 0 | 1 | 0 | Yes |  | 844 | 68.4 | 0.132 | 0.021 |  | https://www.google.com/maps/@?api=1&map_action=map&center=42.027200000000001%2C-93.582800000000006&zoom=17&basemap=satellite | 21787 | [118 empty] | 0.31 |  |  | 53 |  |  | 0.35 | 0.21 |  |  | 40 |  |  | 0.4 | 0.37 |  |  | 64 |  |  | 0.3 | 0.05 |  |  | 74 |  |  | 0.05 | 0.04 |  |  | 27 |  |  | 0.12 | 0.05 |  |  | 51 |  |  | 0.06 | 0.13 |  |  | 38 |  |  | 0.16 | 0.038352 | 0.43336 | Oil | FRS_110028014529
1143 | 8777 | 2021 | OH | Stryker | 2881 | American Transmission Systems Inc | 56162 | Richland-Stryker Generation LLC | 57359 | IPP Non-CHP | PJM Interconnection, LLC | PJM | RFC | RFCW | RFC West | PJM | 39 | 171 | Williams | 41.5014 | -84.4283 | 1 | 1 | DFO | OIL |  | 0.00025 | 19 | 1 | [6 empty] | 827 | 374 | 827 | 374 | 41 | 18 | 0.379 | 0.172 | 0.127 | 67.535 | 5.47 | 1.094 | 67.766 |  | 18.488 | 19.111 | 6.2 | 3294.39 | 0.133 | 0.027 | 3305.676 |  | 0.917 | 0.92 | 0.307 | 163.325 | 0.007 | 0.001 | 163.885 |  | 18.488 | 19.111 | 6.2 | 3294.39 | 0.133 | 0.027 | 3305.676 |  | 0.379 | 0.172 | 0.127 | 67.535 | 5.47 | 1.094 |  | 827 | 374 | 827 | 374 | EIA | EIA | EIA | EIA | EIA | EIA | -- | EIA | EIA | [14 empty] | 20170.7317 | 0 | 41 | 0 | 0 | 0 | 0 | 0 | 0 | 0 | 0 | 0 | 41 | 0 | 0 | 41 | 0 | 0 | 1 | 0 | 0 | 0 | 0 | 0 | 0 | 0 | 0 | 0 | 1 | 0 | 0 | 1 | 0 | [7 empty] | https://www.google.com/maps/@?api=1&map_action=map&center=41.501399999999997%2C-84.428299999999993&zoom=17&basemap=satellite | 2182 | [118 empty] | 0.23 |  |  | 38 |  |  | 0.35 | 0.15 |  |  | 32 |  |  | 0.4 | 0.31 |  |  | 56 |  |  | 0.3 | 0.02 |  |  | 61 |  |  | 0.05 | 0.07 |  |  | 44 |  |  | 0.12 | 0.05 |  |  | 51 |  |  | 0.06 | 0.16 |  |  | 53 |  |  | 0.16 | 0.020137 | 0.38356 | Oil | FRS_110008588322
1144 | 1737 | 2021 | CA | SJ/SC WPCP | 56080 | Pacific Gas & Electric Co | 14328 | San Jose/Santa Clara Water P C | 16657 | Commercial CHP | California Independent System Operator | CISO | WECC | CAMX | WECC California | CAISO | 6 | 85 | Santa Clara | 37.4344 | -121.9464 | 7 | 7 | NG | GAS |  | 0.31094 | 22.4 | 0.8151 | Yes | Yes | 183872 | 1.133 | 0.6016 |  | 451857.718 | 198045.593 | 451857.718 | 198045.593 | 61013.998 | 26984 | 344.231 | 154.513 | 0.405 | 13857.398 | 1022.385 | 102.571 | 13885.461 |  | 11.284 | 11.452 | 0.013 | 454.237 | 0.017 | 0.002 | 455.157 |  | 1.524 | 1.56 | 0.002 | 61.335 | 0.002 | 0 | 61.459 |  | 11.284 | 11.452 | 0.013 | 454.237 | 0.017 | 0.002 | 455.157 |  | 572.192 | 256.836 | 0.674 | 43897.276 | 1699.443 | 170.497 |  | 751092.999 | 329198.002 | 751092.999 | 329198.002 | EIA | EIA | EIA | EIA | EIA | EIA | -- | EIA | EIA |  |  |  | 20863.046 |  |  | 299235.281 | 131152.409 | 227.961 | 102.323 | 0.268 | 9176.832 | 677.058 | 67.926 | 7405.8039 | 0 | 69.201 | 34485.969 | 0 | 0 | 26458.83 | 0 | 0 | 0 | 0 | 0 | 34555.17 | 26458.83 | 26458.83 | 61014 | 0 | 0 | 0.0011342 | 0.56521 | 0 | 0 | 0.43365 | 0 | 0 | 0 | 0 | 0 | 0.56635 | 0.43365 | 0.43365 | 1 | 0 | [7 empty] | https://www.google.com/maps/@?api=1&map_action=map&center=37.434399999999997%2C-121.9464&zoom=17&basemap=satellite | 96040 | [118 empty] | 0.48 |  |  | 72 |  |  | 0.35 | 0.84 |  |  | 85 |  |  | 0.4 | 0.12 |  |  | 22 |  |  | 0.3 | 0.11 |  |  | 86 |  |  | 0.05 | 0.08 |  |  | 49 |  |  | 0.12 | 0.08 |  |  | 72 |  |  | 0.06 | 0.08 |  |  | 19 |  |  | 0.16 | 1.2823 | 0.062947 | Gas | FRS_110000522275
1145 | 8649 | 2021 | OH | Bryan (OH) | 2903 | Ohio Power Co | 14006 | City of Bryan - (OH) | 2439 | Electric Utility | PJM Interconnection, LLC | PJM | RFC | RFCW | RFC West | PJM | 39 | 171 | Williams | 41.4718 | -84.5431 | 4 | 4 | NG | GAS |  | 0.00956 | 39.3 | 1 | [6 empty] | 54204 | 21715 | 54204 | 21715 | 3291 | 1323 | 11.262 | 4.64 | 0.359 | 3212.158 | 129.217 | 14.379 | 3215.916 |  | 6.844 | 7.014 | 0.218 | 1952.086 | 0.039 | 0.004 | 1954.37 |  | 0.416 | 0.427 | 0.013 | 118.521 | 0.002 | 0 | 118.66 |  | 6.844 | 7.014 | 0.218 | 1952.086 | 0.039 | 0.004 | 1954.37 |  | 11.262 | 4.64 | 0.359 | 3212.158 | 129.217 | 14.379 |  | 54204 | 21715 | 54204 | 21715 | EIA | EIA | EIA | EIA | EIA | EIA | -- | EIA | EIA | [14 empty] | 16470.3737 | 0 | 216.845 | 3074.155 | 0 | 0 | 0 | 0 | 0 | 0 | 0 | 0 | 3291 | 0 | 0 | 3291 | 0 | 0 | 0.06589 | 0.93411 | 0 | 0 | 0 | 0 | 0 | 0 | 0 | 0 | 1 | 0 | 0 | 1 | 0 | [7 empty] | https://www.google.com/maps/@?api=1&map_action=map&center=41.471822000000003%2C-84.543148000000002&zoom=17&basemap=satellite | 10520 | [118 empty] | 0.19 |  |  | 30 |  |  | 0.35 | 0.06 |  |  | 16 |  |  | 0.4 | 0.32 |  |  | 58 |  |  | 0.3 | 0 |  |  | 0 |  |  | 0.05 | 0.06 |  |  | 40 |  |  | 0.12 | 0.06 |  |  | 58 |  |  | 0.06 | 0.2 |  |  | 68 |  |  | 0.16 | 0.3672 | 0.21806 | Gas | FRS_110006260438
1146 | 1749 | 2021 | CA | Solano County Cogen Plant | 50985 | Pacific Gas & Electric Co | 14328 | Solano County | 17711 | Commercial CHP | California Independent System Operator | CISO | WECC | CAMX | WECC California | CAISO | 6 | 95 | Solano | 38.2494 | -122.0394 | 3 | 3 | NG | GAS |  | 0.30418 | 2.8 | 0.82636 |  | Yes | 47140.8 | 0.54 | 0.41868 |  | 52008.161 | 24701.553 | 52008.161 | 24701.553 | 7461 | 3544 | 70.567 | 33.517 | 0.083 | 3039.592 | 114.658 | 11.466 | 3042.734 |  | 18.916 | 18.915 | 0.022 | 814.795 | 0.015 | 0.002 | 815.637 |  | 2.714 | 2.714 | 0.003 | 116.889 | 0.002 | 0 | 117.01 |  | 18.916 | 18.915 | 0.022 | 814.795 | 0.015 | 0.002 | 815.637 |  | 168.545 | 80.052 | 0.199 | 7259.862 | 273.854 | 27.385 |  | 124218 | 58998 | 124218 | 58998 | EIA | EIA | EIA | EIA | EIA | EIA | -- | EIA | EIA | [6 empty] | 72209.839 | 34296.447 | 97.978 | 46.535 | 0.115 | 4220.27 | 159.196 | 15.92 | 6970.6689 | 0 | 0 | 7461 | 0 | 0 | 0 | 0 | 0 | 0 | 0 | 0 | 7461 | 0 | 0 | 7461 | 0 | 0 | 0 | 1 | 0 | 0 | 0 | 0 | 0 | 0 | 0 | 0 | 1 | 0 | 0 | 1 | 0 | [7 empty] | https://www.google.com/maps/@?api=1&map_action=map&center=38.249400000000001%2C-122.0394&zoom=17&basemap=satellite | 102438 | [118 empty] | 0.51 |  |  | 75 |  |  | 0.35 | 0.73 |  |  | 80 |  |  | 0.4 | 0.28 |  |  | 51 |  |  | 0.3 | 0.05 |  |  | 75 |  |  | 0.05 | 0.15 |  |  | 70 |  |  | 0.12 | 0.07 |  |  | 69 |  |  | 0.06 | 0.13 |  |  | 38 |  |  | 0.16 | 0.021389 | 0.0029389 | Gas | FRS_110028037817
1147 | 8663 | 2021 | OH | Collinwood | 2906 | Cleveland Electric Illum Co | 3755 | City of Cleveland - (OH) | 3762 | Electric Utility | PJM Interconnection, LLC | PJM | RFC | RFCW | RFC West | PJM | 39 | 35 | Cuyahoga | 41.5569 | -81.588 | 1 | 1 | DFO | OIL |  | 0 | 16 | [13 empty] | 0 |  | 0 | 0 | [45 empty] | -- | [56 empty] | https://www.google.com/maps/@?api=1&map_action=map&center=41.556866999999997%2C-81.587959999999995&zoom=17&basemap=satellite | 91097 | [118 empty] | 0.72 |  |  | 91 |  |  | 0.35 | 0.87 |  |  | 87 |  |  | 0.4 | 0.57 |  |  | 86 |  |  | 0.3 | 0.02 |  |  | 62 |  |  | 0.05 | 0.15 |  |  | 71 |  |  | 0.12 | 0.06 |  |  | 61 |  |  | 0.06 | 0.19 |  |  | 65 |  |  | 0.16 | 0.048574 | 0.18791 | Oil | FRS_110028051809
1148 | 1788 | 2021 | CA | Sonoma Central Landfill Phase I | 55752 | Pacific Gas & Electric Co | 14328 | County of Sonoma Dept of Trnsp | 17412 | Commercial Non-CHP | California Independent System Operator | CISO | WECC | CAMX | WECC California | CAISO | 6 | 97 | Sonoma | 38.3017 | -122.7489 | 4 | 4 | LFG | BIOMASS |  | 0.33123 | 3.2 | 0.78129 | Yes | [5 empty] | 138500 | 57685 | 138500 | 57685 | 9285 | 3867 | 0 | 0 | 2.32 | 0 | 0 | 0 | 0 |  | 0 | 0 | 0.5 | 0 | 0 | 0 | 0 |  | 0 | 0 | 0.034 | 0 | 0 | 0 | 0 |  | 0 | 0 | 0.5 | 0 | 0 | 0 | 0 |  | 90.3 | 37.608 | 3.116 | 8794.72 | 322.151 | 32.215 |  | 138500 | 57685 | 138500 | 57685 | EIA | EIA | EIA | EIA | EIA | EIA | -- | EIA | EIA | 90.3 | 37.608 | 0.796 | 8794.72 | 322.151 | 32.215 | [8 empty] | 14916.532 | 0 | 0 | 0 | 0 | 0 | 9285 | 0 | 0 | 0 | 0 | 0 | 0 | 9285 | 9285 | 9285 | 0 | 0 | 0 | 0 | 0 | 0 | 1 | 0 | 0 | 0 | 0 | 0 | 0 | 1 | 1 | 1 | 0 | [7 empty] | https://www.google.com/maps/@?api=1&map_action=map&center=38.301699999999997%2C-122.74890000000001&zoom=17&basemap=satellite | 7967 | [118 empty] | 0.23 |  |  | 38 |  |  | 0.35 | 0.23 |  |  | 43 |  |  | 0.4 | 0.22 |  |  | 40 |  |  | 0.3 | 0.04 |  |  | 73 |  |  | 0.05 | 0.07 |  |  | 42 |  |  | 0.12 | 0.04 |  |  | 39 |  |  | 0.06 | 0.18 |  |  | 61 |  |  | 0.16 | 1.5537 | 0.21318 | Biomass | FRS_110043807681
1149 | 8793 | 2021 | OH | West 41st Street | 2909 | Cleveland Electric Illum Co | 3755 | City of Cleveland - (OH) | 3762 | Electric Utility | PJM Interconnection, LLC | PJM | RFC | RFCW | RFC West | PJM | 39 | 35 | Cuyahoga | 41.474 | -81.7145 | 2 | 2 | NG | GAS |  | 0 | 32 | [11 empty] | 0 | 0 | 0 |  | 0 | 0 | [45 empty] | -- | [17 empty] | 0 | 0 | 0 | 0 | 0 | 0 | 0 | 0 | 0 | 0 | 0 | 0 | 0 | 0 | 0 | 0 | [23 empty] | https://www.google.com/maps/@?api=1&map_action=map&center=41.473999999999997%2C-81.714500000000001&zoom=17&basemap=satellite | 130143 | [118 empty] | 0.54 |  |  | 78 |  |  | 0.35 | 0.51 |  |  | 67 |  |  | 0.4 | 0.57 |  |  | 86 |  |  | 0.3 | 0.07 |  |  | 79 |  |  | 0.05 | 0.19 |  |  | 79 |  |  | 0.12 | 0.06 |  |  | 62 |  |  | 0.06 | 0.1 |  |  | 28 |  |  | 0.16 |  |  | Gas | FRS_110028029997
1150 | 1789 | 2021 | CA | Sonoma Central Landfill Phase II | 55753 | Pacific Gas & Electric Co | 14328 | County of Sonoma Dept of Trnsp | 17412 | Commercial Non-CHP | California Independent System Operator | CISO | WECC | CAMX | WECC California | CAISO | 6 | 97 | Sonoma | 38.3017 | -122.7489 | 4 | 4 | LFG | BIOMASS |  | 0.50507 | 3.2 | 0.49156 | Yes | [5 empty] | 218939 | 91188 | 218939 | 91188 | 14158 | 5897 | 0 | 0 | 3.667 | 0 | 0 | 0 | 0 |  | 0 | 0 | 0.518 | 0 | 0 | 0 | 0 |  | 0 | 0 | 0.033 | 0 | 0 | 0 | 0 |  | 0 | 0 | 0.518 | 0 | 0 | 0 | 0 |  | 142.744 | 59.452 | 4.926 | 13902.58 | 509.253 | 50.925 |  | 218939 | 91188 | 218939 | 91188 | EIA | EIA | EIA | EIA | EIA | EIA | -- | EIA | EIA | 142.744 | 59.452 | 1.259 | 13902.58 | 509.253 | 50.925 | [8 empty] | 15463.978 | 0 | 0 | 0 | 0 | 0 | 14158 | 0 | 0 | 0 | 0 | 0 | 0 | 14158 | 14158 | 14158 | 0 | 0 | 0 | 0 | 0 | 0 | 1 | 0 | 0 | 0 | 0 | 0 | 0 | 1 | 1 | 1 | 0 | [7 empty] | https://www.google.com/maps/@?api=1&map_action=map&center=38.301699999999997%2C-122.74890000000001&zoom=17&basemap=satellite | 7967 | [118 empty] | 0.23 |  |  | 38 |  |  | 0.35 | 0.23 |  |  | 43 |  |  | 0.4 | 0.22 |  |  | 40 |  |  | 0.3 | 0.04 |  |  | 73 |  |  | 0.05 | 0.07 |  |  | 42 |  |  | 0.12 | 0.04 |  |  | 39 |  |  | 0.06 | 0.18 |  |  | 61 |  |  | 0.16 | 1.1554 | 0.20622 | Biomass | FRS_110043807681
1151 | 8683 | 2021 | OH | Dover | 2914 | City of Dover - (OH) | 5336 | City of Dover - (OH) | 5336 | Electric Utility | PJM Interconnection, LLC | PJM | RFC | RFCW | RFC West | PJM | 39 | 157 | Tuscarawas | 40.5201 | -81.4681 | 3 | 4 | BIT | COAL | Yes | 0.13491 | 49.6 | 1 | [6 empty] | 961081.778 | 342434.026 | 961081.778 | 342434.026 | 58619 | 21742 | 232.553 | 82.373 | 1692.528 | 98052.896 | 22860.152 | 3323.273 | 98833.816 |  | 7.934 | 7.577 | 57.747 | 3345.431 | 0.39 | 0.057 | 3372.074 |  | 0.484 | 0.481 | 3.522 | 204.047 | 0.024 | 0.003 | 205.672 |  | 7.934 | 7.577 | 57.747 | 3345.431 | 0.39 | 0.057 | 3372.074 |  | 232.553 | 82.373 | 1692.528 | 98052.896 | 22860.152 | 3323.273 |  | 961081.778 | 342434.026 | 961081.778 | 342434.026 | EIA | EIA |  | EIA | EIA | EIA | -- | [16 empty] | 16395.397 | 57452.116 | 31 | 1135.884 | 0 | 0 | 0 | 0 | 0 | 0 | 0 | 0 | 58619 | 0 | 0 | 58619 | 0 | 0.98009 | 0.00052884 | 0.019377 | 0 | 0 | 0 | 0 | 0 | 0 | 0 | 0 | 1 | 0 | 0 | 1 | 0 | [7 empty] | https://www.google.com/maps/@?api=1&map_action=map&center=40.520066%2C-81.468149999999994&zoom=17&basemap=satellite | 27447 | [118 empty] | 0.23 |  |  | 38 |  |  | 0.35 | 0.09 |  |  | 23 |  |  | 0.4 | 0.36 |  |  | 63 |  |  | 0.3 | 0.02 |  |  | 61 |  |  | 0.05 | 0.09 |  |  | 54 |  |  | 0.12 | 0.05 |  |  | 51 |  |  | 0.06 | 0.21 |  |  | 70 |  |  | 0.16 | 6.2944 | 0.24157 | Coal | FRS_110041120578
1152 | 2673 | 2021 | FL | Stock Island | 6584 | Florida Power & Light Co | 6452 | Utility Board of Key West City | 50079 | Electric Utility | Florida Power & Light Company | FPL | SERC | FRCC | FRCC All |  | 12 | 87 | Monroe | 24.5633 | -81.7342 | 1 | 7 | DFO | OIL |  | 0.00319 | 126.5 | 1 | [6 empty] | 21488.662 | 3616.203 | 21488.662 | 3616.203 | 3537.002 | 1311 | 1.781 | 0.362 | 0.033 | 1742.874 | 302.995 | 60.599 | 1755.691 |  | 1.007 | 0.552 | 0.019 | 985.509 | 0.086 | 0.017 | 992.756 |  | 0.166 | 0.2 | 0.003 | 162.213 | 0.014 | 0.003 | 163.406 |  | 1.007 | 0.552 | 0.019 | 985.51 | 0.086 | 0.017 | 992.757 |  | 1.781 | 0.362 | 0.033 | 1742.874 | 302.995 | 60.599 |  | 21488.662 | 3616.203 | 21488.662 | 3616.203 | EPA/CAMD | EPA/CAMD | EPA/CAMD | EPA/CAMD | EIA | EIA | -- | EPA/CAMD | EPA/CAMD | [14 empty] | 6075.3921 | 0 | 3537 | 0 | 0 | 0 | 0 | 0 | 0 | 0 | 0 | 0 | 3537 | 0 | 0 | 3537 | 0 | 0 | 1 | 0 | 0 | 0 | 0 | 0 | 0 | 0 | 0 | 0 | 1 | 0 | 0 | 1 | 0 | Yes |  | 27809.019 | 2256.416 | 2.232 | 0.067 |  | https://www.google.com/maps/@?api=1&map_action=map&center=24.563333%2C-81.734200000000001&zoom=17&basemap=satellite | 20010 | [118 empty] | 0.39 |  |  | 63 |  |  | 0.35 | 0.49 |  |  | 66 |  |  | 0.4 | 0.28 |  |  | 51 |  |  | 0.3 | 0.07 |  |  | 80 |  |  | 0.05 | 0.11 |  |  | 60 |  |  | 0.12 | 0.06 |  |  | 59 |  |  | 0.06 | 0.16 |  |  | 50 |  |  | 0.16 | 0.48826 | 0.30233 | Oil | FRS_110000363598
1153 | 8734 | 2021 | OH | Oberlin (OH) | 2933 | Ohio Edison Co | 13998 | City of Oberlin - (OH) | 13949 | Electric Utility | PJM Interconnection, LLC | PJM | RFC | RFCW | RFC West | PJM | 39 | 93 | Lorain | 41.2836 | -82.2194 | 9 | 9 | NG | GAS |  | 0.00471 | 18.5 | 1 | [6 empty] | 11571 | 4739 | 11571 | 4739 | 764.001 | 313.001 | 15.651 | 6.44 | 0.376 | 692.237 | 36.502 | 5.299 | 693.483 |  | 40.971 | 41.15 | 0.985 | 1812.136 | 0.048 | 0.007 | 1815.398 |  | 2.705 | 2.718 | 0.065 | 119.65 | 0.003 | 0 | 119.866 |  | 40.971 | 41.15 | 0.985 | 1812.139 | 0.048 | 0.007 | 1815.4 |  | 15.651 | 6.44 | 0.376 | 692.237 | 36.502 | 5.299 |  | 11571 | 4739 | 11571 | 4739 | EIA | EIA | EIA | EIA | EIA | EIA | -- | EIA | EIA | [14 empty] | 15145.288 | 0 | 164.678 | 599.322 | 0 | 0 | 0 | 0 | 0 | 0 | 0 | 0 | 764 | 0 | 0 | 764 | 0 | 0 | 0.21555 | 0.78445 | 0 | 0 | 0 | 0 | 0 | 0 | 0 | 0 | 1 | 0 | 0 | 1 | 0 | [7 empty] | https://www.google.com/maps/@?api=1&map_action=map&center=41.2836%2C-82.219399999999993&zoom=17&basemap=satellite | 10253 | [118 empty] | 0.31 |  |  | 53 |  |  | 0.35 | 0.27 |  |  | 48 |  |  | 0.4 | 0.33 |  |  | 59 |  |  | 0.3 | 0.03 |  |  | 67 |  |  | 0.05 | 0.07 |  |  | 42 |  |  | 0.12 | 0.03 |  |  | 28 |  |  | 0.06 | 0.2 |  |  | 66 |  |  | 0.16 | 0.14096 | 0.31324 | Gas | FRS_110001630708
1154 | 1790 | 2021 | CA | Sonoma Central Landfill Phase III | 55880 | Pacific Gas & Electric Co | 14328 | County of Sonoma Dept of Trnsp | 17412 | Commercial Non-CHP | California Independent System Operator | CISO | WECC | CAMX | WECC California | CAISO | 6 | 97 | Sonoma | 38.3017 | -122.7489 | 2 | 2 | LFG | BIOMASS |  | 0 | 1.6 | [11 empty] | 0 | 0 | 0 |  | 0 | 0 | [45 empty] | -- | [17 empty] | 0 | 0 | 0 | 0 | 0 | 0 | 0 | 0 | 0 | 0 | 0 | 0 | 0 | 0 | 0 | 0 | [23 empty] | https://www.google.com/maps/@?api=1&map_action=map&center=38.301699999999997%2C-122.74890000000001&zoom=17&basemap=satellite | 7967 | [118 empty] | 0.23 |  |  | 38 |  |  | 0.35 | 0.23 |  |  | 43 |  |  | 0.4 | 0.22 |  |  | 40 |  |  | 0.3 | 0.04 |  |  | 73 |  |  | 0.05 | 0.07 |  |  | 42 |  |  | 0.12 | 0.04 |  |  | 39 |  |  | 0.06 | 0.18 |  |  | 61 |  |  | 0.16 |  |  | Biomass | FRS_110043807681
1155 | 8740 | 2021 | OH | Orrville | 2935 | City of Orrville - (OH) | 14194 | City of Orrville - (OH) | 14194 | Electric Utility | PJM Interconnection, LLC | PJM | RFC | RFCW | RFC West | PJM | 39 | 169 | Wayne | 40.851 | -81.7658 | 4 | 5 | NG | GAS | Yes | 0.03688 | 84.5 | 1 | [6 empty] | 453299.408 | 263734.186 | 453299.408 | 263734.186 | 27303 | 15904 | 75.98 | 44.015 | 652.903 | 36936.836 | 6172.172 | 875.858 | 37144.491 |  | 5.566 | 5.535 | 47.826 | 2705.698 | 0.226 | 0.032 | 2720.909 |  | 0.335 | 0.334 | 2.881 | 162.969 | 0.014 | 0.002 | 163.885 |  | 5.566 | 5.535 | 47.826 | 2705.698 | 0.226 | 0.032 | 2720.909 |  | 75.98 | 44.015 | 652.903 | 36936.836 | 6172.172 | 875.858 |  | 453299.408 | 263734.186 | 453299.408 | 263734.186 | EIA | EIA | EIA | EIA | EIA | EIA | -- | EIA | EIA | [14 empty] | 16602.5495 | 14038.29 | 0 | 13264.71 | 0 | 0 | 0 | 0 | 0 | 0 | 0 | 0 | 27303 | 0 | 0 | 27303 | 0 | 0.51417 | 0 | 0.48583 | 0 | 0 | 0 | 0 | 0 | 0 | 0 | 0 | 1 | 0 | 0 | 1 | 0 | [7 empty] | https://www.google.com/maps/@?api=1&map_action=map&center=40.850963999999998%2C-81.765764000000004&zoom=17&basemap=satellite | 10559 | [118 empty] | 0.21 |  |  | 35 |  |  | 0.35 | 0.15 |  |  | 32 |  |  | 0.4 | 0.28 |  |  | 50 |  |  | 0.3 | 0.01 |  |  | 58 |  |  | 0.05 | 0.08 |  |  | 48 |  |  | 0.12 | 0.07 |  |  | 67 |  |  | 0.06 | 0.19 |  |  | 63 |  |  | 0.16 | 2.7661 | 0.18954 | Gas | FRS_110009629599
1156 | 1794 | 2021 | CA | South Bay Fuel Cell Plant | 57770 | San Diego Gas & Electric Co | 16609 | BioFuels Point Loma LLC | 57047 | IPP Non-CHP | California Independent System Operator | CISO | WECC | CAMX | WECC California | CAISO | 6 | 73 | San Diego | 32.5433 | -117.0678 | 1 | 1 | NG | GAS |  | 0.50685 | 1.5 | 0.48858 | [8 empty] | 61 | 29 | 6660 | 3163 | 0 |  | 0 | 0 | [37 empty] | 61 | 29 | [6 empty] | -- | EIA | EIA | [15 empty] | 0 | 0 | 6660 | 0 | 0 | 0 | 0 | 0 | 0 | 0 | 0 | 6660 | 0 | 0 | 6660 | 0 | 0 | 0 | 1 | 0 | 0 | 0 | 0 | 0 | 0 | 0 | 0 | 1 | 0 | 0 | 1 | 0 | [7 empty] | https://www.google.com/maps/@?api=1&map_action=map&center=32.543332999999997%2C-117.067778&zoom=17&basemap=satellite | 94671 | [118 empty] | 0.65 |  |  | 86 |  |  | 0.35 | 0.91 |  |  | 90 |  |  | 0.4 | 0.38 |  |  | 66 |  |  | 0.3 | 0.2 |  |  | 93 |  |  | 0.05 | 0.29 |  |  | 90 |  |  | 0.12 | 0.06 |  |  | 62 |  |  | 0.06 | 0.13 |  |  | 39 |  |  | 0.16 | 0 | 0 | Gas | FRS_110057118097
1157 | 8745 | 2021 | OH | Painesville | 2936 | City of Painesville | 14381 | City of Painesville | 14381 | Electric Utility | PJM Interconnection, LLC | PJM | RFC | RFCW | RFC West | PJM | 39 | 85 | Lake | 41.7265 | -81.254 | 4 | 5 | BIT | COAL | Yes | 0.00196 | 55.5 | 1 | [6 empty] | 16899.94 | 16466.94 | 16899.94 | 16466.94 | 955 | 916 | 4.121 | 3.432 | 16.673 | 1454.061 | 262.639 | 37.881 | 1462.988 |  | 8.63 | 7.493 | 34.918 | 3045.154 | 0.275 | 0.04 | 3063.85 |  | 0.488 | 0.417 | 1.973 | 172.079 | 0.016 | 0.002 | 173.135 |  | 8.63 | 7.493 | 34.918 | 3045.154 | 0.275 | 0.04 | 3063.85 |  | 4.121 | 3.432 | 16.673 | 1454.061 | 262.639 | 37.881 |  | 16899.94 | 16466.94 | 16899.94 | 16466.94 | EIA | EIA |  | EIA | EIA | EIA | -- | [16 empty] | 17696.2723 | 520.589 | 71 | 363.411 | 0 | 0 | 0 | 0 | 0 | 0 | 0 | 0 | 955 | 0 | 0 | 955 | 0 | 0.54512 | 0.074346 | 0.38054 | 0 | 0 | 0 | 0 | 0 | 0 | 0 | 0 | 1 | 0 | 0 | 1 | 0 | [7 empty] | https://www.google.com/maps/@?api=1&map_action=map&center=41.726500000000001%2C-81.254000000000005&zoom=17&basemap=satellite | 40401 | [118 empty] | 0.29 |  |  | 50 |  |  | 0.35 | 0.25 |  |  | 45 |  |  | 0.4 | 0.33 |  |  | 59 |  |  | 0.3 | 0.04 |  |  | 71 |  |  | 0.05 | 0.11 |  |  | 60 |  |  | 0.12 | 0.06 |  |  | 63 |  |  | 0.06 | 0.15 |  |  | 50 |  |  | 0.16 | 0.1993 | 0.20979 | Coal | FRS_110000385878
1158 | 2301 | 2021 | CT | Alfred L Pierce Generating Station | 6635 | Town of Wallingford - (CT) | 20038 | Connecticut Mun Elec Engy Coop | 4180 | Electric Utility | ISO New England Inc. | ISNE | NPCC | NEWE | NPCC New England | ISONE | 9 | 9 | New Haven | 41.4482 | -72.8349 | 1 | 1 | NG | GAS |  | 0.00694 | 84 | 1 | Yes | [5 empty] | 58953.109 | 20907.211 | 58953.109 | 20907.211 | 5104 | 1789 | 1.382 | 0.386 | 0.019 | 3557.594 | 150.746 | 16.819 | 3561.984 |  | 0.542 | 0.432 | 0.007 | 1394.042 | 0.03 | 0.003 | 1395.762 |  | 0.047 | 0.037 | 0.001 | 120.692 | 0.003 | 0 | 120.841 |  | 0.542 | 0.432 | 0.007 | 1394.042 | 0.03 | 0.003 | 1395.762 |  | 1.382 | 0.386 | 0.019 | 3557.594 | 150.746 | 16.819 |  | 58953.109 | 20907.211 | 58953.109 | 20907.211 | EPA/CAMD | EPA/CAMD | EPA/CAMD | EPA/CAMD | EIA | EIA | -- | EPA/CAMD | EPA/CAMD | 0 | 0 | 0 | 0 | 0 | 0 | [8 empty] | 11550.374 | 0 | 210.094 | 4893.906 | 0 | 0 | 0 | 0 | 0 | 0 | 0 | 0 | 5104 | 0 | 0 | 5104 | 0 | 0 | 0.041163 | 0.95884 | 0 | 0 | 0 | 0 | 0 | 0 | 0 | 0 | 1 | 0 | 0 | 1 | 0 | Yes |  | 39035.351 | 2353.094 | 0.786 | 0.012 |  | https://www.google.com/maps/@?api=1&map_action=map&center=41.448230000000002%2C-72.834884000000002&zoom=17&basemap=satellite | 38831 | [118 empty] | 0.17 |  |  | 25 |  |  | 0.35 | 0.2 |  |  | 39 |  |  | 0.4 | 0.14 |  |  | 25 |  |  | 0.3 | 0.03 |  |  | 69 |  |  | 0.05 | 0.08 |  |  | 50 |  |  | 0.12 | 0.05 |  |  | 47 |  |  | 0.06 | 0.24 |  |  | 78 |  |  | 0.16 | 0.10858 | 0.12145 | Gas | FRS_110007353773
1159 | 8750 | 2021 | OH | Piqua Power Plant | 2937 | City of Piqua - (OH) | 15095 | City of Piqua - (OH) | 15095 | Electric Utility | PJM Interconnection, LLC | PJM | RFC | RFCW | RFC West | PJM | 39 | 109 | Miami | 40.1338 | -84.2373 | 2 | 2 | DFO | OIL |  | 0.00139 | 36.3 | 1 | [6 empty] | 12957 | 5840 | 12957 | 5840 | 442 | 199 | 5.354 | 2.414 | 1.991 | 1058.105 | 85.696 | 17.139 | 1061.73 |  | 24.226 | 24.261 | 9.008 | 4787.805 | 0.194 | 0.039 | 4804.208 |  | 0.826 | 0.827 | 0.307 | 163.326 | 0.007 | 0.001 | 163.885 |  | 24.226 | 24.261 | 9.008 | 4787.805 | 0.194 | 0.039 | 4804.208 |  | 5.354 | 2.414 | 1.991 | 1058.105 | 85.696 | 17.139 |  | 12957 | 5840 | 12957 | 5840 | EIA | EIA | EIA | EIA | EIA | EIA | -- | EIA | EIA | [14 empty] | 29314.4796 | 0 | 442 | 0 | 0 | 0 | 0 | 0 | 0 | 0 | 0 | 0 | 442 | 0 | 0 | 442 | 0 | 0 | 1 | 0 | 0 | 0 | 0 | 0 | 0 | 0 | 0 | 0 | 1 | 0 | 0 | 1 | 0 | [7 empty] | https://www.google.com/maps/@?api=1&map_action=map&center=40.133848%2C-84.237257999999997&zoom=17&basemap=satellite | 21795 | [118 empty] | 0.22 |  |  | 36 |  |  | 0.35 | 0.1 |  |  | 23 |  |  | 0.4 | 0.34 |  |  | 60 |  |  | 0.3 | 0 |  |  | 0 |  |  | 0.05 | 0.1 |  |  | 56 |  |  | 0.12 | 0.07 |  |  | 64 |  |  | 0.06 | 0.16 |  |  | 51 |  |  | 0.16 | 0.14789 | 0.45156 | Oil | FRS_110000394216
1160 | 1795 | 2021 | CA | South Belridge Cogeneration Facility | 50752 | Pacific Gas & Electric Co | 14328 | AERA Energy LLC | 164 | Industrial CHP | California Independent System Operator | CISO | WECC | CAMX | WECC California | CAISO | 6 | 29 | Kern | 35.4386 | -119.7075 | 3 | 3 | NG | GAS |  | 0.58963 | 94.2 | 0.35062 |  | Yes | 2174090.4 | 0.764 | 0.50457 |  | 2827361.901 | 1199204.356 | 2827361.901 | 1199204.356 | 486558 | 207129.999 | 439.202 | 186.285 | 4.518 | 165243.835 | 6233.271 | 623.327 | 165414.626 |  | 1.805 | 1.799 | 0.019 | 679.236 | 0.013 | 0.001 | 679.938 |  | 0.311 | 0.311 | 0.003 | 116.889 | 0.002 | 0 | 117.01 |  | 1.805 | 1.799 | 0.019 | 679.236 | 0.013 | 0.001 | 679.938 |  | 870.456 | 369.198 | 8.954 | 327497.016 | 12353.73 | 1235.373 |  | 5603553 | 2376705 | 5603553 | 2376705 | EIA | EIA | EIA | EIA | EIA | EIA | -- | EIA | EIA | [6 empty] | 2776191.099 | 1177500.644 | 431.254 | 182.913 | 4.436 | 162253.181 | 6120.459 | 612.046 | 5810.9453 | 0 | 0 | 486558 | 0 | 0 | 0 | 0 | 0 | 0 | 0 | 0 | 486558 | 0 | 0 | 486558 | 0 | 0 | 0 | 1 | 0 | 0 | 0 | 0 | 0 | 0 | 0 | 0 | 1 | 0 | 0 | 1 | 0 | [7 empty] | https://www.google.com/maps/@?api=1&map_action=map&center=35.438611000000002%2C-119.7075&zoom=17&basemap=satellite | 0 | [121 empty] | 0 |  |  | 0.35 |  |  |  | 0 |  |  | 0.4 |  |  |  | 0 |  |  | 0.3 |  |  |  | 0 |  |  | 0.05 |  |  |  | 0 |  |  | 0.12 |  |  |  | 0 |  |  | 0.06 |  |  |  | 0 |  |  | 0.16 | 1.3408 | 0.0057778 | Gas | FRS_110028037899
1161 | 8775 | 2021 | OH | St Marys | 2942 | City of St Marys - (OH) | 17891 | City of St Marys - (OH) | 17891 | Electric Utility | PJM Interconnection, LLC | PJM | RFC | RFCW | RFC West | PJM | 39 | 11 | Auglaize | 40.5458 | -84.3889 | 2 | 2 | DFO | OIL |  | 0.00287 | 25 | 1 | [6 empty] | 128210 | 56973 | 128210 | 56973 | 629 | 279 | 53.053 | 23.785 | 17.334 | 9160.194 | 779.405 | 152.453 | 9192.652 |  | 168.69 | 170.502 | 55.117 | 29126.213 | 1.239 | 0.242 | 29229.418 |  | 0.828 | 0.835 | 0.27 | 142.894 | 0.006 | 0.001 | 143.4 |  | 168.69 | 170.502 | 55.117 | 29126.213 | 1.239 | 0.242 | 29229.418 |  | 53.053 | 23.785 | 17.334 | 9160.194 | 779.405 | 152.453 |  | 128210 | 56973 | 128210 | 56973 | EIA | EIA | EIA | EIA | EIA | EIA | -- | EIA | EIA | [14 empty] | 203831.4785 | 0 | 552.721 | 76.279 | 0 | 0 | 0 | 0 | 0 | 0 | 0 | 0 | 629 | 0 | 0 | 629 | 0 | 0 | 0.87873 | 0.12127 | 0 | 0 | 0 | 0 | 0 | 0 | 0 | 0 | 1 | 0 | 0 | 1 | 0 | [7 empty] | https://www.google.com/maps/@?api=1&map_action=map&center=40.5458%2C-84.388900000000007&zoom=17&basemap=satellite | 10380 | [118 empty] | 0.14 |  |  | 19 |  |  | 0.35 | 0.04 |  |  | 11 |  |  | 0.4 | 0.24 |  |  | 43 |  |  | 0.3 | 0 |  |  | 0 |  |  | 0.05 | 0.08 |  |  | 47 |  |  | 0.12 | 0.07 |  |  | 67 |  |  | 0.06 | 0.16 |  |  | 51 |  |  | 0.16 | 0.15213 | 0.58849 | Oil | FRS_110000395956
1162 | 1796 | 2021 | CA | Southeast Kern River Cogen | 50751 | Pacific Gas & Electric Co | 14328 | Chevron USA Inc | 54713 | Industrial CHP | California Independent System Operator | CISO | WECC | CAMX | WECC California | CAISO | 6 | 29 | Kern | 35.4206 | -118.9644 | 3 | 3 | NG | GAS |  | 0.45649 | 30.8 | 0.57251 |  | Yes | 692132 | 0.607 | 0.44745 |  | 674533.967 | 286626.351 | 674533.967 | 286626.351 | 123164.999 | 51167 | 103.749 | 44.122 | 1.078 | 39422.819 | 1487.094 | 148.709 | 39463.566 |  | 1.685 | 1.725 | 0.018 | 640.163 | 0.012 | 0.001 | 640.824 |  | 0.308 | 0.308 | 0.003 | 116.889 | 0.002 | 0 | 117.01 |  | 1.685 | 1.725 | 0.018 | 640.163 | 0.012 | 0.001 | 640.824 |  | 231.868 | 98.608 | 2.409 | 88105.477 | 3323.485 | 332.348 |  | 1507506 | 640576.999 | 1507506 | 640576.999 | EIA | EIA | EIA | EIA | EIA | EIA | -- | EIA | EIA | [6 empty] | 832972.033 | 353950.648 | 128.119 | 54.486 | 1.331 | 48682.658 | 1836.39 | 183.639 | 5476.6692 | 0 | 0 | 123165 | 0 | 0 | 0 | 0 | 0 | 0 | 0 | 0 | 123165 | 0 | 0 | 123165 | 0 | 0 | 0 | 1 | 0 | 0 | 0 | 0 | 0 | 0 | 0 | 0 | 1 | 0 | 0 | 1 | 0 | [7 empty] | https://www.google.com/maps/@?api=1&map_action=map&center=35.4206%2C-118.9644&zoom=17&basemap=satellite | 62209 | [118 empty] | 0.62 |  |  | 84 |  |  | 0.35 | 0.73 |  |  | 80 |  |  | 0.4 | 0.51 |  |  | 81 |  |  | 0.3 | 0.07 |  |  | 79 |  |  | 0.05 | 0.27 |  |  | 89 |  |  | 0.12 | 0.08 |  |  | 77 |  |  | 0.06 | 0.12 |  |  | 34 |  |  | 0.16 | 0.32833 | 0.0054527 | Gas | FRS_110028037906
1163 | 8631 | 2021 | OH | Anadarko | 2945 | Ohio Power Co | 14006 | City of Woodsfield - (OH) | 20977 | Electric Utility | PJM Interconnection, LLC | PJM | RFC | RFCW | RFC West | PJM | 39 | 111 | Monroe | 39.757 | -81.1155 | 6 | 6 | DFO | OIL |  | 0.00164 | 7.8 | 1 | [6 empty] | 42314 | 19067.998 | 42314 | 19067.998 | 112 | 49.999 | 70.42 | 31.734 | 6.136 | 3455.483 | 279.859 | 55.972 | 3467.321 |  | 1257.5 | 1269.385 | 109.562 | 61705.054 | 2.499 | 0.5 | 61916.447 |  | 3.328 | 3.329 | 0.29 | 163.326 | 0.007 | 0.001 | 163.885 |  | 1257.5 | 1269.385 | 109.562 | 61705.054 | 2.499 | 0.5 | 61916.447 |  | 70.42 | 31.734 | 6.136 | 3455.483 | 279.859 | 55.972 |  | 42314 | 19067.998 | 42314 | 19067.998 | EIA | EIA | EIA | EIA | EIA | EIA | -- | EIA | EIA | [14 empty] | 377803.5714 | 0 | 112 | 0 | 0 | 0 | 0 | 0 | 0 | 0 | 0 | 0 | 112 | 0 | 0 | 112 | 0 | 0 | 1 | 0 | 0 | 0 | 0 | 0 | 0 | 0 | 0 | 0 | 1 | 0 | 0 | 1 | 0 | [7 empty] | https://www.google.com/maps/@?api=1&map_action=map&center=39.756982000000001%2C-81.115503000000004&zoom=17&basemap=satellite | 2948 | [118 empty] | 0.28 |  |  | 48 |  |  | 0.35 | 0.07 |  |  | 18 |  |  | 0.4 | 0.49 |  |  | 79 |  |  | 0.3 | 0 |  |  | 0 |  |  | 0.05 | 0.09 |  |  | 52 |  |  | 0.12 | 0.05 |  |  | 46 |  |  | 0.06 | 0.23 |  |  | 75 |  |  | 0.16 | 4.1625 | 132.1458 | Oil | FRS_110028051710
1164 | 1797 | 2021 | CA | Southeast Resource Recovery | 50837 | Southern California Edison Co | 17609 | SERRF Joint Powers Authority | 16899 | IPP CHP | California Independent System Operator | CISO | WECC | CAMX | WECC California | CAISO | 6 | 37 | Los Angeles | 33.7592 | -118.2399 | 3 | 1 | MSW | BIOMASS |  | 0.60455 | 35.6 | 0.32575 | Yes | Yes | 114169.6 | 5.636 | 0.88256 |  | 3317563.546 | 1277692.444 | 3317563.546 | 1277692.444 | 188532 | 72108 | 242.229 | 99.437 | 281.652 | 182988.113 | 222947.017 | 29250.604 | 190133.29 |  | 2.57 | 2.758 | 2.988 | 1941.189 | 1.183 | 0.155 | 2016.987 |  | 0.146 | 0.156 | 0.17 | 110.315 | 0.067 | 0.009 | 114.622 |  | 2.57 | 2.758 | 2.988 | 1941.189 | 1.183 | 0.155 | 2016.987 |  | 274.463 | 112.669 | 319.132 | 368181.907 | 252615.275 | 33143.073 |  | 3759042.119 | 1447718.98 | 3759042.119 | 1447718.98 | EIA | EIA | EIA | EIA | EIA | EIA | -- | EIA | EIA |  |  |  | 160842.993 |  |  | 441478.573 | 170026.536 | 32.234 | 13.232 | 37.48 | 24350.801 | 29668.258 | 3892.469 | 17596.8194 | 0 | 0 | 9078.236 | 0 | 0 | 80754.408 | 0 | 0 | 0 | 98699.356 | 0 | 107777.592 | 80754.408 | 80754.408 | 188532 | 0 | 0 | 0 | 0.048152 | 0 | 0 | 0.42833 | 0 | 0 | 0 | 0.52352 | 0 | 0.57167 | 0.42833 | 0.42833 | 1 | 0 | [7 empty] | https://www.google.com/maps/@?api=1&map_action=map&center=33.759236000000001%2C-118.23992200000001&zoom=17&basemap=satellite | 84344 | [118 empty] | 0.7 |  |  | 90 |  |  | 0.35 | 0.9 |  |  | 89 |  |  | 0.4 | 0.52 |  |  | 81 |  |  | 0.3 | 0.17 |  |  | 91 |  |  | 0.05 | 0.37 |  |  | 95 |  |  | 0.12 | 0.07 |  |  | 68 |  |  | 0.06 | 0.09 |  |  | 24 |  |  | 0.16 |  |  | Biomass | FRS_110028037915
1165 | 8851 | 2021 | OK | Horseshoe Lake | 2951 | Oklahoma Gas & Electric Co | 14063 | Oklahoma Gas & Electric Co | 14063 | Electric Utility | Southwest Power Pool | SWPP | MRO | SPSO | SPP South |  | 40 | 109 | Oklahoma | 35.5087 | -97.1797 | 5 | 5 | NG | GAS |  | 0.0924 | 947 | 1 | [6 empty] | 9142080.138 | 6977109.704 | 9142080.138 | 6977109.704 | 766501 | 567179 | 793.316 | 621.632 | 2.743 | 543300.297 | 19580.777 | 1958.078 | 543836.81 |  | 2.07 | 2.192 | 0.007 | 1417.611 | 0.026 | 0.003 | 1419.011 |  | 0.174 | 0.178 | 0.001 | 118.857 | 0.002 | 0 | 118.974 |  | 2.07 | 2.192 | 0.007 | 1417.611 | 0.026 | 0.003 | 1419.011 |  | 793.316 | 621.632 | 2.743 | 543300.297 | 19580.777 | 1958.078 |  | 9142080.138 | 6977109.704 | 9142080.138 | 6977109.704 | EPA/CAMD | EPA/CAMD | EPA/CAMD | EPA/CAMD | EIA | EIA | -- | EPA/CAMD | EPA/CAMD | [14 empty] | 11927.0296 | 0 | 0 | 766501 | 0 | 0 | 0 | 0 | 0 | 0 | 0 | 0 | 766501 | 0 | 0 | 766501 | 0 | 0 | 0 | 1 | 0 | 0 | 0 | 0 | 0 | 0 | 0 | 0 | 1 | 0 | 0 | 1 | 0 | Yes |  | 7051917.163 | 419083.704 | 729.608 | 2.117 |  | https://www.google.com/maps/@?api=1&map_action=map&center=35.508659999999999%2C-97.179689999999994&zoom=17&basemap=satellite | 6459 | [118 empty] | 0.26 |  |  | 45 |  |  | 0.35 | 0.17 |  |  | 35 |  |  | 0.4 | 0.35 |  |  | 62 |  |  | 0.3 | 0 |  |  | 0 |  |  | 0.05 | 0.11 |  |  | 61 |  |  | 0.12 | 0.06 |  |  | 63 |  |  | 0.06 | 0.16 |  |  | 54 |  |  | 0.16 | 43.418 | 0.082821 | Gas | FRS_110020515012
1166 | 1801 | 2021 | CA | SPI Anderson 2 | 59658 | Pacific Gas & Electric Co | 14328 | Sierra Pacific Industries | 17164 | Industrial CHP | California Independent System Operator | CISO | WECC | CAMX | WECC California | CAISO | 6 | 89 | Shasta | 40.4723 | -122.3242 | 1 | 1 | WDS | BIOMASS |  | 0.55769 | 30.2 | 0.40385 | Yes | Yes | 1873028 | 0.269 | 0.26387 |  | 800775.422 | 376301.033 | 800775.422 | 376301.033 | 147538 | 70301 | 48.046 | 22.578 | 9.969 | 217.524 | 56238.724 | 7381.076 | 2020.288 |  | 0.651 | 0.642 | 0.135 | 2.949 | 0.381 | 0.05 | 27.387 |  | 0.12 | 0.12 | 0.025 | 0.543 | 0.07 | 0.009 | 5.046 |  | 0.651 | 0.642 | 0.135 | 2.949 | 0.381 | 0.05 | 27.387 |  | 182.084 | 85.565 | 37.78 | 313148.163 | 213130.728 | 27972.436 |  | 3034739 | 1426087 | 3034739 | 1426087 | EIA | EIA | EIA | EIA | EIA | EIA | -- | EIA | EIA |  |  |  | 312323.803 |  |  | 2233963.578 | 1049785.967 | 134.038 | 62.987 | 27.811 | 606.836 | 156892.004 | 20591.36 | 5427.5877 | 0 | 0 | 672.398 | 0 | 0 | 146865.6 | 0 | 0 | 0 | 0 | 0 | 672.398 | 146865.6 | 146865.6 | 147537.998 | 0 | 0 | 0 | 0.0045575 | 0 | 0 | 0.99544 | 0 | 0 | 0 | 0 | 0 | 0.0045575 | 0.99544 | 0.99544 | 1 | 0 | [7 empty] | https://www.google.com/maps/@?api=1&map_action=map&center=40.472282999999997%2C-122.32420500000001&zoom=17&basemap=satellite | 17034 | [118 empty] | 0.32 |  |  | 54 |  |  | 0.35 | 0.23 |  |  | 43 |  |  | 0.4 | 0.41 |  |  | 70 |  |  | 0.3 | 0.02 |  |  | 66 |  |  | 0.05 | 0.13 |  |  | 65 |  |  | 0.12 | 0.07 |  |  | 70 |  |  | 0.06 | 0.21 |  |  | 72 |  |  | 0.16 | 7.7275 | 0.10103 | Biomass | FRS_110010058463
1167 | 8876 | 2021 | OK | Muskogee | 2952 | Oklahoma Gas & Electric Co | 14063 | Oklahoma Gas & Electric Co | 14063 | Electric Utility | Southwest Power Pool | SWPP | MRO | SPSO | SPP South |  | 40 | 101 | Muskogee | 35.7614 | -95.2873 | 3 | 3 | SUB | COAL | Yes | 0.22292 | 1716 | 0.96181 | [6 empty] | 37718923.25 | 18065652.89 | 37718923.25 | 18065652.89 | 3350910 | 1586561 | 4940.46 | 2299.95 | 6500.415 | 3654273.239 | 752871.435 | 108819.137 | 3679898.183 |  | 2.949 | 2.899 | 3.88 | 2181.063 | 0.225 | 0.032 | 2196.358 |  | 0.262 | 0.255 | 0.345 | 193.763 | 0.02 | 0.003 | 195.122 |  | 2.949 | 2.899 | 3.88 | 2181.063 | 0.225 | 0.032 | 2196.357 |  | 4940.46 | 2299.95 | 6500.415 | 3654273.239 | 752871.435 | 108819.137 |  | 37718923.25 | 18065652.89 | 37718923.25 | 18065652.89 | EPA/CAMD | EPA/CAMD | EPA/CAMD | EPA/CAMD | EIA | EIA | -- | EPA/CAMD | EPA/CAMD | [14 empty] | 11256.3222 | 2736361.6 | 0 | 614548.44 | 0 | 0 | 0 | 0 | 0 | 0 | 0 | 0 | 3350910.04 | 0 | 0 | 3350910.04 | 0 | 0.8166 | 0 | 0.1834 | 0 | 0 | 0 | 0 | 0 | 0 | 0 | 0 | 1 | 0 | 0 | 1 | 0 | Yes |  | 25586164.23 | 2055673.773 | 2512.866 | 2728.222 |  | https://www.google.com/maps/@?api=1&map_action=map&center=35.76135%2C-95.287319999999994&zoom=17&basemap=satellite | 7136 | [118 empty] | 0.38 |  |  | 62 |  |  | 0.35 | 0.41 |  |  | 60 |  |  | 0.4 | 0.35 |  |  | 62 |  |  | 0.3 | 0.01 |  |  | 58 |  |  | 0.05 | 0.1 |  |  | 54 |  |  | 0.12 | 0.05 |  |  | 48 |  |  | 0.06 | 0.18 |  |  | 60 |  |  | 0.16 | 269.2118 | 0.19559 | Coal | FRS_110000860854
1168 | 1803 | 2021 | CA | Spreckels Sugar Company | 57916 | Imperial Irrigation District | 9216 | Spreckels Sugar Company | 57299 | Industrial CHP | Imperial Irrigation District | IID | WECC | AZNM | WECC Southwest |  | 6 | 25 | Imperial | 32.9111 | -115.5681 | 1 | 1 | NG | GAS |  | 0.27755 | 8.9 | 0.87075 |  | Yes | 853260.8 | 0.087 | 0.10347 |  | 120580.649 | 57270.806 | 120580.649 | 57270.806 | 21638.76 | 10277.505 | 9.903 | 4.703 | 0.193 | 7047.279 | 265.835 | 26.584 | 7054.563 |  | 0.915 | 0.915 | 0.018 | 651.357 | 0.012 | 0.001 | 652.03 |  | 0.164 | 0.164 | 0.003 | 116.889 | 0.002 | 0 | 117.01 |  | 0.915 | 0.915 | 0.018 | 651.357 | 0.012 | 0.001 | 652.03 |  | 95.711 | 45.459 | 1.862 | 68112.774 | 2569.327 | 256.933 |  | 1165426 | 553529 | 1165426 | 553529 | EIA | EIA | EIA | EIA | EIA | EIA | -- | EIA | EIA | [6 empty] | 1044845.351 | 496258.194 | 85.808 | 40.756 | 1.67 | 61065.495 | 2303.492 | 230.349 | 5572.438 | 0 | 0 | 21638.76 | 0 | 0 | 0 | 0 | 0 | 0 | 0 | 0 | 21638.76 | 0 | 0 | 21638.76 | 0 | 0 | 0 | 1 | 0 | 0 | 0 | 0 | 0 | 0 | 0 | 0 | 1 | 0 | 0 | 1 | 0 | [7 empty] | https://www.google.com/maps/@?api=1&map_action=map&center=32.911110999999998%2C-115.568056&zoom=17&basemap=satellite | 307 | [118 empty] | 0.41 |  |  | 65 |  |  | 0.35 | 0.55 |  |  | 70 |  |  | 0.4 | 0.26 |  |  | 48 |  |  | 0.3 | 0.11 |  |  | 86 |  |  | 0.05 | 0.16 |  |  | 74 |  |  | 0.12 | 0.07 |  |  | 69 |  |  | 0.06 | 0.11 |  |  | 31 |  |  | 0.16 | 0.4719 | 0.041374 | Gas | FRS_110000479090
1169 | 8877 | 2021 | OK | Mustang | 2953 | Oklahoma Gas & Electric Co | 14063 | Oklahoma Gas & Electric Co | 14063 | Electric Utility | Southwest Power Pool | SWPP | MRO | SPSO | SPP South |  | 40 | 17 | Canadian | 35.4699 | -97.675 | 8 | 8 | NG | GAS |  | 0.29019 | 464.5 | 0.84969 | [6 empty] | 11514883.62 | 5206712.085 | 11554428.62 | 5227404.085 | 1180781.001 | 535705 | 452.538 | 196.405 | 3.455 | 684314.583 | 25944.199 | 2594.42 | 685025.454 |  | 0.767 | 0.733 | 0.006 | 1159.088 | 0.022 | 0.002 | 1160.292 |  | 0.079 | 0.075 | 0.001 | 118.857 | 0.002 | 0 | 118.981 |  | 0.769 | 0.736 | 0.006 | 1163.495 | 0.022 | 0.002 | 1164.703 |  | 452.538 | 196.405 | 3.455 | 684314.583 | 25944.199 | 2594.42 |  | 11514883.62 | 5206712.085 | 11554428.62 | 5227404.085 | EPA/CAMD | EPA/CAMD | EPA/CAMD | EPA/CAMD | EIA | EIA | -- | EPA/CAMD; EIA | EPA/CAMD; EIA | [14 empty] | 9788.9956 | 0 | 0 | 1176309 | 0 | 0 | 0 | 0 | 4472 | 0 | 0 | 0 | 1176309 | 4472 | 4472 | 1176309 | 4472 | 0 | 0 | 0.99621 | 0 | 0 | 0 | 0 | 0.0037873 | 0 | 0 | 0 | 0.99621 | 0.0037873 | 0.0037873 | 0.99621 | 0.0037873 | Yes |  | 8480441.341 | 503973.5 | 344.835 | 2.544 |  | https://www.google.com/maps/@?api=1&map_action=map&center=35.469880000000003%2C-97.674980000000005&zoom=17&basemap=satellite | 39563 | [118 empty] | 0.39 |  |  | 64 |  |  | 0.35 | 0.42 |  |  | 61 |  |  | 0.4 | 0.36 |  |  | 63 |  |  | 0.3 | 0.04 |  |  | 71 |  |  | 0.05 | 0.11 |  |  | 61 |  |  | 0.12 | 0.07 |  |  | 68 |  |  | 0.06 | 0.14 |  |  | 42 |  |  | 0.16 | 41.0863 | 7.383 | Gas | FRS_110009432417
1170 | 3139 | 2021 | IA | Louisa | 6664 | MidAmerican Energy Co | 12341 | MidAmerican Energy Co | 12341 | Electric Utility | Midcontinent Independent Transmission System Operator, Inc.. | MISO | MRO | MROW | MRO West | MISO | 19 | 115 | Louisa | 41.3181 | -91.0931 | 1 | 1 | RC | COAL | Yes | 0.61206 | 811.9 | 0.31323 | [6 empty] | 42884099.83 | 23659842.91 | 42884099.83 | 23659842.91 | 4353143 | 2408502 | 3699.849 | 2020.558 | 6722.409 | 4497682.816 | 1097151.713 | 159538.121 | 4535168.393 |  | 1.7 | 1.678 | 3.089 | 2066.407 | 0.252 | 0.037 | 2083.629 |  | 0.173 | 0.171 | 0.314 | 209.76 | 0.026 | 0.004 | 211.508 |  | 1.7 | 1.678 | 3.089 | 2066.407 | 0.252 | 0.037 | 2083.629 |  | 3699.849 | 2020.558 | 6722.409 | 4497682.816 | 1097151.713 | 159538.121 |  | 42884099.83 | 23659842.91 | 42884099.83 | 23659842.91 | EPA/CAMD | EPA/CAMD | EPA/CAMD | EPA/CAMD | EIA | EIA | -- | EPA/CAMD | EPA/CAMD | [14 empty] | 9851.296 | 4325351.46 | 14.52 | 27776.998 | 0 | 0 | 0 | 0 | 0 | 0 | 0 | 0 | 4353142.978 | 0 | 0 | 4353142.978 | 0 | 0.99362 | 3.3355e-06 | 0.0063809 | 0 | 0 | 0 | 0 | 0 | 0 | 0 | 0 | 1 | 0 | 0 | 1 | 0 | Yes |  | 33077155.61 | 3469131.564 | 2900.102 | 4892.656 |  | https://www.google.com/maps/@?api=1&map_action=map&center=41.318100000000001%2C-91.093100000000007&zoom=17&basemap=satellite | 1159 | [118 empty] | 0.19 |  |  | 31 |  |  | 0.35 | 0.09 |  |  | 23 |  |  | 0.4 | 0.29 |  |  | 53 |  |  | 0.3 | 0 |  |  | 0 |  |  | 0.05 | 0.13 |  |  | 65 |  |  | 0.12 | 0.02 |  |  | 19 |  |  | 0.06 | 0.19 |  |  | 63 |  |  | 0.16 | 114.5166 | 0.12366 | Coal | FRS_110000415783
1171 | 8907 | 2021 | OK | Seminole (2956) | 2956 | Oklahoma Gas & Electric Co | 14063 | Oklahoma Gas & Electric Co | 14063 | Electric Utility | Southwest Power Pool | SWPP | MRO | SPSO | SPP South |  | 40 | 133 | Seminole | 34.9665 | -96.7258 | 3 | 3 | NG | GAS |  | 0.09126 | 1701 | 1 | [6 empty] | 15390739.47 | 10407192.22 | 15390739.47 | 10407192.22 | 1359814 | 925451 | 936.165 | 608.329 | 4.617 | 914652.486 | 34760.097 | 3476.01 | 915604.913 |  | 1.377 | 1.315 | 0.007 | 1345.261 | 0.026 | 0.003 | 1346.662 |  | 0.122 | 0.117 | 0.001 | 118.858 | 0.002 | 0 | 118.981 |  | 1.377 | 1.315 | 0.007 | 1345.261 | 0.026 | 0.003 | 1346.662 |  | 936.165 | 608.329 | 4.617 | 914652.486 | 34760.097 | 3476.01 |  | 15390739.47 | 10407192.22 | 15390739.47 | 10407192.22 | EPA/CAMD | EPA/CAMD | EPA/CAMD | EPA/CAMD | EIA | EIA | -- | EPA/CAMD | EPA/CAMD | [14 empty] | 11318.2681 | 0 | 0 | 1359814 | 0 | 0 | 0 | 0 | 0 | 0 | 0 | 0 | 1359814 | 0 | 0 | 1359814 | 0 | 0 | 0 | 1 | 0 | 0 | 0 | 0 | 0 | 0 | 0 | 0 | 1 | 0 | 0 | 1 | 0 | Yes |  | 17045427.1 | 1012984.416 | 1094.758 | 5.114 |  | https://www.google.com/maps/@?api=1&map_action=map&center=34.966450000000002%2C-96.725800000000007&zoom=17&basemap=satellite | 1707 | [118 empty] | 0.51 |  |  | 75 |  |  | 0.35 | 0.42 |  |  | 61 |  |  | 0.4 | 0.6 |  |  | 88 |  |  | 0.3 | 0 |  |  | 0 |  |  | 0.05 | 0.15 |  |  | 71 |  |  | 0.12 | 0.06 |  |  | 60 |  |  | 0.06 | 0.19 |  |  | 64 |  |  | 0.16 | 74.597 | 0.058264 | Gas | FRS_110042090153
1172 | 1809 | 2021 | CA | Springs Generating Station | 56144 | City of Riverside - (CA) | 16088 | City of Riverside - (CA) | 16088 | Electric Utility | California Independent System Operator | CISO | WECC | CAMX | WECC California | CAISO | 6 | 65 | Riverside | 33.9308 | -117.2933 | 4 | 4 | NG | GAS |  | 0.00162 | 40 | 1 | [6 empty] | 8001 | 3800 | 8001 | 3800 | 567 | 269 | 1.228 | 0.584 | 0.013 | 467.616 | 17.639 | 1.764 | 468.099 |  | 4.332 | 4.342 | 0.045 | 1649.439 | 0.031 | 0.003 | 1651.144 |  | 0.307 | 0.307 | 0.003 | 116.889 | 0.002 | 0 | 117.01 |  | 4.332 | 4.342 | 0.045 | 1649.439 | 0.031 | 0.003 | 1651.144 |  | 1.228 | 0.584 | 0.013 | 467.616 | 17.639 | 1.764 |  | 8001 | 3800 | 8001 | 3800 | EIA | EIA | EIA | EIA | EIA | EIA | -- | EIA | EIA | [14 empty] | 14111.1111 | 0 | 0 | 567 | 0 | 0 | 0 | 0 | 0 | 0 | 0 | 0 | 567 | 0 | 0 | 567 | 0 | 0 | 0 | 1 | 0 | 0 | 0 | 0 | 0 | 0 | 0 | 0 | 1 | 0 | 0 | 1 | 0 | [7 empty] | https://www.google.com/maps/@?api=1&map_action=map&center=33.930799999999998%2C-117.2933&zoom=17&basemap=satellite | 88660 | [118 empty] | 0.53 |  |  | 77 |  |  | 0.35 | 0.72 |  |  | 79 |  |  | 0.4 | 0.33 |  |  | 59 |  |  | 0.3 | 0.06 |  |  | 78 |  |  | 0.05 | 0.15 |  |  | 72 |  |  | 0.12 | 0.06 |  |  | 63 |  |  | 0.06 | 0.1 |  |  | 26 |  |  | 0.16 | 0.012787 | 0.013937 | Gas | FRS_110028037997
1173 | 8880 | 2021 | OK | Northeastern | 2963 | Public Service Co of Oklahoma | 15474 | Public Service Co of Oklahoma | 15474 | Electric Utility | Southwest Power Pool | SWPP | MRO | SPSO | SPP South |  | 40 | 131 | Rogers | 36.4317 | -95.7008 | 4 | 6 | SUB | COAL | Yes | 0.37162 | 1477.5 | 0.71397 | [6 empty] | 48668792.49 | 24418180.45 | 48668792.49 | 24418180.45 | 4809839 | 2361226 | 2365.723 | 1218.616 | 4570.229 | 4111175.051 | 634416.462 | 90180.999 | 4132542.226 |  | 0.984 | 1.032 | 1.9 | 1709.486 | 0.132 | 0.019 | 1718.37 |  | 0.097 | 0.1 | 0.188 | 168.945 | 0.013 | 0.002 | 169.823 |  | 0.984 | 1.032 | 1.9 | 1709.486 | 0.132 | 0.019 | 1718.37 |  | 2365.723 | 1218.616 | 4570.229 | 4111175.051 | 634416.462 | 90180.999 |  | 48668792.49 | 24418180.45 | 48668792.49 | 24418180.45 | EPA/CAMD | EPA/CAMD | EPA/CAMD | EPA/CAMD | EIA | EIA | -- | EPA/CAMD | EPA/CAMD | [14 empty] | 10118.5909 | 2296843 | 8.437 | 2512987.52 | 0 | 0 | 0 | 0 | 0 | 0 | 0 | 0 | 4809838.957 | 0 | 0 | 4809838.957 | 0 | 0.47753 | 1.7541e-06 | 0.52247 | 0 | 0 | 0 | 0 | 0 | 0 | 0 | 0 | 1 | 0 | 0 | 1 | 0 | Yes |  | 48494988.62 | 4114158.107 | 2752.807 | 4738.769 |  | https://www.google.com/maps/@?api=1&map_action=map&center=36.431699999999999%2C-95.700800000000001&zoom=17&basemap=satellite | 3301 | [118 empty] | 0.32 |  |  | 54 |  |  | 0.35 | 0.31 |  |  | 51 |  |  | 0.4 | 0.34 |  |  | 60 |  |  | 0.3 | 0 |  |  | 0 |  |  | 0.05 | 0.1 |  |  | 54 |  |  | 0.12 | 0.07 |  |  | 69 |  |  | 0.06 | 0.14 |  |  | 43 |  |  | 0.16 | 88.9985 | 0.048207 | Coal | FRS_110000750740
1174 | 1811 | 2021 | CA | SRI International Cogen Project | 50537 | Pacific Gas & Electric Co | 14328 | IPT SRI Cogeneration Inc | 9297 | Commercial CHP | California Independent System Operator | CISO | WECC | CAMX | WECC California | CAISO | 6 | 81 | San Mateo | 37.4553 | -122.1728 | 1 | 1 | NG | GAS |  | 0.52795 | 6 | 0.45342 |  | Yes | 222513.6 | 0.426 | 0.36204 |  | 165387.767 | 67165.565 | 165387.767 | 67165.565 | 27749 | 11530 | 25.546 | 10.384 | 0.264 | 9666.01 | 364.618 | 36.462 | 9676.001 |  | 1.841 | 1.801 | 0.019 | 696.674 | 0.013 | 0.001 | 697.395 |  | 0.309 | 0.309 | 0.003 | 116.889 | 0.002 | 0 | 117.01 |  | 1.841 | 1.801 | 0.019 | 696.674 | 0.013 | 0.001 | 697.395 |  | 70.561 | 28.682 | 0.73 | 26698.63 | 1007.117 | 100.712 |  | 456820 | 185519 | 456820 | 185519 | EIA | EIA | EIA | EIA | EIA | EIA | -- | EIA | EIA | [6 empty] | 291432.233 | 118353.435 | 45.015 | 18.298 | 0.466 | 17032.62 | 642.499 | 64.25 | 5960.1343 | 0 | 0 | 27749 | 0 | 0 | 0 | 0 | 0 | 0 | 0 | 0 | 27749 | 0 | 0 | 27749 | 0 | 0 | 0 | 1 | 0 | 0 | 0 | 0 | 0 | 0 | 0 | 0 | 1 | 0 | 0 | 1 | 0 | [7 empty] | https://www.google.com/maps/@?api=1&map_action=map&center=37.455314000000001%2C-122.172797&zoom=17&basemap=satellite | 162721 | [118 empty] | 0.38 |  |  | 62 |  |  | 0.35 | 0.57 |  |  | 71 |  |  | 0.4 | 0.19 |  |  | 35 |  |  | 0.3 | 0.06 |  |  | 78 |  |  | 0.05 | 0.12 |  |  | 64 |  |  | 0.12 | 0.06 |  |  | 58 |  |  | 0.06 | 0.13 |  |  | 41 |  |  | 0.16 | 0.084414 | 0.0059323 | Gas | FRS_110002412620
1175 | 8911 | 2021 | OK | Southwestern | 2964 | Public Service Co of Oklahoma | 15474 | Public Service Co of Oklahoma | 15474 | Electric Utility | Southwest Power Pool | SWPP | MRO | SPSO | SPP South |  | 40 | 15 | Caddo | 35.1009 | -98.3524 | 6 | 6 | NG | GAS |  | 0.10988 | 658 | 1 | [6 empty] | 8418042.411 | 4910939.042 | 8418042.411 | 4910939.042 | 633379 | 384069 | 1063.947 | 658 | 2.524 | 499514.541 | 17081.445 | 1708.145 | 499982.573 |  | 3.36 | 3.426 | 0.008 | 1577.301 | 0.027 | 0.003 | 1578.778 |  | 0.253 | 0.268 | 0.001 | 118.677 | 0.002 | 0 | 118.788 |  | 3.36 | 3.426 | 0.008 | 1577.301 | 0.027 | 0.003 | 1578.778 |  | 1063.947 | 658 | 2.524 | 499514.541 | 17081.445 | 1708.145 |  | 8418042.411 | 4910939.042 | 8418042.411 | 4910939.042 | EPA/CAMD | EPA/CAMD | EPA/CAMD | EPA/CAMD | EIA | EIA | -- | EPA/CAMD | EPA/CAMD | [14 empty] | 13290.6876 | 0 | 0 | 633379 | 0 | 0 | 0 | 0 | 0 | 0 | 0 | 0 | 633379 | 0 | 0 | 633379 | 0 | 0 | 0 | 1 | 0 | 0 | 0 | 0 | 0 | 0 | 0 | 0 | 1 | 0 | 0 | 1 | 0 | Yes |  | 10252816.48 | 608416.415 | 1350.893 | 3.067 |  | https://www.google.com/maps/@?api=1&map_action=map&center=35.100900000000003%2C-98.352400000000003&zoom=17&basemap=satellite | 533 | [118 empty] | 0.35 |  |  | 59 |  |  | 0.35 | 0.39 |  |  | 59 |  |  | 0.4 | 0.31 |  |  | 56 |  |  | 0.3 | 0.03 |  |  | 69 |  |  | 0.05 | 0.11 |  |  | 59 |  |  | 0.12 | 0.04 |  |  | 36 |  |  | 0.06 | 0.18 |  |  | 61 |  |  | 0.16 | 21.7887 | 0.099365 | Gas | FRS_110000705041
1176 | 1817 | 2021 | CA | Stanton Energy Reliability Center | 60698 | Southern California Edison Co | 17609 | Wellhead Services, Inc | 20323 | IPP Non-CHP | California Independent System Operator | CISO | WECC | CAMX | WECC California | CAISO | 6 | 59 | Orange | 33.8068 | -117.9858 | 2 | 4 | NG | GAS |  | 0.00239 | 161 | 1 | [6 empty] | 48260.656 | 5151.209 | 48260.656 | 5151.209 | 3371 | -227 | 0.224 | 0.027 | 0.014 | 2867.918 | 106.607 | 10.661 | 2870.839 |  | 0.133 | 0 | 0.008 | 1701.524 | 0.032 | 0.003 | 1703.257 |  | 0.009 | 0.01 | 0.001 | 118.851 | 0.002 | 0 | 118.972 |  | 0.133 | 0 | 0.008 | 1701.524 | 0.032 | 0.003 | 1703.257 |  | 0.224 | 0.027 | 0.014 | 2867.918 | 106.607 | 10.661 |  | 48260.656 | 5151.209 | 48260.656 | 5151.209 | EPA/CAMD | EPA/CAMD | EPA/CAMD | EPA/CAMD | EIA | EIA | -- | EPA/CAMD | EPA/CAMD | [14 empty] | 14316.4212 | 0 | 0 | 4505 | 0 | 0 | 0 | 0 | 0 | 0 | 0 | -1134 | 3371 | 0 | 0 | 3371 | 0 | 0 | 0 | 1 | 0 | 0 | 0 | 0 | 0 | 0 | 0 | 0 | 1 | 0 | 0 | 1 | 0 | Yes |  | 24859.133 | 1477.021 | 0.14 | 0.007 |  | https://www.google.com/maps/@?api=1&map_action=map&center=33.806801%2C-117.985758&zoom=17&basemap=satellite | 286136 | [118 empty] | 0.55 |  |  | 78 |  |  | 0.35 | 0.77 |  |  | 82 |  |  | 0.4 | 0.32 |  |  | 57 |  |  | 0.3 | 0.14 |  |  | 89 |  |  | 0.05 | 0.21 |  |  | 81 |  |  | 0.12 | 0.06 |  |  | 56 |  |  | 0.06 | 0.14 |  |  | 46 |  |  | 0.16 | 1.8412 | 0.17673 | Gas | FRS_
1177 | 8921 | 2021 | OK | Tulsa | 2965 | Public Service Co of Oklahoma | 15474 | Public Service Co of Oklahoma | 15474 | Electric Utility | Southwest Power Pool | SWPP | MRO | SPSO | SPP South |  | 40 | 143 | Tulsa | 36.1165 | -95.991 | 2 | 3 | NG | GAS |  | 0.05621 | 348.2 | 1 | [6 empty] | 2442960.991 | 965895.382 | 2442960.991 | 965895.382 | 171446 | 66050 | 315.35 | 111.027 | 0.733 | 145182.363 | 5361.316 | 536.894 | 145329.377 |  | 3.679 | 3.362 | 0.009 | 1693.622 | 0.031 | 0.003 | 1695.337 |  | 0.258 | 0.23 | 0.001 | 118.858 | 0.002 | 0 | 118.978 |  | 3.679 | 3.362 | 0.009 | 1693.622 | 0.031 | 0.003 | 1695.337 |  | 315.35 | 111.027 | 0.733 | 145182.363 | 5361.316 | 536.894 |  | 2442960.991 | 965895.382 | 2442960.991 | 965895.382 | EPA/CAMD | EPA/CAMD | EPA/CAMD | EPA/CAMD | EIA | EIA | -- | EPA/CAMD | EPA/CAMD | [14 empty] | 14249.1569 | 0 | 81.823 | 171364.18 | 0 | 0 | 0 | 0 | 0 | 0 | 0 | 0 | 171446.003 | 0 | 0 | 171446.003 | 0 | 0 | 0.00047725 | 0.99952 | 0 | 0 | 0 | 0 | 0 | 0 | 0 | 0 | 1 | 0 | 0 | 1 | 0 | Yes |  | 3558995.387 | 211509.208 | 485.679 | 1.068 |  | https://www.google.com/maps/@?api=1&map_action=map&center=36.116492000000001%2C-95.990973999999994&zoom=17&basemap=satellite | 61232 | [118 empty] | 0.32 |  |  | 55 |  |  | 0.35 | 0.3 |  |  | 50 |  |  | 0.4 | 0.35 |  |  | 61 |  |  | 0.3 | 0.01 |  |  | 59 |  |  | 0.05 | 0.08 |  |  | 47 |  |  | 0.12 | 0.06 |  |  | 57 |  |  | 0.06 | 0.15 |  |  | 50 |  |  | 0.16 | 12.6186 | 0.10876 | Gas | FRS_110001634072
1178 | 1819 | 2021 | CA | Starbucks - Evolution Fresh | 59804 | Rancho Cucamonga Municipal Utility | 56224 | Bloom Energy | 57128 | IPP Non-CHP | California Independent System Operator | CISO | WECC | CAMX | WECC California | CAISO | 6 | 71 | San Bernardino | 34.0937 | -117.551 | 1 | 1 | NG | GAS |  | 0.70641 | 1.1 | 0.15598 | [8 empty] | 50550 | 24009 | 6807 | 3233 | 0 |  | 0 | 0 | [37 empty] | 50550 | 24009 | [6 empty] | -- | EIA | EIA | [15 empty] | 0 | 0 | 6807 | 0 | 0 | 0 | 0 | 0 | 0 | 0 | 0 | 6807 | 0 | 0 | 6807 | 0 | 0 | 0 | 1 | 0 | 0 | 0 | 0 | 0 | 0 | 0 | 0 | 1 | 0 | 0 | 1 | 0 | [7 empty] | https://www.google.com/maps/@?api=1&map_action=map&center=34.093684000000003%2C-117.551044&zoom=17&basemap=satellite | 105644 | [118 empty] | 0.47 |  |  | 71 |  |  | 0.35 | 0.74 |  |  | 80 |  |  | 0.4 | 0.2 |  |  | 37 |  |  | 0.3 | 0.07 |  |  | 80 |  |  | 0.05 | 0.1 |  |  | 55 |  |  | 0.12 | 0.07 |  |  | 69 |  |  | 0.06 | 0.1 |  |  | 25 |  |  | 0.16 | 0 | 0 | Gas | FRS_110070396569
1179 | 8928 | 2021 | OK | Weleetka | 2966 | Public Service Co of Oklahoma | 15474 | Public Service Co of Oklahoma | 15474 | Electric Utility | Southwest Power Pool | SWPP | MRO | SPSO | SPP South |  | 40 | 107 | Okfuskee | 35.3233 | -96.1352 | 2 | 3 | NG | GAS |  | 0.00269 | 110 | 1 | [6 empty] | 39767.6 | 21591.6 | 39767.6 | 21591.6 | 2592 | 1333 | 18.02 | 7.557 | 0.011 | 2324.198 | 84.104 | 8.655 | 2326.539 |  | 13.904 | 11.338 | 0.008 | 1793.363 | 0.032 | 0.003 | 1795.169 |  | 0.906 | 0.7 | 0.001 | 116.889 | 0.002 | 0 | 117.007 |  | 13.904 | 11.338 | 0.008 | 1793.363 | 0.032 | 0.003 | 1795.169 |  | 18.02 | 7.557 | 0.011 | 2324.198 | 84.104 | 8.655 |  | 39767.6 | 21591.6 | 39767.6 | 21591.6 | EPA/CAMD; EIA | EPA/CAMD | EIA | EIA | EIA | EIA | -- | EPA/CAMD; EIA | EPA/CAMD | [14 empty] | 15342.4383 | 0 | 25.631 | 2566.369 | 0 | 0 | 0 | 0 | 0 | 0 | 0 | 0 | 2592 | 0 | 0 | 2592 | 0 | 0 | 0.0098885 | 0.99011 | 0 | 0 | 0 | 0 | 0 | 0 | 0 | 0 | 1 | 0 | 0 | 1 | 0 | Yes |  | 116436.1 |  | 40.752 |  |  | https://www.google.com/maps/@?api=1&map_action=map&center=35.323300000000003%2C-96.135199999999998&zoom=17&basemap=satellite | 1268 | [118 empty] | 0.57 |  |  | 80 |  |  | 0.35 | 0.47 |  |  | 65 |  |  | 0.4 | 0.66 |  |  | 91 |  |  | 0.3 | 0 |  |  | 0 |  |  | 0.05 | 0.21 |  |  | 82 |  |  | 0.12 | 0.05 |  |  | 53 |  |  | 0.06 | 0.15 |  |  | 48 |  |  | 0.16 | 0.099974 | 0.09599 | Gas | FRS_110028049412
1180 | 1822 | 2021 | CA | Still Water Power | 64141 | Pacific Gas & Electric Co. | 14328 | Still Water Power LLC | 63763 | IPP Non-CHP | California Independent System Operator | CISO | WECC | CAMX | WECC California | CAISO | 6 | 31 | Kings | 36.3988 | -119.5243 | 1 | 1 | OBG | BIOMASS |  | 0.43002 | 1 | 0.61663 | Yes | [5 empty] | 55591 | 23154 | 55591 | 23154 | 3767 | 1569 | 113.169 | 47.135 | 0.181 | 0 | 129.305 | 12.93 | 3.543 |  | 60.084 | 60.083 | 0.096 | 0 | 0.034 | 0.003 | 1.881 |  | 4.071 | 4.071 | 0.007 | 0 | 0.002 | 0 | 0.127 |  | 60.084 | 60.083 | 0.096 | 0 | 0.034 | 0.003 | 1.881 |  | 113.169 | 47.135 | 0.181 | 3530.017 | 129.305 | 12.93 |  | 55591 | 23154 | 55591 | 23154 | EIA | EIA | EIA | EIA | EIA | EIA | -- | EIA | EIA |  |  |  | 3530.017 | [10 empty] | 14757.3666 | 0 | 0 | 0 | 0 | 0 | 3767 | 0 | 0 | 0 | 0 | 0 | 0 | 3767 | 3767 | 3767 | 0 | 0 | 0 | 0 | 0 | 0 | 1 | 0 | 0 | 0 | 0 | 0 | 0 | 1 | 1 | 1 | 0 | [7 empty] | https://www.google.com/maps/@?api=1&map_action=map&center=36.398795999999997%2C-119.524252&zoom=17&basemap=satellite | 329 | [118 empty] | 0.41 |  |  | 65 |  |  | 0.35 | 0.56 |  |  | 71 |  |  | 0.4 | 0.25 |  |  | 46 |  |  | 0.3 | 0.17 |  |  | 91 |  |  | 0.05 | 0.32 |  |  | 92 |  |  | 0.12 | 0.05 |  |  | 54 |  |  | 0.06 | 0.1 |  |  | 26 |  |  | 0.16 | 0.29568 | 0.20093 | Biomass | FRS_
1181 | 8831 | 2021 | OK | Cushing | 2975 | Grand River Dam Authority | 7490 | City of Cushing - (OK) | 4667 | Electric Utility | Southwest Power Pool | SWPP | MRO | SPSO | SPP South |  | 40 | 119 | Payne | 35.9826 | -96.7757 | 11 | 11 | DFO | OIL |  | 0.00911 | 24.6 | 1 | [6 empty] | 20165.998 | 7908.999 | 20165.998 | 7908.999 | 1963.999 | 771.001 | 30.552 | 11.752 | 2.757 | 1646.814 | 128.292 | 25.404 | 1652.203 |  | 31.112 | 30.485 | 2.807 | 1677.001 | 0.065 | 0.013 | 1682.488 |  | 3.03 | 2.972 | 0.273 | 163.326 | 0.006 | 0.001 | 163.86 |  | 31.112 | 30.485 | 2.807 | 1677 | 0.065 | 0.013 | 1682.488 |  | 30.552 | 11.752 | 2.757 | 1646.814 | 128.292 | 25.404 |  | 20165.998 | 7908.999 | 20165.998 | 7908.999 | EIA | EIA | EIA | EIA | EIA | EIA | -- | EIA | EIA | [14 empty] | 10267.8198 | 0 | 1851.704 | 112.296 | 0 | 0 | 0 | 0 | 0 | 0 | 0 | 0 | 1964 | 0 | 0 | 1964 | 0 | 0 | 0.94282 | 0.057177 | 0 | 0 | 0 | 0 | 0 | 0 | 0 | 0 | 1 | 0 | 0 | 1 | 0 | [7 empty] | https://www.google.com/maps/@?api=1&map_action=map&center=35.982596999999998%2C-96.775683000000001&zoom=17&basemap=satellite | 8543 | [118 empty] | 0.35 |  |  | 58 |  |  | 0.35 | 0.22 |  |  | 42 |  |  | 0.4 | 0.47 |  |  | 76 |  |  | 0.3 | 0 |  |  | 0 |  |  | 0.05 | 0.15 |  |  | 70 |  |  | 0.12 | 0.08 |  |  | 73 |  |  | 0.06 | 0.14 |  |  | 44 |  |  | 0.16 | 0.18181 | 4.5454 | Oil | FRS_110028049127
1182 | 2221 | 2021 | CO | Rawhide Energy Station | 6761 | Platte River Power Authority | 15143 | Platte River Power Authority | 15143 | Electric Utility | Public Service Company of Colorado | PSCO | WECC | RMPA | WECC Rockies |  | 8 | 69 | Larimer | 40.8609 | -105.0212 | 6 | 6 | SUB | COAL | Yes | 0.26588 | 800.4 | 0.8902 | [6 empty] | 19153213.44 | 10093914.38 | 19153213.44 | 10093914.38 | 1864210.001 | 955834.001 | 1029.52 | 516.296 | 669.14 | 1901837.564 | 420347.517 | 60914.183 | 1916168.121 |  | 1.105 | 1.08 | 0.718 | 2040.368 | 0.225 | 0.033 | 2055.743 |  | 0.108 | 0.102 | 0.07 | 198.592 | 0.022 | 0.003 | 200.088 |  | 1.105 | 1.08 | 0.718 | 2040.368 | 0.225 | 0.033 | 2055.743 |  | 1029.52 | 516.296 | 669.14 | 1901837.564 | 420347.517 | 60914.183 |  | 19153213.44 | 10093914.38 | 19153213.44 | 10093914.38 | EPA/CAMD | EPA/CAMD | EPA/CAMD | EPA/CAMD | EIA | EIA | -- | EPA/CAMD | EPA/CAMD | [14 empty] | 10274.1714 | 1672733.2 | 921.842 | 190555 | 0 | 0 | 0 | 0 | 0 | 0 | 0 | 0 | 1864210.042 | 0 | 0 | 1864210.042 | 0 | 0.89729 | 0.00049449 | 0.10222 | 0 | 0 | 0 | 0 | 0 | 0 | 0 | 0 | 1 | 0 | 0 | 1 | 0 | Yes |  | 22035560.79 | 2222502.429 | 1159.278 | 792.829 |  | https://www.google.com/maps/@?api=1&map_action=map&center=40.860905000000002%2C-105.021207&zoom=17&basemap=satellite | 93 | [118 empty] | 0.21 |  |  | 34 |  |  | 0.35 | 0.29 |  |  | 50 |  |  | 0.4 | 0.12 |  |  | 22 |  |  | 0.3 | 0.02 |  |  | 63 |  |  | 0.05 | 0.07 |  |  | 44 |  |  | 0.12 | 0.02 |  |  | 24 |  |  | 0.06 | 0.17 |  |  | 58 |  |  | 0.16 | 30.53 | 0.030044 | Coal | FRS_110000607148
1183 | 8859 | 2021 | OK | Kingfisher | 2986 | Oklahoma Gas & Electric Co | 14063 | City of Kingfisher - (OK) | 10320 | Electric Utility | Southwest Power Pool | SWPP | MRO | SPSO | SPP South |  | 40 | 73 | Kingfisher | 35.8575 | -97.9277 | 5 | 5 | NG | GAS |  | 0.00122 | 9.1 | 1 | [6 empty] | 875 | 434 | 875 | 434 | 96.999 | 48 | 1.001 | 0.518 | 0.001 | 51.14 | 2.432 | 0.319 | 51.218 |  | 20.639 | 21.583 | 0.025 | 1054.444 | 0.025 | 0.003 | 1056.049 |  | 2.288 | 2.387 | 0.003 | 116.891 | 0.003 | 0 | 117.069 |  | 20.639 | 21.583 | 0.025 | 1054.433 | 0.025 | 0.003 | 1056.038 |  | 1.001 | 0.518 | 0.001 | 51.14 | 2.432 | 0.319 |  | 875 | 434 | 875 | 434 | EIA | EIA | EIA | EIA | EIA | EIA | -- | EIA | EIA | [14 empty] | 9020.6186 | 0 | 12.262 | 84.738 | 0 | 0 | 0 | 0 | 0 | 0 | 0 | 0 | 97 | 0 | 0 | 97 | 0 | 0 | 0.12641 | 0.87359 | 0 | 0 | 0 | 0 | 0 | 0 | 0 | 0 | 1 | 0 | 0 | 1 | 0 | [7 empty] | https://www.google.com/maps/@?api=1&map_action=map&center=35.857500000000002%2C-97.927700000000002&zoom=17&basemap=satellite | 5679 | [118 empty] | 0.28 |  |  | 48 |  |  | 0.35 | 0.27 |  |  | 48 |  |  | 0.4 | 0.29 |  |  | 52 |  |  | 0.3 | 0.04 |  |  | 73 |  |  | 0.05 | 0.13 |  |  | 66 |  |  | 0.12 | 0.04 |  |  | 45 |  |  | 0.06 | 0.17 |  |  | 58 |  |  | 0.16 | 4.853e-05 | 0.0060659 | Gas | FRS_110011406237
1184 | 1843 | 2021 | CA | Sunnyvale City of WPCP | 57557 | Pacific Gas & Electric Co | 14328 | Sunnyvale City of WPCP | 56898 | Electric Utility | California Independent System Operator | CISO | WECC | CAMX | WECC California | CAISO | 6 | 85 | Santa Clara | 37.4194 | -122.0153 | 2 | 2 | NG | GAS |  | 0.66916 | 1.6 | 0.21806 | Yes | Yes | 4927.2 | 6.497 | 0.8965 |  | 104449.955 | 46123.368 | 104449.955 | 46123.368 | 9379 | 4141 | 0 | 0 | 0 | 2315.639 | 159.795 | 15.98 | 2320.017 |  | 0 | 0 | 0 | 493.792 | 0.017 | 0.002 | 494.726 |  | 0 | 0 | 0 | 44.34 | 0.002 | 0 | 44.424 |  | 0 | 0 | 0 | 493.792 | 0.017 | 0.002 | 494.726 |  | 67.778 | 32.192 | 0.08 | 6809.256 | 264.935 | 26.493 |  | 116508 | 51448 | 116508 | 51448 | EIA | EIA | EIA | EIA | EIA | EIA | -- | EIA | EIA | 67.778 | 32.192 | 0.08 | 4226.292 | 86.692 | 8.669 | 12058.045 | 5324.632 | 0 | 0 | 0 | 267.325 | 18.447 | 1.845 | 11136.577 | 0 | 0 | 4021.1 | 0 | 0 | 5357.9 | 0 | 0 | 0 | 0 | 0 | 4021.1 | 5357.9 | 5357.9 | 9379 | 0 | 0 | 0 | 0.42873 | 0 | 0 | 0.57127 | 0 | 0 | 0 | 0 | 0 | 0.42873 | 0.57127 | 0.57127 | 1 | 0 | [7 empty] | https://www.google.com/maps/@?api=1&map_action=map&center=37.419400000000003%2C-122.0153&zoom=17&basemap=satellite | 60213 | [118 empty] | 0.45 |  |  | 70 |  |  | 0.35 | 0.75 |  |  | 81 |  |  | 0.4 | 0.15 |  |  | 27 |  |  | 0.3 | 0.1 |  |  | 84 |  |  | 0.05 | 0.11 |  |  | 61 |  |  | 0.12 | 0.07 |  |  | 68 |  |  | 0.06 | 0.1 |  |  | 27 |  |  | 0.16 | 0.022226 | 0.0048129 | Gas | FRS_110000527289
1185 | 8866 | 2021 | OK | Mangum | 2991 | City of Mangum - (OK) | 11566 | City of Mangum - (OK) | 11566 | Electric Utility | Southwest Power Pool | SWPP | MRO | SPSO | SPP South |  | 40 | 55 | Greer | 34.8836 | -99.5022 | 4 | 4 | NG | GAS |  | 0.00278 | 6.7 | 1 | [6 empty] | 3001 | 1525 | 3001 | 1525 | 163.001 | 83 | 3.729 | 1.92 | 0.004 | 175.393 | 7.374 | 0.851 | 175.612 |  | 45.754 | 46.265 | 0.054 | 2152.048 | 0.045 | 0.005 | 2154.735 |  | 2.485 | 2.518 | 0.003 | 116.89 | 0.002 | 0 | 117.036 |  | 45.755 | 46.265 | 0.054 | 2152.061 | 0.045 | 0.005 | 2154.749 |  | 3.729 | 1.92 | 0.004 | 175.393 | 7.374 | 0.851 |  | 3001 | 1525 | 3001 | 1525 | EIA | EIA | EIA | EIA | EIA | EIA | -- | EIA | EIA | [14 empty] | 18411.0429 | 0 | 9.266 | 153.734 | 0 | 0 | 0 | 0 | 0 | 0 | 0 | 0 | 163 | 0 | 0 | 163 | 0 | 0 | 0.056847 | 0.94315 | 0 | 0 | 0 | 0 | 0 | 0 | 0 | 0 | 1 | 0 | 0 | 1 | 0 | [7 empty] | https://www.google.com/maps/@?api=1&map_action=map&center=34.883600000000001%2C-99.502200000000002&zoom=17&basemap=satellite | 3038 | [118 empty] | 0.35 |  |  | 58 |  |  | 0.35 | 0.25 |  |  | 45 |  |  | 0.4 | 0.45 |  |  | 74 |  |  | 0.3 | 0 |  |  | 0 |  |  | 0.05 | 0.16 |  |  | 72 |  |  | 0.12 | 0.06 |  |  | 58 |  |  | 0.06 | 0.17 |  |  | 57 |  |  | 0.16 | 0.003565 | 1.426 | Gas | FRS_110028049216
1186 | 1846 | 2021 | CA | Sunrise Power Company | 55182 | Pacific Gas & Electric Co | 14328 | Sunrise Power Co LLC | 18320 | IPP Non-CHP | California Independent System Operator | CISO | WECC | CAMX | WECC California | CAISO | 6 | 29 | Kern | 35.2097 | -119.585 | 2 | 3 | NG | GAS |  | 0.45165 | 685.2 | 0.58059 | [6 empty] | 18906598.58 | 8617258.415 | 18906598.58 | 8617258.415 | 2710951 | 1241817 | 67.085 | 34.165 | 5.672 | 1123589.045 | 42473.478 | 4247.348 | 1124752.818 |  | 0.049 | 0.055 | 0.004 | 828.926 | 0.016 | 0.002 | 829.785 |  | 0.007 | 0.008 | 0.001 | 118.857 | 0.002 | 0 | 118.98 |  | 0.049 | 0.055 | 0.004 | 828.926 | 0.016 | 0.002 | 829.785 |  | 67.085 | 34.165 | 5.672 | 1123589.045 | 42473.478 | 4247.348 |  | 18906598.58 | 8617258.415 | 18906598.58 | 8617258.415 | EPA/CAMD | EPA/CAMD | EPA/CAMD | EPA/CAMD | EIA | EIA | -- | EPA/CAMD | EPA/CAMD | [14 empty] | 6974.1573 | 0 | 0 | 2710951 | 0 | 0 | 0 | 0 | 0 | 0 | 0 | 0 | 2710951 | 0 | 0 | 2710951 | 0 | 0 | 0 | 1 | 0 | 0 | 0 | 0 | 0 | 0 | 0 | 0 | 1 | 0 | 0 | 1 | 0 | Yes |  | 19679548.62 | 1169529.604 | 56.001 | 5.904 |  | https://www.google.com/maps/@?api=1&map_action=map&center=35.209699999999998%2C-119.58499999999999&zoom=17&basemap=satellite | 305 | [118 empty] | 0.34 |  |  | 57 |  |  | 0.35 | 0.27 |  |  | 47 |  |  | 0.4 | 0.41 |  |  | 70 |  |  | 0.3 | 0.01 |  |  | 59 |  |  | 0.05 | 0.22 |  |  | 82 |  |  | 0.12 | 0.12 |  |  | 92 |  |  | 0.06 | 0.1 |  |  | 28 |  |  | 0.16 | 58.071 | 0.039131 | Gas | FRS_110013729251
1187 | 8886 | 2021 | OK | Pawhuska | 2995 | Public Service Co of Oklahoma | 15474 | City of Pawhuska - (OK) | 14582 | Electric Utility | Southwest Power Pool | SWPP | MRO | SPSO | SPP South |  | 40 | 113 | Osage | 36.6694 | -96.3474 | 4 | 4 | DFO | OIL |  | 0.00383 | 9 | 1 | [6 empty] | 2946 | 1139 | 2946 | 1139 | 302 | 116 | 4.986 | 1.93 | 0.427 | 240.578 | 19.484 | 3.897 | 241.402 |  | 33.02 | 33.276 | 2.828 | 1593.232 | 0.065 | 0.013 | 1598.69 |  | 3.385 | 3.389 | 0.29 | 163.325 | 0.007 | 0.001 | 163.885 |  | 33.02 | 33.276 | 2.828 | 1593.232 | 0.065 | 0.013 | 1598.69 |  | 4.986 | 1.93 | 0.427 | 240.578 | 19.484 | 3.897 |  | 2946 | 1139 | 2946 | 1139 | EIA | EIA | EIA | EIA | EIA | EIA | -- | EIA | EIA | [14 empty] | 9754.9669 | 0 | 302 | 0 | 0 | 0 | 0 | 0 | 0 | 0 | 0 | 0 | 302 | 0 | 0 | 302 | 0 | 0 | 1 | 0 | 0 | 0 | 0 | 0 | 0 | 0 | 0 | 0 | 1 | 0 | 0 | 1 | 0 | [7 empty] | https://www.google.com/maps/@?api=1&map_action=map&center=36.669424999999997%2C-96.347408000000001&zoom=17&basemap=satellite | 3930 | [118 empty] | 0.47 |  |  | 72 |  |  | 0.35 | 0.42 |  |  | 60 |  |  | 0.4 | 0.54 |  |  | 83 |  |  | 0.3 | 0 |  |  | 0 |  |  | 0.05 | 0.16 |  |  | 73 |  |  | 0.12 | 0.04 |  |  | 41 |  |  | 0.06 | 0.17 |  |  | 57 |  |  | 0.16 | 0.11098 | 3.4681 | Oil | FRS_110028049261
1188 | 1847 | 2021 | CA | SunSelect1 | 61754 | Southern California Edison Co | 17609 | SunSelect Produce (California) Inc | 63182 | Industrial CHP | California Independent System Operator | CISO | WECC | CAMX | WECC California | CAISO | 6 | 29 | Kern | 35.0967 | -118.6022 | 2 | 2 | NG | GAS |  | 0 | 6.6 |  |  | Yes | [10 empty] | 0 |  | 0 | 0 | [45 empty] | -- | [56 empty] | https://www.google.com/maps/@?api=1&map_action=map&center=35.096708999999997%2C-118.60218399999999&zoom=17&basemap=satellite | 7001 | [118 empty] | 0.34 |  |  | 57 |  |  | 0.35 | 0.55 |  |  | 70 |  |  | 0.4 | 0.33 |  |  | 58 |  |  | 0.3 | 0.01 |  |  | 59 |  |  | 0.05 | 0.25 |  |  | 87 |  |  | 0.12 | 0.03 |  |  | 27 |  |  | 0.06 | 0.1 |  |  | 27 |  |  | 0.16 | 0.0046087 | 0.0038072 | Gas | FRS_110070396687
1189 | 8815 | 2021 | OK | Boomer Lake Station | 3000 | Stillwater Utilities Authority | 18125 | Stillwater Utilities Authority | 18125 | Electric Utility | Southwest Power Pool | SWPP | MRO | SPSO | SPP South |  | 40 | 119 | Payne | 36.1438 | -97.0681 | 3 | 3 | DFO | OIL |  | 0.00063 | 6 | 1 | [6 empty] | 306 | 113.001 | 306 | 113.001 | 33 | 12.999 | 0.486 | 0.177 | 0.044 | 24.99 | 2.024 | 0.405 | 25.076 |  | 29.455 | 27.233 | 2.691 | 1514.545 | 0.061 | 0.012 | 1519.734 |  | 3.176 | 3.133 | 0.29 | 163.333 | 0.007 | 0.001 | 163.893 |  | 29.455 | 27.233 | 2.691 | 1514.545 | 0.061 | 0.012 | 1519.734 |  | 0.486 | 0.177 | 0.044 | 24.99 | 2.024 | 0.405 |  | 306 | 113.001 | 306 | 113.001 | EIA | EIA | EIA | EIA | EIA | EIA | -- | EIA | EIA | [14 empty] | 9272.7273 | 0 | 33 | 0 | 0 | 0 | 0 | 0 | 0 | 0 | 0 | 0 | 33 | 0 | 0 | 33 | 0 | 0 | 1 | 0 | 0 | 0 | 0 | 0 | 0 | 0 | 0 | 0 | 1 | 0 | 0 | 1 | 0 | [7 empty] | https://www.google.com/maps/@?api=1&map_action=map&center=36.143799999999999%2C-97.068100000000001&zoom=17&basemap=satellite | 38938 | [118 empty] | 0.44 |  |  | 68 |  |  | 0.35 | 0.27 |  |  | 47 |  |  | 0.4 | 0.57 |  |  | 86 |  |  | 0.3 | 0.04 |  |  | 73 |  |  | 0.05 | 0.07 |  |  | 44 |  |  | 0.12 | 0.03 |  |  | 33 |  |  | 0.06 | 0.08 |  |  | 20 |  |  | 0.16 |  |  | Oil | FRS_110001633732
1190 | 1849 | 2021 | CA | Sunshine Gas Producers | 58429 | Southern California Edison Co | 17609 | Sunshine Gas Producers LLC | 58426 | IPP Non-CHP | California Independent System Operator | CISO | WECC | CAMX | WECC California | CAISO | 6 | 37 | Los Angeles | 34.3357 | -118.5192 | 5 | 5 | LFG | BIOMASS |  | 0.69512 | 23 | 0.17481 | Yes | [5 empty] | 1802219 | 772980 | 1802219 | 772980 | 140052 | 59052 | 0 | 0 | 30.187 | 0.002 | 0 | 0 | 0.002 |  | 0 | 0 | 0.431 | 0 | 0 | 0 | 0 |  | 0 | 0 | 0.034 | 0 | 0 | 0 | 0 |  | 0 | 0 | 0.431 | 0 | 0 | 0 | 0 |  | 186.215 | 78.35 | 40.55 | 114440.53 | 4191.965 | 419.197 |  | 1802219 | 772980 | 1802219 | 772980 | EIA | EIA | EIA | EIA | EIA | EIA | -- | EIA | EIA | 186.215 | 78.35 | 10.363 | 114440.528 | 4191.965 | 419.197 | [8 empty] | 12868.2132 | 0 | 0 | 0 | 0 | 0 | 140052 | 0 | 0 | 0 | 0 | 0 | 0 | 140052 | 140052 | 140052 | 0 | 0 | 0 | 0 | 0 | 0 | 1 | 0 | 0 | 0 | 0 | 0 | 0 | 1 | 1 | 1 | 0 | [7 empty] | https://www.google.com/maps/@?api=1&map_action=map&center=34.335678000000001%2C-118.519188&zoom=17&basemap=satellite | 29192 | [118 empty] | 0.44 |  |  | 69 |  |  | 0.35 | 0.63 |  |  | 75 |  |  | 0.4 | 0.25 |  |  | 46 |  |  | 0.3 | 0.07 |  |  | 80 |  |  | 0.05 | 0.14 |  |  | 67 |  |  | 0.12 | 0.07 |  |  | 69 |  |  | 0.06 | 0.13 |  |  | 40 |  |  | 0.16 | 18.5395 | 0.2721 | Biomass | FRS_110040489780
1191 | 8805 | 2021 | OK | Anadarko | 3006 | Western Farmers Elec Coop, Inc | 20447 | Western Farmers Elec Coop, Inc | 20447 | Electric Utility | Southwest Power Pool | SWPP | MRO | SPSO | SPP South |  | 40 | 15 | Caddo | 35.0847 | -98.23 | 9 | 9 | NG | GAS |  | 0.09254 | 534.9 | 1 | [6 empty] | 4760435.47 | 2512035.073 | 4760435.47 | 2512035.073 | 433603.999 | 233032.001 | 167.465 | 88.652 | 3.474 | 281606.102 | 10470.152 | 1047.015 | 281892.984 |  | 0.772 | 0.761 | 0.016 | 1298.909 | 0.024 | 0.002 | 1300.232 |  | 0.07 | 0.071 | 0.001 | 118.311 | 0.002 | 0 | 118.432 |  | 0.772 | 0.761 | 0.016 | 1298.909 | 0.024 | 0.002 | 1300.232 |  | 167.465 | 88.652 | 3.474 | 281606.102 | 10470.152 | 1047.015 |  | 4760435.47 | 2512035.073 | 4760435.47 | 2512035.073 | EPA/CAMD | EPA/CAMD | EPA/CAMD; EIA | EPA/CAMD; EIA | EIA | EIA | -- | EPA/CAMD | EPA/CAMD | [14 empty] | 10978.7628 | 0 | 0 | 433604 | 0 | 0 | 0 | 0 | 0 | 0 | 0 | 0 | 433604 | 0 | 0 | 433604 | 0 | 0 | 0 | 1 | 0 | 0 | 0 | 0 | 0 | 0 | 0 | 0 | 1 | 0 | 0 | 1 | 0 | Yes |  | 5749442.649 | 150982.445 | 148.778 | 0.763 |  | https://www.google.com/maps/@?api=1&map_action=map&center=35.084699999999998%2C-98.23&zoom=17&basemap=satellite | 6513 | [118 empty] | 0.61 |  |  | 83 |  |  | 0.35 | 0.66 |  |  | 76 |  |  | 0.4 | 0.55 |  |  | 84 |  |  | 0.3 | 0.06 |  |  | 77 |  |  | 0.05 | 0.14 |  |  | 70 |  |  | 0.12 | 0.09 |  |  | 78 |  |  | 0.06 | 0.14 |  |  | 43 |  |  | 0.16 | 9.7303 | 0.036651 | Gas | FRS_110001631440
1192 | 1850 | 2021 | CA | Sycamore Cogeneration | 50134 | Southern California Edison Co | 17609 | Sycamore Cogeneration Co | 18390 | IPP CHP | California Independent System Operator | CISO | WECC | CAMX | WECC California | CAISO | 6 | 29 | Kern | 35.4526 | -118.9853 | 4 | 4 | NG | GAS |  | 0.4297 | 300 | 0.61717 |  | Yes | 5075363.2 | 0.759 | 0.50311 |  | 6773404.131 | 2522088.038 | 6773404.131 | 2522088.038 | 1129246 | 421380 | 1052.179 | 391.781 | 10.824 | 395868.415 | 14932.812 | 1493.281 | 396277.574 |  | 1.864 | 1.86 | 0.019 | 701.12 | 0.013 | 0.001 | 701.845 |  | 0.311 | 0.311 | 0.003 | 116.889 | 0.002 | 0 | 117.01 |  | 1.864 | 1.86 | 0.019 | 701.12 | 0.013 | 0.001 | 701.845 |  | 2091.364 | 778.724 | 21.514 | 786848.28 | 29681.22 | 2968.122 |  | 13463164 | 5013031 | 13463164 | 5013031 | EIA | EIA | EIA | EIA | EIA | EIA | -- | EIA | EIA | [6 empty] | 6689759.869 | 2490942.962 | 1039.185 | 386.943 | 10.69 | 390979.865 | 14748.408 | 1474.841 | 5998.1653 | 0 | 0 | 1129246 | 0 | 0 | 0 | 0 | 0 | 0 | 0 | 0 | 1129246 | 0 | 0 | 1129246 | 0 | 0 | 0 | 1 | 0 | 0 | 0 | 0 | 0 | 0 | 0 | 0 | 1 | 0 | 0 | 1 | 0 | [7 empty] | https://www.google.com/maps/@?api=1&map_action=map&center=35.452576999999998%2C-118.985313&zoom=17&basemap=satellite | 10926 | [118 empty] | 0.35 |  |  | 59 |  |  | 0.35 | 0.31 |  |  | 51 |  |  | 0.4 | 0.4 |  |  | 68 |  |  | 0.3 | 0 |  |  | 0 |  |  | 0.05 | 0.11 |  |  | 61 |  |  | 0.12 | 0.05 |  |  | 54 |  |  | 0.06 | 0.16 |  |  | 52 |  |  | 0.16 | 2.1227 | 0.0060124 | Gas | FRS_110006825908
1193 | 8875 | 2021 | OK | Mooreland | 3008 | Oklahoma Gas & Electric Co | 14063 | Western Farmers Elec Coop, Inc | 20447 | Electric Utility | Southwest Power Pool | SWPP | MRO | SPSO | SPP South |  | 40 | 153 | Woodward | 36.4372 | -99.2254 | 3 | 3 | NG | GAS |  | 0.01991 | 305 | 1 | [6 empty] | 719595.13 | 371697.551 | 719595.13 | 371697.551 | 53198 | 27023 | 57.773 | 27.764 | 0.216 | 42781.883 | 1657.102 | 165.71 | 42827.288 |  | 2.172 | 2.055 | 0.008 | 1608.402 | 0.031 | 0.003 | 1610.109 |  | 0.161 | 0.149 | 0.001 | 118.905 | 0.002 | 0 | 119.032 |  | 2.172 | 2.055 | 0.008 | 1608.402 | 0.031 | 0.003 | 1610.109 |  | 57.773 | 27.764 | 0.216 | 42781.883 | 1657.102 | 165.71 |  | 719595.13 | 371697.551 | 719595.13 | 371697.551 | EPA/CAMD | EPA/CAMD | EPA/CAMD | EPA/CAMD | EIA | EIA | -- | EPA/CAMD | EPA/CAMD | [14 empty] | 13526.7328 | 0 | 0 | 53198 | 0 | 0 | 0 | 0 | 0 | 0 | 0 | 0 | 53198 | 0 | 0 | 53198 | 0 | 0 | 0 | 1 | 0 | 0 | 0 | 0 | 0 | 0 | 0 | 0 | 1 | 0 | 0 | 1 | 0 | Yes |  | 1265237.627 | 75216.363 | 102.663 | 0.379 |  | https://www.google.com/maps/@?api=1&map_action=map&center=36.437249999999999%2C-99.225430000000003&zoom=17&basemap=satellite | 1410 | [118 empty] | 0.17 |  |  | 26 |  |  | 0.35 | 0.08 |  |  | 21 |  |  | 0.4 | 0.26 |  |  | 48 |  |  | 0.3 | 0 |  |  | 0 |  |  | 0.05 | 0.04 |  |  | 27 |  |  | 0.12 | 0.07 |  |  | 70 |  |  | 0.06 | 0.16 |  |  | 51 |  |  | 0.16 | 1.673 | 0.10734 | Gas | FRS_110007161971
1194 | 1851 | 2021 | CA | Sycamore Energy LLC | 10387 | San Diego Gas & Electric Co | 16609 | Sycamore Energy LLC | 57223 | IPP Non-CHP | California Independent System Operator | CISO | WECC | CAMX | WECC California | CAISO | 6 | 73 | San Diego | 32.8577 | -117.0288 | 3 | 3 | LFG | BIOMASS |  | 0.51264 | 5.4 | 0.47893 | Yes | [5 empty] | 534893 | 222782.999 | 534893 | 222782.999 | 24250 | 10099.999 | 0 | 0 | 8.96 | 0.001 | 0 | 0 | 0.001 |  | 0 | 0 | 0.739 | 0 | 0 | 0 | 0 |  | 0 | 0 | 0.034 | 0 | 0 | 0 | 0 |  | 0 | 0 | 0.739 | 0 | 0 | 0 | 0 |  | 52.053 | 21.681 | 12.035 | 33965.594 | 1244.162 | 124.416 |  | 534893 | 222782.999 | 534893 | 222782.999 | EIA | EIA | EIA | EIA | EIA | EIA | -- | EIA | EIA | 52.053 | 21.681 | 3.076 | 33965.593 | 1244.162 | 124.416 | [8 empty] | 22057.4433 | 0 | 0 | 0 | 0 | 0 | 24250 | 0 | 0 | 0 | 0 | 0 | 0 | 24250 | 24250 | 24250 | 0 | 0 | 0 | 0 | 0 | 0 | 1 | 0 | 0 | 0 | 0 | 0 | 0 | 1 | 1 | 1 | 0 | [7 empty] | https://www.google.com/maps/@?api=1&map_action=map&center=32.857709%2C-117.028847&zoom=17&basemap=satellite | 31250 | [118 empty] | 0.25 |  |  | 43 |  |  | 0.35 | 0.3 |  |  | 50 |  |  | 0.4 | 0.21 |  |  | 37 |  |  | 0.3 | 0.01 |  |  | 60 |  |  | 0.05 | 0.06 |  |  | 40 |  |  | 0.12 | 0.07 |  |  | 69 |  |  | 0.06 | 0.16 |  |  | 53 |  |  | 0.16 | 5.278 | 0.41819 | Biomass | FRS_110070092140
1195 | 9209 | 2021 | PA | Brunot Island Power Station | 3096 | Duquesne Light Co | 5487 | Brunot Island Power, LLC | 63032 | IPP Non-CHP | PJM Interconnection, LLC | PJM | RFC | RFCW | RFC West | PJM | 42 | 3 | Allegheny | 40.4649 | -80.0438 | 3 | 5 | NG | GAS |  | 0.00733 | 365.4 | 1 | [6 empty] | 320326.126 | 212005.752 | 320326.126 | 212005.752 | 23463 | 17665 | 6.196 | 3.922 | 0.097 | 19036.611 | 716.188 | 73.106 | 19056.456 |  | 0.528 | 0.444 | 0.008 | 1622.692 | 0.031 | 0.003 | 1624.384 |  | 0.039 | 0.037 | 0.001 | 118.858 | 0.002 | 0 | 118.982 |  | 0.528 | 0.444 | 0.008 | 1622.692 | 0.031 | 0.003 | 1624.384 |  | 6.196 | 3.922 | 0.097 | 19036.611 | 716.188 | 73.106 |  | 320326.126 | 212005.752 | 320326.126 | 212005.752 | EPA/CAMD | EPA/CAMD | EPA/CAMD | EPA/CAMD | EIA | EIA | -- | EPA/CAMD | EPA/CAMD | [14 empty] | 13652.3942 | 0 | -139 | 23602 | 0 | 0 | 0 | 0 | 0 | 0 | 0 | 0 | 23463 | 0 | 0 | 23463 | 0 | 0 | 0 | 1 | 0 | 0 | 0 | 0 | 0 | 0 | 0 | 0 | 1 | 0 | 0 | 1 | 0 | Yes |  | 631033.885 | 37501.002 | 9.317 | 0.189 |  | https://www.google.com/maps/@?api=1&map_action=map&center=40.464851000000003%2C-80.043761000000003&zoom=17&basemap=satellite | 105822 | [118 empty] | 0.35 |  |  | 58 |  |  | 0.35 | 0.33 |  |  | 53 |  |  | 0.4 | 0.36 |  |  | 63 |  |  | 0.3 | 0.02 |  |  | 62 |  |  | 0.05 | 0.07 |  |  | 45 |  |  | 0.12 | 0.06 |  |  | 58 |  |  | 0.06 | 0.16 |  |  | 52 |  |  | 0.16 | 10.6379 | 0.17639 | Gas | FRS_110001219299
1196 | 1853 | 2021 | CA | Taft 26C Cogen | 52085 | Pacific Gas & Electric Co | 14328 | Chevron USA Inc | 54713 | Industrial CHP | California Independent System Operator | CISO | WECC | CAMX | WECC California | CAISO | 6 | 29 | Kern | 35.1133 | -119.4706 | 4 | 4 | NG | GAS |  | 0.67096 | 12.4 | 0.21507 |  | Yes | 661854.4 | 0.376 | 0.33383 |  | 377132.791 | 152580.934 | 377132.791 | 152580.934 | 72882 | 29755 | 58.255 | 23.56 | 0.603 | 22041.348 | 831.436 | 83.144 | 22064.129 |  | 1.599 | 1.584 | 0.017 | 604.85 | 0.011 | 0.001 | 605.475 |  | 0.309 | 0.309 | 0.003 | 116.889 | 0.002 | 0 | 117.01 |  | 1.599 | 1.584 | 0.017 | 604.849 | 0.011 | 0.001 | 605.474 |  | 174.508 | 70.576 | 1.805 | 66026.42 | 2490.626 | 249.063 |  | 1129728 | 457067 | 1129728 | 457067 | EIA | EIA | EIA | EIA | EIA | EIA | -- | EIA | EIA | [6 empty] | 752595.209 | 304486.066 | 116.253 | 47.016 | 1.203 | 43985.072 | 1659.19 | 165.919 | 5174.557 | 0 | 0 | 72882.14 | 0 | 0 | 0 | 0 | 0 | 0 | 0 | 0 | 72882.14 | 0 | 0 | 72882.14 | 0 | 0 | 0 | 1 | 0 | 0 | 0 | 0 | 0 | 0 | 0 | 0 | 1 | 0 | 0 | 1 | 0 | [7 empty] | https://www.google.com/maps/@?api=1&map_action=map&center=35.113300000000002%2C-119.4706&zoom=17&basemap=satellite | 14131 | [118 empty] | 0.47 |  |  | 72 |  |  | 0.35 | 0.46 |  |  | 64 |  |  | 0.4 | 0.48 |  |  | 78 |  |  | 0.3 | 0.07 |  |  | 80 |  |  | 0.05 | 0.24 |  |  | 85 |  |  | 0.12 | 0.09 |  |  | 80 |  |  | 0.06 | 0.15 |  |  | 49 |  |  | 0.16 | 0.20542 | 0.0051686 | Gas | FRS_110028039637
1197 | 9255 | 2021 | PA | Hamilton (PA) | 3109 | Metropolitan Edison Co | 12390 | Hamilton Power, LLC | 63035 | IPP Non-CHP | PJM Interconnection, LLC | PJM | RFC | RFCE | RFC East | PJM | 42 | 1 | Adams | 39.9087 | -76.9885 | 1 | 1 | DFO | OIL |  | 0.001 | 19.6 | 1 | [6 empty] | 5213 | 1913 | 5213 | 1913 | 172 | 63 | 2.311 | 0.848 | 0.801 | 425.709 | 34.478 | 6.896 | 427.167 |  | 26.872 | 26.921 | 9.313 | 4950.105 | 0.2 | 0.04 | 4967.063 |  | 0.887 | 0.887 | 0.307 | 163.326 | 0.007 | 0.001 | 163.885 |  | 26.872 | 26.921 | 9.313 | 4950.105 | 0.2 | 0.04 | 4967.063 |  | 2.311 | 0.848 | 0.801 | 425.709 | 34.478 | 6.896 |  | 5213 | 1913 | 5213 | 1913 | EIA | EIA | EIA | EIA | EIA | EIA | -- | EIA | EIA | [14 empty] | 30308.1395 | 0 | 172 | 0 | 0 | 0 | 0 | 0 | 0 | 0 | 0 | 0 | 172 | 0 | 0 | 172 | 0 | 0 | 1 | 0 | 0 | 0 | 0 | 0 | 0 | 0 | 0 | 0 | 1 | 0 | 0 | 1 | 0 | [7 empty] | https://www.google.com/maps/@?api=1&map_action=map&center=39.908732000000001%2C-76.988454000000004&zoom=17&basemap=satellite | 8098 | [118 empty] | 0.13 |  |  | 16 |  |  | 0.35 | 0.06 |  |  | 15 |  |  | 0.4 | 0.19 |  |  | 35 |  |  | 0.3 | 0.01 |  |  | 57 |  |  | 0.05 | 0.11 |  |  | 61 |  |  | 0.12 | 0.05 |  |  | 50 |  |  | 0.06 | 0.19 |  |  | 64 |  |  | 0.16 | 0.03394 | 0.83803 | Oil | FRS_110010415167
1198 | 1858 | 2021 | CA | Taylor Farms Salinas | 58303 | Pacific Gas & Electric Co | 14328 | Bloom Energy | 57128 | IPP Non-CHP | California Independent System Operator | CISO | WECC | CAMX | WECC California | CAISO | 6 | 53 | Monterey | 36.6575 | -121.6233 | 1 | 1 | NG | GAS |  | 0 | 1.1 | [13 empty] | 0 |  | 0 | 0 | [45 empty] | -- | [56 empty] | https://www.google.com/maps/@?api=1&map_action=map&center=36.657499999999999%2C-121.623333&zoom=17&basemap=satellite | 91077 | [118 empty] | 0.68 |  |  | 88 |  |  | 0.35 | 0.89 |  |  | 88 |  |  | 0.4 | 0.46 |  |  | 76 |  |  | 0.3 | 0.21 |  |  | 93 |  |  | 0.05 | 0.43 |  |  | 97 |  |  | 0.12 | 0.09 |  |  | 78 |  |  | 0.06 | 0.09 |  |  | 21 |  |  | 0.16 | 0 | 0 | Gas | FRS_110043569778
1199 | 9272 | 2021 | PA | Hunterstown | 3110 | Metropolitan Edison Co | 12390 | Hunterstown Power, LLC | 63036 | IPP Non-CHP | PJM Interconnection, LLC | PJM | RFC | RFCE | RFC East | PJM | 42 | 1 | Adams | 39.8662 | -77.1648 | 3 | 3 | NG | GAS |  | 0.05889 | 60 | 1 | [6 empty] | 454605.999 | 201917.001 | 454605.999 | 201917.001 | 30950.001 | 13746.999 | 70.209 | 31.185 | 0.727 | 26569.233 | 1002.235 | 100.224 | 26596.694 |  | 4.537 | 4.537 | 0.047 | 1716.913 | 0.032 | 0.003 | 1718.688 |  | 0.309 | 0.309 | 0.003 | 116.889 | 0.002 | 0 | 117.01 |  | 4.537 | 4.537 | 0.047 | 1716.913 | 0.032 | 0.003 | 1718.688 |  | 70.209 | 31.185 | 0.727 | 26569.233 | 1002.235 | 100.224 |  | 454605.999 | 201917.001 | 454605.999 | 201917.001 | EIA | EIA | EIA | EIA | EIA | EIA | -- | EIA | EIA | [14 empty] | 14688.4006 | 0 | 0 | 30950 | 0 | 0 | 0 | 0 | 0 | 0 | 0 | 0 | 30950 | 0 | 0 | 30950 | 0 | 0 | 0 | 1 | 0 | 0 | 0 | 0 | 0 | 0 | 0 | 0 | 1 | 0 | 0 | 1 | 0 | [7 empty] | https://www.google.com/maps/@?api=1&map_action=map&center=39.866199999999999%2C-77.1648&zoom=17&basemap=satellite | 3165 | [118 empty] | 0.21 |  |  | 34 |  |  | 0.35 | 0.11 |  |  | 26 |  |  | 0.4 | 0.29 |  |  | 51 |  |  | 0.3 | 0 |  |  | 0 |  |  | 0.05 | 0.16 |  |  | 73 |  |  | 0.12 | 0.05 |  |  | 46 |  |  | 0.06 | 0.19 |  |  | 64 |  |  | 0.16 | 0.028175 | 0.019877 | Gas | FRS_110069998635
1200 | 1872 | 2021 | CA | Thomas M Knott Cogen Facility | 58190 | Pacific Gas & Electric Co | 14328 | Sentinel Peak Resources California, LLC | 60637 | Industrial Non-CHP | California Independent System Operator | CISO | WECC | CAMX | WECC California | CAISO | 6 | 79 | San Luis Obispo | 35.1844 | -120.6183 | 1 | 1 | NG | GAS |  | 0 | 1.4 | [13 empty] | 0 |  | 0 | 0 | [45 empty] | -- | [56 empty] | https://www.google.com/maps/@?api=1&map_action=map&center=35.184443999999999%2C-120.61833300000001&zoom=17&basemap=satellite | 4804 | [118 empty] | 0.12 |  |  | 14 |  |  | 0.35 | 0.16 |  |  | 34 |  |  | 0.4 | 0.07 |  |  | 12 |  |  | 0.3 | 0 |  |  | 0 |  |  | 0.05 | 0.03 |  |  | 21 |  |  | 0.12 | 0.03 |  |  | 32 |  |  | 0.06 | 0.32 |  |  | 90 |  |  | 0.16 |  |  | Gas | FRS_
1201 | 9317 | 2021 | PA | Mountain | 3111 | Metropolitan Edison Co | 12390 | Mountain Power, LLC | 63037 | IPP Non-CHP | PJM Interconnection, LLC | PJM | RFC | RFCE | RFC East | PJM | 42 | 41 | Cumberland | 40.1228 | -77.1716 | 2 | 2 | DFO | OIL |  | 0.00784 | 54 | 1 | [6 empty] | 70653.3 | 26245.5 | 70653.3 | 26245.5 | 3710 | 1364 | 24.41 | 9.067 | 3.569 | 5769.751 | 412.904 | 82.581 | 5787.217 |  | 13.159 | 13.295 | 1.924 | 3110.378 | 0.111 | 0.022 | 3119.793 |  | 0.691 | 0.691 | 0.101 | 163.326 | 0.006 | 0.001 | 163.82 |  | 13.159 | 13.295 | 1.924 | 3110.378 | 0.111 | 0.022 | 3119.793 |  | 24.41 | 9.067 | 3.569 | 5769.751 | 412.904 | 82.581 |  | 70653.3 | 26245.5 | 70653.3 | 26245.5 | EPA/CAMD | EPA/CAMD | EPA/CAMD | EIA | EIA | EIA | -- | EPA/CAMD | EPA/CAMD | [14 empty] | 19044.0162 | 0 | 3710 | 0 | 0 | 0 | 0 | 0 | 0 | 0 | 0 | 0 | 3710 | 0 | 0 | 3710 | 0 | 0 | 1 | 0 | 0 | 0 | 0 | 0 | 0 | 0 | 0 | 0 | 1 | 0 | 0 | 1 | 0 | Yes |  | 115310.4 | 6446.2 | 38.572 | 5.824 |  | https://www.google.com/maps/@?api=1&map_action=map&center=40.122819999999997%2C-77.171599999999998&zoom=17&basemap=satellite | 7416 | [118 empty] | 0.14 |  |  | 19 |  |  | 0.35 | 0.09 |  |  | 22 |  |  | 0.4 | 0.19 |  |  | 34 |  |  | 0.3 | 0.01 |  |  | 59 |  |  | 0.05 | 0.06 |  |  | 39 |  |  | 0.12 | 0.04 |  |  | 45 |  |  | 0.06 | 0.2 |  |  | 66 |  |  | 0.16 | 0.5783 | 0.33017 | Oil | FRS_110007336374
1202 | 1874 | 2021 | CA | THUMS | 56051 | Southern California Edison Co | 17609 | THUMS Long Beach Company | 18986 | Industrial Non-CHP | California Independent System Operator | CISO | WECC | CAMX | WECC California | CAISO | 6 | 37 | Los Angeles | 33.7684 | -118.2141 | 1 | 1 | NG | GAS |  | 0.59544 | 57.4 | 0.34093 | [6 empty] | 3239983 | 1495676 | 3239983 | 1495676 | 299402 | 139239 | 486.286 | 224.388 | 5.178 | 189359.28 | 7142.946 | 714.295 | 189554.997 |  | 3.248 | 3.223 | 0.035 | 1264.917 | 0.024 | 0.002 | 1266.224 |  | 0.3 | 0.3 | 0.003 | 116.889 | 0.002 | 0 | 117.01 |  | 3.248 | 3.223 | 0.035 | 1264.917 | 0.024 | 0.002 | 1266.224 |  | 486.286 | 224.388 | 5.178 | 189359.28 | 7142.946 | 714.295 |  | 3239983 | 1495676 | 3239983 | 1495676 | EIA | EIA | EIA | EIA | EIA | EIA | -- | EIA | EIA | [14 empty] | 10821.5142 | 0 | 0 | 299402 | 0 | 0 | 0 | 0 | 0 | 0 | 0 | 0 | 299402 | 0 | 0 | 299402 | 0 | 0 | 0 | 1 | 0 | 0 | 0 | 0 | 0 | 0 | 0 | 0 | 1 | 0 | 0 | 1 | 0 | [7 empty] | https://www.google.com/maps/@?api=1&map_action=map&center=33.7684%2C-118.2141&zoom=17&basemap=satellite | 172243 | [118 empty] | 0.66 |  |  | 87 |  |  | 0.35 | 0.85 |  |  | 86 |  |  | 0.4 | 0.47 |  |  | 77 |  |  | 0.3 | 0.11 |  |  | 86 |  |  | 0.05 | 0.3 |  |  | 91 |  |  | 0.12 | 0.06 |  |  | 63 |  |  | 0.06 | 0.09 |  |  | 22 |  |  | 0.16 | 1.8864 | 0.010584 | Gas | FRS_110038014751
1203 | 9331 | 2021 | PA | Orrtanna | 3112 | Metropolitan Edison Co | 12390 | Orrtanna Power, LLC | 63038 | IPP Non-CHP | PJM Interconnection, LLC | PJM | RFC | RFCE | RFC East | PJM | 42 | 1 | Adams | 39.8442 | -77.3508 | 1 | 1 | DFO | OIL |  | 0.00015 | 27 | 1 | [6 empty] | 4127 | 1516 | 4127 | 1516 | 35 | 13 | 1.842 | 0.676 | 0.634 | 337.023 | 27.295 | 5.459 | 338.178 |  | 105.257 | 104 | 36.234 | 19258.457 | 0.78 | 0.156 | 19324.434 |  | 0.893 | 0.892 | 0.307 | 163.326 | 0.007 | 0.001 | 163.885 |  | 105.257 | 104 | 36.234 | 19258.457 | 0.78 | 0.156 | 19324.434 |  | 1.842 | 0.676 | 0.634 | 337.023 | 27.295 | 5.459 |  | 4127 | 1516 | 4127 | 1516 | EIA | EIA | EIA | EIA | EIA | EIA | -- | EIA | EIA | [14 empty] | 117914.2857 | 0 | 35 | 0 | 0 | 0 | 0 | 0 | 0 | 0 | 0 | 0 | 35 | 0 | 0 | 35 | 0 | 0 | 1 | 0 | 0 | 0 | 0 | 0 | 0 | 0 | 0 | 0 | 1 | 0 | 0 | 1 | 0 | [7 empty] | https://www.google.com/maps/@?api=1&map_action=map&center=39.844200000000001%2C-77.350800000000007&zoom=17&basemap=satellite | 2597 | [118 empty] | 0.14 |  |  | 20 |  |  | 0.35 | 0.07 |  |  | 18 |  |  | 0.4 | 0.22 |  |  | 39 |  |  | 0.3 | 0.03 |  |  | 70 |  |  | 0.05 | 0.14 |  |  | 68 |  |  | 0.12 | 0.06 |  |  | 63 |  |  | 0.06 | 0.22 |  |  | 74 |  |  | 0.16 | 0.035257 | 0.75016 | Oil | FRS_110010415176
1204 | 1877 | 2021 | CA | TLR000 Hansen Fuel Cell | 63717 | Pacific Gas & Electric Co. | 14328 | 2016 ESA Project Company, LLC | 62150 | IPP Non-CHP | California Independent System Operator | CISO | WECC | CAMX | WECC California | CAISO | 6 | 53 | Monterey | 36.6568 | -121.6243 | 3 | 3 | NG | GAS |  | 0.92424 | 3 | 0 | [8 empty] | 170603 | 81029 | 24289 | 11536 | 0 |  | 0 | 0 | [37 empty] | 170603 | 81029 | [6 empty] | -- | EIA | EIA | [15 empty] | 0 | 0 | 24289 | 0 | 0 | 0 | 0 | 0 | 0 | 0 | 0 | 24289 | 0 | 0 | 24289 | 0 | 0 | 0 | 1 | 0 | 0 | 0 | 0 | 0 | 0 | 0 | 0 | 1 | 0 | 0 | 1 | 0 | [7 empty] | https://www.google.com/maps/@?api=1&map_action=map&center=36.656759999999998%2C-121.62428&zoom=17&basemap=satellite | 90140 | [118 empty] | 0.68 |  |  | 88 |  |  | 0.35 | 0.89 |  |  | 88 |  |  | 0.4 | 0.47 |  |  | 76 |  |  | 0.3 | 0.21 |  |  | 93 |  |  | 0.05 | 0.43 |  |  | 97 |  |  | 0.12 | 0.09 |  |  | 78 |  |  | 0.06 | 0.09 |  |  | 21 |  |  | 0.16 | 0 | 0 | Gas | FRS_110070871600
1205 | 9350 | 2021 | PA | Portland | 3113 | Metropolitan Edison Co | 12390 | Portland Power, LLC | 63039 | IPP Non-CHP | PJM Interconnection, LLC | PJM | RFC | RFCE | RFC East | PJM | 42 | 95 | Northampton | 40.9102 | -75.0794 | 1 | 3 | NG | GAS |  | 0.00119 | 194 | 1 | [6 empty] | 34564.989 | 28943.844 | 34564.989 | 28943.844 | 2026 | 745 | 6.635 | 5.437 | 0.352 | 2804.553 | 272.974 | 54.595 | 2816.1 |  | 6.55 | 14.596 | 0.347 | 2768.562 | 0.135 | 0.027 | 2779.96 |  | 0.384 | 0.376 | 0.02 | 162.277 | 0.008 | 0.002 | 162.945 |  | 6.55 | 14.596 | 0.347 | 2768.562 | 0.135 | 0.027 | 2779.96 |  | 6.635 | 5.437 | 0.352 | 2804.553 | 272.974 | 54.595 |  | 34564.989 | 28943.844 | 34564.989 | 28943.844 | EPA/CAMD | EPA/CAMD | EPA/CAMD | EPA/CAMD | EIA | EIA | -- | EPA/CAMD | EPA/CAMD | [14 empty] | 17060.7053 | 0 | 2026 | 0 | 0 | 0 | 0 | 0 | 0 | 0 | 0 | 0 | 2026 | 0 | 0 | 2026 | 0 | 0 | 1 | 0 | 0 | 0 | 0 | 0 | 0 | 0 | 0 | 0 | 1 | 0 | 0 | 1 | 0 | Yes |  | 81604.529 | 6621.385 | 10.561 | 0.832 |  | https://www.google.com/maps/@?api=1&map_action=map&center=40.910204999999998%2C-75.079397999999998&zoom=17&basemap=satellite | 5231 | [118 empty] | 0.14 |  |  | 18 |  |  | 0.35 | 0.13 |  |  | 29 |  |  | 0.4 | 0.15 |  |  | 26 |  |  | 0.3 | 0.01 |  |  | 60 |  |  | 0.05 | 0.07 |  |  | 45 |  |  | 0.12 | 0.03 |  |  | 29 |  |  | 0.06 | 0.16 |  |  | 54 |  |  | 0.16 | 0.1296 | 0.22837 | Gas | FRS_110009160978
1206 | 1882 | 2021 | CA | Total Energy Facilities | 10091 | Southern California Edison Co | 17609 | Los Angeles County Sanitation | 11217 | Commercial CHP | California Independent System Operator | CISO | WECC | CAMX | WECC California | CAISO | 6 | 37 | Los Angeles | 33.7683 | -118.2836 | 4 | 4 | OBG | BIOMASS |  | 0.48354 | 38.4 | 0.52743 | Yes | Yes | 24221.6 | 22.919 | 0.96831 |  | 1587716.716 | 661350.35 | 1587716.716 | 661350.35 | 162655 | 68180 | 360.72 | 157.669 | 4.785 | 6743.773 | 3679.026 | 367.903 | 6844.578 |  | 4.435 | 4.625 | 0.059 | 82.921 | 0.023 | 0.002 | 84.161 |  | 0.454 | 0.477 | 0.006 | 8.495 | 0.002 | 0 | 8.622 |  | 4.435 | 4.625 | 0.059 | 82.921 | 0.023 | 0.002 | 84.161 |  | 372.524 | 162.829 | 4.942 | 103516.455 | 3799.417 | 379.942 |  | 1639672.44 | 682992.08 | 1639672.44 | 682992.08 | EIA | EIA | EIA | EIA | EIA | EIA | -- | [5 empty] | 96552.002 |  |  | 51955.724 | 21641.73 | 11.804 | 5.16 | 0.157 | 220.68 | 120.391 | 12.039 | 9761.2537 | 0 | 0 | 11078.893 | 0 | 0 | 151576.107 | 0 | 0 | 0 | 0 | 0 | 11078.893 | 151576.107 | 151576.107 | 162655 | 0 | 0 | 0 | 0.068113 | 0 | 0 | 0.93189 | 0 | 0 | 0 | 0 | 0 | 0.068113 | 0.93189 | 0.93189 | 1 | 0 | [7 empty] | https://www.google.com/maps/@?api=1&map_action=map&center=33.768300000000004%2C-118.28360000000001&zoom=17&basemap=satellite | 178147 | [118 empty] | 0.58 |  |  | 81 |  |  | 0.35 | 0.79 |  |  | 83 |  |  | 0.4 | 0.36 |  |  | 63 |  |  | 0.3 | 0.12 |  |  | 87 |  |  | 0.05 | 0.24 |  |  | 85 |  |  | 0.12 | 0.06 |  |  | 63 |  |  | 0.06 | 0.14 |  |  | 45 |  |  | 0.16 | 17.3096 | 0.21074 | Biomass | FRS_110000526468
1207 | 9368 | 2021 | PA | Shawnee (PA) | 3114 | Metropolitan Edison Co | 12390 | Shawnee Power, LLC | 63040 | IPP Non-CHP | PJM Interconnection, LLC | PJM | RFC | RFCE | RFC East | PJM | 42 | 89 | Monroe | 41.0612 | -75.0582 | 1 | 1 | DFO | OIL |  | 0.00076 | 20 | 1 | [6 empty] | 5005 | 1844 | 5005 | 1844 | 133 | 49 | 2.219 | 0.817 | 0.769 | 408.723 | 33.102 | 6.62 | 410.123 |  | 33.368 | 33.347 | 11.564 | 6146.211 | 0.249 | 0.05 | 6167.267 |  | 0.887 | 0.886 | 0.307 | 163.326 | 0.007 | 0.001 | 163.885 |  | 33.368 | 33.347 | 11.564 | 6146.211 | 0.249 | 0.05 | 6167.267 |  | 2.219 | 0.817 | 0.769 | 408.723 | 33.102 | 6.62 |  | 5005 | 1844 | 5005 | 1844 | EIA | EIA | EIA | EIA | EIA | EIA | -- | EIA | EIA | [14 empty] | 37631.579 | 0 | 133 | 0 | 0 | 0 | 0 | 0 | 0 | 0 | 0 | 0 | 133 | 0 | 0 | 133 | 0 | 0 | 1 | 0 | 0 | 0 | 0 | 0 | 0 | 0 | 0 | 0 | 1 | 0 | 0 | 1 | 0 | [7 empty] | https://www.google.com/maps/@?api=1&map_action=map&center=41.061194%2C-75.058242000000007&zoom=17&basemap=satellite | 8666 | [118 empty] | 0.34 |  |  | 57 |  |  | 0.35 | 0.46 |  |  | 64 |  |  | 0.4 | 0.22 |  |  | 40 |  |  | 0.3 | 0.02 |  |  | 61 |  |  | 0.05 | 0.06 |  |  | 41 |  |  | 0.12 | 0.06 |  |  | 58 |  |  | 0.06 | 0.13 |  |  | 39 |  |  | 0.16 | 0.013677 | 0 | Oil | FRS_110015378349
1208 | 3187 | 2021 | IA | Pleasant Hill Energy Center | 7145 | MidAmerican Energy Co | 12341 | MidAmerican Energy Co | 12341 | Electric Utility | Midcontinent Independent Transmission System Operator, Inc.. | MISO | MRO | MROW | MRO West | MISO | 19 | 153 | Polk | 41.5572 | -93.5242 | 3 | 3 | NG | GAS |  | 0.00817 | 179.8 | 1 | [6 empty] | 196144.162 | 124588.239 | 196144.162 | 124588.239 | 12868.999 | 8174 | 21.322 | 12.237 | 2.524 | 12110.607 | 598.295 | 82.567 | 12130.388 |  | 3.314 | 2.994 | 0.392 | 1882.137 | 0.046 | 0.006 | 1885.211 |  | 0.217 | 0.196 | 0.026 | 123.487 | 0.003 | 0 | 123.688 |  | 3.314 | 2.994 | 0.392 | 1882.136 | 0.046 | 0.006 | 1885.211 |  | 21.322 | 12.237 | 2.524 | 12110.607 | 598.295 | 82.567 |  | 196144.162 | 124588.239 | 196144.162 | 124588.239 | EPA/CAMD | EPA/CAMD | EPA/CAMD | EPA/CAMD; EIA | EIA | EIA | -- | EPA/CAMD | EPA/CAMD | [14 empty] | 15241.6009 | 0 | 2183.578 | 10685.422 | 0 | 0 | 0 | 0 | 0 | 0 | 0 | 0 | 12869 | 0 | 0 | 12869 | 0 | 0 | 0.16968 | 0.83032 | 0 | 0 | 0 | 0 | 0 | 0 | 0 | 0 | 1 | 0 | 0 | 1 | 0 | Yes |  | 121197.763 | 2480.38 | 13.821 | 1.164 |  | https://www.google.com/maps/@?api=1&map_action=map&center=41.557200000000002%2C-93.524199999999993&zoom=17&basemap=satellite | 21115 | [118 empty] | 0.31 |  |  | 52 |  |  | 0.35 | 0.33 |  |  | 53 |  |  | 0.4 | 0.28 |  |  | 51 |  |  | 0.3 | 0.01 |  |  | 59 |  |  | 0.05 | 0.1 |  |  | 54 |  |  | 0.12 | 0.07 |  |  | 67 |  |  | 0.06 | 0.11 |  |  | 30 |  |  | 0.16 | 0.28365 | 0.15307 | Gas | FRS_110001324549
1209 | 9393 | 2021 | PA | Titus | 3115 | Metropolitan Edison Co | 12390 | Titus Power, LLC | 63041 | IPP Non-CHP | PJM Interconnection, LLC | PJM | RFC | RFCE | RFC East | PJM | 42 | 11 | Berks | 40.3056 | -75.9081 | 2 | 2 | DFO | OIL |  | 0 | 36 | [7 empty] | 5483 | 2015 | 5483 | 2015 | -335 | -123 | 2.418 | 0.89 | 0.842 | 447.758 | 36.264 | 7.253 | 449.292 |  | 0 | 0 | 0 | 0 | 0 | 0 | 0 |  | 0.882 | 0.883 | 0.307 | 163.326 | 0.007 | 0.001 | 163.885 |  | 0 | 0 | 0 | 0 | 0 | 0 | 0 |  | 2.418 | 0.89 | 0.842 | 447.758 | 36.264 | 7.253 |  | 5483 | 2015 | 5483 | 2015 | EIA | EIA | EIA | EIA | EIA | EIA | -- | EIA | EIA | [14 empty] | -16367.1642 | 0 | -335 | 0 | 0 | 0 | 0 | 0 | 0 | 0 | 0 | 0 | -335 | 0 | 0 | -335 | 0 | [23 empty] | https://www.google.com/maps/@?api=1&map_action=map&center=40.305599999999998%2C-75.908100000000005&zoom=17&basemap=satellite | 87719 | [118 empty] | 0.51 |  |  | 75 |  |  | 0.35 | 0.56 |  |  | 71 |  |  | 0.4 | 0.46 |  |  | 75 |  |  | 0.3 | 0.1 |  |  | 85 |  |  | 0.05 | 0.21 |  |  | 81 |  |  | 0.12 | 0.07 |  |  | 68 |  |  | 0.06 | 0.14 |  |  | 45 |  |  | 0.16 | 0.01983 | 0 | Oil | FRS_110000338064
1210 | 1884 | 2021 | CA | Tracy 210 | 63638 | Pacific Gas & Electric Co. | 14328 | Costco Wholesale | 58622 | Industrial Non-CHP | California Independent System Operator | CISO | WECC | CAMX | WECC California | CAISO | 6 | 77 | San Joaquin | 37.722 | -121.531 | 1 | 1 | NG | GAS |  | 0.93897 | 2.6 | 0 | [8 empty] | 157146 | 74637 | 21386 | 10157 | 0 |  | 0 | 0 | [37 empty] | 157146 | 74637 | [6 empty] | -- | EIA | EIA | [15 empty] | 0 | 0 | 21386 | 0 | 0 | 0 | 0 | 0 | 0 | 0 | 0 | 21386 | 0 | 0 | 21386 | 0 | 0 | 0 | 1 | 0 | 0 | 0 | 0 | 0 | 0 | 0 | 0 | 1 | 0 | 0 | 1 | 0 | [7 empty] | https://www.google.com/maps/@?api=1&map_action=map&center=37.722009999999997%2C-121.53097&zoom=17&basemap=satellite | 3484 | [118 empty] | 0.42 |  |  | 67 |  |  | 0.35 | 0.76 |  |  | 81 |  |  | 0.4 | 0.08 |  |  | 13 |  |  | 0.3 | 0.06 |  |  | 78 |  |  | 0.05 | 0.07 |  |  | 45 |  |  | 0.12 | 0.13 |  |  | 93 |  |  | 0.06 | 0.05 |  |  | 10 |  |  | 0.16 | 0 | 0 | Gas | FRS_110023012470
1211 | 9394 | 2021 | PA | Tolna | 3116 | Metropolitan Edison Co | 12390 | Tolna Power, LLC | 63042 | IPP Non-CHP | PJM Interconnection, LLC | PJM | RFC | RFCE | RFC East | PJM | 42 | 133 | York | 39.7606 | -76.6353 | 2 | 2 | DFO | OIL |  | 0.00604 | 54 | 1 | [6 empty] | 54159.2 | 41136.4 | 54159.2 | 41136.4 | 2856 | 1050 | 18.713 | 14.213 | 2.734 | 4422.795 | 320.475 | 64.095 | 4436.351 |  | 13.104 | 27.072 | 1.915 | 3097.195 | 0.112 | 0.022 | 3106.688 |  | 0.691 | 0.691 | 0.101 | 163.326 | 0.006 | 0.001 | 163.826 |  | 13.104 | 27.072 | 1.915 | 3097.195 | 0.112 | 0.022 | 3106.688 |  | 18.713 | 14.213 | 2.734 | 4422.795 | 320.475 | 64.095 |  | 54159.2 | 41136.4 | 54159.2 | 41136.4 | EPA/CAMD | EPA/CAMD | EPA/CAMD | EIA | EIA | EIA | -- | EPA/CAMD | EPA/CAMD | [14 empty] | 18963.3053 | 0 | 2856 | 0 | 0 | 0 | 0 | 0 | 0 | 0 | 0 | 0 | 2856 | 0 | 0 | 2856 | 0 | 0 | 1 | 0 | 0 | 0 | 0 | 0 | 0 | 0 | 0 | 0 | 1 | 0 | 0 | 1 | 0 | Yes |  | 70838.3 | 3833.9 | 23.676 | 3.578 |  | https://www.google.com/maps/@?api=1&map_action=map&center=39.760634000000003%2C-76.635340999999997&zoom=17&basemap=satellite | 14109 | [118 empty] | 0.11 |  |  | 12 |  |  | 0.35 | 0.08 |  |  | 21 |  |  | 0.4 | 0.13 |  |  | 23 |  |  | 0.3 | 0 |  |  | 0 |  |  | 0.05 | 0.08 |  |  | 51 |  |  | 0.12 | 0.04 |  |  | 44 |  |  | 0.06 | 0.24 |  |  | 79 |  |  | 0.16 | 0.3343 | 0.3053 | Oil | FRS_110010174284
1212 | 1885 | 2021 | CA | Tracy Combined Cycle Power Plant | 55933 | Pacific Gas & Electric Co | 14328 | MRP San Joaquin Energy LLC. | 7724 | IPP Non-CHP | California Independent System Operator | CISO | WECC | CAMX | WECC California | CAISO | 6 | 77 | San Joaquin | 37.7107 | -121.4906 | 2 | 3 | NG | GAS |  | 0.27262 | 336.1 | 0.87896 | [6 empty] | 6680069.389 | 3407452.337 | 6680069.389 | 3407452.337 | 802663 | 408670 | 32.282 | 16.568 | 2.004 | 396987.96 | 14561.952 | 1456.195 | 397386.957 |  | 0.08 | 0.081 | 0.005 | 989.177 | 0.018 | 0.002 | 990.171 |  | 0.01 | 0.01 | 0.001 | 118.857 | 0.002 | 0 | 118.977 |  | 0.08 | 0.081 | 0.005 | 989.177 | 0.018 | 0.002 | 990.171 |  | 32.282 | 16.568 | 2.004 | 396987.96 | 14561.952 | 1456.195 |  | 6680069.389 | 3407452.337 | 6680069.389 | 3407452.337 | EPA/CAMD | EPA/CAMD | EPA/CAMD | EPA/CAMD | EIA | EIA | -- | EPA/CAMD | EPA/CAMD | [14 empty] | 8322.3836 | 0 | 0 | 802663 | 0 | 0 | 0 | 0 | 0 | 0 | 0 | 0 | 802663 | 0 | 0 | 802663 | 0 | 0 | 0 | 1 | 0 | 0 | 0 | 0 | 0 | 0 | 0 | 0 | 1 | 0 | 0 | 1 | 0 | Yes |  | 3126791.056 | 185821.34 | 25.018 | 0.938 |  | https://www.google.com/maps/@?api=1&map_action=map&center=37.710700000000003%2C-121.4906&zoom=17&basemap=satellite | 34753 | [118 empty] | 0.42 |  |  | 66 |  |  | 0.35 | 0.72 |  |  | 79 |  |  | 0.4 | 0.11 |  |  | 20 |  |  | 0.3 | 0.06 |  |  | 77 |  |  | 0.05 | 0.1 |  |  | 57 |  |  | 0.12 | 0.05 |  |  | 46 |  |  | 0.06 | 0.09 |  |  | 24 |  |  | 0.16 | 4.5374 | 0.012914 | Gas | FRS_110018862337
1213 | 9220 | 2021 | PA | Conemaugh | 3118 | Pennsylvania Electric Co | 14711 | KeyCon Operating LLC | 63047 | IPP Non-CHP | PJM Interconnection, LLC | PJM | RFC | RFCE | RFC East | PJM | 42 | 63 | Indiana | 40.3842 | -79.0611 | 2 | 6 | RC | COAL | Yes | 0.42238 | 1963 | 0.62937 | [6 empty] | 74157297.81 | 31549243.28 | 74157297.81 | 31549243.28 | 7263164 | 3087507 | 5506.496 | 2366.503 | 2887.829 | 7604795.187 | 1794905.331 | 261025.231 | 7666124.263 |  | 1.516 | 1.533 | 0.795 | 2094.072 | 0.247 | 0.036 | 2110.96 |  | 0.149 | 0.15 | 0.078 | 205.099 | 0.024 | 0.004 | 206.753 |  | 1.516 | 1.533 | 0.795 | 2094.072 | 0.247 | 0.036 | 2110.96 |  | 5506.496 | 2366.503 | 2887.829 | 7604795.187 | 1794905.331 | 261025.231 |  | 74157297.81 | 31549243.28 | 74157297.81 | 31549243.28 | EPA/CAMD | EPA/CAMD | EPA/CAMD | EPA/CAMD | EIA | EIA | -- | EPA/CAMD | EPA/CAMD | [14 empty] | 10210.0542 | 7238785.3 | 193 | 24185.673 | 0 | 0 | 0 | 0 | 0 | 0 | 0 | 0 | 7263163.973 | 0 | 0 | 7263163.973 | 0 | 0.99664 | 2.6572e-05 | 0.0033299 | 0 | 0 | 0 | 0 | 0 | 0 | 0 | 0 | 1 | 0 | 0 | 1 | 0 | Yes |  | 58184020.92 | 5963852.945 | 3366.086 | 2126.299 |  | https://www.google.com/maps/@?api=1&map_action=map&center=40.3842%2C-79.061099999999996&zoom=17&basemap=satellite | 2256 | [118 empty] | 0.22 |  |  | 37 |  |  | 0.35 | 0.03 |  |  | 10 |  |  | 0.4 | 0.41 |  |  | 70 |  |  | 0.3 | 0 |  |  | 0 |  |  | 0.05 | 0.1 |  |  | 57 |  |  | 0.12 | 0.05 |  |  | 51 |  |  | 0.06 | 0.22 |  |  | 74 |  |  | 0.16 | 900.513 | 0.23918 | Coal | FRS_110000538801
1214 | 1887 | 2021 | CA | Transamerica Pyramid | 58619 | Pacific Gas & Electric Co | 14328 | Transamerica Pyramid Properties LLC | 58573 | Commercial CHP | California Independent System Operator | CISO | WECC | CAMX | WECC California | CAISO | 6 | 75 | San Francisco | 37.7956 | -122.4028 | 2 | 2 | NG | GAS |  | 0.14224 | 1 | 1 |  | Yes | 6996 | 0.608 | 0.44766 |  | 7498.319 | 3561.59 | 7498.319 | 3561.59 | 1246 | 592 | 10.378 | 4.93 | 0.012 | 438.236 | 16.531 | 1.653 | 438.689 |  | 16.658 | 16.654 | 0.019 | 703.428 | 0.013 | 0.001 | 704.155 |  | 2.768 | 2.768 | 0.003 | 116.889 | 0.002 | 0 | 117.01 |  | 16.658 | 16.654 | 0.019 | 703.428 | 0.013 | 0.001 | 704.155 |  | 23.182 | 11.012 | 0.027 | 978.946 | 36.927 | 3.693 |  | 16750 | 7956 | 16750 | 7956 | EIA | EIA | EIA | EIA | EIA | EIA | -- | EIA | EIA | [6 empty] | 9251.681 | 4394.41 | 12.804 | 6.082 | 0.015 | 540.71 | 20.396 | 2.04 | 6017.9125 | 0 | 0 | 1246 | 0 | 0 | 0 | 0 | 0 | 0 | 0 | 0 | 1246 | 0 | 0 | 1246 | 0 | 0 | 0 | 1 | 0 | 0 | 0 | 0 | 0 | 0 | 0 | 0 | 1 | 0 | 0 | 1 | 0 | [7 empty] | https://www.google.com/maps/@?api=1&map_action=map&center=37.795555999999998%2C-122.402778&zoom=17&basemap=satellite | 362715 | [118 empty] | 0.38 |  |  | 62 |  |  | 0.35 | 0.52 |  |  | 68 |  |  | 0.4 | 0.23 |  |  | 42 |  |  | 0.3 | 0.11 |  |  | 86 |  |  | 0.05 | 0.1 |  |  | 55 |  |  | 0.12 | 0.04 |  |  | 41 |  |  | 0.06 | 0.14 |  |  | 44 |  |  | 0.16 | 0.0015179 | 0.0025131 | Gas | FRS_110020685169
1215 | 9205 | 2021 | PA | Blossburg | 3120 | Pennsylvania Electric Co | 14711 | Blossburg Power, LLC | 63043 | IPP Non-CHP | PJM Interconnection, LLC | PJM | RFC | RFCE | RFC East | PJM | 42 | 117 | Tioga | 41.7065 | -77.0818 | 1 | 1 | NG | GAS |  | 0.00258 | 24 | 1 | [6 empty] | 11803 | 5241 | 11803 | 5241 | 543 | 241 | 1.832 | 0.813 | 0.019 | 689.821 | 26.021 | 2.602 | 690.534 |  | 6.748 | 6.747 | 0.07 | 2540.777 | 0.048 | 0.005 | 2543.403 |  | 0.31 | 0.31 | 0.003 | 116.889 | 0.002 | 0 | 117.01 |  | 6.748 | 6.747 | 0.07 | 2540.777 | 0.048 | 0.005 | 2543.403 |  | 1.832 | 0.813 | 0.019 | 689.821 | 26.021 | 2.602 |  | 11803 | 5241 | 11803 | 5241 | EIA | EIA | EIA | EIA | EIA | EIA | -- | EIA | EIA | [14 empty] | 21736.6482 | 0 | 0 | 543 | 0 | 0 | 0 | 0 | 0 | 0 | 0 | 0 | 543 | 0 | 0 | 543 | 0 | 0 | 0 | 1 | 0 | 0 | 0 | 0 | 0 | 0 | 0 | 0 | 1 | 0 | 0 | 1 | 0 | [7 empty] | https://www.google.com/maps/@?api=1&map_action=map&center=41.706474999999998%2C-77.08184&zoom=17&basemap=satellite | 2678 | [118 empty] | 0.18 |  |  | 28 |  |  | 0.35 | 0.03 |  |  | 9 |  |  | 0.4 | 0.33 |  |  | 58 |  |  | 0.3 | 0 |  |  | 0 |  |  | 0.05 | 0.09 |  |  | 54 |  |  | 0.12 | 0.05 |  |  | 52 |  |  | 0.06 | 0.16 |  |  | 54 |  |  | 0.16 | 0.00056373 | 0 | Gas | FRS_110007340494
1216 | 2471 | 2021 | DE | Hay Road | 7153 | Delmarva Power | 5027 | Calpine Mid-Atlantic Generation LLC | 56609 | IPP Non-CHP | PJM Interconnection, LLC | PJM | RFC | RFCE | RFC East | PJM | 10 | 3 | New Castle | 39.7436 | -75.5072 | 6 | 8 | NG | GAS |  | 0.11566 | 1193 | 1 | [6 empty] | 10521521.62 | 7100792.3 | 10521521.62 | 7100792.3 | 1208713 | 810850 | 262.793 | 179.003 | 9.501 | 625681.826 | 23180.215 | 2330.315 | 626318.796 |  | 0.435 | 0.442 | 0.016 | 1035.286 | 0.019 | 0.002 | 1036.34 |  | 0.05 | 0.05 | 0.002 | 118.934 | 0.002 | 0 | 119.055 |  | 0.435 | 0.442 | 0.016 | 1035.286 | 0.019 | 0.002 | 1036.34 |  | 262.793 | 179.003 | 9.501 | 625681.826 | 23180.215 | 2330.315 |  | 10521521.62 | 7100792.3 | 10521521.62 | 7100792.3 | EPA/CAMD | EPA/CAMD | EPA/CAMD; EIA | EPA/CAMD | EIA | EIA | -- | EPA/CAMD | EPA/CAMD | [14 empty] | 8704.7311 | 0 | 1902.198 | 1206810.8 | 0 | 0 | 0 | 0 | 0 | 0 | 0 | 0 | 1208712.998 | 0 | 0 | 1208712.998 | 0 | 0 | 0.0015737 | 0.99843 | 0 | 0 | 0 | 0 | 0 | 0 | 0 | 0 | 1 | 0 | 0 | 1 | 0 | Yes |  | 17039045.64 | 1020476.458 | 369.906 | 3.579 |  | https://www.google.com/maps/@?api=1&map_action=map&center=39.743600000000001%2C-75.507199999999997&zoom=17&basemap=satellite | 72049 | [118 empty] | 0.55 |  |  | 78 |  |  | 0.35 | 0.68 |  |  | 77 |  |  | 0.4 | 0.42 |  |  | 71 |  |  | 0.3 | 0.02 |  |  | 63 |  |  | 0.05 | 0.11 |  |  | 59 |  |  | 0.12 | 0.07 |  |  | 66 |  |  | 0.06 | 0.13 |  |  | 41 |  |  | 0.16 | 34.9304 | 0.041123 | Gas | FRS_110000338821
1217 | 9267 | 2021 | PA | Homer City | 3122 | West Penn Power Co | 20387 | NRG Homer City Services LLC | 58615 | IPP Non-CHP | PJM Interconnection, LLC | PJM | RFC | RFCW | RFC West | PJM | 42 | 63 | Indiana | 40.5128 | -79.1961 | 3 | 3 | BIT | COAL | Yes | 0.25172 | 2012 | 0.9138 | [6 empty] | 47360112.09 | 25291847.21 | 47360112.09 | 25291847.21 | 4436636 | 2373366 | 3144.214 | 1777.441 | 4735.682 | 4859147.21 | 1160785.838 | 168977.868 | 4898834.735 |  | 1.417 | 1.498 | 2.135 | 2190.465 | 0.262 | 0.038 | 2208.355 |  | 0.133 | 0.141 | 0.2 | 205.2 | 0.025 | 0.004 | 206.876 |  | 1.417 | 1.498 | 2.135 | 2190.465 | 0.262 | 0.038 | 2208.356 |  | 3144.214 | 1777.441 | 4735.682 | 4859147.21 | 1160785.838 | 168977.868 |  | 47360112.09 | 25291847.21 | 47360112.09 | 25291847.21 | EPA/CAMD | EPA/CAMD | EPA/CAMD | EPA/CAMD | EIA | EIA | -- | EPA/CAMD | EPA/CAMD | [14 empty] | 10674.7798 | 4403331.3 | 33304.679 | 0 | 0 | 0 | 0 | 0 | 0 | 0 | 0 | 0 | 4436635.979 | 0 | 0 | 4436635.979 | 0 | 0.99249 | 0.0075067 | 0 | 0 | 0 | 0 | 0 | 0 | 0 | 0 | 0 | 1 | 0 | 0 | 1 | 0 | Yes |  | 37362721.72 | 3833416.661 | 2471.805 | 4185.72 |  | https://www.google.com/maps/@?api=1&map_action=map&center=40.512824999999999%2C-79.196106999999998&zoom=17&basemap=satellite | 4722 | [118 empty] | 0.2 |  |  | 33 |  |  | 0.35 | 0.06 |  |  | 15 |  |  | 0.4 | 0.35 |  |  | 61 |  |  | 0.3 | 0 |  |  | 0 |  |  | 0.05 | 0.07 |  |  | 44 |  |  | 0.12 | 0.05 |  |  | 49 |  |  | 0.06 | 0.22 |  |  | 73 |  |  | 0.16 | 409.0603 | 0.27463 | Coal | FRS_110000330339
1218 | 1891 | 2021 | CA | Tulare BioMAT Fuel Cell | 61846 | Southern California Edison Co | 17609 | Central CA Fuel Cell 2, LLC | 61467 | IPP CHP | California Independent System Operator | CISO | WECC | CAMX | WECC California | CAISO | 6 | 107 | Tulare | 36.1871 | -119.3751 | 1 | 1 | OBG | BIOMASS |  | 0.75049 | 2.8 | 0.082518 |  | Yes | 0 |  | 1 |  |  |  | 176009 |  | 18408 | 7737 | 0 |  | 0 | 0 | [37 empty] | 176009 | 73975 | [6 empty] | -- | EIA | EIA | [15 empty] | 0 | 0 | 1193.037 | 0 | 0 | 17214.963 | 0 | 0 | 0 | 0 | 0 | 1193.037 | 17214.963 | 17214.963 | 18408 | 0 | 0 | 0 | 0.064811 | 0 | 0 | 0.93519 | 0 | 0 | 0 | 0 | 0 | 0.064811 | 0.93519 | 0.93519 | 1 | 0 | [7 empty] | https://www.google.com/maps/@?api=1&map_action=map&center=36.187137999999997%2C-119.375097&zoom=17&basemap=satellite | 37012 | [118 empty] | 0.67 |  |  | 87 |  |  | 0.35 | 0.81 |  |  | 84 |  |  | 0.4 | 0.53 |  |  | 82 |  |  | 0.3 | 0.27 |  |  | 95 |  |  | 0.05 | 0.31 |  |  | 92 |  |  | 0.12 | 0.1 |  |  | 86 |  |  | 0.06 | 0.08 |  |  | 19 |  |  | 0.16 | 0 | 0 | Biomass | FRS_110070396849
1219 | 9367 | 2021 | PA | Seward | 3130 | Pennsylvania Electric Co | 14711 | Seward Generating LLC | 61781 | IPP Non-CHP | PJM Interconnection, LLC | PJM | RFC | RFCE | RFC East | PJM | 42 | 63 | Indiana | 40.4062 | -79.0337 | 2 | 1 | WC | COAL | Yes | 0.55784 | 585 | 0.40359 | [6 empty] | 30564088.56 | 12847809.57 | 30564088.56 | 12847809.57 | 2858731 | 1189813 | 1957.338 | 727.029 | 7569.312 | 3265140.608 | 759451.643 | 110484.859 | 3291095.997 |  | 1.369 | 1.222 | 5.296 | 2284.329 | 0.266 | 0.039 | 2302.487 |  | 0.128 | 0.113 | 0.495 | 213.659 | 0.025 | 0.004 | 215.357 |  | 1.369 | 1.222 | 5.296 | 2284.329 | 0.266 | 0.039 | 2302.487 |  | 1957.338 | 727.029 | 7569.312 | 3265140.608 | 759451.643 | 110484.859 |  | 30564088.56 | 12847809.57 | 30564088.56 | 12847809.57 | EPA/CAMD | EPA/CAMD | EPA/CAMD | EPA/CAMD | EIA | EIA | -- | EPA/CAMD | EPA/CAMD | [14 empty] | 10691.488 | 2850651.5 | 8079.524 | 0 | 0 | 0 | 0 | 0 | 0 | 0 | 0 | 0 | 2858731.024 | 0 | 0 | 2858731.024 | 0 | 0.99717 | 0.0028263 | 0 | 0 | 0 | 0 | 0 | 0 | 0 | 0 | 0 | 1 | 0 | 0 | 1 | 0 | Yes |  | 30576064.71 | 3153638.03 | 1715.659 | 8006.017 |  | https://www.google.com/maps/@?api=1&map_action=map&center=40.40625%2C-79.033659999999998&zoom=17&basemap=satellite | 2621 | [118 empty] | 0.2 |  |  | 32 |  |  | 0.35 | 0.04 |  |  | 11 |  |  | 0.4 | 0.36 |  |  | 62 |  |  | 0.3 | 0 |  |  | 0 |  |  | 0.05 | 0.1 |  |  | 55 |  |  | 0.12 | 0.04 |  |  | 37 |  |  | 0.06 | 0.26 |  |  | 82 |  |  | 0.16 | 68.72 | 0.062081 | Coal | FRS_110006623519
1220 | 1901 | 2021 | CA | UCI Facilities Management Central Plant | 57122 | Southern California Edison Co | 17609 | University of California Irvine | 56427 | Commercial CHP | California Independent System Operator | CISO | WECC | CAMX | WECC California | CAISO | 6 | 59 | Orange | 33.6481 | -117.8467 | 2 | 2 | NG | GAS |  | 0.58718 | 19 | 0.3547 |  | Yes | 536945.6 | 0.621 | 0.45304 |  | 540111.51 | 231517.724 | 540111.51 | 231517.724 | 97730 | 42070 | 78.562 | 33.675 | 0.863 | 31566.563 | 1190.743 | 119.074 | 31599.189 |  | 1.608 | 1.601 | 0.018 | 645.995 | 0.012 | 0.001 | 646.663 |  | 0.291 | 0.291 | 0.003 | 116.889 | 0.002 | 0 | 117.01 |  | 1.608 | 1.601 | 0.018 | 645.995 | 0.012 | 0.001 | 646.663 |  | 173.412 | 74.333 | 1.905 | 69677.941 | 2628.366 | 262.837 |  | 1192206.4 | 511036.9 | 1192206.4 | 511036.9 | EIA | EIA | EIA | EIA | EIA | EIA | -- | EIA | EIA | [6 empty] | 652094.89 | 279519.176 | 94.85 | 40.658 | 1.042 | 38111.378 | 1437.624 | 143.762 | 5526.5682 | 0 | 0 | 97730 | 0 | 0 | 0 | 0 | 0 | 0 | 0 | 0 | 97730 | 0 | 0 | 97730 | 0 | 0 | 0 | 1 | 0 | 0 | 0 | 0 | 0 | 0 | 0 | 0 | 1 | 0 | 0 | 1 | 0 | [7 empty] | https://www.google.com/maps/@?api=1&map_action=map&center=33.648099999999999%2C-117.8467&zoom=17&basemap=satellite | 128240 | [118 empty] | 0.37 |  |  | 61 |  |  | 0.35 | 0.47 |  |  | 65 |  |  | 0.4 | 0.25 |  |  | 46 |  |  | 0.3 | 0.06 |  |  | 77 |  |  | 0.05 | 0.03 |  |  | 26 |  |  | 0.12 | 0.06 |  |  | 57 |  |  | 0.06 | 0.13 |  |  | 40 |  |  | 0.16 | 1.6233 | 0.034164 | Gas | FRS_110045953973
1221 | 9369 | 2021 | PA | Shawville | 3131 | Pennsylvania Electric Co | 14711 | Shawville Power, LLC | 63044 | IPP Non-CHP | PJM Interconnection, LLC | PJM | RFC | RFCE | RFC East | PJM | 42 | 33 | Clearfield | 41.0675 | -78.3662 | 4 | 7 | NG | GAS |  | 0.11469 | 632 | 1 | [6 empty] | 7596180.362 | 3536717.258 | 7596180.362 | 3536717.258 | 634973.001 | 294033.001 | 223.192 | 94.558 | 2.279 | 451431.855 | 16268.367 | 1627.513 | 451877.709 |  | 0.703 | 0.643 | 0.007 | 1421.893 | 0.026 | 0.003 | 1423.297 |  | 0.059 | 0.053 | 0.001 | 118.858 | 0.002 | 0 | 118.975 |  | 0.703 | 0.643 | 0.007 | 1421.893 | 0.026 | 0.003 | 1423.297 |  | 223.192 | 94.558 | 2.279 | 451431.855 | 16268.367 | 1627.513 |  | 7596180.362 | 3536717.258 | 7596180.362 | 3536717.258 | EPA/CAMD | EPA/CAMD | EPA/CAMD | EPA/CAMD | EIA | EIA | -- | EPA/CAMD | EPA/CAMD | [14 empty] | 11962.9974 | 0 | 95 | 634878 | 0 | 0 | 0 | 0 | 0 | 0 | 0 | 0 | 634973 | 0 | 0 | 634973 | 0 | 0 | 0.00014961 | 0.99985 | 0 | 0 | 0 | 0 | 0 | 0 | 0 | 0 | 1 | 0 | 0 | 1 | 0 | Yes |  | 12056712.22 | 716515.368 | 369.165 | 3.617 |  | https://www.google.com/maps/@?api=1&map_action=map&center=41.067549999999997%2C-78.366228000000007&zoom=17&basemap=satellite | 848 | [118 empty] | 0.24 |  |  | 41 |  |  | 0.35 | 0.05 |  |  | 13 |  |  | 0.4 | 0.44 |  |  | 74 |  |  | 0.3 | 0 |  |  | 0 |  |  | 0.05 | 0.12 |  |  | 63 |  |  | 0.12 | 0.02 |  |  | 23 |  |  | 0.06 | 0.23 |  |  | 75 |  |  | 0.16 | 68.8433 | 0.10173 | Gas | FRS_110000603641
1222 | 3137 | 2021 | IA | Lime Creek | 7155 | ITC Midwest LLC | 56161 | Interstate Power and Light Co | 9417 | Electric Utility | Midcontinent Independent Transmission System Operator, Inc.. | MISO | MRO | MROW | MRO West | MISO | 19 | 33 | Cerro Gordo | 43.2481 | -93.205 | 2 | 2 | DFO | OIL |  | 0.00086 | 90.2 | 1 | [6 empty] | 33747.817 | 17344.261 | 33747.817 | 17344.261 | 680 | 349 | 4.135 | 1.937 | 0.035 | 2737.099 | 237.035 | 47.407 | 2747.126 |  | 12.162 | 11.1 | 0.103 | 8050.291 | 0.349 | 0.07 | 8079.781 |  | 0.245 | 0.223 | 0.002 | 162.209 | 0.007 | 0.001 | 162.803 |  | 12.162 | 11.1 | 0.103 | 8050.303 | 0.349 | 0.07 | 8079.793 |  | 4.135 | 1.937 | 0.035 | 2737.099 | 237.035 | 47.407 |  | 33747.817 | 17344.261 | 33747.817 | 17344.261 | EPA/CAMD | EPA/CAMD | EPA/CAMD | EPA/CAMD | EIA | EIA | -- | EPA/CAMD | EPA/CAMD | [14 empty] | 49629.2156 | 0 | 679.999 | 0 | 0 | 0 | 0 | 0 | 0 | 0 | 0 | 0 | 679.999 | 0 | 0 | 679.999 | 0 | 0 | 1 | 0 | 0 | 0 | 0 | 0 | 0 | 0 | 0 | 0 | 1 | 0 | 0 | 1 | 0 | Yes |  | 33676.131 | 2667.407 | 4.334 | 0.048 |  | https://www.google.com/maps/@?api=1&map_action=map&center=43.248100000000001%2C-93.204999999999998&zoom=17&basemap=satellite | 1553 | [118 empty] | 0.16 |  |  | 23 |  |  | 0.35 | 0.13 |  |  | 28 |  |  | 0.4 | 0.19 |  |  | 35 |  |  | 0.3 | 0 |  |  | 0 |  |  | 0.05 | 0.07 |  |  | 42 |  |  | 0.12 | 0.04 |  |  | 44 |  |  | 0.06 | 0.18 |  |  | 60 |  |  | 0.16 | 0.040192 | 0 | Oil | FRS_110022714035
1223 | 9405 | 2021 | PA | Warren | 3132 | Pennsylvania Electric Co | 14711 | Warren Generation, LLC | 63045 | IPP Non-CHP | PJM Interconnection, LLC | PJM | RFC | RFCE | RFC East | PJM | 42 | 123 | Warren | 41.8359 | -79.1887 | 1 | 1 | NG | GAS |  | 0.01532 | 53.1 | 1 | [6 empty] | 117581.186 | 73960.32 | 117581.186 | 73960.32 | 7127 | 4483 | 28.836 | 17.016 | 0.035 | 6871.977 | 286.689 | 28.669 | 6879.832 |  | 8.092 | 7.591 | 0.01 | 1928.435 | 0.04 | 0.004 | 1930.639 |  | 0.49 | 0.46 | 0.001 | 116.889 | 0.002 | 0 | 117.023 |  | 8.092 | 7.591 | 0.01 | 1928.435 | 0.04 | 0.004 | 1930.639 |  | 28.836 | 17.016 | 0.035 | 6871.977 | 286.689 | 28.669 |  | 117581.186 | 73960.32 | 117581.186 | 73960.32 | EPA/CAMD | EPA/CAMD | EPA/CAMD | EIA | EIA | EIA | -- | EPA/CAMD | EPA/CAMD | [14 empty] | 16497.9939 | 0 | 0 | 7126.999 | 0 | 0 | 0 | 0 | 0 | 0 | 0 | 0 | 7126.999 | 0 | 0 | 7126.999 | 0 | 0 | 0 | 1 | 0 | 0 | 0 | 0 | 0 | 0 | 0 | 0 | 1 | 0 | 0 | 1 | 0 | Yes |  | 170755.231 | 7608.004 | 40.472 | 0.051 |  | https://www.google.com/maps/@?api=1&map_action=map&center=41.835946999999997%2C-79.188668000000007&zoom=17&basemap=satellite | 10668 | [118 empty] | 0.19 |  |  | 30 |  |  | 0.35 | 0.04 |  |  | 10 |  |  | 0.4 | 0.34 |  |  | 61 |  |  | 0.3 | 0 |  |  | 0 |  |  | 0.05 | 0.05 |  |  | 36 |  |  | 0.12 | 0.04 |  |  | 41 |  |  | 0.06 | 0.23 |  |  | 76 |  |  | 0.16 | 0.0982 | 0.30736 | Gas | FRS_110000331524
1224 | 1902 | 2021 | CA | UCI Fuel Cell | 60120 | Southern California Edison Co | 17609 | UCI Fuel Cell, LLC | 59892 | IPP CHP | California Independent System Operator | CISO | WECC | CAMX | WECC California | CAISO | 6 | 59 | Orange | 33.788 | -117.8901 | 1 | 1 | NG | GAS |  | 0.90868 | 1.4 | 0 |  | Yes | 18517.6 | 2.054 | 0.73252 |  |  |  | 97969 |  | 11144 | 5293 | 0 |  | 0 | 0 | [37 empty] | 97969 | 46531 | [6 empty] | -- | EIA | EIA | [15 empty] | 0 | 0 | 11144 | 0 | 0 | 0 | 0 | 0 | 0 | 0 | 0 | 11144 | 0 | 0 | 11144 | 0 | 0 | 0 | 1 | 0 | 0 | 0 | 0 | 0 | 0 | 0 | 0 | 1 | 0 | 0 | 1 | 0 | [7 empty] | https://www.google.com/maps/@?api=1&map_action=map&center=33.787999999999997%2C-117.8901&zoom=17&basemap=satellite | 252902 | [118 empty] | 0.57 |  |  | 80 |  |  | 0.35 | 0.8 |  |  | 83 |  |  | 0.4 | 0.35 |  |  | 62 |  |  | 0.3 | 0.13 |  |  | 88 |  |  | 0.05 | 0.28 |  |  | 89 |  |  | 0.12 | 0.06 |  |  | 63 |  |  | 0.06 | 0.1 |  |  | 29 |  |  | 0.16 | 0 | 0 | Gas | FRS_110070397575
1225 | 9278 | 2021 | PA | Keystone | 3136 | Pennsylvania Electric Co | 14711 | KeyCon Operating LLC | 63047 | IPP Non-CHP | PJM Interconnection, LLC | PJM | RFC | RFCE | RFC East | PJM | 42 | 5 | Armstrong | 40.6604 | -79.3411 | 2 | 6 | RC | COAL | Yes | 0.44952 | 1883.2 | 0.58413 | [6 empty] | 77391570.91 | 31853392.08 | 77391570.91 | 31853392.08 | 7415689 | 3005402 | 5481.265 | 2094.647 | 17012.777 | 7940373.285 | 1884335.418 | 274060.866 | 8004762.547 |  | 1.478 | 1.394 | 4.588 | 2141.507 | 0.254 | 0.037 | 2158.872 |  | 0.142 | 0.132 | 0.44 | 205.2 | 0.024 | 0.004 | 206.864 |  | 1.478 | 1.394 | 4.588 | 2141.507 | 0.254 | 0.037 | 2158.872 |  | 5481.265 | 2094.647 | 17012.777 | 7940373.285 | 1884335.418 | 274060.866 |  | 77391570.91 | 31853392.08 | 77391570.91 | 31853392.08 | EPA/CAMD | EPA/CAMD | EPA/CAMD | EPA/CAMD | EIA | EIA | -- | EPA/CAMD | EPA/CAMD | [14 empty] | 10436.1942 | 7414071.19 | 1617.848 | 0 | 0 | 0 | 0 | 0 | 0 | 0 | 0 | 0 | 7415689.038 | 0 | 0 | 7415689.038 | 0 | 0.99978 | 0.00021817 | 0 | 0 | 0 | 0 | 0 | 0 | 0 | 0 | 0 | 1 | 0 | 0 | 1 | 0 | Yes |  | 52809686.81 | 5418275.303 | 3189.497 | 10959.074 |  | https://www.google.com/maps/@?api=1&map_action=map&center=40.660400000000003%2C-79.341099999999997&zoom=17&basemap=satellite | 2338 | [118 empty] | 0.13 |  |  | 17 |  |  | 0.35 | 0.04 |  |  | 12 |  |  | 0.4 | 0.23 |  |  | 41 |  |  | 0.3 | 0 |  |  | 0 |  |  | 0.05 | 0.08 |  |  | 48 |  |  | 0.12 | 0.03 |  |  | 32 |  |  | 0.06 | 0.22 |  |  | 72 |  |  | 0.16 | 963.4509 | 0.26427 | Coal | FRS_110000538525
1226 | 1903 | 2021 | CA | UCLA So Campus Cogen Project | 52073 | Los Angeles Department of Water & Power | 11208 | University of California-LA | 19524 | Commercial CHP | Los Angeles Department of Water and Power | LDWP | WECC | CAMX | WECC California |  | 6 | 37 | Los Angeles | 34.0692 | -118.4439 | 4 | 3 | NG | GAS |  | 0.64988 | 43 | 0.2502 | Yes | Yes | 1941880 | 0.43 | 0.36454 |  | 1302138.831 | 546467.158 | 1302138.831 | 546467.158 | 244797 | 103924 | 134.711 | 55.836 | 2.081 | 76102.891 | 2870.726 | 287.073 | 76181.549 |  | 1.101 | 1.075 | 0.017 | 621.763 | 0.012 | 0.001 | 622.406 |  | 0.207 | 0.204 | 0.003 | 116.889 | 0.002 | 0 | 117.01 |  | 1.101 | 1.075 | 0.017 | 621.763 | 0.012 | 0.001 | 622.406 |  | 369.536 | 153.168 | 5.708 | 208763.634 | 7874.907 | 787.491 |  | 3571996.173 | 1499055.668 | 3571996.173 | 1499055.668 | EIA | EIA |  | EIA | EIA | EIA | -- | EIA | EIA | 0 | 0 | 0 | 0 | 0 | 0 | 2269857.342 | 952588.51 | 234.825 | 97.332 | 3.627 | 132660.743 | 5004.181 | 500.418 | 5319.2598 | 0 | 0 | 244797 | 0 | 0 | 0 | 0 | 0 | 0 | 0 | 0 | 244797 | 0 | 0 | 244797 | 0 | 0 | 0 | 1 | 0 | 0 | 0 | 0 | 0 | 0 | 0 | 0 | 1 | 0 | 0 | 1 | 0 | [7 empty] | https://www.google.com/maps/@?api=1&map_action=map&center=34.069200000000002%2C-118.4439&zoom=17&basemap=satellite | 191586 | [118 empty] | 0.3 |  |  | 52 |  |  | 0.35 | 0.39 |  |  | 58 |  |  | 0.4 | 0.23 |  |  | 43 |  |  | 0.3 | 0.07 |  |  | 79 |  |  | 0.05 | 0.04 |  |  | 30 |  |  | 0.12 | 0.04 |  |  | 44 |  |  | 0.06 | 0.17 |  |  | 56 |  |  | 0.16 | 2.9717 | 0.022578 | Gas | FRS_110028039968
1227 | 9323 | 2021 | PA | New Castle | 3138 | Pennsylvania Power Co | 14716 | New Castle Power, LLC | 63031 | IPP Non-CHP | PJM Interconnection, LLC | PJM | RFC | RFCW | RFC West | PJM | 42 | 73 | Lawrence | 40.9379 | -80.369 | 3 | 5 | NG | GAS |  | 0.09587 | 354.4 | 1 | [6 empty] | 3658581.016 | 1547964.497 | 3658581.016 | 1547964.497 | 297629 | 126632 | 125.84 | 51.29 | 1.097 | 217427.242 | 8397.366 | 840.133 | 217657.389 |  | 0.846 | 0.81 | 0.007 | 1461.062 | 0.028 | 0.003 | 1462.609 |  | 0.069 | 0.066 | 0.001 | 118.859 | 0.002 | 0 | 118.985 |  | 0.846 | 0.81 | 0.007 | 1461.062 | 0.028 | 0.003 | 1462.609 |  | 125.84 | 51.29 | 1.097 | 217427.242 | 8397.366 | 840.133 |  | 3658581.016 | 1547964.497 | 3658581.016 | 1547964.497 | EPA/CAMD | EPA/CAMD | EPA/CAMD | EPA/CAMD | EIA | EIA | -- | EPA/CAMD | EPA/CAMD | [14 empty] | 12292.4212 | 0 | 55 | 297574 | 0 | 0 | 0 | 0 | 0 | 0 | 0 | 0 | 297629 | 0 | 0 | 297629 | 0 | 0 | 0.00018479 | 0.99982 | 0 | 0 | 0 | 0 | 0 | 0 | 0 | 0 | 1 | 0 | 0 | 1 | 0 | Yes |  | 5863546.8 | 348464.589 | 210.329 | 1.759 |  | https://www.google.com/maps/@?api=1&map_action=map&center=40.937939%2C-80.369006999999996&zoom=17&basemap=satellite | 5481 | [118 empty] | 0.24 |  |  | 40 |  |  | 0.35 | 0.09 |  |  | 21 |  |  | 0.4 | 0.38 |  |  | 66 |  |  | 0.3 | 0 |  |  | 0 |  |  | 0.05 | 0.09 |  |  | 54 |  |  | 0.12 | 0.04 |  |  | 44 |  |  | 0.06 | 0.24 |  |  | 79 |  |  | 0.16 | 17.4215 | 0.063048 | Gas | FRS_110010259451
1228 | 1904 | 2021 | CA | UCSD Fuel Cell Plant | 57735 | San Diego Gas & Electric Co | 16609 | BioFuels Point Loma LLC | 57047 | IPP Non-CHP | California Independent System Operator | CISO | WECC | CAMX | WECC California | CAISO | 6 | 73 | San Diego | 32.8772 | -117.2347 | 1 | 1 | NG | GAS |  | 0.30213 | 3 | 0.82978 | [8 empty] | 90 | 43 | 7940 | 3771 | 0 |  | 0 | 0 | [37 empty] | 90 | 43 | [6 empty] | -- | EIA | EIA | [15 empty] | 0 | 0 | 7940 | 0 | 0 | 0 | 0 | 0 | 0 | 0 | 0 | 7940 | 0 | 0 | 7940 | 0 | 0 | 0 | 1 | 0 | 0 | 0 | 0 | 0 | 0 | 0 | 0 | 1 | 0 | 0 | 1 | 0 | [7 empty] | https://www.google.com/maps/@?api=1&map_action=map&center=32.877222000000003%2C-117.234722&zoom=17&basemap=satellite | 72312 | [118 empty] | 0.36 |  |  | 60 |  |  | 0.35 | 0.45 |  |  | 63 |  |  | 0.4 | 0.28 |  |  | 50 |  |  | 0.3 | 0.05 |  |  | 76 |  |  | 0.05 | 0.03 |  |  | 24 |  |  | 0.12 | 0.05 |  |  | 47 |  |  | 0.06 | 0.14 |  |  | 44 |  |  | 0.16 | 0 | 0 | Gas | FRS_110057112360
1229 | 9381 | 2021 | PA | TalenEnergy Martin Creek LLC Allentown | 3139 | PPL Electric Utilities Corp | 14715 | TalenEnergy Martins Creek LLC | 15276 | IPP Non-CHP | PJM Interconnection, LLC | PJM | RFC | RFCE | RFC East | PJM | 42 | 77 | Lehigh | 40.6084 | -75.456 | 4 | 4 | DFO | OIL |  | 0.00068 | 64 | 1 | [6 empty] | 6033 | 2217 | 6033 | 2217 | 382 | 140 | 2.668 | 0.98 | 0.927 | 492.672 | 39.901 | 7.98 | 494.36 |  | 13.969 | 14 | 4.852 | 2579.435 | 0.104 | 0.021 | 2588.271 |  | 0.884 | 0.884 | 0.307 | 163.326 | 0.007 | 0.001 | 163.885 |  | 13.969 | 14 | 4.852 | 2579.435 | 0.104 | 0.021 | 2588.271 |  | 2.668 | 0.98 | 0.927 | 492.672 | 39.901 | 7.98 |  | 6033 | 2217 | 6033 | 2217 | EIA | EIA | EIA | EIA | EIA | EIA | -- | EIA | EIA | [14 empty] | 15793.1937 | 0 | 382 | 0 | 0 | 0 | 0 | 0 | 0 | 0 | 0 | 0 | 382 | 0 | 0 | 382 | 0 | 0 | 1 | 0 | 0 | 0 | 0 | 0 | 0 | 0 | 0 | 0 | 1 | 0 | 0 | 1 | 0 | [7 empty] | https://www.google.com/maps/@?api=1&map_action=map&center=40.608387999999998%2C-75.45599&zoom=17&basemap=satellite | 145072 | [118 empty] | 0.54 |  |  | 78 |  |  | 0.35 | 0.63 |  |  | 74 |  |  | 0.4 | 0.47 |  |  | 77 |  |  | 0.3 | 0.14 |  |  | 89 |  |  | 0.05 | 0.18 |  |  | 77 |  |  | 0.12 | 0.07 |  |  | 69 |  |  | 0.06 | 0.13 |  |  | 39 |  |  | 0.16 | 0.065354 | 0.29979 | Oil | FRS_110046591318
1230 | 1906 | 2021 | CA | Univ of Calif Santa Cruz Cogeneration | 50064 | Pacific Gas & Electric Co | 14328 | Santa Cruz Cogeneration Assoc | 22142 | Commercial CHP | California Independent System Operator | CISO | WECC | CAMX | WECC California | CAISO | 6 | 87 | Santa Cruz | 36.9997 | -122.0622 | 1 | 1 | NG | GAS |  | 0.78502 | 4.4 | 0.024958 |  | Yes | 130547.2 | 0.791 | 0.51332 |  | 183787.143 | 87291.386 | 183787.143 | 87291.386 | 30258 | 14371 | 25.794 | 12.251 | 0.294 | 10741.353 | 405.182 | 40.518 | 10752.455 |  | 1.705 | 1.705 | 0.019 | 709.984 | 0.013 | 0.001 | 710.718 |  | 0.281 | 0.281 | 0.003 | 116.889 | 0.002 | 0 | 117.01 |  | 1.705 | 1.705 | 0.019 | 709.984 | 0.013 | 0.001 | 710.718 |  | 50.25 | 23.867 | 0.572 | 20925.187 | 789.333 | 78.933 |  | 358035 | 170052 | 358035 | 170052 | EIA | EIA | EIA | EIA | EIA | EIA | -- | EIA | EIA | [6 empty] | 174247.857 | 82760.614 | 24.456 | 11.616 | 0.278 | 10183.834 | 384.151 | 38.415 | 6074.0017 | 0 | 0 | 30258 | 0 | 0 | 0 | 0 | 0 | 0 | 0 | 0 | 30258 | 0 | 0 | 30258 | 0 | 0 | 0 | 1 | 0 | 0 | 0 | 0 | 0 | 0 | 0 | 0 | 1 | 0 | 0 | 1 | 0 | [7 empty] | https://www.google.com/maps/@?api=1&map_action=map&center=36.999699999999997%2C-122.0622&zoom=17&basemap=satellite | 45969 | [118 empty] | 0.35 |  |  | 58 |  |  | 0.35 | 0.39 |  |  | 59 |  |  | 0.4 | 0.3 |  |  | 53 |  |  | 0.3 | 0.02 |  |  | 62 |  |  | 0.05 | 0.03 |  |  | 26 |  |  | 0.12 | 0.03 |  |  | 33 |  |  | 0.06 | 0.12 |  |  | 33 |  |  | 0.16 | 0.094769 | 0.0060662 | Gas | FRS_110028039913
1231 | 9208 | 2021 | PA | Brunner Island, LLC | 3140 | PPL Electric Utilities Corp | 14715 | Brunner Island LLC | 15537 | IPP Non-CHP | PJM Interconnection, LLC | PJM | RFC | RFCE | RFC East | PJM | 42 | 133 | York | 40.0961 | -76.6962 | 3 | 3 | BIT | COAL | Yes | 0.1779 | 1616.1 | 1 | [6 empty] | 27382658.54 | 15865531.91 | 27382658.54 | 15865531.91 | 2518536 | 1471767 | 3296.757 | 1889.939 | 3644.123 | 2501387.053 | 534753.012 | 77079.194 | 2519556.265 |  | 2.618 | 2.568 | 2.894 | 1986.382 | 0.212 | 0.031 | 2000.81 |  | 0.241 | 0.238 | 0.266 | 182.699 | 0.02 | 0.003 | 184.026 |  | 2.618 | 2.568 | 2.894 | 1986.382 | 0.212 | 0.031 | 2000.81 |  | 3296.757 | 1889.939 | 3644.123 | 2501387.053 | 534753.012 | 77079.194 |  | 27382658.54 | 15865531.91 | 27382658.54 | 15865531.91 | EPA/CAMD | EPA/CAMD | EPA/CAMD | EPA/CAMD | EIA | EIA | -- | EPA/CAMD | EPA/CAMD | [14 empty] | 10872.4506 | 1920017.8 | 1282.816 | 597235.42 | 0 | 0 | 0 | 0 | 0 | 0 | 0 | 0 | 2518536.036 | 0 | 0 | 2518536.036 | 0 | 0.76235 | 0.00050935 | 0.23714 | 0 | 0 | 0 | 0 | 0 | 0 | 0 | 0 | 1 | 0 | 0 | 1 | 0 | Yes |  | 39391281.05 | 3013203.095 | 3251.251 | 2698.294 |  | https://www.google.com/maps/@?api=1&map_action=map&center=40.096111000000001%2C-76.696200000000005&zoom=17&basemap=satellite | 13498 | [118 empty] | 0.14 |  |  | 20 |  |  | 0.35 | 0.08 |  |  | 21 |  |  | 0.4 | 0.21 |  |  | 38 |  |  | 0.3 | 0 |  |  | 0 |  |  | 0.05 | 0.11 |  |  | 59 |  |  | 0.12 | 0.07 |  |  | 67 |  |  | 0.06 | 0.15 |  |  | 50 |  |  | 0.16 | 86.9935 | 0.094549 | Coal | FRS_110000601778
1232 | 1908 | 2021 | CA | Univ of San Francisco Cogen | 50089 | Pacific Gas & Electric Co | 14328 | University of San Francisco | 24010 | Commercial CHP | California Independent System Operator | CISO | WECC | CAMX | WECC California | CAISO | 6 | 75 | San Francisco | 37.7766 | -122.4519 | 1 | 1 | NG | GAS |  | 0.26256 | 1.5 | 0.89574 |  | Yes | 12404.8 | 0.949 | 0.55862 |  | 24872.569 | 11813.143 | 24872.569 | 11813.143 | 3450 | 1639 | 33.292 | 15.812 | 0.04 | 1453.666 | 54.835 | 5.483 | 1455.168 |  | 19.299 | 19.295 | 0.023 | 842.705 | 0.016 | 0.002 | 843.576 |  | 2.677 | 2.677 | 0.003 | 116.889 | 0.002 | 0 | 117.01 |  | 19.299 | 19.295 | 0.023 | 842.705 | 0.016 | 0.002 | 843.576 |  | 59.596 | 28.306 | 0.071 | 2602.243 | 98.161 | 9.816 |  | 44525 | 21147 | 44525 | 21147 | EIA | EIA | EIA | EIA | EIA | EIA | -- | EIA | EIA | [6 empty] | 19652.431 | 9333.857 | 26.304 | 12.494 | 0.031 | 1148.577 | 43.326 | 4.333 | 7209.4402 | 0 | 0 | 3450 | 0 | 0 | 0 | 0 | 0 | 0 | 0 | 0 | 3450 | 0 | 0 | 3450 | 0 | 0 | 0 | 1 | 0 | 0 | 0 | 0 | 0 | 0 | 0 | 0 | 1 | 0 | 0 | 1 | 0 | [7 empty] | https://www.google.com/maps/@?api=1&map_action=map&center=37.776560000000003%2C-122.45187799999999&zoom=17&basemap=satellite | 556632 | [118 empty] | 0.36 |  |  | 59 |  |  | 0.35 | 0.52 |  |  | 68 |  |  | 0.4 | 0.19 |  |  | 35 |  |  | 0.3 | 0.1 |  |  | 85 |  |  | 0.05 | 0.09 |  |  | 53 |  |  | 0.12 | 0.04 |  |  | 44 |  |  | 0.06 | 0.16 |  |  | 52 |  |  | 0.16 | 0.010888 | 0.0030512 | Gas | FRS_110001182595
1233 | 9382 | 2021 | PA | TalenEnergy Martins Creek LLC Fishbach | 3142 | PPL Electric Utilities Corp | 14715 | TalenEnergy Martins Creek LLC | 15276 | IPP Non-CHP | PJM Interconnection, LLC | PJM | RFC | RFCE | RFC East | PJM | 42 | 107 | Schuylkill | 40.6891 | -76.2196 | 2 | 2 | DFO | OIL |  | 0.00011 | 37 | 1 | [6 empty] | 514 | 191 | 514 | 191 | 36 | 13 | 0.228 | 0.084 | 0.079 | 41.974 | 3.4 | 0.68 | 42.118 |  | 12.667 | 12.923 | 4.389 | 2331.889 | 0.094 | 0.019 | 2339.878 |  | 0.887 | 0.88 | 0.307 | 163.323 | 0.007 | 0.001 | 163.882 |  | 12.667 | 12.923 | 4.389 | 2331.889 | 0.094 | 0.019 | 2339.878 |  | 0.228 | 0.084 | 0.079 | 41.974 | 3.4 | 0.68 |  | 514 | 191 | 514 | 191 | EIA | EIA | EIA | EIA | EIA | EIA | -- | EIA | EIA | [14 empty] | 14277.7778 | 0 | 36 | 0 | 0 | 0 | 0 | 0 | 0 | 0 | 0 | 0 | 36 | 0 | 0 | 36 | 0 | 0 | 1 | 0 | 0 | 0 | 0 | 0 | 0 | 0 | 0 | 0 | 1 | 0 | 0 | 1 | 0 | [7 empty] | https://www.google.com/maps/@?api=1&map_action=map&center=40.689064000000002%2C-76.219639000000001&zoom=17&basemap=satellite | 28277 | [118 empty] | 0.24 |  |  | 40 |  |  | 0.35 | 0.06 |  |  | 17 |  |  | 0.4 | 0.41 |  |  | 70 |  |  | 0.3 | 0 |  |  | 0 |  |  | 0.05 | 0.1 |  |  | 57 |  |  | 0.12 | 0.05 |  |  | 54 |  |  | 0.06 | 0.2 |  |  | 68 |  |  | 0.16 | 0.0071272 | 0.39596 | Oil | FRS_110007340430
1234 | 1909 | 2021 | CA | University of California San Diego Hybrid | 57584 | San Diego Gas & Electric Co | 16609 | University of California San Diego | 56918 | Commercial CHP | California Independent System Operator | CISO | WECC | CAMX | WECC California | CAISO | 6 | 73 | San Diego | 32.8747 | -117.2392 | 5 | 4 | NG | GAS |  | 0.648 | 35.5 | 0.25334 |  | Yes | 764832.8 | 0.899 | 0.54524 |  | 1227003.942 | 548242.686 | 1227003.942 | 548242.686 | 201514 | 90135 | 190.602 | 85.164 | 1.961 | 71711.667 | 2705.083 | 270.508 | 71785.786 |  | 1.892 | 1.89 | 0.019 | 711.729 | 0.013 | 0.001 | 712.465 |  | 0.311 | 0.311 | 0.003 | 116.889 | 0.002 | 0 | 117.01 |  | 1.892 | 1.89 | 0.019 | 711.729 | 0.013 | 0.001 | 712.465 |  | 349.572 | 156.194 | 3.596 | 131521.98 | 4961.227 | 496.123 |  | 2250372.84 | 1005498.36 | 2250372.84 | 1005498.36 | EIA | EIA | EIA | EIA | EIA | EIA | -- | [8 empty] | 1023368.898 | 457255.674 | 158.97 | 71.03 | 1.635 | 59810.313 | 2256.144 | 225.614 | 6088.9265 | 0 | 0 | 201622 | 0 | 0 | 0 | 0 | 0 | 0 | 0 | -108 | 201514 | 0 | 0 | 201514 | 0 | 0 | 0 | 1 | 0 | 0 | 0 | 0 | 0 | 0 | 0 | 0 | 1 | 0 | 0 | 1 | 0 | [7 empty] | https://www.google.com/maps/@?api=1&map_action=map&center=32.874699999999997%2C-117.2392&zoom=17&basemap=satellite | 73667 | [118 empty] | 0.37 |  |  | 60 |  |  | 0.35 | 0.46 |  |  | 63 |  |  | 0.4 | 0.28 |  |  | 50 |  |  | 0.3 | 0.05 |  |  | 76 |  |  | 0.05 | 0.03 |  |  | 24 |  |  | 0.12 | 0.05 |  |  | 49 |  |  | 0.06 | 0.15 |  |  | 48 |  |  | 0.16 | 3.7892 | 0.037649 | Gas | FRS_110017417669
1235 | 9383 | 2021 | PA | TalenEnergy Martins Creek LLC Harrisburg | 3143 | PPL Electric Utilities Corp | 14715 | TalenEnergy Martins Creek LLC | 15276 | IPP Non-CHP | PJM Interconnection, LLC | PJM | RFC | RFCE | RFC East | PJM | 42 | 43 | Dauphin | 40.2579 | -76.8579 | 3 | 3 | DFO | OIL |  | 0.00197 | 48 | 1 | [6 empty] | 13829.001 | 5085 | 13829.001 | 5085 | 828 | 303.999 | 6.216 | 2.286 | 2.125 | 1129.317 | 91.463 | 18.293 | 1133.186 |  | 15.014 | 15.04 | 5.132 | 2727.819 | 0.11 | 0.022 | 2737.164 |  | 0.899 | 0.899 | 0.307 | 163.326 | 0.007 | 0.001 | 163.885 |  | 15.014 | 15.04 | 5.132 | 2727.819 | 0.11 | 0.022 | 2737.164 |  | 6.216 | 2.286 | 2.125 | 1129.317 | 91.463 | 18.293 |  | 13829.001 | 5085 | 13829.001 | 5085 | EIA | EIA | EIA | EIA | EIA | EIA | -- | EIA | EIA | [14 empty] | 16701.692 | 0 | 828 | 0 | 0 | 0 | 0 | 0 | 0 | 0 | 0 | 0 | 828 | 0 | 0 | 828 | 0 | 0 | 1 | 0 | 0 | 0 | 0 | 0 | 0 | 0 | 0 | 0 | 1 | 0 | 0 | 1 | 0 | [7 empty] | https://www.google.com/maps/@?api=1&map_action=map&center=40.257865000000002%2C-76.857896999999994&zoom=17&basemap=satellite | 98985 | [118 empty] | 0.49 |  |  | 73 |  |  | 0.35 | 0.58 |  |  | 71 |  |  | 0.4 | 0.41 |  |  | 69 |  |  | 0.3 | 0.05 |  |  | 76 |  |  | 0.05 | 0.12 |  |  | 64 |  |  | 0.12 | 0.08 |  |  | 71 |  |  | 0.06 | 0.13 |  |  | 41 |  |  | 0.16 | 0.090733 | 0.29507 | Oil | FRS_110001035558
1236 | 1913 | 2021 | CA | US Borax | 50115 | Southern California Edison Co | 17609 | U S Borax Inc | 22669 | Industrial CHP | California Independent System Operator | CISO | WECC | CAMX | WECC California | CAISO | 6 | 29 | Kern | 35.0329 | -117.701 | 1 | 1 | NG | GAS |  | 0.64928 | 48.2 | 0.25121 |  | Yes | 2043995.2 | 0.458 | 0.37901 |  | 1473138.098 | 575022.767 | 1473138.098 | 575022.767 | 274145 | 106508 | 226.872 | 88.702 | 2.354 | 86096.862 | 3247.716 | 324.772 | 86185.85 |  | 1.655 | 1.666 | 0.017 | 628.112 | 0.012 | 0.001 | 628.761 |  | 0.308 | 0.309 | 0.003 | 116.889 | 0.002 | 0 | 117.01 |  | 1.655 | 1.666 | 0.017 | 628.112 | 0.012 | 0.001 | 628.761 |  | 598.584 | 234.033 | 6.211 | 227159.448 | 8568.831 | 856.883 |  | 3886753 | 1517150 | 3886753 | 1517150 | EIA | EIA | EIA | EIA | EIA | EIA | -- | EIA | EIA | [6 empty] | 2413614.902 | 942127.233 | 371.712 | 145.331 | 3.857 | 141062.586 | 5321.114 | 532.111 | 5373.5727 | 0 | 0 | 274145 | 0 | 0 | 0 | 0 | 0 | 0 | 0 | 0 | 274145 | 0 | 0 | 274145 | 0 | 0 | 0 | 1 | 0 | 0 | 0 | 0 | 0 | 0 | 0 | 0 | 1 | 0 | 0 | 1 | 0 | [7 empty] | https://www.google.com/maps/@?api=1&map_action=map&center=35.032899999999998%2C-117.70099999999999&zoom=17&basemap=satellite | 1047 | [118 empty] | 0.43 |  |  | 68 |  |  | 0.35 | 0.49 |  |  | 66 |  |  | 0.4 | 0.37 |  |  | 64 |  |  | 0.3 | 0 |  |  | 0 |  |  | 0.05 | 0.21 |  |  | 82 |  |  | 0.12 | 0.06 |  |  | 56 |  |  | 0.06 | 0.12 |  |  | 34 |  |  | 0.16 | 0.85483 | 0.0054266 | Gas | FRS_110043789763
1237 | 10316 | 2021 | TX | Sam Seymour | 6179 | Lower Colorado River Authority | 11269 | Lower Colorado River Authority | 11269 | Electric Utility | Electric Reliability Council of Texas, Inc. | ERCO | TRE | ERCT | ERCOT All | ERCOT | 48 | 149 | Fayette | 29.9172 | -96.7506 | 3 | 3 | RC | COAL | Yes | 0.69448 | 1690 | 0.17587 | [6 empty] | 114573252.4 | 58686338.21 | 114573252.4 | 58686338.21 | 10281366 | 5219348 | 6508.833 | 3139.889 | 1119.727 | 12016438.01 | 2663142.79 | 387378.643 | 12107446.72 |  | 1.266 | 1.203 | 0.218 | 2337.518 | 0.259 | 0.038 | 2355.221 |  | 0.114 | 0.107 | 0.02 | 209.76 | 0.023 | 0.003 | 211.349 |  | 1.266 | 1.203 | 0.218 | 2337.518 | 0.259 | 0.038 | 2355.222 |  | 6508.833 | 3139.889 | 1119.727 | 12016438.01 | 2663142.79 | 387378.643 |  | 114573252.4 | 58686338.21 | 114573252.4 | 58686338.21 | EPA/CAMD | EPA/CAMD | EPA/CAMD | EPA/CAMD | EIA | EIA | -- | EPA/CAMD | EPA/CAMD | [14 empty] | 11143.7776 | 10266506.68 | 14858.95 | 0 | 0 | 0 | 0 | 0 | 0 | 0 | 0 | 0 | 10281365.63 | 0 | 0 | 10281365.63 | 0 | 0.99855 | 0.0014452 | 0 | 0 | 0 | 0 | 0 | 0 | 0 | 0 | 0 | 1 | 0 | 0 | 1 | 0 | Yes |  | 109976881.1 | 11534368.01 | 6339.039 | 1152.003 |  | https://www.google.com/maps/@?api=1&map_action=map&center=29.917200000000001%2C-96.750600000000006&zoom=17&basemap=satellite | 267 | [118 empty] | 0.16 |  |  | 24 |  |  | 0.35 | 0.11 |  |  | 25 |  |  | 0.4 | 0.22 |  |  | 40 |  |  | 0.3 | 0 |  |  | 0 |  |  | 0.05 | 0.02 |  |  | 16 |  |  | 0.12 | 0.04 |  |  | 39 |  |  | 0.06 | 0.3 |  |  | 89 |  |  | 0.16 | 688.6237 | 0.15721 | Coal | FRS_110000465620
1238 | 1928 | 2021 | CA | Valero Refinery Cogeneration Unit 1 | 55851 | Pacific Gas & Electric Co | 14328 | Valero Refining Co California | 19676 | Industrial CHP | California Independent System Operator | CISO | WECC | CAMX | WECC California | CAISO | 6 | 95 | Solano | 38.0736 | -122.1411 | 1 | 1 | NG | GAS |  | 0.75755 | 49.9 | 0.070755 |  | Yes | 1542603.2 | 0.733 | 0.49415 |  | 1696499.018 | 697534.107 | 1696499.018 | 697534.107 | 331142 | 136755 | 217.644 | 97.925 | 2.263 | 99151.086 | 3740.248 | 373.885 | 99253.548 |  | 1.315 | 1.432 | 0.014 | 598.843 | 0.011 | 0.001 | 599.462 |  | 0.257 | 0.281 | 0.003 | 116.889 | 0.002 | 0 | 117.01 |  | 1.315 | 1.432 | 0.014 | 598.843 | 0.011 | 0.001 | 599.462 |  | 440.443 | 198.169 | 4.58 | 200650.237 | 7569.072 | 756.624 |  | 3433174 | 1411587 | 3433174 | 1411587 | EIA | EIA | EIA | EIA | EIA | EIA | -- | EIA | EIA | [6 empty] | 1736674.982 | 714052.893 | 222.799 | 100.244 | 2.317 | 101499.151 | 3828.824 | 382.739 | 5123.1768 | 0 | 0 | 276452.09 | 0 | 0 | 0 | 0 | 0 | 0 | 54689.909 | 0 | 331141.999 | 0 | 0 | 331141.999 | 0 | 0 | 0 | 0.83484 | 0 | 0 | 0 | 0 | 0 | 0 | 0.16516 | 0 | 1 | 0 | 0 | 1 | 0 | [7 empty] | https://www.google.com/maps/@?api=1&map_action=map&center=38.073599999999999%2C-122.14109999999999&zoom=17&basemap=satellite | 28522 | [118 empty] | 0.26 |  |  | 44 |  |  | 0.35 | 0.37 |  |  | 57 |  |  | 0.4 | 0.14 |  |  | 26 |  |  | 0.3 | 0.02 |  |  | 63 |  |  | 0.05 | 0.04 |  |  | 29 |  |  | 0.12 | 0.05 |  |  | 54 |  |  | 0.06 | 0.21 |  |  | 71 |  |  | 0.16 | 0.93703 | 0.0051221 | Gas | FRS_110033145353
1239 | 2511 | 2021 | FL | Cane Island | 7238 | Kissimmee Utility Authority | 10376 | Kissimmee Utility Authority | 10376 | Electric Utility | Florida Municipal Power Pool | FMPP | SERC | FRCC | FRCC All |  | 12 | 97 | Osceola | 28.2764 | -81.533 | 4 | 7 | NG | GAS |  | 0.55318 | 706 | 0.41137 | [6 empty] | 26262286.09 | 13724774.65 | 26262286.09 | 13724774.65 | 3421148 | 1905206 | 128.374 | 64.37 | 8.333 | 1561246.651 | 54621.556 | 5462.156 | 1562743.282 |  | 0.075 | 0.068 | 0.005 | 912.703 | 0.016 | 0.002 | 913.578 |  | 0.01 | 0.009 | 0.001 | 118.896 | 0.002 | 0 | 119.01 |  | 0.075 | 0.068 | 0.005 | 912.703 | 0.016 | 0.002 | 913.578 |  | 128.374 | 64.37 | 8.333 | 1561246.651 | 54621.556 | 5462.156 |  | 26262286.09 | 13724774.65 | 26262286.09 | 13724774.65 | EPA/CAMD | EPA/CAMD | EPA/CAMD | EPA/CAMD | EIA | EIA | -- | EPA/CAMD | EPA/CAMD | [14 empty] | 7676.4542 | 0 | 0 | 3421148 | 0 | 0 | 0 | 0 | 0 | 0 | 0 | 0 | 3421148 | 0 | 0 | 3421148 | 0 | 0 | 0 | 1 | 0 | 0 | 0 | 0 | 0 | 0 | 0 | 0 | 1 | 0 | 0 | 1 | 0 | Yes |  | 26704237 | 1587005.085 | 157.794 | 8.046 |  | https://www.google.com/maps/@?api=1&map_action=map&center=28.276399999999999%2C-81.533000000000001&zoom=17&basemap=satellite | 12355 | [118 empty] | 0.34 |  |  | 57 |  |  | 0.35 | 0.42 |  |  | 61 |  |  | 0.4 | 0.27 |  |  | 48 |  |  | 0.3 | 0.06 |  |  | 78 |  |  | 0.05 | 0.07 |  |  | 45 |  |  | 0.12 | 0.05 |  |  | 53 |  |  | 0.06 | 0.14 |  |  | 42 |  |  | 0.16 | 95.6725 | 0.048662 | Gas | FRS_110013931308
1240 | 10222 | 2021 | TX | Oak Grove | 6180 | Oncor Electric Delivery Company LLC | 44372 | Luminant Generation Company LLC | 55983 | IPP Non-CHP | Electric Reliability Council of Texas, Inc. | ERCO | TRE | ERCT | ERCOT All | ERCOT | 48 | 395 | Robertson | 31.1803 | -96.4866 | 2 | 2 | RC | COAL | Yes | 0.78423 | 1795.4 | 0.026284 | [6 empty] | 126761667.9 | 62029424.86 | 126761667.9 | 62029424.86 | 12334134 | 5859509 | 4543.315 | 2211.889 | 8595.254 | 13796168.51 | 3052458.417 | 443813.798 | 13900452.49 |  | 0.737 | 0.755 | 1.394 | 2237.071 | 0.247 | 0.036 | 2253.981 |  | 0.072 | 0.071 | 0.136 | 217.671 | 0.024 | 0.004 | 219.316 |  | 0.737 | 0.755 | 1.394 | 2237.071 | 0.247 | 0.036 | 2253.981 |  | 4543.315 | 2211.889 | 8595.254 | 13796168.51 | 3052458.417 | 443813.798 |  | 126761667.9 | 62029424.86 | 126761667.9 | 62029424.86 | EPA/CAMD | EPA/CAMD | EPA/CAMD | EPA/CAMD | EIA | EIA | -- | EPA/CAMD | EPA/CAMD | [14 empty] | 10277.306 | 12211633.99 | 0 | 122499.84 | 0 | 0 | 0 | 0 | 0 | 0 | 0 | 0 | 12334133.83 | 0 | 0 | 12334133.83 | 0 | 0.99007 | 0 | 0.0099318 | 0 | 0 | 0 | 0 | 0 | 0 | 0 | 0 | 1 | 0 | 0 | 1 | 0 | Yes |  | 127518881.7 | 13877678.81 | 4591.295 | 8777.137 |  | https://www.google.com/maps/@?api=1&map_action=map&center=31.180299999999999%2C-96.486599999999996&zoom=17&basemap=satellite | 204 | [118 empty] | 0.16 |  |  | 24 |  |  | 0.35 | 0.13 |  |  | 30 |  |  | 0.4 | 0.2 |  |  | 36 |  |  | 0.3 | 0.01 |  |  | 58 |  |  | 0.05 | 0.09 |  |  | 53 |  |  | 0.12 | 0.04 |  |  | 40 |  |  | 0.06 | 0.26 |  |  | 83 |  |  | 0.16 | 1495.7082 | 0.22825 | Coal | FRS_110034504757
1241 | 1929 | 2021 | CA | Valero Wilmington Cogeneration Plant | 63285 | Los Angeles Department of Water & Power | 11208 | Valero Wilmington | 63067 | Industrial CHP | Los Angeles Department of Water and Power | LDWP | WECC | CAMX | WECC California |  | 6 | 37 | Los Angeles | 33.7787 | -118.2385 | 1 | 1 | NG | GAS |  | 0.71745 | 33.5 | 0.13759 |  | Yes | 0 |  | 1 |  | 2019461 | 959159 | 2019461 | 959159 | 210542 | 99999 | 352.359 | 167.356 | 3.227 | 118026.447 | 4452.153 | 445.215 | 118148.436 |  | 3.347 | 3.347 | 0.031 | 1121.168 | 0.021 | 0.002 | 1122.327 |  | 0.349 | 0.349 | 0.003 | 116.889 | 0.002 | 0 | 117.01 |  | 3.347 | 3.347 | 0.031 | 1121.168 | 0.021 | 0.002 | 1122.327 |  | 352.359 | 167.356 | 3.227 | 118026.447 | 4452.153 | 445.215 |  | 2019461 | 959159 | 2019461 | 959159 | EIA | EIA | EIA | EIA | EIA | EIA | -- | EIA | EIA | [6 empty] | 0 | 0 | 0 | 0 | 0 | 0 | 0 | 0 | 9591.7252 | 0 | 0 | 210542 | 0 | 0 | 0 | 0 | 0 | 0 | 0 | 0 | 210542 | 0 | 0 | 210542 | 0 | 0 | 0 | 1 | 0 | 0 | 0 | 0 | 0 | 0 | 0 | 0 | 1 | 0 | 0 | 1 | 0 | [7 empty] | https://www.google.com/maps/@?api=1&map_action=map&center=33.778655000000001%2C-118.23853&zoom=17&basemap=satellite | 142413 | [118 empty] | 0.69 |  |  | 89 |  |  | 0.35 | 0.91 |  |  | 89 |  |  | 0.4 | 0.46 |  |  | 76 |  |  | 0.3 | 0.15 |  |  | 89 |  |  | 0.05 | 0.34 |  |  | 93 |  |  | 0.12 | 0.07 |  |  | 67 |  |  | 0.06 | 0.09 |  |  | 24 |  |  | 0.16 | 1.059 | 0.0092994 | Gas | FRS_110000746658
1242 | 2645 | 2021 | FL | Polk | 7242 | Tampa Electric Co | 18454 | Tampa Electric Co | 18454 | Electric Utility | Tampa Electric Company | TEC | SERC | FRCC | FRCC All |  | 12 | 105 | Polk | 27.7286 | -81.9897 | 5 | 7 | NG | GAS |  | 0.44552 | 1492.5 | 0.59081 | [6 empty] | 39500064.46 | 20133030.15 | 39500064.46 | 20133030.15 | 5824817 | 3015956 | 312.796 | 106.521 | 28.119 | 2347762.935 | 91750.88 | 9197.768 | 2350280.288 |  | 0.107 | 0.071 | 0.01 | 806.124 | 0.016 | 0.002 | 806.989 |  | 0.016 | 0.011 | 0.001 | 118.874 | 0.002 | 0 | 119.001 |  | 0.107 | 0.071 | 0.01 | 806.124 | 0.016 | 0.002 | 806.989 |  | 312.796 | 106.521 | 28.119 | 2347762.935 | 91750.88 | 9197.768 |  | 39500064.46 | 20133030.15 | 39500064.46 | 20133030.15 | EPA/CAMD | EPA/CAMD | EPA/CAMD | EPA/CAMD | EIA | EIA | -- | EPA/CAMD | EPA/CAMD | [14 empty] | 6781.34 | 0 | 4715.886 | 5820101.1 | 0 | 0 | 0 | 0 | 0 | 0 | 0 | 0 | 5824816.986 | 0 | 0 | 5824816.986 | 0 | 0 | 0.00080962 | 0.99919 | 0 | 0 | 0 | 0 | 0 | 0 | 0 | 0 | 1 | 0 | 0 | 1 | 0 | Yes |  | 50024216.35 | 2973825.059 | 547.833 | 56.558 |  | https://www.google.com/maps/@?api=1&map_action=map&center=27.7286%2C-81.989699999999999&zoom=17&basemap=satellite | 48 | [118 empty] | 0.48 |  |  | 72 |  |  | 0.35 | 0.43 |  |  | 62 |  |  | 0.4 | 0.52 |  |  | 82 |  |  | 0.3 | 0.02 |  |  | 65 |  |  | 0.05 | 0.24 |  |  | 85 |  |  | 0.12 | 0.07 |  |  | 71 |  |  | 0.06 | 0.24 |  |  | 78 |  |  | 0.16 | 144.5775 | 0.042687 | Gas | FRS_110000365113
1243 | 1948 | 2021 | CA | Verizon-Torrance | 59261 | Los Angeles Department of Water & Power | 11208 | Bloom Energy | 57128 | IPP Non-CHP | Los Angeles Department of Water and Power | LDWP | WECC | CAMX | WECC California |  | 6 | 37 | Los Angeles | 33.8506 | -118.3042 | 1 | 1 | NG | GAS |  | 0.51644 | 1 | 0.4726 | [8 empty] | 36811 | 17485 | 4524 | 2149 | 0 |  | 0 | 0 | [37 empty] | 36811 | 17485 | [6 empty] | -- | EIA | EIA | [15 empty] | 0 | 0 | 4524 | 0 | 0 | 0 | 0 | 0 | 0 | 0 | 0 | 4524 | 0 | 0 | 4524 | 0 | 0 | 0 | 1 | 0 | 0 | 0 | 0 | 0 | 0 | 0 | 0 | 1 | 0 | 0 | 1 | 0 | [7 empty] | https://www.google.com/maps/@?api=1&map_action=map&center=33.850555999999997%2C-118.30416700000001&zoom=17&basemap=satellite | 207417 | [118 empty] | 0.54 |  |  | 77 |  |  | 0.35 | 0.83 |  |  | 85 |  |  | 0.4 | 0.24 |  |  | 44 |  |  | 0.3 | 0.13 |  |  | 88 |  |  | 0.05 | 0.13 |  |  | 66 |  |  | 0.12 | 0.06 |  |  | 59 |  |  | 0.06 | 0.17 |  |  | 57 |  |  | 0.16 | 0 | 0 | Gas | FRS_110070397926
1244 | 1949 | 2021 | CA | Vernon | 7436 | City of Vernon | 19798 | City of Vernon | 19798 | Electric Utility | California Independent System Operator | CISO | WECC | CAMX | WECC California | CAISO | 6 | 37 | Los Angeles | 33.9986 | -118.2219 | 5 | 5 | DFO | OIL |  | 0 | 30 | [13 empty] | 0 |  | 0 | 0 | [45 empty] | -- | [56 empty] | https://www.google.com/maps/@?api=1&map_action=map&center=33.998600000000003%2C-118.22190000000001&zoom=17&basemap=satellite | 381337 | [118 empty] | 0.77 |  |  | 93 |  |  | 0.35 | 0.98 |  |  | 95 |  |  | 0.4 | 0.55 |  |  | 84 |  |  | 0.3 | 0.24 |  |  | 94 |  |  | 0.05 | 0.5 |  |  | 98 |  |  | 0.12 | 0.07 |  |  | 71 |  |  | 0.06 | 0.09 |  |  | 21 |  |  | 0.16 |  |  | Oil | FRS_
1245 | 2648 | 2021 | FL | Reedy Creek Central Energy Plant | 7254 | Reedy Creek Improvement Dist | 15776 | Reedy Creek Improvement Dist | 15776 | Electric Utility | Duke Energy Florida Inc | FPC | SERC | FRCC | FRCC All |  | 12 | 95 | Orange | 28.4263 | -81.5809 | 1 | 2 | NG | GAS |  | 0.00073 | 70 | 1 |  | Yes | 0 |  | 1 |  | 60683.141 | 1708.089 | 60683.141 | 1708.089 | 447 | 216.201 | 2.647 | 0.061 | 0.002 | 3606.983 | 8.23 | 0.823 | 3607.208 |  | 11.843 | 0.564 | 0.009 | 16138.626 | 0.018 | 0.002 | 16139.635 |  | 0.087 | 0.071 | 0 | 118.879 | 0 | 0 | 118.887 |  | 11.843 | 0.564 | 0.009 | 16138.626 | 0.018 | 0.002 | 16139.635 |  | 2.647 | 0.061 | 0.002 | 3606.983 | 8.23 | 0.823 |  | 60683.141 | 1708.089 | 60683.141 | 1708.089 | EPA/CAMD | EPA/CAMD | EPA/CAMD | EPA/CAMD | EIA | EIA | -- | EPA/CAMD | EPA/CAMD | [6 empty] | 0 | 0 | 0 | 0 | 0 | 0 | 0 | 0 |  | 0 | 0 | 447 | 0 | 0 | 0 | 0 | 0 | 0 | 0 | 0 | 447 | 0 | 0 | 447 | 0 | 0 | 0 | 1 | 0 | 0 | 0 | 0 | 0 | 0 | 0 | 0 | 1 | 0 | 0 | 1 | 0 | Yes |  | 25263.351 | 1502.915 | 1.3 | 0.001 |  | https://www.google.com/maps/@?api=1&map_action=map&center=28.426300000000001%2C-81.5809&zoom=17&basemap=satellite | 33629 | [118 empty] | 0.33 |  |  | 55 |  |  | 0.35 | 0.42 |  |  | 61 |  |  | 0.4 | 0.23 |  |  | 42 |  |  | 0.3 | 0.08 |  |  | 81 |  |  | 0.05 | 0.02 |  |  | 17 |  |  | 0.12 | 0.07 |  |  | 68 |  |  | 0.06 | 0.07 |  |  | 15 |  |  | 0.16 | 0.10845 |  | Gas | FRS_110012622046
1246 | 1950 | 2021 | CA | Verwey-Hanford Dairy Digester #1 | 60918 | Pacific Gas & Electric Co | 14328 | AlsoEnergy | 60572 | IPP Non-CHP | California Independent System Operator | CISO | WECC | CAMX | WECC California | CAISO | 6 | 31 | Kings | 36.1852 | -119.6815 | 1 | 1 | OBG | BIOMASS |  | 0.00753 | 1 | 1 | Yes | [5 empty] | 747 | 312 | 747 | 312 | 66 | 27 | 1.706 | 0.712 | 0.002 | 0 | 1.738 | 0.174 | 0.047 |  | 51.697 | 52.741 | 0.073 | 0 | 0.026 | 0.003 | 1.432 |  | 4.568 | 4.564 | 0.006 | 0 | 0.002 | 0 | 0.127 |  | 51.697 | 52.741 | 0.073 | 0 | 0.026 | 0.003 | 1.432 |  | 1.706 | 0.712 | 0.002 | 47.434 | 1.738 | 0.174 |  | 747 | 312 | 747 | 312 | EIA | EIA | EIA | EIA | EIA | EIA | -- | EIA | EIA |  |  |  | 47.434 | [10 empty] | 11318.1818 | 0 | 0 | 0 | 0 | 0 | 66 | 0 | 0 | 0 | 0 | 0 | 0 | 66 | 66 | 66 | 0 | 0 | 0 | 0 | 0 | 0 | 1 | 0 | 0 | 0 | 0 | 0 | 0 | 1 | 1 | 1 | 0 | [7 empty] | https://www.google.com/maps/@?api=1&map_action=map&center=36.185189999999999%2C-119.681495&zoom=17&basemap=satellite | 89 | [118 empty] | 0.45 |  |  | 69 |  |  | 0.35 | 0.53 |  |  | 69 |  |  | 0.4 | 0.36 |  |  | 63 |  |  | 0.3 | 0.13 |  |  | 88 |  |  | 0.05 | 0.14 |  |  | 68 |  |  | 0.12 | 0.05 |  |  | 53 |  |  | 0.06 | 0.11 |  |  | 31 |  |  | 0.16 | 0.068899 | 0.17896 | Biomass | FRS_110070397193
1247 | 1951 | 2021 | CA | Verwey-Hanford Dairy Digester #2 | 62418 | Pacific Gas & Electric Co. | 14328 | Hanford Renewable Energy LLC | 61952 | IPP Non-CHP | California Independent System Operator | CISO | WECC | CAMX | WECC California | CAISO | 6 | 31 | Kings | 36.1852 | -119.6815 | 1 | 1 | OBG | BIOMASS |  | 0.63744 | 1 | 0.27093 | Yes | [5 empty] | 69742 | 29048 | 69742 | 29048 | 5584 | 2326 | 159.114 | 66.272 | 0.227 | 0 | 162.22 | 16.222 | 4.444 |  | 56.989 | 56.984 | 0.081 | 0 | 0.029 | 0.003 | 1.592 |  | 4.563 | 4.563 | 0.007 | 0 | 0.002 | 0 | 0.127 |  | 56.989 | 56.984 | 0.081 | 0 | 0.029 | 0.003 | 1.592 |  | 159.114 | 66.272 | 0.227 | 4428.602 | 162.22 | 16.222 |  | 69742 | 29048 | 69742 | 29048 | EIA | EIA | EIA | EIA | EIA | EIA | -- | EIA | EIA |  |  |  | 4428.602 | [10 empty] | 12489.6132 | 0 | 0 | 0 | 0 | 0 | 5584 | 0 | 0 | 0 | 0 | 0 | 0 | 5584 | 5584 | 5584 | 0 | 0 | 0 | 0 | 0 | 0 | 1 | 0 | 0 | 0 | 0 | 0 | 0 | 1 | 1 | 1 | 0 | [7 empty] | https://www.google.com/maps/@?api=1&map_action=map&center=36.185189999999999%2C-119.681495&zoom=17&basemap=satellite | 89 | [118 empty] | 0.45 |  |  | 69 |  |  | 0.35 | 0.53 |  |  | 69 |  |  | 0.4 | 0.36 |  |  | 63 |  |  | 0.3 | 0.13 |  |  | 88 |  |  | 0.05 | 0.14 |  |  | 68 |  |  | 0.12 | 0.05 |  |  | 53 |  |  | 0.06 | 0.11 |  |  | 31 |  |  | 0.16 | 0.53661 | 0.18113 | Biomass | FRS_110066554730
1248 | 1952 | 2021 | CA | Verwey-Hanford Dairy Digester #3 | 62419 | Pacific Gas & Electric Co. | 14328 | Hanford Renewable Energy LLC | 61952 | IPP Non-CHP | California Independent System Operator | CISO | WECC | CAMX | WECC California | CAISO | 6 | 31 | Kings | 36.1852 | -119.6815 | 1 | 1 | OBG | BIOMASS |  | 0.66187 | 1 | 0.23021 | Yes | [5 empty] | 86610 | 36073 | 86610 | 36073 | 5798 | 2415 | 197.595 | 82.298 | 0.282 | 0 | 201.455 | 20.146 | 5.52 |  | 68.16 | 68.156 | 0.097 | 0 | 0.035 | 0.003 | 1.904 |  | 4.563 | 4.563 | 0.007 | 0 | 0.002 | 0 | 0.127 |  | 68.16 | 68.156 | 0.097 | 0 | 0.035 | 0.003 | 1.904 |  | 197.595 | 82.298 | 0.282 | 5499.717 | 201.455 | 20.146 |  | 86610 | 36073 | 86610 | 36073 | EIA | EIA | EIA | EIA | EIA | EIA | -- | EIA | EIA |  |  |  | 5499.717 | [10 empty] | 14937.9096 | 0 | 0 | 0 | 0 | 0 | 5798 | 0 | 0 | 0 | 0 | 0 | 0 | 5798 | 5798 | 5798 | 0 | 0 | 0 | 0 | 0 | 0 | 1 | 0 | 0 | 0 | 0 | 0 | 0 | 1 | 1 | 1 | 0 | [7 empty] | https://www.google.com/maps/@?api=1&map_action=map&center=36.185189999999999%2C-119.681495&zoom=17&basemap=satellite | 89 | [118 empty] | 0.45 |  |  | 69 |  |  | 0.35 | 0.53 |  |  | 69 |  |  | 0.4 | 0.36 |  |  | 63 |  |  | 0.3 | 0.13 |  |  | 88 |  |  | 0.05 | 0.14 |  |  | 68 |  |  | 0.12 | 0.05 |  |  | 53 |  |  | 0.06 | 0.11 |  |  | 31 |  |  | 0.16 | 0.55546 | 0.195 | Biomass | FRS_110066554730
1249 | 2038 | 2021 | CA | Woodland Generation Station | 7266 | Modesto Irrigation District | 12745 | Modesto Irrigation District | 12745 | Electric Utility | Balancing Authority of Northern California | BANC | WECC | CAMX | WECC California |  | 6 | 99 | Stanislaus | 37.6526 | -121.0204 | 2 | 9 | NG | GAS |  | 0.20456 | 199 | 0.9924 |  | Yes | 0 |  | 1 |  | 2881526.48 | 1284353.742 | 2881526.48 | 1284353.742 | 356599 | 156347.998 | 10.404 | 4.535 | 0.865 | 171299.553 | 7022.379 | 702.238 | 171491.966 |  | 0.058 | 0.058 | 0.005 | 960.741 | 0.02 | 0.002 | 961.82 |  | 0.007 | 0.007 | 0.001 | 118.895 | 0.002 | 0 | 119.029 |  | 0.058 | 0.058 | 0.005 | 960.741 | 0.02 | 0.002 | 961.82 |  | 10.404 | 4.535 | 0.865 | 171299.553 | 7022.379 | 702.238 |  | 2881526.48 | 1284353.742 | 2881526.48 | 1284353.742 | EPA/CAMD | EPA/CAMD | EPA/CAMD | EPA/CAMD | EIA | EIA | -- | EPA/CAMD | EPA/CAMD | [6 empty] | 0 | 0 | 0 | 0 | 0 | 0 | 0 | 0 | 8080.5792 | 0 | 0 | 356599 | 0 | 0 | 0 | 0 | 0 | 0 | 0 | 0 | 356599 | 0 | 0 | 356599 | 0 | 0 | 0 | 1 | 0 | 0 | 0 | 0 | 0 | 0 | 0 | 0 | 1 | 0 | 0 | 1 | 0 | Yes |  | 2676968.524 | 159173.6 | 9.058 | 0.803 |  | https://www.google.com/maps/@?api=1&map_action=map&center=37.652602000000002%2C-121.020397&zoom=17&basemap=satellite | 118905 | [118 empty] | 0.5 |  |  | 75 |  |  | 0.35 | 0.6 |  |  | 73 |  |  | 0.4 | 0.4 |  |  | 69 |  |  | 0.3 | 0.06 |  |  | 77 |  |  | 0.05 | 0.2 |  |  | 80 |  |  | 0.12 | 0.08 |  |  | 74 |  |  | 0.06 | 0.14 |  |  | 44 |  |  | 0.16 | 7.3422 | 0.031406 | Gas | FRS_110001177994
1250 | 1965 | 2021 | CA | Vitro Flat Glass LLC | 58053 | Pacific Gas & Electric Co | 14328 | Vitro Flat Glass LLC | 60608 | Industrial Non-CHP | California Independent System Operator | CISO | WECC | CAMX | WECC California | CAISO | 6 | 19 | Fresno | 36.69 | -119.72 | 3 | 3 | DFO | OIL |  | 0 | 3.3 | [11 empty] | 0 | 0 | 0 |  | 0 | 0 | [45 empty] | -- | [17 empty] | 0 | 0 | 0 | 0 | 0 | 0 | 0 | 0 | 0 | 0 | 0 | 0 | 0 | 0 | 0 | 0 | [23 empty] | https://www.google.com/maps/@?api=1&map_action=map&center=36.69%2C-119.72&zoom=17&basemap=satellite | 44631 | [118 empty] | 0.68 |  |  | 88 |  |  | 0.35 | 0.87 |  |  | 87 |  |  | 0.4 | 0.49 |  |  | 79 |  |  | 0.3 | 0.12 |  |  | 87 |  |  | 0.05 | 0.33 |  |  | 93 |  |  | 0.12 | 0.08 |  |  | 75 |  |  | 0.06 | 0.1 |  |  | 26 |  |  | 0.16 |  |  | Oil | FRS_
1251 | 1975 | 2021 | CA | W Plant | 59458 | San Diego Gas & Electric Co | 16609 | Qualcomm Incorporated | 59222 | Commercial CHP | California Independent System Operator | CISO | WECC | CAMX | WECC California | CAISO | 6 | 73 | San Diego | 32.9033 | -117.1956 | 1 | 1 | NG | GAS |  | 0.82887 | 4.6 | 0 |  | Yes | 118592 | 0.961 | 0.56172 |  | 196597.082 | 81423.385 | 196597.082 | 81423.385 | 33400 | 13778 | 30.48 | 12.624 | 0.314 | 11490.024 | 433.423 | 43.342 | 11501.9 |  | 1.825 | 1.832 | 0.019 | 688.025 | 0.013 | 0.001 | 688.737 |  | 0.31 | 0.31 | 0.003 | 116.889 | 0.002 | 0 | 117.01 |  | 1.825 | 1.832 | 0.019 | 688.025 | 0.013 | 0.001 | 688.737 |  | 54.262 | 22.474 | 0.559 | 20455.118 | 771.601 | 77.16 |  | 349992 | 144954 | 349992 | 144954 | EIA | EIA | EIA | EIA | EIA | EIA | -- | EIA | EIA | [6 empty] | 153394.918 | 63530.615 | 23.782 | 9.85 | 0.245 | 8965.094 | 338.178 | 33.818 | 5886.1402 | 0 | 0 | 33400 | 0 | 0 | 0 | 0 | 0 | 0 | 0 | 0 | 33400 | 0 | 0 | 33400 | 0 | 0 | 0 | 1 | 0 | 0 | 0 | 0 | 0 | 0 | 0 | 0 | 1 | 0 | 0 | 1 | 0 | [7 empty] | https://www.google.com/maps/@?api=1&map_action=map&center=32.903333000000003%2C-117.195556&zoom=17&basemap=satellite | 70956 | [118 empty] | 0.4 |  |  | 65 |  |  | 0.35 | 0.6 |  |  | 73 |  |  | 0.4 | 0.2 |  |  | 37 |  |  | 0.3 | 0.08 |  |  | 81 |  |  | 0.05 | 0.06 |  |  | 41 |  |  | 0.12 | 0.05 |  |  | 55 |  |  | 0.06 | 0.11 |  |  | 29 |  |  | 0.16 | 0.10096 | 0.0058551 | Gas | FRS_110070397683
1252 | 1977 | 2021 | CA | Wadham Energy LP | 50293 | Pacific Gas & Electric Co | 14328 | Wadham Energy Ltd Partners | 19946 | IPP Non-CHP | California Independent System Operator | CISO | WECC | CAMX | WECC California | CAISO | 6 | 11 | Colusa | 39.1062 | -122.1096 | 1 | 1 | AB | BIOMASS |  | 0.75458 | 29.1 | 0.075703 | Yes | [5 empty] | 2634331.518 | 1122276.642 | 2634331.518 | 1122276.642 | 192354 | 83476 | 125.131 | 57.797 | 32.874 | 296.402 | 185500.168 | 24346.548 | 6242.79 |  | 1.301 | 1.385 | 0.342 | 3.082 | 0.964 | 0.127 | 64.909 |  | 0.095 | 0.103 | 0.025 | 0.225 | 0.07 | 0.009 | 4.74 |  | 1.301 | 1.385 | 0.342 | 3.082 | 0.964 | 0.127 | 64.909 |  | 125.131 | 57.797 | 32.874 | 342784.047 | 185500.168 | 24346.548 |  | 2634331.518 | 1122276.642 | 2634331.518 | 1122276.642 | EIA | EIA | EIA | EIA | EIA | EIA | -- | EIA | EIA |  |  |  | 342487.645 | [10 empty] | 13695.2259 | 0 | 0 | 371.043 | 0 | 0 | 191982.96 | 0 | 0 | 0 | 0 | 0 | 371.043 | 191982.96 | 191982.96 | 192354.003 | 0 | 0 | 0 | 0.001929 | 0 | 0 | 0.99807 | 0 | 0 | 0 | 0 | 0 | 0.001929 | 0.99807 | 0.99807 | 1 | 0 | [7 empty] | https://www.google.com/maps/@?api=1&map_action=map&center=39.106200000000001%2C-122.1096&zoom=17&basemap=satellite | 121 | [118 empty] | 0.43 |  |  | 68 |  |  | 0.35 | 0.64 |  |  | 75 |  |  | 0.4 | 0.22 |  |  | 41 |  |  | 0.3 | 0.05 |  |  | 75 |  |  | 0.05 | 0.2 |  |  | 80 |  |  | 0.12 | 0.09 |  |  | 81 |  |  | 0.06 | 0.14 |  |  | 46 |  |  | 0.16 |  |  | Biomass | FRS_110001201048
1253 | 1980 | 2021 | CA | Walnut | 4256 | Turlock Irrigation District | 19281 | Turlock Irrigation District | 19281 | Electric Utility | Turlock Irrigation District | TIDC | WECC | CAMX | WECC California |  | 6 | 99 | Stanislaus | 37.4903 | -120.9044 | 2 | 2 | NG | GAS |  | 0.00069 | 49.8 | 1 | [6 empty] | 15775 | 7056 | 15775 | 7056 | 302 | 135 | 2.05 | 0.974 | 0.021 | 921.962 | 45.638 | 6.193 | 923.455 |  | 13.576 | 14.43 | 0.14 | 6105.709 | 0.151 | 0.021 | 6115.597 |  | 0.26 | 0.276 | 0.003 | 116.889 | 0.003 | 0 | 117.078 |  | 13.576 | 14.43 | 0.14 | 6105.709 | 0.151 | 0.021 | 6115.597 |  | 2.05 | 0.974 | 0.021 | 921.962 | 45.638 | 6.193 |  | 15775 | 7056 | 15775 | 7056 | EIA | EIA | EIA | EIA | EIA | EIA | -- | EIA | EIA | [14 empty] | 52235.0993 | 0 | 47.164 | 254.836 | 0 | 0 | 0 | 0 | 0 | 0 | 0 | 0 | 302 | 0 | 0 | 302 | 0 | 0 | 0.15617 | 0.84383 | 0 | 0 | 0 | 0 | 0 | 0 | 0 | 0 | 1 | 0 | 0 | 1 | 0 | [7 empty] | https://www.google.com/maps/@?api=1&map_action=map&center=37.490299999999998%2C-120.9044&zoom=17&basemap=satellite | 23830 | [118 empty] | 0.54 |  |  | 78 |  |  | 0.35 | 0.61 |  |  | 73 |  |  | 0.4 | 0.48 |  |  | 78 |  |  | 0.3 | 0.1 |  |  | 84 |  |  | 0.05 | 0.24 |  |  | 86 |  |  | 0.12 | 0.07 |  |  | 68 |  |  | 0.06 | 0.12 |  |  | 36 |  |  | 0.16 | 0.0050517 | 0 | Gas | FRS_110023013718
1254 | 1981 | 2021 | CA | Walnut Creek Energy Park | 57515 | Southern California Edison Co | 17609 | Walnut Creek LLC | 59980 | IPP Non-CHP | California Independent System Operator | CISO | WECC | CAMX | WECC California | CAISO | 6 | 37 | Los Angeles | 34.0087 | -117.9449 | 5 | 5 | NG | GAS |  | 0.05703 | 500 | 1 | [6 empty] | 2340926.036 | 1132073.42 | 2340926.036 | 1132073.42 | 249812 | 121537 | 15.203 | 6.864 | 0.702 | 139116.038 | 5244.976 | 524.498 | 139259.75 |  | 0.122 | 0.113 | 0.006 | 1113.766 | 0.021 | 0.002 | 1114.916 |  | 0.013 | 0.012 | 0.001 | 118.856 | 0.002 | 0 | 118.978 |  | 0.122 | 0.113 | 0.006 | 1113.766 | 0.021 | 0.002 | 1114.916 |  | 15.203 | 6.864 | 0.702 | 139116.038 | 5244.976 | 524.498 |  | 2340926.036 | 1132073.42 | 2340926.036 | 1132073.42 | EPA/CAMD | EPA/CAMD | EPA/CAMD | EPA/CAMD | EIA | EIA | -- | EPA/CAMD | EPA/CAMD | [14 empty] | 9370.7509 | 0 | 0 | 249812 | 0 | 0 | 0 | 0 | 0 | 0 | 0 | 0 | 249812 | 0 | 0 | 249812 | 0 | 0 | 0 | 1 | 0 | 0 | 0 | 0 | 0 | 0 | 0 | 0 | 1 | 0 | 0 | 1 | 0 | Yes |  | 4513861.484 | 268250.032 | 26.705 | 1.354 |  | https://www.google.com/maps/@?api=1&map_action=map&center=34.008709000000003%2C-117.944864&zoom=17&basemap=satellite | 164748 | [118 empty] | 0.61 |  |  | 83 |  |  | 0.35 | 0.93 |  |  | 91 |  |  | 0.4 | 0.28 |  |  | 51 |  |  | 0.3 | 0.18 |  |  | 91 |  |  | 0.05 | 0.22 |  |  | 83 |  |  | 0.12 | 0.06 |  |  | 57 |  |  | 0.06 | 0.15 |  |  | 50 |  |  | 0.16 | 3.0058 | 0.014332 | Gas | FRS_110045006596
1255 | 1982 | 2021 | CA | Walnut Energy Center | 56078 | Turlock Irrigation District | 19281 | Turlock Irrigation District | 19281 | Electric Utility | Turlock Irrigation District | TIDC | WECC | CAMX | WECC California |  | 6 | 99 | Stanislaus | 37.4878 | -120.8956 | 2 | 3 | NG | GAS |  | 0.44179 | 300.6 | 0.59701 | [6 empty] | 9772244.777 | 5033158.909 | 9772244.777 | 5033158.909 | 1163356 | 607563 | 34.277 | 17.129 | 2.932 | 580755.129 | 20089.746 | 2008.975 | 581305.588 |  | 0.059 | 0.056 | 0.005 | 998.413 | 0.017 | 0.002 | 999.36 |  | 0.007 | 0.007 | 0.001 | 118.858 | 0.002 | 0 | 118.971 |  | 0.059 | 0.056 | 0.005 | 998.413 | 0.017 | 0.002 | 999.36 |  | 34.277 | 17.129 | 2.932 | 580755.129 | 20089.746 | 2008.975 |  | 9772244.777 | 5033158.909 | 9772244.777 | 5033158.909 | EPA/CAMD | EPA/CAMD | EPA/CAMD | EPA/CAMD | EIA | EIA | -- | EPA/CAMD | EPA/CAMD | [14 empty] | 8400.0467 | 0 | 0 | 1163356 | 0 | 0 | 0 | 0 | 0 | 0 | 0 | 0 | 1163356 | 0 | 0 | 1163356 | 0 | 0 | 0 | 1 | 0 | 0 | 0 | 0 | 0 | 0 | 0 | 0 | 1 | 0 | 0 | 1 | 0 | Yes |  | 12230596.08 | 726857.294 | 40.405 | 3.669 |  | https://www.google.com/maps/@?api=1&map_action=map&center=37.4878%2C-120.8956&zoom=17&basemap=satellite | 32431 | [118 empty] | 0.55 |  |  | 79 |  |  | 0.35 | 0.61 |  |  | 74 |  |  | 0.4 | 0.49 |  |  | 78 |  |  | 0.3 | 0.11 |  |  | 86 |  |  | 0.05 | 0.24 |  |  | 86 |  |  | 0.12 | 0.07 |  |  | 68 |  |  | 0.06 | 0.12 |  |  | 35 |  |  | 0.16 | 34.198 | 0.054603 | Gas | FRS_110023013718
1256 | 2568 | 2021 | FL | Hines Energy Complex | 7302 | Duke Energy Florida, Inc | 6455 | Duke Energy Florida, LLC | 6455 | Electric Utility | Duke Energy Florida Inc | FPC | SERC | FRCC | FRCC All |  | 12 | 105 | Polk | 27.7882 | -81.87 | 8 | 12 | NG | GAS |  | 0.58015 | 2266.3 | 0.36641 | [6 empty] | 81174723.69 | 36612498.65 | 81174723.69 | 36612498.65 | 11517629 | 5179685 | 651.355 | 265.072 | 24.411 | 4824098.589 | 184256.759 | 18425.676 | 4829147.224 |  | 0.113 | 0.102 | 0.004 | 837.69 | 0.016 | 0.002 | 838.566 |  | 0.016 | 0.014 | 0.001 | 118.857 | 0.002 | 0 | 118.982 |  | 0.113 | 0.102 | 0.004 | 837.69 | 0.016 | 0.002 | 838.566 |  | 651.355 | 265.072 | 24.411 | 4824098.589 | 184256.759 | 18425.676 |  | 81174723.69 | 36612498.65 | 81174723.69 | 36612498.65 | EPA/CAMD | EPA/CAMD | EPA/CAMD | EPA/CAMD | EIA | EIA | -- | EPA/CAMD | EPA/CAMD | [14 empty] | 7047.8676 | 0 | 0 | 11517629 | 0 | 0 | 0 | 0 | 0 | 0 | 0 | 0 | 11517629 | 0 | 0 | 11517629 | 0 | 0 | 0 | 1 | 0 | 0 | 0 | 0 | 0 | 0 | 0 | 0 | 1 | 0 | 0 | 1 | 0 | Yes |  | 87120389.71 | 5177444.454 | 742.864 | 26.165 |  | https://www.google.com/maps/@?api=1&map_action=map&center=27.788215000000001%2C-81.869983000000005&zoom=17&basemap=satellite | 65 | [118 empty] | 0.36 |  |  | 60 |  |  | 0.35 | 0.31 |  |  | 51 |  |  | 0.4 | 0.41 |  |  | 70 |  |  | 0.3 | 0.03 |  |  | 67 |  |  | 0.05 | 0.26 |  |  | 88 |  |  | 0.12 | 0.05 |  |  | 53 |  |  | 0.06 | 0.15 |  |  | 48 |  |  | 0.16 | 374.1673 | 0.064587 | Gas | FRS_110000753319
1257 | 1985 | 2021 | CA | Waste Mangement Redwood LFGTE | 59299 | Pacific Gas & Electric Co | 14328 | WM Renewable Energy LLC | 54842 | IPP Non-CHP | California Independent System Operator | CISO | WECC | CAMX | WECC California | CAISO | 6 | 41 | Marin | 38.1608 | -122.565 | 2 | 2 | LFG | BIOMASS |  | 0.68861 | 4 | 0.18564 | Yes | [5 empty] | 275915 | 114918 | 275915 | 114918 | 24129 | 10050 | 0 | 0 | 4.621 | 0 | 0 | 0 | 0 |  | 0 | 0 | 0.383 | 0 | 0 | 0 | 0 |  | 0 | 0 | 0.033 | 0 | 0 | 0 | 0 |  | 0 | 0 | 0.383 | 0 | 0 | 0 | 0 |  | 200.842 | 83.65 | 6.208 | 17520.544 | 641.779 | 64.178 |  | 275915 | 114918 | 275915 | 114918 | EIA | EIA | EIA | EIA | EIA | EIA | -- | EIA | EIA | 200.842 | 83.65 | 1.587 | 17520.544 | 641.779 | 64.178 | [8 empty] | 11434.9952 | 0 | 0 | 0 | 0 | 0 | 24129 | 0 | 0 | 0 | 0 | 0 | 0 | 24129 | 24129 | 24129 | 0 | 0 | 0 | 0 | 0 | 0 | 1 | 0 | 0 | 0 | 0 | 0 | 0 | 1 | 1 | 1 | 0 | [7 empty] | https://www.google.com/maps/@?api=1&map_action=map&center=38.160832999999997%2C-122.565&zoom=17&basemap=satellite | 2597 | [118 empty] | 0.14 |  |  | 19 |  |  | 0.35 | 0.2 |  |  | 39 |  |  | 0.4 | 0.08 |  |  | 13 |  |  | 0.3 | 0 |  |  | 0 |  |  | 0.05 | 0.04 |  |  | 27 |  |  | 0.12 | 0.03 |  |  | 31 |  |  | 0.06 | 0.3 |  |  | 89 |  |  | 0.16 | 2.099 | 0.16444 | Biomass | FRS_110070397220
1258 | 1986 | 2021 | CA | Watkins Manufacturing Co. | 57715 | San Diego Gas & Electric Co | 16609 | Watkins Manufacturing Corporation | 57034 | Industrial Non-CHP | California Independent System Operator | CISO | WECC | CAMX | WECC California | CAISO | 6 | 73 | San Diego | 33.1438 | -117.2369 | 2 | 2 | NG | GAS |  | 0.39943 | 2 | 0.66762 | [6 empty] | 88584 | 41662 | 88584 | 41662 | 6998 | 3291 | 119.17 | 56.036 | 0.142 | 5177.25 | 195.294 | 19.529 | 5182.601 |  | 34.058 | 34.054 | 0.04 | 1479.637 | 0.028 | 0.003 | 1481.166 |  | 2.691 | 2.69 | 0.003 | 116.889 | 0.002 | 0 | 117.01 |  | 34.058 | 34.054 | 0.04 | 1479.637 | 0.028 | 0.003 | 1481.166 |  | 119.17 | 56.036 | 0.142 | 5177.25 | 195.294 | 19.529 |  | 88584 | 41662 | 88584 | 41662 | EIA | EIA | EIA | EIA | EIA | EIA | -- | EIA | EIA | [14 empty] | 12658.4739 | 0 | 0 | 6998 | 0 | 0 | 0 | 0 | 0 | 0 | 0 | 0 | 6998 | 0 | 0 | 6998 | 0 | 0 | 0 | 1 | 0 | 0 | 0 | 0 | 0 | 0 | 0 | 0 | 1 | 0 | 0 | 1 | 0 | [7 empty] | https://www.google.com/maps/@?api=1&map_action=map&center=33.143847000000001%2C-117.236908&zoom=17&basemap=satellite | 86441 | [118 empty] | 0.34 |  |  | 58 |  |  | 0.35 | 0.46 |  |  | 63 |  |  | 0.4 | 0.23 |  |  | 43 |  |  | 0.3 | 0.05 |  |  | 75 |  |  | 0.05 | 0.1 |  |  | 57 |  |  | 0.12 | 0.06 |  |  | 60 |  |  | 0.06 | 0.18 |  |  | 58 |  |  | 0.16 | 0.014518 | 0.005373 | Gas | FRS_110000478732
1259 | 1987 | 2021 | CA | Watson Cogeneration | 50216 | Southern California Edison Co | 17609 | ARCO Products Co-Watson | 867 | Industrial CHP | California Independent System Operator | CISO | WECC | CAMX | WECC California | CAISO | 6 | 37 | Los Angeles | 33.8166 | -118.2448 | 8 | 6 | NG | GAS |  | 0.82899 | 405 | 0 |  | Yes | 15377714.4 | 0.653 | 0.46534 |  | 16476644.58 | 6997841.753 | 16476644.58 | 6997841.753 | 2941105 | 1263718 | 2069.633 | 896.933 | 21.75 | 967360.376 | 47392.448 | 5119.029 | 968715.517 |  | 1.407 | 1.42 | 0.015 | 657.821 | 0.016 | 0.002 | 658.743 |  | 0.251 | 0.256 | 0.003 | 117.422 | 0.003 | 0 | 117.587 |  | 1.407 | 1.42 | 0.015 | 657.821 | 0.016 | 0.002 | 658.743 |  | 4447.566 | 1927.476 | 46.74 | 2078822.15 | 101844.641 | 11000.607 |  | 35407707.99 | 15038106.58 | 35407707.99 | 15038106.58 | EIA | EIA |  | EIA | EIA | EIA | -- | EIA | EIA | [6 empty] | 18931063.41 | 8040264.829 | 2377.933 | 1030.543 | 24.99 | 1111461.774 | 54452.193 | 5881.578 | 5602.1953 | 0 | 32613.88 | 2613270.51 | 0 | 0 | 0 | 0 | 0 | 0 | 295220.586 | 0 | 2941104.976 | 0 | 0 | 2941104.976 | 0 | 0 | 0.011089 | 0.88853 | 0 | 0 | 0 | 0 | 0 | 0 | 0.10038 | 0 | 1 | 0 | 0 | 1 | 0 | [7 empty] | https://www.google.com/maps/@?api=1&map_action=map&center=33.816647000000003%2C-118.24484099999999&zoom=17&basemap=satellite | 178458 | [118 empty] | 0.62 |  |  | 84 |  |  | 0.35 | 0.92 |  |  | 90 |  |  | 0.4 | 0.33 |  |  | 58 |  |  | 0.3 | 0.11 |  |  | 86 |  |  | 0.05 | 0.25 |  |  | 86 |  |  | 0.12 | 0.06 |  |  | 58 |  |  | 0.06 | 0.15 |  |  | 47 |  |  | 0.16 | 46.8932 | 0.031651 | Gas | FRS_110028040153
1260 | 1989 | 2021 | CA | Welport Lease Project | 54447 | Pacific Gas & Electric Co | 14328 | Sentinel Peak Resources California, LLC | 60637 | Industrial CHP | California Independent System Operator | CISO | WECC | CAMX | WECC California | CAISO | 6 | 29 | Kern | 35.3544 | -119.6617 | 1 | 1 | NG | GAS |  | 0.70425 | 5 | 0.15959 |  | Yes | 250240 | 0.421 | 0.35936 |  | 192684.577 | 91517.331 | 192684.577 | 91517.331 | 30846 | 14651 | 29.615 | 14.066 | 0.308 | 11261.359 | 424.797 | 42.48 | 11272.999 |  | 1.92 | 1.92 | 0.02 | 730.167 | 0.014 | 0.001 | 730.921 |  | 0.307 | 0.307 | 0.003 | 116.889 | 0.002 | 0 | 117.01 |  | 1.92 | 1.92 | 0.02 | 730.167 | 0.014 | 0.001 | 730.921 |  | 82.411 | 39.142 | 0.857 | 31337.197 | 1182.091 | 118.209 |  | 536187 | 254667 | 536187 | 254667 | EIA | EIA | EIA | EIA | EIA | EIA | -- | EIA | EIA | [6 empty] | 343502.423 | 163149.669 | 52.796 | 25.076 | 0.549 | 20075.838 | 757.294 | 75.729 | 6246.6633 | 0 | 0 | 30846 | 0 | 0 | 0 | 0 | 0 | 0 | 0 | 0 | 30846 | 0 | 0 | 30846 | 0 | 0 | 0 | 1 | 0 | 0 | 0 | 0 | 0 | 0 | 0 | 0 | 1 | 0 | 0 | 1 | 0 | [7 empty] | https://www.google.com/maps/@?api=1&map_action=map&center=35.354444000000001%2C-119.6617&zoom=17&basemap=satellite | 3 | [118 empty] | 0.34 |  |  | 57 |  |  | 0.35 | 0.27 |  |  | 47 |  |  | 0.4 | 0.41 |  |  | 70 |  |  | 0.3 | 0.01 |  |  | 59 |  |  | 0.05 | 0.22 |  |  | 82 |  |  | 0.12 | 0.12 |  |  | 92 |  |  | 0.06 | 0.1 |  |  | 28 |  |  | 0.16 | 0.11195 | 0.0062552 | Gas | FRS_110028040180
1261 | 1993 | 2021 | CA | Westend Facility | 10685 | Southern California Edison Co | 17609 | Searles Valley Minerals Operations Inc. | 49968 | Industrial CHP | California Independent System Operator | CISO | WECC | CAMX | WECC California | CAISO | 6 | 71 | San Bernardino | 35.7075 | -117.3956 | 1 | 1 | NG | GAS |  | 0 | 20 |  |  | Yes | [10 empty] | 0 |  | 0 | 0 | [45 empty] | -- | [56 empty] | https://www.google.com/maps/@?api=1&map_action=map&center=35.707500000000003%2C-117.3956&zoom=17&basemap=satellite | 289 | [118 empty] | 0.53 |  |  | 77 |  |  | 0.35 | 0.39 |  |  | 58 |  |  | 0.4 | 0.67 |  |  | 92 |  |  | 0.3 | 0.01 |  |  | 58 |  |  | 0.05 | 0.15 |  |  | 71 |  |  | 0.12 | 0.08 |  |  | 72 |  |  | 0.06 | 0.24 |  |  | 79 |  |  | 0.16 |  |  | Gas | FRS_
1262 | 1997 | 2021 | CA | Western Power & Steam Inc | 54410 | Pacific Gas & Electric Co | 14328 | Western Power and Steam II LLC | 63997 | Industrial CHP | California Independent System Operator | CISO | WECC | CAMX | WECC California | CAISO | 6 | 29 | Kern | 35.4405 | -119.0129 | 1 | 1 | NG | GAS |  | 0.60359 | 27.7 | 0.32735 |  | Yes | 439164.8 | 1.138 | 0.60281 |  | 1055792.927 | 446019.997 | 1055792.927 | 446019.997 | 146463 | 62057 | 162.501 | 68.666 | 1.687 | 61705.32 | 2327.627 | 232.763 | 61769.097 |  | 2.219 | 2.213 | 0.023 | 842.606 | 0.016 | 0.002 | 843.477 |  | 0.308 | 0.308 | 0.003 | 116.889 | 0.002 | 0 | 117.01 |  | 2.219 | 2.213 | 0.023 | 842.606 | 0.016 | 0.002 | 843.477 |  | 269.574 | 113.91 | 2.799 | 102363.43 | 3861.318 | 386.132 |  | 1751463 | 739906 | 1751463 | 739906 | EIA | EIA | EIA | EIA | EIA | EIA | -- | EIA | EIA | [6 empty] | 695670.073 | 293886.003 | 107.073 | 45.244 | 1.112 | 40658.11 | 1533.691 | 153.369 | 7208.5983 | 0 | 0 | 146463 | 0 | 0 | 0 | 0 | 0 | 0 | 0 | 0 | 146463 | 0 | 0 | 146463 | 0 | 0 | 0 | 1 | 0 | 0 | 0 | 0 | 0 | 0 | 0 | 0 | 1 | 0 | 0 | 1 | 0 | [7 empty] | https://www.google.com/maps/@?api=1&map_action=map&center=35.440539000000001%2C-119.012861&zoom=17&basemap=satellite | 40658 | [118 empty] | 0.46 |  |  | 70 |  |  | 0.35 | 0.35 |  |  | 55 |  |  | 0.4 | 0.56 |  |  | 85 |  |  | 0.3 | 0.01 |  |  | 58 |  |  | 0.05 | 0.2 |  |  | 80 |  |  | 0.12 | 0.07 |  |  | 69 |  |  | 0.06 | 0.13 |  |  | 38 |  |  | 0.16 | 0.5315 | 0.0072167 | Gas | FRS_110000514024
1263 | 2481 | 2021 | DE | Van Sant | 7318 | City of Dover - (DE) | 5335 | NAES Corporation - (DE) | 54899 | IPP Non-CHP | PJM Interconnection, LLC | PJM | RFC | RFCE | RFC East | PJM | 10 | 1 | Kent | 39.145 | -75.5482 | 1 | 1 | NG | GAS |  | 0.01421 | 45.1 | 1 | [6 empty] | 82200.057 | 62702.268 | 82200.057 | 62702.268 | 5615 | 4283 | 5.433 | 4.134 | 0.025 | 4884.896 | 177.485 | 17.749 | 4889.759 |  | 1.935 | 1.93 | 0.009 | 1739.945 | 0.032 | 0.003 | 1741.677 |  | 0.132 | 0.132 | 0.001 | 118.854 | 0.002 | 0 | 118.972 |  | 1.935 | 1.93 | 0.009 | 1739.945 | 0.032 | 0.003 | 1741.677 |  | 5.433 | 4.134 | 0.025 | 4884.896 | 177.485 | 17.749 |  | 82200.057 | 62702.268 | 82200.057 | 62702.268 | EPA/CAMD | EPA/CAMD | EPA/CAMD | EPA/CAMD | EIA | EIA | -- | EPA/CAMD | EPA/CAMD | [14 empty] | 14639.369 | 0 | 0 | 5615 | 0 | 0 | 0 | 0 | 0 | 0 | 0 | 0 | 5615 | 0 | 0 | 5615 | 0 | 0 | 0 | 1 | 0 | 0 | 0 | 0 | 0 | 0 | 0 | 0 | 1 | 0 | 0 | 1 | 0 | Yes |  | 22127.983 | 1322.713 | 1.413 | 0.033 |  | https://www.google.com/maps/@?api=1&map_action=map&center=39.145035999999998%2C-75.548171999999994&zoom=17&basemap=satellite | 49604 | [118 empty] | 0.45 |  |  | 70 |  |  | 0.35 | 0.54 |  |  | 69 |  |  | 0.4 | 0.36 |  |  | 63 |  |  | 0.3 | 0.04 |  |  | 71 |  |  | 0.05 | 0.11 |  |  | 58 |  |  | 0.12 | 0.05 |  |  | 52 |  |  | 0.06 | 0.17 |  |  | 58 |  |  | 0.16 | 0.042032 | 0.012106 | Gas | FRS_110001736033
1264 | 2008 | 2021 | CA | Wheelabrator Shasta | 50881 | Pacific Gas & Electric Co | 14328 | Shasta Sustainable Resource Management, Inc. | 64579 | IPP Non-CHP | California Independent System Operator | CISO | WECC | CAMX | WECC California | CAISO | 6 | 89 | Shasta | 40.4283 | -122.2792 | 3 | 3 | WDS | BIOMASS |  | 0.59457 | 54.9 | 0.34238 | Yes | [5 empty] | 5104624 | 2247383 | 5104624 | 2247383 | 285943 | 124906 | 368.091 | 160.229 | 63.808 | 0.001 | 360120.919 | 47265.871 | 11544.127 |  | 2.575 | 2.566 | 0.446 | 0 | 1.259 | 0.165 | 80.744 |  | 0.144 | 0.143 | 0.025 | 0 | 0.071 | 0.009 | 4.523 |  | 2.575 | 2.566 | 0.446 | 0 | 1.259 | 0.165 | 80.744 |  | 368.091 | 160.229 | 63.808 | 527801.641 | 360120.919 | 47265.871 |  | 5104624 | 2247383 | 5104624 | 2247383 | EIA | EIA | EIA | EIA | EIA | EIA | -- | EIA | EIA |  |  |  | 527801.64 | [10 empty] | 17851.8936 | 0 | 0 | 0 | 0 | 0 | 285943 | 0 | 0 | 0 | 0 | 0 | 0 | 285943 | 285943 | 285943 | 0 | 0 | 0 | 0 | 0 | 0 | 1 | 0 | 0 | 0 | 0 | 0 | 0 | 1 | 1 | 1 | 0 | [7 empty] | https://www.google.com/maps/@?api=1&map_action=map&center=40.428328999999998%2C-122.279248&zoom=17&basemap=satellite | 15698 | [118 empty] | 0.31 |  |  | 53 |  |  | 0.35 | 0.22 |  |  | 42 |  |  | 0.4 | 0.4 |  |  | 68 |  |  | 0.3 | 0.02 |  |  | 63 |  |  | 0.05 | 0.11 |  |  | 59 |  |  | 0.12 | 0.07 |  |  | 68 |  |  | 0.06 | 0.16 |  |  | 51 |  |  | 0.16 | 47.6497 | 0.34376 | Biomass | FRS_110000527779
1265 | 2017 | 2021 | CA | Whittier LFG Power Plant #1 | 57102 | Southern California Edison Co | 17609 | J&A-Whittier LLC | 56395 | IPP CHP | California Independent System Operator | CISO | WECC | CAMX | WECC California | CAISO | 6 | 37 | Los Angeles | 33.9716 | -118.0481 | 2 | 2 | LFG | BIOMASS |  | 0 | 2.2 |  |  | Yes | [10 empty] | 0 |  | 0 | 0 | [45 empty] | -- | [56 empty] | https://www.google.com/maps/@?api=1&map_action=map&center=33.971600000000002%2C-118.04810000000001&zoom=17&basemap=satellite | 171050 | [118 empty] | 0.57 |  |  | 80 |  |  | 0.35 | 0.86 |  |  | 86 |  |  | 0.4 | 0.29 |  |  | 52 |  |  | 0.3 | 0.07 |  |  | 81 |  |  | 0.05 | 0.19 |  |  | 78 |  |  | 0.12 | 0.06 |  |  | 56 |  |  | 0.06 | 0.15 |  |  | 46 |  |  | 0.16 |  |  | Biomass | FRS_
1266 | 2030 | 2021 | CA | Wolfskill Energy Center | 55855 | Pacific Gas & Electric Co | 14328 | Gilroy Energy Center LLC | 49972 | IPP Non-CHP | California Independent System Operator | CISO | WECC | CAMX | WECC California | CAISO | 6 | 95 | Solano | 38.2285 | -122.0752 | 1 | 1 | NG | GAS |  | 0.02289 | 47 | 1 | [6 empty] | 105698.97 | 69842.079 | 105698.97 | 69842.079 | 9426 | 6228 | 1.11 | 0.701 | 0.032 | 6281.818 | 229.583 | 22.958 | 6288.109 |  | 0.236 | 0.225 | 0.007 | 1332.87 | 0.024 | 0.002 | 1334.205 |  | 0.021 | 0.02 | 0.001 | 118.862 | 0.002 | 0 | 118.981 |  | 0.236 | 0.225 | 0.007 | 1332.87 | 0.024 | 0.002 | 1334.205 |  | 1.11 | 0.701 | 0.032 | 6281.818 | 229.583 | 22.958 |  | 105698.97 | 69842.079 | 105698.97 | 69842.079 | EPA/CAMD | EPA/CAMD | EPA/CAMD | EPA/CAMD | EIA | EIA | -- | EPA/CAMD | EPA/CAMD | [14 empty] | 11213.5539 | 0 | 0 | 9426.001 | 0 | 0 | 0 | 0 | 0 | 0 | 0 | 0 | 9426.001 | 0 | 0 | 9426.001 | 0 | 0 | 0 | 1 | 0 | 0 | 0 | 0 | 0 | 0 | 0 | 0 | 1 | 0 | 0 | 1 | 0 | Yes |  | 102180.578 | 6071.714 | 0.875 | 0.031 |  | https://www.google.com/maps/@?api=1&map_action=map&center=38.228521999999998%2C-122.07525&zoom=17&basemap=satellite | 32767 | [118 empty] | 0.49 |  |  | 74 |  |  | 0.35 | 0.69 |  |  | 78 |  |  | 0.4 | 0.29 |  |  | 52 |  |  | 0.3 | 0.06 |  |  | 78 |  |  | 0.05 | 0.15 |  |  | 72 |  |  | 0.12 | 0.07 |  |  | 67 |  |  | 0.06 | 0.12 |  |  | 33 |  |  | 0.16 | 0.56628 | 0.12779 | Gas | FRS_110013682452
1267 | 2037 | 2021 | CA | Woodland Biomass Power Ltd | 10836 | Pacific Gas & Electric Co | 14328 | DTE Energy Services-Woodland | 54806 | IPP Non-CHP | California Independent System Operator | CISO | WECC | CAMX | WECC California | CAISO | 6 | 113 | Yolo | 38.6905 | -121.7371 | 1 | 1 | WDS | BIOMASS |  | 0.13668 | 28 | 1 | Yes | [5 empty] | 542109 | 262330 | 542109 | 262330 | 33526 | 15597 | 14.908 | 6.558 | 6.76 | 90.53 | 38138.832 | 5005.615 | 1313.102 |  | 0.889 | 0.841 | 0.403 | 5.401 | 1.138 | 0.149 | 78.333 |  | 0.055 | 0.05 | 0.025 | 0.334 | 0.07 | 0.009 | 4.844 |  | 0.889 | 0.841 | 0.403 | 5.401 | 1.138 | 0.149 | 78.333 |  | 14.908 | 6.558 | 6.76 | 55982.689 | 38138.832 | 5005.615 |  | 542109 | 262330 | 542109 | 262330 | EIA | EIA | EIA | EIA | EIA | EIA | -- | EIA | EIA |  |  |  | 55892.159 | [10 empty] | 16169.8085 | 0 | 0 | 94.554 | 0 | 0 | 33431.446 | 0 | 0 | 0 | 0 | 0 | 94.554 | 33431.446 | 33431.446 | 33526 | 0 | 0 | 0 | 0.0028203 | 0 | 0 | 0.99718 | 0 | 0 | 0 | 0 | 0 | 0.0028203 | 0.99718 | 0.99718 | 1 | 0 | [7 empty] | https://www.google.com/maps/@?api=1&map_action=map&center=38.6905%2C-121.7371&zoom=17&basemap=satellite | 41938 | [118 empty] | 0.48 |  |  | 72 |  |  | 0.35 | 0.66 |  |  | 76 |  |  | 0.4 | 0.29 |  |  | 53 |  |  | 0.3 | 0.08 |  |  | 81 |  |  | 0.05 | 0.19 |  |  | 78 |  |  | 0.12 | 0.06 |  |  | 62 |  |  | 0.06 | 0.12 |  |  | 37 |  |  | 0.16 | 5.2345 | 0.33633 | Biomass | FRS_110000524745
1268 | 3088 | 2021 | IA | George Neal South | 7343 | MidAmerican Energy Co | 12341 | MidAmerican Energy Co | 12341 | Electric Utility | Midcontinent Independent Transmission System Operator, Inc.. | MISO | MRO | MROW | MRO West | MISO | 19 | 193 | Woodbury | 42.3006 | -96.3617 | 1 | 1 | RC | COAL | Yes | 0.23753 | 695.9 | 0.93745 |  | Yes | 981355.2 | 5.036 | 0.87038 |  | 12964242.69 | 10026413.12 | 12964242.69 | 10026413.12 | 1448006 | 1138961 | 1242.63 | 960.988 | 2279.724 | 1359687.267 | 335544.956 | 48855.245 | 1371161.01 |  | 1.716 | 1.687 | 3.149 | 1878.013 | 0.232 | 0.034 | 1893.861 |  | 0.192 | 0.192 | 0.352 | 209.76 | 0.026 | 0.004 | 211.53 |  | 1.716 | 1.687 | 3.149 | 1878.013 | 0.232 | 0.034 | 1893.861 |  | 1427.694 | 1104.107 | 2619.242 | 1562184.863 | 385517.511 | 56131.234 |  | 14895001.36 | 11519642.19 | 14895001.36 | 11519642.19 | EPA/CAMD | EPA/CAMD | EPA/CAMD | EPA/CAMD | EIA | EIA | -- | EPA/CAMD | EPA/CAMD | [6 empty] | 1930758.672 | 1493229.072 | 185.064 | 143.119 | 339.518 | 202497.596 | 49972.555 | 7275.989 | 8953.1693 | 1442891.252 | 5114.733 | 0 | 0 | 0 | 0 | 0 | 0 | 0 | 0 | 0 | 1448005.985 | 0 | 0 | 1448005.985 | 0 | 0.99647 | 0.0035323 | 0 | 0 | 0 | 0 | 0 | 0 | 0 | 0 | 0 | 1 | 0 | 0 | 1 | 0 | Yes |  | 10663444.32 | 1118381.996 | 951.72 | 1953.173 |  | https://www.google.com/maps/@?api=1&map_action=map&center=42.300600000000003%2C-96.361699999999999&zoom=17&basemap=satellite | 361 | [118 empty] | 0.1 |  |  | 10 |  |  | 0.35 | 0.03 |  |  | 10 |  |  | 0.4 | 0.16 |  |  | 30 |  |  | 0.3 | 0 |  |  | 0 |  |  | 0.05 | 0.05 |  |  | 37 |  |  | 0.12 | 0.02 |  |  | 22 |  |  | 0.06 | 0.26 |  |  | 83 |  |  | 0.16 | 72.9857 | 0.22065 | Coal | FRS_110000414114
1269 | 2043 | 2021 | CA | WWTP Power Generation Station | 56036 | Pacific Gas & Electric Co | 14328 | East Bay Municipal Util Dist | 5571 | Commercial CHP | California Independent System Operator | CISO | WECC | CAMX | WECC California | CAISO | 6 | 1 | Alameda | 37.8258 | -122.2961 | 3 | 3 | OBG | BIOMASS |  | 0.41525 | 6.6 | 0.64125 | Yes | Yes | 133215.2 | 0.615 | 0.45059 |  | 137281.262 | 54879.522 | 137281.262 | 54879.522 | 24008.001 | 9414 | 277.814 | 112.605 | 0.441 | 95.278 | 325.75 | 33.567 | 104.351 |  | 23.143 | 23.923 | 0.037 | 7.937 | 0.014 | 0.001 | 8.693 |  | 4.047 | 4.104 | 0.006 | 1.388 | 0.002 | 0 | 1.52 |  | 23.143 | 23.923 | 0.037 | 7.937 | 0.014 | 0.001 | 8.693 |  | 616.563 | 249.909 | 0.98 | 19346.67 | 722.949 | 74.497 |  | 304673.001 | 121796.001 | 304673.001 | 121796.001 | EIA | EIA | EIA | EIA | EIA | EIA | -- | EIA | EIA |  |  |  | 19135.217 |  |  | 167391.739 | 66916.479 | 338.749 | 137.304 | 0.538 | 116.175 | 397.198 | 40.93 | 5718.1466 | 0 | 261.863 | 0 | 0 | 0 | 23746.137 | 0 | 0 | 0 | 0 | 0 | 261.863 | 23746.137 | 23746.137 | 24008 | 0 | 0 | 0.010907 | 0 | 0 | 0 | 0.98909 | 0 | 0 | 0 | 0 | 0 | 0.010907 | 0.98909 | 0.98909 | 1 | 0 | [7 empty] | https://www.google.com/maps/@?api=1&map_action=map&center=37.825800000000001%2C-122.2961&zoom=17&basemap=satellite | 181741 | [118 empty] | 0.43 |  |  | 67 |  |  | 0.35 | 0.58 |  |  | 71 |  |  | 0.4 | 0.28 |  |  | 51 |  |  | 0.3 | 0.07 |  |  | 80 |  |  | 0.05 | 0.08 |  |  | 46 |  |  | 0.12 | 0.05 |  |  | 47 |  |  | 0.06 | 0.14 |  |  | 44 |  |  | 0.16 | 0.99893 | 0.08433 | Biomass | FRS_110055987491
1270 | 10271 | 2021 | TX | Power Lane Steam Plant | 4195 | City of Greenville - (TX) | 7634 | City of Greenville - (TX) | 7634 | Electric Utility | Electric Reliability Council of Texas, Inc. | ERCO | TRE | ERCT | ERCOT All | ERCOT | 48 | 231 | Hunt | 33.1707 | -96.1264 | 2 | 6 | NG | GAS |  | 0.04795 | 112.2 | 1 | [6 empty] | 304053.825 | 151018.1 | 304053.825 | 151018.1 | 47123.999 | 27782.001 | 27.871 | 13.38 | 2.065 | 20420.725 | 1677.232 | 195.89 | 20470.878 |  | 1.183 | 0.963 | 0.088 | 866.68 | 0.036 | 0.004 | 868.809 |  | 0.183 | 0.177 | 0.014 | 134.323 | 0.006 | 0.001 | 134.653 |  | 1.183 | 0.963 | 0.088 | 866.68 | 0.036 | 0.004 | 868.809 |  | 27.871 | 13.38 | 2.065 | 20420.725 | 1677.232 | 195.89 |  | 304053.825 | 151018.1 | 304053.825 | 151018.1 | EPA/CAMD | EPA/CAMD | EPA/CAMD | EPA/CAMD | EIA | EIA | -- | EPA/CAMD | EPA/CAMD | [14 empty] | 6452.2075 | 0 | 2505.259 | 44618.741 | 0 | 0 | 0 | 0 | 0 | 0 | 0 | 0 | 47124 | 0 | 0 | 47124 | 0 | 0 | 0.053163 | 0.94684 | 0 | 0 | 0 | 0 | 0 | 0 | 0 | 0 | 1 | 0 | 0 | 1 | 0 | Yes |  | 342697.625 | 21697.9 | 33.445 | 0.923 |  | https://www.google.com/maps/@?api=1&map_action=map&center=33.170699999999997%2C-96.126400000000004&zoom=17&basemap=satellite | 10489 | [118 empty] | 0.58 |  |  | 81 |  |  | 0.35 | 0.6 |  |  | 73 |  |  | 0.4 | 0.57 |  |  | 85 |  |  | 0.3 | 0.05 |  |  | 75 |  |  | 0.05 | 0.27 |  |  | 88 |  |  | 0.12 | 0.07 |  |  | 70 |  |  | 0.06 | 0.15 |  |  | 46 |  |  | 0.16 | 0.4033 | 0.024825 | Gas | FRS_110014389606
1271 | 2045 | 2021 | CA | Xilinx San Jose | 58299 | Pacific Gas & Electric Co | 14328 | Bloom Energy | 57128 | IPP Non-CHP | California Independent System Operator | CISO | WECC | CAMX | WECC California | CAISO | 6 | 85 | Santa Clara | 37.2528 | -121.9342 | 1 | 1 | NG | GAS |  | 0.81838 | 1 | 0 | [8 empty] | 52877 | 25115 | 7169 | 3405 | 0 |  | 0 | 0 | [37 empty] | 52877 | 25115 | [6 empty] | -- | EIA | EIA | [15 empty] | 0 | 0 | 7169 | 0 | 0 | 0 | 0 | 0 | 0 | 0 | 0 | 7169 | 0 | 0 | 7169 | 0 | 0 | 0 | 1 | 0 | 0 | 0 | 0 | 0 | 0 | 0 | 0 | 1 | 0 | 0 | 1 | 0 | [7 empty] | https://www.google.com/maps/@?api=1&map_action=map&center=37.252777999999999%2C-121.934167&zoom=17&basemap=satellite | 162098 | [118 empty] | 0.28 |  |  | 48 |  |  | 0.35 | 0.45 |  |  | 63 |  |  | 0.4 | 0.12 |  |  | 20 |  |  | 0.3 | 0.06 |  |  | 78 |  |  | 0.05 | 0.05 |  |  | 34 |  |  | 0.12 | 0.06 |  |  | 58 |  |  | 0.06 | 0.15 |  |  | 49 |  |  | 0.16 | 0 | 0 | Gas | FRS_110057115189
1272 | 10610 | 2021 | UT | Logan City | 4251 | City of Logan - (UT) | 11135 | City of Logan - (UT) | 11135 | Electric Utility | PacifiCorp - East | PACE | WECC | NWPP | WECC Northwest |  | 49 | 5 | Cache | 41.7258 | -111.8433 | 3 | 3 | NG | GAS |  | 0.03504 | 15.9 | 1 | [6 empty] | 77282.001 | 36468 | 77282.001 | 36468 | 4880.001 | 2303.001 | 11.688 | 5.514 | 0.124 | 4516.71 | 170.378 | 17.038 | 4521.378 |  | 4.79 | 4.789 | 0.051 | 1851.11 | 0.035 | 0.003 | 1853.024 |  | 0.302 | 0.302 | 0.003 | 116.889 | 0.002 | 0 | 117.01 |  | 4.79 | 4.789 | 0.051 | 1851.111 | 0.035 | 0.003 | 1853.024 |  | 11.688 | 5.514 | 0.124 | 4516.71 | 170.378 | 17.038 |  | 77282.001 | 36468 | 77282.001 | 36468 | EIA | EIA | EIA | EIA | EIA | EIA | -- | EIA | EIA | [14 empty] | 15836.4756 | 0 | 0 | 4880 | 0 | 0 | 0 | 0 | 0 | 0 | 0 | 0 | 4880 | 0 | 0 | 4880 | 0 | 0 | 0 | 1 | 0 | 0 | 0 | 0 | 0 | 0 | 0 | 0 | 1 | 0 | 0 | 1 | 0 | [7 empty] | https://www.google.com/maps/@?api=1&map_action=map&center=41.725833000000002%2C-111.8433&zoom=17&basemap=satellite | 63145 | [118 empty] | 0.35 |  |  | 58 |  |  | 0.35 | 0.22 |  |  | 41 |  |  | 0.4 | 0.47 |  |  | 77 |  |  | 0.3 | 0.03 |  |  | 69 |  |  | 0.05 | 0.08 |  |  | 49 |  |  | 0.12 | 0.08 |  |  | 76 |  |  | 0.06 | 0.07 |  |  | 17 |  |  | 0.16 | 0.009995 | 0.016955 | Gas | FRS_110028051453
1273 | 2694 | 2021 | FL | University of Florida | 7345 | Duke Energy Florida, Inc | 6455 | Duke Energy Florida, LLC | 6455 | Electric Utility | Duke Energy Florida Inc | FPC | SERC | FRCC | FRCC All |  | 12 | 1 | Alachua | 29.6403 | -82.3486 | 1 | 1 | NG | GAS |  | 0.73919 | 54.2 | 0.10135 |  | Yes | 0 |  | 1 |  | 2935542.679 | 1181772.124 | 2935542.679 | 1181772.124 | 350961 | 141288 | 107.08 | 41.78 | 0.881 | 174449.58 | 6341.139 | 634.114 | 174623.327 |  | 0.61 | 0.591 | 0.005 | 994.125 | 0.018 | 0.002 | 995.115 |  | 0.073 | 0.071 | 0.001 | 118.853 | 0.002 | 0 | 118.972 |  | 0.61 | 0.591 | 0.005 | 994.125 | 0.018 | 0.002 | 995.115 |  | 107.08 | 41.78 | 0.881 | 174449.58 | 6341.139 | 634.114 |  | 2935542.679 | 1181772.124 | 2935542.679 | 1181772.124 | EPA/CAMD | EPA/CAMD | EPA/CAMD | EPA/CAMD | EIA | EIA | -- | EPA/CAMD | EPA/CAMD | [6 empty] | 0 | 0 | 0 | 0 | 0 | 0 | 0 | 0 | 8364.2988 | 0 | 0 | 350961 | 0 | 0 | 0 | 0 | 0 | 0 | 0 | 0 | 350961 | 0 | 0 | 350961 | 0 | 0 | 0 | 1 | 0 | 0 | 0 | 0 | 0 | 0 | 0 | 0 | 1 | 0 | 0 | 1 | 0 | Yes |  | 3224094.89 | 191598.525 | 108.529 | 0.967 |  | https://www.google.com/maps/@?api=1&map_action=map&center=29.640277999999999%2C-82.348611000000005&zoom=17&basemap=satellite | 86676 | [118 empty] | 0.52 |  |  | 76 |  |  | 0.35 | 0.41 |  |  | 60 |  |  | 0.4 | 0.58 |  |  | 86 |  |  | 0.3 | 0.03 |  |  | 69 |  |  | 0.05 | 0.06 |  |  | 40 |  |  | 0.12 | 0.03 |  |  | 29 |  |  | 0.06 | 0.09 |  |  | 21 |  |  | 0.16 | 12.0814 | 0.075754 | Gas | FRS_110008313725
1274 | 2046 | 2021 | CA | Yahoo! - HQ | 59805 | Pacific Gas & Electric Co | 14328 | Bloom Energy | 57128 | IPP Non-CHP | California Independent System Operator | CISO | WECC | CAMX | WECC California | CAISO | 6 | 85 | Santa Clara | 37.4154 | -122.0257 | 1 | 1 | NG | GAS |  | 0.68223 | 1.1 | 0.19628 | [8 empty] | 48673 | 23118 | 6574 | 3122 | 0 |  | 0 | 0 | [37 empty] | 48673 | 23118 | [6 empty] | -- | EIA | EIA | [15 empty] | 0 | 0 | 6574 | 0 | 0 | 0 | 0 | 0 | 0 | 0 | 0 | 6574 | 0 | 0 | 6574 | 0 | 0 | 0 | 1 | 0 | 0 | 0 | 0 | 0 | 0 | 0 | 0 | 1 | 0 | 0 | 1 | 0 | [7 empty] | https://www.google.com/maps/@?api=1&map_action=map&center=37.415419%2C-122.025747&zoom=17&basemap=satellite | 82870 | [118 empty] | 0.43 |  |  | 68 |  |  | 0.35 | 0.71 |  |  | 79 |  |  | 0.4 | 0.15 |  |  | 27 |  |  | 0.3 | 0.1 |  |  | 84 |  |  | 0.05 | 0.09 |  |  | 54 |  |  | 0.12 | 0.07 |  |  | 70 |  |  | 0.06 | 0.1 |  |  | 27 |  |  | 0.16 | 0 | 0 | Gas | FRS_110070396570
1275 | 4829 | 2021 | MD | Easton 2 | 4257 | Easton Utilities Comm | 5625 | Easton Utilities Comm | 5625 | Electric Utility | PJM Interconnection, LLC | PJM | RFC | RFCE | RFC East | PJM | 24 | 41 | Talbot | 38.795 | -76.07 | 8 | 8 | DFO | OIL |  | 4e-05 | 38.8 | 1 | [6 empty] | 17369 | 7234 | 17369 | 7234 | 13 | 129 | 21.98 | 9.112 | 2.562 | 1418.4 | 114.876 | 22.975 | 1423.259 |  | 3381.538 | 141.271 | 394.154 | 218215.385 | 8.837 | 1.767 | 218962.965 |  | 2.531 | 2.519 | 0.295 | 163.325 | 0.007 | 0.001 | 163.885 |  | 3381.538 | 141.271 | 394.154 | 218215.385 | 8.837 | 1.767 | 218962.965 |  | 21.98 | 9.112 | 2.562 | 1418.4 | 114.876 | 22.975 |  | 17369 | 7234 | 17369 | 7234 | EIA | EIA | EIA | EIA | EIA | EIA | -- | EIA | EIA | [14 empty] | 1336076.923 | 0 | 13 | 0 | 0 | 0 | 0 | 0 | 0 | 0 | 0 | 0 | 13 | 0 | 0 | 13 | 0 | 0 | 1 | 0 | 0 | 0 | 0 | 0 | 0 | 0 | 0 | 0 | 1 | 0 | 0 | 1 | 0 | [7 empty] | https://www.google.com/maps/@?api=1&map_action=map&center=38.795000000000002%2C-76.069999999999993&zoom=17&basemap=satellite | 15121 | [118 empty] | 0.3 |  |  | 52 |  |  | 0.35 | 0.32 |  |  | 53 |  |  | 0.4 | 0.28 |  |  | 51 |  |  | 0.3 | 0.04 |  |  | 71 |  |  | 0.05 | 0.12 |  |  | 62 |  |  | 0.12 | 0.04 |  |  | 43 |  |  | 0.06 | 0.25 |  |  | 80 |  |  | 0.16 | 1.1616 | 0 | Oil | FRS_110001768775
1276 | 2050 | 2021 | CA | Yuba City Cogen Partners | 52186 | Pacific Gas & Electric Co | 14328 | Wellhead Services, Inc | 20323 | IPP CHP | California Independent System Operator | CISO | WECC | CAMX | WECC California | CAISO | 6 | 101 | Sutter | 39.1367 | -121.6398 | 1 | 1 | NG | GAS |  | 0.13536 | 49.9 | 1 |  | Yes | 64822.4 | 3.115 | 0.80596 |  | 456406.148 | 216774.121 | 456406.148 | 216774.121 | 59167 | 28102 | 72.23 | 34.307 | 0.729 | 26674.442 | 1006.204 | 100.62 | 26702.012 |  | 2.442 | 2.442 | 0.025 | 901.666 | 0.017 | 0.002 | 902.598 |  | 0.317 | 0.317 | 0.003 | 116.889 | 0.002 | 0 | 117.01 |  | 2.442 | 2.442 | 0.025 | 901.666 | 0.017 | 0.002 | 902.598 |  | 89.62 | 42.566 | 0.905 | 33096.377 | 1248.45 | 124.845 |  | 566287 | 268963 | 566287 | 268963 | EIA | EIA | EIA | EIA | EIA | EIA | -- | EIA | EIA | [6 empty] | 109880.852 | 52188.879 | 17.39 | 8.259 | 0.176 | 6421.935 | 242.246 | 24.225 | 7713.8633 | 0 | 0 | 59167 | 0 | 0 | 0 | 0 | 0 | 0 | 0 | 0 | 59167 | 0 | 0 | 59167 | 0 | 0 | 0 | 1 | 0 | 0 | 0 | 0 | 0 | 0 | 0 | 0 | 1 | 0 | 0 | 1 | 0 | [7 empty] | https://www.google.com/maps/@?api=1&map_action=map&center=39.136670000000002%2C-121.63984600000001&zoom=17&basemap=satellite | 73710 | [118 empty] | 0.47 |  |  | 72 |  |  | 0.35 | 0.56 |  |  | 70 |  |  | 0.4 | 0.38 |  |  | 66 |  |  | 0.3 | 0.08 |  |  | 81 |  |  | 0.05 | 0.2 |  |  | 80 |  |  | 0.12 | 0.07 |  |  | 65 |  |  | 0.06 | 0.16 |  |  | 51 |  |  | 0.16 | 0.091533 | 0.0073303 | Gas | FRS_110028013851
1277 | 10352 | 2021 | TX | Spencer | 4266 | City of Denton - (TX) | 5063 | City of Garland - (TX) | 6958 | Electric Utility | Electric Reliability Council of Texas, Inc. | ERCO | TRE | ERCT | ERCOT All | ERCOT | 48 | 121 | Denton | 33.1975 | -97.1061 | 2 | 2 | NG | GAS |  | 0.00634 | 126.5 | 1 | [6 empty] | 125209.725 | 101154.25 | 125209.725 | 101154.25 | 7025 | 5690 | 3.096 | 2.605 | 0.038 | 7440.125 | 255.478 | 25.548 | 7447.125 |  | 0.881 | 0.916 | 0.011 | 2118.185 | 0.036 | 0.004 | 2120.178 |  | 0.049 | 0.052 | 0.001 | 118.843 | 0.002 | 0 | 118.954 |  | 0.881 | 0.916 | 0.011 | 2118.185 | 0.036 | 0.004 | 2120.178 |  | 3.096 | 2.605 | 0.038 | 7440.125 | 255.478 | 25.548 |  | 125209.725 | 101154.25 | 125209.725 | 101154.25 | EPA/CAMD | EPA/CAMD | EPA/CAMD | EPA/CAMD | EIA | EIA | -- | EPA/CAMD | EPA/CAMD | [14 empty] | 17823.4484 | 0 | 0 | 7025 | 0 | 0 | 0 | 0 | 0 | 0 | 0 | 0 | 7025 | 0 | 0 | 7025 | 0 | 0 | 0 | 1 | 0 | 0 | 0 | 0 | 0 | 0 | 0 | 0 | 1 | 0 | 0 | 1 | 0 | Yes |  | 364719.55 | 21678.9 | 20.103 | 0.11 |  | https://www.google.com/maps/@?api=1&map_action=map&center=33.197499999999998%2C-97.106099999999998&zoom=17&basemap=satellite | 86406 | [118 empty] | 0.44 |  |  | 69 |  |  | 0.35 | 0.48 |  |  | 65 |  |  | 0.4 | 0.38 |  |  | 66 |  |  | 0.3 | 0.05 |  |  | 75 |  |  | 0.05 | 0.1 |  |  | 56 |  |  | 0.12 | 0.06 |  |  | 56 |  |  | 0.06 | 0.09 |  |  | 21 |  |  | 0.16 | 0.183 | 0.14908 | Gas | FRS_110012182770
1278 | 2855 | 2021 | GA | Robins | 7348 | Georgia Power Co | 7140 | Georgia Power Co | 7140 | Electric Utility | Southern Company Services, Inc. - Trans | SOCO | SERC | SRSO | SERC South |  | 13 | 153 | Houston | 32.5792 | -83.5822 | 2 | 2 | NG | GAS |  | 0.00459 | 183.8 | 1 | [6 empty] | 112297.2 | 74526 | 112297.2 | 74526 | 7391 | 4905 | 44.126 | 26.864 | 4.85 | 7050.6 | 314.776 | 42.268 | 7060.833 |  | 11.94 | 10.954 | 1.312 | 1907.888 | 0.043 | 0.006 | 1910.657 |  | 0.786 | 0.721 | 0.086 | 125.57 | 0.003 | 0 | 125.753 |  | 11.94 | 10.954 | 1.312 | 1907.888 | 0.043 | 0.006 | 1910.657 |  | 44.126 | 26.864 | 4.85 | 7050.6 | 314.776 | 42.268 |  | 112297.2 | 74526 | 112297.2 | 74526 | EPA/CAMD | EPA/CAMD | EPA/CAMD | EPA/CAMD | EIA | EIA | -- | EPA/CAMD | EPA/CAMD | [14 empty] | 15193.7783 | 0 | 1095.502 | 6295.497 | 0 | 0 | 0 | 0 | 0 | 0 | 0 | 0 | 7390.999 | 0 | 0 | 7390.999 | 0 | 0 | 0.14822 | 0.85178 | 0 | 0 | 0 | 0 | 0 | 0 | 0 | 0 | 1 | 0 | 0 | 1 | 0 | Yes |  | 155084.8 | 11873.7 | 44.435 | 22.673 |  | https://www.google.com/maps/@?api=1&map_action=map&center=32.5792%2C-83.5822&zoom=17&basemap=satellite | 19435 | [118 empty] | 0.39 |  |  | 64 |  |  | 0.35 | 0.53 |  |  | 69 |  |  | 0.4 | 0.26 |  |  | 47 |  |  | 0.3 | 0.01 |  |  | 59 |  |  | 0.05 | 0.07 |  |  | 46 |  |  | 0.12 | 0.06 |  |  | 58 |  |  | 0.06 | 0.11 |  |  | 32 |  |  | 0.16 | 0.84286 | 0.088138 | Gas | FRS_110000700055
1279 | 2051 | 2021 | CA | Yuba City Energy Center | 10349 | Pacific Gas & Electric Co | 14328 | Greenleaf Energy LLC | 59879 | IPP CHP | California Independent System Operator | CISO | WECC | CAMX | WECC California | CAISO | 6 | 101 | Sutter | 39.1365 | -121.6397 | 1 | 1 | NG | GAS |  | 0.26975 | 49.5 | 0.88375 |  | Yes | 203859.2 | 1.958 | 0.72307 |  | 719916.909 | 491411.367 | 719916.909 | 491411.367 | 116969 | 60152 | 484.254 | 246.521 | 0.216 | 42782.842 | 1864.689 | 186.469 | 42833.934 |  | 8.28 | 8.197 | 0.004 | 731.524 | 0.016 | 0.002 | 732.398 |  | 1.345 | 1.003 | 0.001 | 118.855 | 0.003 | 0 | 118.997 |  | 8.28 | 8.197 | 0.004 | 731.524 | 0.016 | 0.002 | 732.398 |  | 669.717 | 340.935 | 0.299 | 59168.132 | 2578.842 | 257.884 |  | 995636.032 | 679615.741 | 995636.032 | 679615.741 | EPA/CAMD | EPA/CAMD | EPA/CAMD | EPA/CAMD | EIA | EIA | -- | EPA/CAMD | EPA/CAMD | [6 empty] | 275719.123 | 188204.374 | 185.463 | 94.414 | 0.083 | 16385.29 | 714.153 | 71.415 | 6154.7667 | 0 | 0 | 116969 | 0 | 0 | 0 | 0 | 0 | 0 | 0 | 0 | 116969 | 0 | 0 | 116969 | 0 | 0 | 0 | 1 | 0 | 0 | 0 | 0 | 0 | 0 | 0 | 0 | 1 | 0 | 0 | 1 | 0 | Yes |  | 757930.747 | 45043.303 | 50.453 | 0.227 |  | https://www.google.com/maps/@?api=1&map_action=map&center=39.136499999999998%2C-121.6397&zoom=17&basemap=satellite | 73963 | [118 empty] | 0.47 |  |  | 71 |  |  | 0.35 | 0.56 |  |  | 70 |  |  | 0.4 | 0.38 |  |  | 65 |  |  | 0.3 | 0.08 |  |  | 81 |  |  | 0.05 | 0.2 |  |  | 80 |  |  | 0.12 | 0.07 |  |  | 65 |  |  | 0.06 | 0.16 |  |  | 51 |  |  | 0.16 | 0.44721 | 0.011735 | Gas | FRS_110000524969
1280 | 10377 | 2021 | TX | T C Ferguson Power Plant | 4937 | Lower Colorado River Authority | 11269 | Lower Colorado River Authority | 11269 | Electric Utility | Electric Reliability Council of Texas, Inc. | ERCO | TRE | ERCT | ERCOT All | ERCOT | 48 | 299 | Llano | 30.558 | -98.3705 | 2 | 3 | NG | GAS |  | 0.66461 | 574.6 | 0.22565 | [6 empty] | 22652262 | 10007873.9 | 22652262 | 10007873.9 | 3345326 | 1471731 | 67.083 | 28.394 | 6.796 | 1346190.45 | 49986.744 | 4998.674 | 1347560.087 |  | 0.04 | 0.039 | 0.004 | 804.819 | 0.015 | 0.001 | 805.638 |  | 0.006 | 0.006 | 0.001 | 118.857 | 0.002 | 0 | 118.978 |  | 0.04 | 0.039 | 0.004 | 804.819 | 0.015 | 0.001 | 805.638 |  | 67.083 | 28.394 | 6.796 | 1346190.45 | 49986.744 | 4998.674 |  | 22652262 | 10007873.9 | 22652262 | 10007873.9 | EPA/CAMD | EPA/CAMD | EPA/CAMD | EPA/CAMD | EIA | EIA | -- | EPA/CAMD | EPA/CAMD | [14 empty] | 6771.3168 | 0 | 0 | 3345326 | 0 | 0 | 0 | 0 | 0 | 0 | 0 | 0 | 3345326 | 0 | 0 | 3345326 | 0 | 0 | 0 | 1 | 0 | 0 | 0 | 0 | 0 | 0 | 0 | 0 | 1 | 0 | 0 | 1 | 0 | Yes |  | 21121117.03 | 1255183.193 | 64.799 | 6.337 |  | https://www.google.com/maps/@?api=1&map_action=map&center=30.558%2C-98.370500000000007&zoom=17&basemap=satellite | 9898 | [118 empty] | 0.36 |  |  | 60 |  |  | 0.35 | 0.32 |  |  | 52 |  |  | 0.4 | 0.41 |  |  | 69 |  |  | 0.3 | 0.03 |  |  | 66 |  |  | 0.05 | 0.15 |  |  | 70 |  |  | 0.12 | 0.02 |  |  | 25 |  |  | 0.06 | 0.32 |  |  | 91 |  |  | 0.16 | 47.6278 | 0.026577 | Gas | FRS_110002052251
1281 | 2052 | 2021 | CA | Yuba City Energy Center | 55813 | Pacific Gas & Electric Co | 14328 | Calpine Corp-Yuba City | 2867 | IPP Non-CHP | California Independent System Operator | CISO | WECC | CAMX | WECC California | CAISO | 6 | 101 | Sutter | 39.1392 | -121.6387 | 1 | 1 | NG | GAS |  | 0.22054 | 47.3 | 0.96576 | [6 empty] | 982653 | 466719 | 982653 | 466719 | 91381 | 43402 | 152.055 | 72.22 | 1.57 | 57430.692 | 2166.381 | 216.638 | 57490.051 |  | 3.328 | 3.328 | 0.034 | 1256.95 | 0.024 | 0.002 | 1258.25 |  | 0.309 | 0.309 | 0.003 | 116.889 | 0.002 | 0 | 117.01 |  | 3.328 | 3.328 | 0.034 | 1256.95 | 0.024 | 0.002 | 1258.25 |  | 152.055 | 72.22 | 1.57 | 57430.692 | 2166.381 | 216.638 |  | 982653 | 466719 | 982653 | 466719 | EIA | EIA | EIA | EIA | EIA | EIA | -- | EIA | EIA | [14 empty] | 10753.3623 | 0 | 0 | 91381 | 0 | 0 | 0 | 0 | 0 | 0 | 0 | 0 | 91381 | 0 | 0 | 91381 | 0 | 0 | 0 | 1 | 0 | 0 | 0 | 0 | 0 | 0 | 0 | 0 | 1 | 0 | 0 | 1 | 0 | [7 empty] | https://www.google.com/maps/@?api=1&map_action=map&center=39.139200000000002%2C-121.6387&zoom=17&basemap=satellite | 73357 | [118 empty] | 0.47 |  |  | 72 |  |  | 0.35 | 0.56 |  |  | 70 |  |  | 0.4 | 0.38 |  |  | 66 |  |  | 0.3 | 0.08 |  |  | 81 |  |  | 0.05 | 0.2 |  |  | 80 |  |  | 0.12 | 0.07 |  |  | 65 |  |  | 0.06 | 0.16 |  |  | 52 |  |  | 0.16 | 0.32168 | 0.011441 | Gas | FRS_110000524969
1282 | 9897 | 2021 | TX | Barney M. Davis | 4939 | AEP Texas Central Company | 3278 | Talen Texas, LLC | 49979 | IPP Non-CHP | Electric Reliability Council of Texas, Inc. | ERCO | TRE | ERCT | ERCOT All | ERCOT | 48 | 355 | Nueces | 27.6064 | -97.3117 | 3 | 4 | NG | GAS |  | 0.11158 | 1082.2 | 1 | [6 empty] | 9524176.431 | 6643077.199 | 9524176.431 | 6643077.199 | 1057830 | 750135 | 222.62 | 176.277 | 2.857 | 566008.562 | 20388.142 | 2038.814 | 566567.197 |  | 0.421 | 0.47 | 0.005 | 1070.131 | 0.019 | 0.002 | 1071.188 |  | 0.047 | 0.053 | 0.001 | 118.857 | 0.002 | 0 | 118.975 |  | 0.421 | 0.47 | 0.005 | 1070.131 | 0.019 | 0.002 | 1071.188 |  | 222.62 | 176.277 | 2.857 | 566008.562 | 20388.142 | 2038.814 |  | 9524176.431 | 6643077.199 | 9524176.431 | 6643077.199 | EPA/CAMD | EPA/CAMD | EPA/CAMD | EPA/CAMD | EIA | EIA | -- | EPA/CAMD | EPA/CAMD | [14 empty] | 9003.5038 | 0 | 0 | 1057830 | 0 | 0 | 0 | 0 | 0 | 0 | 0 | 0 | 1057830 | 0 | 0 | 1057830 | 0 | 0 | 0 | 1 | 0 | 0 | 0 | 0 | 0 | 0 | 0 | 0 | 1 | 0 | 0 | 1 | 0 | Yes |  | 11478054.26 | 682130.365 | 174.189 | 3.444 |  | https://www.google.com/maps/@?api=1&map_action=map&center=27.606400000000001%2C-97.311700000000002&zoom=17&basemap=satellite | 7699 | [118 empty] | 0.28 |  |  | 48 |  |  | 0.35 | 0.35 |  |  | 55 |  |  | 0.4 | 0.21 |  |  | 38 |  |  | 0.3 | 0.02 |  |  | 61 |  |  | 0.05 | 0.1 |  |  | 56 |  |  | 0.12 | 0.05 |  |  | 49 |  |  | 0.06 | 0.15 |  |  | 48 |  |  | 0.16 | 47.56 | 0.077458 | Gas | FRS_110002043752
1283 | 2054 | 2021 | CA | Zero Waste Energy Development Co LLC | 60220 | Pacific Gas & Electric Co | 14328 | Zero Waste Energy Development Company LLC | 60003 | IPP CHP | California Independent System Operator | CISO | WECC | CAMX | WECC California | CAISO | 6 | 85 | Santa Clara | 37.4325 | -121.9528 | 2 | 2 | OBG | BIOMASS |  | 0.38898 | 1.6 | 0.68503 | Yes | Yes | 43099.2 | 0.432 | 0.36534 |  | 31818.815 | 13252.451 | 31818.815 | 13252.451 | 5452 | 2271 | 40.099 | 16.701 | 0.103 | 0 | 74.011 | 7.401 | 2.028 |  | 14.71 | 14.708 | 0.038 | 0 | 0.014 | 0.001 | 0.744 |  | 2.52 | 2.52 | 0.006 | 0 | 0.002 | 0 | 0.127 |  | 14.71 | 14.708 | 0.038 | 0 | 0.014 | 0.001 | 0.744 |  | 109.756 | 45.714 | 0.283 | 5530.388 | 202.579 | 20.258 |  | 87093 | 36274 | 87093 | 36274 | EIA | EIA | EIA | EIA | EIA | EIA | -- | EIA | EIA |  |  |  | 5530.387 |  |  | 55274.185 | 23021.549 | 69.657 | 29.013 | 0.18 | 0.001 | 128.568 | 12.857 | 5836.173 | 0 | 0 | 0 | 0 | 0 | 5452 | 0 | 0 | 0 | 0 | 0 | 0 | 5452 | 5452 | 5452 | 0 | 0 | 0 | 0 | 0 | 0 | 1 | 0 | 0 | 0 | 0 | 0 | 0 | 1 | 1 | 1 | 0 | [7 empty] | https://www.google.com/maps/@?api=1&map_action=map&center=37.432499999999997%2C-121.95285&zoom=17&basemap=satellite | 87164 | [118 empty] | 0.47 |  |  | 72 |  |  | 0.35 | 0.83 |  |  | 85 |  |  | 0.4 | 0.13 |  |  | 22 |  |  | 0.3 | 0.11 |  |  | 85 |  |  | 0.05 | 0.08 |  |  | 49 |  |  | 0.12 | 0.08 |  |  | 73 |  |  | 0.06 | 0.07 |  |  | 17 |  |  | 0.16 | 0.18391 | 0.08716 | Biomass | FRS_110070093772
1284 | 8897 | 2021 | OK | Riverside (4940) | 4940 | Public Service Co of Oklahoma | 15474 | Public Service Co of Oklahoma | 15474 | Electric Utility | Southwest Power Pool | SWPP | MRO | SPSO | SPP South |  | 40 | 143 | Tulsa | 35.9978 | -95.9567 | 4 | 5 | NG | GAS |  | 0.02855 | 1121.7 | 1 | [6 empty] | 3735333.907 | 2639919.811 | 3735333.907 | 2639919.811 | 280510 | 196864 | 450.2 | 342.571 | 1.126 | 221615.486 | 7610.258 | 761.026 | 221824.007 |  | 3.21 | 3.48 | 0.008 | 1580.09 | 0.027 | 0.003 | 1581.576 |  | 0.241 | 0.26 | 0.001 | 118.659 | 0.002 | 0 | 118.771 |  | 3.21 | 3.48 | 0.008 | 1580.09 | 0.027 | 0.003 | 1581.576 |  | 450.2 | 342.571 | 1.126 | 221615.486 | 7610.258 | 761.026 |  | 3735333.907 | 2639919.811 | 3735333.907 | 2639919.811 | EPA/CAMD | EPA/CAMD | EPA/CAMD | EPA/CAMD | EIA | EIA | -- | EPA/CAMD | EPA/CAMD | [14 empty] | 13316.2237 | 0 | 0 | 280510 | 0 | 0 | 0 | 0 | 0 | 0 | 0 | 0 | 280510 | 0 | 0 | 280510 | 0 | 0 | 0 | 1 | 0 | 0 | 0 | 0 | 0 | 0 | 0 | 0 | 1 | 0 | 0 | 1 | 0 | Yes |  | 10545476.85 | 626315.788 | 1277.614 | 3.413 |  | https://www.google.com/maps/@?api=1&map_action=map&center=35.997799999999998%2C-95.956699999999998&zoom=17&basemap=satellite | 41282 | [118 empty] | 0.23 |  |  | 39 |  |  | 0.35 | 0.28 |  |  | 48 |  |  | 0.4 | 0.18 |  |  | 32 |  |  | 0.3 | 0.02 |  |  | 64 |  |  | 0.05 | 0.06 |  |  | 41 |  |  | 0.12 | 0.07 |  |  | 68 |  |  | 0.06 | 0.14 |  |  | 43 |  |  | 0.16 | 14.5063 | 0.086124 | Gas | FRS_110001634232
1285 | 2611 | 2021 | FL | Midulla Generating Station | 7380 | Seminole Electric Cooperative Inc | 21554 | Seminole Electric Cooperative Inc | 21554 | Electric Utility | Seminole Electric Cooperative | SEC | SERC | FRCC | FRCC All |  | 12 | 49 | Hardee | 27.6417 | -81.9625 | 12 | 8 | NG | GAS |  | 0.56099 | 853.3 | 0.39835 | [6 empty] | 30086629.99 | 13809309.38 | 30086629.99 | 13809309.38 | 4193333 | 1899914 | 500.849 | 238.348 | 9.03 | 1788008.666 | 66203.831 | 6620.383 | 1789822.651 |  | 0.239 | 0.251 | 0.004 | 852.786 | 0.016 | 0.002 | 853.652 |  | 0.033 | 0.035 | 0.001 | 118.857 | 0.002 | 0 | 118.978 |  | 0.239 | 0.251 | 0.004 | 852.786 | 0.016 | 0.002 | 853.652 |  | 500.849 | 238.348 | 9.03 | 1788008.666 | 66203.831 | 6620.383 |  | 30086629.99 | 13809309.38 | 30086629.99 | 13809309.38 | EPA/CAMD | EPA/CAMD | EPA/CAMD | EPA/CAMD | EIA | EIA | -- | EPA/CAMD | EPA/CAMD | [14 empty] | 7174.8726 | 0 | 0 | 4193333 | 0 | 0 | 0 | 0 | 0 | 0 | 0 | 0 | 4193333 | 0 | 0 | 4193333 | 0 | 0 | 0 | 1 | 0 | 0 | 0 | 0 | 0 | 0 | 0 | 0 | 1 | 0 | 0 | 1 | 0 | Yes |  | 27872130.23 | 1656435.69 | 490.034 | 8.379 |  | https://www.google.com/maps/@?api=1&map_action=map&center=27.641667000000002%2C-81.962500000000006&zoom=17&basemap=satellite | 266 | [118 empty] | 0.21 |  |  | 35 |  |  | 0.35 | 0.05 |  |  | 14 |  |  | 0.4 | 0.37 |  |  | 65 |  |  | 0.3 | 0 |  |  | 0 |  |  | 0.05 | 0.05 |  |  | 36 |  |  | 0.12 | 0.05 |  |  | 45 |  |  | 0.06 | 0.13 |  |  | 38 |  |  | 0.16 | 103.8808 | 0.047189 | Gas | FRS_110035803262
1286 | 2055 | 2021 | CO | 3 MW LLC | 64592 | Delta Montrose Electric Assn | 5086 | 3 MW LLC | 64211 | Industrial Non-CHP | Western Area Power Administration - Rocky Mountain Region | WACM | WECC | RMPA | WECC Rockies |  | 8 | 51 | Gunnison | 38.9 | -107.5 | 3 | 3 | OG | OFSL |  | 0.24551 | 3 | 0.92415 | [6 empty] | 79005.999 | 32076 | 79005.999 | 32076 | 6452.001 | 2619.999 | 86.736 | 35.214 | 0.023 | 4617.507 | 174.208 | 17.381 | 4622.274 |  | 26.887 | 26.881 | 0.007 | 1431.341 | 0.027 | 0.003 | 1432.819 |  | 2.196 | 2.196 | 0.001 | 116.89 | 0.002 | 0 | 117.011 |  | 26.887 | 26.881 | 0.007 | 1431.341 | 0.027 | 0.003 | 1432.819 |  | 86.736 | 35.214 | 0.023 | 4617.507 | 174.208 | 17.381 |  | 79005.999 | 32076 | 79005.999 | 32076 | EIA | EIA | EIA | EIA | EIA | EIA | -- | EIA | EIA | [14 empty] | 12245.1951 | 0 | 0 | 0 | 0 | 0 | 0 | 0 | 0 | 0 | 6452 | 0 | 6452 | 0 | 0 | 6452 | 0 | 0 | 0 | 0 | 0 | 0 | 0 | 0 | 0 | 0 | 1 | 0 | 1 | 0 | 0 | 1 | 0 | [7 empty] | https://www.google.com/maps/@?api=1&map_action=map&center=38.9%2C-107.5&zoom=17&basemap=satellite | 170 | [118 empty] | 0.24 |  |  | 41 |  |  | 0.35 | 0.17 |  |  | 35 |  |  | 0.4 | 0.31 |  |  | 55 |  |  | 0.3 | 0 |  |  | 0 |  |  | 0.05 | 0.08 |  |  | 49 |  |  | 0.12 | 0.03 |  |  | 32 |  |  | 0.06 | 0.23 |  |  | 75 |  |  | 0.16 |  |  | Other Fossil | FRS_
1287 | 7415 | 2021 | NJ | Cumberland Energy Center | 5083 | Atlantic City Electric Co | 963 | Calpine New Jersey Generation LLC | 56606 | IPP Non-CHP | PJM Interconnection, LLC | PJM | RFC | RFCE | RFC East | PJM | 34 | 11 | Cumberland | 39.3757 | -74.9654 | 2 | 2 | NG | GAS |  | 0.02975 | 231.2 | 1 | [6 empty] | 586161.276 | 370248.348 | 586161.276 | 370248.348 | 60253 | 38059 | 7.04 | 4.272 | 0.176 | 34874.322 | 1384.407 | 139.583 | 34912.425 |  | 0.234 | 0.224 | 0.006 | 1157.596 | 0.023 | 0.002 | 1158.861 |  | 0.024 | 0.023 | 0.001 | 118.992 | 0.002 | 0 | 119.122 |  | 0.234 | 0.224 | 0.006 | 1157.596 | 0.023 | 0.002 | 1158.861 |  | 7.04 | 4.272 | 0.176 | 34874.322 | 1384.407 | 139.583 |  | 586161.276 | 370248.348 | 586161.276 | 370248.348 | EPA/CAMD | EPA/CAMD | EPA/CAMD | EPA/CAMD | EIA | EIA | -- | EPA/CAMD | EPA/CAMD | [14 empty] | 9728.333 | 0 | 166.72 | 60086.283 | 0 | 0 | 0 | 0 | 0 | 0 | 0 | 0 | 60253.003 | 0 | 0 | 60253.003 | 0 | 0 | 0.002767 | 0.99723 | 0 | 0 | 0 | 0 | 0 | 0 | 0 | 0 | 1 | 0 | 0 | 1 | 0 | Yes |  | 972747.711 | 59017.224 | 11.615 | 0.29 |  | https://www.google.com/maps/@?api=1&map_action=map&center=39.375700000000002%2C-74.965400000000002&zoom=17&basemap=satellite | 3628 | [118 empty] | 0.25 |  |  | 42 |  |  | 0.35 | 0.24 |  |  | 44 |  |  | 0.4 | 0.26 |  |  | 47 |  |  | 0.3 | 0.03 |  |  | 68 |  |  | 0.05 | 0.12 |  |  | 64 |  |  | 0.12 | 0.06 |  |  | 62 |  |  | 0.06 | 0.21 |  |  | 70 |  |  | 0.16 | 3.81 | 0.11237 | Gas | FRS_110023772229
1288 | 2060 | 2021 | CO | Airport Industrial | 7995 | Black Hills/Colorado Elec.Util | 56146 | Black Hills Colorado Electric, LLC | 56146 | Electric Utility | Public Service Company of Colorado | PSCO | WECC | RMPA | WECC Rockies |  | 8 | 101 | Pueblo | 38.2844 | -104.5308 | 4 | 4 | DFO | OIL |  | 0 | 10 | [7 empty] | 928 | 375 | 928 | 375 | -311 | -126 | 1.548 | 0.624 | 0.134 | 75.784 | 6.138 | 1.228 | 76.044 |  | 0 | 0 | 0 | 0 | 0 | 0 | 0 |  | 3.336 | 3.328 | 0.29 | 163.328 | 0.007 | 0.001 | 163.887 |  | 0 | 0 | 0 | 0 | 0 | 0 | 0 |  | 1.548 | 0.624 | 0.134 | 75.784 | 6.138 | 1.228 |  | 928 | 375 | 928 | 375 | EIA | EIA | EIA | EIA | EIA | EIA | -- | EIA | EIA | [14 empty] | -2983.9228 | 0 | -311 | 0 | 0 | 0 | 0 | 0 | 0 | 0 | 0 | 0 | -311 | 0 | 0 | -311 | 0 | [23 empty] | https://www.google.com/maps/@?api=1&map_action=map&center=38.284399999999998%2C-104.5308&zoom=17&basemap=satellite | 15667 | [118 empty] | 0.5 |  |  | 74 |  |  | 0.35 | 0.56 |  |  | 70 |  |  | 0.4 | 0.44 |  |  | 73 |  |  | 0.3 | 0.02 |  |  | 65 |  |  | 0.05 | 0.12 |  |  | 63 |  |  | 0.12 | 0.05 |  |  | 50 |  |  | 0.06 | 0.17 |  |  | 56 |  |  | 0.16 | 0.1581 | 0 | Oil | FRS_110021157497
1289 | 2066 | 2021 | CO | American Gypsum Cogeneration | 54630 | Holy Cross Electric Assn, Inc | 8773 | Eagle Materials Co LLC | 54839 | Industrial CHP | Public Service Company of Colorado | PSCO | WECC | RMPA | WECC Rockies |  | 8 | 37 | Eagle | 39.6486 | -106.9494 | 4 | 4 | NG | GAS |  | 0.25537 | 9.6 | 0.90771 |  | Yes | 1861.6 | 39.373 | 0.98131 |  | 374671.124 | 160353.526 | 374671.124 | 160353.526 | 21476 | 9018.999 | 57.348 | 24.082 | 0.665 | 21908.163 | 828.038 | 83.108 | 21930.897 |  | 5.341 | 5.34 | 0.062 | 2040.246 | 0.039 | 0.004 | 2042.363 |  | 0.306 | 0.3 | 0.004 | 116.946 | 0.002 | 0 | 117.067 |  | 5.341 | 5.34 | 0.062 | 2040.246 | 0.039 | 0.004 | 2042.363 |  | 58.44 | 24.541 | 0.677 | 22325.478 | 843.811 | 84.691 |  | 381808 | 163408 | 381808 | 163408 | EIA | EIA | EIA | EIA | EIA | EIA | -- | EIA | EIA | [6 empty] | 7136.876 | 3054.474 | 1.092 | 0.459 | 0.013 | 417.315 | 15.773 | 1.583 | 17446.0385 | 0 | 40 | 21436 | 0 | 0 | 0 | 0 | 0 | 0 | 0 | 0 | 21476 | 0 | 0 | 21476 | 0 | 0 | 0.0018625 | 0.99814 | 0 | 0 | 0 | 0 | 0 | 0 | 0 | 0 | 1 | 0 | 0 | 1 | 0 | [7 empty] | https://www.google.com/maps/@?api=1&map_action=map&center=39.648564999999998%2C-106.949394&zoom=17&basemap=satellite | 6653 | [118 empty] | 0.31 |  |  | 53 |  |  | 0.35 | 0.4 |  |  | 59 |  |  | 0.4 | 0.22 |  |  | 41 |  |  | 0.3 | 0.02 |  |  | 61 |  |  | 0.05 | 0.14 |  |  | 68 |  |  | 0.12 | 0.07 |  |  | 71 |  |  | 0.06 | 0.07 |  |  | 15 |  |  | 0.16 | 0.20926 | 0.020067 | Gas | FRS_110007351267
1290 | 2069 | 2021 | CO | Arapahoe Combustion Turbine Facility | 55200 | Public Service Co of Colorado | 15466 | SWG Arapahoe, LLC | 58517 | IPP Non-CHP | Public Service Company of Colorado | PSCO | WECC | RMPA | WECC Rockies |  | 8 | 31 | Denver | 39.6692 | -105.0018 | 2 | 3 | NG | GAS |  | 0.11942 | 194 | 1 | [6 empty] | 1842516.24 | 882880.428 | 1842516.24 | 882880.428 | 202945 | 95233 | 19.7 | 9.169 | 0.553 | 109494.373 | 4055.574 | 405.557 | 109605.496 |  | 0.194 | 0.193 | 0.005 | 1079.055 | 0.02 | 0.002 | 1080.15 |  | 0.021 | 0.021 | 0.001 | 118.853 | 0.002 | 0 | 118.974 |  | 0.194 | 0.193 | 0.005 | 1079.055 | 0.02 | 0.002 | 1080.15 |  | 19.7 | 9.169 | 0.553 | 109494.373 | 4055.574 | 405.557 |  | 1842516.24 | 882880.428 | 1842516.24 | 882880.428 | EPA/CAMD | EPA/CAMD | EPA/CAMD | EPA/CAMD | EIA | EIA | -- | EPA/CAMD | EPA/CAMD | [14 empty] | 9078.8945 | 0 | 0 | 202945 | 0 | 0 | 0 | 0 | 0 | 0 | 0 | 0 | 202945 | 0 | 0 | 202945 | 0 | 0 | 0 | 1 | 0 | 0 | 0 | 0 | 0 | 0 | 0 | 0 | 1 | 0 | 0 | 1 | 0 | Yes |  | 2087372.022 | 124049.3 | 30.021 | 0.626 |  | https://www.google.com/maps/@?api=1&map_action=map&center=39.669199999999996%2C-105.0018&zoom=17&basemap=satellite | 156496 | [118 empty] | 0.38 |  |  | 62 |  |  | 0.35 | 0.45 |  |  | 63 |  |  | 0.4 | 0.3 |  |  | 54 |  |  | 0.3 | 0.04 |  |  | 73 |  |  | 0.05 | 0.14 |  |  | 68 |  |  | 0.12 | 0.06 |  |  | 62 |  |  | 0.06 | 0.12 |  |  | 36 |  |  | 0.16 | 4.62 | 0.044478 | Gas | FRS_110069998641
1291 | 3374 | 2021 | ID | Rathdrum Combustion Turbine Project | 7456 | Avista Corp | 20169 | Avista Corp | 20169 | Electric Utility | Avista Corporation | AVA | WECC | NWPP | WECC Northwest |  | 16 | 55 | Kootenai | 47.8043 | -116.8673 | 2 | 2 | NG | GAS |  | 0.12493 | 166.4 | 1 | [6 empty] | 1911120.12 | 1253412.965 | 1911120.12 | 1253412.965 | 182100 | 76087 | 44.005 | 27.919 | 0.573 | 113575.63 | 4889.551 | 488.955 | 113709.604 |  | 0.483 | 0.734 | 0.006 | 1247.398 | 0.027 | 0.003 | 1248.87 |  | 0.046 | 0.045 | 0.001 | 118.858 | 0.003 | 0 | 118.998 |  | 0.483 | 0.734 | 0.006 | 1247.398 | 0.027 | 0.003 | 1248.87 |  | 44.005 | 27.919 | 0.573 | 113575.63 | 4889.551 | 488.955 |  | 1911120.12 | 1253412.965 | 1911120.12 | 1253412.965 | EPA/CAMD | EPA/CAMD | EPA/CAMD | EPA/CAMD | EIA | EIA | -- | EPA/CAMD | EPA/CAMD | [14 empty] | 10494.8936 | 0 | 0 | 182100 | 0 | 0 | 0 | 0 | 0 | 0 | 0 | 0 | 182100 | 0 | 0 | 182100 | 0 | 0 | 0 | 1 | 0 | 0 | 0 | 0 | 0 | 0 | 0 | 0 | 1 | 0 | 0 | 1 | 0 | Yes |  | 1953484.292 | 116093.794 | 57.851 | 0.586 |  | https://www.google.com/maps/@?api=1&map_action=map&center=47.804270000000002%2C-116.867312&zoom=17&basemap=satellite | 11128 | [118 empty] | 0.15 |  |  | 20 |  |  | 0.35 | 0.08 |  |  | 20 |  |  | 0.4 | 0.21 |  |  | 39 |  |  | 0.3 | 0 |  |  | 0 |  |  | 0.05 | 0.1 |  |  | 56 |  |  | 0.12 | 0.08 |  |  | 75 |  |  | 0.06 | 0.18 |  |  | 61 |  |  | 0.16 | 8.4315 | 0.098601 | Gas | FRS_110005780066
1292 | 3603 | 2021 | IL | Newton | 6017 | Ameren Illinois Company | 56697 | Illinois Power Generating Co | 520 | IPP Non-CHP | Midcontinent Independent Transmission System Operator, Inc.. | MISO | SERC | SRMW | SERC Midwest | MISO | 17 | 79 | Jasper | 38.9361 | -88.2781 | 1 | 1 | RC | COAL | Yes | 0.60172 | 617.4 | 0.33046 | [6 empty] | 38503853.25 | 16676855.49 | 38503853.25 | 16676855.49 | 3254366 | 1561212 | 2454.86 | 1038.33 | 6452.978 | 4038278.597 | 856224.483 | 124542.307 | 4067538.207 |  | 1.509 | 1.33 | 3.966 | 2481.761 | 0.263 | 0.038 | 2499.742 |  | 0.128 | 0.125 | 0.335 | 209.76 | 0.022 | 0.003 | 211.28 |  | 1.509 | 1.33 | 3.966 | 2481.761 | 0.263 | 0.038 | 2499.742 |  | 2454.86 | 1038.33 | 6452.978 | 4038278.597 | 856224.483 | 124542.307 |  | 38503853.25 | 16676855.49 | 38503853.25 | 16676855.49 | EPA/CAMD | EPA/CAMD | EPA/CAMD | EPA/CAMD | EIA | EIA | -- | EPA/CAMD | EPA/CAMD | [14 empty] | 11831.4453 | 3251885.9 | 2480.09 | 0 | 0 | 0 | 0 | 0 | 0 | 0 | 0 | 0 | 3254365.99 | 0 | 0 | 3254365.99 | 0 | 0.99924 | 0.00076208 | 0 | 0 | 0 | 0 | 0 | 0 | 0 | 0 | 0 | 1 | 0 | 0 | 1 | 0 | Yes |  | 36704677.29 | 3849583.64 | 2345.639 | 6815.879 |  | https://www.google.com/maps/@?api=1&map_action=map&center=38.936100000000003%2C-88.278099999999995&zoom=17&basemap=satellite | 301 | [118 empty] | 0.06 |  |  | 4 |  |  | 0.35 | 0.05 |  |  | 13 |  |  | 0.4 | 0.07 |  |  | 12 |  |  | 0.3 | 0 |  |  | 0 |  |  | 0.05 | 0.02 |  |  | 15 |  |  | 0.12 | 0.06 |  |  | 61 |  |  | 0.06 | 0.18 |  |  | 62 |  |  | 0.16 | 38.3216 | 0.029121 | Coal | FRS_110000439393
1293 | 2076 | 2021 | CO | Blue Spruce Energy Center | 55645 | Public Service Co of Colorado | 15466 | Public Service Co of Colorado | 15466 | Electric Utility | Public Service Company of Colorado | PSCO | WECC | RMPA | WECC Rockies |  | 8 | 1 | Adams | 39.7479 | -104.6814 | 2 | 2 | NG | GAS |  | 0.06058 | 397.8 | 1 | [6 empty] | 2736146.079 | 1215149.141 | 2736146.079 | 1215149.141 | 211110 | 97866 | 59.884 | 24.947 | 1.321 | 163964.649 | 6054.767 | 654.085 | 164137.792 |  | 0.567 | 0.51 | 0.013 | 1553.357 | 0.029 | 0.003 | 1554.998 |  | 0.044 | 0.041 | 0.001 | 119.851 | 0.002 | 0 | 119.977 |  | 0.567 | 0.51 | 0.013 | 1553.357 | 0.029 | 0.003 | 1554.998 |  | 59.884 | 24.947 | 1.321 | 163964.649 | 6054.767 | 654.085 |  | 2736146.079 | 1215149.141 | 2736146.079 | 1215149.141 | EPA/CAMD | EPA/CAMD | EPA/CAMD | EPA/CAMD | EIA | EIA | -- | EPA/CAMD | EPA/CAMD | [14 empty] | 12960.7601 | 0 | 5856.991 | 205253.01 | 0 | 0 | 0 | 0 | 0 | 0 | 0 | 0 | 211110.001 | 0 | 0 | 211110.001 | 0 | 0 | 0.027744 | 0.97226 | 0 | 0 | 0 | 0 | 0 | 0 | 0 | 0 | 1 | 0 | 0 | 1 | 0 | Yes |  | 4660937.66 | 278091.742 | 86.775 | 1.605 |  | https://www.google.com/maps/@?api=1&map_action=map&center=39.747875000000001%2C-104.681404&zoom=17&basemap=satellite | 6632 | [118 empty] | 0.29 |  |  | 49 |  |  | 0.35 | 0.44 |  |  | 63 |  |  | 0.4 | 0.13 |  |  | 24 |  |  | 0.3 | 0.01 |  |  | 58 |  |  | 0.05 | 0.05 |  |  | 35 |  |  | 0.12 | 0.11 |  |  | 88 |  |  | 0.06 | 0.08 |  |  | 18 |  |  | 0.16 | 12.7001 | 0.053101 | Gas | FRS_110031381109
1294 | 4075 | 2021 | KY | East Bend | 6018 | Duke Energy Ohio Inc | 3542 | Duke Energy Kentucky Inc | 55729 | Electric Utility | PJM Interconnection, LLC | PJM | RFC | RFCW | RFC West | PJM | 21 | 15 | Boone | 38.9036 | -84.8514 | 1 | 1 | BIT | COAL | Yes | 0.37598 | 772 | 0.70669 | [6 empty] | 28863964.89 | 14943267.09 | 28863964.89 | 14943267.09 | 2542673 | 1304295 | 1465.833 | 728.234 | 1755.676 | 2961445.988 | 678664.368 | 98757.355 | 2984644.139 |  | 1.153 | 1.117 | 1.381 | 2329.396 | 0.267 | 0.039 | 2347.643 |  | 0.102 | 0.097 | 0.122 | 205.2 | 0.024 | 0.003 | 206.808 |  | 1.153 | 1.117 | 1.381 | 2329.396 | 0.267 | 0.039 | 2347.643 |  | 1465.833 | 728.234 | 1755.676 | 2961445.988 | 678664.368 | 98757.355 |  | 28863964.89 | 14943267.09 | 28863964.89 | 14943267.09 | EPA/CAMD | EPA/CAMD | EPA/CAMD | EPA/CAMD | EIA | EIA | -- | EPA/CAMD | EPA/CAMD | [14 empty] | 11351.8193 | 2532680.6 | 9992.447 | 0 | 0 | 0 | 0 | 0 | 0 | 0 | 0 | 0 | 2542673.047 | 0 | 0 | 2542673.047 | 0 | 0.99607 | 0.0039299 | 0 | 0 | 0 | 0 | 0 | 0 | 0 | 0 | 0 | 1 | 0 | 0 | 1 | 0 | Yes |  | 33191840.21 | 3405481.204 | 2178.176 | 1823.707 |  | https://www.google.com/maps/@?api=1&map_action=map&center=38.903599999999997%2C-84.851399999999998&zoom=17&basemap=satellite | 1677 | [118 empty] | 0.2 |  |  | 32 |  |  | 0.35 | 0.05 |  |  | 14 |  |  | 0.4 | 0.35 |  |  | 61 |  |  | 0.3 | 0 |  |  | 0 |  |  | 0.05 | 0.12 |  |  | 62 |  |  | 0.12 | 0.05 |  |  | 47 |  |  | 0.06 | 0.23 |  |  | 76 |  |  | 0.16 | 45.252 | 0.039799 | Coal | FRS_110006497585
1295 | 2083 | 2021 | CO | Brush Power Projects | 10682 | Public Service Co of Colorado | 15466 | Colorado Energy Management | 55307 | IPP Non-CHP | Public Service Company of Colorado | PSCO | WECC | RMPA | WECC Rockies |  | 8 | 87 | Morgan | 40.2415 | -103.631 | 3 | 8 | NG | GAS |  | 0.05438 | 297.2 | 1 | [6 empty] | 1152167.955 | 756485.887 | 1152167.955 | 756485.887 | 141577 | 93778 | 49.737 | 32.471 | 0.346 | 68473.572 | 3522.527 | 352.253 | 68570.089 |  | 0.703 | 0.693 | 0.005 | 967.298 | 0.025 | 0.002 | 968.661 |  | 0.086 | 0.086 | 0.001 | 118.86 | 0.003 | 0 | 119.028 |  | 0.703 | 0.693 | 0.005 | 967.298 | 0.025 | 0.002 | 968.661 |  | 49.737 | 32.471 | 0.346 | 68473.572 | 3522.527 | 352.253 |  | 1152167.955 | 756485.887 | 1152167.955 | 756485.887 | EPA/CAMD | EPA/CAMD | EPA/CAMD | EPA/CAMD | EIA | EIA | -- | EPA/CAMD | EPA/CAMD | [14 empty] | 8138.1012 | 0 | 0 | 141577 | 0 | 0 | 0 | 0 | 0 | 0 | 0 | 0 | 141577 | 0 | 0 | 141577 | 0 | 0 | 0 | 1 | 0 | 0 | 0 | 0 | 0 | 0 | 0 | 0 | 1 | 0 | 0 | 1 | 0 | Yes |  | 1435632.937 | 85315.948 | 61.928 | 0.431 |  | https://www.google.com/maps/@?api=1&map_action=map&center=40.241500000000002%2C-103.631&zoom=17&basemap=satellite | 6348 | [118 empty] | 0.3 |  |  | 51 |  |  | 0.35 | 0.26 |  |  | 46 |  |  | 0.4 | 0.33 |  |  | 59 |  |  | 0.3 | 0.01 |  |  | 57 |  |  | 0.05 | 0.21 |  |  | 81 |  |  | 0.12 | 0.1 |  |  | 85 |  |  | 0.06 | 0.15 |  |  | 46 |  |  | 0.16 | 5.95 | 0.080072 | Gas | FRS_110017431484
1296 | 8787 | 2021 | OH | W H Zimmer Generating Station | 6019 | Duke Energy Ohio Inc | 3542 | Dynegy W H Zimmer | 59920 | IPP Non-CHP | PJM Interconnection, LLC | PJM | RFC | RFCW | RFC West | PJM | 39 | 25 | Clermont | 38.8675 | -84.2289 | 3 | 1 | RC | COAL | Yes | 0.36636 | 1425.6 | 0.72273 | [6 empty] | 48133925.6 | 26475352.37 | 48133925.6 | 26475352.37 | 4575243 | 2503876 | 4017.944 | 1174.109 | 8720.702 | 4931127.728 | 1111026.463 | 161540.089 | 4969085.032 |  | 1.756 | 0.938 | 3.812 | 2155.57 | 0.243 | 0.035 | 2172.162 |  | 0.167 | 0.089 | 0.362 | 204.892 | 0.023 | 0.003 | 206.469 |  | 1.756 | 0.938 | 3.812 | 2155.57 | 0.243 | 0.035 | 2172.162 |  | 4017.944 | 1174.109 | 8720.702 | 4931127.728 | 1111026.463 | 161540.089 |  | 48133925.6 | 26475352.37 | 48133925.6 | 26475352.37 | EPA/CAMD; EIA | EPA/CAMD | EPA/CAMD; EIA | EPA/CAMD; EIA | EIA | EIA | -- | EPA/CAMD | EPA/CAMD | [14 empty] | 10520.5177 | 4540324.2 | 0 | 34918.875 | 0 | 0 | 0 | 0 | 0 | 0 | 0 | 0 | 4575243.075 | 0 | 0 | 4575243.075 | 0 | 0.99237 | 0 | 0.0076321 | 0 | 0 | 0 | 0 | 0 | 0 | 0 | 0 | 1 | 0 | 0 | 1 | 0 | Yes |  | 32715875.69 | 3356177.723 | 3693.856 | 6285.65 |  | https://www.google.com/maps/@?api=1&map_action=map&center=38.8675%2C-84.228899999999996&zoom=17&basemap=satellite | 1882 | [118 empty] | 0.12 |  |  | 15 |  |  | 0.35 | 0.04 |  |  | 12 |  |  | 0.4 | 0.2 |  |  | 36 |  |  | 0.3 | 0 |  |  | 0 |  |  | 0.05 | 0.11 |  |  | 59 |  |  | 0.12 | 0.05 |  |  | 49 |  |  | 0.06 | 0.16 |  |  | 53 |  |  | 0.16 | 550.8985 | 0.19771 | Coal | FRS_110000392860
1297 | 2084 | 2021 | CO | Burlington (CO) | 6619 | Public Service Co of Colorado | 15466 | Tri-State G & T Assn, Inc | 30151 | Electric Utility | Western Area Power Administration - Rocky Mountain Region | WACM | WECC | RMPA | WECC Rockies |  | 8 | 63 | Kit Carson | 39.3561 | -102.2431 | 2 | 2 | DFO | OIL |  | 0.00387 | 129.4 | 1 | [6 empty] | 55443 | 21100 | 55443 | 21100 | 4392 | 1611 | 25.824 | 9.828 | 8.518 | 4527.634 | 366.693 | 73.339 | 4543.145 |  | 11.76 | 12.201 | 3.879 | 2061.764 | 0.083 | 0.017 | 2068.827 |  | 0.932 | 0.932 | 0.307 | 163.326 | 0.007 | 0.001 | 163.885 |  | 11.76 | 12.201 | 3.879 | 2061.764 | 0.083 | 0.017 | 2068.827 |  | 25.824 | 9.828 | 8.518 | 4527.634 | 366.693 | 73.339 |  | 55443 | 21100 | 55443 | 21100 | EIA | EIA | EIA | EIA | EIA | EIA | -- | EIA | EIA | [14 empty] | 12623.6339 | 0 | 4392 | 0 | 0 | 0 | 0 | 0 | 0 | 0 | 0 | 0 | 4392 | 0 | 0 | 4392 | 0 | 0 | 1 | 0 | 0 | 0 | 0 | 0 | 0 | 0 | 0 | 0 | 1 | 0 | 0 | 1 | 0 | [7 empty] | https://www.google.com/maps/@?api=1&map_action=map&center=39.356099999999998%2C-102.2431&zoom=17&basemap=satellite | 255 | [118 empty] | 0.26 |  |  | 45 |  |  | 0.35 | 0.24 |  |  | 44 |  |  | 0.4 | 0.28 |  |  | 50 |  |  | 0.3 | 0.04 |  |  | 71 |  |  | 0.05 | 0.09 |  |  | 54 |  |  | 0.12 | 0.05 |  |  | 49 |  |  | 0.06 | 0.23 |  |  | 76 |  |  | 0.16 | 0.40045 | 0.23121 | Oil | FRS_110032614507
1298 | 2095 | 2021 | CO | Center | 491 | City of Center - (CO) | 3227 | City of Center - (CO) | 3227 | Electric Utility | Public Service Company of Colorado | PSCO | WECC | RMPA | WECC Rockies |  | 8 | 109 | Saguache | 37.7536 | -106.1047 | 2 | 2 | DFO | OIL |  | 0 | 1.5 | [11 empty] | 0 | 0 | 0 |  | 0 | 0 | [45 empty] | -- | [17 empty] | 0 | 0 | 0 | 0 | 0 | 0 | 0 | 0 | 0 | 0 | 0 | 0 | 0 | 0 | 0 | 0 | [23 empty] | https://www.google.com/maps/@?api=1&map_action=map&center=37.753605999999998%2C-106.10467&zoom=17&basemap=satellite | 2733 | [118 empty] | 0.63 |  |  | 85 |  |  | 0.35 | 0.8 |  |  | 83 |  |  | 0.4 | 0.46 |  |  | 75 |  |  | 0.3 | 0.12 |  |  | 87 |  |  | 0.05 | 0.29 |  |  | 90 |  |  | 0.12 | 0.09 |  |  | 81 |  |  | 0.06 | 0.14 |  |  | 43 |  |  | 0.16 |  |  | Oil | FRS_
1299 | 7093 | 2021 | ND | Coal Creek | 6030 | Great River Energy | 7570 | Great River Energy | 7570 | Electric Utility | Midcontinent Independent Transmission System Operator, Inc.. | MISO | MRO | MROW | MRO West | MISO | 38 | 55 | McLean | 47.3777 | -101.1571 | 2 | 4 | RC | COAL | Yes | 0.84246 | 1215.6 | 0 |  | Yes | 4888636 | 6.263 | 0.89306 |  | 84791597.41 | 35456553.15 | 84791597.41 | 35456553.15 | 8971018 | 3789371 | 5759.97 | 2395.256 | 6100.93 | 9231261.283 | 2063127.636 | 300072.056 | 9301761.115 |  | 1.284 | 1.264 | 1.36 | 2058.019 | 0.23 | 0.033 | 2073.736 |  | 0.136 | 0.135 | 0.144 | 217.74 | 0.024 | 0.004 | 219.403 |  | 1.284 | 1.264 | 1.36 | 2058.019 | 0.23 | 0.033 | 2073.736 |  | 6449.719 | 2682.085 | 6831.509 | 10336693.18 | 2310184.569 | 336005.307 |  | 94945284.27 | 39702430.68 | 94945284.27 | 39702430.68 | EPA/CAMD | EPA/CAMD | EPA/CAMD | EPA/CAMD | EIA | EIA | -- | EPA/CAMD | EPA/CAMD | [6 empty] | 10153686.86 | 4245877.528 | 689.749 | 286.829 | 730.579 | 1105431.898 | 247056.933 | 35933.25 | 9451.7253 | 8966220.6 | 4797.366 | 0 | 0 | 0 | 0 | 0 | 0 | 0 | 0 | 0 | 8971017.966 | 0 | 0 | 8971017.966 | 0 | 0.99947 | 0.00053476 | 0 | 0 | 0 | 0 | 0 | 0 | 0 | 0 | 0 | 1 | 0 | 0 | 1 | 0 | Yes |  | 88258481.65 | 9608692.888 | 5871.142 | 6265.036 |  | https://www.google.com/maps/@?api=1&map_action=map&center=47.377743000000002%2C-101.15705800000001&zoom=17&basemap=satellite | 13 | [118 empty] | 0.1 |  |  | 10 |  |  | 0.35 | 0.05 |  |  | 14 |  |  | 0.4 | 0.15 |  |  | 27 |  |  | 0.3 | 0.04 |  |  | 70 |  |  | 0.05 | 0.05 |  |  | 33 |  |  | 0.12 | 0.04 |  |  | 38 |  |  | 0.06 | 0.23 |  |  | 75 |  |  | 0.16 | 821.2783 | 0.19988 | Coal | FRS_110000494563
1300 | 2103 | 2021 | CO | Colorado Energy Nations Company | 10003 | Public Service Co of Colorado | 15466 | Molson Coors USA LLC | 63637 | Industrial CHP | Public Service Company of Colorado | PSCO | WECC | RMPA | WECC Rockies |  | 8 | 59 | Jefferson | 39.7606 | -105.215 | 4 | 3 | NG | GAS |  | 0.49273 | 35 | 0.51211 |  | Yes | 2695113.6 | 0.191 | 0.20324 |  | 863536.982 | 358630.125 | 863536.982 | 358630.125 | 151072.478 | 70738.58 | 67.539 | 27.915 | 1.38 | 50469.012 | 1903.775 | 190.377 | 50521.175 |  | 0.894 | 0.789 | 0.018 | 668.143 | 0.013 | 0.001 | 668.834 |  | 0.156 | 0.156 | 0.003 | 116.889 | 0.002 | 0 | 117.01 |  | 0.894 | 0.789 | 0.018 | 668.143 | 0.013 | 0.001 | 668.834 |  | 332.31 | 137.351 | 6.79 | 248321.493 | 9367.099 | 936.71 |  | 4248840.707 | 1764559.37 | 4248840.707 | 1764559.37 | EIA | EIA | EIA | EIA | EIA | EIA | -- | EIA | EIA | [6 empty] | 3385303.725 | 1405929.245 | 264.771 | 109.436 | 5.41 | 197852.481 | 7463.324 | 746.332 | 5716.0443 | 0 | 0 | 151072.48 | 0 | 0 | 0 | 0 | 0 | 0 | 0 | 0 | 151072.48 | 0 | 0 | 151072.48 | 0 | 0 | 0 | 1 | 0 | 0 | 0 | 0 | 0 | 0 | 0 | 0 | 1 | 0 | 0 | 1 | 0 | [7 empty] | https://www.google.com/maps/@?api=1&map_action=map&center=39.760599999999997%2C-105.215&zoom=17&basemap=satellite | 29315 | [118 empty] | 0.2 |  |  | 33 |  |  | 0.35 | 0.15 |  |  | 32 |  |  | 0.4 | 0.25 |  |  | 45 |  |  | 0.3 | 0.01 |  |  | 60 |  |  | 0.05 | 0.04 |  |  | 29 |  |  | 0.12 | 0.04 |  |  | 43 |  |  | 0.06 | 0.12 |  |  | 35 |  |  | 0.16 | 3.4291 | 0.042441 | Gas | FRS_110059602899
1301 | 5062 | 2021 | MI | Belle River | 6034 | ITC Transmission | 56068 | DTE Electric Company | 5109 | Electric Utility | Midcontinent Independent Transmission System Operator, Inc.. | MISO | RFC | RFCM | RFC Michigan | MISO | 26 | 147 | St Clair | 42.7756 | -82.495 | 5 | 10 | RC | COAL | Yes | 0.48226 | 1664.4 | 0.52956 | [6 empty] | 77299643.06 | 31687367.65 | 77299643.06 | 31687367.65 | 7031453.001 | 2947354.001 | 8006.203 | 3110.889 | 22351.747 | 8019969.655 | 1783462.31 | 259259.509 | 8080892.601 |  | 2.277 | 2.111 | 6.358 | 2281.17 | 0.254 | 0.037 | 2298.499 |  | 0.207 | 0.196 | 0.578 | 207.503 | 0.023 | 0.003 | 209.08 |  | 2.277 | 2.111 | 6.358 | 2281.17 | 0.254 | 0.037 | 2298.499 |  | 8006.203 | 3110.889 | 22351.747 | 8019969.655 | 1783462.31 | 259259.509 |  | 77299643.06 | 31687367.65 | 77299643.06 | 31687367.65 | EPA/CAMD | EPA/CAMD | EPA/CAMD | EPA/CAMD | EIA | EIA | -- | EPA/CAMD | EPA/CAMD | [14 empty] | 10993.4097 | 6868146.7 | 17387.253 | 145919 | 0 | 0 | 0 | 0 | 0 | 0 | 0 | 0 | 7031452.953 | 0 | 0 | 7031452.953 | 0 | 0.97677 | 0.0024728 | 0.020752 | 0 | 0 | 0 | 0 | 0 | 0 | 0 | 0 | 1 | 0 | 0 | 1 | 0 | Yes |  | 71411308.83 | 7441135.031 | 7271.939 | 20589.004 |  | https://www.google.com/maps/@?api=1&map_action=map&center=42.775599999999997%2C-82.495000000000005&zoom=17&basemap=satellite | 5698 | [118 empty] | 0.12 |  |  | 14 |  |  | 0.35 | 0.04 |  |  | 11 |  |  | 0.4 | 0.2 |  |  | 37 |  |  | 0.3 | 0.02 |  |  | 62 |  |  | 0.05 | 0.09 |  |  | 52 |  |  | 0.12 | 0.03 |  |  | 31 |  |  | 0.06 | 0.26 |  |  | 83 |  |  | 0.16 | 12.0842 | 0.0052592 | Coal | FRS_110017414038
1302 | 2114 | 2021 | CO | DADS Gas Recovery | 56530 | Public Service Co of Colorado | 15466 | WM Renewable Energy LLC | 54842 | IPP Non-CHP | Public Service Company of Colorado | PSCO | WECC | RMPA | WECC Rockies |  | 8 | 5 | Arapahoe | 39.6522 | -104.7161 | 4 | 4 | LFG | BIOMASS |  | 0.74697 | 3.2 | 0.088387 | Yes | [5 empty] | 252997 | 105007 | 252997 | 105007 | 20939 | 8691 | 0 | 0 | 4.238 | 0 | 0 | 0 | 0 |  | 0 | 0 | 0.405 | 0 | 0 | 0 | 0 |  | 0 | 0 | 0.033 | 0 | 0 | 0 | 0 |  | 0 | 0 | 0.405 | 0 | 0 | 0 | 0 |  | 179.124 | 74.344 | 5.692 | 16065.256 | 588.472 | 58.847 |  | 252997 | 105007 | 252997 | 105007 | EIA | EIA | EIA | EIA | EIA | EIA | -- | EIA | EIA | 179.124 | 74.344 | 1.455 | 16065.256 | 588.472 | 58.847 | [8 empty] | 12082.5732 | 0 | 0 | 0 | 0 | 0 | 20939 | 0 | 0 | 0 | 0 | 0 | 0 | 20939 | 20939 | 20939 | 0 | 0 | 0 | 0 | 0 | 0 | 1 | 0 | 0 | 0 | 0 | 0 | 0 | 1 | 1 | 1 | 0 | [7 empty] | https://www.google.com/maps/@?api=1&map_action=map&center=39.652200000000001%2C-104.7161&zoom=17&basemap=satellite | 63570 | [118 empty] | 0.28 |  |  | 48 |  |  | 0.35 | 0.43 |  |  | 62 |  |  | 0.4 | 0.13 |  |  | 22 |  |  | 0.3 | 0.03 |  |  | 67 |  |  | 0.05 | 0.07 |  |  | 43 |  |  | 0.12 | 0.07 |  |  | 65 |  |  | 0.06 | 0.08 |  |  | 20 |  |  | 0.16 | 1.9194 | 0.1806 | Biomass | FRS_110045950672
1303 | 5153 | 2021 | MI | Greenwood | 6035 | ITC Transmission | 56068 | DTE Electric Company | 5109 | Electric Utility | Midcontinent Independent Transmission System Operator, Inc.. | MISO | RFC | RFCM | RFC Michigan | MISO | 26 | 147 | St Clair | 43.1056 | -82.6964 | 4 | 4 | NG | GAS |  | 0.0848 | 1071.3 | 1 | [6 empty] | 9270275.249 | 5490026.232 | 9270275.249 | 5490026.232 | 795795.001 | 442027.001 | 489.367 | 264.935 | 3.366 | 549899.961 | 19571.394 | 1958.894 | 550436.479 |  | 1.23 | 1.199 | 0.008 | 1382.014 | 0.025 | 0.002 | 1383.362 |  | 0.106 | 0.097 | 0.001 | 118.637 | 0.002 | 0 | 118.753 |  | 1.23 | 1.199 | 0.008 | 1382.014 | 0.025 | 0.002 | 1383.362 |  | 489.367 | 264.935 | 3.366 | 549899.961 | 19571.394 | 1958.894 |  | 9270275.249 | 5490026.232 | 9270275.249 | 5490026.232 | EPA/CAMD | EPA/CAMD | EPA/CAMD | EPA/CAMD | EIA | EIA | -- | EPA/CAMD | EPA/CAMD | [14 empty] | 11649.0745 | 0 | 221.16 | 795573.84 | 0 | 0 | 0 | 0 | 0 | 0 | 0 | 0 | 795795 | 0 | 0 | 795795 | 0 | 0 | 0.00027791 | 0.99972 | 0 | 0 | 0 | 0 | 0 | 0 | 0 | 0 | 1 | 0 | 0 | 1 | 0 | Yes |  | 5538002.994 | 328738.87 | 242.532 | 2.142 |  | https://www.google.com/maps/@?api=1&map_action=map&center=43.105600000000003%2C-82.696399999999997&zoom=17&basemap=satellite | 1188 | [118 empty] | 0.14 |  |  | 19 |  |  | 0.35 | 0.03 |  |  | 9 |  |  | 0.4 | 0.26 |  |  | 46 |  |  | 0.3 | 0 |  |  | 0 |  |  | 0.05 | 0.08 |  |  | 50 |  |  | 0.12 | 0.06 |  |  | 60 |  |  | 0.06 | 0.14 |  |  | 44 |  |  | 0.16 | 34.9303 | 0.073215 | Gas | FRS_110000404517
1304 | 2121 | 2021 | CO | Eagle Valley Clean Energy LLC Biomass | 58574 | Holy Cross Electric Assn, Inc | 8773 | Eagle Valley Clean Energy LLC | 58535 | IPP Non-CHP | Public Service Company of Colorado | PSCO | WECC | RMPA | WECC Rockies |  | 8 | 37 | Eagle | 39.6481 | -106.9431 | 1 | 1 | WDS | BIOMASS |  | 0.85934 | 12.6 | 0 | Yes | [5 empty] | 1282263.75 | 563649.31 | 1282263.75 | 563649.31 | 94851 | 38409 | 96.17 | 42.274 | 16.028 | 0 | 90461.137 | 11873.024 | 2899.819 |  | 2.028 | 2.201 | 0.338 | 0 | 0.954 | 0.125 | 61.145 |  | 0.15 | 0.15 | 0.025 | 0 | 0.071 | 0.009 | 4.523 |  | 2.028 | 2.201 | 0.338 | 0 | 0.954 | 0.125 | 61.145 |  | 96.17 | 42.274 | 16.028 | 132581.932 | 90461.137 | 11873.024 |  | 1282263.75 | 563649.31 | 1282263.75 | 563649.31 | EIA | EIA | EIA | EIA | EIA | EIA | -- | EIA | EIA |  |  |  | 132581.932 | [10 empty] | 13518.7162 | 0 | 0 | 0 | 0 | 0 | 94851 | 0 | 0 | 0 | 0 | 0 | 0 | 94851 | 94851 | 94851 | 0 | 0 | 0 | 0 | 0 | 0 | 1 | 0 | 0 | 0 | 0 | 0 | 0 | 1 | 1 | 1 | 0 | [7 empty] | https://www.google.com/maps/@?api=1&map_action=map&center=39.648055999999997%2C-106.943056&zoom=17&basemap=satellite | 6572 | [118 empty] | 0.31 |  |  | 53 |  |  | 0.35 | 0.39 |  |  | 59 |  |  | 0.4 | 0.23 |  |  | 42 |  |  | 0.3 | 0.02 |  |  | 62 |  |  | 0.05 | 0.13 |  |  | 67 |  |  | 0.12 | 0.07 |  |  | 67 |  |  | 0.06 | 0.07 |  |  | 17 |  |  | 0.16 | 12.677 | 0.27485 | Biomass | FRS_110070397715
1305 | 4080 | 2021 | KY | H L Spurlock | 6041 | East Kentucky Power Coop, Inc | 5580 | East Kentucky Power Coop, Inc | 5580 | Electric Utility | PJM Interconnection, LLC | PJM | SERC | SRTV | SERC Tennessee Valley | PJM | 21 | 161 | Mason | 38.7 | -83.8181 | 4 | 4 | BIT | COAL | Yes | 0.5982 | 1608.5 | 0.33633 | Yes | Yes | 4056520 | 7.092 | 0.90436 |  | 76896471.63 | 36009117.21 | 76896471.63 | 36009117.21 | 8428929 | 3946406 | 2929.972 | 1376.391 | 3588.509 | 7889578.094 | 1979759.663 | 287354.437 | 7957140.901 |  | 0.695 | 0.698 | 0.851 | 1872.024 | 0.235 | 0.034 | 1888.055 |  | 0.076 | 0.076 | 0.093 | 205.2 | 0.026 | 0.004 | 206.957 |  | 0.695 | 0.698 | 0.851 | 1872.024 | 0.235 | 0.034 | 1888.055 |  | 3239.835 | 1521.953 | 3968.016 | 8723950.591 | 2189131.698 | 317743.976 |  | 85028757.07 | 39817307.8 | 85028757.07 | 39817307.8 | EPA/CAMD | EPA/CAMD | EPA/CAMD | EPA/CAMD | EIA | EIA | -- | EPA/CAMD | EPA/CAMD |  |  |  | 0 |  |  | 8132285.441 | 3808190.589 | 309.863 | 145.562 | 379.507 | 834372.497 | 209372.034 | 30389.539 | 9122.9232 | 8339893.2 | 18605.471 | 0 | 0 | 0 | 0 | 0 | 0 | 0 | 70430.325 | 0 | 8428928.996 | 0 | 0 | 8428928.996 | 0 | 0.98944 | 0.0022073 | 0 | 0 | 0 | 0 | 0 | 0 | 0 | 0.0083558 | 0 | 1 | 0 | 0 | 1 | 0 | Yes |  | 87752851.73 | 9003446.125 | 3221.554 | 3855.841 |  | https://www.google.com/maps/@?api=1&map_action=map&center=38.700000000000003%2C-83.818100000000001&zoom=17&basemap=satellite | 2217 | [118 empty] | 0.21 |  |  | 35 |  |  | 0.35 | 0.06 |  |  | 15 |  |  | 0.4 | 0.37 |  |  | 65 |  |  | 0.3 | 0 |  |  | 0 |  |  | 0.05 | 0.12 |  |  | 62 |  |  | 0.12 | 0.05 |  |  | 49 |  |  | 0.06 | 0.23 |  |  | 76 |  |  | 0.16 | 103.4581 | 0.028367 | Coal | FRS_110012142127
1306 | 2126 | 2021 | CO | Fort Lupton | 8067 | Public Service Co of Colorado | 15466 | Public Service Co of Colorado | 15466 | Electric Utility | Public Service Company of Colorado | PSCO | WECC | RMPA | WECC Rockies |  | 8 | 123 | Weld | 40.0922 | -104.796 | 2 | 2 | NG | GAS |  | 0.00534 | 100.8 | 1 | [6 empty] | 78451 | 37785 | 78451 | 37785 | 4718 | 2272 | 9.178 | 4.598 | 0.1 | 4585.032 | 243.944 | 35.043 | 4593.303 |  | 3.891 | 4.048 | 0.042 | 1943.634 | 0.052 | 0.007 | 1947.14 |  | 0.234 | 0.243 | 0.003 | 116.889 | 0.003 | 0 | 117.1 |  | 3.891 | 4.048 | 0.042 | 1943.634 | 0.052 | 0.007 | 1947.14 |  | 9.178 | 4.598 | 0.1 | 4585.032 | 243.944 | 35.043 |  | 78451 | 37785 | 78451 | 37785 | EIA | EIA | EIA | EIA | EIA | EIA | -- | EIA | EIA | [14 empty] | 16628.0203 | 0 | 968.144 | 3749.856 | 0 | 0 | 0 | 0 | 0 | 0 | 0 | 0 | 4718 | 0 | 0 | 4718 | 0 | 0 | 0.2052 | 0.7948 | 0 | 0 | 0 | 0 | 0 | 0 | 0 | 0 | 1 | 0 | 0 | 1 | 0 | [7 empty] | https://www.google.com/maps/@?api=1&map_action=map&center=40.092199999999998%2C-104.79600000000001&zoom=17&basemap=satellite | 11477 | [118 empty] | 0.42 |  |  | 66 |  |  | 0.35 | 0.52 |  |  | 68 |  |  | 0.4 | 0.31 |  |  | 56 |  |  | 0.3 | 0.06 |  |  | 77 |  |  | 0.05 | 0.2 |  |  | 81 |  |  | 0.12 | 0.06 |  |  | 58 |  |  | 0.06 | 0.12 |  |  | 34 |  |  | 0.16 | 0.06286 | 0.015747 | Gas | FRS_110005999660
1307 | 2682 | 2021 | FL | Tiger Bay | 7699 | Duke Energy Florida, Inc | 6455 | Duke Energy Florida, LLC | 6455 | Electric Utility | Duke Energy Florida Inc | FPC | SERC | FRCC | FRCC All |  | 12 | 105 | Polk | 27.7464 | -81.8494 | 1 | 2 | NG | GAS |  | 0.48943 | 278.1 | 0.51762 | [6 empty] | 8562655.916 | 5134887.726 | 8562655.916 | 5134887.726 | 1192323 | 717237 | 134.67 | 78.457 | 2.569 | 508866.901 | 20324.902 | 2032.49 | 509423.803 |  | 0.226 | 0.219 | 0.004 | 853.572 | 0.017 | 0.002 | 854.506 |  | 0.031 | 0.031 | 0.001 | 118.857 | 0.002 | 0 | 118.987 |  | 0.226 | 0.219 | 0.004 | 853.572 | 0.017 | 0.002 | 854.506 |  | 134.67 | 78.457 | 2.569 | 508866.901 | 20324.902 | 2032.49 |  | 8562655.916 | 5134887.726 | 8562655.916 | 5134887.726 | EPA/CAMD | EPA/CAMD | EPA/CAMD | EPA/CAMD | EIA | EIA | -- | EPA/CAMD | EPA/CAMD | [14 empty] | 7181.4902 | 0 | 0 | 1192323 | 0 | 0 | 0 | 0 | 0 | 0 | 0 | 0 | 1192323 | 0 | 0 | 1192323 | 0 | 0 | 0 | 1 | 0 | 0 | 0 | 0 | 0 | 0 | 0 | 0 | 1 | 0 | 0 | 1 | 0 | Yes |  | 9142904.521 | 543351.48 | 173.894 | 2.743 |  | https://www.google.com/maps/@?api=1&map_action=map&center=27.746369000000001%2C-81.849446&zoom=17&basemap=satellite | 1711 | [118 empty] | 0.54 |  |  | 78 |  |  | 0.35 | 0.58 |  |  | 72 |  |  | 0.4 | 0.5 |  |  | 80 |  |  | 0.3 | 0.06 |  |  | 78 |  |  | 0.05 | 0.19 |  |  | 79 |  |  | 0.12 | 0.06 |  |  | 59 |  |  | 0.06 | 0.13 |  |  | 42 |  |  | 0.16 | 18.894 | 0.049368 | Gas | FRS_110001411794
1308 | 2128 | 2021 | CO | Fountain Valley Power Plant | 55453 | Public Service Co of Colorado | 15466 | Fountain Valley Power LLC | 6632 | IPP Non-CHP | Public Service Company of Colorado | PSCO | WECC | RMPA | WECC Rockies |  | 8 | 41 | El Paso | 38.5569 | -104.6875 | 6 | 6 | NG | GAS |  | 0.03745 | 228 | 1 | [6 empty] | 913505.11 | 391206.151 | 913505.11 | 391206.151 | 74800.998 | 32592 | 53.286 | 24.041 | 0.274 | 54293.059 | 2067.506 | 206.751 | 54349.709 |  | 1.425 | 1.475 | 0.007 | 1451.667 | 0.028 | 0.003 | 1453.181 |  | 0.117 | 0.123 | 0.001 | 118.868 | 0.002 | 0 | 118.992 |  | 1.425 | 1.475 | 0.007 | 1451.667 | 0.028 | 0.003 | 1453.181 |  | 53.286 | 24.041 | 0.274 | 54293.059 | 2067.506 | 206.751 |  | 913505.11 | 391206.151 | 913505.11 | 391206.151 | EPA/CAMD | EPA/CAMD | EPA/CAMD | EPA/CAMD | EIA | EIA | -- | EPA/CAMD | EPA/CAMD | [14 empty] | 12212.4719 | 0 | 0 | 74801 | 0 | 0 | 0 | 0 | 0 | 0 | 0 | 0 | 74801 | 0 | 0 | 74801 | 0 | 0 | 0 | 1 | 0 | 0 | 0 | 0 | 0 | 0 | 0 | 0 | 1 | 0 | 0 | 1 | 0 | Yes |  | 1168931.75 | 69464.898 | 54.749 | 0.351 |  | https://www.google.com/maps/@?api=1&map_action=map&center=38.556899999999999%2C-104.6875&zoom=17&basemap=satellite | 1195 | [118 empty] | 0.32 |  |  | 55 |  |  | 0.35 | 0.21 |  |  | 40 |  |  | 0.4 | 0.44 |  |  | 73 |  |  | 0.3 | 0.08 |  |  | 81 |  |  | 0.05 | 0.12 |  |  | 63 |  |  | 0.12 | 0.07 |  |  | 66 |  |  | 0.06 | 0.09 |  |  | 25 |  |  | 0.16 | 5.861 | 0.081536 | Gas | FRS_110021274896
1309 | 2129 | 2021 | CO | Frank Knutson Station | 55505 | Public Service Co of Colorado | 15466 | Tri-State G & T Assn, Inc | 30151 | Electric Utility | Public Service Company of Colorado | PSCO | WECC | RMPA | WECC Rockies |  | 8 | 1 | Adams | 39.9411 | -104.682 | 2 | 2 | NG | GAS |  | 0.09331 | 154.2 | 1 | [6 empty] | 1564333.478 | 872020.172 | 1564333.478 | 872020.172 | 126046 | 70263 | 26.036 | 11.38 | 1.227 | 94516.627 | 3899.676 | 437.291 | 94630.529 |  | 0.413 | 0.324 | 0.019 | 1499.716 | 0.031 | 0.003 | 1501.524 |  | 0.033 | 0.026 | 0.002 | 120.839 | 0.002 | 0 | 120.985 |  | 0.413 | 0.324 | 0.019 | 1499.716 | 0.031 | 0.003 | 1501.524 |  | 26.036 | 11.38 | 1.227 | 94516.627 | 3899.676 | 437.291 |  | 1564333.478 | 872020.172 | 1564333.478 | 872020.172 | EPA/CAMD | EPA/CAMD | EPA/CAMD | EPA/CAMD | EIA | EIA | -- | EPA/CAMD | EPA/CAMD | [14 empty] | 12410.8144 | 0 | 5547.277 | 120498.72 | 0 | 0 | 0 | 0 | 0 | 0 | 0 | 0 | 126045.997 | 0 | 0 | 126045.997 | 0 | 0 | 0.04401 | 0.95599 | 0 | 0 | 0 | 0 | 0 | 0 | 0 | 0 | 1 | 0 | 0 | 1 | 0 | Yes |  | 1738864.911 | 104111.772 | 27.415 | 0.729 |  | https://www.google.com/maps/@?api=1&map_action=map&center=39.941128999999997%2C-104.68201500000001&zoom=17&basemap=satellite | 904 | [118 empty] | 0.11 |  |  | 12 |  |  | 0.35 | 0.12 |  |  | 28 |  |  | 0.4 | 0.1 |  |  | 17 |  |  | 0.3 | 0 |  |  | 0 |  |  | 0.05 | 0.02 |  |  | 16 |  |  | 0.12 | 0.06 |  |  | 59 |  |  | 0.06 | 0.16 |  |  | 54 |  |  | 0.16 | 3.9 | 0.10753 | Gas | FRS_110006657885
1310 | 4736 | 2021 | MA | West Tisbury Generating Facility | 6049 | NSTAR Electric Company | 54913 | Vineyard Reliability LLC | 64488 | IPP Non-CHP | ISO New England Inc. | ISNE | NPCC | NEWE | NPCC New England | ISONE | 25 | 7 | Dukes | 41.3925 | -70.6201 | 2 | 2 | DFO | OIL |  | 0.02332 | 5.4 | 1 | [6 empty] | 11238 | 1912 | 11238 | 1912 | 1103 | 188 | 18.136 | 3.084 | 1.63 | 917.728 | 74.327 | 14.865 | 920.872 |  | 32.885 | 32.809 | 2.955 | 1664.058 | 0.067 | 0.013 | 1669.759 |  | 3.228 | 3.226 | 0.29 | 163.326 | 0.007 | 0.001 | 163.885 |  | 32.885 | 32.809 | 2.955 | 1664.058 | 0.067 | 0.013 | 1669.759 |  | 18.136 | 3.084 | 1.63 | 917.728 | 74.327 | 14.865 |  | 11238 | 1912 | 11238 | 1912 | EIA | EIA | EIA | EIA | EIA | EIA | -- | EIA | EIA | [14 empty] | 10188.5766 | 0 | 1103 | 0 | 0 | 0 | 0 | 0 | 0 | 0 | 0 | 0 | 1103 | 0 | 0 | 1103 | 0 | 0 | 1 | 0 | 0 | 0 | 0 | 0 | 0 | 0 | 0 | 0 | 1 | 0 | 0 | 1 | 0 | [7 empty] | https://www.google.com/maps/@?api=1&map_action=map&center=41.392485999999998%2C-70.620088999999993&zoom=17&basemap=satellite | 2947 | [118 empty] | 0.14 |  |  | 20 |  |  | 0.35 | 0.12 |  |  | 28 |  |  | 0.4 | 0.17 |  |  | 30 |  |  | 0.3 | 0.02 |  |  | 61 |  |  | 0.05 | 0.02 |  |  | 20 |  |  | 0.12 | 0.04 |  |  | 44 |  |  | 0.06 | 0.21 |  |  | 70 |  |  | 0.16 | 1.6649 | 3.1742 | Oil | FRS_110003501283
1311 | 2131 | 2021 | CO | Front Range Power Plant | 55283 | City of Colorado Springs - (CO) | 3989 | City of Colorado Springs - (CO) | 3989 | Electric Utility | Western Area Power Administration - Rocky Mountain Region | WACM | WECC | RMPA | WECC Rockies |  | 8 | 41 | El Paso | 38.6281 | -104.7069 | 2 | 3 | NG | GAS |  | 0.41497 | 554.3 | 0.64171 | [6 empty] | 16296637.16 | 8720566.71 | 16296637.16 | 8720566.71 | 2014975 | 1076000 | 262.679 | 140.94 | 4.889 | 968485.288 | 33954.523 | 3395.452 | 969415.642 |  | 0.261 | 0.262 | 0.005 | 961.288 | 0.017 | 0.002 | 962.211 |  | 0.032 | 0.032 | 0.001 | 118.857 | 0.002 | 0 | 118.971 |  | 0.261 | 0.262 | 0.005 | 961.288 | 0.017 | 0.002 | 962.211 |  | 262.679 | 140.94 | 4.889 | 968485.288 | 33954.523 | 3395.452 |  | 16296637.16 | 8720566.71 | 16296637.16 | 8720566.71 | EPA/CAMD | EPA/CAMD | EPA/CAMD | EPA/CAMD | EIA | EIA | -- | EPA/CAMD | EPA/CAMD | [14 empty] | 8087.7615 | 0 | 0 | 2014975 | 0 | 0 | 0 | 0 | 0 | 0 | 0 | 0 | 2014975 | 0 | 0 | 2014975 | 0 | 0 | 0 | 1 | 0 | 0 | 0 | 0 | 0 | 0 | 0 | 0 | 1 | 0 | 0 | 1 | 0 | Yes |  | 19506710.8 | 1159247.119 | 316.533 | 5.852 |  | https://www.google.com/maps/@?api=1&map_action=map&center=38.628100000000003%2C-104.7069&zoom=17&basemap=satellite | 809 | [118 empty] | 0.34 |  |  | 57 |  |  | 0.35 | 0.39 |  |  | 58 |  |  | 0.4 | 0.3 |  |  | 53 |  |  | 0.3 | 0 |  |  | 0 |  |  | 0.05 | 0.04 |  |  | 27 |  |  | 0.12 | 0.04 |  |  | 42 |  |  | 0.06 | 0.08 |  |  | 20 |  |  | 0.16 | 15.76 | 0.011231 | Gas | FRS_110012515812
1312 | 2132 | 2021 | CO | Front Range Project | 59143 | United Power, Inc | 19499 | Timberline Energy LLC | 58960 | IPP Non-CHP | Western Area Power Administration - Rocky Mountain Region | WACM | WECC | RMPA | WECC Rockies |  | 8 | 123 | Weld | 40.0294 | -105.0047 | 1 | 1 | LFG | BIOMASS |  | 0.61747 | 3.2 | 0.30421 | Yes | [5 empty] | 213309 | 88534 | 213309 | 88534 | 17309 | 7184 | 0 | 0 | 3.573 | 0 | 0 | 0 | 0 |  | 0 | 0 | 0.413 | 0 | 0 | 0 | 0 |  | 0 | 0 | 0.034 | 0 | 0 | 0 | 0 |  | 0 | 0 | 0.413 | 0 | 0 | 0 | 0 |  | 243.161 | 100.924 | 4.8 | 13545.077 | 496.157 | 49.616 |  | 213309 | 88534 | 213309 | 88534 | EIA | EIA | EIA | EIA | EIA | EIA | -- | EIA | EIA | 243.161 | 100.924 | 1.227 | 13545.077 | 496.157 | 49.616 | [8 empty] | 12323.5889 | 0 | 0 | 0 | 0 | 0 | 17309 | 0 | 0 | 0 | 0 | 0 | 0 | 17309 | 17309 | 17309 | 0 | 0 | 0 | 0 | 0 | 0 | 1 | 0 | 0 | 0 | 0 | 0 | 0 | 1 | 1 | 1 | 0 | [7 empty] | https://www.google.com/maps/@?api=1&map_action=map&center=40.029443999999998%2C-105.004722&zoom=17&basemap=satellite | 22345 | [118 empty] | 0.16 |  |  | 22 |  |  | 0.35 | 0.2 |  |  | 39 |  |  | 0.4 | 0.11 |  |  | 20 |  |  | 0.3 | 0.02 |  |  | 64 |  |  | 0.05 | 0.03 |  |  | 25 |  |  | 0.12 | 0.07 |  |  | 69 |  |  | 0.06 | 0.09 |  |  | 22 |  |  | 0.16 | 1.9482 | 0.19513 | Biomass | FRS_110070398131
1313 | 4121 | 2021 | LA | Big Cajun 2 | 6055 | Entergy Louisiana LLC | 11241 | Louisiana Generating LLC | 11252 | IPP Non-CHP | Midcontinent Independent Transmission System Operator, Inc.. | MISO | SERC | SRMV | SERC Mississippi Valley | MISO | 22 | 77 | Pointe Coupee | 30.7261 | -91.3692 | 3 | 3 | RC | COAL | Yes | 0.16158 | 1902.9 | 1 | [6 empty] | 31736009.62 | 17293221.75 | 31736009.62 | 17293221.75 | 2693461 | 1437060 | 1909.199 | 1046.241 | 7945.999 | 3228880.363 | 714604.535 | 103592.138 | 3253248.148 |  | 1.418 | 1.456 | 5.9 | 2397.57 | 0.265 | 0.038 | 2415.664 |  | 0.12 | 0.121 | 0.501 | 203.484 | 0.023 | 0.003 | 205.019 |  | 1.418 | 1.456 | 5.9 | 2397.57 | 0.265 | 0.038 | 2415.664 |  | 1909.199 | 1046.241 | 7945.999 | 3228880.363 | 714604.535 | 103592.138 |  | 31736009.62 | 17293221.75 | 31736009.62 | 17293221.75 | EPA/CAMD | EPA/CAMD | EPA/CAMD | EPA/CAMD | EIA | EIA | -- | EPA/CAMD | EPA/CAMD | [14 empty] | 11782.6132 | 2419151.77 | 0 | 274309.28 | 0 | 0 | 0 | 0 | 0 | 0 | 0 | 0 | 2693461.05 | 0 | 0 | 2693461.05 | 0 | 0.89816 | 0 | 0.10184 | 0 | 0 | 0 | 0 | 0 | 0 | 0 | 0 | 1 | 0 | 0 | 1 | 0 | Yes |  | 42513409.37 | 4218988.516 | 2575.997 | 9564.716 |  | https://www.google.com/maps/@?api=1&map_action=map&center=30.726099999999999%2C-91.369200000000006&zoom=17&basemap=satellite | 644 | [118 empty] | 0.2 |  |  | 32 |  |  | 0.35 | 0.22 |  |  | 41 |  |  | 0.4 | 0.18 |  |  | 33 |  |  | 0.3 | 0 |  |  | 0 |  |  | 0.05 | 0.04 |  |  | 27 |  |  | 0.12 | 0.02 |  |  | 21 |  |  | 0.06 | 0.08 |  |  | 21 |  |  | 0.16 | 48.5104 | 0.075661 | Coal | FRS_110000449792
1314 | 2950 | 2021 | HI | Kahului | 6056 | Maui Electric Co Ltd | 11843 | Maui Electric Co Ltd | 11843 | Electric Utility | No balancing authority | NA | HI | HIMS | HICC Miscellaneous |  | 15 | 9 | Maui | 20.8969 | -156.4627 | 4 | 4 | RFO | OIL |  | 0.44544 | 34 | 0.59093 | [6 empty] | 2011657.85 | 827856.53 | 2011657.85 | 827856.53 | 132670 | 54851 | 316.185 | 129.994 | 876.651 | 164126.233 | 13304.858 | 2660.972 | 164689.028 |  | 4.766 | 4.74 | 13.216 | 2474.203 | 0.1 | 0.02 | 2482.687 |  | 0.314 | 0.314 | 0.872 | 163.175 | 0.007 | 0.001 | 163.735 |  | 4.766 | 4.74 | 13.216 | 2474.203 | 0.1 | 0.02 | 2482.687 |  | 316.185 | 129.994 | 876.651 | 164126.233 | 13304.858 | 2660.972 |  | 2011657.85 | 827856.53 | 2011657.85 | 827856.53 | EIA | EIA | EIA | EIA | EIA | EIA | -- | EIA | EIA | [14 empty] | 15162.8692 | 0 | 132670 | 0 | 0 | 0 | 0 | 0 | 0 | 0 | 0 | 0 | 132670 | 0 | 0 | 132670 | 0 | 0 | 1 | 0 | 0 | 0 | 0 | 0 | 0 | 0 | 0 | 0 | 1 | 0 | 0 | 1 | 0 | [7 empty] | https://www.google.com/maps/@?api=1&map_action=map&center=20.896884%2C-156.46269599999999&zoom=17&basemap=satellite | 50703 | [118 empty] | 0.55 |  |  | 78 |  |  | 0.35 | 0.88 |  |  | 88 |  |  | 0.4 | 0.21 |  |  | 38 |  |  | 0.3 | 0.07 |  |  | 80 |  |  | 0.05 | 0.11 |  |  | 59 |  |  | 0.12 | 0.05 |  |  | 54 |  |  | 0.06 | 0.17 |  |  | 58 |  |  | 0.16 | 8.8146 | 0.13445 | Oil | FRS_110000486395
1315 | 5389 | 2021 | MN | Cascade Creek | 6058 | Rochester Public Utilities | 16181 | Rochester Public Utilities | 16181 | Electric Utility | Midcontinent Independent Transmission System Operator, Inc.. | MISO | MRO | MROW | MRO West | MISO | 27 | 109 | Olmsted | 44.0322 | -92.4908 | 3 | 2 | NG | GAS |  | 0.0472 | 84.9 | 1 | [6 empty] | 386138.862 | 213595.092 | 386138.862 | 213595.092 | 35103 | 19417 | 38.007 | 19.383 | 1.309 | 23428.722 | 978.071 | 116.699 | 23458.336 |  | 2.165 | 1.996 | 0.075 | 1334.856 | 0.028 | 0.003 | 1336.543 |  | 0.197 | 0.181 | 0.007 | 121.349 | 0.003 | 0 | 121.502 |  | 2.165 | 1.996 | 0.075 | 1334.856 | 0.028 | 0.003 | 1336.543 |  | 38.007 | 19.383 | 1.309 | 23428.722 | 978.071 | 116.699 |  | 386138.862 | 213595.092 | 386138.862 | 213595.092 | EPA/CAMD | EPA/CAMD | EPA/CAMD | EPA/CAMD; EIA | EIA | EIA | -- | EPA/CAMD | EPA/CAMD | [14 empty] | 11000.1667 | 0 | 2593.973 | 32509.028 | 0 | 0 | 0 | 0 | 0 | 0 | 0 | 0 | 35103.001 | 0 | 0 | 35103.001 | 0 | 0 | 0.073896 | 0.9261 | 0 | 0 | 0 | 0 | 0 | 0 | 0 | 0 | 1 | 0 | 0 | 1 | 0 | Yes |  | 145790.882 | 8257.956 | 11.229 | 0.308 |  | https://www.google.com/maps/@?api=1&map_action=map&center=44.032200000000003%2C-92.490799999999993&zoom=17&basemap=satellite | 77499 | [118 empty] | 0.27 |  |  | 45 |  |  | 0.35 | 0.27 |  |  | 48 |  |  | 0.4 | 0.26 |  |  | 47 |  |  | 0.3 | 0.03 |  |  | 70 |  |  | 0.05 | 0.06 |  |  | 41 |  |  | 0.12 | 0.06 |  |  | 60 |  |  | 0.06 | 0.17 |  |  | 58 |  |  | 0.16 | 0.030813 | 0.0042154 | Gas | FRS_110001826445
1316 | 2154 | 2021 | CO | J M Shafer | 50707 | Public Service Co of Colorado | 15466 | Tri-State G & T Assn, Inc | 30151 | Electric Utility | Public Service Company of Colorado | PSCO | WECC | RMPA | WECC Rockies |  | 8 | 123 | Weld | 40.0986 | -104.7736 | 5 | 7 | NG | GAS |  | 0.22777 | 396.9 | 0.95371 |  | Yes | 0 |  | 1 |  | 6434317.146 | 3819114.137 | 6434317.146 | 3819114.137 | 791930 | 466957 | 293.753 | 173.475 | 1.931 | 382376.553 | 16029.443 | 1602.944 | 382815.76 |  | 0.742 | 0.743 | 0.005 | 965.683 | 0.02 | 0.002 | 966.792 |  | 0.091 | 0.091 | 0.001 | 118.855 | 0.002 | 0 | 118.992 |  | 0.742 | 0.743 | 0.005 | 965.683 | 0.02 | 0.002 | 966.792 |  | 293.753 | 173.475 | 1.931 | 382376.553 | 16029.443 | 1602.944 |  | 6434317.146 | 3819114.137 | 6434317.146 | 3819114.137 | EPA/CAMD | EPA/CAMD | EPA/CAMD | EPA/CAMD | EIA | EIA | -- | EPA/CAMD | EPA/CAMD | [6 empty] | 0 | 0 | 0 | 0 | 0 | 0 | 0 | 0 | 8124.8559 | 0 | 0 | 791930 | 0 | 0 | 0 | 0 | 0 | 0 | 0 | 0 | 791930 | 0 | 0 | 791930 | 0 | 0 | 0 | 1 | 0 | 0 | 0 | 0 | 0 | 0 | 0 | 0 | 1 | 0 | 0 | 1 | 0 | Yes |  | 7379372.572 | 438546.691 | 344.528 | 2.214 |  | https://www.google.com/maps/@?api=1&map_action=map&center=40.098599999999998%2C-104.7736&zoom=17&basemap=satellite | 11381 | [118 empty] | 0.42 |  |  | 66 |  |  | 0.35 | 0.52 |  |  | 68 |  |  | 0.4 | 0.31 |  |  | 56 |  |  | 0.3 | 0.06 |  |  | 77 |  |  | 0.05 | 0.21 |  |  | 81 |  |  | 0.12 | 0.06 |  |  | 58 |  |  | 0.06 | 0.12 |  |  | 34 |  |  | 0.16 | 23.37 | 0.051221 | Gas | FRS_110039685775
1317 | 2158 | 2021 | CO | Julesburg | 504 | WAPA-- Western Area Power Administration | 27000 | City of Julesburg - (CO) | 9928 | Electric Utility | Western Area Power Administration - Rocky Mountain Region | WACM | WECC | RMPA | WECC Rockies |  | 8 | 115 | Sedgwick | 40.9505 | -102.2795 | 4 | 4 | DFO | OIL |  | 0 | 2.8 | [11 empty] | 0 | 0 | 0 |  | 0 | 0 | [45 empty] | -- | [17 empty] | 0 | 0 | 0 | 0 | 0 | 0 | 0 | 0 | 0 | 0 | 0 | 0 | 0 | 0 | 0 | 0 | [23 empty] | https://www.google.com/maps/@?api=1&map_action=map&center=40.950499999999998%2C-102.2795&zoom=17&basemap=satellite | 1166 | [118 empty] | 0.29 |  |  | 49 |  |  | 0.35 | 0.2 |  |  | 39 |  |  | 0.4 | 0.37 |  |  | 65 |  |  | 0.3 | 0 |  |  | 0 |  |  | 0.05 | 0.1 |  |  | 56 |  |  | 0.12 | 0.16 |  |  | 96 |  |  | 0.06 | 0.2 |  |  | 69 |  |  | 0.16 |  |  | Oil | FRS_
1318 | 4003 | 2021 | KS | Nearman Creek | 6064 | City of Kansas City - (KS) | 9996 | City of Kansas City - (KS) | 9996 | Electric Utility | Southwest Power Pool | SWPP | MRO | SPNO | SPP North |  | 20 | 209 | Wyandotte | 39.1681 | -94.6975 | 2 | 2 | SUB | COAL | Yes | 0.42643 | 355 | 0.62262 | [6 empty] | 16681699.59 | 8319197.794 | 16681699.59 | 8319197.794 | 1326102 | 657261 | 1709.086 | 858.625 | 1327.823 | 1718399.021 | 345140.285 | 50212.241 | 1730194.898 |  | 2.578 | 2.613 | 2.003 | 2591.654 | 0.26 | 0.038 | 2609.445 |  | 0.205 | 0.206 | 0.159 | 206.022 | 0.021 | 0.003 | 207.436 |  | 2.578 | 2.613 | 2.003 | 2591.654 | 0.26 | 0.038 | 2609.445 |  | 1709.086 | 858.625 | 1327.823 | 1718399.021 | 345140.285 | 50212.241 |  | 16681699.59 | 8319197.794 | 16681699.59 | 8319197.794 | EPA/CAMD | EPA/CAMD | EPA/CAMD | EPA/CAMD | EIA | EIA | -- | EPA/CAMD | EPA/CAMD | [14 empty] | 12579.4992 | 1266147.6 | 13497.071 | 46457.376 | 0 | 0 | 0 | 0 | 0 | 0 | 0 | 0 | 1326102.047 | 0 | 0 | 1326102.047 | 0 | 0.95479 | 0.010178 | 0.035033 | 0 | 0 | 0 | 0 | 0 | 0 | 0 | 0 | 1 | 0 | 0 | 1 | 0 | Yes |  | 15541147.81 | 1607758.79 | 1550.968 | 1389.572 |  | https://www.google.com/maps/@?api=1&map_action=map&center=39.168100000000003%2C-94.697500000000005&zoom=17&basemap=satellite | 29388 | [118 empty] | 0.46 |  |  | 71 |  |  | 0.35 | 0.53 |  |  | 69 |  |  | 0.4 | 0.39 |  |  | 67 |  |  | 0.3 | 0.04 |  |  | 71 |  |  | 0.05 | 0.15 |  |  | 71 |  |  | 0.12 | 0.08 |  |  | 77 |  |  | 0.06 | 0.13 |  |  | 38 |  |  | 0.16 | 110.8175 | 0.20602 | Coal | FRS_110000445340
1319 | 2162 | 2021 | CO | Las Animas | 507 | City of Las Animas - (CO) | 10730 | City of Las Animas - (CO) | 10730 | Electric Utility | Western Area Power Administration - Rocky Mountain Region | WACM | WECC | RMPA | WECC Rockies |  | 8 | 11 | Bent | 38.0647 | -103.2159 | 5 | 5 | DFO | OIL |  | 0 | 5.6 | [11 empty] | 0 | 0 | 0 |  | 0 | 0 | [45 empty] | -- | [17 empty] | 0 | 0 | 0 | 0 | 0 | 0 | 0 | 0 | 0 | 0 | 0 | 0 | 0 | 0 | 0 | 0 | [23 empty] | https://www.google.com/maps/@?api=1&map_action=map&center=38.064700000000002%2C-103.2159&zoom=17&basemap=satellite | 4272 | [118 empty] | 0.54 |  |  | 78 |  |  | 0.35 | 0.51 |  |  | 67 |  |  | 0.4 | 0.56 |  |  | 85 |  |  | 0.3 | 0.02 |  |  | 63 |  |  | 0.05 | 0.13 |  |  | 67 |  |  | 0.12 | 0.03 |  |  | 31 |  |  | 0.06 | 0.19 |  |  | 62 |  |  | 0.16 |  |  | Oil | FRS_
1320 | 6039 | 2021 | MO | Iatan | 6065 | Kansas City Power & Light Co | 10000 | Evergy Metro | 10000 | Electric Utility | Southwest Power Pool | SWPP | MRO | SPNO | SPP North |  | 29 | 165 | Platte | 39.4472 | -94.98 | 2 | 2 | SUB | COAL | Yes | 0.51959 | 1725 | 0.46735 | [6 empty] | 73553726.45 | 38349206.11 | 73553726.45 | 38349206.11 | 7851566 | 4152961 | 1978.025 | 1024.741 | 653.175 | 7714317.703 | 1818556.227 | 264702.991 | 7776490.402 |  | 0.504 | 0.493 | 0.166 | 1965.039 | 0.232 | 0.034 | 1980.876 |  | 0.054 | 0.053 | 0.018 | 209.76 | 0.025 | 0.004 | 211.451 |  | 0.504 | 0.493 | 0.166 | 1965.039 | 0.232 | 0.034 | 1980.876 |  | 1978.025 | 1024.741 | 653.175 | 7714317.703 | 1818556.227 | 264702.991 |  | 73553726.45 | 38349206.11 | 73553726.45 | 38349206.11 | EPA/CAMD | EPA/CAMD | EPA/CAMD | EPA/CAMD | EIA | EIA | -- | EPA/CAMD | EPA/CAMD | [14 empty] | 9368.0326 | 7798472.6 | 53093.438 | 0 | 0 | 0 | 0 | 0 | 0 | 0 | 0 | 0 | 7851566.038 | 0 | 0 | 7851566.038 | 0 | 0.99324 | 0.0067621 | 0 | 0 | 0 | 0 | 0 | 0 | 0 | 0 | 0 | 1 | 0 | 0 | 1 | 0 | Yes |  | 55996960.26 | 5872956.513 | 1489.408 | 386.714 |  | https://www.google.com/maps/@?api=1&map_action=map&center=39.447200000000002%2C-94.98&zoom=17&basemap=satellite | 257 | [118 empty] | 0.09 |  |  | 8 |  |  | 0.35 | 0.06 |  |  | 16 |  |  | 0.4 | 0.11 |  |  | 20 |  |  | 0.3 | 0 |  |  | 0 |  |  | 0.05 | 0.07 |  |  | 43 |  |  | 0.12 | 0.07 |  |  | 67 |  |  | 0.06 | 0.18 |  |  | 59 |  |  | 0.16 | 86.1648 | 0.024498 | Coal | FRS_110042630542
1321 | 2163 | 2021 | CO | Limon Generating Station | 55504 | Tri-State G & T Assn, Inc | 30151 | Tri-State G & T Assn, Inc | 30151 | Electric Utility | Western Area Power Administration - Rocky Mountain Region | WACM | WECC | RMPA | WECC Rockies |  | 8 | 73 | Lincoln | 39.2038 | -103.7005 | 2 | 2 | NG | GAS |  | 0.08407 | 154.2 | 1 | [6 empty] | 1460500.444 | 820284.708 | 1460500.444 | 820284.708 | 113555 | 63960 | 24.31 | 10.975 | 0.769 | 87935.52 | 3534.926 | 400.737 | 88039.416 |  | 0.428 | 0.343 | 0.014 | 1548.774 | 0.031 | 0.004 | 1550.604 |  | 0.033 | 0.027 | 0.001 | 120.418 | 0.002 | 0 | 120.561 |  | 0.428 | 0.343 | 0.014 | 1548.774 | 0.031 | 0.004 | 1550.604 |  | 24.31 | 10.975 | 0.769 | 87935.52 | 3534.926 | 400.737 |  | 1460500.444 | 820284.708 | 1460500.444 | 820284.708 | EPA/CAMD | EPA/CAMD | EPA/CAMD | EPA/CAMD | EIA | EIA | -- | EPA/CAMD | EPA/CAMD | [14 empty] | 12861.6123 | 0 | 5553.855 | 108001.15 | 0 | 0 | 0 | 0 | 0 | 0 | 0 | 0 | 113555.005 | 0 | 0 | 113555.005 | 0 | 0 | 0.048909 | 0.95109 | 0 | 0 | 0 | 0 | 0 | 0 | 0 | 0 | 1 | 0 | 0 | 1 | 0 | Yes |  | 1440222.519 | 87248.876 | 45.174 | 0.513 |  | https://www.google.com/maps/@?api=1&map_action=map&center=39.203800000000001%2C-103.70050000000001&zoom=17&basemap=satellite | 1589 | [118 empty] | 0.49 |  |  | 74 |  |  | 0.35 | 0.63 |  |  | 74 |  |  | 0.4 | 0.35 |  |  | 61 |  |  | 0.3 | 0 |  |  | 0 |  |  | 0.05 | 0.13 |  |  | 65 |  |  | 0.12 | 0.02 |  |  | 24 |  |  | 0.06 | 0.08 |  |  | 19 |  |  | 0.16 | 3.4568 | 0.098735 | Gas | FRS_110022515777
1322 | 3982 | 2021 | KS | Jeffrey Energy Center | 6068 | Westar Energy Inc | 22500 | Evergy Kansas Central, Inc | 22500 | Electric Utility | Southwest Power Pool | SWPP | MRO | SPNO | SPP North |  | 20 | 149 | Pottawatomie | 39.2865 | -96.1172 | 3 | 3 | SUB | COAL | Yes | 0.44079 | 2160 | 0.59869 | [6 empty] | 91605157.08 | 48122952.88 | 91605157.08 | 48122952.88 | 8340406 | 4408558 | 4248.252 | 2123.775 | 664.444 | 9604512.635 | 2338824.433 | 340269.754 | 9684448.134 |  | 1.019 | 0.963 | 0.159 | 2303.128 | 0.28 | 0.041 | 2322.297 |  | 0.093 | 0.088 | 0.015 | 209.694 | 0.026 | 0.004 | 211.439 |  | 1.019 | 0.963 | 0.159 | 2303.128 | 0.28 | 0.041 | 2322.297 |  | 4248.252 | 2123.775 | 664.444 | 9604512.635 | 2338824.433 | 340269.754 |  | 91605157.08 | 48122952.88 | 91605157.08 | 48122952.88 | EPA/CAMD | EPA/CAMD | EPA/CAMD | EPA/CAMD | EIA | EIA | -- | EPA/CAMD | EPA/CAMD | [14 empty] | 10983.2971 | 8322060.7 | 18345.327 | 0 | 0 | 0 | 0 | 0 | 0 | 0 | 0 | 0 | 8340406.027 | 0 | 0 | 8340406.027 | 0 | 0.9978 | 0.0021996 | 0 | 0 | 0 | 0 | 0 | 0 | 0 | 0 | 0 | 1 | 0 | 0 | 1 | 0 | Yes |  | 98820887.62 | 10361113.74 | 4212.314 | 640.056 |  | https://www.google.com/maps/@?api=1&map_action=map&center=39.286453000000002%2C-96.117231000000004&zoom=17&basemap=satellite | 260 | [118 empty] | 0.27 |  |  | 45 |  |  | 0.35 | 0.11 |  |  | 25 |  |  | 0.4 | 0.43 |  |  | 72 |  |  | 0.3 | 0 |  |  | 0 |  |  | 0.05 | 0.03 |  |  | 23 |  |  | 0.12 | 0.15 |  |  | 95 |  |  | 0.06 | 0.03 |  |  | 5 |  |  | 0.16 | 577.4794 | 0.1731 | Coal | FRS_110006011680
1323 | 2170 | 2021 | CO | Manchief Generating Station | 55127 | Public Service Co of Colorado | 15466 | Manchief Power Co LLC | 11569 | IPP Non-CHP | Public Service Company of Colorado | PSCO | WECC | RMPA | WECC Rockies |  | 8 | 87 | Morgan | 40.2171 | -103.685 | 2 | 2 | NG | GAS |  | 0.10208 | 300 | 1 | [6 empty] | 2879189.97 | 1137512.446 | 2879189.97 | 1137512.446 | 268258 | 104083 | 84.471 | 33.557 | 0.864 | 171105.341 | 6414.119 | 641.412 | 171281.088 |  | 0.63 | 0.645 | 0.006 | 1275.677 | 0.024 | 0.002 | 1276.988 |  | 0.059 | 0.059 | 0.001 | 118.857 | 0.002 | 0 | 118.979 |  | 0.63 | 0.645 | 0.006 | 1275.677 | 0.024 | 0.002 | 1276.988 |  | 84.471 | 33.557 | 0.864 | 171105.341 | 6414.119 | 641.412 |  | 2879189.97 | 1137512.446 | 2879189.97 | 1137512.446 | EPA/CAMD | EPA/CAMD | EPA/CAMD | EPA/CAMD | EIA | EIA | -- | EPA/CAMD | EPA/CAMD | [14 empty] | 10732.9137 | 0 | 0 | 268258 | 0 | 0 | 0 | 0 | 0 | 0 | 0 | 0 | 268258 | 0 | 0 | 268258 | 0 | 0 | 0 | 1 | 0 | 0 | 0 | 0 | 0 | 0 | 0 | 0 | 1 | 0 | 0 | 1 | 0 | Yes |  | 2353688.625 | 139877.642 | 79.091 | 0.706 |  | https://www.google.com/maps/@?api=1&map_action=map&center=40.217143%2C-103.68504&zoom=17&basemap=satellite | 222 | [118 empty] | 0.22 |  |  | 36 |  |  | 0.35 | 0.21 |  |  | 41 |  |  | 0.4 | 0.22 |  |  | 41 |  |  | 0.3 | 0.07 |  |  | 80 |  |  | 0.05 | 0.09 |  |  | 52 |  |  | 0.12 | 0.05 |  |  | 48 |  |  | 0.06 | 0.22 |  |  | 74 |  |  | 0.16 | 14.4452 | 0.063996 | Gas | FRS_110007078429
1324 | 4108 | 2021 | KY | Trimble County | 6071 | Louisville Gas & Electric Co | 11249 | Louisville Gas & Electric Co | 11249 | Electric Utility | LG&E and KU Services Company as agent for Louisville Gas and Electric Company and Kentucky Utilities | LGEE | SERC | SRTV | SERC Tennessee Valley |  | 21 | 223 | Trimble | 38.5847 | -85.4117 | 8 | 8 | RC | COAL | Yes | 0.39874 | 2594.1 | 0.66876 | [6 empty] | 85413476.08 | 38419327.14 | 85413476.08 | 38419327.14 | 9061141.998 | 4080692.998 | 2035.903 | 799.49 | 2900.786 | 8456468.644 | 1945257.449 | 281971.809 | 8522798.162 |  | 0.449 | 0.392 | 0.64 | 1866.535 | 0.215 | 0.031 | 1881.175 |  | 0.048 | 0.042 | 0.068 | 198.013 | 0.023 | 0.003 | 199.566 |  | 0.449 | 0.392 | 0.64 | 1866.535 | 0.215 | 0.031 | 1881.175 |  | 2035.903 | 799.49 | 2900.786 | 8456468.644 | 1945257.449 | 281971.809 |  | 85413476.08 | 38419327.14 | 85413476.08 | 38419327.14 | EPA/CAMD | EPA/CAMD | EPA/CAMD | EPA/CAMD | EIA | EIA | -- | EPA/CAMD | EPA/CAMD | [14 empty] | 9426.3477 | 8220276.85 | 0 | 840865.232 | 0 | 0 | 0 | 0 | 0 | 0 | 0 | 0 | 9061142.082 | 0 | 0 | 9061142.082 | 0 | 0.9072 | 0 | 0.092799 | 0 | 0 | 0 | 0 | 0 | 0 | 0 | 0 | 1 | 0 | 0 | 1 | 0 | Yes |  | 101390083.2 | 9529903.873 | 2285.798 | 3511.545 |  | https://www.google.com/maps/@?api=1&map_action=map&center=38.584699999999998%2C-85.411699999999996&zoom=17&basemap=satellite | 749 | [118 empty] | 0.25 |  |  | 43 |  |  | 0.35 | 0.13 |  |  | 28 |  |  | 0.4 | 0.38 |  |  | 66 |  |  | 0.3 | 0.09 |  |  | 82 |  |  | 0.05 | 0.23 |  |  | 85 |  |  | 0.12 | 0.03 |  |  | 30 |  |  | 0.06 | 0.18 |  |  | 59 |  |  | 0.16 | 105.9634 | 0.023515 | Coal | FRS_110000377814
1325 | 2824 | 2021 | GA | MPC Generating | 7764 | Georgia Power Co | 7140 | SEPG Operating Services, LLC MPC | 59421 | IPP Non-CHP | Southern Company Services, Inc. - Trans | SOCO | SERC | SRSO | SERC South |  | 13 | 297 | Walton | 33.8119 | -83.6953 | 2 | 2 | NG | GAS |  | 0.00535 | 386.1 | 1 | [6 empty] | 211409.51 | 140688.427 | 211409.51 | 140688.427 | 18096 | 12042 | 11.209 | 7.258 | 0.063 | 12649.313 | 482.233 | 50.855 | 12662.918 |  | 1.239 | 1.205 | 0.007 | 1398.023 | 0.027 | 0.003 | 1399.527 |  | 0.106 | 0.103 | 0.001 | 119.666 | 0.002 | 0 | 119.795 |  | 1.239 | 1.205 | 0.007 | 1398.023 | 0.027 | 0.003 | 1399.527 |  | 11.209 | 7.258 | 0.063 | 12649.313 | 482.233 | 50.855 |  | 211409.51 | 140688.427 | 211409.51 | 140688.427 | EPA/CAMD | EPA/CAMD | EPA/CAMD | EPA/CAMD | EIA | EIA | -- | EPA/CAMD | EPA/CAMD | [14 empty] | 11682.6646 | 0 | 341.596 | 17754.405 | 0 | 0 | 0 | 0 | 0 | 0 | 0 | 0 | 18096.001 | 0 | 0 | 18096.001 | 0 | 0 | 0.018877 | 0.98112 | 0 | 0 | 0 | 0 | 0 | 0 | 0 | 0 | 1 | 0 | 0 | 1 | 0 | Yes |  | 1735481.497 | 104012.988 | 93.452 | 0.521 |  | https://www.google.com/maps/@?api=1&map_action=map&center=33.811900000000001%2C-83.695300000000003&zoom=17&basemap=satellite | 17070 | [118 empty] | 0.53 |  |  | 77 |  |  | 0.35 | 0.52 |  |  | 68 |  |  | 0.4 | 0.54 |  |  | 83 |  |  | 0.3 | 0.01 |  |  | 58 |  |  | 0.05 | 0.2 |  |  | 81 |  |  | 0.12 | 0.1 |  |  | 83 |  |  | 0.06 | 0.13 |  |  | 38 |  |  | 0.16 | 0.23512 | 0.074429 | Gas | FRS_110005718367
1326 | 6136 | 2021 | MS | Daniel Electric Generating Plant | 6073 | Mississippi Power Co | 12686 | Mississippi Power Co | 12686 | Electric Utility | Southern Company Services, Inc. - Trans | SOCO | SERC | SRSO | SERC South |  | 28 | 59 | Jackson | 30.5322 | -88.5553 | 6 | 8 | SUB | COAL | Yes | 0.57798 | 2229 | 0.37004 | [6 empty] | 89559275.25 | 36590623.35 | 89559275.25 | 36590623.35 | 11285588 | 4644011 | 4581.398 | 2768.503 | 168.782 | 6769401.585 | 873675.803 | 121103.148 | 6798366.902 |  | 0.812 | 1.192 | 0.03 | 1199.654 | 0.077 | 0.011 | 1204.787 |  | 0.102 | 0.151 | 0.004 | 151.171 | 0.01 | 0.001 | 151.818 |  | 0.812 | 1.192 | 0.03 | 1199.654 | 0.077 | 0.011 | 1204.787 |  | 4581.398 | 2768.503 | 168.782 | 6769401.585 | 873675.803 | 121103.148 |  | 89559275.25 | 36590623.35 | 89559275.25 | 36590623.35 | EPA/CAMD | EPA/CAMD; EIA | EPA/CAMD | EPA/CAMD | EIA | EIA | -- | EPA/CAMD | EPA/CAMD | [14 empty] | 7935.7208 | 2777878.92 | 5133.122 | 8502576 | 0 | 0 | 0 | 0 | 0 | 0 | 0 | 0 | 11285588.04 | 0 | 0 | 11285588.04 | 0 | 0.24614 | 0.00045484 | 0.7534 | 0 | 0 | 0 | 0 | 0 | 0 | 0 | 0 | 1 | 0 | 0 | 1 | 0 | Yes |  | 87013955.46 | 6600771.216 | 4918.295 | 302.161 |  | https://www.google.com/maps/@?api=1&map_action=map&center=30.5322%2C-88.555300000000003&zoom=17&basemap=satellite | 2943 | [118 empty] | 0.33 |  |  | 55 |  |  | 0.35 | 0.2 |  |  | 38 |  |  | 0.4 | 0.46 |  |  | 75 |  |  | 0.3 | 0 |  |  | 0 |  |  | 0.05 | 0.15 |  |  | 70 |  |  | 0.12 | 0.1 |  |  | 85 |  |  | 0.06 | 0.21 |  |  | 72 |  |  | 0.16 | 200.9697 | 0.037288 | Coal | FRS_110040875666
1327 | 2178 | 2021 | CO | Metro Wastewater Reclamation District | 10180 | Public Service Co of Colorado | 15466 | Colorado Energy Nations Company, LLC | 19068 | IPP CHP | Public Service Company of Colorado | PSCO | WECC | RMPA | WECC Rockies |  | 8 | 31 | Denver | 39.8078 | -104.9542 | 6 | 6 | OBG | BIOMASS |  | 0.27876 | 15 | 0.86873 | Yes | Yes | 232564.8 | 0.538 | 0.4175 |  | 250631.688 | 98539.015 | 250631.688 | 98539.015 | 36629 | 13875 | 80.635 | 31.382 | 0.801 | 272.559 | 582.449 | 58.245 | 288.519 |  | 4.403 | 4.523 | 0.044 | 14.882 | 0.016 | 0.002 | 15.754 |  | 0.643 | 0.637 | 0.006 | 2.175 | 0.002 | 0 | 2.302 |  | 4.403 | 4.523 | 0.044 | 14.882 | 0.016 | 0.002 | 15.754 |  | 193.14 | 75.166 | 1.918 | 38120.13 | 1395.095 | 139.51 |  | 600319 | 236023 | 600319 | 236023 | EIA | EIA | EIA | EIA | EIA | EIA | -- | EIA | EIA |  |  |  | 37467.289 |  |  | 349687.312 | 137483.985 | 112.505 | 43.784 | 1.117 | 380.282 | 812.647 | 81.265 | 6842.4387 | 0 | 0 | 645.578 | 0 | 0 | 35983.422 | 0 | 0 | 0 | 0 | 0 | 645.578 | 35983.422 | 35983.422 | 36629 | 0 | 0 | 0 | 0.017625 | 0 | 0 | 0.98238 | 0 | 0 | 0 | 0 | 0 | 0.017625 | 0.98238 | 0.98238 | 1 | 0 | [7 empty] | https://www.google.com/maps/@?api=1&map_action=map&center=39.8078%2C-104.9542&zoom=17&basemap=satellite | 64909 | [118 empty] | 0.55 |  |  | 79 |  |  | 0.35 | 0.73 |  |  | 80 |  |  | 0.4 | 0.38 |  |  | 65 |  |  | 0.3 | 0.1 |  |  | 85 |  |  | 0.05 | 0.29 |  |  | 90 |  |  | 0.12 | 0.06 |  |  | 63 |  |  | 0.06 | 0.09 |  |  | 24 |  |  | 0.16 | 2.5911 | 0.14579 | Biomass | FRS_110055971998
1328 | 6029 | 2021 | MO | Greenwood Energy Center | 6074 | Kansas City Power & Light Co | 10000 | Evergy Missouri West | 56211 | Electric Utility | Southwest Power Pool | SWPP | MRO | SPNO | SPP North |  | 29 | 95 | Jackson | 38.8615 | -94.2982 | 5 | 5 | NG | GAS |  | 0.01871 | 261.8 | 1 | [6 empty] | 778154.7 | 239387.5 | 817932.7 | 261354.5 | 42918 | 12152 | 233.342 | 29.792 | 74.309 | 45478.884 | 3033.984 | 487.44 | 45589.437 |  | 10.874 | 4.903 | 3.463 | 2119.338 | 0.071 | 0.011 | 2124.49 |  | 0.6 | 0.249 | 0.191 | 116.889 | 0.004 | 0.001 | 117.173 |  | 12.147 | 5.477 | 3.868 | 2367.459 | 0.079 | 0.013 | 2373.214 |  | 233.342 | 29.792 | 74.309 | 45478.884 | 3033.984 | 487.44 |  | 778154.7 | 239387.5 | 817932.7 | 261354.5 | EPA/CAMD | EPA/CAMD | EPA/CAMD | EIA | EIA | EIA | -- | EPA/CAMD; EIA | EPA/CAMD; EIA | [14 empty] | 20253.8964 | 0 | 17810.039 | 20609.961 | 0 | 0 | 0 | 0 | 4498 | 0 | 0 | 0 | 38420 | 4498 | 4498 | 38420 | 4498 | 0 | 0.41498 | 0.48022 | 0 | 0 | 0 | 0 | 0.1048 | 0 | 0 | 0 | 0.8952 | 0.1048 | 0.1048 | 0.8952 | 0.1048 | Yes |  | 1018472.4 |  | 155.963 | 20.232 |  | https://www.google.com/maps/@?api=1&map_action=map&center=38.861499999999999%2C-94.298199999999994&zoom=17&basemap=satellite | 4158 | [118 empty] | 0.09 |  |  | 8 |  |  | 0.35 | 0.08 |  |  | 19 |  |  | 0.4 | 0.1 |  |  | 18 |  |  | 0.3 | 0 |  |  | 0 |  |  | 0.05 | 0.05 |  |  | 34 |  |  | 0.12 | 0.05 |  |  | 54 |  |  | 0.06 | 0.13 |  |  | 40 |  |  | 0.16 | 1.3226 | 0.12676 | Gas | FRS_110001449905
1329 | 2747 | 2021 | GA | Dahlberg (Jackson County) | 7765 | Georgia Power Co | 7140 | Southern Power Co | 17650 | IPP Non-CHP | Southern Company Services, Inc. - Trans | SOCO | SERC | SRSO | SERC South |  | 13 | 157 | Jackson | 34.0423 | -83.3977 | 10 | 10 | NG | GAS |  | 0.02301 | 919 | 1 | [6 empty] | 2352573.449 | 1530813.323 | 2352573.449 | 1530813.323 | 185211 | 80704 | 36.427 | 20.843 | 0.73 | 142328.82 | 5122.313 | 527.628 | 142471.466 |  | 0.393 | 0.517 | 0.008 | 1536.937 | 0.028 | 0.003 | 1538.477 |  | 0.031 | 0.027 | 0.001 | 120.998 | 0.002 | 0 | 121.12 |  | 0.393 | 0.517 | 0.008 | 1536.937 | 0.028 | 0.003 | 1538.477 |  | 36.427 | 20.843 | 0.73 | 142328.82 | 5122.313 | 527.628 |  | 2352573.449 | 1530813.323 | 2352573.449 | 1530813.323 | EPA/CAMD | EPA/CAMD | EPA/CAMD | EPA/CAMD | EIA | EIA | -- | EPA/CAMD | EPA/CAMD | [15 empty] | 0 | 1893.663 | 183317.34 | 0 | 0 | 0 | 0 | 0 | 0 | 0 | 0 | 185211.003 | 0 | 0 | 185211.003 | 0 | 0 | 0.010224 | 0.98978 | 0 | 0 | 0 | 0 | 0 | 0 | 0 | 0 | 1 | 0 | 0 | 1 | 0 | Yes |  | 3976043.393 | 247078.901 | 74.405 | 1.228 |  | https://www.google.com/maps/@?api=1&map_action=map&center=34.042267000000002%2C-83.397721000000004&zoom=17&basemap=satellite | 5407 | [118 empty] | 0.52 |  |  | 76 |  |  | 0.35 | 0.5 |  |  | 67 |  |  | 0.4 | 0.53 |  |  | 83 |  |  | 0.3 | 0.04 |  |  | 71 |  |  | 0.05 | 0.14 |  |  | 67 |  |  | 0.12 | 0.06 |  |  | 59 |  |  | 0.06 | 0.12 |  |  | 36 |  |  | 0.16 | 10.0266 | 0.039163 | Gas | FRS_110020517378
1330 | 6177 | 2021 | MT | Colstrip | 6076 | NorthWestern Energy LLC - (MT) | 12825 | Talen Montana LLC | 15298 | IPP Non-CHP | NorthWestern Energy (NWMT) | NWMT | WECC | NWPP | WECC Northwest |  | 30 | 87 | Rosebud | 45.8831 | -106.614 | 2 | 2 | SUB | COAL | Yes | 0.69366 | 1647.4 | 0.17724 | [6 empty] | 105445717.3 | 41202764.8 | 105445717.3 | 41202764.8 | 10010332 | 3811991 | 7811.513 | 2923.533 | 4402.959 | 10972867.85 | 2595161.608 | 377508.201 | 11061556.09 |  | 1.561 | 1.534 | 0.88 | 2192.308 | 0.259 | 0.038 | 2210.028 |  | 0.148 | 0.142 | 0.084 | 208.124 | 0.025 | 0.004 | 209.806 |  | 1.561 | 1.534 | 0.88 | 2192.308 | 0.259 | 0.038 | 2210.028 |  | 7811.513 | 2923.533 | 4402.959 | 10972867.85 | 2595161.608 | 377508.201 |  | 105445717.3 | 41202764.8 | 105445717.3 | 41202764.8 | EPA/CAMD | EPA/CAMD | EPA/CAMD | EPA/CAMD | EIA | EIA | -- | EPA/CAMD | EPA/CAMD | [14 empty] | 10533.6883 | 10002582 | 7750.062 | 0 | 0 | 0 | 0 | 0 | 0 | 0 | 0 | 0 | 10010332.06 | 0 | 0 | 10010332.06 | 0 | 0.99923 | 0.00077421 | 0 | 0 | 0 | 0 | 0 | 0 | 0 | 0 | 0 | 1 | 0 | 0 | 1 | 0 | Yes |  | 111988894.6 | 11743394.95 | 8787.764 | 4923.861 |  | https://www.google.com/maps/@?api=1&map_action=map&center=45.883099999999999%2C-106.614&zoom=17&basemap=satellite | 2335 | [118 empty] | 0.22 |  |  | 37 |  |  | 0.35 | 0.26 |  |  | 46 |  |  | 0.4 | 0.18 |  |  | 33 |  |  | 0.3 | 0 |  |  | 0 |  |  | 0.05 | 0.06 |  |  | 38 |  |  | 0.12 | 0.03 |  |  | 26 |  |  | 0.06 | 0.07 |  |  | 17 |  |  | 0.16 | 945.1894 | 0.23823 | Coal | FRS_110041982520
1331 | 2873 | 2021 | GA | Sowega Power Project | 7768 | Georgia Transmission Corp | 7197 | SOWEGA Power LLC | 17690 | Electric Utility | Southern Company Services, Inc. - Trans | SOCO | SERC | SRSO | SERC South |  | 13 | 205 | Mitchell | 31.3869 | -84.08 | 2 | 2 | NG | GAS |  | 0.07247 | 99.6 | 1 | [6 empty] | 629887.136 | 528988.78 | 629887.136 | 528988.78 | 63232 | 53103 | 30.33 | 24.927 | 0.188 | 37745.728 | 1434.009 | 152.908 | 37786.436 |  | 0.959 | 0.939 | 0.006 | 1193.881 | 0.023 | 0.002 | 1195.168 |  | 0.096 | 0.094 | 0.001 | 119.849 | 0.002 | 0 | 119.978 |  | 0.959 | 0.939 | 0.006 | 1193.881 | 0.023 | 0.002 | 1195.168 |  | 30.33 | 24.927 | 0.188 | 37745.728 | 1434.009 | 152.908 |  | 629887.136 | 528988.78 | 629887.136 | 528988.78 | EPA/CAMD | EPA/CAMD | EPA/CAMD | EPA/CAMD | EIA | EIA | -- | EPA/CAMD | EPA/CAMD | [14 empty] | 9961.5246 | 0 | 1461.85 | 61770.151 | 0 | 0 | 0 | 0 | 0 | 0 | 0 | 0 | 63232.001 | 0 | 0 | 63232.001 | 0 | 0 | 0.023119 | 0.97688 | 0 | 0 | 0 | 0 | 0 | 0 | 0 | 0 | 1 | 0 | 0 | 1 | 0 | Yes |  | 801964.607 | 47662.933 | 37.491 | 0.241 |  | https://www.google.com/maps/@?api=1&map_action=map&center=31.386900000000001%2C-84.08&zoom=17&basemap=satellite | 1105 | [118 empty] | 0.33 |  |  | 55 |  |  | 0.35 | 0.33 |  |  | 53 |  |  | 0.4 | 0.33 |  |  | 59 |  |  | 0.3 | 0.02 |  |  | 62 |  |  | 0.05 | 0.23 |  |  | 84 |  |  | 0.12 | 0.02 |  |  | 21 |  |  | 0.06 | 0.25 |  |  | 80 |  |  | 0.16 | 2.4144 | 0.066324 | Gas | FRS_110001360474
1332 | 7182 | 2021 | NE | Gerald Gentleman Station | 6077 | Nebraska Public Power District | 13337 | Nebraska Public Power District | 13337 | Electric Utility | Southwest Power Pool | SWPP | MRO | MROW | MRO West |  | 31 | 111 | Lincoln | 41.0808 | -101.1408 | 2 | 2 | SUB | COAL | Yes | 0.59258 | 1362.6 | 0.3457 | [6 empty] | 69672175.18 | 33276262.9 | 69672175.18 | 33276262.9 | 7073238 | 3431541 | 6196.651 | 2942.042 | 19403.318 | 7307221.425 | 1725008.488 | 250877.179 | 7366164.731 |  | 1.752 | 1.715 | 5.486 | 2066.16 | 0.244 | 0.035 | 2082.827 |  | 0.178 | 0.177 | 0.557 | 209.76 | 0.025 | 0.004 | 211.452 |  | 1.752 | 1.715 | 5.486 | 2066.16 | 0.244 | 0.035 | 2082.827 |  | 6196.651 | 2942.042 | 19403.318 | 7307221.425 | 1725008.488 | 250877.179 |  | 69672175.18 | 33276262.9 | 69672175.18 | 33276262.9 | EPA/CAMD | EPA/CAMD | EPA/CAMD | EPA/CAMD | EIA | EIA | -- | EPA/CAMD | EPA/CAMD | [14 empty] | 9850.1104 | 7040624.8 | 0 | 32613.182 | 0 | 0 | 0 | 0 | 0 | 0 | 0 | 0 | 7073237.982 | 0 | 0 | 7073237.982 | 0 | 0.99539 | 0 | 0.0046108 | 0 | 0 | 0 | 0 | 0 | 0 | 0 | 0 | 1 | 0 | 0 | 1 | 0 | Yes |  | 74336610.48 | 7796418.475 | 6634.18 | 21228.372 |  | https://www.google.com/maps/@?api=1&map_action=map&center=41.080800000000004%2C-101.1408&zoom=17&basemap=satellite | 10 | [118 empty] | 0.11 |  |  | 11 |  |  | 0.35 | 0.09 |  |  | 23 |  |  | 0.4 | 0.12 |  |  | 21 |  |  | 0.3 | 0 |  |  | 0 |  |  | 0.05 | 0.1 |  |  | 55 |  |  | 0.12 | 0.02 |  |  | 25 |  |  | 0.06 | 0.25 |  |  | 81 |  |  | 0.16 | 113.182 | 0.032489 | Coal | FRS_110000606522
1333 | 2213 | 2021 | CO | Plains End | 55650 | Public Service Co of Colorado | 15466 | Plains End Operating Services LLC | 15142 | IPP Non-CHP | Public Service Company of Colorado | PSCO | WECC | RMPA | WECC Rockies |  | 8 | 59 | Jefferson | 39.8575 | -105.226 | 20 | 20 | NG | GAS |  | 0.00896 | 114 | 1 | [6 empty] | 90775 | 45472 | 90775 | 45472 | 8943 | 4480 | 117.42 | 58.82 | 0.146 | 5305.3 | 200.125 | 20.012 | 5310.783 |  | 26.26 | 26.259 | 0.033 | 1186.47 | 0.022 | 0.002 | 1187.696 |  | 2.587 | 2.587 | 0.003 | 116.889 | 0.002 | 0 | 117.01 |  | 26.26 | 26.259 | 0.033 | 1186.47 | 0.022 | 0.002 | 1187.696 |  | 117.42 | 58.82 | 0.146 | 5305.3 | 200.125 | 20.012 |  | 90775 | 45472 | 90775 | 45472 | EIA | EIA | EIA | EIA | EIA | EIA | -- | EIA | EIA | [14 empty] | 10150.397 | 0 | 0 | 8943 | 0 | 0 | 0 | 0 | 0 | 0 | 0 | 0 | 8943 | 0 | 0 | 8943 | 0 | 0 | 0 | 1 | 0 | 0 | 0 | 0 | 0 | 0 | 0 | 0 | 1 | 0 | 0 | 1 | 0 | [7 empty] | https://www.google.com/maps/@?api=1&map_action=map&center=39.857498999999997%2C-105.225967&zoom=17&basemap=satellite | 10310 | [118 empty] | 0.1 |  |  | 10 |  |  | 0.35 | 0.17 |  |  | 35 |  |  | 0.4 | 0.03 |  |  | 5 |  |  | 0.3 | 0 |  |  | 0 |  |  | 0.05 | 0.02 |  |  | 17 |  |  | 0.12 | 0.08 |  |  | 76 |  |  | 0.06 | 0.09 |  |  | 24 |  |  | 0.16 | 0.013057 | 0.0039423 | Gas | FRS_110021153516
1334 | 4666 | 2021 | MA | Stony Brook Energy Center | 6081 | Western Massachusetts Electric Company | 20455 | Massachusetts Mun Wholes Electric Co | 11806 | Electric Utility | ISO New England Inc. | ISNE | NPCC | NEWE | NPCC New England | ISONE | 25 | 13 | Hampden | 42.1978 | -72.5106 | 6 | 10 | NG | GAS |  | 0.01154 | 541.5 | 1 | [6 empty] | 525644.625 | 504956.35 | 525644.625 | 504956.35 | 54734 | 53236 | 59.309 | 50.073 | 4.842 | 32229.025 | 1376.764 | 165.211 | 32270.851 |  | 2.167 | 1.881 | 0.177 | 1177.66 | 0.025 | 0.003 | 1179.188 |  | 0.226 | 0.198 | 0.018 | 122.627 | 0.003 | 0 | 122.786 |  | 2.167 | 1.881 | 0.177 | 1177.66 | 0.025 | 0.003 | 1179.188 |  | 59.309 | 50.073 | 4.842 | 32229.025 | 1376.764 | 165.211 |  | 525644.625 | 504956.35 | 525644.625 | 504956.35 | EPA/CAMD | EPA/CAMD | EIA | EPA/CAMD | EIA | EIA | -- | EPA/CAMD | EPA/CAMD | [14 empty] | 9603.6216 | 0 | 3544.062 | 51189.938 | 0 | 0 | 0 | 0 | 0 | 0 | 0 | 0 | 54734 | 0 | 0 | 54734 | 0 | 0 | 0.064751 | 0.93525 | 0 | 0 | 0 | 0 | 0 | 0 | 0 | 0 | 1 | 0 | 0 | 1 | 0 | Yes |  | 1013863.525 | 69664.925 | 121.402 |  |  | https://www.google.com/maps/@?api=1&map_action=map&center=42.197800000000001%2C-72.510599999999997&zoom=17&basemap=satellite | 24295 | [118 empty] | 0.25 |  |  | 42 |  |  | 0.35 | 0.26 |  |  | 46 |  |  | 0.4 | 0.24 |  |  | 45 |  |  | 0.3 | 0.04 |  |  | 72 |  |  | 0.05 | 0.14 |  |  | 68 |  |  | 0.12 | 0.04 |  |  | 38 |  |  | 0.06 | 0.2 |  |  | 68 |  |  | 0.16 | 2.2796 | 0.047216 | Gas | FRS_110024332079
1335 | 2214 | 2021 | CO | Plains End II LLC | 56516 | Public Service Co of Colorado | 15466 | Plains End Operating Services LLC | 15142 | IPP Non-CHP | Public Service Company of Colorado | PSCO | WECC | RMPA | WECC Rockies |  | 8 | 59 | Jefferson | 39.8586 | -105.2256 | 14 | 14 | NG | GAS |  | 0.01246 | 117.6 | 1 | [6 empty] | 120040.998 | 60132.002 | 120040.998 | 60132.002 | 12835.998 | 6430.004 | 155.26 | 77.784 | 0.192 | 7015.736 | 264.645 | 26.465 | 7022.987 |  | 24.191 | 24.194 | 0.03 | 1093.134 | 0.021 | 0.002 | 1094.264 |  | 2.587 | 2.587 | 0.003 | 116.889 | 0.002 | 0 | 117.01 |  | 24.191 | 24.194 | 0.03 | 1093.134 | 0.021 | 0.002 | 1094.264 |  | 155.26 | 77.784 | 0.192 | 7015.736 | 264.645 | 26.465 |  | 120040.998 | 60132.002 | 120040.998 | 60132.002 | EIA | EIA | EIA | EIA | EIA | EIA | -- | EIA | EIA | [14 empty] | 9351.9007 | 0 | 0 | 12836 | 0 | 0 | 0 | 0 | 0 | 0 | 0 | 0 | 12836 | 0 | 0 | 12836 | 0 | 0 | 0 | 1 | 0 | 0 | 0 | 0 | 0 | 0 | 0 | 0 | 1 | 0 | 0 | 1 | 0 | [7 empty] | https://www.google.com/maps/@?api=1&map_action=map&center=39.858600000000003%2C-105.2256&zoom=17&basemap=satellite | 10354 | [118 empty] | 0.1 |  |  | 11 |  |  | 0.35 | 0.17 |  |  | 35 |  |  | 0.4 | 0.03 |  |  | 5 |  |  | 0.3 | 0 |  |  | 0 |  |  | 0.05 | 0.02 |  |  | 17 |  |  | 0.12 | 0.08 |  |  | 76 |  |  | 0.06 | 0.09 |  |  | 24 |  |  | 0.16 | 0.014921 | 0.0034652 | Gas | FRS_110021153516
1336 | 3857 | 2021 | IN | R M Schahfer Generating Station | 6085 | Northern Indiana Pub Serv Co | 13756 | Northern Indiana Pub Serv Co | 13756 | Electric Utility | Midcontinent Independent Transmission System Operator, Inc.. | MISO | RFC | RFCW | RFC West | MISO | 18 | 73 | Jasper | 41.2164 | -87.0261 | 6 | 6 | SUB | COAL | Yes | 0.19077 | 2201.4 | 1 | [6 empty] | 48858666.97 | 26695625.24 | 48858666.97 | 26695625.24 | 3678911 | 2046307 | 3841.553 | 2091.215 | 1018.249 | 5044996.178 | 1083120.467 | 157491.221 | 5082001.376 |  | 2.088 | 2.044 | 0.554 | 2742.657 | 0.294 | 0.043 | 2762.775 |  | 0.157 | 0.157 | 0.042 | 206.514 | 0.022 | 0.003 | 208.029 |  | 2.088 | 2.044 | 0.554 | 2742.657 | 0.294 | 0.043 | 2762.775 |  | 3841.553 | 2091.215 | 1018.249 | 5044996.178 | 1083120.467 | 157491.221 |  | 48858666.97 | 26695625.24 | 48858666.97 | 26695625.24 | EPA/CAMD | EPA/CAMD | EPA/CAMD | EPA/CAMD; EIA | EIA | EIA | -- | EPA/CAMD | EPA/CAMD | [14 empty] | 13280.7415 | 3642019.1 | 0 | 36891.964 | 0 | 0 | 0 | 0 | 0 | 0 | 0 | 0 | 3678911.064 | 0 | 0 | 3678911.064 | 0 | 0.98997 | 0 | 0.010028 | 0 | 0 | 0 | 0 | 0 | 0 | 0 | 0 | 1 | 0 | 0 | 1 | 0 | Yes |  | 27753419.66 | 2811186.749 | 2297.513 | 555.748 |  | https://www.google.com/maps/@?api=1&map_action=map&center=41.2164%2C-87.0261&zoom=17&basemap=satellite | 1497 | [118 empty] | 0.19 |  |  | 30 |  |  | 0.35 | 0.09 |  |  | 21 |  |  | 0.4 | 0.29 |  |  | 52 |  |  | 0.3 | 0 |  |  | 0 |  |  | 0.05 | 0.12 |  |  | 63 |  |  | 0.12 | 0.05 |  |  | 51 |  |  | 0.06 | 0.15 |  |  | 49 |  |  | 0.16 | 367.9845 | 0.27303 | Coal | FRS_110000493706
1337 | 2218 | 2021 | CO | Pueblo Airport Generating Station | 56998 | Black Hills/Colorado Elec.Util | 56146 | Black Hills Service Company LLC | 56771 | IPP Non-CHP | Western Area Power Administration - Rocky Mountain Region | WACM | WECC | RMPA | WECC Rockies |  | 8 | 101 | Pueblo | 38.3208 | -104.5264 | 7 | 9 | NG | GAS |  | 0.31773 | 440 | 0.80378 | [6 empty] | 11237468.79 | 5218031.073 | 11237468.79 | 5218031.073 | 1224663.001 | 566403.001 | 35.915 | 16.253 | 3.37 | 667782.872 | 25313.945 | 2531.395 | 668476.474 |  | 0.059 | 0.057 | 0.006 | 1090.558 | 0.021 | 0.002 | 1091.69 |  | 0.006 | 0.006 | 0.001 | 118.849 | 0.002 | 0 | 118.973 |  | 0.059 | 0.057 | 0.006 | 1090.558 | 0.021 | 0.002 | 1091.69 |  | 35.915 | 16.253 | 3.37 | 667782.872 | 25313.945 | 2531.395 |  | 11237468.79 | 5218031.073 | 11237468.79 | 5218031.073 | EPA/CAMD | EPA/CAMD | EPA/CAMD | EPA/CAMD | EIA | EIA | -- | EPA/CAMD | EPA/CAMD | [14 empty] | 9175.9682 | 0 | 0 | 1224663 | 0 | 0 | 0 | 0 | 0 | 0 | 0 | 0 | 1224663 | 0 | 0 | 1224663 | 0 | 0 | 0 | 1 | 0 | 0 | 0 | 0 | 0 | 0 | 0 | 0 | 1 | 0 | 0 | 1 | 0 | Yes |  | 9984966.942 | 593345.001 | 29.735 | 2.996 |  | https://www.google.com/maps/@?api=1&map_action=map&center=38.320833%2C-104.52639000000001&zoom=17&basemap=satellite | 736 | [118 empty] | 0.5 |  |  | 74 |  |  | 0.35 | 0.31 |  |  | 51 |  |  | 0.4 | 0.48 |  |  | 77 |  |  | 0.3 | 0 |  |  | 0 |  |  | 0.05 | 0.05 |  |  | 35 |  |  | 0.12 | 0.02 |  |  | 23 |  |  | 0.06 | 0.09 |  |  | 24 |  |  | 0.16 | 37.27 | 0.063053 | Gas | FRS_110055506527
1338 | 2223 | 2021 | CO | Ray D Nixon | 8219 | City of Colorado Springs - (CO) | 3989 | City of Colorado Springs - (CO) | 3989 | Electric Utility | Western Area Power Administration - Rocky Mountain Region | WACM | WECC | RMPA | WECC Rockies |  | 8 | 41 | El Paso | 38.6335 | -104.7058 | 3 | 3 | SUB | COAL | Yes | 0.46962 | 282.6 | 0.55063 | [6 empty] | 12083554.8 | 5245931.007 | 12083554.8 | 5245931.007 | 1162585 | 501808 | 925.617 | 378.152 | 506.829 | 1264810.347 | 299531.138 | 43570.927 | 1275046.554 |  | 1.592 | 1.507 | 0.872 | 2175.859 | 0.258 | 0.037 | 2193.468 |  | 0.153 | 0.144 | 0.084 | 209.344 | 0.025 | 0.004 | 211.038 |  | 1.592 | 1.507 | 0.872 | 2175.859 | 0.258 | 0.037 | 2193.468 |  | 925.617 | 378.152 | 506.829 | 1264810.347 | 299531.138 | 43570.927 |  | 12083554.8 | 5245931.007 | 12083554.8 | 5245931.007 | EPA/CAMD | EPA/CAMD | EPA/CAMD | EPA/CAMD | EIA | EIA | -- | EPA/CAMD | EPA/CAMD | [14 empty] | 10393.6955 | 1156820.2 | 2033.831 | 3731 | 0 | 0 | 0 | 0 | 0 | 0 | 0 | 0 | 1162585.031 | 0 | 0 | 1162585.031 | 0 | 0.99504 | 0.0017494 | 0.0032092 | 0 | 0 | 0 | 0 | 0 | 0 | 0 | 0 | 1 | 0 | 0 | 1 | 0 | Yes |  | 12519497.56 | 1311281.309 | 1043.606 | 526.092 |  | https://www.google.com/maps/@?api=1&map_action=map&center=38.633451000000001%2C-104.70577&zoom=17&basemap=satellite | 4579 | [118 empty] | 0.34 |  |  | 56 |  |  | 0.35 | 0.41 |  |  | 60 |  |  | 0.4 | 0.26 |  |  | 48 |  |  | 0.3 | 0 |  |  | 0 |  |  | 0.05 | 0.06 |  |  | 38 |  |  | 0.12 | 0.05 |  |  | 54 |  |  | 0.06 | 0.08 |  |  | 19 |  |  | 0.16 | 16.4909 | 0.026245 | Coal | FRS_110000467646
1339 | 6197 | 2021 | MT | Lewis & Clark | 6089 | Montana-Dakota Utilities Co | 12199 | Montana-Dakota Utilities Co | 12199 | Electric Utility | Midcontinent Independent Transmission System Operator, Inc.. | MISO | MRO | MROW | MRO West | MISO | 30 | 83 | Richland | 47.6785 | -104.1566 | 1 | 3 | LIG | COAL | Yes | 0.11138 | 68.6 | 1 | [6 empty] | 890439.391 | 0 | 890439.391 | 0 | 66931 | 432 | 168.601 | 0 | 5.844 | 96367.306 | 20473.326 | 2973.52 | 97066.277 |  | 5.038 | 0 | 0.175 | 2879.602 | 0.306 | 0.044 | 2900.488 |  | 0.379 |  | 0.013 | 216.449 | 0.023 | 0.003 | 218.019 |  | 5.038 | 0 | 0.175 | 2879.602 | 0.306 | 0.044 | 2900.488 |  | 168.601 | 0 | 5.844 | 96367.306 | 20473.326 | 2973.52 |  | 890439.391 | 0 | 890439.391 | 0 | EPA/CAMD | EIA | EPA/CAMD | EPA/CAMD | EIA | EIA | -- | EPA/CAMD | EPA/CAMD | [14 empty] | 13303.8411 | 63885.169 | 0 | 3045.831 | 0 | 0 | 0 | 0 | 0 | 0 | 0 | 0 | 66931 | 0 | 0 | 66931 | 0 | 0.95449 | 0 | 0.045507 | 0 | 0 | 0 | 0 | 0 | 0 | 0 | 0 | 1 | 0 | 0 | 1 | 0 | Yes | [6 empty] | https://www.google.com/maps/@?api=1&map_action=map&center=47.6785%2C-104.15665&zoom=17&basemap=satellite | 6045 | [118 empty] | 0.15 |  |  | 20 |  |  | 0.35 | 0.14 |  |  | 30 |  |  | 0.4 | 0.16 |  |  | 28 |  |  | 0.3 | 0.02 |  |  | 62 |  |  | 0.05 | 0.06 |  |  | 38 |  |  | 0.12 | 0.06 |  |  | 55 |  |  | 0.06 | 0.14 |  |  | 44 |  |  | 0.16 | 43.2979 | 0.3728 | Coal | FRS_110020377019
1340 | 2861 | 2021 | GA | Sewell Creek Energy | 7813 | Georgia Transmission Corp | 7197 | Oglethorpe Power Corporation | 13994 | Electric Utility | Southern Company Services, Inc. - Trans | SOCO | SERC | SRSO | SERC South |  | 13 | 233 | Polk | 33.9486 | -85.2769 | 4 | 4 | NG | GAS |  | 0.07377 | 570 | 1 | [6 empty] | 4203684.101 | 3377127.042 | 4203684.101 | 3377127.042 | 368341 | 295915 | 156.312 | 121.799 | 1.261 | 249818.684 | 9287.662 | 928.766 | 250073.166 |  | 0.849 | 0.823 | 0.007 | 1356.453 | 0.025 | 0.003 | 1357.835 |  | 0.074 | 0.072 | 0.001 | 118.857 | 0.002 | 0 | 118.978 |  | 0.849 | 0.823 | 0.007 | 1356.453 | 0.025 | 0.003 | 1357.835 |  | 156.312 | 121.799 | 1.261 | 249818.684 | 9287.662 | 928.766 |  | 4203684.101 | 3377127.042 | 4203684.101 | 3377127.042 | EPA/CAMD | EPA/CAMD | EPA/CAMD | EPA/CAMD | EIA | EIA | -- | EPA/CAMD | EPA/CAMD | [14 empty] | 11412.4795 | 0 | 0 | 368341 | 0 | 0 | 0 | 0 | 0 | 0 | 0 | 0 | 368341 | 0 | 0 | 368341 | 0 | 0 | 0 | 1 | 0 | 0 | 0 | 0 | 0 | 0 | 0 | 0 | 1 | 0 | 0 | 1 | 0 | Yes |  | 5320765.176 | 316203.781 | 172.555 | 1.597 |  | https://www.google.com/maps/@?api=1&map_action=map&center=33.948599999999999%2C-85.276899999999998&zoom=17&basemap=satellite | 3451 | [118 empty] | 0.32 |  |  | 54 |  |  | 0.35 | 0.19 |  |  | 38 |  |  | 0.4 | 0.45 |  |  | 74 |  |  | 0.3 | 0.01 |  |  | 57 |  |  | 0.05 | 0.25 |  |  | 86 |  |  | 0.12 | 0.08 |  |  | 74 |  |  | 0.06 | 0.1 |  |  | 29 |  |  | 0.16 | 26.01 | 0.12973 | Gas | FRS_110013727618
1341 | 5800 | 2021 | MN | Sherburne County | 6090 | Northern States Power Co - Minnesota | 13781 | Northern States Power Co - Minnesota | 13781 | Electric Utility | Midcontinent Independent Transmission System Operator, Inc.. | MISO | MRO | MROW | MRO West | MISO | 27 | 141 | Sherburne | 45.3808 | -93.8931 | 3 | 3 | SUB | COAL | Yes | 0.4254 | 2469.3 | 0.62433 |  | Yes | 2418222.4 | 12.987 | 0.9454 |  | 96630278.34 | 47709016.71 | 96630278.34 | 47709016.71 | 9201847 | 4578652 | 6302.367 | 3154.793 | 3884.335 | 10134575.92 | 2171408.656 | 315904.426 | 10208788.29 |  | 1.37 | 1.378 | 0.844 | 2202.726 | 0.236 | 0.034 | 2218.856 |  | 0.13 | 0.132 | 0.08 | 209.76 | 0.022 | 0.003 | 211.296 |  | 1.37 | 1.378 | 0.844 | 2202.726 | 0.236 | 0.034 | 2218.856 |  | 6666.324 | 3336.98 | 4108.652 | 10719839.89 | 2296805.837 | 334147.664 |  | 102210602.6 | 50464175.74 | 102210602.6 | 50464175.74 | EPA/CAMD | EPA/CAMD | EPA/CAMD | EPA/CAMD | EIA | EIA | -- | EPA/CAMD | EPA/CAMD | [6 empty] | 5580324.284 | 2755159.036 | 363.957 | 182.187 | 224.317 | 585263.968 | 125397.18 | 18243.238 | 10501.1829 | 9184463.6 | 17383.437 | 0 | 0 | 0 | 0 | 0 | 0 | 0 | 0 | 0 | 9201847.037 | 0 | 0 | 9201847.037 | 0 | 0.99811 | 0.0018891 | 0 | 0 | 0 | 0 | 0 | 0 | 0 | 0 | 0 | 1 | 0 | 0 | 1 | 0 | Yes |  | 109453685.4 | 11477184.83 | 7252.439 | 3861.036 |  | https://www.google.com/maps/@?api=1&map_action=map&center=45.380800000000001%2C-93.893100000000004&zoom=17&basemap=satellite | 5489 | [118 empty] | 0.07 |  |  | 5 |  |  | 0.35 | 0.05 |  |  | 13 |  |  | 0.4 | 0.09 |  |  | 16 |  |  | 0.3 | 0 |  |  | 0 |  |  | 0.05 | 0.05 |  |  | 36 |  |  | 0.12 | 0.08 |  |  | 77 |  |  | 0.06 | 0.12 |  |  | 37 |  |  | 0.16 | 266.8612 | 0.060976 | Coal | FRS_110000424700
1342 | 2226 | 2021 | CO | Rifle Generating Station | 10755 | Public Service Co of Colorado | 15466 | Tri-State G & T Assn, Inc | 30151 | Electric Utility | Public Service Company of Colorado | PSCO | WECC | RMPA | WECC Rockies |  | 8 | 45 | Garfield | 39.5173 | -107.7299 | 6 | 4 | NG | GAS |  | 0.02681 | 84 | 1 | [6 empty] | 193575.14 | 109740.765 | 193575.14 | 109740.765 | 19731 | 11177 | 32.096 | 18.195 | 0.309 | 11313.408 | 426.76 | 42.676 | 11325.101 |  | 3.253 | 3.256 | 0.031 | 1146.765 | 0.022 | 0.002 | 1147.95 |  | 0.332 | 0.332 | 0.003 | 116.889 | 0.002 | 0 | 117.01 |  | 3.253 | 3.256 | 0.031 | 1146.765 | 0.022 | 0.002 | 1147.95 |  | 32.096 | 18.195 | 0.309 | 11313.408 | 426.76 | 42.676 |  | 193575.14 | 109740.765 | 193575.14 | 109740.765 | EIA | EIA |  | EIA | EIA | EIA | -- | EIA | EIA | [14 empty] | 9810.7111 | 0 | 0 | 19731 | 0 | 0 | 0 | 0 | 0 | 0 | 0 | 0 | 19731 | 0 | 0 | 19731 | 0 | 0 | 0 | 1 | 0 | 0 | 0 | 0 | 0 | 0 | 0 | 0 | 1 | 0 | 0 | 1 | 0 | [7 empty] | https://www.google.com/maps/@?api=1&map_action=map&center=39.517299999999999%2C-107.7299&zoom=17&basemap=satellite | 5623 | [118 empty] | 0.33 |  |  | 56 |  |  | 0.35 | 0.4 |  |  | 59 |  |  | 0.4 | 0.27 |  |  | 49 |  |  | 0.3 | 0.09 |  |  | 83 |  |  | 0.05 | 0.16 |  |  | 74 |  |  | 0.12 | 0.09 |  |  | 78 |  |  | 0.06 | 0.1 |  |  | 26 |  |  | 0.16 | 0.33078 | 0.059854 | Gas | FRS_110022515795
1343 | 9784 | 2021 | SD | Spirit Mound | 6092 | Basin Electric Power Coop | 1307 | Basin Electric Power Coop | 1307 | Electric Utility | Southwest Power Pool | SWPP | MRO | MROW | MRO West |  | 46 | 27 | Clay | 42.8977 | -96.9905 | 2 | 2 | DFO | OIL |  | 0.009 | 135 | 1 | [6 empty] | 136422 | 6139 | 136422 | 6139 | 10645 | 424 | 60.65 | 2.726 | 20.96 | 11140.612 | 902.278 | 180.456 | 11178.778 |  | 11.395 | 12.858 | 3.938 | 2093.116 | 0.085 | 0.017 | 2100.287 |  | 0.889 | 0.888 | 0.307 | 163.326 | 0.007 | 0.001 | 163.885 |  | 11.395 | 12.858 | 3.938 | 2093.116 | 0.085 | 0.017 | 2100.287 |  | 60.65 | 2.726 | 20.96 | 11140.612 | 902.278 | 180.456 |  | 136422 | 6139 | 136422 | 6139 | EIA | EIA | EIA | EIA | EIA | EIA | -- | EIA | EIA | [14 empty] | 12815.5942 | 0 | 10645 | 0 | 0 | 0 | 0 | 0 | 0 | 0 | 0 | 0 | 10645 | 0 | 0 | 10645 | 0 | 0 | 1 | 0 | 0 | 0 | 0 | 0 | 0 | 0 | 0 | 0 | 1 | 0 | 0 | 1 | 0 | [7 empty] | https://www.google.com/maps/@?api=1&map_action=map&center=42.897663000000001%2C-96.990493999999998&zoom=17&basemap=satellite | 137 | [118 empty] | 0.12 |  |  | 15 |  |  | 0.35 | 0.06 |  |  | 15 |  |  | 0.4 | 0.19 |  |  | 35 |  |  | 0.3 | 0 |  |  | 0 |  |  | 0.05 | 0.06 |  |  | 40 |  |  | 0.12 | 0.11 |  |  | 87 |  |  | 0.06 | 0.08 |  |  | 19 |  |  | 0.16 | 0.27855 | 0.27511 | Oil | FRS_110028050383
1344 | 2229 | 2021 | CO | Rocky Ford | 6516 | Black Hills/Colorado Elec.Util | 56146 | Black Hills Colorado Electric, LLC | 56146 | Electric Utility | Public Service Company of Colorado | PSCO | WECC | RMPA | WECC Rockies |  | 8 | 89 | Otero | 38.0492 | -103.7136 | 5 | 5 | DFO | OIL |  | 0.01241 | 10 | 1 | [6 empty] | 16134 | 6564 | 16134 | 6564 | 1087 | 442 | 26.85 | 10.925 | 2.34 | 1317.55 | 106.708 | 21.342 | 1322.064 |  | 49.402 | 49.434 | 4.305 | 2424.195 | 0.098 | 0.02 | 2432.5 |  | 3.328 | 3.329 | 0.29 | 163.326 | 0.007 | 0.001 | 163.885 |  | 49.402 | 49.434 | 4.305 | 2424.195 | 0.098 | 0.02 | 2432.5 |  | 26.85 | 10.925 | 2.34 | 1317.55 | 106.708 | 21.342 |  | 16134 | 6564 | 16134 | 6564 | EIA | EIA | EIA | EIA | EIA | EIA | -- | EIA | EIA | [14 empty] | 14842.6863 | 0 | 1087 | 0 | 0 | 0 | 0 | 0 | 0 | 0 | 0 | 0 | 1087 | 0 | 0 | 1087 | 0 | 0 | 1 | 0 | 0 | 0 | 0 | 0 | 0 | 0 | 0 | 0 | 1 | 0 | 0 | 1 | 0 | [7 empty] | https://www.google.com/maps/@?api=1&map_action=map&center=38.049199999999999%2C-103.7136&zoom=17&basemap=satellite | 4826 | [118 empty] | 0.66 |  |  | 87 |  |  | 0.35 | 0.66 |  |  | 76 |  |  | 0.4 | 0.67 |  |  | 92 |  |  | 0.3 | 0.08 |  |  | 82 |  |  | 0.05 | 0.17 |  |  | 75 |  |  | 0.12 | 0.07 |  |  | 65 |  |  | 0.06 | 0.18 |  |  | 59 |  |  | 0.16 | 0.1381 | 0 | Oil | FRS_110022509294
1345 | 2230 | 2021 | CO | Rocky Mountain Energy Center | 55835 | Public Service Co of Colorado | 15466 | Public Service Co of Colorado | 15466 | Electric Utility | Public Service Company of Colorado | PSCO | WECC | RMPA | WECC Rockies |  | 8 | 123 | Weld | 40.0908 | -104.5953 | 2 | 3 | NG | GAS |  | 0.33088 | 685.1 | 0.78187 | [6 empty] | 17195126.87 | 8510461.22 | 17195126.87 | 8510461.22 | 1985744 | 978215 | 125.095 | 41.397 | 5.159 | 1021877.647 | 34568.978 | 3456.898 | 1022824.837 |  | 0.126 | 0.085 | 0.005 | 1029.214 | 0.017 | 0.002 | 1030.168 |  | 0.015 | 0.01 | 0.001 | 118.857 | 0.002 | 0 | 118.967 |  | 0.126 | 0.085 | 0.005 | 1029.214 | 0.017 | 0.002 | 1030.168 |  | 125.095 | 41.397 | 5.159 | 1021877.647 | 34568.978 | 3456.898 |  | 17195126.87 | 8510461.22 | 17195126.87 | 8510461.22 | EPA/CAMD | EPA/CAMD | EPA/CAMD | EPA/CAMD | EIA | EIA | -- | EPA/CAMD | EPA/CAMD | [14 empty] | 8659.2868 | 0 | 0 | 1985744 | 0 | 0 | 0 | 0 | 0 | 0 | 0 | 0 | 1985744 | 0 | 0 | 1985744 | 0 | 0 | 0 | 1 | 0 | 0 | 0 | 0 | 0 | 0 | 0 | 0 | 1 | 0 | 0 | 1 | 0 | Yes |  | 21219816.21 | 1261059.951 | 107.248 | 6.366 |  | https://www.google.com/maps/@?api=1&map_action=map&center=40.090800000000002%2C-104.59529999999999&zoom=17&basemap=satellite | 2044 | [118 empty] | 0.38 |  |  | 62 |  |  | 0.35 | 0.39 |  |  | 58 |  |  | 0.4 | 0.36 |  |  | 64 |  |  | 0.3 | 0.06 |  |  | 78 |  |  | 0.05 | 0.17 |  |  | 75 |  |  | 0.12 | 0.05 |  |  | 48 |  |  | 0.06 | 0.11 |  |  | 31 |  |  | 0.16 | 19.3002 | 0.012699 | Gas | FRS_110017766719
1346 | 8910 | 2021 | OK | Sooner | 6095 | Oklahoma Gas & Electric Co | 14063 | Oklahoma Gas & Electric Co | 14063 | Electric Utility | Southwest Power Pool | SWPP | MRO | SPSO | SPP South |  | 40 | 103 | Noble | 36.4531 | -97.0528 | 2 | 2 | SUB | COAL | Yes | 0.32047 | 1138 | 0.79922 | [6 empty] | 33468279.3 | 15791995.88 | 33468279.3 | 15791995.88 | 3194686 | 1512961 | 2195.827 | 1044.689 | 565.777 | 3505463.875 | 855805.164 | 124589.143 | 3534725.222 |  | 1.375 | 1.381 | 0.354 | 2194.559 | 0.268 | 0.039 | 2212.878 |  | 0.131 | 0.132 | 0.034 | 209.48 | 0.026 | 0.004 | 211.228 |  | 1.375 | 1.381 | 0.354 | 2194.559 | 0.268 | 0.039 | 2212.878 |  | 2195.827 | 1044.689 | 565.777 | 3505463.875 | 855805.164 | 124589.143 |  | 33468279.3 | 15791995.88 | 33468279.3 | 15791995.88 | EPA/CAMD | EPA/CAMD | EPA/CAMD | EPA/CAMD | EIA | EIA | -- | EPA/CAMD | EPA/CAMD | [14 empty] | 10476.2342 | 3167612.3 | 27073.741 | 0 | 0 | 0 | 0 | 0 | 0 | 0 | 0 | 0 | 3194686.041 | 0 | 0 | 3194686.041 | 0 | 0.99153 | 0.0084746 | 0 | 0 | 0 | 0 | 0 | 0 | 0 | 0 | 0 | 1 | 0 | 0 | 1 | 0 | Yes |  | 28608279.54 | 2996462.35 | 1854.788 | 489.615 |  | https://www.google.com/maps/@?api=1&map_action=map&center=36.453069999999997%2C-97.052790000000002&zoom=17&basemap=satellite | 254 | [118 empty] | 0.48 |  |  | 73 |  |  | 0.35 | 0.54 |  |  | 69 |  |  | 0.4 | 0.43 |  |  | 72 |  |  | 0.3 | 0.01 |  |  | 0 |  |  | 0.05 | 0.09 |  |  | 53 |  |  | 0.12 | 0.05 |  |  | 55 |  |  | 0.06 | 0.2 |  |  | 68 |  |  | 0.16 | 299.6588 | 0.25101 | Coal | FRS_110000598611
1347 | 2247 | 2021 | CO | Spindle Hill Energy Center | 56445 | Public Service Co of Colorado | 15466 | Invenergy Services LLC | 49893 | IPP Non-CHP | Public Service Company of Colorado | PSCO | WECC | RMPA | WECC Rockies |  | 8 | 123 | Weld | 40.0922 | -104.8878 | 2 | 2 | NG | GAS |  | 0.06468 | 420 | 1 | [6 empty] | 2730978.815 | 1216467.692 | 2730978.815 | 1216467.692 | 237968 | 109487 | 87.742 | 26.337 | 6.063 | 163616.869 | 6069.931 | 606.993 | 163783.185 |  | 0.737 | 0.481 | 0.051 | 1375.117 | 0.026 | 0.003 | 1376.514 |  | 0.064 | 0.043 | 0.004 | 119.823 | 0.002 | 0 | 119.945 |  | 0.737 | 0.481 | 0.051 | 1375.117 | 0.026 | 0.003 | 1376.514 |  | 87.742 | 26.337 | 6.063 | 163616.869 | 6069.931 | 606.993 |  | 2730978.815 | 1216467.692 | 2730978.815 | 1216467.692 | EPA/CAMD | EPA/CAMD | EPA/CAMD | EPA/CAMD | EIA | EIA | -- | EPA/CAMD | EPA/CAMD | [14 empty] | 11476.2439 | 0 | 0 | 237968 | 0 | 0 | 0 | 0 | 0 | 0 | 0 | 0 | 237968 | 0 | 0 | 237968 | 0 | 0 | 0 | 1 | 0 | 0 | 0 | 0 | 0 | 0 | 0 | 0 | 1 | 0 | 0 | 1 | 0 | Yes |  | 3590792.449 | 214264.459 | 216.373 | 1.5 |  | https://www.google.com/maps/@?api=1&map_action=map&center=40.092191999999997%2C-104.887844&zoom=17&basemap=satellite | 9582 | [118 empty] | 0.3 |  |  | 52 |  |  | 0.35 | 0.35 |  |  | 55 |  |  | 0.4 | 0.25 |  |  | 46 |  |  | 0.3 | 0.03 |  |  | 69 |  |  | 0.05 | 0.11 |  |  | 59 |  |  | 0.12 | 0.08 |  |  | 77 |  |  | 0.06 | 0.1 |  |  | 25 |  |  | 0.16 | 6.7 | 0.031442 | Gas | FRS_110027250294
1348 | 7213 | 2021 | NE | Nebraska City Station | 6096 | Omaha Public Power District | 14127 | Omaha Public Power District | 14127 | Electric Utility | Southwest Power Pool | SWPP | MRO | MROW | MRO West |  | 31 | 131 | Otoe | 40.6214 | -95.7764 | 2 | 2 | SUB | COAL | Yes | 0.57203 | 1389.6 | 0.37995 | [6 empty] | 71768066.36 | 35720637.4 | 71768066.36 | 35720637.4 | 6963264 | 3518295 | 4303.593 | 2033.892 | 9465.401 | 7515046.659 | 1728977.663 | 251471.261 | 7574128.098 |  | 1.236 | 1.156 | 2.719 | 2158.484 | 0.248 | 0.036 | 2175.453 |  | 0.12 | 0.114 | 0.264 | 209.426 | 0.024 | 0.004 | 211.072 |  | 1.236 | 1.156 | 2.719 | 2158.484 | 0.248 | 0.036 | 2175.453 |  | 4303.593 | 2033.892 | 9465.401 | 7515046.659 | 1728977.663 | 251471.261 |  | 71768066.36 | 35720637.4 | 71768066.36 | 35720637.4 | EPA/CAMD | EPA/CAMD | EPA/CAMD | EPA/CAMD | EIA | EIA | -- | EPA/CAMD | EPA/CAMD | [14 empty] | 10306.6704 | 6933993.9 | 2934.951 | 26335.105 | 0 | 0 | 0 | 0 | 0 | 0 | 0 | 0 | 6963263.956 | 0 | 0 | 6963263.956 | 0 | 0.9958 | 0.00042149 | 0.003782 | 0 | 0 | 0 | 0 | 0 | 0 | 0 | 0 | 1 | 0 | 0 | 1 | 0 | Yes |  | 72396274.52 | 7584304.04 | 4599.337 | 10199.839 |  | https://www.google.com/maps/@?api=1&map_action=map&center=40.621400000000001%2C-95.776399999999995&zoom=17&basemap=satellite | 71 | [118 empty] | 0.23 |  |  | 39 |  |  | 0.35 | 0.07 |  |  | 19 |  |  | 0.4 | 0.39 |  |  | 67 |  |  | 0.3 | 0 |  |  | 0 |  |  | 0.05 | 0.16 |  |  | 74 |  |  | 0.12 | 0.04 |  |  | 35 |  |  | 0.06 | 0.31 |  |  | 90 |  |  | 0.16 | 185.6849 | 0.048455 | Coal | FRS_110000606489
1349 | 2250 | 2021 | CO | Springfield (CO) | 8100 | Southeast Colorado Power Assn | 17592 | City of Springfield - (CO) | 17834 | Electric Utility | Western Area Power Administration - Rocky Mountain Region | WACM | WECC | RMPA | WECC Rockies |  | 8 | 9 | Baca | 37.4028 | -102.6217 | 4 | 4 | DFO | OIL |  | 0 | 2.7 | [11 empty] | 0 | 0 | 0 |  | 0 | 0 | [45 empty] | -- | [17 empty] | 0 | 0 | 0 | 0 | 0 | 0 | 0 | 0 | 0 | 0 | 0 | 0 | 0 | 0 | 0 | 0 | [23 empty] | https://www.google.com/maps/@?api=1&map_action=map&center=37.402799999999999%2C-102.6217&zoom=17&basemap=satellite | 1593 | [118 empty] | 0.34 |  |  | 57 |  |  | 0.35 | 0.15 |  |  | 32 |  |  | 0.4 | 0.54 |  |  | 83 |  |  | 0.3 | 0.02 |  |  | 62 |  |  | 0.05 | 0.14 |  |  | 68 |  |  | 0.12 | 0.05 |  |  | 48 |  |  | 0.06 | 0.22 |  |  | 72 |  |  | 0.16 |  |  | Oil | FRS_
1350 | 9751 | 2021 | SD | Big Stone | 6098 | Otter Tail Power Co | 14232 | Otter Tail Power Co | 14232 | Electric Utility | Midcontinent Independent Transmission System Operator, Inc.. | MISO | MRO | MROW | MRO West | MISO | 46 | 51 | Grant | 45.3037 | -96.5101 | 1 | 2 | SUB | COAL | Yes | 0.41526 | 451 | 0.64123 | Yes | Yes | 902033.6 | 6.207 | 0.8922 |  | 17578766.75 | 9377131.039 | 17578766.75 | 9377131.039 | 1640595 | 888130 | 669.622 | 348.809 | 595.384 | 1843659.908 | 388694.733 | 56545.467 | 1856943.867 |  | 0.816 | 0.785 | 0.726 | 2247.55 | 0.237 | 0.034 | 2263.744 |  | 0.076 | 0.074 | 0.068 | 209.76 | 0.022 | 0.003 | 211.271 |  | 0.816 | 0.785 | 0.726 | 2247.55 | 0.237 | 0.034 | 2263.744 |  | 750.527 | 390.953 | 667.319 | 2066414.732 | 435657.639 | 63377.408 |  | 19702669.9 | 10510095.51 | 19702669.9 | 10510095.51 | EPA/CAMD | EPA/CAMD | EPA/CAMD | EPA/CAMD | EIA | EIA | -- | EPA/CAMD | EPA/CAMD |  |  |  | 0 |  |  | 2123903.154 | 1132964.473 | 80.905 | 42.144 | 71.935 | 222754.824 | 46962.906 | 6831.941 | 10714.8726 | 1638390.1 | 2204.925 | 0 | 0 | 0 | 0 | 0 | 0 | 0 | 0 | 0 | 1640595.025 | 0 | 0 | 1640595.025 | 0 | 0.99866 | 0.001344 | 0 | 0 | 0 | 0 | 0 | 0 | 0 | 0 | 0 | 1 | 0 | 0 | 1 | 0 | Yes |  | 22791967.16 | 2390422.701 | 942.255 | 780.769 |  | https://www.google.com/maps/@?api=1&map_action=map&center=45.303652%2C-96.510067000000006&zoom=17&basemap=satellite | 1042 | [118 empty] | 0.19 |  |  | 30 |  |  | 0.35 | 0.06 |  |  | 17 |  |  | 0.4 | 0.32 |  |  | 57 |  |  | 0.3 | 0 |  |  | 0 |  |  | 0.05 | 0.14 |  |  | 69 |  |  | 0.12 | 0.04 |  |  | 39 |  |  | 0.06 | 0.28 |  |  | 86 |  |  | 0.16 | 1.6131 | 0.0019551 | Coal | FRS_110011493437
1351 | 2867 | 2021 | GA | Smarr Energy Facility | 7829 | Georgia Transmission Corp | 7197 | Oglethorpe Power Corporation | 13994 | Electric Utility | Southern Company Services, Inc. - Trans | SOCO | SERC | SRSO | SERC South |  | 13 | 207 | Monroe | 32.9842 | -83.8464 | 2 | 2 | NG | GAS |  | 0.07247 | 242 | 1 | [6 empty] | 2001261.385 | 1657164.538 | 2001261.385 | 1657164.538 | 153629 | 127214 | 40.974 | 33.259 | 0.601 | 118933.139 | 4255.73 | 425.573 | 119049.746 |  | 0.533 | 0.523 | 0.008 | 1548.316 | 0.028 | 0.003 | 1549.834 |  | 0.041 | 0.04 | 0.001 | 118.858 | 0.002 | 0 | 118.975 |  | 0.533 | 0.523 | 0.008 | 1548.316 | 0.028 | 0.003 | 1549.834 |  | 40.974 | 33.259 | 0.601 | 118933.139 | 4255.73 | 425.573 |  | 2001261.385 | 1657164.538 | 2001261.385 | 1657164.538 | EPA/CAMD | EPA/CAMD | EPA/CAMD | EPA/CAMD | EIA | EIA | -- | EPA/CAMD | EPA/CAMD | [14 empty] | 13026.586 | 0 | 0 | 153629 | 0 | 0 | 0 | 0 | 0 | 0 | 0 | 0 | 153629 | 0 | 0 | 153629 | 0 | 0 | 0 | 1 | 0 | 0 | 0 | 0 | 0 | 0 | 0 | 0 | 1 | 0 | 0 | 1 | 0 | Yes |  | 3734173.483 | 221914.345 | 77.067 | 1.12 |  | https://www.google.com/maps/@?api=1&map_action=map&center=32.984200000000001%2C-83.846400000000003&zoom=17&basemap=satellite | 1929 | [118 empty] | 0.16 |  |  | 22 |  |  | 0.35 | 0.08 |  |  | 19 |  |  | 0.4 | 0.24 |  |  | 43 |  |  | 0.3 | 0 |  |  | 0 |  |  | 0.05 | 0.05 |  |  | 36 |  |  | 0.12 | 0.08 |  |  | 73 |  |  | 0.06 | 0.17 |  |  | 56 |  |  | 0.16 | 35 | 0.26646 | Gas | FRS_110001427215
1352 | 2276 | 2021 | CO | University of Colorado | 54372 | Public Service Co of Colorado | 15466 | University of Colorado | 22208 | Commercial CHP | Public Service Company of Colorado | PSCO | WECC | RMPA | WECC Rockies |  | 8 | 13 | Boulder | 40.0076 | -105.2692 | 3 | 3 | NG | GAS |  | 0.0088 | 33 | 1 |  | Yes | 235655.2 | 0.037 | 0.046834 |  | 14503.145 | 1069.903 | 14503.145 | 1069.903 | 2544.46 | 1197.13 | 2.342 | 0.173 | 0.023 | 847.629 | 31.974 | 3.197 | 848.506 |  | 1.841 | 0.289 | 0.018 | 666.255 | 0.013 | 0.001 | 666.944 |  | 0.323 | 0.323 | 0.003 | 116.889 | 0.002 | 0 | 117.01 |  | 1.841 | 0.289 | 0.018 | 666.255 | 0.013 | 0.001 | 666.944 |  | 49.998 | 3.688 | 0.495 | 18098.556 | 682.704 | 68.27 |  | 309670.653 | 22844.532 | 309670.653 | 22844.532 | EIA | EIA | EIA | EIA | EIA | EIA | -- | EIA | EIA | [6 empty] | 295167.508 | 21774.629 | 47.656 | 3.515 | 0.472 | 17250.927 | 650.73 | 65.073 | 5699.8909 | 0 | 0 | 2544.46 | 0 | 0 | 0 | 0 | 0 | 0 | 0 | 0 | 2544.46 | 0 | 0 | 2544.46 | 0 | 0 | 0 | 1 | 0 | 0 | 0 | 0 | 0 | 0 | 0 | 0 | 1 | 0 | 0 | 1 | 0 | [7 empty] | https://www.google.com/maps/@?api=1&map_action=map&center=40.00759%2C-105.269204&zoom=17&basemap=satellite | 100975 | [118 empty] | 0.26 |  |  | 45 |  |  | 0.35 | 0.2 |  |  | 39 |  |  | 0.4 | 0.34 |  |  | 60 |  |  | 0.3 | 0.02 |  |  | 63 |  |  | 0.05 | 0.02 |  |  | 20 |  |  | 0.12 | 0.03 |  |  | 29 |  |  | 0.06 | 0.12 |  |  | 36 |  |  | 0.16 | 0.11018 | 0.034759 | Gas | FRS_110028034302
1353 | 2281 | 2021 | CO | Valmont Combustion Turbine Facility | 55207 | Public Service Co of Colorado | 15466 | Public Service Co of Colorado | 15466 | Electric Utility | Public Service Company of Colorado | PSCO | WECC | RMPA | WECC Rockies |  | 8 | 13 | Boulder | 40.0205 | -105.2009 | 2 | 2 | NG | GAS |  | 0.01144 | 142.2 | 1 |  | Yes | 0 |  | 1 |  | 177398.497 | 138039.666 | 177398.497 | 138039.666 | 14251 | 7139 | 9.164 | 6.741 | 0.053 | 10542.708 | 454.935 | 45.494 | 10555.173 |  | 1.286 | 1.888 | 0.007 | 1479.574 | 0.032 | 0.003 | 1481.324 |  | 0.103 | 0.098 | 0.001 | 118.859 | 0.003 | 0 | 119 |  | 1.286 | 1.888 | 0.007 | 1479.574 | 0.032 | 0.003 | 1481.324 |  | 9.164 | 6.741 | 0.053 | 10542.708 | 454.935 | 45.494 |  | 177398.497 | 138039.666 | 177398.497 | 138039.666 | EPA/CAMD | EPA/CAMD | EPA/CAMD | EPA/CAMD | EIA | EIA | -- | EPA/CAMD | EPA/CAMD | [6 empty] | 0 | 0 | 0 | 0 | 0 | 0 | 0 | 0 | 12448.1438 | 0 | 0 | 14251 | 0 | 0 | 0 | 0 | 0 | 0 | 0 | 0 | 14251 | 0 | 0 | 14251 | 0 | 0 | 0 | 1 | 0 | 0 | 0 | 0 | 0 | 0 | 0 | 0 | 1 | 0 | 0 | 1 | 0 | Yes |  | 92909.335 | 5521.959 | 4.876 | 0.028 |  | https://www.google.com/maps/@?api=1&map_action=map&center=40.020499999999998%2C-105.2009&zoom=17&basemap=satellite | 34248 | [118 empty] | 0.24 |  |  | 41 |  |  | 0.35 | 0.21 |  |  | 40 |  |  | 0.4 | 0.27 |  |  | 49 |  |  | 0.3 | 0.02 |  |  | 62 |  |  | 0.05 | 0.03 |  |  | 24 |  |  | 0.12 | 0.04 |  |  | 37 |  |  | 0.06 | 0.15 |  |  | 47 |  |  | 0.16 | 0.43724 | 0.14212 | Gas | FRS_
1354 | 3766 | 2021 | IN | Gibson | 6113 | Duke Energy Indiana Inc | 15470 | Duke Energy Indiana, LLC | 15470 | Electric Utility | Midcontinent Independent Transmission System Operator, Inc.. | MISO | RFC | RFCW | RFC West | MISO | 18 | 51 | Gibson | 38.3722 | -87.7658 | 5 | 5 | BIT | COAL | Yes | 0.31553 | 3339.5 | 0.80745 | [6 empty] | 95757582.5 | 53028488.39 | 95757582.5 | 53028488.39 | 9230440 | 5118173 | 4770.071 | 1750.377 | 9110.168 | 9824728.277 | 2454180.301 | 357128.829 | 9908617.726 |  | 1.034 | 0.684 | 1.974 | 2128.767 | 0.266 | 0.039 | 2146.944 |  | 0.1 | 0.066 | 0.19 | 205.2 | 0.026 | 0.004 | 206.952 |  | 1.034 | 0.684 | 1.974 | 2128.767 | 0.266 | 0.039 | 2146.944 |  | 4770.071 | 1750.377 | 9110.168 | 9824728.277 | 2454180.301 | 357128.829 |  | 95757582.5 | 53028488.39 | 95757582.5 | 53028488.39 | EPA/CAMD | EPA/CAMD | EPA/CAMD | EPA/CAMD | EIA | EIA | -- | EPA/CAMD | EPA/CAMD | [14 empty] | 10374.1081 | 9191145.9 | 39294.138 | 0 | 0 | 0 | 0 | 0 | 0 | 0 | 0 | 0 | 9230440.038 | 0 | 0 | 9230440.038 | 0 | 0.99574 | 0.004257 | 0 | 0 | 0 | 0 | 0 | 0 | 0 | 0 | 0 | 1 | 0 | 0 | 1 | 0 | Yes |  | 96955291.17 | 9947607.786 | 5073.017 | 7156.272 |  | https://www.google.com/maps/@?api=1&map_action=map&center=38.372222000000001%2C-87.765833000000001&zoom=17&basemap=satellite | 3593 | [118 empty] | 0.23 |  |  | 38 |  |  | 0.35 | 0.07 |  |  | 19 |  |  | 0.4 | 0.38 |  |  | 66 |  |  | 0.3 | 0.04 |  |  | 70 |  |  | 0.05 | 0.11 |  |  | 58 |  |  | 0.12 | 0.06 |  |  | 63 |  |  | 0.06 | 0.2 |  |  | 68 |  |  | 0.16 | 1729.0844 | 0.29346 | Coal | FRS_110000592813
1355 | 2291 | 2021 | CO | Western Sugar Coop- Ft Morgan | 58081 | City of Fort Morgan | 6610 | Western Sugar Cooperative | 57315 | Industrial CHP | Public Service Company of Colorado | PSCO | WECC | RMPA | WECC Rockies |  | 8 | 87 | Morgan | 40.263 | -103.8069 | 1 | 1 | NG | GAS |  | 0.42915 | 3 | 0.61809 |  | Yes | 1045548 | 0.037 | 0.04679 |  | 63551.96 | 14866.029 | 63551.96 | 14866.029 | 11278 | 2769 | 4.938 | 1.159 | 0.102 | 3714.264 | 140.108 | 14.011 | 3718.103 |  | 0.876 | 0.837 | 0.018 | 658.674 | 0.012 | 0.001 | 659.355 |  | 0.155 | 0.156 | 0.003 | 116.889 | 0.002 | 0 | 117.01 |  | 0.876 | 0.837 | 0.018 | 658.674 | 0.012 | 0.001 | 659.355 |  | 105.534 | 24.778 | 2.17 | 79381.814 | 2994.413 | 299.441 |  | 1358242 | 317719 | 1358242 | 317719 | EIA | EIA | EIA | EIA | EIA | EIA | -- | EIA | EIA | [6 empty] | 1294690.04 | 302852.971 | 100.596 | 23.619 | 2.069 | 75667.55 | 2854.305 | 285.431 | 5635.0381 | 0 | 0 | 11278 | 0 | 0 | 0 | 0 | 0 | 0 | 0 | 0 | 11278 | 0 | 0 | 11278 | 0 | 0 | 0 | 1 | 0 | 0 | 0 | 0 | 0 | 0 | 0 | 0 | 1 | 0 | 0 | 1 | 0 | [7 empty] | https://www.google.com/maps/@?api=1&map_action=map&center=40.262999999999998%2C-103.8069&zoom=17&basemap=satellite | 14893 | [118 empty] | 0.52 |  |  | 76 |  |  | 0.35 | 0.58 |  |  | 72 |  |  | 0.4 | 0.46 |  |  | 75 |  |  | 0.3 | 0.1 |  |  | 85 |  |  | 0.05 | 0.26 |  |  | 88 |  |  | 0.12 | 0.06 |  |  | 63 |  |  | 0.06 | 0.14 |  |  | 43 |  |  | 0.16 | 0.23607 | 0.041203 | Gas | FRS_110015762824
1356 | 2302 | 2021 | CT | Algonquin Power Windsor Locks, LLC | 10567 | Connecticut Light & Power Co | 4176 | Algonquin Windsor Locks LLC | 291 | IPP CHP | ISO New England Inc. | ISNE | NPCC | NEWE | NPCC New England | ISONE | 9 | 3 | Hartford | 41.9227 | -72.6255 | 1 | 3 | NG | GAS |  | 0.21664 | 71 | 0.97227 |  | Yes | 630652 | 0.729 | 0.49296 |  | 149209.734 | 43517.402 | 149209.734 | 43517.402 | 134738.82 | 56525.78 | 10.818 | 3.067 | 1.443 | 8905.698 | 1696.009 | 170.873 | 8952.359 |  | 0.161 | 0.109 | 0.021 | 132.192 | 0.013 | 0.001 | 132.885 |  | 0.145 | 0.141 | 0.019 | 119.372 | 0.011 | 0.001 | 119.997 |  | 0.161 | 0.109 | 0.021 | 132.192 | 0.013 | 0.001 | 132.885 |  | 21.944 | 6.222 | 2.927 | 18065.583 | 3440.424 | 346.623 |  | 302678.205 | 88276.875 | 302678.205 | 88276.875 | EPA/CAMD | EPA/CAMD | EIA | EPA/CAMD | EIA | EIA | -- | EPA/CAMD | EPA/CAMD | [6 empty] | 153468.471 | 44759.473 | 11.126 | 3.155 | 1.484 | 9159.885 | 1744.416 | 175.75 | 1107.3997 | 0 | 323.602 | 134415.218 | 0 | 0 | 0 | 0 | 0 | 0 | 0 | 0 | 134738.82 | 0 | 0 | 134738.82 | 0 | 0 | 0.0024017 | 0.9976 | 0 | 0 | 0 | 0 | 0 | 0 | 0 | 0 | 1 | 0 | 0 | 1 | 0 | Yes |  | 239871.055 | 15088.519 | 19.178 |  |  | https://www.google.com/maps/@?api=1&map_action=map&center=41.922699999999999%2C-72.625500000000002&zoom=17&basemap=satellite | 23197 | [118 empty] | 0.22 |  |  | 38 |  |  | 0.35 | 0.29 |  |  | 50 |  |  | 0.4 | 0.17 |  |  | 30 |  |  | 0.3 | 0.04 |  |  | 71 |  |  | 0.05 | 0.08 |  |  | 47 |  |  | 0.12 | 0.04 |  |  | 44 |  |  | 0.06 | 0.18 |  |  | 60 |  |  | 0.16 | 0.086099 | 0.0013443 | Gas | FRS_110024519001
1357 | 2305 | 2021 | CT | Backus Microgrid Project | 59415 | City of Norwich - (CT) | 13831 | Connecticut Mun Elec Engy Coop | 4180 | Electric Utility | ISO New England Inc. | ISNE | NPCC | NEWE | NPCC New England | ISONE | 9 | 11 | New London | 41.5428 | -72.0936 | 4 | 4 | DFO | OIL |  | 0.01045 | 10.4 | 1 | [6 empty] | 9591 | 4877 | 9591 | 4877 | 952 | 497 | 15.36 | 7.808 | 1.391 | 783.228 | 63.434 | 12.687 | 785.911 |  | 32.269 | 31.421 | 2.922 | 1645.437 | 0.067 | 0.013 | 1651.074 |  | 3.203 | 3.202 | 0.29 | 163.326 | 0.007 | 0.001 | 163.885 |  | 32.269 | 31.421 | 2.922 | 1645.437 | 0.067 | 0.013 | 1651.074 |  | 15.36 | 7.808 | 1.391 | 783.228 | 63.434 | 12.687 |  | 9591 | 4877 | 9591 | 4877 | EIA | EIA | EIA | EIA | EIA | EIA | -- | EIA | EIA | [14 empty] | 10074.5798 | 0 | 952 | 0 | 0 | 0 | 0 | 0 | 0 | 0 | 0 | 0 | 952 | 0 | 0 | 952 | 0 | 0 | 1 | 0 | 0 | 0 | 0 | 0 | 0 | 0 | 0 | 0 | 1 | 0 | 0 | 1 | 0 | [7 empty] | https://www.google.com/maps/@?api=1&map_action=map&center=41.542777999999998%2C-72.093610999999996&zoom=17&basemap=satellite | 37120 | [118 empty] | 0.35 |  |  | 58 |  |  | 0.35 | 0.39 |  |  | 58 |  |  | 0.4 | 0.31 |  |  | 56 |  |  | 0.3 | 0.04 |  |  | 73 |  |  | 0.05 | 0.12 |  |  | 62 |  |  | 0.12 | 0.05 |  |  | 52 |  |  | 0.06 | 0.17 |  |  | 55 |  |  | 0.16 | 2.0634 | 3.1574 | Oil | FRS_110070397527
1358 | 4640 | 2021 | MA | Shrewsbury | 6125 | Massachusetts Electric Co | 11804 | Town of Shrewsbury - (MA) | 17127 | Electric Utility | ISO New England Inc. | ISNE | NPCC | NEWE | NPCC New England | ISONE | 25 | 27 | Worcester | 42.2747 | -71.7172 | 5 | 5 | DFO | OIL |  | 0 | 14 | [7 empty] | 1134 | 193 | 1134 | 193 | -135 | -23 | 1.8 | 0.31 | 0.164 | 92.605 | 7.5 | 1.5 | 92.922 |  | 0 | 0 | 0 | 0 | 0 | 0 | 0 |  | 3.175 | 3.212 | 0.29 | 163.325 | 0.007 | 0.001 | 163.884 |  | 0 | 0 | 0 | 0 | 0 | 0 | 0 |  | 1.8 | 0.31 | 0.164 | 92.605 | 7.5 | 1.5 |  | 1134 | 193 | 1134 | 193 | EIA | EIA | EIA | EIA | EIA | EIA | -- | EIA | EIA | [14 empty] | -8400 | 0 | -135 | 0 | 0 | 0 | 0 | 0 | 0 | 0 | 0 | 0 | -135 | 0 | 0 | -135 | 0 | [23 empty] | https://www.google.com/maps/@?api=1&map_action=map&center=42.274700000000003%2C-71.717200000000005&zoom=17&basemap=satellite | 52274 | [118 empty] | 0.24 |  |  | 41 |  |  | 0.35 | 0.34 |  |  | 54 |  |  | 0.4 | 0.14 |  |  | 26 |  |  | 0.3 | 0.06 |  |  | 78 |  |  | 0.05 | 0.06 |  |  | 38 |  |  | 0.12 | 0.05 |  |  | 52 |  |  | 0.06 | 0.15 |  |  | 49 |  |  | 0.16 | 0.437 | 0.17961 | Oil | FRS_110001946967
1359 | 2310 | 2021 | CT | Bradley Energy Center | 58327 | Connecticut Light & Power Co | 4176 | Ameresco Select Inc | 58300 | Commercial CHP | ISO New England Inc. | ISNE | NPCC | NEWE | NPCC New England | ISONE | 9 | 3 | Hartford | 41.9271 | -72.6831 | 4 | 4 | NG | GAS |  | 0.27307 | 5.8 | 0.87822 |  | Yes | 88612.8 | 0.534 | 0.41606 |  | 89903.836 | 39550.266 | 89903.836 | 39550.266 | 13874 | 6103.001 | 120.803 | 53.143 | 0.144 | 5254.388 | 198.204 | 19.82 | 5259.818 |  | 17.414 | 17.415 | 0.021 | 757.444 | 0.014 | 0.001 | 758.227 |  | 2.687 | 2.687 | 0.003 | 116.889 | 0.002 | 0 | 117.01 |  | 17.414 | 17.415 | 0.021 | 757.444 | 0.014 | 0.001 | 758.227 |  | 290.353 | 127.731 | 0.345 | 12629.045 | 476.388 | 47.639 |  | 216085.999 | 95060 | 216085.999 | 95060 | EIA | EIA | EIA | EIA | EIA | EIA | -- | EIA | EIA | [6 empty] | 126182.163 | 55509.734 | 169.55 | 74.588 | 0.202 | 7374.657 | 278.184 | 27.818 | 6480.0228 | 0 | 0 | 13874 | 0 | 0 | 0 | 0 | 0 | 0 | 0 | 0 | 13874 | 0 | 0 | 13874 | 0 | 0 | 0 | 1 | 0 | 0 | 0 | 0 | 0 | 0 | 0 | 0 | 1 | 0 | 0 | 1 | 0 | [7 empty] | https://www.google.com/maps/@?api=1&map_action=map&center=41.927101999999998%2C-72.683143000000001&zoom=17&basemap=satellite | 20486 | [118 empty] | 0.22 |  |  | 36 |  |  | 0.35 | 0.28 |  |  | 49 |  |  | 0.4 | 0.15 |  |  | 28 |  |  | 0.3 | 0.05 |  |  | 74 |  |  | 0.05 | 0.07 |  |  | 44 |  |  | 0.12 | 0.04 |  |  | 43 |  |  | 0.06 | 0.18 |  |  | 60 |  |  | 0.16 | 0.018364 | 0.0026669 | Gas | FRS_110024824252
1360 | 3717 | 2021 | IN | A B Brown Generating Station | 6137 | Southern Indiana Gas & Elec Co | 17633 | Southern Indiana Gas & Elec Co | 17633 | Electric Utility | Midcontinent Independent Transmission System Operator, Inc.. | MISO | RFC | RFCW | RFC West | MISO | 18 | 129 | Posey | 37.9053 | -87.715 | 4 | 4 | BIT | COAL | Yes | 0.44441 | 706.8 | 0.59265 | [6 empty] | 33035247.74 | 16207486.55 | 33035247.74 | 16207486.55 | 2751582 | 1371422 | 2024.57 | 650.327 | 3903.587 | 3365062.297 | 730278.42 | 106132.813 | 3390004.566 |  | 1.472 | 0.948 | 2.837 | 2445.911 | 0.265 | 0.039 | 2464.04 |  | 0.123 | 0.08 | 0.236 | 203.726 | 0.022 | 0.003 | 205.236 |  | 1.472 | 0.948 | 2.837 | 2445.911 | 0.265 | 0.039 | 2464.04 |  | 2024.57 | 650.327 | 3903.587 | 3365062.297 | 730278.42 | 106132.813 |  | 33035247.74 | 16207486.55 | 33035247.74 | 16207486.55 | EPA/CAMD | EPA/CAMD | EPA/CAMD | EPA/CAMD | EIA | EIA | -- | EPA/CAMD | EPA/CAMD | [14 empty] | 12005.9109 | 2681766.3 | 257.567 | 69558.094 | 0 | 0 | 0 | 0 | 0 | 0 | 0 | 0 | 2751581.961 | 0 | 0 | 2751581.961 | 0 | 0.97463 | 9.3607e-05 | 0.025279 | 0 | 0 | 0 | 0 | 0 | 0 | 0 | 0 | 1 | 0 | 0 | 1 | 0 | Yes |  | 35517170.78 | 3602013.004 | 1861.9 | 4184.046 |  | https://www.google.com/maps/@?api=1&map_action=map&center=37.905299999999997%2C-87.715000000000003&zoom=17&basemap=satellite | 1669 | [118 empty] | 0.14 |  |  | 19 |  |  | 0.35 | 0.03 |  |  | 10 |  |  | 0.4 | 0.25 |  |  | 45 |  |  | 0.3 | 0 |  |  | 0 |  |  | 0.05 | 0.06 |  |  | 39 |  |  | 0.12 | 0.09 |  |  | 79 |  |  | 0.06 | 0.13 |  |  | 40 |  |  | 0.16 | 315.6567 | 0.30416 | Coal | FRS_110044891150
1361 | 2313 | 2021 | CT | Bridge Street 1 & 2 | 57598 | Groton Dept of Utilities - (CT) | 7716 | Connecticut Mun Elec Engy Coop | 4180 | Electric Utility | ISO New England Inc. | ISNE | NPCC | NEWE | NPCC New England | ISONE | 9 | 11 | New London | 41.3628 | -72.0825 | 2 | 2 | DFO | OIL |  | 0.01098 | 5.2 | 1 | [6 empty] | 5239 | 1683 | 5239 | 1683 | 500 | 160 | 8.388 | 2.694 | 0.76 | 427.832 | 34.65 | 6.93 | 429.298 |  | 33.552 | 33.675 | 3.038 | 1711.328 | 0.069 | 0.014 | 1717.191 |  | 3.202 | 3.201 | 0.29 | 163.326 | 0.007 | 0.001 | 163.885 |  | 33.552 | 33.675 | 3.038 | 1711.328 | 0.069 | 0.014 | 1717.191 |  | 8.388 | 2.694 | 0.76 | 427.832 | 34.65 | 6.93 |  | 5239 | 1683 | 5239 | 1683 | EIA | EIA | EIA | EIA | EIA | EIA | -- | EIA | EIA | [14 empty] | 10478 | 0 | 500 | 0 | 0 | 0 | 0 | 0 | 0 | 0 | 0 | 0 | 500 | 0 | 0 | 500 | 0 | 0 | 1 | 0 | 0 | 0 | 0 | 0 | 0 | 0 | 0 | 0 | 1 | 0 | 0 | 1 | 0 | [7 empty] | https://www.google.com/maps/@?api=1&map_action=map&center=41.362777999999999%2C-72.082499999999996&zoom=17&basemap=satellite | 56047 | [118 empty] | 0.4 |  |  | 64 |  |  | 0.35 | 0.44 |  |  | 62 |  |  | 0.4 | 0.38 |  |  | 66 |  |  | 0.3 | 0.07 |  |  | 79 |  |  | 0.05 | 0.1 |  |  | 56 |  |  | 0.12 | 0.06 |  |  | 57 |  |  | 0.06 | 0.13 |  |  | 40 |  |  | 0.16 | 1.1492 | 3.0892 | Oil | FRS_110067160253
1362 | 2314 | 2021 | CT | Bridgeport Energy | 55042 | United Illuminating Co | 19497 | Bridgeport Energy LLC | 2232 | IPP Non-CHP | ISO New England Inc. | ISNE | NPCC | NEWE | NPCC New England | ISONE | 9 | 1 | Fairfield | 41.1692 | -73.1844 | 2 | 3 | NG | GAS |  | 0.50379 | 520 | 0.49368 | [6 empty] | 15935727.74 | 6005230.608 | 15935727.74 | 6005230.608 | 2294863 | 850637 | 161.126 | 62.568 | 4.78 | 947034.712 | 36338.011 | 3633.801 | 948030.373 |  | 0.14 | 0.147 | 0.004 | 825.352 | 0.016 | 0.002 | 826.22 |  | 0.02 | 0.021 | 0.001 | 118.857 | 0.002 | 0 | 118.982 |  | 0.14 | 0.147 | 0.004 | 825.352 | 0.016 | 0.002 | 826.22 |  | 161.126 | 62.568 | 4.78 | 947034.712 | 36338.011 | 3633.801 |  | 15935727.74 | 6005230.608 | 15935727.74 | 6005230.608 | EPA/CAMD | EPA/CAMD | EPA/CAMD | EPA/CAMD | EIA | EIA | -- | EPA/CAMD | EPA/CAMD | [14 empty] | 6944.0867 | 0 | 0 | 2294863 | 0 | 0 | 0 | 0 | 0 | 0 | 0 | 0 | 2294863 | 0 | 0 | 2294863 | 0 | 0 | 0 | 1 | 0 | 0 | 0 | 0 | 0 | 0 | 0 | 0 | 1 | 0 | 0 | 1 | 0 | Yes |  | 18389378.82 | 1092853.309 | 175.193 | 5.518 |  | https://www.google.com/maps/@?api=1&map_action=map&center=41.169199999999996%2C-73.184399999999997&zoom=17&basemap=satellite | 147264 | [118 empty] | 0.61 |  |  | 83 |  |  | 0.35 | 0.77 |  |  | 82 |  |  | 0.4 | 0.44 |  |  | 73 |  |  | 0.3 | 0.14 |  |  | 89 |  |  | 0.05 | 0.23 |  |  | 85 |  |  | 0.12 | 0.07 |  |  | 66 |  |  | 0.06 | 0.12 |  |  | 33 |  |  | 0.16 | 10.9132 | 0.011349 | Gas | FRS_110044916062
1363 | 10520 | 2021 | TX | Welsh Power Plant | 6139 | Southwestern Electric Power Co | 17698 | Southwestern Electric Power Co | 17698 | Electric Utility | Southwest Power Pool | SWPP | MRO | SPSO | SPP South |  | 48 | 449 | Titus | 33.0552 | -94.84 | 2 | 2 | SUB | COAL | Yes | 0.44272 | 1116 | 0.59546 | [6 empty] | 49757440.92 | 31024988.7 | 49757440.92 | 31024988.7 | 4328149 | 2698616 | 4981.477 | 3087.028 | 9879.853 | 5218554.42 | 1176829.12 | 171197.397 | 5258773.196 |  | 2.302 | 2.288 | 4.565 | 2411.449 | 0.272 | 0.04 | 2430.033 |  | 0.2 | 0.199 | 0.397 | 209.76 | 0.024 | 0.003 | 211.376 |  | 2.302 | 2.288 | 4.565 | 2411.449 | 0.272 | 0.04 | 2430.033 |  | 4981.477 | 3087.028 | 9879.853 | 5218554.42 | 1176829.12 | 171197.397 |  | 49757440.92 | 31024988.7 | 49757440.92 | 31024988.7 | EPA/CAMD | EPA/CAMD | EPA/CAMD | EPA/CAMD | EIA | EIA | -- | EPA/CAMD | EPA/CAMD | [14 empty] | 11496.2404 | 4322698.6 | 5450.366 | 0 | 0 | 0 | 0 | 0 | 0 | 0 | 0 | 0 | 4328148.966 | 0 | 0 | 4328148.966 | 0 | 0.99874 | 0.0012593 | 0 | 0 | 0 | 0 | 0 | 0 | 0 | 0 | 0 | 1 | 0 | 0 | 1 | 0 | Yes |  | 49153187.03 | 5155185.585 | 4695.94 | 10915.686 |  | https://www.google.com/maps/@?api=1&map_action=map&center=33.055219999999998%2C-94.839993000000007&zoom=17&basemap=satellite | 795 | [118 empty] | 0.31 |  |  | 53 |  |  | 0.35 | 0.37 |  |  | 57 |  |  | 0.4 | 0.25 |  |  | 46 |  |  | 0.3 | 0.13 |  |  | 88 |  |  | 0.05 | 0.13 |  |  | 66 |  |  | 0.12 | 0.04 |  |  | 36 |  |  | 0.06 | 0.23 |  |  | 77 |  |  | 0.16 | 23.13 | 0.013932 | Coal | FRS_110013349947
1364 | 2315 | 2021 | CT | Bridgeport Fuel Cell, LLC | 58551 | United Illuminating Co | 19497 | Bridgeport Fuel Cell, LLC | 63130 | IPP Non-CHP | ISO New England Inc. | ISNE | NPCC | NEWE | NPCC New England | ISONE | 9 | 1 | Fairfield | 41.1681 | -73.2111 | 1 | 1 | NG | GAS |  | 0.70677 | 16.6 | 0.15539 | [8 empty] | 892555 | 392648 | 102775 | 45212 | 0 |  | 0 | 0 | [37 empty] | 892555 | 392648 | [6 empty] | -- | EIA | EIA | [15 empty] | 0 | 0 | 102775 | 0 | 0 | 0 | 0 | 0 | 0 | 0 | 0 | 102775 | 0 | 0 | 102775 | 0 | 0 | 0 | 1 | 0 | 0 | 0 | 0 | 0 | 0 | 0 | 0 | 1 | 0 | 0 | 1 | 0 | [7 empty] | https://www.google.com/maps/@?api=1&map_action=map&center=41.168056%2C-73.211111000000002&zoom=17&basemap=satellite | 142484 | [118 empty] | 0.55 |  |  | 78 |  |  | 0.35 | 0.67 |  |  | 77 |  |  | 0.4 | 0.41 |  |  | 70 |  |  | 0.3 | 0.13 |  |  | 88 |  |  | 0.05 | 0.21 |  |  | 82 |  |  | 0.12 | 0.07 |  |  | 65 |  |  | 0.06 | 0.11 |  |  | 32 |  |  | 0.16 | 0 | 0 | Gas | FRS_110056339751
1365 | 10181 | 2021 | TX | Martin Lake | 6146 | Oncor Electric Delivery Company LLC | 44372 | Luminant Generation Company LLC | 55983 | IPP Non-CHP | Electric Reliability Council of Texas, Inc. | ERCO | TRE | ERCT | ERCOT All | ERCOT | 48 | 401 | Rusk | 32.2606 | -94.5706 | 3 | 3 | SUB | COAL | Yes | 0.63225 | 2379.6 | 0.27958 | [6 empty] | 136034113.8 | 64714384.56 | 136034113.8 | 64714384.56 | 13179510 | 6350776 | 9709.634 | 4476.5 | 48782.477 | 14785111.06 | 3648252.945 | 530717.944 | 14909791.2 |  | 1.473 | 1.41 | 7.403 | 2243.651 | 0.277 | 0.04 | 2262.571 |  | 0.143 | 0.138 | 0.717 | 217.374 | 0.027 | 0.004 | 219.207 |  | 1.473 | 1.41 | 7.403 | 2243.651 | 0.277 | 0.04 | 2262.571 |  | 9709.634 | 4476.5 | 48782.477 | 14785111.06 | 3648252.945 | 530717.944 |  | 136034113.8 | 64714384.56 | 136034113.8 | 64714384.56 | EPA/CAMD | EPA/CAMD | EPA/CAMD | EPA/CAMD | EIA | EIA | -- | EPA/CAMD | EPA/CAMD | [14 empty] | 10321.6369 | 13164418.1 | 15091.614 | 0 | 0 | 0 | 0 | 0 | 0 | 0 | 0 | 0 | 13179509.71 | 0 | 0 | 13179509.71 | 0 | 0.99885 | 0.0011451 | 0 | 0 | 0 | 0 | 0 | 0 | 0 | 0 | 0 | 1 | 0 | 0 | 1 | 0 | Yes |  | 139007727.7 | 14579128.74 | 8999.701 | 17689.818 |  | https://www.google.com/maps/@?api=1&map_action=map&center=32.260599999999997%2C-94.570599999999999&zoom=17&basemap=satellite | 498 | [118 empty] | 0.26 |  |  | 45 |  |  | 0.35 | 0.35 |  |  | 55 |  |  | 0.4 | 0.17 |  |  | 31 |  |  | 0.3 | 0 |  |  | 0 |  |  | 0.05 | 0.09 |  |  | 52 |  |  | 0.12 | 0.1 |  |  | 85 |  |  | 0.06 | 0.11 |  |  | 31 |  |  | 0.16 | 908.2586 | 0.14102 | Coal | FRS_110043787220
1366 | 2506 | 2021 | FL | Brandy Branch | 7846 | JEA | 9617 | JEA | 9617 | Electric Utility | JEA | JEA | SERC | FRCC | FRCC All |  | 12 | 31 | Duval | 30.3206 | -81.9472 | 3 | 4 | NG | GAS |  | 0.72081 | 783.1 | 0.13198 | [6 empty] | 33625303 | 14886465.36 | 33625303 | 14886465.36 | 4944732 | 2185853 | 172.201 | 75.027 | 10.089 | 1998444.941 | 75724.124 | 7578.257 | 2000520.653 |  | 0.07 | 0.069 | 0.004 | 808.313 | 0.015 | 0.002 | 809.152 |  | 0.01 | 0.01 | 0.001 | 118.866 | 0.002 | 0 | 118.989 |  | 0.07 | 0.069 | 0.004 | 808.313 | 0.015 | 0.002 | 809.152 |  | 172.201 | 75.027 | 10.089 | 1998444.941 | 75724.124 | 7578.257 |  | 33625303 | 14886465.36 | 33625303 | 14886465.36 | EPA/CAMD | EPA/CAMD | EPA/CAMD | EPA/CAMD | EIA | EIA | -- | EPA/CAMD | EPA/CAMD | [14 empty] | 6800.2276 | 0 | 805.196 | 4943926.8 | 0 | 0 | 0 | 0 | 0 | 0 | 0 | 0 | 4944731.996 | 0 | 0 | 4944731.996 | 0 | 0 | 0.00016284 | 0.99984 | 0 | 0 | 0 | 0 | 0 | 0 | 0 | 0 | 1 | 0 | 0 | 1 | 0 | Yes |  | 33413346.9 | 1985717.86 | 168.185 | 10.024 |  | https://www.google.com/maps/@?api=1&map_action=map&center=30.320556%2C-81.947221999999996&zoom=17&basemap=satellite | 1818 | [118 empty] | 0.32 |  |  | 54 |  |  | 0.35 | 0.29 |  |  | 50 |  |  | 0.4 | 0.34 |  |  | 61 |  |  | 0.3 | 0.01 |  |  | 57 |  |  | 0.05 | 0.19 |  |  | 79 |  |  | 0.12 | 0.04 |  |  | 42 |  |  | 0.06 | 0.15 |  |  | 47 |  |  | 0.16 | 119.2221 | 0.04526 | Gas | FRS_110009104021
1367 | 6093 | 2021 | MO | Rush Island | 6155 | Union Electric Co - (MO) | 19436 | Union Electric Co - (MO) | 19436 | Electric Utility | Midcontinent Independent Transmission System Operator, Inc.. | MISO | SERC | SRMW | SERC Midwest | MISO | 29 | 99 | Jefferson | 38.1312 | -90.2632 | 2 | 2 | RC | COAL | Yes | 0.75405 | 1242 | 0.076585 | [6 empty] | 76951733.53 | 35155189.55 | 76951733.53 | 35155189.55 | 8203992 | 3712738 | 3261.223 | 1482.319 | 19528.649 | 8070697.652 | 1961665.571 | 285323.303 | 8137731.644 |  | 0.795 | 0.799 | 4.761 | 1967.505 | 0.239 | 0.035 | 1983.847 |  | 0.085 | 0.084 | 0.508 | 209.76 | 0.025 | 0.004 | 211.502 |  | 0.795 | 0.799 | 4.761 | 1967.505 | 0.239 | 0.035 | 1983.847 |  | 3261.223 | 1482.319 | 19528.649 | 8070697.652 | 1961665.571 | 285323.303 |  | 76951733.53 | 35155189.55 | 76951733.53 | 35155189.55 | EPA/CAMD | EPA/CAMD | EPA/CAMD | EPA/CAMD | EIA | EIA | -- | EPA/CAMD | EPA/CAMD | [14 empty] | 9379.7913 | 8197883.39 | 6108.648 | 0 | 0 | 0 | 0 | 0 | 0 | 0 | 0 | 0 | 8203992.038 | 0 | 0 | 8203992.038 | 0 | 0.99926 | 0.0007446 | 0 | 0 | 0 | 0 | 0 | 0 | 0 | 0 | 0 | 1 | 0 | 0 | 1 | 0 | Yes |  | 47319209.32 | 4962847.702 | 2046.18 | 11739.313 |  | https://www.google.com/maps/@?api=1&map_action=map&center=38.131247999999999%2C-90.263157000000007&zoom=17&basemap=satellite | 550 | [118 empty] | 0.05 |  |  | 3 |  |  | 0.35 | 0 |  |  | 0 |  |  | 0.4 | 0.1 |  |  | 18 |  |  | 0.3 | 0 |  |  | 0 |  |  | 0.05 | 0.03 |  |  | 23 |  |  | 0.12 | 0.02 |  |  | 21 |  |  | 0.06 | 0.23 |  |  | 77 |  |  | 0.16 | 210.2129 | 0.062968 | Coal | FRS_110000440210
1368 | 2321 | 2021 | CT | Capitol District Energy Center | 50498 | Connecticut Light & Power Co | 4176 | Capitol District Energy Center | 2956 | IPP CHP | ISO New England Inc. | ISNE | NPCC | NEWE | NPCC New England | ISONE | 9 | 3 | Hartford | 41.7639 | -72.6925 | 1 | 2 | NG | GAS |  | 0 | 70.5 |  |  | Yes | 0 |  | 1 |  |  | 0 |  | 0 | 0 | 0 | 0 |  | 0 | 0 | [36 empty] | 0 |  | 0 | [6 empty] | -- |  | EPA/CAMD | [7 empty] | 0 | [7 empty] | 0 | 0 | 0 | 0 | 0 | 0 | 0 | 0 | 0 | 0 | 0 | 0 | 0 | 0 | 0 | 0 | [16 empty] | Yes | [6 empty] | https://www.google.com/maps/@?api=1&map_action=map&center=41.7639%2C-72.692499999999995&zoom=17&basemap=satellite | 166878 | [118 empty] | 0.59 |  |  | 82 |  |  | 0.35 | 0.73 |  |  | 80 |  |  | 0.4 | 0.43 |  |  | 72 |  |  | 0.3 | 0.13 |  |  | 88 |  |  | 0.05 | 0.22 |  |  | 83 |  |  | 0.12 | 0.06 |  |  | 55 |  |  | 0.06 | 0.13 |  |  | 40 |  |  | 0.16 | 0.14342 | 0.027331 | Gas | FRS_110001403749
1369 | 2322 | 2021 | CT | CCSU Co-Gen-STBY Gen | 58224 | Connecticut Light & Power Co | 4176 | Central Connecticut State University | 58188 | Commercial CHP | ISO New England Inc. | ISNE | NPCC | NEWE | NPCC New England | ISONE | 9 | 3 | Hartford | 41.6914 | -72.7686 | 4 | 4 | NG | GAS |  | 0.04294 | 3.6 | 1 |  | Yes | 8771.2 | 0.527 | 0.41262 |  | 6734.814 | 2963.038 | 6734.814 | 2963.038 | 1353.999 | 596 | 8.473 | 3.728 | 0.011 | 437.049 | 14.848 | 1.485 | 437.456 |  | 12.515 | 12.509 | 0.016 | 645.568 | 0.011 | 0.001 | 646.169 |  | 2.516 | 2.516 | 0.003 | 129.788 | 0.002 | 0 | 129.909 |  | 12.512 | 12.505 | 0.016 | 645.396 | 0.011 | 0.001 | 645.996 |  | 20.534 | 9.034 | 0.026 | 1059.2 | 35.984 | 3.598 |  | 16322.001 | 7181.001 | 16322.001 | 7181.001 | EIA | EIA | EIA | EIA | EIA | EIA | -- | EIA | EIA | [6 empty] | 9587.187 | 4217.963 | 12.061 | 5.306 | 0.015 | 622.151 | 21.136 | 2.114 | 4972.6908 | 0 | 0 | 1354.36 | 0 | 0 | 0 | 0 | 0 | 0 | 0 | 0 | 1354.36 | 0 | 0 | 1354.36 | 0 | 0 | 0 | 1 | 0 | 0 | 0 | 0 | 0 | 0 | 0 | 0 | 1 | 0 | 0 | 1 | 0 | [7 empty] | https://www.google.com/maps/@?api=1&map_action=map&center=41.691389000000001%2C-72.768611000000007&zoom=17&basemap=satellite | 100675 | [118 empty] | 0.44 |  |  | 68 |  |  | 0.35 | 0.51 |  |  | 67 |  |  | 0.4 | 0.35 |  |  | 62 |  |  | 0.3 | 0.13 |  |  | 88 |  |  | 0.05 | 0.15 |  |  | 72 |  |  | 0.12 | 0.06 |  |  | 63 |  |  | 0.06 | 0.16 |  |  | 51 |  |  | 0.16 | 1.1349 | 0.42592 | Gas | FRS_110001729657
1370 | 10593 | 2021 | UT | Hunter | 6165 | PacifiCorp | 14354 | PacifiCorp | 14354 | Electric Utility | PacifiCorp - East | PACE | WECC | NWPP | WECC Northwest |  | 49 | 15 | Emery | 39.1747 | -111.0289 | 3 | 3 | RC | COAL | Yes | 0.66943 | 1577.2 | 0.21762 | [6 empty] | 98458625.25 | 42357441.55 | 98458625.25 | 42357441.55 | 9248963 | 3963359 | 11040.713 | 4718.245 | 3848.33 | 10101844.38 | 2298962.53 | 334386.483 | 10180404.99 |  | 2.387 | 2.381 | 0.832 | 2184.427 | 0.249 | 0.036 | 2201.415 |  | 0.224 | 0.223 | 0.078 | 205.2 | 0.023 | 0.003 | 206.796 |  | 2.387 | 2.381 | 0.832 | 2184.427 | 0.249 | 0.036 | 2201.415 |  | 11040.713 | 4718.245 | 3848.33 | 10101844.38 | 2298962.53 | 334386.483 |  | 98458625.25 | 42357441.55 | 98458625.25 | 42357441.55 | EPA/CAMD | EPA/CAMD | EPA/CAMD | EPA/CAMD | EIA | EIA | -- | EPA/CAMD | EPA/CAMD | [14 empty] | 10645.3691 | 9240947.01 | 8016.014 | 0 | 0 | 0 | 0 | 0 | 0 | 0 | 0 | 0 | 9248963.024 | 0 | 0 | 9248963.024 | 0 | 0.99913 | 0.00086669 | 0 | 0 | 0 | 0 | 0 | 0 | 0 | 0 | 0 | 1 | 0 | 0 | 1 | 0 | Yes |  | 80126662.23 | 8220991.858 | 8492.603 | 3274.472 |  | https://www.google.com/maps/@?api=1&map_action=map&center=39.174700000000001%2C-111.02889999999999&zoom=17&basemap=satellite | 729 | [118 empty] | 0.16 |  |  | 23 |  |  | 0.35 | 0.01 |  |  | 6 |  |  | 0.4 | 0.3 |  |  | 54 |  |  | 0.3 | 0.02 |  |  | 64 |  |  | 0.05 | 0.06 |  |  | 40 |  |  | 0.12 | 0.06 |  |  | 58 |  |  | 0.06 | 0.22 |  |  | 74 |  |  | 0.16 | 343.4273 | 0.085984 | Coal | FRS_110000600608
1371 | 2323 | 2021 | CT | CCSU Fuel Cell Project | 58237 | Connecticut Light & Power Co | 4176 | New Britain Renewable Energy, LLC | 58213 | Commercial CHP | ISO New England Inc. | ISNE | NPCC | NEWE | NPCC New England | ISONE | 9 | 3 | Hartford | 41.6919 | -72.7611 | 1 | 1 | NG | GAS |  | 0.75481 | 1.4 | 0.075315 |  | Yes | 14188.8 | 2.227 | 0.74804 |  |  |  | 82336 |  | 9257 | 4072 | 0 |  | 0 | 0 | [37 empty] | 82336 | 36220 | [6 empty] | -- | EIA | EIA | [15 empty] | 0 | 0 | 9257 | 0 | 0 | 0 | 0 | 0 | 0 | 0 | 0 | 9257 | 0 | 0 | 9257 | 0 | 0 | 0 | 1 | 0 | 0 | 0 | 0 | 0 | 0 | 0 | 0 | 1 | 0 | 0 | 1 | 0 | [7 empty] | https://www.google.com/maps/@?api=1&map_action=map&center=41.691943999999999%2C-72.761111&zoom=17&basemap=satellite | 102083 | [118 empty] | 0.44 |  |  | 68 |  |  | 0.35 | 0.51 |  |  | 67 |  |  | 0.4 | 0.35 |  |  | 62 |  |  | 0.3 | 0.13 |  |  | 88 |  |  | 0.05 | 0.15 |  |  | 71 |  |  | 0.12 | 0.06 |  |  | 62 |  |  | 0.06 | 0.16 |  |  | 52 |  |  | 0.16 | 0 | 0 | Gas | FRS_110057109178
1372 | 3867 | 2021 | IN | Rockport | 6166 | Indiana Michigan Power Co | 9324 | Indiana Michigan Power Co | 9324 | Electric Utility | PJM Interconnection, LLC | PJM | RFC | RFCW | RFC West | PJM | 18 | 147 | Spencer | 37.9256 | -87.0372 | 4 | 2 | SUB | COAL | Yes | 0.21084 | 2600 | 0.98193 | [6 empty] | 53416879.96 | 33821009.16 | 53416879.96 | 33821009.16 | 4802163 | 3020627 | 1862.038 | 1200.444 | 2884.123 | 5602078.556 | 1236692.997 | 180047.116 | 5644364.239 |  | 0.775 | 0.795 | 1.201 | 2333.148 | 0.258 | 0.037 | 2350.759 |  | 0.07 | 0.071 | 0.108 | 209.749 | 0.023 | 0.003 | 211.333 |  | 0.775 | 0.795 | 1.201 | 2333.148 | 0.258 | 0.037 | 2350.759 |  | 1862.038 | 1200.444 | 2884.123 | 5602078.556 | 1236692.997 | 180047.116 |  | 53416879.96 | 33821009.16 | 53416879.96 | 33821009.16 | EPA/CAMD; EIA | EPA/CAMD | EPA/CAMD; EIA | EPA/CAMD; EIA | EIA | EIA | -- | EPA/CAMD | EPA/CAMD | [14 empty] | 11123.5042 | 4766242.35 | 35920.628 | 0 | 0 | 0 | 0 | 0 | 0 | 0 | 0 | 0 | 4802162.978 | 0 | 0 | 4802162.978 | 0 | 0.99252 | 0.0074801 | 0 | 0 | 0 | 0 | 0 | 0 | 0 | 0 | 0 | 1 | 0 | 0 | 1 | 0 | Yes |  | 67017871.57 | 7024802.879 | 2424.734 | 3725.883 |  | https://www.google.com/maps/@?api=1&map_action=map&center=37.925600000000003%2C-87.037199999999999&zoom=17&basemap=satellite | 2606 | [118 empty] | 0.25 |  |  | 42 |  |  | 0.35 | 0.09 |  |  | 22 |  |  | 0.4 | 0.4 |  |  | 69 |  |  | 0.3 | 0 |  |  | 0 |  |  | 0.05 | 0.13 |  |  | 67 |  |  | 0.12 | 0.04 |  |  | 38 |  |  | 0.06 | 0.2 |  |  | 66 |  |  | 0.16 | 321.1203 | 0.15902 | Coal | FRS_110000747924
1373 | 2324 | 2021 | CT | Cellu Tissue | 58116 | Connecticut Light & Power Co | 4176 | Dunn Paper East Hartford, LLC | 60642 | Industrial Non-CHP | ISO New England Inc. | ISNE | NPCC | NEWE | NPCC New England | ISONE | 9 | 3 | Hartford | 41.7761 | -72.6067 | 1 | 1 | NG | GAS |  | 0.41012 | 3 | 0.6498 | [6 empty] | 116422 | 40512 | 116422 | 40512 | 10778 | 3780 | 157.042 | 54.647 | 0.186 | 6804.229 | 256.667 | 25.667 | 6811.262 |  | 29.141 | 28.914 | 0.035 | 1262.614 | 0.024 | 0.002 | 1263.919 |  | 2.698 | 2.698 | 0.003 | 116.889 | 0.002 | 0 | 117.01 |  | 29.141 | 28.914 | 0.035 | 1262.614 | 0.024 | 0.002 | 1263.919 |  | 157.042 | 54.647 | 0.186 | 6804.229 | 256.667 | 25.667 |  | 116422 | 40512 | 116422 | 40512 | EIA | EIA | EIA | EIA | EIA | EIA | -- | EIA | EIA | [14 empty] | 10801.8185 | 0 | 0 | 10778 | 0 | 0 | 0 | 0 | 0 | 0 | 0 | 0 | 10778 | 0 | 0 | 10778 | 0 | 0 | 0 | 1 | 0 | 0 | 0 | 0 | 0 | 0 | 0 | 0 | 1 | 0 | 0 | 1 | 0 | [7 empty] | https://www.google.com/maps/@?api=1&map_action=map&center=41.776111%2C-72.606667000000002&zoom=17&basemap=satellite | 57228 | [118 empty] | 0.49 |  |  | 73 |  |  | 0.35 | 0.64 |  |  | 75 |  |  | 0.4 | 0.33 |  |  | 58 |  |  | 0.3 | 0.08 |  |  | 82 |  |  | 0.05 | 0.13 |  |  | 66 |  |  | 0.12 | 0.07 |  |  | 69 |  |  | 0.06 | 0.14 |  |  | 44 |  |  | 0.16 | 0.031274 | 0.0045421 | Gas | FRS_110043782127
1374 | 2325 | 2021 | CT | CJTS Energy Center | 58365 | Connecticut Light & Power Co | 4176 | Ameresco Select Inc | 58300 | Commercial Non-CHP | ISO New England Inc. | ISNE | NPCC | NEWE | NPCC New England | ISONE | 9 | 7 | Middlesex | 41.5528 | -72.625 | 1 | 1 | NG | GAS |  | 0 | 0.4 | [13 empty] | 0 |  | 0 | 0 | [45 empty] | -- | [56 empty] | https://www.google.com/maps/@?api=1&map_action=map&center=41.552778000000004%2C-72.625&zoom=17&basemap=satellite | 34550 | [118 empty] | 0.31 |  |  | 53 |  |  | 0.35 | 0.32 |  |  | 52 |  |  | 0.4 | 0.3 |  |  | 54 |  |  | 0.3 | 0.04 |  |  | 72 |  |  | 0.05 | 0.08 |  |  | 50 |  |  | 0.12 | 0.04 |  |  | 44 |  |  | 0.06 | 0.18 |  |  | 59 |  |  | 0.16 |  |  | Gas | FRS_
1375 | 9972 | 2021 | TX | Coleto Creek | 6178 | Oncor Electric Delivery Company LLC | 44372 | Coleto Creek Power LP | 56570 | IPP Non-CHP | Electric Reliability Council of Texas, Inc. | ERCO | TRE | ERCT | ERCOT All | ERCOT | 48 | 175 | Goliad | 28.7128 | -97.2142 | 1 | 1 | RC | COAL | Yes | 0.62596 | 622.4 | 0.29007 | [6 empty] | 37332278.8 | 20010842.1 | 37332278.8 | 20010842.1 | 3412862 | 1868687 | 2742.207 | 1438.014 | 10401.47 | 3915408.878 | 877129.964 | 127590.353 | 3945383.965 |  | 1.607 | 1.539 | 6.095 | 2294.502 | 0.257 | 0.037 | 2312.068 |  | 0.147 | 0.144 | 0.557 | 209.76 | 0.023 | 0.003 | 211.366 |  | 1.607 | 1.539 | 6.095 | 2294.502 | 0.257 | 0.037 | 2312.068 |  | 2742.207 | 1438.014 | 10401.47 | 3915408.878 | 877129.964 | 127590.353 |  | 37332278.8 | 20010842.1 | 37332278.8 | 20010842.1 | EPA/CAMD | EPA/CAMD | EPA/CAMD | EPA/CAMD | EIA | EIA | -- | EPA/CAMD | EPA/CAMD | [14 empty] | 10938.7017 | 3407777.28 | 5084.676 | 0 | 0 | 0 | 0 | 0 | 0 | 0 | 0 | 0 | 3412861.956 | 0 | 0 | 3412861.956 | 0 | 0.99851 | 0.0014899 | 0 | 0 | 0 | 0 | 0 | 0 | 0 | 0 | 0 | 1 | 0 | 0 | 1 | 0 | Yes |  | 29512741.38 | 3095292.173 | 2273.81 | 8205.488 |  | https://www.google.com/maps/@?api=1&map_action=map&center=28.712800000000001%2C-97.214167000000003&zoom=17&basemap=satellite | 694 | [118 empty] | 0.27 |  |  | 46 |  |  | 0.35 | 0.28 |  |  | 48 |  |  | 0.4 | 0.26 |  |  | 48 |  |  | 0.3 | 0 |  |  | 0 |  |  | 0.05 | 0.02 |  |  | 17 |  |  | 0.12 | 0.02 |  |  | 22 |  |  | 0.06 | 0.16 |  |  | 52 |  |  | 0.16 | 139.9659 | 0.11064 | Coal | FRS_110000599692
1376 | 2335 | 2021 | CT | Covanta Bristol Energy | 50648 | Connecticut Light & Power Co | 4176 | Covanta Bristol Inc | 4474 | IPP Non-CHP | ISO New England Inc. | ISNE | NPCC | NEWE | NPCC New England | ISONE | 9 | 3 | Hartford | 41.6492 | -72.9153 | 2 | 1 | MSW | BIOMASS |  | 0.72285 | 16.3 | 0.12858 | Yes | [5 empty] | 1933727.556 | 839146.369 | 1933727.556 | 839146.369 | 103215 | 44790 | 197.094 | 84.932 | 45.657 | 106334.367 | 136420.043 | 17905.131 | 110707.482 |  | 3.819 | 3.792 | 0.885 | 2060.444 | 1.322 | 0.173 | 2145.182 |  | 0.204 | 0.202 | 0.047 | 109.979 | 0.071 | 0.009 | 114.502 |  | 3.819 | 3.792 | 0.885 | 2060.444 | 1.322 | 0.173 | 2145.182 |  | 197.094 | 84.932 | 45.657 | 193333.322 | 136420.043 | 17905.131 |  | 1933727.556 | 839146.369 | 1933727.556 | 839146.369 | EIA | EIA | EIA | EIA | EIA | EIA | -- | EIA | EIA |  |  |  | 86998.955 | [10 empty] | 18734.947 | 0 | 0 | 0 | 0 | 0 | 46446.349 | 0 | 0 | 0 | 56768.651 | 0 | 56768.651 | 46446.349 | 46446.349 | 103215 | 0 | 0 | 0 | 0 | 0 | 0 | 0.45 | 0 | 0 | 0 | 0.55 | 0 | 0.55 | 0.45 | 0.45 | 1 | 0 | [7 empty] | https://www.google.com/maps/@?api=1&map_action=map&center=41.6492%2C-72.915300000000002&zoom=17&basemap=satellite | 52185 | [118 empty] | 0.25 |  |  | 43 |  |  | 0.35 | 0.26 |  |  | 46 |  |  | 0.4 | 0.25 |  |  | 46 |  |  | 0.3 | 0.04 |  |  | 73 |  |  | 0.05 | 0.1 |  |  | 55 |  |  | 0.12 | 0.05 |  |  | 52 |  |  | 0.06 | 0.17 |  |  | 57 |  |  | 0.16 |  |  | Biomass | FRS_110034186734
1377 | 10121 | 2021 | TX | J T Deely | 6181 | City of San Antonio - (TX) | 16604 | City of San Antonio - (TX) | 16604 | Electric Utility | Electric Reliability Council of Texas, Inc. | ERCO | TRE | ERCT | ERCOT All | ERCOT | 48 | 29 | Bexar | 29.3081 | -98.3228 | 2 | 2 | SUB | COAL | Yes | 0 | 932 | [8 empty] | 0 |  | 0 | -5118 | -2494 | 0 |  | 0 | 0 |  |  |  |  | 0 | 0 | 0 | 0 | 0 | 0 | 0 | [9 empty] | 0 |  | 0 | 0 | 0 | 0 | 0 | [9 empty] | 0 |  | 0 | [6 empty] | -- |  | EPA/CAMD | [15 empty] | -2559 | 0 | -2559 | 0 | 0 | 0 | 0 | 0 | 0 | 0 | 0 | -5118 | 0 | 0 | -5118 | 0 | [16 empty] | Yes | [6 empty] | https://www.google.com/maps/@?api=1&map_action=map&center=29.308056000000001%2C-98.322800000000001&zoom=17&basemap=satellite | 3437 | [118 empty] | 0.51 |  |  | 75 |  |  | 0.35 | 0.6 |  |  | 73 |  |  | 0.4 | 0.42 |  |  | 71 |  |  | 0.3 | 0.06 |  |  | 77 |  |  | 0.05 | 0.21 |  |  | 81 |  |  | 0.12 | 0.06 |  |  | 58 |  |  | 0.06 | 0.14 |  |  | 45 |  |  | 0.16 |  | 0 | Coal | FRS_110000464916
1378 | 2336 | 2021 | CT | Covanta Southeastern Connecticut Company | 10646 | Connecticut Light & Power Co | 4176 | Covanta Southeastern Connecticut Company | 528 | IPP Non-CHP | ISO New England Inc. | ISNE | NPCC | NEWE | NPCC New England | ISONE | 9 | 11 | New London | 41.475 | -72.0688 | 2 | 1 | MSW | BIOMASS |  | 0.76367 | 18.3 | 0.060544 | Yes | [5 empty] | 2376885.319 | 951592.977 | 2376885.319 | 951592.977 | 122423 | 47837 | 320.879 | 133.273 | 51.648 | 132007.406 | 164556.8 | 21620.32 | 137285.794 |  | 5.242 | 5.572 | 0.844 | 2156.579 | 1.344 | 0.177 | 2242.81 |  | 0.27 | 0.28 | 0.043 | 111.076 | 0.069 | 0.009 | 115.517 |  | 5.242 | 5.572 | 0.844 | 2156.579 | 1.344 | 0.177 | 2242.81 |  | 320.879 | 133.273 | 51.648 | 236744.143 | 164556.8 | 21620.32 |  | 2376885.319 | 951592.977 | 2376885.319 | 951592.977 | EIA | EIA | EIA | EIA | EIA | EIA | -- | EIA | EIA |  |  |  | 104736.737 | [10 empty] | 19415.3494 | 0 | 2515.803 | 0 | 0 | 0 | 53958.065 | 0 | 0 | 0 | 65949.132 | 0 | 68464.935 | 53958.065 | 53958.065 | 122423 | 0 | 0 | 0.02055 | 0 | 0 | 0 | 0.44075 | 0 | 0 | 0 | 0.5387 | 0 | 0.55925 | 0.44075 | 0.44075 | 1 | 0 | [7 empty] | https://www.google.com/maps/@?api=1&map_action=map&center=41.475000000000001%2C-72.068799999999996&zoom=17&basemap=satellite | 16294 | [118 empty] | 0.28 |  |  | 48 |  |  | 0.35 | 0.35 |  |  | 55 |  |  | 0.4 | 0.22 |  |  | 40 |  |  | 0.3 | 0.04 |  |  | 70 |  |  | 0.05 | 0.11 |  |  | 60 |  |  | 0.12 | 0.06 |  |  | 57 |  |  | 0.06 | 0.15 |  |  | 49 |  |  | 0.16 |  |  | Biomass | FRS_110028034375
1379 | 2339 | 2021 | CT | CPV Towantic Energy Center | 56047 | Connecticut Light & Power Co | 4176 | CPV Towantic, LLC | 19002 | IPP Non-CHP | ISO New England Inc. | ISNE | NPCC | NEWE | NPCC New England | ISONE | 9 | 9 | New Haven | 41.4812 | -73.1231 | 2 | 3 | NG | GAS |  | 0.75334 | 841.5 | 0.077769 | [6 empty] | 36803163.04 | 16535632.78 | 36803163.04 | 16535632.78 | 5553265 | 2494020 | 105.993 | 46.952 | 11.043 | 2187581.049 | 80843.723 | 8098.134 | 2189798.218 |  | 0.038 | 0.038 | 0.004 | 787.854 | 0.015 | 0.001 | 788.653 |  | 0.006 | 0.006 | 0.001 | 118.88 | 0.002 | 0 | 119.001 |  | 0.038 | 0.038 | 0.004 | 787.854 | 0.015 | 0.001 | 788.653 |  | 105.993 | 46.952 | 11.043 | 2187581.049 | 80843.723 | 8098.134 |  | 36803163.04 | 16535632.78 | 36803163.04 | 16535632.78 | EPA/CAMD | EPA/CAMD | EPA/CAMD | EPA/CAMD | EIA | EIA | -- | EPA/CAMD | EPA/CAMD | [14 empty] | 6627.3018 | 0 | 3135.606 | 5550129.4 | 0 | 0 | 0 | 0 | 0 | 0 | 0 | 0 | 5553265.006 | 0 | 0 | 5553265.006 | 0 | 0 | 0.00056464 | 0.99944 | 0 | 0 | 0 | 0 | 0 | 0 | 0 | 0 | 1 | 0 | 0 | 1 | 0 | Yes |  | 32973206.43 | 1905602.064 | 92.424 | 9.892 |  | https://www.google.com/maps/@?api=1&map_action=map&center=41.481242999999999%2C-73.123108000000002&zoom=17&basemap=satellite | 12671 | [118 empty] | 0.16 |  |  | 23 |  |  | 0.35 | 0.22 |  |  | 41 |  |  | 0.4 | 0.1 |  |  | 17 |  |  | 0.3 | 0.05 |  |  | 75 |  |  | 0.05 | 0.06 |  |  | 38 |  |  | 0.12 | 0.06 |  |  | 62 |  |  | 0.06 | 0.21 |  |  | 70 |  |  | 0.16 | 14.2921 | 0.0053692 | Gas | FRS_110044175843
1380 | 10319 | 2021 | TX | San Miguel | 6183 | South Texas Electric Coop, Inc | 17583 | San Miguel Electric Coop, Inc | 16624 | Electric Utility | Electric Reliability Council of Texas, Inc. | ERCO | TRE | ERCT | ERCOT All | ERCOT | 48 | 13 | Atascosa | 28.7044 | -98.4775 | 1 | 1 | LIG | COAL | Yes | 0.52986 | 410 | 0.45023 | [6 empty] | 23705760.4 | 11965450.48 | 23705760.4 | 11965450.48 | 1903062 | 979852 | 1820.022 | 984.079 | 7578.593 | 2580844.827 | 632953.705 | 92080.765 | 2602476.782 |  | 1.913 | 2.009 | 7.965 | 2712.308 | 0.333 | 0.048 | 2735.042 |  | 0.154 | 0.164 | 0.639 | 217.74 | 0.027 | 0.004 | 219.565 |  | 1.913 | 2.009 | 7.965 | 2712.308 | 0.333 | 0.048 | 2735.041 |  | 1820.022 | 984.079 | 7578.593 | 2580844.827 | 632953.705 | 92080.765 |  | 23705760.4 | 11965450.48 | 23705760.4 | 11965450.48 | EPA/CAMD | EPA/CAMD | EPA/CAMD | EPA/CAMD | EIA | EIA | -- | EPA/CAMD | EPA/CAMD | [14 empty] | 12456.641 | 1899906.2 | 3155.82 | 0 | 0 | 0 | 0 | 0 | 0 | 0 | 0 | 0 | 1903062.02 | 0 | 0 | 1903062.02 | 0 | 0.99834 | 0.0016583 | 0 | 0 | 0 | 0 | 0 | 0 | 0 | 0 | 0 | 1 | 0 | 0 | 1 | 0 | Yes |  | 25009232.61 | 2722753.646 | 2017.502 | 9487.717 |  | https://www.google.com/maps/@?api=1&map_action=map&center=28.7044%2C-98.477500000000006&zoom=17&basemap=satellite | 6 | [118 empty] | 0.2 |  |  | 32 |  |  | 0.35 | 0.31 |  |  | 51 |  |  | 0.4 | 0.09 |  |  | 14 |  |  | 0.3 | 0 |  |  | 0 |  |  | 0.05 | 0.24 |  |  | 85 |  |  | 0.12 | 0 |  |  | 0 |  |  | 0.06 | 0.34 |  |  | 93 |  |  | 0.16 | 71.0615 | 0.061309 | Coal | FRS_110000464426
1381 | 2500 | 2021 | FL | Bayside Power Station | 7873 | Tampa Electric Co | 18454 | Tampa Electric Co | 18454 | Electric Utility | Tampa Electric Company | TEC | SERC | FRCC | FRCC All |  | 12 | 57 | Hillsborough | 27.9072 | -82.4231 | 15 | 13 | NG | GAS |  | 0.41002 | 2294 | 0.64997 | [6 empty] | 58533984.71 | 25429999.94 | 58533984.71 | 25429999.94 | 8239486 | 3555624 | 367.268 | 159.123 | 17.564 | 3478596.602 | 134591.353 | 13459.135 | 3482284.405 |  | 0.089 | 0.09 | 0.004 | 844.372 | 0.016 | 0.002 | 845.267 |  | 0.013 | 0.013 | 0.001 | 118.857 | 0.002 | 0 | 118.983 |  | 0.089 | 0.09 | 0.004 | 844.372 | 0.016 | 0.002 | 845.267 |  | 367.268 | 159.123 | 17.564 | 3478596.602 | 134591.353 | 13459.135 |  | 58533984.71 | 25429999.94 | 58533984.71 | 25429999.94 | EPA/CAMD | EPA/CAMD | EPA/CAMD | EPA/CAMD | EIA | EIA | -- | EPA/CAMD | EPA/CAMD | [14 empty] | 7104.0821 | 0 | 0 | 8239486 | 0 | 0 | 0 | 0 | 0 | 0 | 0 | 0 | 8239486 | 0 | 0 | 8239486 | 0 | 0 | 0 | 1 | 0 | 0 | 0 | 0 | 0 | 0 | 0 | 0 | 1 | 0 | 0 | 1 | 0 | Yes |  | 54720782.63 | 3251976.647 | 350.01 | 16.416 |  | https://www.google.com/maps/@?api=1&map_action=map&center=27.9072%2C-82.423100000000005&zoom=17&basemap=satellite | 16075 | [118 empty] | 0.32 |  |  | 55 |  |  | 0.35 | 0.37 |  |  | 57 |  |  | 0.4 | 0.28 |  |  | 50 |  |  | 0.3 | 0.05 |  |  | 74 |  |  | 0.05 | 0.1 |  |  | 55 |  |  | 0.12 | 0.05 |  |  | 55 |  |  | 0.06 | 0.13 |  |  | 40 |  |  | 0.16 | 186.4515 | 0.049238 | Gas | FRS_110069998644
1382 | 4122 | 2021 | LA | Brame Energy Center | 6190 | Cleco Power LLC | 3265 | Cleco Power LLC | 3265 | Electric Utility | Midcontinent Independent Transmission System Operator, Inc.. | MISO | SERC | SPSO | SPP South | MISO | 22 | 79 | Rapides | 31.395 | -92.7167 | 4 | 3 | SUB | COAL | Yes | 0.40383 | 1707.3 | 0.66028 | [6 empty] | 66738478.88 | 31957346.65 | 66738478.88 | 31957346.65 | 6039660 | 2880713 | 3866.872 | 1952.569 | 5570.494 | 6794974.948 | 974036.991 | 150382.617 | 6829557.42 |  | 1.28 | 1.356 | 1.845 | 2250.118 | 0.161 | 0.025 | 2261.57 |  | 0.116 | 0.122 | 0.167 | 203.63 | 0.015 | 0.002 | 204.666 |  | 1.28 | 1.356 | 1.845 | 2250.118 | 0.161 | 0.025 | 2261.57 |  | 3866.872 | 1952.569 | 5570.494 | 6794974.948 | 974036.991 | 150382.617 |  | 66738478.88 | 31957346.65 | 66738478.88 | 31957346.65 | EPA/CAMD | EPA/CAMD | EPA/CAMD | EPA/CAMD | EIA | EIA | -- | EPA/CAMD | EPA/CAMD | [14 empty] | 11050.0391 | 3086769.79 | 2455937 | 496953.19 | 0 | 0 | 0 | 0 | 0 | 0 | 0 | 0 | 6039659.98 | 0 | 0 | 6039659.98 | 0 | 0.51108 | 0.40663 | 0.082282 | 0 | 0 | 0 | 0 | 0 | 0 | 0 | 0 | 1 | 0 | 0 | 1 | 0 | Yes |  | 62201844.74 | 6245322.47 | 4159.07 | 5357.282 |  | https://www.google.com/maps/@?api=1&map_action=map&center=31.395%2C-92.716667000000001&zoom=17&basemap=satellite | 1508 | [118 empty] | 0.62 |  |  | 84 |  |  | 0.35 | 0.68 |  |  | 77 |  |  | 0.4 | 0.55 |  |  | 84 |  |  | 0.3 | 0.01 |  |  | 58 |  |  | 0.05 | 0.15 |  |  | 70 |  |  | 0.12 | 0.1 |  |  | 85 |  |  | 0.06 | 0.09 |  |  | 22 |  |  | 0.16 | 129.79 | 0.053456 | Coal | FRS_110000450627
1383 | 2340 | 2021 | CT | CT Resource Rec Authority Facility | 54945 | Connecticut Light & Power Co | 4176 | NAES Corp | 4426 | IPP Non-CHP | ISO New England Inc. | ISNE | NPCC | NEWE | NPCC New England | ISONE | 9 | 3 | Hartford | 41.7505 | -72.653 | 3 | 2 | MSW | BIOMASS |  | 0.31607 | 90 | 0.80655 | Yes | [5 empty] | 6170195.682 | 2710700.405 | 6170195.682 | 2710700.405 | 249189 | 106211 | 703.66 | 307.097 | 65.911 | 339384.279 | 433487.008 | 56893.349 | 353279.976 |  | 5.648 | 5.783 | 0.529 | 2723.911 | 1.74 | 0.228 | 2835.438 |  | 0.228 | 0.227 | 0.021 | 110.008 | 0.07 | 0.009 | 114.512 |  | 5.648 | 5.783 | 0.529 | 2723.911 | 1.74 | 0.228 | 2835.438 |  | 703.66 | 307.097 | 65.911 | 615795.9 | 433487.008 | 56893.349 |  | 6170195.682 | 2710700.405 | 6170195.682 | 2710700.405 | EIA | EIA | EIA | EIA | EIA | EIA | -- | EIA | EIA |  |  |  | 276411.621 | [10 empty] | 24761.1085 | 0 | 0 | 1058.453 | 0 | 0 | 111658.49 | 0 | 0 | 0 | 136472.05 | 0 | 137530.503 | 111658.49 | 111658.49 | 249188.993 | 0 | 0 | 0 | 0.0042476 | 0 | 0 | 0.44809 | 0 | 0 | 0 | 0.54766 | 0 | 0.55191 | 0.44809 | 0.44809 | 1 | 0 | [7 empty] | https://www.google.com/maps/@?api=1&map_action=map&center=41.750520999999999%2C-72.652981999999994&zoom=17&basemap=satellite | 130061 | [118 empty] | 0.64 |  |  | 85 |  |  | 0.35 | 0.79 |  |  | 83 |  |  | 0.4 | 0.48 |  |  | 78 |  |  | 0.3 | 0.15 |  |  | 90 |  |  | 0.05 | 0.24 |  |  | 86 |  |  | 0.12 | 0.06 |  |  | 62 |  |  | 0.06 | 0.12 |  |  | 34 |  |  | 0.16 |  |  | Biomass | FRS_110002395505
1384 | 10082 | 2021 | TX | Harrington Station | 6193 | Southwestern Public Service Co | 17718 | Southwestern Public Service Co | 17718 | Electric Utility | Southwest Power Pool | SWPP | MRO | SPSO | SPP South |  | 48 | 375 | Potter | 35.2982 | -101.7472 | 3 | 3 | SUB | COAL | Yes | 0.51591 | 1080 | 0.47349 | [6 empty] | 52668535.25 | 26047722.55 | 52668535.25 | 26047722.55 | 4880877 | 2436918 | 4042.799 | 2015.635 | 12703.177 | 5510162.139 | 1265532.333 | 184041.81 | 5553403.523 |  | 1.657 | 1.654 | 5.205 | 2257.857 | 0.259 | 0.038 | 2275.576 |  | 0.154 | 0.155 | 0.482 | 209.239 | 0.024 | 0.003 | 210.881 |  | 1.657 | 1.654 | 5.205 | 2257.857 | 0.259 | 0.038 | 2275.576 |  | 4042.799 | 2015.635 | 12703.177 | 5510162.139 | 1265532.333 | 184041.81 |  | 52668535.25 | 26047722.55 | 52668535.25 | 26047722.55 | EPA/CAMD | EPA/CAMD | EPA/CAMD | EPA/CAMD | EIA | EIA | -- | EPA/CAMD | EPA/CAMD | [14 empty] | 10790.7934 | 4848193.7 | 0 | 32683.292 | 0 | 0 | 0 | 0 | 0 | 0 | 0 | 0 | 4880876.992 | 0 | 0 | 4880876.992 | 0 | 0.9933 | 0 | 0.0066962 | 0 | 0 | 0 | 0 | 0 | 0 | 0 | 0 | 1 | 0 | 0 | 1 | 0 | Yes |  | 49090639.18 | 5138540.752 | 4170.736 | 15579.11 |  | https://www.google.com/maps/@?api=1&map_action=map&center=35.298160000000003%2C-101.747187&zoom=17&basemap=satellite | 550 | [118 empty] | 0.3 |  |  | 51 |  |  | 0.35 | 0.32 |  |  | 52 |  |  | 0.4 | 0.28 |  |  | 50 |  |  | 0.3 | 0.02 |  |  | 65 |  |  | 0.05 | 0.05 |  |  | 32 |  |  | 0.12 | 0.03 |  |  | 33 |  |  | 0.06 | 0.23 |  |  | 76 |  |  | 0.16 | 63.3205 | 0.037858 | Coal | FRS_110042010999
1385 | 2341 | 2021 | CT | Danbury Hospital Cogen Plant | 58152 | Connecticut Light & Power Co | 4176 | Danbury Hospital | 58120 | Commercial CHP | ISO New England Inc. | ISNE | NPCC | NEWE | NPCC New England | ISONE | 9 | 1 | Fairfield | 41.4053 | -73.4475 | 1 | 1 | NG | GAS |  | 0.77485 | 4.3 | 0.041919 |  | Yes | 204096.8 | 0.488 | 0.39422 |  | 155569.664 | 68437.816 | 155569.664 | 68437.816 | 29187 | 12840 | 24.308 | 10.693 | 0.249 | 9092.196 | 342.973 | 34.297 | 9101.593 |  | 1.666 | 1.666 | 0.017 | 623.031 | 0.012 | 0.001 | 623.674 |  | 0.312 | 0.312 | 0.003 | 116.889 | 0.002 | 0 | 117.01 |  | 1.666 | 1.666 | 0.017 | 623.031 | 0.012 | 0.001 | 623.674 |  | 61.66 | 27.125 | 0.631 | 23063.614 | 869.998 | 87 |  | 394624 | 173602 | 394624 | 173602 | EIA | EIA | EIA | EIA | EIA | EIA | -- | EIA | EIA | [6 empty] | 239054.336 | 105164.184 | 37.352 | 16.432 | 0.382 | 13971.418 | 527.025 | 52.703 | 5330.1012 | 0 | 0 | 29187 | 0 | 0 | 0 | 0 | 0 | 0 | 0 | 0 | 29187 | 0 | 0 | 29187 | 0 | 0 | 0 | 1 | 0 | 0 | 0 | 0 | 0 | 0 | 0 | 0 | 1 | 0 | 0 | 1 | 0 | [7 empty] | https://www.google.com/maps/@?api=1&map_action=map&center=41.405278000000003%2C-73.447500000000005&zoom=17&basemap=satellite | 78250 | [118 empty] | 0.4 |  |  | 65 |  |  | 0.35 | 0.5 |  |  | 67 |  |  | 0.4 | 0.3 |  |  | 54 |  |  | 0.3 | 0.12 |  |  | 87 |  |  | 0.05 | 0.17 |  |  | 74 |  |  | 0.12 | 0.06 |  |  | 60 |  |  | 0.06 | 0.14 |  |  | 45 |  |  | 0.16 | 0.08014 | 0.0053034 | Gas | FRS_110001403348
1386 | 10396 | 2021 | TX | Tolk Station | 6194 | Southwestern Public Service Co | 17718 | Southwestern Public Service Co | 17718 | Electric Utility | Southwest Power Pool | SWPP | MRO | SPSO | SPP South |  | 48 | 279 | Lamb | 34.1865 | -102.57 | 2 | 2 | SUB | COAL | Yes | 0.25045 | 1135.8 | 0.91592 | [6 empty] | 28136029.66 | 18575654.31 | 28136029.66 | 18575654.31 | 2491884 | 1619719 | 2489.179 | 1669.277 | 6914.594 | 2940694.114 | 638189.199 | 92791.309 | 2962497.384 |  | 1.998 | 2.061 | 5.55 | 2360.218 | 0.256 | 0.037 | 2377.717 |  | 0.177 | 0.18 | 0.492 | 209.034 | 0.023 | 0.003 | 210.584 |  | 1.998 | 2.061 | 5.55 | 2360.218 | 0.256 | 0.037 | 2377.717 |  | 2489.179 | 1669.277 | 6914.594 | 2940694.114 | 638189.199 | 92791.309 |  | 28136029.66 | 18575654.31 | 28136029.66 | 18575654.31 | EPA/CAMD | EPA/CAMD | EPA/CAMD | EPA/CAMD | EIA | EIA | -- | EPA/CAMD | EPA/CAMD | [14 empty] | 11291.0674 | 2460042.1 | 0 | 31841.86 | 0 | 0 | 0 | 0 | 0 | 0 | 0 | 0 | 2491883.96 | 0 | 0 | 2491883.96 | 0 | 0.98722 | 0 | 0.012778 | 0 | 0 | 0 | 0 | 0 | 0 | 0 | 0 | 1 | 0 | 0 | 1 | 0 | Yes |  | 28672199.9 | 2999378.994 | 2515.007 | 8669.619 |  | https://www.google.com/maps/@?api=1&map_action=map&center=34.186494000000003%2C-102.56999&zoom=17&basemap=satellite | 13 | [118 empty] | 0.63 |  |  | 85 |  |  | 0.35 | 0.66 |  |  | 76 |  |  | 0.4 | 0.6 |  |  | 88 |  |  | 0.3 | 0.08 |  |  | 82 |  |  | 0.05 | 0.25 |  |  | 86 |  |  | 0.12 | 0.04 |  |  | 40 |  |  | 0.06 | 0.16 |  |  | 52 |  |  | 0.16 | 27.0353 | 0.02908 | Coal | FRS_110000600056
1387 | 2345 | 2021 | CT | Digital Fairfield | 62455 | United Illuminating Co | 19497 | Bloom Energy | 57128 | IPP Non-CHP | ISO New England Inc. | ISNE | RFC | NEWE | NPCC New England | ISONE | 9 | 1 | Fairfield | 41.2402 | -73.146 | 1 | 1 | NG | GAS |  | 0.75531 | 2 | 0.074486 | [8 empty] | 101403 | 44609 | 13233 | 5821 | 0 |  | 0 | 0 | [37 empty] | 101403 | 44609 | [6 empty] | -- | EIA | EIA | [15 empty] | 0 | 0 | 13233 | 0 | 0 | 0 | 0 | 0 | 0 | 0 | 0 | 13233 | 0 | 0 | 13233 | 0 | 0 | 0 | 1 | 0 | 0 | 0 | 0 | 0 | 0 | 0 | 0 | 1 | 0 | 0 | 1 | 0 | [7 empty] | https://www.google.com/maps/@?api=1&map_action=map&center=41.240189999999998%2C-73.146029999999996&zoom=17&basemap=satellite | 64770 | [118 empty] | 0.3 |  |  | 52 |  |  | 0.35 | 0.43 |  |  | 62 |  |  | 0.4 | 0.17 |  |  | 32 |  |  | 0.3 | 0.07 |  |  | 80 |  |  | 0.05 | 0.09 |  |  | 54 |  |  | 0.12 | 0.05 |  |  | 51 |  |  | 0.06 | 0.19 |  |  | 65 |  |  | 0.16 | 0 | 0 | Gas | FRS_110070665547
1388 | 6046 | 2021 | MO | John Twitty Energy Center | 6195 | City Utilities of Springfield - (MO) | 17833 | City Utilities of Springfield - (MO) | 17833 | Electric Utility | Southwest Power Pool | SWPP | MRO | SPSO | SPP South |  | 29 | 77 | Greene | 37.1517 | -93.388 | 6 | 4 | SUB | COAL | Yes | 0.46914 | 603 | 0.55144 | [6 empty] | 25492962.24 | 13198917.73 | 25492962.24 | 13198917.73 | 2478117 | 1268317 | 1111.261 | 624.817 | 2497.961 | 2615672.252 | 590205.112 | 85712.837 | 2635821.029 |  | 0.897 | 0.985 | 2.016 | 2111.016 | 0.238 | 0.035 | 2127.277 |  | 0.087 | 0.095 | 0.196 | 205.207 | 0.023 | 0.003 | 206.788 |  | 0.897 | 0.985 | 2.016 | 2111.016 | 0.238 | 0.035 | 2127.277 |  | 1111.261 | 624.817 | 2497.961 | 2615672.252 | 590205.112 | 85712.837 |  | 25492962.24 | 13198917.73 | 25492962.24 | 13198917.73 | EPA/CAMD | EPA/CAMD | EPA/CAMD | EPA/CAMD | EIA | EIA | -- | EPA/CAMD | EPA/CAMD | [14 empty] | 10287.2309 | 2371363.8 | 0 | 106753.233 | 0 | 0 | 0 | 0 | 0 | 0 | 0 | 0 | 2478117.033 | 0 | 0 | 2478117.033 | 0 | 0.95692 | 0 | 0.043078 | 0 | 0 | 0 | 0 | 0 | 0 | 0 | 0 | 1 | 0 | 0 | 1 | 0 | Yes |  | 26835772.45 | 2741291.62 | 1258.297 | 3152.837 |  | https://www.google.com/maps/@?api=1&map_action=map&center=37.151705999999997%2C-93.388040000000004&zoom=17&basemap=satellite | 27361 | [118 empty] | 0.23 |  |  | 39 |  |  | 0.35 | 0.15 |  |  | 31 |  |  | 0.4 | 0.31 |  |  | 56 |  |  | 0.3 | 0.01 |  |  | 60 |  |  | 0.05 | 0.04 |  |  | 30 |  |  | 0.12 | 0.06 |  |  | 60 |  |  | 0.06 | 0.16 |  |  | 53 |  |  | 0.16 | 89.2069 | 0.10907 | Coal | FRS_110055026396
1389 | 2348 | 2021 | CT | Fairfield University CHP Plant | 56928 | United Illuminating Co | 19497 | Fairfield University | 56143 | Commercial CHP | ISO New England Inc. | ISNE | NPCC | NEWE | NPCC New England | ISONE | 9 | 1 | Fairfield | 41.1589 | -73.2572 | 1 | 1 | NG | GAS |  | 0.56182 | 4.5 | 0.39696 |  | Yes | 51265.6 | 1.474 | 0.66283 |  | 145279.618 | 63909.934 | 145279.618 | 63909.934 | 22147 | 9743 | 22.59 | 9.937 | 0.232 | 8490.799 | 320.287 | 32.029 | 8499.574 |  | 2.04 | 2.04 | 0.021 | 766.767 | 0.014 | 0.001 | 767.56 |  | 0.311 | 0.311 | 0.003 | 116.889 | 0.002 | 0 | 117.01 |  | 2.04 | 2.04 | 0.021 | 766.767 | 0.014 | 0.001 | 767.56 |  | 34.081 | 14.992 | 0.35 | 12809.813 | 483.207 | 48.321 |  | 219179 | 96419 | 219179 | 96419 | EIA | EIA | EIA | EIA | EIA | EIA | -- | EIA | EIA | [6 empty] | 73899.382 | 32509.066 | 11.491 | 5.055 | 0.118 | 4319.014 | 162.92 | 16.292 | 6559.7877 | 0 | 0 | 22147 | 0 | 0 | 0 | 0 | 0 | 0 | 0 | 0 | 22147 | 0 | 0 | 22147 | 0 | 0 | 0 | 1 | 0 | 0 | 0 | 0 | 0 | 0 | 0 | 0 | 1 | 0 | 0 | 1 | 0 | [7 empty] | https://www.google.com/maps/@?api=1&map_action=map&center=41.158900000000003%2C-73.257199999999997&zoom=17&basemap=satellite | 76762 | [118 empty] | 0.31 |  |  | 53 |  |  | 0.35 | 0.36 |  |  | 56 |  |  | 0.4 | 0.24 |  |  | 43 |  |  | 0.3 | 0.06 |  |  | 78 |  |  | 0.05 | 0.11 |  |  | 59 |  |  | 0.12 | 0.06 |  |  | 58 |  |  | 0.06 | 0.13 |  |  | 40 |  |  | 0.16 | 0.076763 | 0.006359 | Gas | FRS_110002475955
1390 | 2350 | 2021 | CT | FDX010.0 FedEx Fuel Cell | 64753 | NSTAR Electric Company | 54913 | 2016 ESA Project Company, LLC | 62150 | IPP Non-CHP | ISO New England Inc. | ISNE | NPCC | NEWE | NPCC New England | ISONE | 9 | 7 | Middlesex | 41.5948 | -72.7132 | 1 | 1 | NG | GAS |  | 0.89304 | 1 | 0 | [8 empty] | 57442 | 25270 | 7823 | 3441 | 0 |  | 0 | 0 | [37 empty] | 57442 | 25270 | [6 empty] | -- | EIA | EIA | [15 empty] | 0 | 0 | 7823 | 0 | 0 | 0 | 0 | 0 | 0 | 0 | 0 | 7823 | 0 | 0 | 7823 | 0 | 0 | 0 | 1 | 0 | 0 | 0 | 0 | 0 | 0 | 0 | 0 | 1 | 0 | 0 | 1 | 0 | [7 empty] | https://www.google.com/maps/@?api=1&map_action=map&center=41.594799999999999%2C-72.713160000000002&zoom=17&basemap=satellite | 32677 | [118 empty] | 0.19 |  |  | 31 |  |  | 0.35 | 0.26 |  |  | 46 |  |  | 0.4 | 0.13 |  |  | 23 |  |  | 0.3 | 0.04 |  |  | 72 |  |  | 0.05 | 0.06 |  |  | 37 |  |  | 0.12 | 0.05 |  |  | 51 |  |  | 0.06 | 0.17 |  |  | 56 |  |  | 0.16 | 0 | 0 | Gas | FRS_
1391 | 2352 | 2021 | CT | Fort Hill 1, 2, 3 & 4 | 57599 | Mohegan Tribal Utility Authority | 49826 | Connecticut Mun Elec Engy Coop | 4180 | Electric Utility | ISO New England Inc. | ISNE | NPCC | NEWE | NPCC New England | ISONE | 9 | 11 | New London | 41.4711 | -72.1022 | 4 | 4 | DFO | OIL |  | 0.00821 | 10.4 | 1 | [6 empty] | 7454 | 3450 | 7454 | 3450 | 748 | 348 | 11.94 | 5.528 | 1.081 | 608.716 | 49.3 | 9.86 | 610.801 |  | 31.925 | 31.77 | 2.89 | 1627.583 | 0.066 | 0.013 | 1633.159 |  | 3.204 | 3.205 | 0.29 | 163.326 | 0.007 | 0.001 | 163.886 |  | 31.925 | 31.77 | 2.89 | 1627.583 | 0.066 | 0.013 | 1633.159 |  | 11.94 | 5.528 | 1.081 | 608.716 | 49.3 | 9.86 |  | 7454 | 3450 | 7454 | 3450 | EIA | EIA | EIA | EIA | EIA | EIA | -- | EIA | EIA | [14 empty] | 9965.2406 | 0 | 748 | 0 | 0 | 0 | 0 | 0 | 0 | 0 | 0 | 0 | 748 | 0 | 0 | 748 | 0 | 0 | 1 | 0 | 0 | 0 | 0 | 0 | 0 | 0 | 0 | 0 | 1 | 0 | 0 | 1 | 0 | [7 empty] | https://www.google.com/maps/@?api=1&map_action=map&center=41.4711%2C-72.102199999999996&zoom=17&basemap=satellite | 18913 | [118 empty] | 0.26 |  |  | 45 |  |  | 0.35 | 0.33 |  |  | 53 |  |  | 0.4 | 0.2 |  |  | 36 |  |  | 0.3 | 0.03 |  |  | 70 |  |  | 0.05 | 0.12 |  |  | 62 |  |  | 0.12 | 0.04 |  |  | 41 |  |  | 0.06 | 0.15 |  |  | 49 |  |  | 0.16 | 1.328 | 3.0706 | Oil | FRS_110045007372
1392 | 2353 | 2021 | CT | Foxwoods CoGen | 57666 | Connecticut Light & Power Co | 4176 | Foxwoods Resort Casino | 56992 | Commercial CHP | ISO New England Inc. | ISNE | NPCC | NEWE | NPCC New England | ISONE | 9 | 11 | New London | 41.4731 | -71.9606 | 3 | 3 | NG | GAS |  | 0.07558 | 16.2 | 1 |  | Yes | 45826.4 | 0.799 | 0.51577 |  | 59483.307 | 0 | 59483.307 | 0 | 10726.26 | 4718.643 | 9.151 | 4.026 | 0.095 | 3476.474 | 131.138 | 13.114 | 3480.067 |  | 1.706 | 1.706 | 0.018 | 648.217 | 0.012 | 0.001 | 648.887 |  | 0.308 |  | 0.003 | 116.889 | 0.002 | 0 | 117.01 |  | 1.706 | 1.706 | 0.018 | 648.217 | 0.012 | 0.001 | 648.887 |  | 17.743 | 7.805 | 0.184 | 6740.333 | 254.255 | 25.425 |  | 115328.72 | 0 | 115328.72 | 0 | EIA | EIA | EIA | EIA | EIA | EIA | -- | [8 empty] | 55845.413 | 0 | 8.592 | 3.779 | 0.089 | 3263.859 | 123.117 | 12.312 | 5545.5776 | 0 | 0 | 10726.26 | 0 | 0 | 0 | 0 | 0 | 0 | 0 | 0 | 10726.26 | 0 | 0 | 10726.26 | 0 | 0 | 0 | 1 | 0 | 0 | 0 | 0 | 0 | 0 | 0 | 0 | 1 | 0 | 0 | 1 | 0 | [7 empty] | https://www.google.com/maps/@?api=1&map_action=map&center=41.473100000000002%2C-71.960599999999999&zoom=17&basemap=satellite | 5387 | [118 empty] | 0.17 |  |  | 26 |  |  | 0.35 | 0.24 |  |  | 44 |  |  | 0.4 | 0.1 |  |  | 18 |  |  | 0.3 | 0.03 |  |  | 67 |  |  | 0.05 | 0.02 |  |  | 18 |  |  | 0.12 | 0.07 |  |  | 64 |  |  | 0.06 | 0.14 |  |  | 42 |  |  | 0.16 | 0.18394 | 0.034278 | Gas | FRS_110045007979
1393 | 3829 | 2021 | IN | Merom | 6213 | Hoosier Energy R E C, Inc | 9267 | Hoosier Energy R E C, Inc | 9267 | Electric Utility | Midcontinent Independent Transmission System Operator, Inc.. | MISO | RFC | RFCW | RFC West | MISO | 18 | 153 | Sullivan | 39.0694 | -87.5108 | 2 | 2 | BIT | COAL | Yes | 0.55723 | 1080 | 0.40462 | [6 empty] | 57977897.18 | 32290355.2 | 57977897.18 | 32290355.2 | 5271798 | 2943601 | 1736.622 | 965.705 | 3866.817 | 5948531.124 | 1332675.96 | 193863.935 | 5994075.3 |  | 0.659 | 0.656 | 1.467 | 2256.737 | 0.253 | 0.037 | 2274.016 |  | 0.06 | 0.06 | 0.133 | 205.2 | 0.023 | 0.003 | 206.771 |  | 0.659 | 0.656 | 1.467 | 2256.737 | 0.253 | 0.037 | 2274.016 |  | 1736.622 | 965.705 | 3866.817 | 5948531.124 | 1332675.96 | 193863.935 |  | 57977897.18 | 32290355.2 | 57977897.18 | 32290355.2 | EPA/CAMD | EPA/CAMD | EPA/CAMD | EPA/CAMD | EIA | EIA | -- | EPA/CAMD | EPA/CAMD | [14 empty] | 10997.7464 | 5266376.3 | 5421.69 | 0 | 0 | 0 | 0 | 0 | 0 | 0 | 0 | 0 | 5271797.99 | 0 | 0 | 5271797.99 | 0 | 0.99897 | 0.0010284 | 0 | 0 | 0 | 0 | 0 | 0 | 0 | 0 | 0 | 1 | 0 | 0 | 1 | 0 | Yes |  | 57838228.04 | 5934203.353 | 1717.841 | 4004.915 |  | https://www.google.com/maps/@?api=1&map_action=map&center=39.069400000000002%2C-87.510800000000003&zoom=17&basemap=satellite | 441 | [118 empty] | 0.16 |  |  | 24 |  |  | 0.35 | 0.07 |  |  | 17 |  |  | 0.4 | 0.26 |  |  | 47 |  |  | 0.3 | 0 |  |  | 0 |  |  | 0.05 | 0.12 |  |  | 64 |  |  | 0.12 | 0.1 |  |  | 83 |  |  | 0.06 | 0.2 |  |  | 68 |  |  | 0.16 | 17.2698 | 0.013361 | Coal | FRS_110000592831
1394 | 2356 | 2021 | CT | Frito Lay Incorporated | 58664 | Connecticut Light & Power Co | 4176 | Frito Lay Incorporated Dayville | 58607 | Industrial Non-CHP | ISO New England Inc. | ISNE | NPCC | NEWE | NPCC New England | ISONE | 9 | 15 | Windham | 41.8628 | -71.8917 | 1 | 1 | NG | GAS |  | 0.61334 | 4.6 | 0.31111 | [6 empty] | 389435 | 173021 | 389435 | 173021 | 24715 | 11622 | 60.909 | 27.061 | 0.622 | 22760.345 | 858.558 | 85.856 | 22783.869 |  | 4.929 | 4.657 | 0.05 | 1841.824 | 0.035 | 0.003 | 1843.728 |  | 0.313 | 0.313 | 0.003 | 116.889 | 0.002 | 0 | 117.01 |  | 4.929 | 4.657 | 0.05 | 1841.853 | 0.035 | 0.003 | 1843.756 |  | 60.909 | 27.061 | 0.622 | 22760.345 | 858.558 | 85.856 |  | 389435 | 173021 | 389435 | 173021 | EIA | EIA | EIA | EIA | EIA | EIA | -- | EIA | EIA | [14 empty] | 15757.2724 | 0 | 0 | 24714.62 | 0 | 0 | 0 | 0 | 0 | 0 | 0 | 0 | 24714.62 | 0 | 0 | 24714.62 | 0 | 0 | 0 | 1 | 0 | 0 | 0 | 0 | 0 | 0 | 0 | 0 | 1 | 0 | 0 | 1 | 0 | [7 empty] | https://www.google.com/maps/@?api=1&map_action=map&center=41.862777999999999%2C-71.891666999999998&zoom=17&basemap=satellite | 7741 | [118 empty] | 0.16 |  |  | 24 |  |  | 0.35 | 0.09 |  |  | 23 |  |  | 0.4 | 0.24 |  |  | 43 |  |  | 0.3 | 0 |  |  | 0 |  |  | 0.05 | 0.11 |  |  | 60 |  |  | 0.12 | 0.06 |  |  | 61 |  |  | 0.06 | 0.17 |  |  | 56 |  |  | 0.16 | 0.18587 | 0.016069 | Gas | FRS_110001404864
1395 | 3065 | 2021 | IA | Durant | 6220 | City of Durant - (IA) | 5529 | City of Durant - (IA) | 5529 | Electric Utility | Midcontinent Independent Transmission System Operator, Inc.. | MISO | MRO | MROW | MRO West | MISO | 19 | 31 | Cedar | 41.5998 | -90.912 | 2 | 2 | DFO | OIL |  | 0.00119 | 4.4 | 1 | [6 empty] | 454 | 140 | 454 | 140 | 46.06 | 14.583 | 0.727 | 0.224 | 0.066 | 37.075 | 3.003 | 0.601 | 37.202 |  | 31.568 | 30.721 | 2.857 | 1609.857 | 0.065 | 0.013 | 1615.372 |  | 3.203 | 3.2 | 0.29 | 163.326 | 0.007 | 0.001 | 163.886 |  | 31.568 | 30.721 | 2.857 | 1609.857 | 0.065 | 0.013 | 1615.372 |  | 0.727 | 0.224 | 0.066 | 37.075 | 3.003 | 0.601 |  | 454 | 140 | 454 | 140 | EIA | EIA | EIA | EIA | EIA | EIA | -- | EIA | EIA | [14 empty] | 9856.7086 | 0 | 46.06 | 0 | 0 | 0 | 0 | 0 | 0 | 0 | 0 | 0 | 46.06 | 0 | 0 | 46.06 | 0 | 0 | 1 | 0 | 0 | 0 | 0 | 0 | 0 | 0 | 0 | 0 | 1 | 0 | 0 | 1 | 0 | [7 empty] | https://www.google.com/maps/@?api=1&map_action=map&center=41.599760000000003%2C-90.911950000000004&zoom=17&basemap=satellite | 2206 | [118 empty] | 0.15 |  |  | 21 |  |  | 0.35 | 0.07 |  |  | 17 |  |  | 0.4 | 0.23 |  |  | 42 |  |  | 0.3 | 0 |  |  | 0 |  |  | 0.05 | 0.04 |  |  | 29 |  |  | 0.12 | 0.04 |  |  | 41 |  |  | 0.06 | 0.17 |  |  | 55 |  |  | 0.16 | 0.031155 | 3.1791 | Oil | FRS_110001398924
1396 | 2358 | 2021 | CT | Gary Court 1 & 2 | 57601 | Groton Dept of Utilities - (CT) | 7716 | Connecticut Mun Elec Engy Coop | 4180 | Electric Utility | ISO New England Inc. | ISNE | NPCC | NEWE | NPCC New England | ISONE | 9 | 11 | New London | 41.3367 | -72.02 | 2 | 2 | DFO | OIL |  | 0.01111 | 5.2 | 1 | [6 empty] | 5046 | 1612 | 5046 | 1612 | 506 | 162 | 8.08 | 2.582 | 0.732 | 412.07 | 33.374 | 6.675 | 413.482 |  | 31.937 | 31.877 | 2.892 | 1628.735 | 0.066 | 0.013 | 1634.315 |  | 3.203 | 3.203 | 0.29 | 163.325 | 0.007 | 0.001 | 163.885 |  | 31.937 | 31.877 | 2.892 | 1628.735 | 0.066 | 0.013 | 1634.315 |  | 8.08 | 2.582 | 0.732 | 412.07 | 33.374 | 6.675 |  | 5046 | 1612 | 5046 | 1612 | EIA | EIA | EIA | EIA | EIA | EIA | -- | EIA | EIA | [14 empty] | 9972.332 | 0 | 506 | 0 | 0 | 0 | 0 | 0 | 0 | 0 | 0 | 0 | 506 | 0 | 0 | 506 | 0 | 0 | 1 | 0 | 0 | 0 | 0 | 0 | 0 | 0 | 0 | 0 | 1 | 0 | 0 | 1 | 0 | [7 empty] | https://www.google.com/maps/@?api=1&map_action=map&center=41.3367%2C-72.02&zoom=17&basemap=satellite | 22340 | [118 empty] | 0.31 |  |  | 52 |  |  | 0.35 | 0.34 |  |  | 54 |  |  | 0.4 | 0.27 |  |  | 49 |  |  | 0.3 | 0.02 |  |  | 61 |  |  | 0.05 | 0.07 |  |  | 43 |  |  | 0.12 | 0.05 |  |  | 50 |  |  | 0.06 | 0.21 |  |  | 70 |  |  | 0.16 | 1.1475 | 3.1097 | Oil | FRS_110045007416
1397 | 6019 | 2021 | MO | Empire District Elec Co Energy Ctr | 6223 | Empire District Electric Co | 5860 | Empire District Electric Co | 5860 | Electric Utility | Southwest Power Pool | SWPP | MRO | SPNO | SPP North |  | 29 | 97 | Jasper | 37.1385 | -94.1041 | 6 | 4 | NG | GAS |  | 0.06956 | 379 | 1 | [6 empty] | 3094228.584 | 1562632.158 | 3094228.584 | 1562632.158 | 230947 | 116632 | 281.97 | 86.267 | 2.787 | 194449.769 | 9301.277 | 1274.457 | 194755.929 |  | 2.442 | 1.479 | 0.024 | 1683.934 | 0.04 | 0.006 | 1686.585 |  | 0.182 | 0.11 | 0.002 | 125.685 | 0.003 | 0 | 125.883 |  | 2.442 | 1.479 | 0.024 | 1683.934 | 0.04 | 0.006 | 1686.585 |  | 281.97 | 86.267 | 2.787 | 194449.769 | 9301.277 | 1274.457 |  | 3094228.584 | 1562632.158 | 3094228.584 | 1562632.158 | EPA/CAMD | EPA/CAMD | EPA/CAMD | EPA/CAMD | EIA | EIA | -- | EPA/CAMD | EPA/CAMD | [14 empty] | 13398.0029 | 0 | 37836.771 | 193110.23 | 0 | 0 | 0 | 0 | 0 | 0 | 0 | 0 | 230947.001 | 0 | 0 | 230947.001 | 0 | 0 | 0.16383 | 0.83617 | 0 | 0 | 0 | 0 | 0 | 0 | 0 | 0 | 1 | 0 | 0 | 1 | 0 | Yes |  | 3828976.081 | 231004.19 | 227.206 | 1.757 |  | https://www.google.com/maps/@?api=1&map_action=map&center=37.138500000000001%2C-94.104100000000003&zoom=17&basemap=satellite | 992 | [118 empty] | 0.3 |  |  | 51 |  |  | 0.35 | 0.17 |  |  | 35 |  |  | 0.4 | 0.43 |  |  | 72 |  |  | 0.3 | 0 |  |  | 0 |  |  | 0.05 | 0.22 |  |  | 83 |  |  | 0.12 | 0.1 |  |  | 83 |  |  | 0.06 | 0.14 |  |  | 43 |  |  | 0.16 | 11.6956 | 0.099101 | Gas | FRS_110017977821
1398 | 2359 | 2021 | CT | GenConn Devon LLC | 57070 | Connecticut Light & Power Co | 4176 | GenConn Devon LLC | 56352 | IPP Non-CHP | ISO New England Inc. | ISNE | NPCC | NEWE | NPCC New England | ISONE | 9 | 9 | New Haven | 41.2108 | -73.1075 | 4 | 4 | KER | OIL |  | 0.00046 | 242 | 1 | [6 empty] | 57679 | 18476 | 57679 | 18476 | 980 | 314 | 24.704 | 7.912 | 14.564 | 4781.232 | 381.482 | 76.296 | 4797.369 |  | 50.416 | 50.395 | 29.722 | 9757.616 | 0.389 | 0.078 | 9790.548 |  | 0.857 | 0.856 | 0.505 | 165.788 | 0.007 | 0.001 | 166.347 |  | 50.416 | 50.395 | 29.722 | 9757.616 | 0.389 | 0.078 | 9790.548 |  | 24.704 | 7.912 | 14.564 | 4781.232 | 381.482 | 76.296 |  | 57679 | 18476 | 57679 | 18476 | EIA | EIA | EIA | EIA | EIA | EIA | -- | EIA | EIA | [14 empty] | 58856.1225 | 0 | 980 | 0 | 0 | 0 | 0 | 0 | 0 | 0 | 0 | 0 | 980 | 0 | 0 | 980 | 0 | 0 | 1 | 0 | 0 | 0 | 0 | 0 | 0 | 0 | 0 | 0 | 1 | 0 | 0 | 1 | 0 | [7 empty] | https://www.google.com/maps/@?api=1&map_action=map&center=41.210799999999999%2C-73.107500000000002&zoom=17&basemap=satellite | 78685 | [118 empty] | 0.28 |  |  | 47 |  |  | 0.35 | 0.38 |  |  | 58 |  |  | 0.4 | 0.17 |  |  | 31 |  |  | 0.3 | 0.04 |  |  | 72 |  |  | 0.05 | 0.08 |  |  | 50 |  |  | 0.12 | 0.05 |  |  | 48 |  |  | 0.06 | 0.18 |  |  | 62 |  |  | 0.16 | 0.51256 | 0.25393 | Oil | FRS_110069998640
1399 | 7208 | 2021 | NE | Mobile | 6229 | Nebraska Public Power District | 13337 | Nebraska Public Power District | 13337 | Electric Utility | Southwest Power Pool | SWPP | MRO | MROW | MRO West |  | 31 | 185 | York | 40.883 | -97.6014 | 3 | 3 | DFO | OIL |  | 0.01189 | 3.1 | 1 | [6 empty] | 4211 | 1334 | 4211 | 1334 | 323.001 | 102 | 6.766 | 2.143 | 0.611 | 343.883 | 27.851 | 5.57 | 345.061 |  | 41.895 | 42.02 | 3.781 | 2129.3 | 0.086 | 0.017 | 2136.595 |  | 3.213 | 3.213 | 0.29 | 163.326 | 0.007 | 0.001 | 163.886 |  | 41.895 | 42.02 | 3.781 | 2129.307 | 0.086 | 0.017 | 2136.601 |  | 6.766 | 2.143 | 0.611 | 343.883 | 27.851 | 5.57 |  | 4211 | 1334 | 4211 | 1334 | EIA | EIA | EIA | EIA | EIA | EIA | -- | EIA | EIA | [14 empty] | 13037.1517 | 0 | 323 | 0 | 0 | 0 | 0 | 0 | 0 | 0 | 0 | 0 | 323 | 0 | 0 | 323 | 0 | 0 | 1 | 0 | 0 | 0 | 0 | 0 | 0 | 0 | 0 | 0 | 1 | 0 | 0 | 1 | 0 | [7 empty] | https://www.google.com/maps/@?api=1&map_action=map&center=40.883012999999998%2C-97.601363000000006&zoom=17&basemap=satellite | 8459 | [118 empty] | 0.19 |  |  | 30 |  |  | 0.35 | 0.1 |  |  | 24 |  |  | 0.4 | 0.27 |  |  | 48 |  |  | 0.3 | 0.01 |  |  | 57 |  |  | 0.05 | 0.07 |  |  | 44 |  |  | 0.12 | 0.06 |  |  | 57 |  |  | 0.06 | 0.19 |  |  | 65 |  |  | 0.16 | 0.023715 | 3.9525 | Oil | FRS_110028031813
1400 | 2362 | 2021 | CT | Hartford Hospital Cogeneration | 52061 | Connecticut Light & Power Co | 4176 | Hartford Steam Co | 8153 | Commercial CHP | ISO New England Inc. | ISNE | NPCC | NEWE | NPCC New England | ISONE | 9 | 3 | Hartford | 41.7631 | -72.6733 | 3 | 3 | NG | GAS |  | 0.50027 | 11.8 | 0.49955 |  | Yes | 312887.2 | 0.564 | 0.42926 |  | 249718.215 | 0 | 354319.215 | 46015 | 51712 | 22747.561 | 38.902 | 17.114 | 0.399 | 14595.009 | 550.602 | 55.07 | 14610.097 |  | 1.505 | 1.505 | 0.015 | 564.473 | 0.011 | 0.001 | 565.056 |  | 0.312 |  | 0.003 | 116.892 | 0.002 | 0 | 117.013 |  | 1.505 | 1.505 | 0.015 | 564.473 | 0.011 | 0.001 | 565.056 |  | 90.627 | 39.868 | 0.93 | 34000.552 | 1282.684 | 128.292 |  | 581743.882 | 0 | 686344.882 | 46015 | EIA | EIA | EIA | EIA | EIA | EIA | -- | [8 empty] | 332025.667 | 0 | 51.725 | 22.754 | 0.531 | 19405.543 | 732.081 | 73.221 | 4829.0187 | 0 | 2.422 | 51709.578 | 0 | 0 | 0 | 0 | 0 | 0 | 0 | 0 | 51712 | 0 | 0 | 51712 | 0 | 0 | 4.6836e-05 | 0.99995 | 0 | 0 | 0 | 0 | 0 | 0 | 0 | 0 | 1 | 0 | 0 | 1 | 0 | [7 empty] | https://www.google.com/maps/@?api=1&map_action=map&center=41.763100000000001%2C-72.673299999999998&zoom=17&basemap=satellite | 150367 | [118 empty] | 0.64 |  |  | 85 |  |  | 0.35 | 0.8 |  |  | 83 |  |  | 0.4 | 0.47 |  |  | 77 |  |  | 0.3 | 0.14 |  |  | 89 |  |  | 0.05 | 0.24 |  |  | 85 |  |  | 0.12 | 0.06 |  |  | 59 |  |  | 0.06 | 0.13 |  |  | 38 |  |  | 0.16 | 0.73835 | 0.030369 | Gas | FRS_110001747218
1401 | 3616 | 2021 | IL | Pearl Station | 6238 | Prairie Power, Inc | 40307 | Prairie Power, Inc | 40307 | Electric Utility | Midcontinent Independent Transmission System Operator, Inc.. | MISO | SERC | SRMW | SERC Midwest | MISO | 17 | 149 | Pike | 39.4492 | -90.6141 | 1 | 1 | DFO | OIL |  | 0.00578 | 24 | 1 | [6 empty] | 19737 | 6427 | 19737 | 6427 | 1216 | 395 | 8.718 | 2.839 | 3.032 | 1611.78 | 130.538 | 26.108 | 1617.302 |  | 14.339 | 14.375 | 4.988 | 2650.954 | 0.107 | 0.021 | 2660.036 |  | 0.883 | 0.883 | 0.307 | 163.326 | 0.007 | 0.001 | 163.885 |  | 14.339 | 14.375 | 4.988 | 2650.954 | 0.107 | 0.021 | 2660.036 |  | 8.718 | 2.839 | 3.032 | 1611.78 | 130.538 | 26.108 |  | 19737 | 6427 | 19737 | 6427 | EIA | EIA | EIA | EIA | EIA | EIA | -- | EIA | EIA | [14 empty] | 16231.0855 | 0 | 1216 | 0 | 0 | 0 | 0 | 0 | 0 | 0 | 0 | 0 | 1216 | 0 | 0 | 1216 | 0 | 0 | 1 | 0 | 0 | 0 | 0 | 0 | 0 | 0 | 0 | 0 | 1 | 0 | 0 | 1 | 0 | [7 empty] | https://www.google.com/maps/@?api=1&map_action=map&center=39.449185%2C-90.614119000000002&zoom=17&basemap=satellite | 172 | [118 empty] | 0.2 |  |  | 33 |  |  | 0.35 | 0.05 |  |  | 13 |  |  | 0.4 | 0.36 |  |  | 63 |  |  | 0.3 | 0 |  |  | 0 |  |  | 0.05 | 0.15 |  |  | 71 |  |  | 0.12 | 0.03 |  |  | 35 |  |  | 0.06 | 0.32 |  |  | 91 |  |  | 0.16 | 0.030034 | 0.31951 | Oil | FRS_110018241829
1402 | 2886 | 2021 | GA | Talbot Energy Facility | 7916 | Georgia Transmission Corp | 7197 | Oglethorpe Power Corporation | 13994 | Electric Utility | Southern Company Services, Inc. - Trans | SOCO | SERC | SRSO | SERC South |  | 13 | 263 | Talbot | 32.5892 | -84.6917 | 6 | 6 | NG | GAS |  | 0.04531 | 726 | 1 | [6 empty] | 3445105.223 | 2780504.727 | 3445105.223 | 2780504.727 | 288184.998 | 232591.002 | 56.257 | 42.781 | 1.092 | 205193.19 | 7770.878 | 791.296 | 205408.229 |  | 0.39 | 0.368 | 0.008 | 1424.038 | 0.027 | 0.003 | 1425.53 |  | 0.033 | 0.031 | 0.001 | 119.122 | 0.002 | 0 | 119.246 |  | 0.39 | 0.368 | 0.008 | 1424.038 | 0.027 | 0.003 | 1425.53 |  | 56.257 | 42.781 | 1.092 | 205193.19 | 7770.878 | 791.296 |  | 3445105.223 | 2780504.727 | 3445105.223 | 2780504.727 | EPA/CAMD | EPA/CAMD | EPA/CAMD | EPA/CAMD | EIA | EIA | -- | EPA/CAMD | EPA/CAMD | [14 empty] | 11954.4918 | 0 | 1777.64 | 286407.36 | 0 | 0 | 0 | 0 | 0 | 0 | 0 | 0 | 288185 | 0 | 0 | 288185 | 0 | 0 | 0.0061684 | 0.99383 | 0 | 0 | 0 | 0 | 0 | 0 | 0 | 0 | 1 | 0 | 0 | 1 | 0 | Yes |  | 7270528.362 | 432278.374 | 113.652 | 2.208 |  | https://www.google.com/maps/@?api=1&map_action=map&center=32.589199999999998%2C-84.691699999999997&zoom=17&basemap=satellite | 761 | [118 empty] | 0.23 |  |  | 39 |  |  | 0.35 | 0.31 |  |  | 51 |  |  | 0.4 | 0.15 |  |  | 27 |  |  | 0.3 | 0 |  |  | 0 |  |  | 0.05 | 0.05 |  |  | 36 |  |  | 0.12 | 0.02 |  |  | 17 |  |  | 0.06 | 0.24 |  |  | 79 |  |  | 0.16 | 52.0197 | 0.22063 | Gas | FRS_110012174565
1403 | 10308 | 2021 | TX | Roland C. Dansby Power Plant | 6243 | City of Bryan - (TX) | 2442 | City of Bryan - (TX) | 2442 | Electric Utility | Electric Reliability Council of Texas, Inc. | ERCO | TRE | ERCT | ERCOT All | ERCOT | 48 | 41 | Brazos | 30.7217 | -96.4608 | 3 | 3 | NG | GAS |  | 0.10409 | 203.2 | 1 | [6 empty] | 2520360.495 | 1178997.249 | 2520360.495 | 1178997.249 | 185286 | 86224 | 71.052 | 29.651 | 0.756 | 149786.423 | 5411.096 | 541.11 | 149934.687 |  | 0.767 | 0.688 | 0.008 | 1616.813 | 0.029 | 0.003 | 1618.414 |  | 0.056 | 0.05 | 0.001 | 118.861 | 0.002 | 0 | 118.979 |  | 0.767 | 0.688 | 0.008 | 1616.813 | 0.029 | 0.003 | 1618.414 |  | 71.052 | 29.651 | 0.756 | 149786.423 | 5411.096 | 541.11 |  | 2520360.495 | 1178997.249 | 2520360.495 | 1178997.249 | EPA/CAMD | EPA/CAMD | EPA/CAMD | EPA/CAMD | EIA | EIA | -- | EPA/CAMD | EPA/CAMD | [14 empty] | 13602.5415 | 0 | 0 | 185286 | 0 | 0 | 0 | 0 | 0 | 0 | 0 | 0 | 185286 | 0 | 0 | 185286 | 0 | 0 | 0 | 1 | 0 | 0 | 0 | 0 | 0 | 0 | 0 | 0 | 1 | 0 | 0 | 1 | 0 | Yes |  | 2228298.265 | 132422.909 | 57.721 | 0.668 |  | https://www.google.com/maps/@?api=1&map_action=map&center=30.721699999999998%2C-96.460800000000006&zoom=17&basemap=satellite | 2054 | [118 empty] | 0.46 |  |  | 71 |  |  | 0.35 | 0.51 |  |  | 67 |  |  | 0.4 | 0.46 |  |  | 75 |  |  | 0.3 | 0.06 |  |  | 78 |  |  | 0.05 | 0.26 |  |  | 88 |  |  | 0.12 | 0.04 |  |  | 39 |  |  | 0.06 | 0.1 |  |  | 28 |  |  | 0.16 | 7.7652 | 0.10575 | Gas | FRS_110028051177
1404 | 2364 | 2021 | CT | HSCo CHP | 57179 | Connecticut Light & Power Co | 4176 | Hartford Steam Co | 8153 | Commercial CHP | ISO New England Inc. | ISNE | NPCC | NEWE | NPCC New England | ISONE | 9 | 3 | Hartford | 41.7614 | -72.6686 | 1 | 1 | NG | GAS |  | 0.78567 | 4 | 0.023877 |  | Yes | 202552.8 | 0.464 | 0.38215 |  | 145336.141 | 63935.276 | 145336.141 | 63935.276 | 27530 | 12111 | 22.643 | 9.961 | 0.232 | 8494.102 | 320.412 | 32.041 | 8502.881 |  | 1.645 | 1.645 | 0.017 | 617.08 | 0.012 | 0.001 | 617.718 |  | 0.312 | 0.312 | 0.003 | 116.889 | 0.002 | 0 | 117.01 |  | 1.645 | 1.645 | 0.017 | 617.08 | 0.012 | 0.001 | 617.718 |  | 59.251 | 26.065 | 0.608 | 22227.389 | 838.454 | 83.845 |  | 380316 | 167306 | 380316 | 167306 | EIA | EIA | EIA | EIA | EIA | EIA | -- | EIA | EIA | [6 empty] | 234979.859 | 103370.724 | 36.608 | 16.104 | 0.375 | 13733.287 | 518.042 | 51.804 | 5279.1915 | 0 | 0 | 27530 | 0 | 0 | 0 | 0 | 0 | 0 | 0 | 0 | 27530 | 0 | 0 | 27530 | 0 | 0 | 0 | 1 | 0 | 0 | 0 | 0 | 0 | 0 | 0 | 0 | 1 | 0 | 0 | 1 | 0 | [7 empty] | https://www.google.com/maps/@?api=1&map_action=map&center=41.761400000000002%2C-72.668599999999998&zoom=17&basemap=satellite | 149326 | [118 empty] | 0.65 |  |  | 86 |  |  | 0.35 | 0.81 |  |  | 84 |  |  | 0.4 | 0.48 |  |  | 78 |  |  | 0.3 | 0.15 |  |  | 89 |  |  | 0.05 | 0.24 |  |  | 86 |  |  | 0.12 | 0.06 |  |  | 61 |  |  | 0.06 | 0.12 |  |  | 36 |  |  | 0.16 | 0.072461 | 0.005249 | Gas | FRS_110011761815
1405 | 2365 | 2021 | CT | IBM Southbury | 59801 | Connecticut Light & Power Co | 4176 | Bloom Energy | 57128 | IPP Non-CHP | ISO New England Inc. | ISNE | NPCC | NEWE | NPCC New England | ISONE | 9 | 9 | New Haven | 41.4725 | -73.207 | 1 | 1 | NG | GAS |  | 0.76743 | 1.1 | 0.054276 | [8 empty] | 53561 | 23562 | 7395 | 3253 | 0 |  | 0 | 0 | [37 empty] | 53561 | 23562 | [6 empty] | -- | EIA | EIA | [15 empty] | 0 | 0 | 7395 | 0 | 0 | 0 | 0 | 0 | 0 | 0 | 0 | 7395 | 0 | 0 | 7395 | 0 | 0 | 0 | 1 | 0 | 0 | 0 | 0 | 0 | 0 | 0 | 0 | 1 | 0 | 0 | 1 | 0 | [7 empty] | https://www.google.com/maps/@?api=1&map_action=map&center=41.472492000000003%2C-73.207042999999999&zoom=17&basemap=satellite | 16931 | [118 empty] | 0.12 |  |  | 14 |  |  | 0.35 | 0.13 |  |  | 29 |  |  | 0.4 | 0.1 |  |  | 18 |  |  | 0.3 | 0 |  |  | 0 |  |  | 0.05 | 0.04 |  |  | 28 |  |  | 0.12 | 0.04 |  |  | 38 |  |  | 0.06 | 0.3 |  |  | 89 |  |  | 0.16 | 0 | 0 | Gas | FRS_110011371489
1406 | 9741 | 2021 | SC | Winyah | 6249 | South Carolina Public Service Authority | 17543 | South Carolina Public Service Authority | 17543 | Electric Utility | South Carolina Public Service Authority | SC | SERC | SRVC | SERC Virginia/Carolina |  | 45 | 43 | Georgetown | 33.3318 | -79.3572 | 4 | 4 | RC | COAL | Yes | 0.27943 | 1260 | 0.86761 | [6 empty] | 35406433.64 | 14948264.71 | 35406433.64 | 14948264.71 | 3084266 | 1272380 | 1386.791 | 565.902 | 2030.439 | 3632698.089 | 815123.452 | 118576.269 | 3660554.996 |  | 0.899 | 0.89 | 1.317 | 2355.632 | 0.264 | 0.038 | 2373.696 |  | 0.078 | 0.076 | 0.115 | 205.2 | 0.023 | 0.003 | 206.773 |  | 0.899 | 0.89 | 1.317 | 2355.632 | 0.264 | 0.038 | 2373.696 |  | 1386.791 | 565.902 | 2030.439 | 3632698.089 | 815123.452 | 118576.269 |  | 35406433.64 | 14948264.71 | 35406433.64 | 14948264.71 | EPA/CAMD | EPA/CAMD; EIA | EPA/CAMD | EPA/CAMD | EIA | EIA | -- | EPA/CAMD | EPA/CAMD | [14 empty] | 11479.6953 | 3074707.7 | 9558.269 | 0 | 0 | 0 | 0 | 0 | 0 | 0 | 0 | 0 | 3084265.969 | 0 | 0 | 3084265.969 | 0 | 0.9969 | 0.003099 | 0 | 0 | 0 | 0 | 0 | 0 | 0 | 0 | 0 | 1 | 0 | 0 | 1 | 0 | Yes |  | 27903552.59 | 2862903.251 | 1198.55 | 1346.175 |  | https://www.google.com/maps/@?api=1&map_action=map&center=33.33184%2C-79.357236&zoom=17&basemap=satellite | 1038 | [118 empty] | 0.34 |  |  | 56 |  |  | 0.35 | 0.37 |  |  | 57 |  |  | 0.4 | 0.31 |  |  | 56 |  |  | 0.3 | 0.08 |  |  | 82 |  |  | 0.05 | 0.14 |  |  | 69 |  |  | 0.12 | 0.02 |  |  | 22 |  |  | 0.06 | 0.3 |  |  | 89 |  |  | 0.16 | 109.8117 | 0.096264 | Coal | FRS_110000353457
1407 | 2737 | 2021 | GA | Chattahoochee Energy Facility | 7917 | Georgia Transmission Corp | 7197 | Oglethorpe Power Corporation | 13994 | Electric Utility | Southern Company Services, Inc. - Trans | SOCO | SERC | SRSO | SERC South |  | 13 | 149 | Heard | 33.4072 | -85.0386 | 2 | 3 | NG | GAS |  | 0.67179 | 539.7 | 0.21369 | [6 empty] | 22239790.46 | 9923560.351 | 22239790.46 | 9923560.351 | 3176056 | 1409854 | 105.053 | 45.919 | 6.672 | 1321682.546 | 48840.09 | 4884.009 | 1323020.764 |  | 0.066 | 0.065 | 0.004 | 832.279 | 0.015 | 0.002 | 833.122 |  | 0.009 | 0.009 | 0.001 | 118.857 | 0.002 | 0 | 118.978 |  | 0.066 | 0.065 | 0.004 | 832.279 | 0.015 | 0.002 | 833.122 |  | 105.053 | 45.919 | 6.672 | 1321682.546 | 48840.09 | 4884.009 |  | 22239790.46 | 9923560.351 | 22239790.46 | 9923560.351 | EPA/CAMD | EPA/CAMD | EPA/CAMD | EPA/CAMD | EIA | EIA | -- | EPA/CAMD | EPA/CAMD | [14 empty] | 7002.3294 | 0 | 0 | 3176056 | 0 | 0 | 0 | 0 | 0 | 0 | 0 | 0 | 3176056 | 0 | 0 | 3176056 | 0 | 0 | 0 | 1 | 0 | 0 | 0 | 0 | 0 | 0 | 0 | 0 | 1 | 0 | 0 | 1 | 0 | Yes |  | 17920683.79 | 1064996.966 | 82.853 | 5.377 |  | https://www.google.com/maps/@?api=1&map_action=map&center=33.407200000000003%2C-85.038600000000002&zoom=17&basemap=satellite | 525 | [118 empty] | 0.26 |  |  | 45 |  |  | 0.35 | 0.1 |  |  | 24 |  |  | 0.4 | 0.43 |  |  | 72 |  |  | 0.3 | 0 |  |  | 0 |  |  | 0.05 | 0.14 |  |  | 67 |  |  | 0.12 | 0.07 |  |  | 70 |  |  | 0.06 | 0.19 |  |  | 65 |  |  | 0.16 | 81.6 | 0.048427 | Gas | FRS_110013399492
1408 | 6682 | 2021 | NC | Mayo | 6250 | Duke Energy Progress - (NC) | 3046 | Duke Energy Progress - (NC) | 3046 | Electric Utility | Duke Energy Progress East | CPLE | SERC | SRVC | SERC Virginia/Carolina |  | 37 | 145 | Person | 36.5278 | -78.8917 | 2 | 1 | BIT | COAL | Yes | 0.19492 | 763.2 | 1 | [6 empty] | 16492117.01 | 10147106.63 | 16492117.01 | 10147106.63 | 1303167 | 797002 | 1072.89 | 630.058 | 1293.367 | 1690888.388 | 401212.499 | 58409.754 | 1704606.598 |  | 1.647 | 1.581 | 1.985 | 2595.045 | 0.308 | 0.045 | 2616.098 |  | 0.13 | 0.124 | 0.157 | 205.054 | 0.024 | 0.004 | 206.718 |  | 1.647 | 1.581 | 1.985 | 2595.045 | 0.308 | 0.045 | 2616.099 |  | 1072.89 | 630.058 | 1293.367 | 1690888.388 | 401212.499 | 58409.754 |  | 16492117.01 | 10147106.63 | 16492117.01 | 10147106.63 | EPA/CAMD | EPA/CAMD | EPA/CAMD | EPA/CAMD | EIA | EIA | -- | EPA/CAMD | EPA/CAMD | [14 empty] | 12655.4137 | 1292017.3 | 11149.666 | 0 | 0 | 0 | 0 | 0 | 0 | 0 | 0 | 0 | 1303166.966 | 0 | 0 | 1303166.966 | 0 | 0.99144 | 0.0085558 | 0 | 0 | 0 | 0 | 0 | 0 | 0 | 0 | 0 | 1 | 0 | 0 | 1 | 0 | Yes |  | 14700752.28 | 1506578.115 | 1004.614 | 933.427 |  | https://www.google.com/maps/@?api=1&map_action=map&center=36.527799999999999%2C-78.8917&zoom=17&basemap=satellite | 779 | [118 empty] | 0.32 |  |  | 54 |  |  | 0.35 | 0.31 |  |  | 51 |  |  | 0.4 | 0.33 |  |  | 58 |  |  | 0.3 | 0 |  |  | 0 |  |  | 0.05 | 0.11 |  |  | 58 |  |  | 0.12 | 0.05 |  |  | 46 |  |  | 0.06 | 0.27 |  |  | 85 |  |  | 0.16 | 135.1 | 0.43219 | Coal | FRS_110057382666
1409 | 2366 | 2021 | CT | IKEA New Haven Rooftop PV & Fuel Cell | 61820 | United Illuminating Co | 19497 | IKEA Property Inc | 57389 | Commercial Non-CHP | ISO New England Inc. | ISNE | NPCC | NEWE | NPCC New England | ISONE | 9 | 9 | New Haven | 41.2957 | -72.92 | 2 | 2 | NG | GAS |  | 0.20859 | 1.1 | 0.98568 | [8 empty] | 16081 | 7286 | 2010 | 908 | 0 |  | 0 | 0 | [37 empty] | 16081 | 7286 | [6 empty] | -- | EIA | EIA | [15 empty] | 0 | 0 | 1734 | 0 | 0 | 0 | 0 | 276 | 0 | 0 | 0 | 1734 | 276 | 276 | 1734 | 276 | 0 | 0 | 0.86269 | 0 | 0 | 0 | 0 | 0.13731 | 0 | 0 | 0 | 0.86269 | 0.13731 | 0.13731 | 0.86269 | 0.13731 | [7 empty] | https://www.google.com/maps/@?api=1&map_action=map&center=41.295715000000001%2C-72.91995&zoom=17&basemap=satellite | 155928 | [118 empty] | 0.56 |  |  | 79 |  |  | 0.35 | 0.67 |  |  | 77 |  |  | 0.4 | 0.45 |  |  | 75 |  |  | 0.3 | 0.09 |  |  | 83 |  |  | 0.05 | 0.15 |  |  | 71 |  |  | 0.12 | 0.06 |  |  | 59 |  |  | 0.06 | 0.11 |  |  | 32 |  |  | 0.16 | 0 | 0 | Gas | FRS_110070396826
1410 | 2369 | 2021 | CT | Jewett City 1 | 57602 | City of Jewett City - (CT) | 9734 | Connecticut Mun Elec Engy Coop | 4180 | Electric Utility | ISO New England Inc. | ISNE | NPCC | NEWE | NPCC New England | ISONE | 9 | 11 | New London | 41.6041 | -71.9825 | 1 | 1 | DFO | OIL |  | 0.01076 | 2.6 | 1 | [6 empty] | 2424 | 775 | 2424 | 775 | 245 | 78 | 3.877 | 1.24 | 0.352 | 197.951 | 16.032 | 3.206 | 198.629 |  | 31.649 | 31.795 | 2.869 | 1615.927 | 0.065 | 0.013 | 1621.462 |  | 3.199 | 3.2 | 0.29 | 163.326 | 0.007 | 0.001 | 163.885 |  | 31.649 | 31.795 | 2.869 | 1615.927 | 0.065 | 0.013 | 1621.462 |  | 3.877 | 1.24 | 0.352 | 197.951 | 16.032 | 3.206 |  | 2424 | 775 | 2424 | 775 | EIA | EIA | EIA | EIA | EIA | EIA | -- | EIA | EIA | [14 empty] | 9893.8776 | 0 | 245 | 0 | 0 | 0 | 0 | 0 | 0 | 0 | 0 | 0 | 245 | 0 | 0 | 245 | 0 | 0 | 1 | 0 | 0 | 0 | 0 | 0 | 0 | 0 | 0 | 0 | 1 | 0 | 0 | 1 | 0 | [7 empty] | https://www.google.com/maps/@?api=1&map_action=map&center=41.604100000000003%2C-71.982500000000002&zoom=17&basemap=satellite | 10720 | [118 empty] | 0.19 |  |  | 30 |  |  | 0.35 | 0.12 |  |  | 28 |  |  | 0.4 | 0.25 |  |  | 46 |  |  | 0.3 | 0.01 |  |  | 60 |  |  | 0.05 | 0.1 |  |  | 54 |  |  | 0.12 | 0.04 |  |  | 43 |  |  | 0.06 | 0.16 |  |  | 53 |  |  | 0.16 | 0.50344 | 3.2169 | Oil | FRS_110045007425
1411 | 2370 | 2021 | CT | Kimberly Clark-Unit 1,2,3 | 58084 | Connecticut Light & Power Co | 4176 | Kimberly-Clark Corporation | 57464 | Industrial CHP | ISO New England Inc. | ISNE | NPCC | NEWE | NPCC New England | ISONE | 9 | 5 | Litchfield | 41.5583 | -73.4136 | 3 | 3 | NG | GAS |  | 0.75274 | 36.3 | 0.078768 |  | Yes | 1209680 | 0.675 | 0.47381 |  | 1273615.09 | 532689.709 | 1273615.09 | 532689.709 | 239362 | 100229 | 198.228 | 82.909 | 2.035 | 74435.834 | 2807.845 | 280.784 | 74512.769 |  | 1.656 | 1.654 | 0.017 | 621.952 | 0.012 | 0.001 | 622.595 |  | 0.311 | 0.311 | 0.003 | 116.889 | 0.002 | 0 | 117.01 |  | 1.656 | 1.654 | 0.017 | 621.952 | 0.012 | 0.001 | 622.595 |  | 418.372 | 174.984 | 4.295 | 157100.959 | 5926.112 | 592.611 |  | 2688035.344 | 1124271.2 | 2688035.344 | 1124271.2 | EIA | EIA | EIA | EIA | EIA | EIA | -- | [8 empty] | 1414420.254 | 591581.491 | 220.144 | 92.075 | 2.26 | 82665.125 | 3118.267 | 311.827 | 5320.8742 | 0 | 0 | 239362 | 0 | 0 | 0 | 0 | 0 | 0 | 0 | 0 | 239362 | 0 | 0 | 239362 | 0 | 0 | 0 | 1 | 0 | 0 | 0 | 0 | 0 | 0 | 0 | 0 | 1 | 0 | 0 | 1 | 0 | [7 empty] | https://www.google.com/maps/@?api=1&map_action=map&center=41.558332999999998%2C-73.413611000000003&zoom=17&basemap=satellite | 15557 | [118 empty] | 0.15 |  |  | 21 |  |  | 0.35 | 0.15 |  |  | 31 |  |  | 0.4 | 0.15 |  |  | 27 |  |  | 0.3 | 0.02 |  |  | 61 |  |  | 0.05 | 0.05 |  |  | 35 |  |  | 0.12 | 0.04 |  |  | 45 |  |  | 0.06 | 0.15 |  |  | 47 |  |  | 0.16 | 2.1888 | 0.018833 | Gas | FRS_110032958100
1412 | 2372 | 2021 | CT | Kleen Energy Systems Project | 56798 | Connecticut Light & Power Co | 4176 | Kleen Energy Systems, LLC | 55993 | IPP Non-CHP | ISO New England Inc. | ISNE | NPCC | NEWE | NPCC New England | ISONE | 9 | 7 | Middlesex | 41.5532 | -72.5969 | 2 | 3 | NG | GAS |  | 0.39835 | 693 | 0.66941 | [6 empty] | 16975735.66 | 10634658.47 | 16975735.66 | 10634658.47 | 2418272 | 1523136 | 58.657 | 34.253 | 5.091 | 1009833.812 | 38401.749 | 3870.131 | 1010890.483 |  | 0.049 | 0.045 | 0.004 | 835.17 | 0.016 | 0.002 | 836.044 |  | 0.007 | 0.006 | 0.001 | 118.974 | 0.002 | 0 | 119.098 |  | 0.049 | 0.045 | 0.004 | 835.17 | 0.016 | 0.002 | 836.044 |  | 58.657 | 34.253 | 5.091 | 1009833.812 | 38401.749 | 3870.131 |  | 16975735.66 | 10634658.47 | 16975735.66 | 10634658.47 | EPA/CAMD | EPA/CAMD | EPA/CAMD | EPA/CAMD | EIA | EIA | -- | EPA/CAMD | EPA/CAMD | [14 empty] | 7019.7791 | 0 | 6017.396 | 2412254.65 | 0 | 0 | 0 | 0 | 0 | 0 | 0 | 0 | 2418272.046 | 0 | 0 | 2418272.046 | 0 | 0 | 0.0024883 | 0.99751 | 0 | 0 | 0 | 0 | 0 | 0 | 0 | 0 | 1 | 0 | 0 | 1 | 0 | Yes |  | 17072923.45 | 1002431.378 | 62.569 | 5.136 |  | https://www.google.com/maps/@?api=1&map_action=map&center=41.553227%2C-72.596867000000003&zoom=17&basemap=satellite | 20869 | [118 empty] | 0.27 |  |  | 47 |  |  | 0.35 | 0.25 |  |  | 45 |  |  | 0.4 | 0.28 |  |  | 50 |  |  | 0.3 | 0.03 |  |  | 67 |  |  | 0.05 | 0.08 |  |  | 47 |  |  | 0.12 | 0.04 |  |  | 45 |  |  | 0.06 | 0.21 |  |  | 70 |  |  | 0.16 | 8.9197 | 0.0101 | Gas | FRS_110038324382
1413 | 2373 | 2021 | CT | Lake Road Generating Company | 55149 | United Illuminating Co | 19497 | Lake Road Generating Co LP | 10576 | IPP Non-CHP | ISO New England Inc. | ISNE | NPCC | NEWE | NPCC New England | ISONE | 9 | 15 | Windham | 41.872 | -71.8958 | 3 | 3 | NG | GAS |  | 0.75317 | 840 | 0.078051 | [6 empty] | 38151227.51 | 16605730.81 | 38151227.51 | 16605730.81 | 5542122 | 2399912 | 124.303 | 53.645 | 11.446 | 2267298.742 | 90191.703 | 9019.17 | 2269769.995 |  | 0.045 | 0.045 | 0.004 | 818.206 | 0.016 | 0.002 | 819.098 |  | 0.007 | 0.006 | 0.001 | 118.858 | 0.002 | 0 | 118.988 |  | 0.045 | 0.045 | 0.004 | 818.206 | 0.016 | 0.002 | 819.098 |  | 124.303 | 53.645 | 11.446 | 2267298.742 | 90191.703 | 9019.17 |  | 38151227.51 | 16605730.81 | 38151227.51 | 16605730.81 | EPA/CAMD | EPA/CAMD | EPA/CAMD | EPA/CAMD | EIA | EIA | -- | EPA/CAMD | EPA/CAMD | [14 empty] | 6883.8664 | 0 | 0 | 5542122 | 0 | 0 | 0 | 0 | 0 | 0 | 0 | 0 | 5542122 | 0 | 0 | 5542122 | 0 | 0 | 0 | 1 | 0 | 0 | 0 | 0 | 0 | 0 | 0 | 0 | 1 | 0 | 0 | 1 | 0 | Yes |  | 40563693.31 | 2410639.866 | 133.547 | 12.17 |  | https://www.google.com/maps/@?api=1&map_action=map&center=41.872042999999998%2C-71.895798999999997&zoom=17&basemap=satellite | 8553 | [118 empty] | 0.17 |  |  | 26 |  |  | 0.35 | 0.1 |  |  | 24 |  |  | 0.4 | 0.24 |  |  | 45 |  |  | 0.3 | 0 |  |  | 0 |  |  | 0.05 | 0.11 |  |  | 59 |  |  | 0.12 | 0.06 |  |  | 58 |  |  | 0.06 | 0.15 |  |  | 47 |  |  | 0.16 | 55.0039 | 0.019663 | Gas | FRS_110012515894
1414 | 2913 | 2021 | GA | Wansley (7946) | 7946 | Georgia Transmission Corp | 7197 | Municipal Electric Authority | 13100 | Electric Utility | Southern Company Services, Inc. - Trans | SOCO | SERC | SRSO | SERC South |  | 13 | 149 | Heard | 33.4083 | -85.0403 | 2 | 3 | NG | GAS |  | 0.57303 | 594.1 | 0.37829 | [6 empty] | 21411759.61 | 8898611.356 | 21411759.61 | 8898611.356 | 2982211 | 1226869 | 123.055 | 55.203 | 6.424 | 1272472.006 | 47597.272 | 4759.727 | 1273776.171 |  | 0.083 | 0.09 | 0.004 | 853.375 | 0.016 | 0.002 | 854.25 |  | 0.011 | 0.012 | 0.001 | 118.857 | 0.002 | 0 | 118.979 |  | 0.083 | 0.09 | 0.004 | 853.375 | 0.016 | 0.002 | 854.25 |  | 123.055 | 55.203 | 6.424 | 1272472.006 | 47597.272 | 4759.727 |  | 21411759.61 | 8898611.356 | 21411759.61 | 8898611.356 | EPA/CAMD | EPA/CAMD | EPA/CAMD | EPA/CAMD | EIA | EIA | -- | EPA/CAMD | EPA/CAMD | [14 empty] | 7179.8272 | 0 | 0 | 2982211 | 0 | 0 | 0 | 0 | 0 | 0 | 0 | 0 | 2982211 | 0 | 0 | 2982211 | 0 | 0 | 0 | 1 | 0 | 0 | 0 | 0 | 0 | 0 | 0 | 0 | 1 | 0 | 0 | 1 | 0 | Yes |  | 16971220.7 | 1008572.454 | 105.162 | 5.092 |  | https://www.google.com/maps/@?api=1&map_action=map&center=33.408299999999997%2C-85.040300000000002&zoom=17&basemap=satellite | 663 | [118 empty] | 0.25 |  |  | 43 |  |  | 0.35 | 0.11 |  |  | 26 |  |  | 0.4 | 0.4 |  |  | 68 |  |  | 0.3 | 0 |  |  | 0 |  |  | 0.05 | 0.13 |  |  | 66 |  |  | 0.12 | 0.07 |  |  | 68 |  |  | 0.06 | 0.18 |  |  | 61 |  |  | 0.16 | 66.6515 | 0.042274 | Gas | FRS_110050259498
1415 | 2374 | 2021 | CT | Lebanon Pines 1 & 2 | 57604 | Bozrah Light & Power Company | 2089 | Connecticut Mun Elec Engy Coop | 4180 | Electric Utility | ISO New England Inc. | ISNE | NPCC | NEWE | NPCC New England | ISONE | 9 | 11 | New London | 41.5683 | -72.2322 | 2 | 2 | DFO | OIL |  | 0.01082 | 5.2 | 1 | [6 empty] | 5028 | 1612 | 5028 | 1612 | 493 | 158 | 8.052 | 2.582 | 0.729 | 410.6 | 33.255 | 6.651 | 412.007 |  | 32.665 | 32.684 | 2.957 | 1665.72 | 0.067 | 0.013 | 1671.427 |  | 3.203 | 3.203 | 0.29 | 163.325 | 0.007 | 0.001 | 163.885 |  | 32.665 | 32.684 | 2.957 | 1665.72 | 0.067 | 0.013 | 1671.427 |  | 8.052 | 2.582 | 0.729 | 410.6 | 33.255 | 6.651 |  | 5028 | 1612 | 5028 | 1612 | EIA | EIA | EIA | EIA | EIA | EIA | -- | EIA | EIA | [14 empty] | 10198.783 | 0 | 493 | 0 | 0 | 0 | 0 | 0 | 0 | 0 | 0 | 0 | 493 | 0 | 0 | 493 | 0 | 0 | 1 | 0 | 0 | 0 | 0 | 0 | 0 | 0 | 0 | 0 | 1 | 0 | 0 | 1 | 0 | [7 empty] | https://www.google.com/maps/@?api=1&map_action=map&center=41.568300000000001%2C-72.232200000000006&zoom=17&basemap=satellite | 4337 | [118 empty] | 0.13 |  |  | 17 |  |  | 0.35 | 0.09 |  |  | 22 |  |  | 0.4 | 0.17 |  |  | 30 |  |  | 0.3 | 0 |  |  | 0 |  |  | 0.05 | 0.04 |  |  | 31 |  |  | 0.12 | 0.04 |  |  | 40 |  |  | 0.06 | 0.15 |  |  | 49 |  |  | 0.16 | 1.1332 | 3.0259 | Oil | FRS_110013187452
1416 | 2375 | 2021 | CT | LNG 1 & 2 | 57603 | City of Norwich - (CT) | 13831 | Connecticut Mun Elec Engy Coop | 4180 | Electric Utility | ISO New England Inc. | ISNE | NPCC | NEWE | NPCC New England | ISONE | 9 | 11 | New London | 41.5694 | -72.1175 | 2 | 2 | DFO | OIL |  | 0.01135 | 5.2 | 1 | [6 empty] | 5198 | 1659 | 5198 | 1659 | 517 | 166 | 8.322 | 2.656 | 0.754 | 424.484 | 34.379 | 6.876 | 425.938 |  | 32.193 | 32 | 2.916 | 1642.104 | 0.066 | 0.013 | 1647.73 |  | 3.202 | 3.202 | 0.29 | 163.326 | 0.007 | 0.001 | 163.885 |  | 32.193 | 32 | 2.916 | 1642.104 | 0.066 | 0.013 | 1647.73 |  | 8.322 | 2.656 | 0.754 | 424.484 | 34.379 | 6.876 |  | 5198 | 1659 | 5198 | 1659 | EIA | EIA | EIA | EIA | EIA | EIA | -- | EIA | EIA | [14 empty] | 10054.1586 | 0 | 517 | 0 | 0 | 0 | 0 | 0 | 0 | 0 | 0 | 0 | 517 | 0 | 0 | 517 | 0 | 0 | 1 | 0 | 0 | 0 | 0 | 0 | 0 | 0 | 0 | 0 | 1 | 0 | 0 | 1 | 0 | [7 empty] | https://www.google.com/maps/@?api=1&map_action=map&center=41.569400000000002%2C-72.117500000000007&zoom=17&basemap=satellite | 11317 | [118 empty] | 0.19 |  |  | 31 |  |  | 0.35 | 0.21 |  |  | 40 |  |  | 0.4 | 0.18 |  |  | 32 |  |  | 0.3 | 0.02 |  |  | 62 |  |  | 0.05 | 0.07 |  |  | 42 |  |  | 0.12 | 0.05 |  |  | 54 |  |  | 0.06 | 0.23 |  |  | 75 |  |  | 0.16 | 1.2107 | 3.1084 | Oil | FRS_110045007434
1417 | 3310 | 2021 | ID | Evander Andrews Power Complex | 7953 | Idaho Power Co | 9191 | Idaho Power Co | 9191 | Electric Utility | Idaho Power Company | IPCO | WECC | NWPP | WECC Northwest |  | 16 | 39 | Elmore | 43.1792 | -115.7343 | 3 | 3 | NG | GAS |  | 0.20409 | 270.9 | 0.99319 | [6 empty] | 5345007.596 | 3579890.697 | 5345007.596 | 3579890.697 | 484314 | 324376.001 | 112.111 | 72.736 | 1.603 | 317648.133 | 11689.126 | 1168.913 | 317968.415 |  | 0.463 | 0.448 | 0.007 | 1311.745 | 0.024 | 0.002 | 1313.067 |  | 0.042 | 0.041 | 0.001 | 118.858 | 0.002 | 0 | 118.978 |  | 0.463 | 0.448 | 0.007 | 1311.745 | 0.024 | 0.002 | 1313.067 |  | 112.111 | 72.736 | 1.603 | 317648.133 | 11689.126 | 1168.913 |  | 5345007.596 | 3579890.697 | 5345007.596 | 3579890.697 | EPA/CAMD | EPA/CAMD | EPA/CAMD | EPA/CAMD | EIA | EIA | -- | EPA/CAMD | EPA/CAMD | [14 empty] | 11036.2442 | 0 | 0 | 484314 | 0 | 0 | 0 | 0 | 0 | 0 | 0 | 0 | 484314 | 0 | 0 | 484314 | 0 | 0 | 0 | 1 | 0 | 0 | 0 | 0 | 0 | 0 | 0 | 0 | 1 | 0 | 0 | 1 | 0 | Yes |  | 5949830.621 | 353582.989 | 130.051 | 1.786 |  | https://www.google.com/maps/@?api=1&map_action=map&center=43.179175999999998%2C-115.734315&zoom=17&basemap=satellite | 4491 | [118 empty] | 0.32 |  |  | 55 |  |  | 0.35 | 0.24 |  |  | 43 |  |  | 0.4 | 0.41 |  |  | 70 |  |  | 0.3 | 0.05 |  |  | 74 |  |  | 0.05 | 0.07 |  |  | 46 |  |  | 0.12 | 0.08 |  |  | 77 |  |  | 0.06 | 0.14 |  |  | 43 |  |  | 0.16 | 9.8519 | 0.071748 | Gas | FRS_110012152053
1418 | 2383 | 2021 | CT | Milford Power Company LLC | 55126 | Connecticut Light & Power Co | 4176 | Milford Power Co LLC | 12568 | IPP Non-CHP | ISO New England Inc. | ISNE | NPCC | NEWE | NPCC New England | ISONE | 9 | 9 | New Haven | 41.2244 | -73.0997 | 2 | 2 | NG | GAS |  | 0.65523 | 578 | 0.24128 | [6 empty] | 24763005.43 | 8693286.672 | 24763005.43 | 8693286.672 | 3317637 | 1144477 | 94.82 | 37.908 | 7.429 | 1471643.81 | 53905.618 | 5390.562 | 1473120.824 |  | 0.057 | 0.066 | 0.004 | 887.164 | 0.016 | 0.002 | 888.054 |  | 0.008 | 0.009 | 0.001 | 118.858 | 0.002 | 0 | 118.978 |  | 0.057 | 0.066 | 0.004 | 887.164 | 0.016 | 0.002 | 888.054 |  | 94.82 | 37.908 | 7.429 | 1471643.81 | 53905.618 | 5390.562 |  | 24763005.43 | 8693286.672 | 24763005.43 | 8693286.672 | EPA/CAMD | EPA/CAMD | EPA/CAMD | EPA/CAMD | EIA | EIA | -- | EPA/CAMD | EPA/CAMD | [14 empty] | 7464.0491 | 0 | 0 | 3317637 | 0 | 0 | 0 | 0 | 0 | 0 | 0 | 0 | 3317637 | 0 | 0 | 3317637 | 0 | 0 | 0 | 1 | 0 | 0 | 0 | 0 | 0 | 0 | 0 | 0 | 1 | 0 | 0 | 1 | 0 | Yes |  | 27209917 | 1617066.166 | 86.6 | 8.164 |  | https://www.google.com/maps/@?api=1&map_action=map&center=41.224355000000003%2C-73.099727999999999&zoom=17&basemap=satellite | 63043 | [118 empty] | 0.19 |  |  | 29 |  |  | 0.35 | 0.25 |  |  | 45 |  |  | 0.4 | 0.12 |  |  | 22 |  |  | 0.3 | 0.02 |  |  | 65 |  |  | 0.05 | 0.06 |  |  | 38 |  |  | 0.12 | 0.05 |  |  | 47 |  |  | 0.06 | 0.21 |  |  | 70 |  |  | 0.16 | 41.261 | 0.023603 | Gas | FRS_110012624712
1419 | 2482 | 2021 | DE | Warren F. Sam Beasley Pwr Station | 7962 | Delmarva Power | 5027 | Delaware Municipal Electric Corp | 5084 | Electric Utility | PJM Interconnection, LLC | PJM | RFC | RFCE | RFC East | PJM | 10 | 1 | Kent | 39.2792 | -75.6239 | 2 | 2 | NG | GAS |  | 0.02564 | 96 | 1 | [6 empty] | 257277.094 | 160756.065 | 257277.094 | 160756.065 | 21565 | 13746 | 1.886 | 1.088 | 0.078 | 15729.656 | 672.272 | 81.768 | 15750.243 |  | 0.175 | 0.158 | 0.007 | 1458.813 | 0.031 | 0.004 | 1460.723 |  | 0.015 | 0.014 | 0.001 | 122.278 | 0.003 | 0 | 122.438 |  | 0.175 | 0.158 | 0.007 | 1458.813 | 0.031 | 0.004 | 1460.723 |  | 1.886 | 1.088 | 0.078 | 15729.656 | 672.272 | 81.768 |  | 257277.094 | 160756.065 | 257277.094 | 160756.065 | EPA/CAMD | EPA/CAMD | EPA/CAMD | EPA/CAMD | EIA | EIA | -- | EPA/CAMD | EPA/CAMD | [14 empty] | 11930.3081 | 0 | 1812.013 | 19752.987 | 0 | 0 | 0 | 0 | 0 | 0 | 0 | 0 | 21565 | 0 | 0 | 21565 | 0 | 0 | 0.084026 | 0.91597 | 0 | 0 | 0 | 0 | 0 | 0 | 0 | 0 | 1 | 0 | 0 | 1 | 0 | Yes |  | 674090.873 | 42726.444 | 5.066 | 0.21 |  | https://www.google.com/maps/@?api=1&map_action=map&center=39.279178999999999%2C-75.623928000000006&zoom=17&basemap=satellite | 25046 | [118 empty] | 0.33 |  |  | 55 |  |  | 0.35 | 0.42 |  |  | 61 |  |  | 0.4 | 0.24 |  |  | 43 |  |  | 0.3 | 0.03 |  |  | 66 |  |  | 0.05 | 0.08 |  |  | 49 |  |  | 0.12 | 0.06 |  |  | 57 |  |  | 0.06 | 0.15 |  |  | 49 |  |  | 0.16 | 1.1749 | 0.083102 | Gas | FRS_110021346792
1420 | 2387 | 2021 | CT | New Milford Gas Recovery | 50564 | Connecticut Light & Power Co | 4176 | WM Renewable Energy LLC | 54842 | IPP Non-CHP | ISO New England Inc. | ISNE | NPCC | NEWE | NPCC New England | ISONE | 9 | 5 | Litchfield | 41.5477 | -73.4252 | 2 | 2 | LFG | BIOMASS |  | 0.43743 | 1.6 | 0.60429 | Yes | [5 empty] | 70995 | 30150 | 70995 | 30150 | 6131 | 2604 | 0 | 0 | 1.189 | 0 | 0 | 0 | 0 |  | 0 | 0 | 0.388 | 0 | 0 | 0 | 0 |  | 0 | 0 | 0.034 | 0 | 0 | 0 | 0 |  | 0 | 0 | 0.388 | 0 | 0 | 0 | 0 |  | 51.47 | 21.858 | 1.597 | 4508.168 | 165.135 | 16.513 |  | 70995 | 30150 | 70995 | 30150 | EIA | EIA | EIA | EIA | EIA | EIA | -- | EIA | EIA | 51.47 | 21.858 | 0.408 | 4508.168 | 165.135 | 16.513 | [8 empty] | 11579.6771 | 0 | 0 | 0 | 0 | 0 | 6131 | 0 | 0 | 0 | 0 | 0 | 0 | 6131 | 6131 | 6131 | 0 | 0 | 0 | 0 | 0 | 0 | 1 | 0 | 0 | 0 | 0 | 0 | 0 | 1 | 1 | 1 | 0 | [7 empty] | https://www.google.com/maps/@?api=1&map_action=map&center=41.547671000000001%2C-73.425236999999996&zoom=17&basemap=satellite | 14767 | [118 empty] | 0.14 |  |  | 18 |  |  | 0.35 | 0.15 |  |  | 32 |  |  | 0.4 | 0.13 |  |  | 22 |  |  | 0.3 | 0.01 |  |  | 60 |  |  | 0.05 | 0.05 |  |  | 34 |  |  | 0.12 | 0.05 |  |  | 48 |  |  | 0.06 | 0.15 |  |  | 48 |  |  | 0.16 | 0.53184 | 0.16654 | Biomass | FRS_110034181114
1421 | 2388 | 2021 | CT | Norden 1-3 | 57689 | Connecticut Light & Power Co | 4176 | Third Taxing District of Norwalk | 57015 | Electric Utility | ISO New England Inc. | ISNE | NPCC | NEWE | NPCC New England | ISONE | 9 | 1 | Fairfield | 41.1117 | -73.3928 | 3 | 3 | DFO | OIL |  | 0.00099 | 6 | 1 | [6 empty] | 510 | 162 | 510 | 162 | 51.999 | 17.001 | 0.792 | 0.252 | 0.074 | 41.649 | 3.373 | 0.675 | 41.792 |  | 30.462 | 29.645 | 2.839 | 1601.915 | 0.065 | 0.013 | 1607.403 |  | 3.106 | 3.111 | 0.289 | 163.329 | 0.007 | 0.001 | 163.889 |  | 30.462 | 29.645 | 2.838 | 1601.885 | 0.065 | 0.013 | 1607.372 |  | 0.792 | 0.252 | 0.074 | 41.649 | 3.373 | 0.675 |  | 510 | 162 | 510 | 162 | EIA | EIA | EIA | EIA | EIA | EIA | -- | EIA | EIA | [14 empty] | 9807.6923 | 0 | 52 | 0 | 0 | 0 | 0 | 0 | 0 | 0 | 0 | 0 | 52 | 0 | 0 | 52 | 0 | 0 | 1 | 0 | 0 | 0 | 0 | 0 | 0 | 0 | 0 | 0 | 1 | 0 | 0 | 1 | 0 | [7 empty] | https://www.google.com/maps/@?api=1&map_action=map&center=41.111699999999999%2C-73.392799999999994&zoom=17&basemap=satellite | 84919 | [118 empty] | 0.36 |  |  | 60 |  |  | 0.35 | 0.49 |  |  | 66 |  |  | 0.4 | 0.23 |  |  | 42 |  |  | 0.3 | 0.08 |  |  | 82 |  |  | 0.05 | 0.12 |  |  | 64 |  |  | 0.12 | 0.06 |  |  | 58 |  |  | 0.06 | 0.15 |  |  | 49 |  |  | 0.16 | 0.05859 | 3.5509 | Oil | FRS_110045008175
1422 | 2389 | 2021 | CT | Norwalk Hospital Plant | 63673 | Connecticut Light & Power Co | 4176 | Norwalk Hospital | 63392 | Commercial CHP | ISO New England Inc. | ISNE | NPCC | NEWE | NPCC New England | ISONE | 9 | 1 | Fairfield | 41.1109 | -73.422 | 1 | 1 | NG | GAS |  | 0.55712 | 3 | 0.40481 |  | Yes | 0 |  | 1 |  | 160188 | 70468 | 160188 | 70468 | 14641 | 6441 | 216.503 | 95.243 | 0.256 | 9362.112 | 353.154 | 35.315 | 9371.788 |  | 29.575 | 29.574 | 0.035 | 1278.89 | 0.024 | 0.002 | 1280.212 |  | 2.703 | 2.703 | 0.003 | 116.889 | 0.002 | 0 | 117.01 |  | 29.575 | 29.574 | 0.035 | 1278.89 | 0.024 | 0.002 | 1280.212 |  | 216.503 | 95.243 | 0.256 | 9362.112 | 353.154 | 35.315 |  | 160188 | 70468 | 160188 | 70468 | EIA | EIA | EIA | EIA | EIA | EIA | -- | EIA | EIA | [6 empty] | 0 | 0 | 0 | 0 | 0 | 0 | 0 | 0 | 10941.0559 | 0 | 0 | 14641 | 0 | 0 | 0 | 0 | 0 | 0 | 0 | 0 | 14641 | 0 | 0 | 14641 | 0 | 0 | 0 | 1 | 0 | 0 | 0 | 0 | 0 | 0 | 0 | 0 | 1 | 0 | 0 | 1 | 0 | [7 empty] | https://www.google.com/maps/@?api=1&map_action=map&center=41.110861%2C-73.421968000000007&zoom=17&basemap=satellite | 90581 | [118 empty] | 0.35 |  |  | 58 |  |  | 0.35 | 0.48 |  |  | 65 |  |  | 0.4 | 0.22 |  |  | 40 |  |  | 0.3 | 0.08 |  |  | 82 |  |  | 0.05 | 0.12 |  |  | 62 |  |  | 0.12 | 0.06 |  |  | 56 |  |  | 0.06 | 0.15 |  |  | 50 |  |  | 0.16 | 0.050453 | 0.0050001 | Gas | FRS_110002476106
1423 | 2391 | 2021 | CT | Norwich WWTP | 57624 | City of Norwich - (CT) | 13831 | City of Norwich - (CT) | 13831 | Commercial Non-CHP | ISO New England Inc. | ISNE | NPCC | NEWE | NPCC New England | ISONE | 9 | 11 | New London | 41.5256 | -72.0833 | 1 | 1 | DFO | OIL |  | 0.00154 | 2 | 1 | [6 empty] | 326 | 262 | 326 | 262 | 27 | 21 | 0.522 | 0.419 | 0.047 | 26.622 | 2.156 | 0.431 | 26.713 |  | 38.667 | 39.905 | 3.504 | 1972 | 0.08 | 0.016 | 1978.756 |  | 3.202 | 3.198 | 0.29 | 163.325 | 0.007 | 0.001 | 163.885 |  | 38.667 | 39.905 | 3.504 | 1972 | 0.08 | 0.016 | 1978.756 |  | 0.522 | 0.419 | 0.047 | 26.622 | 2.156 | 0.431 |  | 326 | 262 | 326 | 262 | EIA | EIA | EIA | EIA | EIA | EIA | -- | EIA | EIA | [14 empty] | 12074.0741 | 0 | 27 | 0 | 0 | 0 | 0 | 0 | 0 | 0 | 0 | 0 | 27 | 0 | 0 | 27 | 0 | 0 | 1 | 0 | 0 | 0 | 0 | 0 | 0 | 0 | 0 | 0 | 1 | 0 | 0 | 1 | 0 | [7 empty] | https://www.google.com/maps/@?api=1&map_action=map&center=41.525599999999997%2C-72.083299999999994&zoom=17&basemap=satellite | 34933 | [118 empty] | 0.36 |  |  | 60 |  |  | 0.35 | 0.41 |  |  | 60 |  |  | 0.4 | 0.32 |  |  | 56 |  |  | 0.3 | 0.04 |  |  | 73 |  |  | 0.05 | 0.12 |  |  | 63 |  |  | 0.12 | 0.05 |  |  | 52 |  |  | 0.06 | 0.16 |  |  | 52 |  |  | 0.16 | 0.12787 | 4.8255 | Oil | FRS_110033215660
1424 | 2393 | 2021 | CT | Pepperidge Farm Bloomfield | 59967 | Connecticut Light & Power Co | 4176 | Pepperidge Farm, Inc.- Bloomfield | 59724 | Industrial CHP | ISO New England Inc. | ISNE | NPCC | NEWE | NPCC New England | ISONE | 9 | 3 | Hartford | 41.8693 | -72.7183 | 2 | 2 | NG | GAS |  | 0 | 2.6 |  |  | Yes | [10 empty] | 0 |  | 0 | 0 | [45 empty] | -- | [56 empty] | https://www.google.com/maps/@?api=1&map_action=map&center=41.869301999999998%2C-72.718315000000004&zoom=17&basemap=satellite | 18084 | [118 empty] | 0.34 |  |  | 57 |  |  | 0.35 | 0.57 |  |  | 71 |  |  | 0.4 | 0.11 |  |  | 18 |  |  | 0.3 | 0.02 |  |  | 61 |  |  | 0.05 | 0.08 |  |  | 48 |  |  | 0.12 | 0.04 |  |  | 45 |  |  | 0.06 | 0.24 |  |  | 78 |  |  | 0.16 |  |  | Gas | FRS_110031322664
1425 | 2394 | 2021 | CT | Pfizer Groton Fuel Cell | 60392 | Groton Dept of Utilities - (CT) | 7716 | Groton Fuel Cell 1 LLC | 62093 | IPP CHP | ISO New England Inc. | ISNE | NPCC | NEWE | NPCC New England | ISONE | 9 | 11 | New London | 41.3339 | -72.0711 | 2 | 2 | NG | GAS |  | 0.81696 | 5.6 | 0 |  | Yes | 15567.2 | 8.787 | 0.92136 |  |  |  | 505668 |  | 40077 | 17630 | 0 |  | 0 | 0 | [37 empty] | 505668 | 222451 | [6 empty] | -- | EIA | EIA | [15 empty] | 0 | 0 | 40077 | 0 | 0 | 0 | 0 | 0 | 0 | 0 | 0 | 40077 | 0 | 0 | 40077 | 0 | 0 | 0 | 1 | 0 | 0 | 0 | 0 | 0 | 0 | 0 | 0 | 1 | 0 | 0 | 1 | 0 | [7 empty] | https://www.google.com/maps/@?api=1&map_action=map&center=41.333888999999999%2C-72.071111000000002&zoom=17&basemap=satellite | 42582 | [118 empty] | 0.42 |  |  | 67 |  |  | 0.35 | 0.46 |  |  | 64 |  |  | 0.4 | 0.38 |  |  | 66 |  |  | 0.3 | 0.07 |  |  | 80 |  |  | 0.05 | 0.11 |  |  | 59 |  |  | 0.12 | 0.06 |  |  | 57 |  |  | 0.06 | 0.14 |  |  | 46 |  |  | 0.16 | 0 | 0 | Gas | FRS_110070396445
1426 | 2395 | 2021 | CT | Pfizer Groton Plant | 54236 | Groton Dept of Utilities - (CT) | 7716 | Pfizer Inc | 14928 | Industrial CHP | ISO New England Inc. | ISNE | NPCC | NEWE | NPCC New England | ISONE | 9 | 11 | New London | 41.3315 | -72.0786 | 5 | 4 | NG | GAS |  | 0.23115 | 37.5 | 0.94808 |  | Yes | 1246450.4 | 0.208 | 0.21705 |  | 413091.082 | 174304.422 | 413091.082 | 174304.422 | 75932.463 | 32337.276 | 36.789 | 15.407 | 2.752 | 24614.72 | 1021.721 | 118.824 | 24645.196 |  | 0.969 | 0.953 | 0.072 | 648.332 | 0.013 | 0.002 | 649.135 |  | 0.178 | 0.177 | 0.013 | 119.173 | 0.002 | 0 | 119.321 |  | 0.969 | 0.953 | 0.072 | 648.332 | 0.013 | 0.002 | 649.135 |  | 169.495 | 70.985 | 12.678 | 113405.4 | 4707.292 | 547.446 |  | 1903201.013 | 803058.613 | 1903201.013 | 803058.613 | EIA | EIA |  | EIA | EIA | EIA | -- | [8 empty] | 1490109.931 | 628754.191 | 132.706 | 55.578 | 9.926 | 88790.68 | 3685.571 | 428.623 | 5440.2449 | 0 | 2953.614 | 72978.829 | 0 | 0 | 0 | 0 | 0 | 0 | 0 | 0 | 75932.443 | 0 | 0 | 75932.443 | 0 | 0 | 0.038898 | 0.9611 | 0 | 0 | 0 | 0 | 0 | 0 | 0 | 0 | 1 | 0 | 0 | 1 | 0 | [7 empty] | https://www.google.com/maps/@?api=1&map_action=map&center=41.331499999999998%2C-72.078599999999994&zoom=17&basemap=satellite | 42138 | [118 empty] | 0.42 |  |  | 67 |  |  | 0.35 | 0.46 |  |  | 64 |  |  | 0.4 | 0.38 |  |  | 66 |  |  | 0.3 | 0.07 |  |  | 80 |  |  | 0.05 | 0.11 |  |  | 60 |  |  | 0.12 | 0.05 |  |  | 52 |  |  | 0.06 | 0.15 |  |  | 48 |  |  | 0.16 | 1.0998 | 0.025289 | Gas | FRS_110000315891
1427 | 3095 | 2021 | IA | Greater Des Moines Energy Center | 7985 | MidAmerican Energy Co | 12341 | MidAmerican Energy Co | 12341 | Electric Utility | Midcontinent Independent Transmission System Operator, Inc.. | MISO | MRO | MROW | MRO West | MISO | 19 | 153 | Polk | 41.5563 | -93.5283 | 2 | 3 | NG | GAS |  | 0.26969 | 576.3 | 0.88384 | [6 empty] | 10053680.47 | 5365624.145 | 10053680.47 | 5365624.145 | 1361516 | 724780 | 49.765 | 25.254 | 3.016 | 597474.68 | 22796.343 | 2279.634 | 598099.3 |  | 0.073 | 0.07 | 0.004 | 877.661 | 0.017 | 0.002 | 878.578 |  | 0.01 | 0.009 | 0.001 | 118.857 | 0.002 | 0 | 118.981 |  | 0.073 | 0.07 | 0.004 | 877.661 | 0.017 | 0.002 | 878.578 |  | 49.765 | 25.254 | 3.016 | 597474.68 | 22796.343 | 2279.634 |  | 10053680.47 | 5365624.145 | 10053680.47 | 5365624.145 | EPA/CAMD | EPA/CAMD | EPA/CAMD | EPA/CAMD | EIA | EIA | -- | EPA/CAMD | EPA/CAMD | [14 empty] | 7384.1809 | 0 | 0 | 1361516 | 0 | 0 | 0 | 0 | 0 | 0 | 0 | 0 | 1361516 | 0 | 0 | 1361516 | 0 | 0 | 0 | 1 | 0 | 0 | 0 | 0 | 0 | 0 | 0 | 0 | 1 | 0 | 0 | 1 | 0 | Yes |  | 10857190.68 | 645221.987 | 58.578 | 3.257 |  | https://www.google.com/maps/@?api=1&map_action=map&center=41.5563%2C-93.528300000000002&zoom=17&basemap=satellite | 22913 | [118 empty] | 0.32 |  |  | 55 |  |  | 0.35 | 0.36 |  |  | 56 |  |  | 0.4 | 0.29 |  |  | 52 |  |  | 0.3 | 0.02 |  |  | 61 |  |  | 0.05 | 0.11 |  |  | 58 |  |  | 0.12 | 0.07 |  |  | 65 |  |  | 0.06 | 0.1 |  |  | 28 |  |  | 0.16 | 27.1996 | 0.080914 | Gas | FRS_110014336806
1428 | 2396 | 2021 | CT | Plainfield Renewable Energy LLC | 56847 | Connecticut Light & Power Co | 4176 | Plainfield Renewable Energy, LLC | 56067 | IPP Non-CHP | ISO New England Inc. | ISNE | NPCC | NEWE | NPCC New England | ISONE | 9 | 15 | Windham | 41.6644 | -71.9242 | 1 | 1 | WDS | BIOMASS |  | 0.75231 | 43 | 0.079475 | Yes | [5 empty] | 3373783 | 1394389.5 | 3373783 | 1394389.5 | 283382 | 120338 | 125.842 | 52.011 | 42.095 | 0.108 | 237622.491 | 31190.903 | 7617.834 |  | 0.888 | 0.864 | 0.297 | 0.001 | 0.839 | 0.11 | 53.764 |  | 0.075 | 0.075 | 0.025 | 0 | 0.07 | 0.009 | 4.516 |  | 0.888 | 0.864 | 0.297 | 0.001 | 0.839 | 0.11 | 53.764 |  | 125.842 | 52.011 | 42.095 | 348771.708 | 237622.491 | 31190.903 |  | 3373783 | 1394389.5 | 3373783 | 1394389.5 | EIA | EIA | EIA | EIA | EIA | EIA | -- | EIA | EIA |  |  |  | 348771.6 | [10 empty] | 11905.4244 | 0 | 0 | 0 | 0 | 0 | 283382.001 | 0 | 0 | 0 | 0 | 0 | 0 | 283382.001 | 283382.001 | 283382.001 | 0 | 0 | 0 | 0 | 0 | 0 | 1 | 0 | 0 | 0 | 0 | 0 | 0 | 1 | 1 | 1 | 0 | [7 empty] | https://www.google.com/maps/@?api=1&map_action=map&center=41.664375999999997%2C-71.924180000000007&zoom=17&basemap=satellite | 7598 | [118 empty] | 0.12 |  |  | 15 |  |  | 0.35 | 0.1 |  |  | 24 |  |  | 0.4 | 0.15 |  |  | 26 |  |  | 0.3 | 0.01 |  |  | 59 |  |  | 0.05 | 0.14 |  |  | 68 |  |  | 0.12 | 0.07 |  |  | 68 |  |  | 0.06 | 0.2 |  |  | 67 |  |  | 0.16 | 32.5991 | 0.2231 | Biomass | FRS_110040594602
1429 | 2399 | 2021 | CT | Pratt & Whitney, East Hartford | 54605 | Connecticut Light & Power Co | 4176 | United Technologies | 21621 | Industrial CHP | ISO New England Inc. | ISNE | NPCC | NEWE | NPCC New England | ISONE | 9 | 3 | Hartford | 41.7483 | -72.6367 | 1 | 1 | NG | GAS |  | 0.4553 | 25.8 | 0.5745 |  | Yes | 675880.8 | 0.52 | 0.40927 |  | 550191.433 | 331508.94 | 550191.433 | 331508.94 | 102902 | 61188 | 6.157 | 3.696 | 0.161 | 32696.929 | 1213.687 | 121.369 | 32730.184 |  | 0.12 | 0.121 | 0.003 | 635.496 | 0.012 | 0.001 | 636.143 |  | 0.022 | 0.022 | 0.001 | 118.857 | 0.002 | 0 | 118.977 |  | 0.12 | 0.121 | 0.003 | 635.496 | 0.012 | 0.001 | 636.143 |  | 15.044 | 9.031 | 0.394 | 79889.999 | 2965.46 | 296.546 |  | 1344309.529 | 809991.942 | 1344309.529 | 809991.942 | EPA/CAMD | EPA/CAMD | EIA | EPA/CAMD | EIA | EIA | -- | EPA/CAMD | EPA/CAMD | [6 empty] | 794118.096 | 478483.002 | 8.887 | 5.335 | 0.233 | 47193.07 | 1751.773 | 175.177 | 5346.7516 | 0 | 0 | 102902 | 0 | 0 | 0 | 0 | 0 | 0 | 0 | 0 | 102902 | 0 | 0 | 102902 | 0 | 0 | 0 | 1 | 0 | 0 | 0 | 0 | 0 | 0 | 0 | 0 | 1 | 0 | 0 | 1 | 0 | Yes |  | 822259.75 | 48863.847 | 9.317 |  |  | https://www.google.com/maps/@?api=1&map_action=map&center=41.748327000000003%2C-72.636692999999994&zoom=17&basemap=satellite | 98707 | [118 empty] | 0.57 |  |  | 80 |  |  | 0.35 | 0.71 |  |  | 79 |  |  | 0.4 | 0.41 |  |  | 69 |  |  | 0.3 | 0.15 |  |  | 89 |  |  | 0.05 | 0.22 |  |  | 83 |  |  | 0.12 | 0.07 |  |  | 65 |  |  | 0.06 | 0.13 |  |  | 39 |  |  | 0.16 | 1.4095 | 0.034871 | Gas | FRS_110017435701
1430 | 2403 | 2021 | CT | Rand Whitney CHP Plant | 58184 | Connecticut Light & Power Co | 4176 | Rand Whitney Containerboard L.P. | 58156 | Industrial CHP | ISO New England Inc. | ISNE | NPCC | NEWE | NPCC New England | ISONE | 9 | 11 | New London | 41.4528 | -72.1361 | 1 | 1 | NG | GAS |  | 0.93422 | 14.6 | 0 |  | Yes | 964512.8 | 0.423 | 0.3605 |  | 615898.46 | 242371.484 | 615898.46 | 242371.484 | 119483 | 46461 | 98.544 | 38.779 | 0.984 | 35995.895 | 1357.825 | 135.782 | 36033.1 |  | 1.65 | 1.669 | 0.016 | 602.527 | 0.011 | 0.001 | 603.15 |  | 0.32 | 0.32 | 0.003 | 116.889 | 0.002 | 0 | 117.01 |  | 1.65 | 1.669 | 0.016 | 602.527 | 0.011 | 0.001 | 603.15 |  | 273.35 | 107.57 | 2.73 | 99848.679 | 3766.458 | 376.646 |  | 1708435 | 672312 | 1708435 | 672312 | EIA | EIA | EIA | EIA | EIA | EIA | -- | EIA | EIA | [6 empty] | 1092536.54 | 429940.516 | 174.806 | 68.791 | 1.746 | 63852.784 | 2408.633 | 240.863 | 5154.6953 | 0 | 0 | 119483 | 0 | 0 | 0 | 0 | 0 | 0 | 0 | 0 | 119483 | 0 | 0 | 119483 | 0 | 0 | 0 | 1 | 0 | 0 | 0 | 0 | 0 | 0 | 0 | 0 | 1 | 0 | 0 | 1 | 0 | [7 empty] | https://www.google.com/maps/@?api=1&map_action=map&center=41.452778000000002%2C-72.136111&zoom=17&basemap=satellite | 13665 | [118 empty] | 0.22 |  |  | 36 |  |  | 0.35 | 0.27 |  |  | 47 |  |  | 0.4 | 0.17 |  |  | 31 |  |  | 0.3 | 0.03 |  |  | 68 |  |  | 0.05 | 0.11 |  |  | 58 |  |  | 0.12 | 0.03 |  |  | 31 |  |  | 0.06 | 0.16 |  |  | 53 |  |  | 0.16 | 0.30427 | 0.0051352 | Gas | FRS_110057114901
1431 | 2408 | 2021 | CT | Sikorsky Aircraft CHP | 61703 | United Illuminating Co | 19497 | Sikorsky Aircraft Corporation | 61332 | Industrial CHP | ISO New England Inc. | ISNE | NPCC | NEWE | NPCC New England | ISONE | 9 | 1 | Fairfield | 41.25 | -73.0987 | 3 | 3 | NG | GAS |  | 0.8247 | 9.9 | 0 |  | Yes | 54421.6 | 4.485 | 0.85674 |  | 766819.908 | 337320.569 | 767792.908 | 337832.569 | 71521 | 31471 | 119.112 | 52.399 | 1.225 | 44816.428 | 1690.701 | 169.093 | 44862.757 |  | 3.331 | 3.33 | 0.034 | 1253.238 | 0.024 | 0.002 | 1254.534 |  | 0.311 | 0.311 | 0.003 | 116.889 | 0.002 | 0 | 117.01 |  | 3.336 | 3.335 | 0.034 | 1255.169 | 0.024 | 0.002 | 1256.466 |  | 139.029 | 61.161 | 1.43 | 52310.191 | 1973.403 | 197.367 |  | 895040 | 393724 | 896013 | 394236 | EIA | EIA | EIA | EIA | EIA | EIA | -- | EIA | EIA | [6 empty] | 128220.092 | 56403.431 | 19.917 | 8.762 | 0.205 | 7493.763 | 282.702 | 28.274 | 10738.1203 | 0 | 3.211 | 71407.789 | 0 | 0 | 0 | 0 | 110 | 0 | 0 | 0 | 71411 | 110 | 110 | 71411 | 110 | 0 | 4.4896e-05 | 0.99842 | 0 | 0 | 0 | 0 | 0.001538 | 0 | 0 | 0 | 0.99846 | 0.001538 | 0.001538 | 0.99846 | 0.001538 | [7 empty] | https://www.google.com/maps/@?api=1&map_action=map&center=41.250008999999999%2C-73.098650000000006&zoom=17&basemap=satellite | 41702 | [118 empty] | 0.16 |  |  | 24 |  |  | 0.35 | 0.23 |  |  | 42 |  |  | 0.4 | 0.1 |  |  | 17 |  |  | 0.3 | 0.02 |  |  | 64 |  |  | 0.05 | 0.06 |  |  | 38 |  |  | 0.12 | 0.05 |  |  | 47 |  |  | 0.06 | 0.23 |  |  | 76 |  |  | 0.16 | 0.27288 | 0.0093377 | Gas | FRS_110070396218
1432 | 2411 | 2021 | CT | South Windsor Fuel Cell | 63302 | Connecticut Light & Power Co | 4176 | South Energy Investments LLC | 62971 | IPP Non-CHP | ISO New England Inc. | ISNE | RFC | NEWE | NPCC New England | ISONE | 9 | 3 | Hartford | 41.8154 | -72.6144 | 1 | 1 | NG | GAS |  | 0.06952 | 5 | 1 | [8 empty] | 28572 | 12567 | 3045 | 1340 | 0 |  | 0 | 0 | [37 empty] | 28572 | 12567 | [6 empty] | -- | EIA | EIA | [15 empty] | 0 | 0 | 3045 | 0 | 0 | 0 | 0 | 0 | 0 | 0 | 0 | 3045 | 0 | 0 | 3045 | 0 | 0 | 0 | 1 | 0 | 0 | 0 | 0 | 0 | 0 | 0 | 0 | 1 | 0 | 0 | 1 | 0 | [7 empty] | https://www.google.com/maps/@?api=1&map_action=map&center=41.815416999999997%2C-72.614377000000005&zoom=17&basemap=satellite | 37926 | [118 empty] | 0.46 |  |  | 71 |  |  | 0.35 | 0.64 |  |  | 75 |  |  | 0.4 | 0.28 |  |  | 51 |  |  | 0.3 | 0.05 |  |  | 76 |  |  | 0.05 | 0.13 |  |  | 64 |  |  | 0.12 | 0.07 |  |  | 66 |  |  | 0.06 | 0.12 |  |  | 35 |  |  | 0.16 | 0 | 0 | Gas | FRS_
1433 | 2413 | 2021 | CT | Stamford Health | 64515 | Connecticut Light & Power Co | 4176 | Stamford Health Systems, Inc. | 64153 | Commercial Non-CHP | ISO New England Inc. | ISNE | NPCC | NEWE | NPCC New England | ISONE | 9 | 1 | Fairfield | 41.0556 | -73.552 | 8 | 8 | DFO | OIL |  | 0.00105 | 8.4 | 1 | [6 empty] | 741 | 238 | 741 | 238 | 77 | 24.998 | 1.194 | 0.382 | 0.107 | 60.514 | 4.901 | 0.98 | 60.721 |  | 31.013 | 30.562 | 2.79 | 1571.792 | 0.064 | 0.013 | 1577.177 |  | 3.223 | 3.21 | 0.29 | 163.331 | 0.007 | 0.001 | 163.89 |  | 31.013 | 30.562 | 2.79 | 1571.792 | 0.064 | 0.013 | 1577.177 |  | 1.194 | 0.382 | 0.107 | 60.514 | 4.901 | 0.98 |  | 741 | 238 | 741 | 238 | EIA | EIA | EIA | EIA | EIA | EIA | -- | EIA | EIA | [14 empty] | 9623.3766 | 0 | 77 | 0 | 0 | 0 | 0 | 0 | 0 | 0 | 0 | 0 | 77 | 0 | 0 | 77 | 0 | 0 | 1 | 0 | 0 | 0 | 0 | 0 | 0 | 0 | 0 | 0 | 1 | 0 | 0 | 1 | 0 | [7 empty] | https://www.google.com/maps/@?api=1&map_action=map&center=41.055636%2C-73.55198&zoom=17&basemap=satellite | 133870 | [118 empty] | 0.36 |  |  | 60 |  |  | 0.35 | 0.5 |  |  | 67 |  |  | 0.4 | 0.23 |  |  | 42 |  |  | 0.3 | 0.11 |  |  | 86 |  |  | 0.05 | 0.1 |  |  | 57 |  |  | 0.12 | 0.05 |  |  | 54 |  |  | 0.06 | 0.14 |  |  | 45 |  |  | 0.16 | 0.14493 | 2.9882 | Oil | FRS_
1434 | 2423 | 2021 | CT | Trinity College Fuel Cell | 61786 | Eversource | 59497 | AEP Onsite Partners, LLC | 60571 | IPP Non-CHP | ISO New England Inc. | ISNE | NPCC | NEWE | NPCC New England | ISONE | 9 | 3 | Hartford | 41.7463 | -72.6894 | 1 | 1 | NG | GAS |  | 0.88405 | 1.4 | 0 | [8 empty] | 98934 | 43523 | 10842 | 4770 | 0 |  | 0 | 0 | [37 empty] | 98934 | 43523 | [6 empty] | -- | EIA | EIA | [15 empty] | 0 | 0 | 10842 | 0 | 0 | 0 | 0 | 0 | 0 | 0 | 0 | 10842 | 0 | 0 | 10842 | 0 | 0 | 0 | 1 | 0 | 0 | 0 | 0 | 0 | 0 | 0 | 0 | 1 | 0 | 0 | 1 | 0 | [7 empty] | https://www.google.com/maps/@?api=1&map_action=map&center=41.746288%2C-72.689356000000004&zoom=17&basemap=satellite | 154606 | [118 empty] | 0.56 |  |  | 80 |  |  | 0.35 | 0.7 |  |  | 78 |  |  | 0.4 | 0.42 |  |  | 71 |  |  | 0.3 | 0.14 |  |  | 88 |  |  | 0.05 | 0.21 |  |  | 82 |  |  | 0.12 | 0.06 |  |  | 56 |  |  | 0.06 | 0.13 |  |  | 40 |  |  | 0.16 | 0 | 0 | Gas | FRS_110070396371
1435 | 2424 | 2021 | CT | TRS Fuel Cell | 60683 | Connecticut Light & Power Co | 4176 | TRS Fuel Cell, LLC | 60403 | IPP CHP | ISO New England Inc. | ISNE | NPCC | NEWE | NPCC New England | ISONE | 9 | 1 | Fairfield | 41.3907 | -73.4354 | 1 | 1 | NG | GAS |  | 0 | 3.7 |  |  | Yes | 0 |  | 1 | [5 empty] | 0 | 0 | 0 |  | 0 | 0 | [45 empty] | -- | [17 empty] | 0 | 0 | 0 | 0 | 0 | 0 | 0 | 0 | 0 | 0 | 0 | 0 | 0 | 0 | 0 | 0 | [23 empty] | https://www.google.com/maps/@?api=1&map_action=map&center=41.390700000000002%2C-73.435400000000001&zoom=17&basemap=satellite | 77662 | [118 empty] | 0.41 |  |  | 65 |  |  | 0.35 | 0.5 |  |  | 67 |  |  | 0.4 | 0.31 |  |  | 56 |  |  | 0.3 | 0.12 |  |  | 87 |  |  | 0.05 | 0.16 |  |  | 74 |  |  | 0.12 | 0.06 |  |  | 62 |  |  | 0.06 | 0.14 |  |  | 42 |  |  | 0.16 | 0 | 0 | Gas | FRS_110070073249
1436 | 5251 | 2021 | MI | Sixth Street Gas Turbine | 6356 | City of Holland | 8723 | City of Holland | 8723 | Electric Utility | Midcontinent Independent Transmission System Operator, Inc.. | MISO | RFC | RFCM | RFC Michigan | MISO | 26 | 139 | Ottawa | 42.7926 | -86.1036 | 1 | 1 | DFO | OIL |  | 0 | 24 | [7 empty] | 1002 | 444 | 1002 | 444 | -95 | -42 | 0.451 | 0.2 | 0.154 | 81.826 | 6.627 | 1.325 | 82.106 |  | 0 | 0 | 0 | 0 | 0 | 0 | 0 |  | 0.9 | 0.901 | 0.307 | 163.325 | 0.007 | 0.001 | 163.885 |  | 0 | 0 | 0 | 0 | 0 | 0 | 0 |  | 0.451 | 0.2 | 0.154 | 81.826 | 6.627 | 1.325 |  | 1002 | 444 | 1002 | 444 | EIA | EIA | EIA | EIA | EIA | EIA | -- | EIA | EIA | [14 empty] | -10547.3684 | 0 | -95 | 0 | 0 | 0 | 0 | 0 | 0 | 0 | 0 | 0 | -95 | 0 | 0 | -95 | 0 | [23 empty] | https://www.google.com/maps/@?api=1&map_action=map&center=42.792645%2C-86.103583&zoom=17&basemap=satellite | 58459 | [118 empty] | 0.33 |  |  | 55 |  |  | 0.35 | 0.37 |  |  | 57 |  |  | 0.4 | 0.27 |  |  | 49 |  |  | 0.3 | 0.03 |  |  | 69 |  |  | 0.05 | 0.12 |  |  | 63 |  |  | 0.12 | 0.06 |  |  | 58 |  |  | 0.06 | 0.15 |  |  | 49 |  |  | 0.16 | 0.0068386 | 0 | Oil | FRS_110028030440
1437 | 2426 | 2021 | CT | UB Fuel Cell | 63438 | United Illuminating Co | 19497 | Clearway Energy, Inc | 61939 | IPP CHP | ISO New England Inc. | ISNE | NPCC | NEWE | NPCC New England | ISONE | 9 | 1 | Fairfield | 41.165 | -73.1961 | 1 | 1 | NG | GAS |  | 0.75318 | 1.4 | 0.078033 |  | Yes | 0 |  | 1 |  |  |  | 80430 |  | 9237 | 4063 | 0 |  | 0 | 0 | [37 empty] | 80430 | 35382 | [6 empty] | -- | EIA | EIA | [15 empty] | 0 | 0 | 9237 | 0 | 0 | 0 | 0 | 0 | 0 | 0 | 0 | 9237 | 0 | 0 | 9237 | 0 | 0 | 0 | 1 | 0 | 0 | 0 | 0 | 0 | 0 | 0 | 0 | 1 | 0 | 0 | 1 | 0 | [7 empty] | https://www.google.com/maps/@?api=1&map_action=map&center=41.165036000000001%2C-73.196060000000003&zoom=17&basemap=satellite | 133423 | [118 empty] | 0.59 |  |  | 82 |  |  | 0.35 | 0.74 |  |  | 80 |  |  | 0.4 | 0.44 |  |  | 73 |  |  | 0.3 | 0.14 |  |  | 89 |  |  | 0.05 | 0.23 |  |  | 84 |  |  | 0.12 | 0.07 |  |  | 69 |  |  | 0.06 | 0.11 |  |  | 31 |  |  | 0.16 | 0 | 0 | Gas | FRS_110070871451
1438 | 5548 | 2021 | MN | Hutchinson - Plant 2 | 6358 | Hutchinson Utilities Comm | 9130 | Hutchinson Utilities Comm | 9130 | Electric Utility | Midcontinent Independent Transmission System Operator, Inc.. | MISO | MRO | MROW | MRO West | MISO | 27 | 85 | McLeod | 44.8889 | -94.3493 | 1 | 3 | NG | GAS |  | 0.01754 | 90.5 | 1 | [6 empty] | 127324.117 | 117537.887 | 127324.117 | 117537.887 | 13904 | 13045 | 7.069 | 6.485 | 0.038 | 7567.045 | 323.751 | 32.375 | 7575.916 |  | 1.017 | 0.994 | 0.005 | 1088.47 | 0.023 | 0.002 | 1089.746 |  | 0.111 | 0.11 | 0.001 | 118.863 | 0.003 | 0 | 119.002 |  | 1.017 | 0.994 | 0.005 | 1088.47 | 0.023 | 0.002 | 1089.746 |  | 7.069 | 6.485 | 0.038 | 7567.045 | 323.751 | 32.375 |  | 127324.117 | 117537.887 | 127324.117 | 117537.887 | EPA/CAMD | EPA/CAMD | EPA/CAMD | EPA/CAMD | EIA | EIA | -- | EPA/CAMD | EPA/CAMD | [14 empty] | 9157.3732 | 0 | 0 | 13904 | 0 | 0 | 0 | 0 | 0 | 0 | 0 | 0 | 13904 | 0 | 0 | 13904 | 0 | 0 | 0 | 1 | 0 | 0 | 0 | 0 | 0 | 0 | 0 | 0 | 1 | 0 | 0 | 1 | 0 | Yes |  | 175431.453 | 10425.291 | 8.804 | 0.055 |  | https://www.google.com/maps/@?api=1&map_action=map&center=44.888880999999998%2C-94.349348000000006&zoom=17&basemap=satellite | 14513 | [118 empty] | 0.16 |  |  | 24 |  |  | 0.35 | 0.08 |  |  | 21 |  |  | 0.4 | 0.25 |  |  | 45 |  |  | 0.3 | 0 |  |  | 0 |  |  | 0.05 | 0.05 |  |  | 32 |  |  | 0.12 | 0.07 |  |  | 68 |  |  | 0.06 | 0.2 |  |  | 66 |  |  | 0.16 | 0.016408 | 0.0033228 | Gas | FRS_110001444492
1439 | 2427 | 2021 | CT | UCONN Cogen Facility | 58159 | Connecticut Light & Power Co | 4176 | University of Connecticut | 58130 | Commercial CHP | ISO New England Inc. | ISNE | NPCC | NEWE | NPCC New England | ISONE | 9 | 13 | Tolland | 41.8092 | -72.2542 | 6 | 4 | NG | GAS |  | 0.52352 | 25.7 | 0.46081 |  | Yes | 634371.2 | 0.634 | 0.45813 |  | 686096.375 | 267828.39 | 686096.375 | 267828.39 | 117860 | 46668 | 98.528 | 38.834 | 1.085 | 40258.015 | 1542.864 | 158.828 | 40300.966 |  | 1.672 | 1.664 | 0.018 | 683.15 | 0.013 | 0.001 | 683.879 |  | 0.287 | 0.29 | 0.003 | 117.354 | 0.002 | 0 | 117.479 |  | 1.672 | 1.664 | 0.018 | 683.15 | 0.013 | 0.001 | 683.879 |  | 215.064 | 84.765 | 2.369 | 87874.173 | 3367.725 | 346.686 |  | 1497593.753 | 584609.011 | 1497593.753 | 584609.011 | EIA | EIA | EIA | EIA | EIA | EIA | -- | EIA | EIA | [6 empty] | 811497.378 | 316780.621 | 116.536 | 45.931 | 1.284 | 47616.158 | 1824.861 | 187.858 | 5821.2826 | 0 | 1303.552 | 116556.45 | 0 | 0 | 0 | 0 | 0 | 0 | 0 | 0 | 117860.002 | 0 | 0 | 117860.002 | 0 | 0 | 0.01106 | 0.98894 | 0 | 0 | 0 | 0 | 0 | 0 | 0 | 0 | 1 | 0 | 0 | 1 | 0 | [7 empty] | https://www.google.com/maps/@?api=1&map_action=map&center=41.809167000000002%2C-72.254166999999995&zoom=17&basemap=satellite | 21748 | [118 empty] | 0.41 |  |  | 66 |  |  | 0.35 | 0.22 |  |  | 42 |  |  | 0.4 | 0.47 |  |  | 77 |  |  | 0.3 | 0.05 |  |  | 74 |  |  | 0.05 | 0.06 |  |  | 38 |  |  | 0.12 | 0.01 |  |  | 12 |  |  | 0.06 | 0.08 |  |  | 18 |  |  | 0.16 | 1.9038 | 0.032061 | Gas | FRS_110057117203
1440 | 5113 | 2021 | MI | Detour | 6369 | American Transmission Co | 659 | Cloverland Electric Co-op | 3828 | Electric Utility | Midcontinent Independent Transmission System Operator, Inc.. | MISO | RFC | RFCW | RFC West | MISO | 26 | 33 | Chippewa | 45.9836 | -83.9079 | 2 | 2 | DFO | OIL |  | 0.01608 | 6 | 1 | [6 empty] | 11656 | 5190 | 11656 | 5190 | 845 | 376 | 17.522 | 7.8 | 1.69 | 951.862 | 77.091 | 15.418 | 955.123 |  | 41.472 | 41.489 | 4 | 2252.928 | 0.091 | 0.018 | 2260.646 |  | 3.007 | 3.006 | 0.29 | 163.326 | 0.007 | 0.001 | 163.885 |  | 41.472 | 41.489 | 4 | 2252.928 | 0.091 | 0.018 | 2260.646 |  | 17.522 | 7.8 | 1.69 | 951.862 | 77.091 | 15.418 |  | 11656 | 5190 | 11656 | 5190 | EIA | EIA | EIA | EIA | EIA | EIA | -- | EIA | EIA | [14 empty] | 13794.0828 | 0 | 845 | 0 | 0 | 0 | 0 | 0 | 0 | 0 | 0 | 0 | 845 | 0 | 0 | 845 | 0 | 0 | 1 | 0 | 0 | 0 | 0 | 0 | 0 | 0 | 0 | 0 | 1 | 0 | 0 | 1 | 0 | [7 empty] | https://www.google.com/maps/@?api=1&map_action=map&center=45.983629999999998%2C-83.907880000000006&zoom=17&basemap=satellite | 366 | [118 empty] | 0.24 |  |  | 40 |  |  | 0.35 | 0.1 |  |  | 23 |  |  | 0.4 | 0.38 |  |  | 65 |  |  | 0.3 | 0 |  |  | 0 |  |  | 0.05 | 0.05 |  |  | 33 |  |  | 0.12 | 0.02 |  |  | 19 |  |  | 0.06 | 0.56 |  |  | 98 |  |  | 0.16 | 0.86784 | 9.1352 | Oil | FRS_110028026543
1441 | 2428 | 2021 | CT | UDR Glastonbury Fuel Cell | 60109 | Eversource | 59497 | UIL Distributed Resources, LLC | 59885 | IPP Non-CHP | ISO New England Inc. | ISNE | NPCC | NEWE | NPCC New England | ISONE | 9 | 3 | Hartford | 41.717 | -72.5361 | 1 | 1 | NG | GAS |  | 0.80674 | 3.4 | 0 | [8 empty] | 176732 | 77746 | 24028 | 10570 | 0 |  | 0 | 0 | [37 empty] | 176732 | 77746 | [6 empty] | -- | EIA | EIA | [15 empty] | 0 | 0 | 24028 | 0 | 0 | 0 | 0 | 0 | 0 | 0 | 0 | 24028 | 0 | 0 | 24028 | 0 | 0 | 0 | 1 | 0 | 0 | 0 | 0 | 0 | 0 | 0 | 0 | 1 | 0 | 0 | 1 | 0 | [7 empty] | https://www.google.com/maps/@?api=1&map_action=map&center=41.716997999999997%2C-72.536077000000006&zoom=17&basemap=satellite | 25058 | [118 empty] | 0.16 |  |  | 24 |  |  | 0.35 | 0.24 |  |  | 43 |  |  | 0.4 | 0.09 |  |  | 15 |  |  | 0.3 | 0.01 |  |  | 61 |  |  | 0.05 | 0.03 |  |  | 23 |  |  | 0.12 | 0.04 |  |  | 41 |  |  | 0.06 | 0.18 |  |  | 62 |  |  | 0.16 | 0 | 0 | Gas | FRS_110070397564
1442 | 7231 | 2021 | NE | Rokeby | 6373 | Lincoln Electric System | 11018 | Lincoln Electric System | 11018 | Electric Utility | Southwest Power Pool | SWPP | MRO | MROW | MRO West |  | 31 | 109 | Lancaster | 40.7316 | -96.7364 | 3 | 4 | NG | GAS |  | 0.02383 | 266.1 | 1 | [6 empty] | 738106.371 | 457021.742 | 738106.371 | 457021.742 | 55544 | 26303.999 | 126.03 | 48.14 | 2.486 | 46283.511 | 2641.058 | 381.472 | 46373.364 |  | 4.538 | 3.66 | 0.09 | 1666.553 | 0.048 | 0.007 | 1669.788 |  | 0.341 | 0.211 | 0.007 | 125.411 | 0.004 | 0.001 | 125.655 |  | 4.538 | 3.66 | 0.09 | 1666.553 | 0.048 | 0.007 | 1669.788 |  | 126.03 | 48.14 | 2.486 | 46283.511 | 2641.058 | 381.472 |  | 738106.371 | 457021.742 | 738106.371 | 457021.742 | EPA/CAMD | EPA/CAMD | EPA/CAMD | EPA/CAMD; EIA | EIA | EIA | -- | EPA/CAMD | EPA/CAMD | [14 empty] | 13288.6787 | 0 | 11729.945 | 43814.055 | 0 | 0 | 0 | 0 | 0 | 0 | 0 | 0 | 55544 | 0 | 0 | 55544 | 0 | 0 | 0.21118 | 0.78882 | 0 | 0 | 0 | 0 | 0 | 0 | 0 | 0 | 1 | 0 | 0 | 1 | 0 | Yes |  | 972636.617 | 49075.561 | 81.59 | 0.425 |  | https://www.google.com/maps/@?api=1&map_action=map&center=40.7316%2C-96.736400000000003&zoom=17&basemap=satellite | 13463 | [118 empty] | 0.17 |  |  | 25 |  |  | 0.35 | 0.19 |  |  | 38 |  |  | 0.4 | 0.14 |  |  | 26 |  |  | 0.3 | 0.02 |  |  | 63 |  |  | 0.05 | 0.04 |  |  | 29 |  |  | 0.12 | 0.06 |  |  | 60 |  |  | 0.06 | 0.15 |  |  | 47 |  |  | 0.16 | 0 | 0 | Gas | FRS_110000565816
1443 | 2429 | 2021 | CT | UI RCP Bridgeport Seaside | 60054 | United Illuminating Co | 19497 | United Illuminating Co | 19497 | Electric Utility | ISO New England Inc. | ISNE | NPCC | NEWE | NPCC New England | ISONE | 9 | 1 | Fairfield | 41.1576 | -73.2081 | 2 | 2 | NG | GAS |  | 0.54838 | 5 | 0.41937 | [8 empty] | 185102 | 80662 | 24019 | 10219 | 0 |  | 0 | 0 | [37 empty] | 185102 | 80662 | [6 empty] | -- | EIA | EIA | [15 empty] | 0 | 0 | 21615.73 | 0 | 0 | 0 | 0 | 2403 | 0 | 0 | 0 | 21615.73 | 2403 | 2403 | 21615.73 | 2403 | 0 | 0 | 0.89995 | 0 | 0 | 0 | 0 | 0.10005 | 0 | 0 | 0 | 0.89995 | 0.10005 | 0.10005 | 0.89995 | 0.10005 | [7 empty] | https://www.google.com/maps/@?api=1&map_action=map&center=41.157590999999996%2C-73.208083999999999&zoom=17&basemap=satellite | 115110 | [118 empty] | 0.55 |  |  | 78 |  |  | 0.35 | 0.66 |  |  | 76 |  |  | 0.4 | 0.42 |  |  | 71 |  |  | 0.3 | 0.14 |  |  | 89 |  |  | 0.05 | 0.22 |  |  | 83 |  |  | 0.12 | 0.07 |  |  | 66 |  |  | 0.06 | 0.11 |  |  | 31 |  |  | 0.16 | 0 | 0 | Gas | FRS_110070397405
1444 | 6761 | 2021 | NC | Ocracoke Hybrid | 6377 | Tideland Electric Member Corp | 19108 | North Carolina El Member Corp | 13683 | Electric Utility | PJM Interconnection, LLC | PJM | SERC | SRVC | SERC Virginia/Carolina | PJM | 37 | 95 | Hyde | 35.1094 | -75.9797 | 2 | 2 | DFO | OIL |  | 0 | 4 | [7 empty] | 915 | 283 | 915 | 283 | -45 | -15 | 1.473 | 0.457 | 0.133 | 74.722 | 6.052 | 1.21 | 74.978 |  | 0 | 0 | 0 | 0 | 0 | 0 | 0 |  | 3.22 | 3.23 | 0.29 | 163.327 | 0.007 | 0.001 | 163.886 |  | 0 | 0 | 0 | 0 | 0 | 0 | 0 |  | 1.473 | 0.457 | 0.133 | 74.722 | 6.052 | 1.21 |  | 915 | 283 | 915 | 283 | EIA | EIA | EIA | EIA | EIA | EIA | -- | EIA | EIA | [14 empty] | -20333.3333 | 0 | -32 | 0 | 0 | 0 | 0 | 0 | 0 | 0 | 0 | -13 | -45 | 0 | 0 | -45 | 0 | [23 empty] | https://www.google.com/maps/@?api=1&map_action=map&center=35.109444000000003%2C-75.979721999999995&zoom=17&basemap=satellite | 973 | [118 empty] | 0.53 |  |  | 77 |  |  | 0.35 | 0.52 |  |  | 68 |  |  | 0.4 | 0.54 |  |  | 84 |  |  | 0.3 | 0.27 |  |  | 95 |  |  | 0.05 | 0.34 |  |  | 93 |  |  | 0.12 | 0.15 |  |  | 96 |  |  | 0.06 | 0.13 |  |  | 39 |  |  | 0.16 | 0.18879 | 0 | Oil | FRS_110028028827
1445 | 2430 | 2021 | CT | UI RCP New Haven Fuel Cell | 60040 | United Illuminating Co | 19497 | United Illuminating Co | 19497 | Electric Utility | ISO New England Inc. | ISNE | NPCC | NEWE | NPCC New England | ISONE | 9 | 9 | New Haven | 41.2888 | -72.8986 | 1 | 1 | NG | GAS |  | 0.72097 | 2.8 | 0.13171 | [8 empty] | 157794 | 62392 | 17684 | 6545 | 0 |  | 0 | 0 | [37 empty] | 157794 | 62392 | [6 empty] | -- | EIA | EIA | [15 empty] | 0 | 0 | 17684 | 0 | 0 | 0 | 0 | 0 | 0 | 0 | 0 | 17684 | 0 | 0 | 17684 | 0 | 0 | 0 | 1 | 0 | 0 | 0 | 0 | 0 | 0 | 0 | 0 | 1 | 0 | 0 | 1 | 0 | [7 empty] | https://www.google.com/maps/@?api=1&map_action=map&center=41.288803000000001%2C-72.898622000000003&zoom=17&basemap=satellite | 122114 | [118 empty] | 0.53 |  |  | 77 |  |  | 0.35 | 0.62 |  |  | 74 |  |  | 0.4 | 0.44 |  |  | 73 |  |  | 0.3 | 0.09 |  |  | 84 |  |  | 0.05 | 0.15 |  |  | 71 |  |  | 0.12 | 0.06 |  |  | 59 |  |  | 0.06 | 0.12 |  |  | 36 |  |  | 0.16 | 0 | 0 | Gas | FRS_110070397393
1446 | 10819 | 2021 | VA | Tangier | 6390 | A & N Electric Coop | 84 | A & N Electric Coop | 84 | Electric Utility | PJM Interconnection, LLC | PJM | RFC | RFCE | RFC East | PJM | 51 | 1 | Accomack | 37.8277 | -75.9915 | 2 | 2 | DFO | OIL |  | 0.01156 | 2.4 | 1 | [6 empty] | 2559 | 904 | 2559 | 904 | 243 | 86 | 4.092 | 1.444 | 0.371 | 208.976 | 16.925 | 3.385 | 209.692 |  | 33.679 | 33.581 | 3.053 | 1719.967 | 0.07 | 0.014 | 1725.859 |  | 3.198 | 3.195 | 0.29 | 163.326 | 0.007 | 0.001 | 163.886 |  | 33.679 | 33.581 | 3.053 | 1719.967 | 0.07 | 0.014 | 1725.859 |  | 4.092 | 1.444 | 0.371 | 208.976 | 16.925 | 3.385 |  | 2559 | 904 | 2559 | 904 | EIA | EIA | EIA | EIA | EIA | EIA | -- | EIA | EIA | [14 empty] | 10530.8642 | 0 | 243 | 0 | 0 | 0 | 0 | 0 | 0 | 0 | 0 | 0 | 243 | 0 | 0 | 243 | 0 | 0 | 1 | 0 | 0 | 0 | 0 | 0 | 0 | 0 | 0 | 0 | 1 | 0 | 0 | 1 | 0 | [7 empty] | https://www.google.com/maps/@?api=1&map_action=map&center=37.8277%2C-75.991500000000002&zoom=17&basemap=satellite | 506 | [118 empty] | 0.24 |  |  | 41 |  |  | 0.35 | 0 |  |  | 0 |  |  | 0.4 | 0.48 |  |  | 77 |  |  | 0.3 | 0 |  |  | 0 |  |  | 0.05 | 0.3 |  |  | 91 |  |  | 0.12 | 0.04 |  |  | 40 |  |  | 0.06 | 0.25 |  |  | 80 |  |  | 0.16 | 0.54219 | 3.2082 | Oil | FRS_110010407354
1447 | 2431 | 2021 | CT | UI RCP Woodbridge FC | 60593 | United Illuminating Co | 19497 | United Illuminating Co | 19497 | Electric Utility | ISO New England Inc. | ISNE | NPCC | NEWE | NPCC New England | ISONE | 9 | 9 | New Haven | 41.358 | -73.0078 | 1 | 1 | NG | GAS |  | 0.71392 | 2.8 | 0.14347 | [8 empty] | 172021 | 75673 | 17511 | 7703 | 0 |  | 0 | 0 | [37 empty] | 172021 | 75673 | [6 empty] | -- | EIA | EIA | [15 empty] | 0 | 0 | 17511 | 0 | 0 | 0 | 0 | 0 | 0 | 0 | 0 | 17511 | 0 | 0 | 17511 | 0 | 0 | 0 | 1 | 0 | 0 | 0 | 0 | 0 | 0 | 0 | 0 | 1 | 0 | 0 | 1 | 0 | [7 empty] | https://www.google.com/maps/@?api=1&map_action=map&center=41.358035000000001%2C-73.007805000000005&zoom=17&basemap=satellite | 23262 | [118 empty] | 0.37 |  |  | 61 |  |  | 0.35 | 0.51 |  |  | 67 |  |  | 0.4 | 0.24 |  |  | 44 |  |  | 0.3 | 0.04 |  |  | 71 |  |  | 0.05 | 0.05 |  |  | 37 |  |  | 0.12 | 0.06 |  |  | 57 |  |  | 0.06 | 0.17 |  |  | 55 |  |  | 0.16 | 0 | 0 | Gas | FRS_110070397128
1448 | 4900 | 2021 | MD | Smith Island | 6391 | A & N Electric Coop | 84 | A & N Electric Coop | 84 | Electric Utility | PJM Interconnection, LLC | PJM | RFC | RFCE | RFC East | PJM | 24 | 39 | Somerset | 37.9955 | -76.0389 | 3 | 3 | DFO | OIL |  | 0.00296 | 2.7 | 1 | [6 empty] | 774 | 466 | 774 | 466 | 70 | 42.001 | 1.24 | 0.745 | 0.112 | 63.207 | 5.119 | 1.024 | 63.424 |  | 35.429 | 35.475 | 3.209 | 1805.914 | 0.073 | 0.015 | 1812.101 |  | 3.204 | 3.197 | 0.29 | 163.326 | 0.007 | 0.001 | 163.885 |  | 35.429 | 35.475 | 3.209 | 1805.914 | 0.073 | 0.015 | 1812.101 |  | 1.24 | 0.745 | 0.112 | 63.207 | 5.119 | 1.024 |  | 774 | 466 | 774 | 466 | EIA | EIA | EIA | EIA | EIA | EIA | -- | EIA | EIA | [14 empty] | 11057.1429 | 0 | 70 | 0 | 0 | 0 | 0 | 0 | 0 | 0 | 0 | 0 | 70 | 0 | 0 | 70 | 0 | 0 | 1 | 0 | 0 | 0 | 0 | 0 | 0 | 0 | 0 | 0 | 1 | 0 | 0 | 1 | 0 | [7 empty] | https://www.google.com/maps/@?api=1&map_action=map&center=37.9955%2C-76.038881000000003&zoom=17&basemap=satellite | 202 | [118 empty] | 0.23 |  |  | 39 |  |  | 0.35 | 0.04 |  |  | 12 |  |  | 0.4 | 0.42 |  |  | 71 |  |  | 0.3 | 0.01 |  |  | 59 |  |  | 0.05 | 0.17 |  |  | 76 |  |  | 0.12 | 0.05 |  |  | 54 |  |  | 0.06 | 0.54 |  |  | 98 |  |  | 0.16 | 0.14105 | 3.3188 | Oil | FRS_110028023653
1449 | 3229 | 2021 | IA | Sycamore Combustion Turbine | 8029 | MidAmerican Energy Co | 12341 | MidAmerican Energy Co | 12341 | Electric Utility | Midcontinent Independent Transmission System Operator, Inc.. | MISO | MRO | MROW | MRO West | MISO | 19 | 153 | Polk | 41.6722 | -93.6769 | 2 | 2 | NG | GAS |  | 0.00647 | 157.6 | 1 | [6 empty] | 184503.698 | 165516.497 | 184503.698 | 165516.497 | 8935 | 8016 | 27.119 | 24.769 | 0.056 | 10783.232 | 386.457 | 38.646 | 10793.821 |  | 6.07 | 6.18 | 0.013 | 2413.706 | 0.043 | 0.004 | 2416.076 |  | 0.294 | 0.299 | 0.001 | 116.889 | 0.002 | 0 | 117.004 |  | 6.07 | 6.18 | 0.013 | 2413.706 | 0.043 | 0.004 | 2416.076 |  | 27.119 | 24.769 | 0.056 | 10783.232 | 386.457 | 38.646 |  | 184503.698 | 165516.497 | 184503.698 | 165516.497 | EPA/CAMD | EPA/CAMD | EPA/CAMD | EIA | EIA | EIA | -- | EPA/CAMD | EPA/CAMD | [14 empty] | 20649.5465 | 0 | 0 | 8935 | 0 | 0 | 0 | 0 | 0 | 0 | 0 | 0 | 8935 | 0 | 0 | 8935 | 0 | 0 | 0 | 1 | 0 | 0 | 0 | 0 | 0 | 0 | 0 | 0 | 1 | 0 | 0 | 1 | 0 | Yes |  | 91444.725 |  | 14.795 | 0.169 |  | https://www.google.com/maps/@?api=1&map_action=map&center=41.672199999999997%2C-93.676900000000003&zoom=17&basemap=satellite | 35466 | [118 empty] | 0.19 |  |  | 31 |  |  | 0.35 | 0.2 |  |  | 39 |  |  | 0.4 | 0.19 |  |  | 34 |  |  | 0.3 | 0.04 |  |  | 71 |  |  | 0.05 | 0.07 |  |  | 42 |  |  | 0.12 | 0.08 |  |  | 75 |  |  | 0.06 | 0.16 |  |  | 54 |  |  | 0.16 | 0.18705 | 0.16422 | Gas | FRS_110001766278
1450 | 2432 | 2021 | CT | Wallingford Energy, LLC | 55517 | Town of Wallingford - (CT) | 20038 | Wallingford Energy LLC | 56927 | IPP Non-CHP | ISO New England Inc. | ISNE | NPCC | NEWE | NPCC New England | ISONE | 9 | 9 | New Haven | 41.4487 | -72.8354 | 7 | 7 | NG | GAS |  | 0.03677 | 350 | 1 | [6 empty] | 1167536.479 | 758899.063 | 1167536.479 | 758899.063 | 112743.001 | 73283 | 5.979 | 3.566 | 0.348 | 69387.075 | 2495.977 | 249.598 | 69455.465 |  | 0.106 | 0.097 | 0.006 | 1230.889 | 0.022 | 0.002 | 1232.102 |  | 0.01 | 0.009 | 0.001 | 118.861 | 0.002 | 0 | 118.978 |  | 0.106 | 0.097 | 0.006 | 1230.889 | 0.022 | 0.002 | 1232.102 |  | 5.979 | 3.566 | 0.348 | 69387.075 | 2495.977 | 249.598 |  | 1167536.479 | 758899.063 | 1167536.479 | 758899.063 | EPA/CAMD | EPA/CAMD | EPA/CAMD | EPA/CAMD | EIA | EIA | -- | EPA/CAMD | EPA/CAMD | [14 empty] | 10355.7337 | 0 | 0 | 112743 | 0 | 0 | 0 | 0 | 0 | 0 | 0 | 0 | 112743 | 0 | 0 | 112743 | 0 | 0 | 0 | 1 | 0 | 0 | 0 | 0 | 0 | 0 | 0 | 0 | 1 | 0 | 0 | 1 | 0 | Yes |  | 815457.206 | 48462.035 | 4.662 | 0.233 |  | https://www.google.com/maps/@?api=1&map_action=map&center=41.448694000000003%2C-72.835363999999998&zoom=17&basemap=satellite | 38843 | [118 empty] | 0.17 |  |  | 25 |  |  | 0.35 | 0.2 |  |  | 39 |  |  | 0.4 | 0.14 |  |  | 25 |  |  | 0.3 | 0.03 |  |  | 69 |  |  | 0.05 | 0.08 |  |  | 50 |  |  | 0.12 | 0.05 |  |  | 47 |  |  | 0.06 | 0.24 |  |  | 78 |  |  | 0.16 | 4.6057 | 0.057957 | Gas | FRS_110006547870
1451 | 7078 | 2021 | ND | Antelope Valley | 6469 | Basin Electric Power Coop | 1307 | Basin Electric Power Coop | 1307 | Electric Utility | Southwest Power Pool | SWPP | MRO | MROW | MRO West |  | 38 | 57 | Mercer | 47.3705 | -101.8357 | 2 | 2 | RC | COAL | Yes | 0.62815 | 954 | 0.28641 | [6 empty] | 59353304.81 | 24674832.67 | 59353304.81 | 24674832.67 | 5249512 | 2199393 | 3254.806 | 1364.846 | 11011.099 | 6461792.91 | 1447721.802 | 210515.434 | 6511256.232 |  | 1.24 | 1.241 | 4.195 | 2461.864 | 0.276 | 0.04 | 2480.709 |  | 0.11 | 0.111 | 0.371 | 217.74 | 0.024 | 0.004 | 219.407 |  | 1.24 | 1.241 | 4.195 | 2461.864 | 0.276 | 0.04 | 2480.709 |  | 3254.806 | 1364.846 | 11011.099 | 6461792.91 | 1447721.802 | 210515.434 |  | 59353304.81 | 24674832.67 | 59353304.81 | 24674832.67 | EPA/CAMD | EPA/CAMD | EPA/CAMD | EPA/CAMD | EIA | EIA | -- | EPA/CAMD | EPA/CAMD | [14 empty] | 11306.4424 | 5215540.34 | 0 | 33971.651 | 0 | 0 | 0 | 0 | 0 | 0 | 0 | 0 | 5249511.991 | 0 | 0 | 5249511.991 | 0 | 0.99353 | 0 | 0.0064714 | 0 | 0 | 0 | 0 | 0 | 0 | 0 | 0 | 1 | 0 | 0 | 1 | 0 | Yes |  | 66023100.25 | 7187928.953 | 4336.685 | 11622.156 |  | https://www.google.com/maps/@?api=1&map_action=map&center=47.370542%2C-101.83566&zoom=17&basemap=satellite | 26 | [118 empty] | 0.21 |  |  | 35 |  |  | 0.35 | 0.17 |  |  | 35 |  |  | 0.4 | 0.26 |  |  | 47 |  |  | 0.3 | 0.08 |  |  | 81 |  |  | 0.05 | 0.09 |  |  | 52 |  |  | 0.12 | 0.05 |  |  | 48 |  |  | 0.06 | 0.21 |  |  | 71 |  |  | 0.16 | 255.9 | 0.08987 | Coal | FRS_110000428369
1452 | 2434 | 2021 | CT | Water Treatment 1 & 2 | 57605 | Groton Dept of Utilities - (CT) | 7716 | Connecticut Mun Elec Engy Coop | 4180 | Electric Utility | ISO New England Inc. | ISNE | NPCC | NEWE | NPCC New England | ISONE | 9 | 11 | New London | 41.3469 | -72.0411 | 2 | 2 | DFO | OIL |  | 0.00883 | 5.2 | 1 | [6 empty] | 4096 | 2433 | 4096 | 2433 | 402 | 241 | 6.562 | 3.896 | 0.594 | 334.492 | 27.09 | 5.418 | 335.638 |  | 32.647 | 32.332 | 2.955 | 1664.139 | 0.067 | 0.013 | 1669.84 |  | 3.204 | 3.203 | 0.29 | 163.326 | 0.007 | 0.001 | 163.886 |  | 32.647 | 32.332 | 2.955 | 1664.139 | 0.067 | 0.013 | 1669.84 |  | 6.562 | 3.896 | 0.594 | 334.492 | 27.09 | 5.418 |  | 4096 | 2433 | 4096 | 2433 | EIA | EIA | EIA | EIA | EIA | EIA | -- | EIA | EIA | [14 empty] | 10189.0547 | 0 | 402 | 0 | 0 | 0 | 0 | 0 | 0 | 0 | 0 | 0 | 402 | 0 | 0 | 402 | 0 | 0 | 1 | 0 | 0 | 0 | 0 | 0 | 0 | 0 | 0 | 0 | 1 | 0 | 0 | 1 | 0 | [7 empty] | https://www.google.com/maps/@?api=1&map_action=map&center=41.346899999999998%2C-72.0411&zoom=17&basemap=satellite | 27634 | [118 empty] | 0.35 |  |  | 58 |  |  | 0.35 | 0.38 |  |  | 58 |  |  | 0.4 | 0.32 |  |  | 57 |  |  | 0.3 | 0.03 |  |  | 67 |  |  | 0.05 | 0.08 |  |  | 47 |  |  | 0.12 | 0.07 |  |  | 69 |  |  | 0.06 | 0.15 |  |  | 49 |  |  | 0.16 | 1.1747 | 3.0752 | Oil | FRS_110045007443
1453 | 2977 | 2021 | HI | Port Allen (HI) | 6474 | Kauai Island Utility Cooperative | 10071 | Kauai Island Utility Cooperative | 10071 | Electric Utility | No balancing authority | NA | HI | HIMS | HICC Miscellaneous |  | 15 | 7 | Kauai | 21.8996 | -159.585 | 11 | 11 | DFO | OIL |  | 0.04773 | 89.5 | 1 | [6 empty] | 368530.999 | 161293.001 | 368530.999 | 161293.001 | 37418 | 16294 | 594.223 | 260.733 | 53.461 | 30095.298 | 2437.417 | 487.483 | 30198.401 |  | 31.761 | 32.004 | 2.857 | 1608.6 | 0.065 | 0.013 | 1614.111 |  | 3.225 | 3.233 | 0.29 | 163.326 | 0.007 | 0.001 | 163.885 |  | 31.761 | 32.004 | 2.857 | 1608.6 | 0.065 | 0.013 | 1614.111 |  | 594.223 | 260.733 | 53.461 | 30095.298 | 2437.417 | 487.483 |  | 368530.999 | 161293.001 | 368530.999 | 161293.001 | EIA | EIA | EIA | EIA | EIA | EIA | -- | EIA | EIA | [14 empty] | 9849.0299 | 0 | 37418 | 0 | 0 | 0 | 0 | 0 | 0 | 0 | 0 | 0 | 37418 | 0 | 0 | 37418 | 0 | 0 | 1 | 0 | 0 | 0 | 0 | 0 | 0 | 0 | 0 | 0 | 1 | 0 | 0 | 1 | 0 | [7 empty] | https://www.google.com/maps/@?api=1&map_action=map&center=21.899583%2C-159.58504199999999&zoom=17&basemap=satellite | 6629 | [118 empty] | 0.58 |  |  | 81 |  |  | 0.35 | 0.9 |  |  | 88 |  |  | 0.4 | 0.26 |  |  | 47 |  |  | 0.3 | 0.05 |  |  | 74 |  |  | 0.05 | 0.11 |  |  | 61 |  |  | 0.12 | 0.08 |  |  | 73 |  |  | 0.06 | 0.15 |  |  | 49 |  |  | 0.16 | 54.4052 | 2.7324 | Oil | FRS_110064110652
1454 | 3072 | 2021 | IA | Emery Station | 8031 | ITC Midwest LLC | 56161 | Interstate Power and Light Co | 9417 | Electric Utility | Midcontinent Independent Transmission System Operator, Inc.. | MISO | MRO | MROW | MRO West | MISO | 19 | 33 | Cerro Gordo | 43.094 | -93.2922 | 2 | 3 | NG | GAS |  | 0.36825 | 602.8 | 0.71959 | [6 empty] | 15097111.05 | 7139623.415 | 15097111.05 | 7139623.415 | 1944548 | 922206 | 82.554 | 35.34 | 4.529 | 897200.024 | 31352.539 | 3135.254 | 898059.084 |  | 0.085 | 0.077 | 0.005 | 922.785 | 0.016 | 0.002 | 923.669 |  | 0.011 | 0.01 | 0.001 | 118.857 | 0.002 | 0 | 118.971 |  | 0.085 | 0.077 | 0.005 | 922.785 | 0.016 | 0.002 | 923.669 |  | 82.554 | 35.34 | 4.529 | 897200.024 | 31352.539 | 3135.254 |  | 15097111.05 | 7139623.415 | 15097111.05 | 7139623.415 | EPA/CAMD | EPA/CAMD | EPA/CAMD | EPA/CAMD | EIA | EIA | -- | EPA/CAMD | EPA/CAMD | [14 empty] | 7763.8151 | 0 | 0 | 1944548 | 0 | 0 | 0 | 0 | 0 | 0 | 0 | 0 | 1944548 | 0 | 0 | 1944548 | 0 | 0 | 0 | 1 | 0 | 0 | 0 | 0 | 0 | 0 | 0 | 0 | 1 | 0 | 0 | 1 | 0 | Yes |  | 13727262.75 | 815791.609 | 73.667 | 4.118 |  | https://www.google.com/maps/@?api=1&map_action=map&center=43.094000000000001%2C-93.292221999999995&zoom=17&basemap=satellite | 278 | [118 empty] | 0.1 |  |  | 10 |  |  | 0.35 | 0.06 |  |  | 15 |  |  | 0.4 | 0.14 |  |  | 24 |  |  | 0.3 | 0 |  |  | 0 |  |  | 0.05 | 0.08 |  |  | 47 |  |  | 0.12 | 0.06 |  |  | 63 |  |  | 0.06 | 0.25 |  |  | 80 |  |  | 0.16 | 50.4371 | 0.03927 | Gas | FRS_110015656388
1455 | 10600 | 2021 | UT | Intermountain | 6481 | Intermountain Power Agency | 40576 | Los Angeles Department of Water & Power | 11208 | Electric Utility | Los Angeles Department of Water and Power | LDWP | WECC | CAMX | WECC California |  | 49 | 27 | Millard | 39.5097 | -112.5802 | 2 | 2 | BIT | COAL | Yes | 0.52766 | 1640 | 0.4539 |  | Yes | 0 |  | 1 |  | 74094325.28 | 39190425.65 | 74094325.28 | 39190425.65 | 7580586 | 4171110 | 10633.028 | 5993.658 | 2414.717 | 7602078.25 | 1828131.814 | 265979.956 | 7664560.911 |  | 2.805 | 2.874 | 0.637 | 2005.67 | 0.241 | 0.035 | 2022.155 |  | 0.287 | 0.306 | 0.065 | 205.2 | 0.025 | 0.004 | 206.887 |  | 2.805 | 2.874 | 0.637 | 2005.67 | 0.241 | 0.035 | 2022.155 |  | 10633.028 | 5993.658 | 2414.717 | 7602078.25 | 1828131.814 | 265979.956 |  | 74094325.28 | 39190425.65 | 74094325.28 | 39190425.65 | EPA/CAMD | EPA/CAMD | EPA/CAMD | EPA/CAMD | EIA | EIA | -- | EPA/CAMD | EPA/CAMD | [6 empty] | 0 | 0 | 0 | 0 | 0 | 0 | 0 | 0 | 9774.2213 | 7561197.96 | 19388.072 | 0 | 0 | 0 | 0 | 0 | 0 | 0 | 0 | 0 | 7580586.032 | 0 | 0 | 7580586.032 | 0 | 0.99744 | 0.0025576 | 0 | 0 | 0 | 0 | 0 | 0 | 0 | 0 | 0 | 1 | 0 | 0 | 1 | 0 | Yes |  | 56343903.43 | 5780885.175 | 8225.011 | 1666.93 |  | https://www.google.com/maps/@?api=1&map_action=map&center=39.509731000000002%2C-112.58018&zoom=17&basemap=satellite | 0 | [121 empty] | 0 |  |  | 0.35 |  |  |  | 0 |  |  | 0.4 |  |  |  | 0 |  |  | 0.3 |  |  |  | 0 |  |  | 0.05 |  |  |  | 0 |  |  | 0.12 |  |  |  | 0 |  |  | 0.06 |  |  |  | 0 |  |  | 0.16 | 798.648 | 0.23622 | Coal | FRS_110000470053
1456 | 2435 | 2021 | CT | Waterbury Generation | 56629 | Connecticut Light & Power Co | 4176 | Engie North America | 56201 | IPP Non-CHP | ISO New England Inc. | ISNE | NPCC | NEWE | NPCC New England | ISONE | 9 | 9 | New Haven | 41.5444 | -73.0417 | 1 | 1 | NG | GAS |  | 0.00842 | 96 | 1 | [6 empty] | 317100.989 | 181207.535 | 317100.989 | 181207.535 | 7080 | 3115 | 1.866 | 1 | 0.095 | 18925.619 | 166.286 | 16.629 | 18930.175 |  | 0.527 | 0.642 | 0.027 | 5346.22 | 0.023 | 0.002 | 5347.507 |  | 0.012 | 0.011 | 0.001 | 119.367 | 0.001 | 0 | 119.395 |  | 0.527 | 0.642 | 0.027 | 5346.22 | 0.023 | 0.002 | 5347.507 |  | 1.866 | 1 | 0.095 | 18925.619 | 166.286 | 16.629 |  | 317100.989 | 181207.535 | 317100.989 | 181207.535 | EPA/CAMD | EPA/CAMD | EPA/CAMD | EPA/CAMD | EIA | EIA | -- | EPA/CAMD | EPA/CAMD | [14 empty] | 44788.2753 | 0 | 0 | 7080 | 0 | 0 | 0 | 0 | 0 | 0 | 0 | 0 | 7080 | 0 | 0 | 7080 | 0 | 0 | 0 | 1 | 0 | 0 | 0 | 0 | 0 | 0 | 0 | 0 | 1 | 0 | 0 | 1 | 0 | Yes |  | 436730.643 | 25983.432 | 2.501 | 0.133 |  | https://www.google.com/maps/@?api=1&map_action=map&center=41.544400000000003%2C-73.041700000000006&zoom=17&basemap=satellite | 100250 | [118 empty] | 0.5 |  |  | 75 |  |  | 0.35 | 0.58 |  |  | 72 |  |  | 0.4 | 0.43 |  |  | 72 |  |  | 0.3 | 0.1 |  |  | 85 |  |  | 0.05 | 0.19 |  |  | 79 |  |  | 0.12 | 0.06 |  |  | 63 |  |  | 0.06 | 0.14 |  |  | 45 |  |  | 0.16 | 0.49988 | 0.054126 | Gas | FRS_110033185915
1457 | 2969 | 2021 | HI | Maalaea | 6504 | Maui Electric Co Ltd | 11843 | Maui Electric Co Ltd | 11843 | Electric Utility | No balancing authority | NA | HI | HIMS | HICC Miscellaneous |  | 15 | 9 | Maui | 20.8012 | -156.493 | 23 | 21 | DFO | OIL |  | 0.30812 | 229.8 | 0.81979 | [6 empty] | 5834314.231 | 2449842.893 | 5834314.231 | 2449842.893 | 620269 | 260695.005 | 4240.1 | 1706.903 | 884.222 | 476446.866 | 38587.407 | 7717.481 | 478079.113 |  | 13.672 | 13.095 | 2.851 | 1536.259 | 0.062 | 0.012 | 1541.522 |  | 1.454 | 1.393 | 0.303 | 163.326 | 0.007 | 0.001 | 163.885 |  | 13.672 | 13.095 | 2.851 | 1536.259 | 0.062 | 0.012 | 1541.522 |  | 4240.1 | 1706.903 | 884.222 | 476446.866 | 38587.407 | 7717.481 |  | 5834314.231 | 2449842.893 | 5834314.231 | 2449842.893 | EIA | EIA | EIA | EIA | EIA | EIA | -- | [16 empty] | 9406.1032 | 0 | 620269 | 0 | 0 | 0 | 0 | 0 | 0 | 0 | 0 | 0 | 620269 | 0 | 0 | 620269 | 0 | 0 | 1 | 0 | 0 | 0 | 0 | 0 | 0 | 0 | 0 | 0 | 1 | 0 | 0 | 1 | 0 | [7 empty] | https://www.google.com/maps/@?api=1&map_action=map&center=20.801169999999999%2C-156.49298099999999&zoom=17&basemap=satellite | 3016 | [118 empty] | 0.38 |  |  | 62 |  |  | 0.35 | 0.55 |  |  | 70 |  |  | 0.4 | 0.21 |  |  | 38 |  |  | 0.3 | 0.02 |  |  | 64 |  |  | 0.05 | 0.03 |  |  | 20 |  |  | 0.12 | 0.02 |  |  | 25 |  |  | 0.06 | 0.16 |  |  | 51 |  |  | 0.16 | 266.9616 | 0.97126 | Oil | FRS_110010385528
1458 | 2436 | 2021 | CT | Waterside Power, LLC | 56189 | Connecticut Light & Power Co | 4176 | Waterside Power, LLC | 49840 | IPP Non-CHP | ISO New England Inc. | ISNE | NPCC | NEWE | NPCC New England | ISONE | 9 | 1 | Fairfield | 41.0372 | -73.5564 | 3 | 3 | DFO | OIL |  | 0.00244 | 69.6 | 1 | [6 empty] | 35154 | 23278 | 35154 | 23278 | 1487.001 | 476.001 | 22.264 | 8.341 | 2.686 | 2870.777 | 115.617 | 23.123 | 2875.668 |  | 29.945 | 35.046 | 3.612 | 3861.164 | 0.078 | 0.016 | 3867.741 |  | 1.267 | 0.717 | 0.153 | 163.326 | 0.003 | 0.001 | 163.604 |  | 29.945 | 35.046 | 3.612 | 3861.166 | 0.078 | 0.016 | 3867.744 |  | 22.264 | 8.341 | 2.686 | 2870.777 | 115.617 | 23.123 |  | 35154 | 23278 | 35154 | 23278 | EPA/CAMD; EIA | EPA/CAMD | EIA | EIA | EIA | EIA | -- | EPA/CAMD; EIA | EPA/CAMD | [14 empty] | 23640.8877 | 0 | 1487 | 0 | 0 | 0 | 0 | 0 | 0 | 0 | 0 | 0 | 1487 | 0 | 0 | 1487 | 0 | 0 | 1 | 0 | 0 | 0 | 0 | 0 | 0 | 0 | 0 | 0 | 1 | 0 | 0 | 1 | 0 | Yes |  | 18359.1 |  | 4.784 |  |  | https://www.google.com/maps/@?api=1&map_action=map&center=41.037199999999999%2C-73.556399999999996&zoom=17&basemap=satellite | 112914 | [118 empty] | 0.39 |  |  | 64 |  |  | 0.35 | 0.53 |  |  | 69 |  |  | 0.4 | 0.25 |  |  | 46 |  |  | 0.3 | 0.12 |  |  | 87 |  |  | 0.05 | 0.11 |  |  | 60 |  |  | 0.12 | 0.06 |  |  | 55 |  |  | 0.06 | 0.14 |  |  | 43 |  |  | 0.16 | 0.062988 | 0.11473 | Oil | FRS_110028011345
1459 | 2438 | 2021 | CT | Wesleyan University Cogen 1 | 58158 | Connecticut Light & Power Co | 4176 | Wesleyan University | 58131 | Commercial CHP | ISO New England Inc. | ISNE | NPCC | NEWE | NPCC New England | ISONE | 9 | 7 | Middlesex | 41.5564 | -72.6539 | 1 | 1 | NG | GAS |  | 0.50875 | 2.4 | 0.48541 |  | Yes | 18593.6 | 1.963 | 0.72359 |  | 76695.912 | 33740.152 | 76695.912 | 33740.152 | 10696 | 4705 | 102.356 | 45.029 | 0.123 | 4482.456 | 169.086 | 16.909 | 4487.089 |  | 19.139 | 19.141 | 0.023 | 838.156 | 0.016 | 0.002 | 839.022 |  | 2.669 | 2.669 | 0.003 | 116.889 | 0.002 | 0 | 117.01 |  | 19.14 | 19.141 | 0.023 | 838.178 | 0.016 | 0.002 | 839.044 |  | 141.457 | 62.23 | 0.169 | 6194.769 | 233.677 | 23.368 |  | 105994 | 46629 | 105994 | 46629 | EIA | EIA | EIA | EIA | EIA | EIA | -- | EIA | EIA | [6 empty] | 29298.088 | 12888.848 | 39.101 | 17.201 | 0.047 | 1712.313 | 64.591 | 6.459 | 7170.7105 | 0 | 0 | 10695.72 | 0 | 0 | 0 | 0 | 0 | 0 | 0 | 0 | 10695.72 | 0 | 0 | 10695.72 | 0 | 0 | 0 | 1 | 0 | 0 | 0 | 0 | 0 | 0 | 0 | 0 | 1 | 0 | 0 | 1 | 0 | [7 empty] | https://www.google.com/maps/@?api=1&map_action=map&center=41.556389000000003%2C-72.653889000000007&zoom=17&basemap=satellite | 42567 | [118 empty] | 0.29 |  |  | 49 |  |  | 0.35 | 0.29 |  |  | 50 |  |  | 0.4 | 0.27 |  |  | 48 |  |  | 0.3 | 0.04 |  |  | 72 |  |  | 0.05 | 0.08 |  |  | 47 |  |  | 0.12 | 0.05 |  |  | 46 |  |  | 0.06 | 0.18 |  |  | 60 |  |  | 0.16 | 0.021482 | 0.0030216 | Gas | FRS_110030385321
1460 | 2439 | 2021 | CT | Wheelabrator Bridgeport | 50883 | United Illuminating Co | 19497 | Wheelabrator Environmental Systems | 20541 | IPP Non-CHP | ISO New England Inc. | ISNE | NPCC | NEWE | NPCC New England | ISONE | 9 | 1 | Fairfield | 41.1625 | -73.2083 | 3 | 1 | MSW | BIOMASS |  | 0.79593 | 67 | 0.0067783 | Yes | [5 empty] | 7668547.079 | 3316140.122 | 7668547.079 | 3316140.122 | 467149 | 200520 | 949.622 | 410.103 | 58.457 | 421685.897 | 541003.051 | 71006.65 | 439028.426 |  | 4.066 | 4.09 | 0.25 | 1805.359 | 1.158 | 0.152 | 1879.608 |  | 0.248 | 0.247 | 0.015 | 109.978 | 0.071 | 0.009 | 114.501 |  | 4.066 | 4.09 | 0.25 | 1805.359 | 1.158 | 0.152 | 1879.608 |  | 949.622 | 410.103 | 58.457 | 766698.325 | 541003.051 | 71006.65 |  | 7668547.079 | 3316140.122 | 7668547.079 | 3316140.122 | EIA | EIA | EIA | EIA | EIA | EIA | -- | EIA | EIA |  |  |  | 345012.428 | [10 empty] | 16415.6342 | 0 | 0 | 0 | 0 | 0 | 210214.95 | 0 | 0 | 0 | 256934.05 | 0 | 256934.05 | 210214.95 | 210214.95 | 467149 | 0 | 0 | 0 | 0 | 0 | 0 | 0.45 | 0 | 0 | 0 | 0.55 | 0 | 0.55 | 0.45 | 0.45 | 1 | 0 | [7 empty] | https://www.google.com/maps/@?api=1&map_action=map&center=41.162500000000001%2C-73.208299999999994&zoom=17&basemap=satellite | 128477 | [118 empty] | 0.55 |  |  | 79 |  |  | 0.35 | 0.67 |  |  | 77 |  |  | 0.4 | 0.42 |  |  | 71 |  |  | 0.3 | 0.14 |  |  | 88 |  |  | 0.05 | 0.22 |  |  | 83 |  |  | 0.12 | 0.07 |  |  | 67 |  |  | 0.06 | 0.11 |  |  | 31 |  |  | 0.16 |  |  | Biomass | FRS_110001403124
1461 | 2489 | 2021 | FL | Anclote | 8048 | Duke Energy Florida, Inc | 6455 | Duke Energy Florida, LLC | 6455 | Electric Utility | Duke Energy Florida Inc | FPC | SERC | FRCC | FRCC All |  | 12 | 101 | Pasco | 28.1844 | -82.7886 | 2 | 2 | NG | GAS |  | 0.21674 | 1112.4 | 0.9721 | [6 empty] | 23399853.46 | 14605253.88 | 23399853.46 | 14605253.88 | 2112063 | 1338702 | 1439.469 | 962.93 | 7.02 | 1390621.265 | 52586.578 | 5258.658 | 1392062.137 |  | 1.363 | 1.439 | 0.007 | 1316.837 | 0.025 | 0.002 | 1318.201 |  | 0.123 | 0.132 | 0.001 | 118.857 | 0.002 | 0 | 118.98 |  | 1.363 | 1.439 | 0.007 | 1316.837 | 0.025 | 0.002 | 1318.201 |  | 1439.469 | 962.93 | 7.02 | 1390621.265 | 52586.578 | 5258.658 |  | 23399853.46 | 14605253.88 | 23399853.46 | 14605253.88 | EPA/CAMD | EPA/CAMD | EPA/CAMD | EPA/CAMD | EIA | EIA | -- | EPA/CAMD | EPA/CAMD | [14 empty] | 11079.1456 | 0 | 0 | 2112063 | 0 | 0 | 0 | 0 | 0 | 0 | 0 | 0 | 2112063 | 0 | 0 | 2112063 | 0 | 0 | 0 | 1 | 0 | 0 | 0 | 0 | 0 | 0 | 0 | 0 | 1 | 0 | 0 | 1 | 0 | Yes |  | 25121904 | 1492957.141 | 1447.531 | 7.537 |  | https://www.google.com/maps/@?api=1&map_action=map&center=28.184443999999999%2C-82.788611000000003&zoom=17&basemap=satellite | 28512 | [118 empty] | 0.28 |  |  | 48 |  |  | 0.35 | 0.21 |  |  | 40 |  |  | 0.4 | 0.35 |  |  | 62 |  |  | 0.3 | 0.02 |  |  | 63 |  |  | 0.05 | 0.09 |  |  | 51 |  |  | 0.12 | 0.04 |  |  | 42 |  |  | 0.06 | 0.24 |  |  | 78 |  |  | 0.16 | 95.1893 | 0.084843 | Gas | FRS_110008329068
1462 | 2440 | 2021 | CT | Wheelabrator Lisbon | 54758 | Connecticut Light & Power Co | 4176 | Wheelabrator Environmental Systems | 20541 | IPP Non-CHP | ISO New England Inc. | ISNE | NPCC | NEWE | NPCC New England | ISONE | 9 | 11 | New London | 41.5844 | -72.0416 | 2 | 1 | MSW | BIOMASS |  | 0.78299 | 14.6 | 0.028354 | Yes | [5 empty] | 2014817.958 | 899389.825 | 2014817.958 | 899389.825 | 100141 | 43333 | 247.823 | 110.625 | 12.354 | 110793.197 | 142141.343 | 18656.051 | 115349.716 |  | 4.949 | 5.106 | 0.247 | 2212.744 | 1.419 | 0.186 | 2303.746 |  | 0.246 | 0.246 | 0.012 | 109.978 | 0.071 | 0.009 | 114.501 |  | 4.949 | 5.106 | 0.247 | 2212.744 | 1.419 | 0.186 | 2303.746 |  | 247.823 | 110.625 | 12.354 | 201440.708 | 142141.343 | 18656.051 |  | 2014817.958 | 899389.825 | 2014817.958 | 899389.825 | EIA | EIA | EIA | EIA | EIA | EIA | -- | EIA | EIA |  |  |  | 90647.511 | [10 empty] | 20119.8106 | 0 | 0 | 0 | 0 | 0 | 45063.072 | 0 | 0 | 0 | 55077.928 | 0 | 55077.928 | 45063.072 | 45063.072 | 100141 | 0 | 0 | 0 | 0 | 0 | 0 | 0.45 | 0 | 0 | 0 | 0.55 | 0 | 0.55 | 0.45 | 0.45 | 1 | 0 | [7 empty] | https://www.google.com/maps/@?api=1&map_action=map&center=41.584429%2C-72.041629&zoom=17&basemap=satellite | 12176 | [118 empty] | 0.24 |  |  | 41 |  |  | 0.35 | 0.24 |  |  | 44 |  |  | 0.4 | 0.25 |  |  | 45 |  |  | 0.3 | 0.03 |  |  | 66 |  |  | 0.05 | 0.07 |  |  | 46 |  |  | 0.12 | 0.03 |  |  | 34 |  |  | 0.06 | 0.21 |  |  | 70 |  |  | 0.16 |  |  | Biomass | FRS_110013953739
1463 | 3251 | 2021 | IA | Waverly Municipal Electric North Plant | 6554 | Waverly Municipal Elec Utility | 20214 | Waverly Municipal Elec Utility | 20214 | Electric Utility | Midcontinent Independent Transmission System Operator, Inc.. | MISO | MRO | MROW | MRO West | MISO | 19 | 17 | Bremer | 42.7317 | -92.4711 | 8 | 8 | DFO | OIL |  | 0.00281 | 25.1 | 1 | [6 empty] | 6290.001 | 2124.998 | 6290.001 | 2124.998 | 617 | 209 | 9.804 | 3.284 | 0.811 | 450.237 | 38.497 | 7.544 | 451.842 |  | 31.78 | 31.426 | 2.63 | 1459.439 | 0.062 | 0.012 | 1464.643 |  | 3.117 | 3.091 | 0.258 | 143.16 | 0.006 | 0.001 | 143.67 |  | 31.78 | 31.426 | 2.63 | 1459.439 | 0.062 | 0.012 | 1464.643 |  | 9.804 | 3.284 | 0.811 | 450.237 | 38.497 | 7.544 |  | 6290.001 | 2124.998 | 6290.001 | 2124.998 | EIA | EIA | EIA | EIA | EIA | EIA | -- | EIA | EIA | [14 empty] | 10194.4911 | 0 | 547.923 | 69.077 | 0 | 0 | 0 | 0 | 0 | 0 | 0 | 0 | 617 | 0 | 0 | 617 | 0 | 0 | 0.88804 | 0.11196 | 0 | 0 | 0 | 0 | 0 | 0 | 0 | 0 | 1 | 0 | 0 | 1 | 0 | [7 empty] | https://www.google.com/maps/@?api=1&map_action=map&center=42.731699999999996%2C-92.471100000000007&zoom=17&basemap=satellite | 10463 | [118 empty] | 0.17 |  |  | 25 |  |  | 0.35 | 0.09 |  |  | 21 |  |  | 0.4 | 0.22 |  |  | 40 |  |  | 0.3 | 0.01 |  |  | 59 |  |  | 0.05 | 0.04 |  |  | 31 |  |  | 0.12 | 0.06 |  |  | 55 |  |  | 0.06 | 0.18 |  |  | 62 |  |  | 0.16 | 0.18601 | 1.8236 | Oil | FRS_110001388445
1464 | 2445 | 2021 | DC | AOC, Capitol Power Plant | 63347 | Potomac Electric Power Co | 15270 | Architect of the Capitol, Capitol Power Plant | 63113 | Commercial CHP | PJM Interconnection, LLC | PJM | RFC | RFCE | RFC East | PJM | 11 | 1 | District of Columbia | 38.8827 | -77.0074 | 1 | 1 | NG | GAS |  | 0.83245 | 7.5 | 0 |  | Yes | 91373.6 | 2.043 | 0.73146 |  | 547818.466 | 255185.36 | 547818.466 | 255185.36 | 54692 | 25477 | 72.992 | 34.006 | 0.875 | 32016.993 | 1209.424 | 121.196 | 32050.169 |  | 2.669 | 2.67 | 0.032 | 1170.811 | 0.022 | 0.002 | 1172.024 |  | 0.266 | 0.267 | 0.003 | 116.889 | 0.002 | 0 | 117.01 |  | 2.669 | 2.67 | 0.032 | 1170.814 | 0.022 | 0.002 | 1172.027 |  | 99.789 | 46.49 | 1.196 | 43771.446 | 1653.442 | 165.691 |  | 748940 | 348872 | 748940 | 348872 | EIA | EIA | EIA | EIA | EIA | EIA | -- | EIA | EIA | [6 empty] | 201121.534 | 93686.64 | 26.797 | 12.484 | 0.321 | 11754.453 | 444.018 | 44.495 | 10016.457 | 0 | 38.185 | 54653.655 | 0 | 0 | 0 | 0 | 0 | 0 | 0 | 0 | 54691.84 | 0 | 0 | 54691.84 | 0 | 0 | 0.00069819 | 0.9993 | 0 | 0 | 0 | 0 | 0 | 0 | 0 | 0 | 1 | 0 | 0 | 1 | 0 | [7 empty] | https://www.google.com/maps/@?api=1&map_action=map&center=38.882703999999997%2C-77.007442999999995&zoom=17&basemap=satellite | 304518 | [118 empty] | 0.44 |  |  | 69 |  |  | 0.35 | 0.6 |  |  | 73 |  |  | 0.4 | 0.27 |  |  | 50 |  |  | 0.3 | 0.02 |  |  | 66 |  |  | 0.05 | 0.07 |  |  | 43 |  |  | 0.12 | 0.06 |  |  | 59 |  |  | 0.06 | 0.1 |  |  | 26 |  |  | 0.16 | 0.285 | 0.010062 | Gas | FRS_110070063696
1465 | 2578 | 2021 | FL | Intercession City | 8049 | Duke Energy Florida, Inc | 6455 | Duke Energy Florida, LLC | 6455 | Electric Utility | Duke Energy Florida Inc | FPC | SERC | FRCC | FRCC All |  | 12 | 97 | Osceola | 28.2628 | -81.5486 | 8 | 14 | NG | GAS |  | 0.03505 | 1197.3 | 1 | [6 empty] | 4877604.696 | 2778126.317 | 4877604.696 | 2778126.317 | 367597.002 | 206881.003 | 140.087 | 75.007 | 2.217 | 293458.584 | 11915.296 | 1361.954 | 293810.456 |  | 0.762 | 0.725 | 0.012 | 1596.632 | 0.032 | 0.004 | 1598.547 |  | 0.057 | 0.054 | 0.001 | 120.329 | 0.002 | 0 | 120.473 |  | 0.762 | 0.725 | 0.012 | 1596.632 | 0.032 | 0.004 | 1598.547 |  | 140.087 | 75.007 | 2.217 | 293458.584 | 11915.296 | 1361.954 |  | 4877604.696 | 2778126.317 | 4877604.696 | 2778126.317 | EPA/CAMD | EPA/CAMD | EPA/CAMD | EPA/CAMD | EIA | EIA | -- | EPA/CAMD | EPA/CAMD | [14 empty] | 13268.8915 | 0 | 19414.668 | 348182.33 | 0 | 0 | 0 | 0 | 0 | 0 | 0 | 0 | 367596.998 | 0 | 0 | 367596.998 | 0 | 0 | 0.052815 | 0.94718 | 0 | 0 | 0 | 0 | 0 | 0 | 0 | 0 | 1 | 0 | 0 | 1 | 0 | Yes |  | 5364276.254 | 323428.98 | 147.436 | 2.477 |  | https://www.google.com/maps/@?api=1&map_action=map&center=28.262778000000001%2C-81.548610999999994&zoom=17&basemap=satellite | 16801 | [118 empty] | 0.41 |  |  | 66 |  |  | 0.35 | 0.46 |  |  | 64 |  |  | 0.4 | 0.36 |  |  | 63 |  |  | 0.3 | 0.07 |  |  | 80 |  |  | 0.05 | 0.1 |  |  | 55 |  |  | 0.12 | 0.05 |  |  | 54 |  |  | 0.06 | 0.11 |  |  | 33 |  |  | 0.16 | 15.2649 | 0.095718 | Gas | FRS_110005984328
1466 | 4129 | 2021 | LA | D G Hunter | 6558 | City of Alexandria - (LA) | 298 | City of Alexandria - (LA) | 298 | Electric Utility | Midcontinent Independent Transmission System Operator, Inc.. | MISO | SERC | SPSO | SPP South | MISO | 22 | 79 | Rapides | 31.3207 | -92.4613 | 7 | 7 | NG | GAS |  | 0.18098 | 65.1 | 1 | [6 empty] | 936232.997 | 424266.003 | 936232.997 | 424266.003 | 103205.998 | 46769.002 | 1290.583 | 584.843 | 1.496 | 54717.698 | 2064.042 | 206.404 | 54774.253 |  | 25.01 | 25.01 | 0.029 | 1060.359 | 0.02 | 0.002 | 1061.455 |  | 2.757 | 2.757 | 0.003 | 116.889 | 0.002 | 0 | 117.01 |  | 25.01 | 25.01 | 0.029 | 1060.361 | 0.02 | 0.002 | 1061.457 |  | 1290.583 | 584.843 | 1.496 | 54717.698 | 2064.042 | 206.404 |  | 936232.997 | 424266.003 | 936232.997 | 424266.003 | EIA | EIA | EIA | EIA | EIA | EIA | -- | EIA | EIA | [14 empty] | 9071.5188 | 0 | 0 | 103205.76 | 0 | 0 | 0 | 0 | 0 | 0 | 0 | 0 | 103205.76 | 0 | 0 | 103205.76 | 0 | 0 | 0 | 1 | 0 | 0 | 0 | 0 | 0 | 0 | 0 | 0 | 1 | 0 | 0 | 1 | 0 | [7 empty] | https://www.google.com/maps/@?api=1&map_action=map&center=31.320699999999999%2C-92.461299999999994&zoom=17&basemap=satellite | 31789 | [118 empty] | 0.59 |  |  | 82 |  |  | 0.35 | 0.61 |  |  | 73 |  |  | 0.4 | 0.57 |  |  | 86 |  |  | 0.3 | 0.02 |  |  | 62 |  |  | 0.05 | 0.2 |  |  | 81 |  |  | 0.12 | 0.07 |  |  | 67 |  |  | 0.06 | 0.15 |  |  | 47 |  |  | 0.16 | 0.11779 | 0.0038035 | Gas | FRS_110000577475
1467 | 2447 | 2021 | DC | DC Water CHP | 59012 | PECO Energy Co | 14940 | DC Water | 58862 | Commercial CHP | PJM Interconnection, LLC | PJM | SERC | RFCE | RFC East | PJM | 11 | 1 | District of Columbia | 38.8206 | -77.0183 | 3 | 3 | OBG | BIOMASS |  | 0.45763 | 14.1 | 0.57061 | Yes | Yes | 306031.2 | 0.63 | 0.45668 |  | 432894.922 | 169750.707 | 432894.922 | 169750.707 | 56525.001 | 23192.001 | 121.172 | 48.206 | 1.385 | 427.733 | 1006.097 | 100.61 | 455.3 |  | 4.287 | 4.157 | 0.049 | 15.134 | 0.018 | 0.002 | 16.11 |  | 0.56 | 0.568 | 0.006 | 1.976 | 0.002 | 0 | 2.104 |  | 4.287 | 4.157 | 0.049 | 15.134 | 0.018 | 0.002 | 16.11 |  | 265.335 | 105.558 | 3.033 | 60193.038 | 2203.085 | 220.309 |  | 947925 | 371709 | 947925 | 371709 | EIA | EIA | EIA | EIA | EIA | EIA | -- | EIA | EIA |  |  |  | 59256.416 |  |  | 515030.078 | 201958.293 | 144.163 | 57.352 | 1.648 | 508.889 | 1196.988 | 119.699 | 7658.4683 | 0 | 0 | 803.958 | 0 | 0 | 55721.042 | 0 | 0 | 0 | 0 | 0 | 803.958 | 55721.042 | 55721.042 | 56525 | 0 | 0 | 0 | 0.014223 | 0 | 0 | 0.98578 | 0 | 0 | 0 | 0 | 0 | 0.014223 | 0.98578 | 0.98578 | 1 | 0 | [7 empty] | https://www.google.com/maps/@?api=1&map_action=map&center=38.820556000000003%2C-77.018332999999998&zoom=17&basemap=satellite | 150830 | [118 empty] | 0.48 |  |  | 73 |  |  | 0.35 | 0.68 |  |  | 77 |  |  | 0.4 | 0.29 |  |  | 52 |  |  | 0.3 | 0.03 |  |  | 68 |  |  | 0.05 | 0.1 |  |  | 55 |  |  | 0.12 | 0.08 |  |  | 74 |  |  | 0.06 | 0.12 |  |  | 37 |  |  | 0.16 | 4.5349 | 0.16291 | Biomass | FRS_110070207126
1468 | 2453 | 2021 | DC | Ross Hall Central Utility Plant | 63478 | Potomac Electric Power Co | 15270 | The George Washington University | 63209 | Commercial CHP | PJM Interconnection, LLC | PJM | RFC | RFCE | RFC East | PJM | 11 | 1 | District of Columbia | 38.9002 | -77.0508 | 1 | 1 | NG | GAS |  | 0 | 4.6 |  |  | Yes | [10 empty] | 0 |  | 0 | 0 | [45 empty] | -- | [56 empty] | https://www.google.com/maps/@?api=1&map_action=map&center=38.900216%2C-77.050787999999997&zoom=17&basemap=satellite | 367876 | [118 empty] | 0.3 |  |  | 51 |  |  | 0.35 | 0.43 |  |  | 61 |  |  | 0.4 | 0.17 |  |  | 30 |  |  | 0.3 | 0.04 |  |  | 71 |  |  | 0.05 | 0.05 |  |  | 35 |  |  | 0.12 | 0.04 |  |  | 45 |  |  | 0.06 | 0.1 |  |  | 27 |  |  | 0.16 |  |  | Gas | FRS_110070870992
1469 | 4795 | 2021 | MD | Berlin | 6565 | Town of Berlin - (MD) | 1615 | Town of Berlin - (MD) | 1615 | Electric Utility | PJM Interconnection, LLC | PJM | RFC | RFCE | RFC East | PJM | 24 | 47 | Worcester | 38.3278 | -75.2172 | 3 | 3 | DFO | OIL |  | 0.00202 | 5.6 | 1 | [6 empty] | 4349.999 | 1757.999 | 4349.999 | 1757.999 | 98.999 | 40 | 6.526 | 2.625 | 0.387 | 319.162 | 21.279 | 3.881 | 320.006 |  | 131.84 | 131.25 | 7.82 | 6447.782 | 0.215 | 0.039 | 6464.839 |  | 3 | 2.986 | 0.178 | 146.741 | 0.005 | 0.001 | 147.129 |  | 131.838 | 131.249 | 7.82 | 6447.717 | 0.215 | 0.039 | 6464.774 |  | 6.526 | 2.625 | 0.387 | 319.162 | 21.279 | 3.881 |  | 4349.999 | 1757.999 | 4349.999 | 1757.999 | EIA | EIA | EIA | EIA | EIA | EIA | -- | EIA | EIA | [14 empty] | 43939.3838 | 0 | 60.335 | 38.665 | 0 | 0 | 0 | 0 | 0 | 0 | 0 | 0 | 99 | 0 | 0 | 99 | 0 | 0 | 0.60944 | 0.39056 | 0 | 0 | 0 | 0 | 0 | 0 | 0 | 0 | 1 | 0 | 0 | 1 | 0 | [7 empty] | https://www.google.com/maps/@?api=1&map_action=map&center=38.327778000000002%2C-75.217222000000007&zoom=17&basemap=satellite | 6792 | [118 empty] | 0.28 |  |  | 48 |  |  | 0.35 | 0.25 |  |  | 45 |  |  | 0.4 | 0.31 |  |  | 55 |  |  | 0.3 | 0 |  |  | 0 |  |  | 0.05 | 0.08 |  |  | 49 |  |  | 0.12 | 0.05 |  |  | 48 |  |  | 0.06 | 0.19 |  |  | 64 |  |  | 0.16 | 0.44225 | 6.0582 | Oil | FRS_110028022743
1470 | 2454 | 2021 | DC | US GSA Heating and Transmission | 57788 | Potomac Electric Power Co | 15270 | US GSA Heating and Transmission | 57103 | Commercial CHP | PJM Interconnection, LLC | PJM | RFC | RFCE | RFC East | PJM | 11 | 1 | District of Columbia | 38.8857 | -77.0284 | 2 | 2 | NG | GAS |  | 0.58128 | 10.8 | 0.36453 |  | Yes | 256996 | 0.73 | 0.49336 |  | 473363.849 | 237172.817 | 473363.849 | 237172.817 | 54994 | 27667 | 74.254 | 37.203 | 0.756 | 27665.527 | 1043.59 | 104.359 | 27694.121 |  | 2.7 | 2.689 | 0.028 | 1006.129 | 0.019 | 0.002 | 1007.169 |  | 0.314 | 0.314 | 0.003 | 116.889 | 0.002 | 0 | 117.01 |  | 2.7 | 2.689 | 0.028 | 1006.135 | 0.019 | 0.002 | 1007.175 |  | 150.506 | 75.408 | 1.533 | 56075.772 | 2115.271 | 211.527 |  | 959470 | 480730 | 959470 | 480730 | EIA | EIA | EIA | EIA | EIA | EIA | -- | EIA | EIA | [6 empty] | 486106.151 | 243557.183 | 76.252 | 38.205 | 0.777 | 28410.245 | 1071.681 | 107.168 | 8607.6045 | 0 | 0 | 54993.68 | 0 | 0 | 0 | 0 | 0 | 0 | 0 | 0 | 54993.68 | 0 | 0 | 54993.68 | 0 | 0 | 0 | 1 | 0 | 0 | 0 | 0 | 0 | 0 | 0 | 0 | 1 | 0 | 0 | 1 | 0 | [7 empty] | https://www.google.com/maps/@?api=1&map_action=map&center=38.885708999999999%2C-77.028373000000002&zoom=17&basemap=satellite | 331465 | [118 empty] | 0.35 |  |  | 58 |  |  | 0.35 | 0.48 |  |  | 65 |  |  | 0.4 | 0.2 |  |  | 36 |  |  | 0.3 | 0.03 |  |  | 69 |  |  | 0.05 | 0.05 |  |  | 34 |  |  | 0.12 | 0.05 |  |  | 48 |  |  | 0.06 | 0.09 |  |  | 25 |  |  | 0.16 | 2.3503 | 0.094956 | Gas | FRS_110002486257
1471 | 2455 | 2021 | DE | AGT001 Centerville Fuel Cell | 63700 | Delmarva Power | 5027 | 2016 ESA Project Company, LLC | 62150 | IPP Non-CHP | PJM Interconnection, LLC | PJM | RFC | RFCE | RFC East | PJM | 10 | 3 | New Castle | 39.7579 | -75.6221 | 1 | 1 | NG | GAS |  | 0.89726 | 1.3 | 0 | [8 empty] | 64612 | 36411 | 10218 | 5758 | 0 |  | 0 | 0 | [37 empty] | 64612 | 36411 | [6 empty] | -- | EIA | EIA | [15 empty] | 0 | 0 | 10218 | 0 | 0 | 0 | 0 | 0 | 0 | 0 | 0 | 10218 | 0 | 0 | 10218 | 0 | 0 | 0 | 1 | 0 | 0 | 0 | 0 | 0 | 0 | 0 | 0 | 1 | 0 | 0 | 1 | 0 | [7 empty] | https://www.google.com/maps/@?api=1&map_action=map&center=39.757869999999997%2C-75.622079999999997&zoom=17&basemap=satellite | 66622 | [118 empty] | 0.3 |  |  | 51 |  |  | 0.35 | 0.34 |  |  | 54 |  |  | 0.4 | 0.27 |  |  | 48 |  |  | 0.3 | 0.03 |  |  | 67 |  |  | 0.05 | 0.09 |  |  | 54 |  |  | 0.12 | 0.05 |  |  | 54 |  |  | 0.06 | 0.18 |  |  | 59 |  |  | 0.16 | 0 | 0 | Gas | FRS_110070871584
1472 | 9479 | 2021 | RI | Block Island | 6567 | Block Island Power Co | 1857 | Block Island Utility District | 1857 | Electric Utility | No balancing authority | NA | NPCC | NEWE | NPCC New England |  | 44 | 9 | Washington | 41.1756 | -71.5711 | 4 | 4 | DFO | OIL |  | 3e-05 | 7.1 | 1 | [6 empty] | 30 | 11.999 | 30 | 11.999 | 2 | 1 | 0.047 | 0.019 | 0.004 | 2.45 | 0.198 | 0.04 | 2.458 |  | 47 | 38 | 4.3 | 2450 | 0.099 | 0.02 | 2458.393 |  | 3.133 | 3.167 | 0.287 | 163.333 | 0.007 | 0.001 | 163.893 |  | 47 | 38 | 4.3 | 2450 | 0.099 | 0.02 | 2458.393 |  | 0.047 | 0.019 | 0.004 | 2.45 | 0.198 | 0.04 |  | 30 | 11.999 | 30 | 11.999 | EIA | EIA | EIA | EIA | EIA | EIA | -- | EIA | EIA | [14 empty] | 15000 | 0 | 2 | 0 | 0 | 0 | 0 | 0 | 0 | 0 | 0 | 0 | 2 | 0 | 0 | 2 | 0 | 0 | 1 | 0 | 0 | 0 | 0 | 0 | 0 | 0 | 0 | 0 | 1 | 0 | 0 | 1 | 0 | [7 empty] | https://www.google.com/maps/@?api=1&map_action=map&center=41.175556%2C-71.571100000000001&zoom=17&basemap=satellite | 871 | [118 empty] | 0.16 |  |  | 24 |  |  | 0.35 | 0.06 |  |  | 17 |  |  | 0.4 | 0.27 |  |  | 48 |  |  | 0.3 | 0 |  |  | 0 |  |  | 0.05 | 0.02 |  |  | 19 |  |  | 0.12 | 0.02 |  |  | 22 |  |  | 0.06 | 0.22 |  |  | 73 |  |  | 0.16 | 0.00744 | 3.7209 | Oil | FRS_110001663450
1473 | 2456 | 2021 | DE | Ameresco Delaware Central | 56430 | Delaware Electric Cooperative | 5070 | AMERESCO Delaware Central | 54816 | IPP Non-CHP | PJM Interconnection, LLC | PJM | RFC | RFCE | RFC East | PJM | 10 | 1 | Kent | 39.0339 | -75.7233 | 5 | 5 | LFG | BIOMASS |  | 0.69043 | 5 | 0.18261 | Yes | [5 empty] | 328841 | 133121 | 328841 | 133121 | 30241 | 12242 | 0 | 0 | 5.508 | 0.001 | 0 | 0 | 0.001 |  | 0 | 0 | 0.364 | 0 | 0 | 0 | 0 |  | 0 | 0 | 0.034 | 0 | 0 | 0 | 0 |  | 0 | 0 | 0.364 | 0 | 0 | 0 | 0 |  | 250.43 | 101.38 | 7.399 | 20881.335 | 764.885 | 76.488 |  | 328841 | 133121 | 328841 | 133121 | EIA | EIA | EIA | EIA | EIA | EIA | -- | EIA | EIA | 250.43 | 101.38 | 1.891 | 20881.334 | 764.885 | 76.488 | [8 empty] | 10874.0121 | 0 | 0 | 0 | 0 | 0 | 30241 | 0 | 0 | 0 | 0 | 0 | 0 | 30241 | 30241 | 30241 | 0 | 0 | 0 | 0 | 0 | 0 | 1 | 0 | 0 | 0 | 0 | 0 | 0 | 1 | 1 | 1 | 0 | [7 empty] | https://www.google.com/maps/@?api=1&map_action=map&center=39.033900000000003%2C-75.723299999999995&zoom=17&basemap=satellite | 1596 | [118 empty] | 0.24 |  |  | 41 |  |  | 0.35 | 0.19 |  |  | 38 |  |  | 0.4 | 0.29 |  |  | 52 |  |  | 0.3 | 0 |  |  | 0 |  |  | 0.05 | 0.16 |  |  | 74 |  |  | 0.12 | 0.05 |  |  | 53 |  |  | 0.06 | 0.19 |  |  | 63 |  |  | 0.16 | 2.3575 | 0.15866 | Biomass | FRS_110047387535
1474 | 3984 | 2021 | KS | Johnson | 6579 | Pioneer Electric Coop, Inc - (KS) | 15073 | City of Johnson - (KS) | 9776 | Electric Utility | Southwest Power Pool | SWPP | MRO | SPNO | SPP North |  | 20 | 187 | Stanton | 37.5669 | -101.7511 | 2 | 2 | DFO | OIL |  | 0.0036 | 6 | 1 | [6 empty] | 1959 | 625 | 1959 | 625 | 189 | 60 | 3.094 | 0.988 | 0.284 | 159.978 | 12.957 | 2.591 | 160.526 |  | 32.741 | 32.933 | 3.005 | 1692.889 | 0.069 | 0.014 | 1698.688 |  | 3.159 | 3.162 | 0.29 | 163.326 | 0.007 | 0.001 | 163.886 |  | 32.741 | 32.933 | 3.005 | 1692.889 | 0.069 | 0.014 | 1698.688 |  | 3.094 | 0.988 | 0.284 | 159.978 | 12.957 | 2.591 |  | 1959 | 625 | 1959 | 625 | EIA | EIA | EIA | EIA | EIA | EIA | -- | EIA | EIA | [14 empty] | 10365.0794 | 0 | 189 | 0 | 0 | 0 | 0 | 0 | 0 | 0 | 0 | 0 | 189 | 0 | 0 | 189 | 0 | 0 | 1 | 0 | 0 | 0 | 0 | 0 | 0 | 0 | 0 | 0 | 1 | 0 | 0 | 1 | 0 | [7 empty] | https://www.google.com/maps/@?api=1&map_action=map&center=37.566881000000002%2C-101.751065&zoom=17&basemap=satellite | 1189 | [118 empty] | 0.36 |  |  | 60 |  |  | 0.35 | 0.4 |  |  | 59 |  |  | 0.4 | 0.33 |  |  | 58 |  |  | 0.3 | 0.05 |  |  | 76 |  |  | 0.05 | 0.15 |  |  | 71 |  |  | 0.12 | 0.04 |  |  | 45 |  |  | 0.06 | 0.22 |  |  | 73 |  |  | 0.16 | 0.063085 | 3.9428 | Oil | FRS_110017567462
1475 | 2457 | 2021 | DE | Ameresco Delaware South | 56429 | Delaware Electric Cooperative | 5070 | AMERESCO Delaware South | 54815 | IPP Non-CHP | PJM Interconnection, LLC | PJM | RFC | RFCE | RFC East | PJM | 10 | 5 | Sussex | 38.5992 | -75.4342 | 5 | 5 | LFG | BIOMASS |  | 0.73425 | 5 | 0.10959 | Yes | [5 empty] | 343285 | 138969 | 343285 | 138969 | 32160 | 13019 | 0 | 0 | 5.75 | 0 | 0 | 0 | 0 |  | 0 | 0 | 0.358 | 0 | 0 | 0 | 0 |  | 0 | 0 | 0.034 | 0 | 0 | 0 | 0 |  | 0 | 0 | 0.358 | 0 | 0 | 0 | 0 |  | 260.88 | 105.61 | 7.724 | 21798.525 | 798.482 | 79.848 |  | 343285 | 138969 | 343285 | 138969 | EIA | EIA | EIA | EIA | EIA | EIA | -- | EIA | EIA | 260.88 | 105.61 | 1.974 | 21798.525 | 798.482 | 79.848 | [8 empty] | 10674.2848 | 0 | 0 | 0 | 0 | 0 | 32160 | 0 | 0 | 0 | 0 | 0 | 0 | 32160 | 32160 | 32160 | 0 | 0 | 0 | 0 | 0 | 0 | 1 | 0 | 0 | 0 | 0 | 0 | 0 | 1 | 1 | 1 | 0 | [7 empty] | https://www.google.com/maps/@?api=1&map_action=map&center=38.599200000000003%2C-75.434200000000004&zoom=17&basemap=satellite | 1269 | [118 empty] | 0.22 |  |  | 37 |  |  | 0.35 | 0.2 |  |  | 40 |  |  | 0.4 | 0.24 |  |  | 44 |  |  | 0.3 | 0.02 |  |  | 65 |  |  | 0.05 | 0.15 |  |  | 70 |  |  | 0.12 | 0.05 |  |  | 51 |  |  | 0.06 | 0.24 |  |  | 78 |  |  | 0.16 | 2.4322 | 0.16172 | Biomass | FRS_110041195328
1476 | 2458 | 2021 | DE | Brookside Newark | 58110 | Delmarva Power | 5027 | Diamond State Generation Partners, LLC | 57485 | IPP Non-CHP | PJM Interconnection, LLC | PJM | RFC | RFCE | RFC East | PJM | 10 | 3 | New Castle | 39.6689 | -75.7161 | 1 | 1 | NG | GAS |  | 0.91623 | 2.6 | 0 | [8 empty] | 137610 | 77548 | 20868 | 11760 | 0 |  | 0 | 0 | [37 empty] | 137610 | 77548 | [6 empty] | -- | EIA | EIA | [15 empty] | 0 | 0 | 20868 | 0 | 0 | 0 | 0 | 0 | 0 | 0 | 0 | 20868 | 0 | 0 | 20868 | 0 | 0 | 0 | 1 | 0 | 0 | 0 | 0 | 0 | 0 | 0 | 0 | 1 | 0 | 0 | 1 | 0 | [7 empty] | https://www.google.com/maps/@?api=1&map_action=map&center=39.668889%2C-75.716110999999998&zoom=17&basemap=satellite | 82367 | [118 empty] | 0.37 |  |  | 61 |  |  | 0.35 | 0.43 |  |  | 62 |  |  | 0.4 | 0.31 |  |  | 56 |  |  | 0.3 | 0.03 |  |  | 70 |  |  | 0.05 | 0.09 |  |  | 52 |  |  | 0.12 | 0.05 |  |  | 54 |  |  | 0.06 | 0.13 |  |  | 38 |  |  | 0.16 | 0 | 0 | Gas | FRS_110054555888
1477 | 4753 | 2021 | MA | Wilkins Station | 6586 | City of Marblehead - (MA) | 11624 | Town of Marblehead - (MA) | 11624 | Electric Utility | ISO New England Inc. | ISNE | NPCC | NEWE | NPCC New England | ISONE | 25 | 9 | Essex | 42.5131 | -70.8583 | 2 | 2 | DFO | OIL |  | 0.00061 | 5.4 | 1 | [6 empty] | 366 | 70 | 366 | 70 | 29 | 5 | 0.588 | 0.112 | 0.053 | 29.888 | 2.421 | 0.484 | 29.99 |  | 40.552 | 44.8 | 3.655 | 2061.241 | 0.083 | 0.017 | 2068.303 |  | 3.213 | 3.2 | 0.29 | 163.322 | 0.007 | 0.001 | 163.882 |  | 40.552 | 44.8 | 3.655 | 2061.241 | 0.083 | 0.017 | 2068.303 |  | 0.588 | 0.112 | 0.053 | 29.888 | 2.421 | 0.484 |  | 366 | 70 | 366 | 70 | EIA | EIA | EIA | EIA | EIA | EIA | -- | EIA | EIA | [14 empty] | 12620.6897 | 0 | 29 | 0 | 0 | 0 | 0 | 0 | 0 | 0 | 0 | 0 | 29 | 0 | 0 | 29 | 0 | 0 | 1 | 0 | 0 | 0 | 0 | 0 | 0 | 0 | 0 | 0 | 1 | 0 | 0 | 1 | 0 | [7 empty] | https://www.google.com/maps/@?api=1&map_action=map&center=42.513100000000001%2C-70.8583&zoom=17&basemap=satellite | 71829 | [118 empty] | 0.22 |  |  | 37 |  |  | 0.35 | 0.2 |  |  | 39 |  |  | 0.4 | 0.24 |  |  | 43 |  |  | 0.3 | 0.05 |  |  | 76 |  |  | 0.05 | 0.06 |  |  | 40 |  |  | 0.12 | 0.05 |  |  | 46 |  |  | 0.06 | 0.18 |  |  | 61 |  |  | 0.16 | 0.04681 | 3.3436 | Oil | FRS_110001937584
1478 | 2461 | 2021 | DE | Croda Atlas Point CHP | 59783 | Delmarva Power | 5027 | Croda Inc. | 59550 | Industrial CHP | PJM Interconnection, LLC | PJM | RFC | RFCE | RFC East | PJM | 10 | 3 | New Castle | 39.6933 | -75.5431 | 3 | 3 | LFG | BIOMASS |  | 0.30569 | 4.2 | 0.82385 | Yes | Yes | 84877.6 | 0.452 | 0.37617 |  | 59417.618 | 24053.463 | 59417.618 | 24053.463 | 11247 | 4552.999 | 0 | 0 | 0.995 | 0 | 0 | 0 | 0 |  | 0 | 0 | 0.177 | 0 | 0 | 0 | 0 |  | 0 | 0 | 0.034 | 0 | 0 | 0 | 0 |  | 0 | 0 | 0.177 | 0 | 0 | 0 | 0 |  | 111.834 | 45.273 | 3.554 | 10030.046 | 367.401 | 36.74 |  | 157954 | 63943 | 157954 | 63943 | EIA | EIA | EIA | EIA | EIA | EIA | -- | EIA | EIA | 111.834 | 45.273 | 0.908 | 10030.046 | 367.401 | 36.74 | 98536.382 | 39889.537 | 0 | 0 | 1.651 | 0 | 0 | 0 | 5282.9749 | 0 | 0 | 0 | 0 | 0 | 11247 | 0 | 0 | 0 | 0 | 0 | 0 | 11247 | 11247 | 11247 | 0 | 0 | 0 | 0 | 0 | 0 | 1 | 0 | 0 | 0 | 0 | 0 | 0 | 1 | 1 | 1 | 0 | [7 empty] | https://www.google.com/maps/@?api=1&map_action=map&center=39.693333000000003%2C-75.543056000000007&zoom=17&basemap=satellite | 39104 | [118 empty] | 0.44 |  |  | 68 |  |  | 0.35 | 0.56 |  |  | 70 |  |  | 0.4 | 0.32 |  |  | 57 |  |  | 0.3 | 0.02 |  |  | 65 |  |  | 0.05 | 0.13 |  |  | 67 |  |  | 0.12 | 0.06 |  |  | 63 |  |  | 0.06 | 0.14 |  |  | 45 |  |  | 0.16 | 0.46295 | 0.075608 | Biomass | FRS_110070396550
1479 | 2469 | 2021 | DE | Energy Center Dover LLC | 10030 | City of Dover - (DE) | 5335 | Energy Center Dover LLC | 7860 | IPP CHP | PJM Interconnection, LLC | PJM | RFC | RFCE | RFC East | PJM | 10 | 1 | Kent | 39.1495 | -75.5473 | 2 | 3 | NG | GAS |  | 0.11675 | 118 | 1 |  | Yes | 203237.6 | 2.027 | 0.72989 |  | 850513.803 | 442834.091 | 850513.803 | 442834.091 | 120682 | 62936 | 12.452 | 7.289 | 0.256 | 50654.662 | 1877.382 | 190.896 | 50706.573 |  | 0.206 | 0.232 | 0.004 | 839.473 | 0.016 | 0.002 | 840.334 |  | 0.029 | 0.033 | 0.001 | 119.115 | 0.002 | 0 | 119.238 |  | 0.206 | 0.232 | 0.004 | 839.473 | 0.016 | 0.002 | 840.334 |  | 17.06 | 9.986 | 0.351 | 69400.547 | 2572.149 | 261.541 |  | 1165265.37 | 606714.705 | 1165265.37 | 606714.705 | EPA/CAMD | EPA/CAMD | EPA/CAMD | EPA/CAMD | EIA | EIA | -- | EPA/CAMD | EPA/CAMD | [6 empty] | 314751.567 | 163880.614 | 4.608 | 2.697 | 0.095 | 18745.885 | 694.767 | 70.645 | 7047.5614 | 0 | 638.261 | 120043.739 | 0 | 0 | 0 | 0 | 0 | 0 | 0 | 0 | 120682 | 0 | 0 | 120682 | 0 | 0 | 0.0052888 | 0.99471 | 0 | 0 | 0 | 0 | 0 | 0 | 0 | 0 | 1 | 0 | 0 | 1 | 0 | Yes |  | 1029448.678 | 61609.72 | 17.134 | 0.313 |  | https://www.google.com/maps/@?api=1&map_action=map&center=39.149549%2C-75.547335000000004&zoom=17&basemap=satellite | 47186 | [118 empty] | 0.46 |  |  | 71 |  |  | 0.35 | 0.55 |  |  | 70 |  |  | 0.4 | 0.38 |  |  | 65 |  |  | 0.3 | 0.04 |  |  | 71 |  |  | 0.05 | 0.11 |  |  | 60 |  |  | 0.12 | 0.05 |  |  | 53 |  |  | 0.06 | 0.17 |  |  | 58 |  |  | 0.16 | 1.9108 | 0.043827 | Gas | FRS_110000338910
1480 | 2470 | 2021 | DE | Garrison Energy Center | 57349 | Delmarva Power | 5027 | Garrison Energy Center LLC | 56691 | IPP Non-CHP | PJM Interconnection, LLC | PJM | RFC | RFCE | RFC East | PJM | 10 | 1 | Kent | 39.1872 | -75.4994 | 1 | 2 | NG | GAS |  | 0.34896 | 361 | 0.75173 | [6 empty] | 7818796.356 | 4313885.553 | 7818796.356 | 4313885.553 | 1103550 | 609120 | 32.693 | 16.728 | 2.346 | 464707.342 | 17415.927 | 1743.004 | 465184.749 |  | 0.059 | 0.055 | 0.004 | 842.204 | 0.016 | 0.002 | 843.07 |  | 0.008 | 0.008 | 0.001 | 118.869 | 0.002 | 0 | 118.991 |  | 0.059 | 0.055 | 0.004 | 842.204 | 0.016 | 0.002 | 843.07 |  | 32.693 | 16.728 | 2.346 | 464707.342 | 17415.927 | 1743.004 |  | 7818796.356 | 4313885.553 | 7818796.356 | 4313885.553 | EPA/CAMD | EPA/CAMD | EPA/CAMD | EPA/CAMD | EIA | EIA | -- | EPA/CAMD | EPA/CAMD | [14 empty] | 7085.131 | 0 | 289.359 | 1103260.64 | 0 | 0 | 0 | 0 | 0 | 0 | 0 | 0 | 1103549.999 | 0 | 0 | 1103549.999 | 0 | 0 | 0.00026221 | 0.99974 | 0 | 0 | 0 | 0 | 0 | 0 | 0 | 0 | 1 | 0 | 0 | 1 | 0 | Yes |  | 8898917.488 | 531523.595 | 37.276 | 2.677 |  | https://www.google.com/maps/@?api=1&map_action=map&center=39.187195000000003%2C-75.499396000000004&zoom=17&basemap=satellite | 23237 | [118 empty] | 0.53 |  |  | 77 |  |  | 0.35 | 0.62 |  |  | 74 |  |  | 0.4 | 0.45 |  |  | 74 |  |  | 0.3 | 0.05 |  |  | 74 |  |  | 0.05 | 0.16 |  |  | 73 |  |  | 0.12 | 0.05 |  |  | 46 |  |  | 0.06 | 0.17 |  |  | 55 |  |  | 0.16 | 27.424 | 0.034721 | Gas | FRS_110043806931
1481 | 4102 | 2021 | KY | R D Green | 6639 | Big Rivers Electric Corp | 1692 | Big Rivers Electric Corp | 1692 | Electric Utility | Midcontinent Independent Transmission System Operator, Inc.. | MISO | SERC | SRTV | SERC Tennessee Valley | MISO | 21 | 233 | Webster | 37.6461 | -87.5 | 2 | 2 | BIT | COAL | Yes | 0.46499 | 586 | 0.55835 | [6 empty] | 27487726.11 | 14956869.69 | 27487726.11 | 14956869.69 | 2386964 | 1317589 | 2558.542 | 1342.573 | 2731.906 | 2820234.773 | 652238.446 | 94911.244 | 2842529.529 |  | 2.144 | 2.038 | 2.289 | 2363.031 | 0.273 | 0.04 | 2381.711 |  | 0.186 | 0.18 | 0.199 | 205.2 | 0.024 | 0.003 | 206.822 |  | 2.144 | 2.038 | 2.289 | 2363.031 | 0.273 | 0.04 | 2381.711 |  | 2558.542 | 1342.573 | 2731.906 | 2820234.773 | 652238.446 | 94911.244 |  | 27487726.11 | 14956869.69 | 27487726.11 | 14956869.69 | EPA/CAMD | EPA/CAMD | EPA/CAMD | EPA/CAMD | EIA | EIA | -- | EPA/CAMD | EPA/CAMD | [14 empty] | 11515.7688 | 2377318.1 | 9645.94 | 0 | 0 | 0 | 0 | 0 | 0 | 0 | 0 | 0 | 2386964.04 | 0 | 0 | 2386964.04 | 0 | 0.99596 | 0.0040411 | 0 | 0 | 0 | 0 | 0 | 0 | 0 | 0 | 0 | 1 | 0 | 0 | 1 | 0 | Yes |  | 9809772.172 | 792531.862 | 726.397 | 979.928 |  | https://www.google.com/maps/@?api=1&map_action=map&center=37.646099999999997%2C-87.5&zoom=17&basemap=satellite | 855 | [118 empty] | 0.23 |  |  | 38 |  |  | 0.35 | 0.18 |  |  | 36 |  |  | 0.4 | 0.28 |  |  | 51 |  |  | 0.3 | 0.01 |  |  | 58 |  |  | 0.05 | 0.09 |  |  | 52 |  |  | 0.12 | 0.04 |  |  | 41 |  |  | 0.06 | 0.16 |  |  | 53 |  |  | 0.16 | 80.584 | 0.14471 | Coal | FRS_110000591422
1482 | 2478 | 2021 | DE | Red Lion Energy Center | 58433 | Delmarva Power | 5027 | Diamond State Generation Partners, LLC | 57485 | IPP Non-CHP | PJM Interconnection, LLC | PJM | RFC | RFCE | RFC East | PJM | 10 | 3 | New Castle | 39.6101 | -75.6297 | 6 | 6 | NG | GAS |  | 0.91527 | 25 | 0 | [8 empty] | 1325960 | 747234 | 200445 | 112959 | 0 |  | 0 | 0 | [37 empty] | 1325960 | 747234 | [6 empty] | -- | EIA | EIA | [15 empty] | 0 | 0 | 200445 | 0 | 0 | 0 | 0 | 0 | 0 | 0 | 0 | 200445 | 0 | 0 | 200445 | 0 | 0 | 0 | 1 | 0 | 0 | 0 | 0 | 0 | 0 | 0 | 0 | 1 | 0 | 0 | 1 | 0 | [7 empty] | https://www.google.com/maps/@?api=1&map_action=map&center=39.610083000000003%2C-75.629739999999998&zoom=17&basemap=satellite | 28690 | [118 empty] | 0.44 |  |  | 69 |  |  | 0.35 | 0.66 |  |  | 76 |  |  | 0.4 | 0.23 |  |  | 41 |  |  | 0.3 | 0.02 |  |  | 61 |  |  | 0.05 | 0.09 |  |  | 53 |  |  | 0.12 | 0.05 |  |  | 51 |  |  | 0.06 | 0.13 |  |  | 40 |  |  | 0.16 | 0 | 0 | Gas | FRS_110057119531
1483 | 2490 | 2021 | FL | Anheuser-Busch Jacksonville | 10431 | JEA | 9617 | Anheuser-Busch Inc | 623 | Industrial CHP | JEA | JEA | SERC | FRCC | FRCC All |  | 12 | 31 | Duval | 30.4342 | -81.6454 | 1 | 1 | NG | GAS |  | 0.97709 | 8.7 | 0 |  | Yes | 526920 | 0.482 | 0.3914 |  | 374790.284 | 181274.433 | 374790.284 | 181274.433 | 74466 | 36017 | 57.111 | 27.623 | 0.599 | 21904.442 | 826.272 | 82.627 | 21927.081 |  | 1.534 | 1.534 | 0.016 | 588.307 | 0.011 | 0.001 | 588.915 |  | 0.305 | 0.305 | 0.003 | 116.889 | 0.002 | 0 | 117.01 |  | 1.534 | 1.534 | 0.016 | 588.307 | 0.011 | 0.001 | 588.915 |  | 145.914 | 70.574 | 1.53 | 55964.377 | 2111.069 | 211.107 |  | 957564 | 463144 | 957564 | 463144 | EIA | EIA | EIA | EIA | EIA | EIA | -- | EIA | EIA | [6 empty] | 582773.716 | 281869.567 | 88.803 | 42.951 | 0.931 | 34059.935 | 1284.797 | 128.48 | 5033.039 | 0 | 0 | 74466 | 0 | 0 | 0 | 0 | 0 | 0 | 0 | 0 | 74466 | 0 | 0 | 74466 | 0 | 0 | 0 | 1 | 0 | 0 | 0 | 0 | 0 | 0 | 0 | 0 | 1 | 0 | 0 | 1 | 0 | [7 empty] | https://www.google.com/maps/@?api=1&map_action=map&center=30.434239999999999%2C-81.645351000000005&zoom=17&basemap=satellite | 35069 | [118 empty] | 0.56 |  |  | 79 |  |  | 0.35 | 0.71 |  |  | 78 |  |  | 0.4 | 0.41 |  |  | 70 |  |  | 0.3 | 0.01 |  |  | 57 |  |  | 0.05 | 0.12 |  |  | 63 |  |  | 0.12 | 0.08 |  |  | 73 |  |  | 0.06 | 0.12 |  |  | 35 |  |  | 0.16 | 0.18117 | 0.00499 | Gas | FRS_110000362036
1484 | 6068 | 2021 | MO | Mexico | 6650 | Union Electric Co - (MO) | 19436 | Union Electric Co - (MO) | 19436 | Electric Utility | Midcontinent Independent Transmission System Operator, Inc.. | MISO | SERC | SRMW | SERC Midwest | MISO | 29 | 7 | Audrain | 39.1481 | -91.8306 | 1 | 1 | DFO | OIL |  | 0.00282 | 60.7 | 1 | [6 empty] | 36201.8 | 31176.5 | 36201.8 | 31176.5 | 1501 | 450 | 21.721 | 18.706 | 9.051 | 2956.343 | 160.486 | 32.097 | 2963.132 |  | 28.942 | 83.138 | 12.06 | 3939.165 | 0.107 | 0.021 | 3948.21 |  | 1.2 | 1.2 | 0.5 | 163.326 | 0.004 | 0.001 | 163.701 |  | 28.942 | 83.138 | 12.06 | 3939.165 | 0.107 | 0.021 | 3948.21 |  | 21.721 | 18.706 | 9.051 | 2956.343 | 160.486 | 32.097 |  | 36201.8 | 31176.5 | 36201.8 | 31176.5 | EPA/CAMD | EPA/CAMD | EPA/CAMD | EIA | EIA | EIA | -- | EPA/CAMD | EPA/CAMD | [14 empty] | 24118.4544 | 0 | 1501 | 0 | 0 | 0 | 0 | 0 | 0 | 0 | 0 | 0 | 1501 | 0 | 0 | 1501 | 0 | 0 | 1 | 0 | 0 | 0 | 0 | 0 | 0 | 0 | 0 | 0 | 1 | 0 | 0 | 1 | 0 | Yes |  | 49575.1 |  | 29.745 | 12.394 |  | https://www.google.com/maps/@?api=1&map_action=map&center=39.148099999999999%2C-91.830600000000004&zoom=17&basemap=satellite | 2999 | [118 empty] | 0.23 |  |  | 39 |  |  | 0.35 | 0.14 |  |  | 31 |  |  | 0.4 | 0.32 |  |  | 57 |  |  | 0.3 | 0 |  |  | 0 |  |  | 0.05 | 0.13 |  |  | 65 |  |  | 0.12 | 0.06 |  |  | 63 |  |  | 0.06 | 0.16 |  |  | 54 |  |  | 0.16 | 0.0282 | 1.0071 | Oil | FRS_110035420309
1485 | 2495 | 2021 | FL | Baptist Medical Center | 10008 | JEA | 9617 | Baptist Memorial Hospital | 1194 | Commercial CHP | JEA | JEA | SERC | FRCC | FRCC All |  | 12 | 31 | Duval | 30.3145 | -81.6627 | 3 | 3 | NG | GAS |  | 0.22732 | 9 | 0.95446 |  | Yes | 136128.8 | 0.449 | 0.37466 |  | 101934.58 | 42747.363 | 101934.58 | 42747.363 | 17922 | 7512 | 15.55 | 6.517 | 0.163 | 5957.519 | 224.727 | 22.473 | 5963.676 |  | 1.735 | 1.735 | 0.018 | 664.827 | 0.013 | 0.001 | 665.515 |  | 0.305 | 0.305 | 0.003 | 116.889 | 0.002 | 0 | 117.01 |  | 1.735 | 1.735 | 0.018 | 664.827 | 0.013 | 0.001 | 665.515 |  | 41.505 | 17.396 | 0.435 | 15901.354 | 599.825 | 59.983 |  | 272076 | 114098 | 272076 | 114098 | EIA | EIA | EIA | EIA | EIA | EIA | -- | EIA | EIA | [6 empty] | 170141.42 | 71350.637 | 25.955 | 10.879 | 0.272 | 9943.835 | 375.098 | 37.51 | 5687.6788 | 0 | 0 | 17922 | 0 | 0 | 0 | 0 | 0 | 0 | 0 | 0 | 17922 | 0 | 0 | 17922 | 0 | 0 | 0 | 1 | 0 | 0 | 0 | 0 | 0 | 0 | 0 | 0 | 1 | 0 | 0 | 1 | 0 | [7 empty] | https://www.google.com/maps/@?api=1&map_action=map&center=30.314467%2C-81.662705000000003&zoom=17&basemap=satellite | 72082 | [118 empty] | 0.54 |  |  | 77 |  |  | 0.35 | 0.57 |  |  | 71 |  |  | 0.4 | 0.49 |  |  | 79 |  |  | 0.3 | 0.03 |  |  | 68 |  |  | 0.05 | 0.18 |  |  | 77 |  |  | 0.12 | 0.07 |  |  | 65 |  |  | 0.06 | 0.15 |  |  | 48 |  |  | 0.16 | 0.052687 | 0.0056549 | Gas | FRS_110001737005
1486 | 6070 | 2021 | MO | Moberly | 6651 | Union Electric Co - (MO) | 19436 | Union Electric Co - (MO) | 19436 | Electric Utility | Midcontinent Independent Transmission System Operator, Inc.. | MISO | SERC | SRMW | SERC Midwest | MISO | 29 | 175 | Randolph | 39.4244 | -92.4837 | 1 | 1 | DFO | OIL |  | 0.00396 | 60.6 | 1 | [6 empty] | 47116.1 | 29946.5 | 47116.1 | 29946.5 | 2103 | 631 | 28.27 | 17.968 | 11.779 | 3847.636 | 214.739 | 42.948 | 3856.719 |  | 26.885 | 56.951 | 11.202 | 3659.188 | 0.102 | 0.02 | 3667.826 |  | 1.2 | 1.2 | 0.5 | 163.326 | 0.005 | 0.001 | 163.711 |  | 26.885 | 56.951 | 11.202 | 3659.188 | 0.102 | 0.02 | 3667.826 |  | 28.27 | 17.968 | 11.779 | 3847.636 | 214.739 | 42.948 |  | 47116.1 | 29946.5 | 47116.1 | 29946.5 | EPA/CAMD | EPA/CAMD | EPA/CAMD | EIA | EIA | EIA | -- | EPA/CAMD | EPA/CAMD | [14 empty] | 22404.232 | 0 | 2103 | 0 | 0 | 0 | 0 | 0 | 0 | 0 | 0 | 0 | 2103 | 0 | 0 | 2103 | 0 | 0 | 1 | 0 | 0 | 0 | 0 | 0 | 0 | 0 | 0 | 0 | 1 | 0 | 0 | 1 | 0 | Yes |  | 4633 |  | 2.78 | 1.158 |  | https://www.google.com/maps/@?api=1&map_action=map&center=39.424399999999999%2C-92.483699999999999&zoom=17&basemap=satellite | 9041 | [118 empty] | 0.31 |  |  | 52 |  |  | 0.35 | 0.15 |  |  | 32 |  |  | 0.4 | 0.46 |  |  | 76 |  |  | 0.3 | 0 |  |  | 0 |  |  | 0.05 | 0.12 |  |  | 63 |  |  | 0.12 | 0.06 |  |  | 63 |  |  | 0.06 | 0.15 |  |  | 48 |  |  | 0.16 | 0.0236 | 0.13524 | Oil | FRS_110017986456
1487 | 2498 | 2021 | FL | Bay County Waste to Energy | 10250 | Gulf Power Co | 7801 | Bay County Board-County Comm | 23330 | IPP Non-CHP | Southern Company Services, Inc. - Trans | SOCO | SERC | SRSO | SERC South |  | 12 | 5 | Bay | 30.2661 | -85.5207 | 2 | 1 | MSW | BIOMASS |  | 0.00725 | 13.6 | 1 | Yes | [5 empty] | 35144.783 | 0 | 35144.783 | 0 | 864 | 0 | 7.852 | 0 | 0.484 | 1966.096 | 1816.344 | 237.727 | 2024.222 |  | 18.176 |  | 1.12 | 4551.149 | 2.102 | 0.275 | 4685.699 |  | 0.447 |  | 0.028 | 111.886 | 0.052 | 0.007 | 115.193 |  | 18.176 |  | 1.12 | 4551.149 | 2.102 | 0.275 | 4685.699 |  | 7.852 | 0 | 0.484 | 3110.763 | 1816.344 | 237.727 |  | 35144.783 | 0 | 35144.783 | 0 | EIA | EIA | EIA | EIA | EIA | EIA | -- | EIA | EIA |  |  |  | 1144.667 | [10 empty] | 40676.8322 | 0 | 0 | 238.524 | 0 | 0 | 281.459 | 0 | 0 | 0 | 344.017 | 0 | 582.541 | 281.459 | 281.459 | 864 | 0 | 0 | 0 | 0.27607 | 0 | 0 | 0.32576 | 0 | 0 | 0 | 0.39817 | 0 | 0.67424 | 0.32576 | 0.32576 | 1 | 0 | [7 empty] | https://www.google.com/maps/@?api=1&map_action=map&center=30.266057%2C-85.520669999999996&zoom=17&basemap=satellite | 6265 | [118 empty] | 0.21 |  |  | 34 |  |  | 0.35 | 0.17 |  |  | 34 |  |  | 0.4 | 0.25 |  |  | 46 |  |  | 0.3 | 0 |  |  | 0 |  |  | 0.05 | 0.1 |  |  | 57 |  |  | 0.12 | 0.06 |  |  | 61 |  |  | 0.06 | 0.12 |  |  | 34 |  |  | 0.16 |  |  | Biomass | FRS_110012447076
1488 | 6071 | 2021 | MO | Moreau | 6652 | Union Electric Co - (MO) | 19436 | Union Electric Co - (MO) | 19436 | Electric Utility | Midcontinent Independent Transmission System Operator, Inc.. | MISO | SERC | SRMW | SERC Midwest | MISO | 29 | 51 | Cole | 38.5557 | -92.1023 | 1 | 1 | DFO | OIL |  | 0.00827 | 60.8 | 1 | [6 empty] | 70255.3 | 24226.3 | 70255.3 | 24226.3 | 4407 | 1322 | 42.153 | 14.536 | 17.564 | 5737.25 | 365.833 | 73.167 | 5752.725 |  | 19.13 | 21.991 | 7.971 | 2603.699 | 0.083 | 0.017 | 2610.721 |  | 1.2 | 1.2 | 0.5 | 163.326 | 0.005 | 0.001 | 163.766 |  | 19.13 | 21.991 | 7.971 | 2603.699 | 0.083 | 0.017 | 2610.721 |  | 42.153 | 14.536 | 17.564 | 5737.25 | 365.833 | 73.167 |  | 70255.3 | 24226.3 | 70255.3 | 24226.3 | EPA/CAMD | EPA/CAMD | EPA/CAMD | EIA | EIA | EIA | -- | EPA/CAMD | EPA/CAMD | [14 empty] | 15941.7518 | 0 | 4407 | 0 | 0 | 0 | 0 | 0 | 0 | 0 | 0 | 0 | 4407 | 0 | 0 | 4407 | 0 | 0 | 1 | 0 | 0 | 0 | 0 | 0 | 0 | 0 | 0 | 0 | 1 | 0 | 0 | 1 | 0 | Yes |  | 43088.9 |  | 25.853 | 10.772 |  | https://www.google.com/maps/@?api=1&map_action=map&center=38.555712999999997%2C-92.102316000000002&zoom=17&basemap=satellite | 7775 | [118 empty] | 0.23 |  |  | 38 |  |  | 0.35 | 0.24 |  |  | 44 |  |  | 0.4 | 0.24 |  |  | 45 |  |  | 0.3 | 0 |  |  | 0 |  |  | 0.05 | 0.11 |  |  | 61 |  |  | 0.12 | 0.03 |  |  | 34 |  |  | 0.06 | 0.15 |  |  | 48 |  |  | 0.16 | 0.0463 | 0.31497 | Oil | FRS_110017992476
1489 | 2507 | 2021 | FL | Brevard | 61777 | Florida Power & Light Co | 6452 | EPP Renewable Energy | 57249 | IPP Non-CHP | Florida Power & Light Company | FPL | SERC | FRCC | FRCC All |  | 12 | 9 | Brevard | 28.3926 | -80.8287 | 6 | 6 | LFG | BIOMASS |  | 0.47216 | 9.6 | 0.5464 | Yes | [5 empty] | 339151.002 | 135181.002 | 339151.002 | 135181.002 | 39706.998 | 15826.998 | 0 | 0 | 5.681 | 0 | 0 | 0 | 0 |  | 0 | 0 | 0.286 | 0 | 0 | 0 | 0 |  | 0 | 0 | 0.033 | 0 | 0 | 0 | 0 |  | 0 | 0 | 0.286 | 0 | 0 | 0 | 0 |  | 256.128 | 102.09 | 7.631 | 21536.016 | 788.866 | 78.887 |  | 339151.002 | 135181.002 | 339151.002 | 135181.002 | EIA | EIA | EIA | EIA | EIA | EIA | -- | EIA | EIA | 256.128 | 102.09 | 1.95 | 21536.016 | 788.866 | 78.887 | [8 empty] | 8541.3404 | 0 | 0 | 0 | 0 | 0 | 39707 | 0 | 0 | 0 | 0 | 0 | 0 | 39707 | 39707 | 39707 | 0 | 0 | 0 | 0 | 0 | 0 | 1 | 0 | 0 | 0 | 0 | 0 | 0 | 1 | 1 | 1 | 0 | [7 empty] | https://www.google.com/maps/@?api=1&map_action=map&center=28.39265%2C-80.828665999999998&zoom=17&basemap=satellite | 10433 | [118 empty] | 0.21 |  |  | 34 |  |  | 0.35 | 0.15 |  |  | 32 |  |  | 0.4 | 0.26 |  |  | 48 |  |  | 0.3 | 0.01 |  |  | 57 |  |  | 0.05 | 0.13 |  |  | 64 |  |  | 0.12 | 0.04 |  |  | 36 |  |  | 0.06 | 0.28 |  |  | 86 |  |  | 0.16 | 2.9895 | 0.13624 | Biomass | FRS_110070396362
1490 | 2508 | 2021 | FL | Buckeye Florida LP | 50466 | Duke Energy Florida, Inc | 6455 | Buckeye Florida Ltd Partners | 2522 | Industrial CHP | Duke Energy Florida Inc | FPC | SERC | FRCC | FRCC All |  | 12 | 123 | Taylor | 30.0688 | -83.5253 | 7 | 5 | BLQ | BIOMASS |  | 0.45711 | 69.4 | 0.57148 | Yes | Yes | 13691300 | 0.069 | 0.084557 |  | 1615887.304 | 710802.023 | 1615887.304 | 710802.023 | 277899.161 | 129246.242 | 123.896 | 54.972 | 274.825 | 22953.873 | 32651.634 | 7532.403 | 24484.347 |  | 0.892 | 0.851 | 1.978 | 165.196 | 0.117 | 0.027 | 176.21 |  | 0.153 | 0.155 | 0.34 | 28.41 | 0.02 | 0.005 | 30.305 |  | 0.892 | 0.851 | 1.978 | 165.196 | 0.117 | 0.027 | 176.21 |  | 1465.235 | 650.117 | 3250.181 | 1858058.351 | 386149.942 | 89080.9 |  | 19110063.45 | 8406199.941 | 19110063.45 | 8406199.941 | EIA | EIA |  | EIA | EIA | EIA | -- | EIA | EIA |  |  |  | 1586597.606 |  |  | 17494176.15 | 7695397.918 | 1341.339 | 595.145 | 2975.356 | 248506.872 | 353498.308 | 81548.497 | 5814.6533 | 0 | 4825.712 | 60977.907 | 0 | 0 | 212095.545 | 0 | 0 | 0 | 0 | 0 | 65803.619 | 212095.545 | 212095.545 | 277899.164 | 0 | 0 | 0.017365 | 0.21942 | 0 | 0 | 0.76321 | 0 | 0 | 0 | 0 | 0 | 0.23679 | 0.76321 | 0.76321 | 1 | 0 | [7 empty] | https://www.google.com/maps/@?api=1&map_action=map&center=30.0688%2C-83.525300000000001&zoom=17&basemap=satellite | 2067 | [118 empty] | 0.26 |  |  | 44 |  |  | 0.35 | 0.17 |  |  | 34 |  |  | 0.4 | 0.35 |  |  | 62 |  |  | 0.3 | 0.01 |  |  | 57 |  |  | 0.05 | 0.14 |  |  | 68 |  |  | 0.12 | 0.03 |  |  | 30 |  |  | 0.06 | 0.17 |  |  | 58 |  |  | 0.16 | 8.0086 | 0.058979 | Biomass | FRS_110056962381
1491 | 2514 | 2021 | FL | Central District Wastewater Treat Plant | 54623 | Florida Power & Light Co | 6452 | Miami Dade Water & Sewer Dept | 12411 | Commercial CHP | Florida Power & Light Company | FPL | SERC | FRCC | FRCC All |  | 12 | 86 | Miami Dade | 25.7486 | -80.1528 | 4 | 4 | OBG | BIOMASS |  | 0 | 4.8 |  |  | Yes | 0 |  | 1 | [5 empty] | 0 | 0 | 0 |  | 0 | 0 | [45 empty] | -- | [17 empty] | 0 | 0 | 0 | 0 | 0 | 0 | 0 | 0 | 0 | 0 | 0 | 0 | 0 | 0 | 0 | 0 | [23 empty] | https://www.google.com/maps/@?api=1&map_action=map&center=25.748564999999999%2C-80.152790999999993&zoom=17&basemap=satellite | 71092 | [118 empty] | 0.46 |  |  | 70 |  |  | 0.35 | 0.65 |  |  | 75 |  |  | 0.4 | 0.27 |  |  | 49 |  |  | 0.3 | 0.17 |  |  | 91 |  |  | 0.05 | 0.07 |  |  | 45 |  |  | 0.12 | 0.06 |  |  | 61 |  |  | 0.06 | 0.13 |  |  | 39 |  |  | 0.16 |  |  | Biomass | FRS_110028017508
1492 | 3719 | 2021 | IN | Alcoa Allowance Management Inc | 6705 | Southern Indiana Gas & Elec Co | 17633 | AGC Division of APGI Inc | 261 | IPP CHP | Midcontinent Independent Transmission System Operator, Inc.. | MISO | RFC | RFCW | RFC West | MISO | 18 | 173 | Warrick | 37.915 | -87.3328 | 4 | 4 | BIT | COAL | Yes | 0.65516 | 822.8 | 0.2414 |  | Yes | 1906060.8 | 8.456 | 0.91853 |  | 50818330.9 | 21205675.74 | 50818330.9 | 21205675.74 | 4722229 | 1958453 | 7650.826 | 2885.288 | 4250.418 | 5213954.843 | 1183920.443 | 172176.011 | 5254408.074 |  | 3.24 | 2.946 | 1.8 | 2208.26 | 0.251 | 0.036 | 2225.393 |  | 0.301 | 0.272 | 0.167 | 205.2 | 0.023 | 0.003 | 206.792 |  | 3.24 | 2.946 | 1.8 | 2208.26 | 0.251 | 0.036 | 2225.393 |  | 8329.44 | 3141.208 | 4627.422 | 5676423.119 | 1288932.025 | 187447.709 |  | 55325824.07 | 23086580.46 | 55325824.07 | 23086580.46 | EPA/CAMD | EPA/CAMD | EPA/CAMD; EIA | EPA/CAMD | EIA | EIA | -- | EPA/CAMD | EPA/CAMD | [6 empty] | 4507493.174 | 1880904.723 | 678.614 | 255.92 | 377.004 | 462468.276 | 105011.582 | 15271.698 | 10761.5134 | 4692782.1 | 0 | 29446.932 | 0 | 0 | 0 | 0 | 0 | 0 | 0 | 0 | 4722229.032 | 0 | 0 | 4722229.032 | 0 | 0.99376 | 0 | 0.0062358 | 0 | 0 | 0 | 0 | 0 | 0 | 0 | 0 | 1 | 0 | 0 | 1 | 0 | Yes |  | 53955674.71 | 5535848.125 | 7640.401 | 817.419 |  | https://www.google.com/maps/@?api=1&map_action=map&center=37.914999999999999%2C-87.332800000000006&zoom=17&basemap=satellite | 1303 | [118 empty] | 0.14 |  |  | 19 |  |  | 0.35 | 0.13 |  |  | 28 |  |  | 0.4 | 0.16 |  |  | 28 |  |  | 0.3 | 0 |  |  | 0 |  |  | 0.05 | 0.07 |  |  | 43 |  |  | 0.12 | 0.07 |  |  | 71 |  |  | 0.06 | 0.22 |  |  | 73 |  |  | 0.16 | 535.9676 | 0.2272 | Coal | FRS_110044834668
1493 | 2518 | 2021 | FL | Clewiston Sugar House | 50482 | City of Clewiston | 3774 | United States Sugar Corp | 19365 | Industrial CHP | Duke Energy Florida Inc | FPC | SERC | FRCC | FRCC All |  | 12 | 51 | Hendry | 26.7351 | -80.9377 | 3 | 3 | AB | BIOMASS |  | 0.63352 | 49 | 0.27747 | Yes | Yes | 12205753.6 | 0.076 | 0.092051 |  | 1578532.167 | 374734.447 | 1578532.167 | 374734.447 | 271930 | 78279 | 93.186 | 23.224 | 20.012 | 263.093 | 111122.34 | 14585.68 | 3825.389 |  | 0.685 | 0.593 | 0.147 | 1.935 | 0.409 | 0.054 | 28.135 |  | 0.118 | 0.124 | 0.025 | 0.333 | 0.07 | 0.009 | 4.847 |  | 0.685 | 0.593 | 0.147 | 1.935 | 0.409 | 0.054 | 28.135 |  | 1012.327 | 252.299 | 217.399 | 2231451.172 | 1207181.083 | 158451.995 |  | 17148434.46 | 4070939.6 | 17148434.46 | 4070939.6 | EIA | EIA | EIA | EIA | EIA | EIA | -- | EIA | EIA |  |  |  | 2228593.051 |  |  | 15569902.29 | 3696205.153 | 919.141 | 229.075 | 197.387 | 2595.028 | 1096058.743 | 143866.315 | 5804.921 | 0 | 404.598 | 285.042 | 0 | 0 | 271240.36 | 0 | 0 | 0 | 0 | 0 | 689.64 | 271240.36 | 271240.36 | 271930 | 0 | 0 | 0.0014879 | 0.0010482 | 0 | 0 | 0.99746 | 0 | 0 | 0 | 0 | 0 | 0.0025361 | 0.99746 | 0.99746 | 1 | 0 | [7 empty] | https://www.google.com/maps/@?api=1&map_action=map&center=26.735099999999999%2C-80.937700000000007&zoom=17&basemap=satellite | 15185 | [118 empty] | 0.64 |  |  | 85 |  |  | 0.35 | 0.78 |  |  | 82 |  |  | 0.4 | 0.5 |  |  | 79 |  |  | 0.3 | 0.14 |  |  | 89 |  |  | 0.05 | 0.26 |  |  | 88 |  |  | 0.12 | 0.05 |  |  | 55 |  |  | 0.06 | 0.12 |  |  | 35 |  |  | 0.16 | 764.616 | 5.8184 | Biomass | FRS_110039599912
1494 | 5772 | 2021 | MN | Rock Lake Station | 6741 | Great River Energy | 7570 | Great River Energy | 7570 | Electric Utility | Midcontinent Independent Transmission System Operator, Inc.. | MISO | MRO | MROW | MRO West | MISO | 27 | 115 | Pine | 45.8054 | -92.9718 | 1 | 1 | DFO | OIL |  | 0.00558 | 25 | 1 | [6 empty] | 23970.5 | 9401.1 | 23970.5 | 9401.1 | 1221 | 423 | 14.383 | 5.641 | 0.018 | 1957.5 | 121.623 | 24.325 | 1962.645 |  | 23.559 | 26.671 | 0.029 | 3206.388 | 0.1 | 0.02 | 3214.815 |  | 1.2 | 1.2 | 0.002 | 163.326 | 0.005 | 0.001 | 163.755 |  | 23.559 | 26.671 | 0.029 | 3206.388 | 0.1 | 0.02 | 3214.815 |  | 14.383 | 5.641 | 0.018 | 1957.5 | 121.623 | 24.325 |  | 23970.5 | 9401.1 | 23970.5 | 9401.1 | EPA/CAMD | EPA/CAMD | EPA/CAMD | EIA | EIA | EIA | -- | EPA/CAMD | EPA/CAMD | [14 empty] | 19631.8591 | 0 | 1221 | 0 | 0 | 0 | 0 | 0 | 0 | 0 | 0 | 0 | 1221 | 0 | 0 | 1221 | 0 | 0 | 1 | 0 | 0 | 0 | 0 | 0 | 0 | 0 | 0 | 0 | 1 | 0 | 0 | 1 | 0 | Yes |  | 11583.4 |  | 6.95 | 0.009 |  | https://www.google.com/maps/@?api=1&map_action=map&center=45.805442999999997%2C-92.971760000000003&zoom=17&basemap=satellite | 4435 | [118 empty] | 0.17 |  |  | 27 |  |  | 0.35 | 0.05 |  |  | 14 |  |  | 0.4 | 0.3 |  |  | 53 |  |  | 0.3 | 0 |  |  | 0 |  |  | 0.05 | 0.05 |  |  | 32 |  |  | 0.12 | 0.06 |  |  | 63 |  |  | 0.06 | 0.21 |  |  | 72 |  |  | 0.16 | 0.01152 | 0.065638 | Oil | FRS_110035420372
1495 | 2523 | 2021 | FL | Covanta Lake County Energy | 50629 | Duke Energy Florida, Inc | 6455 | Covanta Lake Inc | 4482 | IPP Non-CHP | Duke Energy Florida Inc | FPC | SERC | FRCC | FRCC All |  | 12 | 69 | Lake | 28.7402 | -81.8892 | 2 | 1 | MSW | BIOMASS |  | 0.6131 | 15.5 | 0.3115 | Yes | [5 empty] | 1732037.891 | 655856.744 | 1732037.891 | 655856.744 | 83247 | 31595 | 329.157 | 116.378 | 9.925 | 95315.824 | 120751.235 | 15847.148 | 99186.439 |  | 7.908 | 7.367 | 0.238 | 2289.952 | 1.451 | 0.19 | 2382.943 |  | 0.38 | 0.355 | 0.011 | 110.062 | 0.07 | 0.009 | 114.531 |  | 7.908 | 7.367 | 0.238 | 2289.952 | 1.451 | 0.19 | 2382.943 |  | 329.157 | 116.378 | 9.925 | 172293.123 | 120751.235 | 15847.148 |  | 1732037.891 | 655856.744 | 1732037.891 | 655856.744 | EIA | EIA | EIA | EIA | EIA | EIA | -- | EIA | EIA |  |  |  | 76977.299 | [10 empty] | 20806.0097 | 0 | 0 | 1022.796 | 0 | 0 | 37000.821 | 0 | 0 | 0 | 45223.383 | 0 | 46246.179 | 37000.821 | 37000.821 | 83247 | 0 | 0 | 0 | 0.012286 | 0 | 0 | 0.44447 | 0 | 0 | 0 | 0.54324 | 0 | 0.55553 | 0.44447 | 0.44447 | 1 | 0 | [7 empty] | https://www.google.com/maps/@?api=1&map_action=map&center=28.740206000000001%2C-81.889188000000004&zoom=17&basemap=satellite | 12889 | [118 empty] | 0.18 |  |  | 27 |  |  | 0.35 | 0.13 |  |  | 29 |  |  | 0.4 | 0.23 |  |  | 41 |  |  | 0.3 | 0.02 |  |  | 65 |  |  | 0.05 | 0.09 |  |  | 53 |  |  | 0.12 | 0.03 |  |  | 25 |  |  | 0.06 | 0.65 |  |  | 99 |  |  | 0.16 |  |  | Biomass | FRS_110005624832
1496 | 2525 | 2021 | FL | CSL Gas Recovery | 50572 | Florida Power & Light Co | 6452 | WM Renewable Energy LLC | 54842 | IPP Non-CHP | Florida Power & Light Company | FPL | SERC | FRCC | FRCC All |  | 12 | 11 | Broward | 26.288 | -80.1665 | 4 | 4 | LFG | BIOMASS |  | 0.49499 | 11.2 | 0.50836 | Yes | [5 empty] | 906189.377 | 390972.257 | 906189.377 | 390972.257 | 48564 | 21882 | 0 | 0 | 15.179 | 0.023 | 0 | 0 | 0.023 |  | 0 | 0 | 0.625 | 0.001 | 0 | 0 | 0.001 |  | 0 | 0 | 0.034 | 0 | 0 | 0 | 0 |  | 0 | 0 | 0.625 | 0.001 | 0 | 0 | 0.001 |  | 91.097 | 39.514 | 20.389 | 57542.834 | 2107.798 | 210.78 |  | 906189.377 | 390972.257 | 906189.377 | 390972.257 | EIA | EIA | EIA | EIA | EIA | EIA | -- | EIA | EIA | 91.097 | 39.514 | 5.211 | 57542.811 | 2107.798 | 210.78 | [8 empty] | 18659.694 | 0 | 0 | 0 | 0 | 0 | 48564 | 0 | 0 | 0 | 0 | 0 | 0 | 48564 | 48564 | 48564 | 0 | 0 | 0 | 0 | 0 | 0 | 1 | 0 | 0 | 0 | 0 | 0 | 0 | 1 | 1 | 1 | 0 | [7 empty] | https://www.google.com/maps/@?api=1&map_action=map&center=26.287966000000001%2C-80.166526000000005&zoom=17&basemap=satellite | 124709 | [118 empty] | 0.41 |  |  | 65 |  |  | 0.35 | 0.49 |  |  | 66 |  |  | 0.4 | 0.31 |  |  | 56 |  |  | 0.3 | 0.11 |  |  | 85 |  |  | 0.05 | 0.11 |  |  | 59 |  |  | 0.12 | 0.06 |  |  | 59 |  |  | 0.06 | 0.2 |  |  | 68 |  |  | 0.16 | 10.7016 | 0.4384 | Biomass | FRS_110028017606
1497 | 6098 | 2021 | MO | Sikeston | 6768 | City of Sikeston - (MO) | 17177 | City of Sikeston - (MO) | 17177 | Electric Utility | Southwestern Power Administration | SPA | SERC | SPSO | SPP South | SPP | 29 | 201 | Scott | 36.8791 | -89.6209 | 1 | 1 | SUB | COAL | Yes | 0.74924 | 261 | 0.084604 | [6 empty] | 18969940.32 | 8035986.73 | 18969940.32 | 8035986.73 | 1713027 | 713317 | 1084.381 | 467.382 | 4799.248 | 1989564.402 | 433886.369 | 63116.043 | 2004392.272 |  | 1.266 | 1.31 | 5.603 | 2322.864 | 0.253 | 0.037 | 2340.176 |  | 0.114 | 0.116 | 0.506 | 209.76 | 0.023 | 0.003 | 211.323 |  | 1.266 | 1.31 | 5.603 | 2322.864 | 0.253 | 0.037 | 2340.176 |  | 1084.381 | 467.382 | 4799.248 | 1989564.402 | 433886.369 | 63116.043 |  | 18969940.32 | 8035986.73 | 18969940.32 | 8035986.73 | EPA/CAMD | EPA/CAMD | EPA/CAMD | EPA/CAMD | EIA | EIA | -- | EPA/CAMD | EPA/CAMD | [14 empty] | 11073.9295 | 1711635.9 | 1391.11 | 0 | 0 | 0 | 0 | 0 | 0 | 0 | 0 | 0 | 1713027.01 | 0 | 0 | 1713027.01 | 0 | 0.99919 | 0.00081208 | 0 | 0 | 0 | 0 | 0 | 0 | 0 | 0 | 0 | 1 | 0 | 0 | 1 | 0 | Yes |  | 16949700.81 | 1777684.566 | 867.189 | 4792.26 |  | https://www.google.com/maps/@?api=1&map_action=map&center=36.879100000000001%2C-89.620900000000006&zoom=17&basemap=satellite | 14470 | [118 empty] | 0.36 |  |  | 59 |  |  | 0.35 | 0.34 |  |  | 54 |  |  | 0.4 | 0.38 |  |  | 65 |  |  | 0.3 | 0 |  |  | 0 |  |  | 0.05 | 0.14 |  |  | 69 |  |  | 0.12 | 0.07 |  |  | 65 |  |  | 0.06 | 0.23 |  |  | 75 |  |  | 0.16 | 364.7798 | 0.445 | Coal | FRS_110000442548
1498 | 2527 | 2021 | FL | Cutrale Citrus Juices USA I | 10020 | City of Leesburg - (FL) | 10868 | Cutrale Citrus Juices USA Inc | 4558 | Industrial Non-CHP | Duke Energy Florida Inc | FPC | SERC | FRCC | FRCC All |  | 12 | 69 | Lake | 28.8118 | -81.8653 | 1 | 1 | NG | GAS |  | 0.5193 | 4.1 | 0.46784 | [6 empty] | 335921 | 162476 | 335921 | 162476 | 18651 | 9021 | 52.385 | 25.337 | 0.537 | 19632.745 | 740.58 | 74.058 | 19653.037 |  | 5.617 | 5.617 | 0.058 | 2105.275 | 0.04 | 0.004 | 2107.451 |  | 0.312 | 0.312 | 0.003 | 116.889 | 0.002 | 0 | 117.01 |  | 5.617 | 5.617 | 0.058 | 2105.275 | 0.04 | 0.004 | 2107.451 |  | 52.385 | 25.337 | 0.537 | 19632.745 | 740.58 | 74.058 |  | 335921 | 162476 | 335921 | 162476 | EIA | EIA | EIA | EIA | EIA | EIA | -- | EIA | EIA | [14 empty] | 18010.8841 | 0 | 0 | 18651 | 0 | 0 | 0 | 0 | 0 | 0 | 0 | 0 | 18651 | 0 | 0 | 18651 | 0 | 0 | 0 | 1 | 0 | 0 | 0 | 0 | 0 | 0 | 0 | 0 | 1 | 0 | 0 | 1 | 0 | [7 empty] | https://www.google.com/maps/@?api=1&map_action=map&center=28.811827999999998%2C-81.865273000000002&zoom=17&basemap=satellite | 21498 | [118 empty] | 0.46 |  |  | 70 |  |  | 0.35 | 0.47 |  |  | 64 |  |  | 0.4 | 0.45 |  |  | 75 |  |  | 0.3 | 0.06 |  |  | 78 |  |  | 0.05 | 0.13 |  |  | 66 |  |  | 0.12 | 0.06 |  |  | 56 |  |  | 0.06 | 0.24 |  |  | 79 |  |  | 0.16 | 0.19306 | 0.016641 | Gas | FRS_110000365836
1499 | 8852 | 2021 | OK | Hugo | 6772 | Western Farmers Elec Coop, Inc | 20447 | Western Farmers Elec Coop, Inc | 20447 | Electric Utility | Southwest Power Pool | SWPP | MRO | SPSO | SPP South |  | 40 | 23 | Choctaw | 34.0158 | -95.3206 | 1 | 1 | SUB | COAL | Yes | 0.21355 | 446 | 0.97742 | [6 empty] | 10853708.11 | 6209325.554 | 10853708.11 | 6209325.554 | 834320 | 472343 | 957.36 | 555.587 | 2427.039 | 1111872.657 | 242446.657 | 35288.999 | 1120161.301 |  | 2.295 | 2.352 | 5.818 | 2665.339 | 0.291 | 0.042 | 2685.208 |  | 0.176 | 0.179 | 0.447 | 204.883 | 0.022 | 0.003 | 206.411 |  | 2.295 | 2.352 | 5.818 | 2665.339 | 0.291 | 0.042 | 2685.208 |  | 957.36 | 555.587 | 2427.039 | 1111872.657 | 242446.657 | 35288.999 |  | 10853708.11 | 6209325.554 | 10853708.11 | 6209325.554 | EPA/CAMD | EPA/CAMD | EPA/CAMD | EPA/CAMD | EIA | EIA | -- | EPA/CAMD | EPA/CAMD | [14 empty] | 13009.0471 | 829515.03 | 4804.966 | 0 | 0 | 0 | 0 | 0 | 0 | 0 | 0 | 0 | 834319.996 | 0 | 0 | 834319.996 | 0 | 0.99424 | 0.0057591 | 0 | 0 | 0 | 0 | 0 | 0 | 0 | 0 | 0 | 1 | 0 | 0 | 1 | 0 | Yes |  | 10427664.16 | 1068496.616 | 911.779 | 2570.311 |  | https://www.google.com/maps/@?api=1&map_action=map&center=34.015799999999999%2C-95.320599999999999&zoom=17&basemap=satellite | 563 | [118 empty] | 0.29 |  |  | 50 |  |  | 0.35 | 0.22 |  |  | 42 |  |  | 0.4 | 0.36 |  |  | 64 |  |  | 0.3 | 0 |  |  | 0 |  |  | 0.05 | 0.14 |  |  | 67 |  |  | 0.12 | 0.05 |  |  | 49 |  |  | 0.06 | 0.28 |  |  | 86 |  |  | 0.16 | 7.8388 | 0.075491 | Coal | FRS_110000608236
1500 | 2528 | 2021 | FL | Cutrale Citrus Juices USA II | 10188 | Tampa Electric Co | 18454 | Cutrale Citrus Juices USA Inc | 4558 | Industrial Non-CHP | Tampa Electric Company | TEC | SERC | FRCC | FRCC All |  | 12 | 105 | Polk | 28.0548 | -81.7982 | 2 | 2 | NG | GAS |  | 0.58456 | 8.2 | 0.35907 | [6 empty] | 636056 | 307641 | 636056 | 307641 | 41990 | 20309 | 99.19 | 47.976 | 1.016 | 37173.994 | 1402.265 | 140.226 | 37212.416 |  | 4.724 | 4.725 | 0.048 | 1770.612 | 0.033 | 0.003 | 1772.442 |  | 0.312 | 0.312 | 0.003 | 116.889 | 0.002 | 0 | 117.01 |  | 4.724 | 4.725 | 0.048 | 1770.612 | 0.033 | 0.003 | 1772.442 |  | 99.19 | 47.976 | 1.016 | 37173.994 | 1402.265 | 140.226 |  | 636056 | 307641 | 636056 | 307641 | EIA | EIA | EIA | EIA | EIA | EIA | -- | EIA | EIA | [14 empty] | 15147.7971 | 0 | 0 | 41990 | 0 | 0 | 0 | 0 | 0 | 0 | 0 | 0 | 41990 | 0 | 0 | 41990 | 0 | 0 | 0 | 1 | 0 | 0 | 0 | 0 | 0 | 0 | 0 | 0 | 1 | 0 | 0 | 1 | 0 | [7 empty] | https://www.google.com/maps/@?api=1&map_action=map&center=28.054849999999998%2C-81.798165999999995&zoom=17&basemap=satellite | 35097 | [118 empty] | 0.42 |  |  | 66 |  |  | 0.35 | 0.37 |  |  | 57 |  |  | 0.4 | 0.46 |  |  | 75 |  |  | 0.3 | 0.06 |  |  | 78 |  |  | 0.05 | 0.2 |  |  | 81 |  |  | 0.12 | 0.06 |  |  | 61 |  |  | 0.06 | 0.17 |  |  | 57 |  |  | 0.16 | 0.31971 | 0.014835 | Gas | FRS_110000364944
1501 | 7668 | 2021 | NJ | West Station | 6776 | City of Vineland - (NJ) | 19856 | City of Vineland - (NJ) | 19856 | Electric Utility | PJM Interconnection, LLC | PJM | RFC | RFCE | RFC East | PJM | 34 | 11 | Cumberland | 39.4912 | -75.0486 | 1 | 1 | DFO | OIL |  | 0.00092 | 27 | 1 | [6 empty] | 4308.8 | 3721.9 | 4308.8 | 3721.9 | 218 | 188 | 0.418 | 0.369 | 0.005 | 348.8 | 26.336 | 5.267 | 349.914 |  | 3.835 | 3.926 | 0.046 | 3200 | 0.121 | 0.024 | 3210.22 |  | 0.194 | 0.198 | 0.002 | 161.901 | 0.006 | 0.001 | 162.418 |  | 3.835 | 3.926 | 0.046 | 3200 | 0.121 | 0.024 | 3210.22 |  | 0.418 | 0.369 | 0.005 | 348.8 | 26.336 | 5.267 |  | 4308.8 | 3721.9 | 4308.8 | 3721.9 | EPA/CAMD | EPA/CAMD | EPA/CAMD | EPA/CAMD | EIA | EIA | -- | EPA/CAMD | EPA/CAMD | [14 empty] | 19765.1376 | 0 | 218 | 0 | 0 | 0 | 0 | 0 | 0 | 0 | 0 | 0 | 218 | 0 | 0 | 218 | 0 | 0 | 1 | 0 | 0 | 0 | 0 | 0 | 0 | 0 | 0 | 0 | 1 | 0 | 0 | 1 | 0 | Yes | [6 empty] | https://www.google.com/maps/@?api=1&map_action=map&center=39.491199999999999%2C-75.048599999999993&zoom=17&basemap=satellite | 36968 | [118 empty] | 0.55 |  |  | 79 |  |  | 0.35 | 0.69 |  |  | 77 |  |  | 0.4 | 0.42 |  |  | 71 |  |  | 0.3 | 0.15 |  |  | 89 |  |  | 0.05 | 0.22 |  |  | 83 |  |  | 0.12 | 0.08 |  |  | 75 |  |  | 0.06 | 0.13 |  |  | 40 |  |  | 0.16 | 0.0201 | 0.39412 | Oil | FRS_110022447510
1502 | 2533 | 2021 | FL | Deerhaven Renewable Energy Center | 57241 | Gainesville Regional Utilities | 6909 | Gainesville Regional Utilities | 6909 | Electric Utility | Gainesville Regional Utilities | GVL | SERC | FRCC | FRCC All |  | 12 | 1 | Alachua | 29.7675 | -82.3964 | 1 | 1 | WDS | BIOMASS |  | 0.58681 | 116.1 | 0.35531 | Yes | [5 empty] | 9230890.071 | 4073096.859 | 9230890.071 | 4073096.859 | 596810 | 266474 | 292.209 | 128.695 | 17.311 | 146057.202 | 557838.227 | 73214.796 | 163939.184 |  | 0.979 | 0.966 | 0.058 | 489.46 | 0.935 | 0.123 | 549.385 |  | 0.063 | 0.063 | 0.004 | 31.645 | 0.06 | 0.008 | 35.52 |  | 0.979 | 0.966 | 0.058 | 489.46 | 0.935 | 0.123 | 549.385 |  | 292.209 | 128.695 | 17.311 | 963568.944 | 557838.227 | 73214.796 |  | 9230890.071 | 4073096.859 | 9230890.071 | 4073096.859 | EPA/CAMD | EPA/CAMD | EPA/CAMD | EPA/CAMD | EIA | EIA | -- | EPA/CAMD | EPA/CAMD |  |  |  | 817511.742 | [10 empty] | 15467.0499 | 0 | 0 | 1562.381 | 0 | 0 | 595247.62 | 0 | 0 | 0 | 0 | 0 | 1562.381 | 595247.62 | 595247.62 | 596810.001 | 0 | 0 | 0 | 0.0026179 | 0 | 0 | 0.99738 | 0 | 0 | 0 | 0 | 0 | 0.0026179 | 0.99738 | 0.99738 | 1 | 0 | Yes |  | 8708255.076 | 909379.653 | 276.755 | 16.243 |  | https://www.google.com/maps/@?api=1&map_action=map&center=29.767499999999998%2C-82.396388000000002&zoom=17&basemap=satellite | 5736 | [118 empty] | 0.26 |  |  | 45 |  |  | 0.35 | 0.26 |  |  | 46 |  |  | 0.4 | 0.27 |  |  | 48 |  |  | 0.3 | 0.01 |  |  | 57 |  |  | 0.05 | 0.04 |  |  | 29 |  |  | 0.12 | 0.08 |  |  | 77 |  |  | 0.06 | 0.22 |  |  | 73 |  |  | 0.16 | 3.3676 | 0.018986 | Biomass | FRS_110043333425
1503 | 3910 | 2021 | KS | Augusta Electric Plant No 2 | 6791 | City of Augusta - (KS) | 998 | City of Augusta - (KS) | 998 | Electric Utility | Southwest Power Pool | SWPP | MRO | SPNO | SPP North |  | 20 | 15 | Butler | 37.6861 | -96.965 | 4 | 4 | NG | GAS |  | 0.01599 | 20.7 | 1 | [6 empty] | 36243.999 | 14144 | 36243.999 | 14144 | 2899 | 1132 | 32.57 | 13.916 | 0.039 | 2118.263 | 133.155 | 21.303 | 2123.102 |  | 22.47 | 24.587 | 0.027 | 1461.375 | 0.046 | 0.007 | 1464.713 |  | 1.797 | 1.968 | 0.002 | 116.889 | 0.004 | 0.001 | 117.156 |  | 22.47 | 24.587 | 0.027 | 1461.375 | 0.046 | 0.007 | 1464.713 |  | 32.57 | 13.916 | 0.039 | 2118.263 | 133.155 | 21.303 |  | 36243.999 | 14144 | 36243.999 | 14144 | EIA | EIA | EIA | EIA | EIA | EIA | -- | EIA | EIA | [14 empty] | 12502.2418 | 0 | 965.898 | 1933.102 | 0 | 0 | 0 | 0 | 0 | 0 | 0 | 0 | 2899 | 0 | 0 | 2899 | 0 | 0 | 0.33318 | 0.66682 | 0 | 0 | 0 | 0 | 0 | 0 | 0 | 0 | 1 | 0 | 0 | 1 | 0 | [7 empty] | https://www.google.com/maps/@?api=1&map_action=map&center=37.686084999999999%2C-96.964982000000006&zoom=17&basemap=satellite | 9927 | [118 empty] | 0.24 |  |  | 41 |  |  | 0.35 | 0.11 |  |  | 25 |  |  | 0.4 | 0.37 |  |  | 65 |  |  | 0.3 | 0 |  |  | 0 |  |  | 0.05 | 0.08 |  |  | 47 |  |  | 0.12 | 0.07 |  |  | 70 |  |  | 0.06 | 0.18 |  |  | 60 |  |  | 0.16 | 0.0024455 | 0.013327 | Gas | FRS_110001383208
1504 | 2540 | 2021 | FL | Eight Flags Energy | 60025 | Florida Public Utilities Co | 6457 | Eight Flags Energy LLC | 59765 | IPP CHP | JEA | JEA | SERC | FRCC | FRCC All |  | 12 | 89 | Nassau | 30.6608 | -81.4706 | 1 | 1 | NG | GAS |  | 0.84603 | 21.6 | 0 |  | Yes | 0 |  | 1 |  | 1679573 | 812359 | 1679573 | 812359 | 160083 | 77427 | 268.732 | 129.977 | 2.684 | 98161.853 | 3702.828 | 370.283 | 98263.31 |  | 3.357 | 3.357 | 0.034 | 1226.387 | 0.023 | 0.002 | 1227.655 |  | 0.32 | 0.32 | 0.003 | 116.889 | 0.002 | 0 | 117.01 |  | 3.357 | 3.357 | 0.034 | 1226.387 | 0.023 | 0.002 | 1227.655 |  | 268.732 | 129.977 | 2.684 | 98161.853 | 3702.828 | 370.283 |  | 1679573 | 812359 | 1679573 | 812359 | EIA | EIA | EIA | EIA | EIA | EIA | -- | EIA | EIA | [6 empty] | 0 | 0 | 0 | 0 | 0 | 0 | 0 | 0 | 10491.8886 | 0 | 0 | 160083 | 0 | 0 | 0 | 0 | 0 | 0 | 0 | 0 | 160083 | 0 | 0 | 160083 | 0 | 0 | 0 | 1 | 0 | 0 | 0 | 0 | 0 | 0 | 0 | 0 | 1 | 0 | 0 | 1 | 0 | [7 empty] | https://www.google.com/maps/@?api=1&map_action=map&center=30.660799999999998%2C-81.470600000000005&zoom=17&basemap=satellite | 18623 | [118 empty] | 0.2 |  |  | 33 |  |  | 0.35 | 0.17 |  |  | 36 |  |  | 0.4 | 0.23 |  |  | 41 |  |  | 0.3 | 0 |  |  | 0 |  |  | 0.05 | 0.05 |  |  | 33 |  |  | 0.12 | 0.04 |  |  | 43 |  |  | 0.06 | 0.26 |  |  | 83 |  |  | 0.16 | 0.86311 | 0.010237 | Gas | FRS_110069222193
1505 | 2541 | 2021 | FL | Fernandina Beach Mill | 10202 | Florida Public Utilities Co | 6457 | WestRock, Fernandina Beach | 9686 | Industrial CHP | JEA | JEA | SERC | FRCC | FRCC All |  | 12 | 89 | Nassau | 30.6818 | -81.4554 | 4 | 2 | NG | GAS | Yes | 0.74938 | 96.9 | 0.084365 | Yes | Yes | 13078982.4 | 0.166 | 0.18122 |  | 3531528.775 | 1563225.094 | 3531528.775 | 1563225.094 | 636107.52 | 284387.084 | 260.419 | 120.38 | 675.003 | 72788.044 | 62307.289 | 15078.355 | 75813.56 |  | 0.819 | 0.847 | 2.122 | 228.855 | 0.098 | 0.024 | 238.367 |  | 0.147 | 0.154 | 0.382 | 41.222 | 0.018 | 0.004 | 42.935 |  | 0.819 | 0.847 | 2.122 | 228.855 | 0.098 | 0.024 | 238.367 |  | 1437.054 | 664.285 | 3724.822 | 1872855.085 | 343825.995 | 83205.844 |  | 19487790.45 | 8626236.68 | 19487790.45 | 8626236.68 | EIA | EIA | EIA | EIA | EIA | EIA | -- | EIA | EIA |  |  |  | 1471193.865 |  |  | 15956261.68 | 7063011.586 | 1176.635 | 543.905 | 3049.819 | 328873.175 | 281518.706 | 68127.488 | 5551.7797 | 33802.864 | 7686.043 | 154047.21 | 0 | 0 | 440571.4 | 0 | 0 | 0 | 0 | 0 | 195536.117 | 440571.4 | 440571.4 | 636107.517 | 0 | 0.05314 | 0.012083 | 0.24217 | 0 | 0 | 0.69261 | 0 | 0 | 0 | 0 | 0 | 0.30739 | 0.69261 | 0.69261 | 1 | 0 | [7 empty] | https://www.google.com/maps/@?api=1&map_action=map&center=30.681823000000001%2C-81.455412999999993&zoom=17&basemap=satellite | 11190 | [118 empty] | 0.28 |  |  | 47 |  |  | 0.35 | 0.25 |  |  | 45 |  |  | 0.4 | 0.3 |  |  | 55 |  |  | 0.3 | 0 |  |  | 0 |  |  | 0.05 | 0.07 |  |  | 43 |  |  | 0.12 | 0.03 |  |  | 33 |  |  | 0.06 | 0.28 |  |  | 86 |  |  | 0.16 | 11.4629 | 0.037435 | Gas | FRS_110000588542
1506 | 4071 | 2021 | KY | D B Wilson | 6823 | Big Rivers Electric Corp | 1692 | Big Rivers Electric Corp | 1692 | Electric Utility | Midcontinent Independent Transmission System Operator, Inc.. | MISO | SERC | SRTV | SERC Tennessee Valley | MISO | 21 | 183 | Ohio | 37.4497 | -87.0806 | 1 | 1 | BIT | COAL | Yes | 0.6843 | 509.4 | 0.19283 | [6 empty] | 34638231.52 | 15121573.7 | 34638231.52 | 15121573.7 | 3053599 | 1287279 | 1761.908 | 608.675 | 7157.087 | 3553883.869 | 803325.905 | 116894.059 | 3581342.658 |  | 1.154 | 0.946 | 4.688 | 2327.669 | 0.263 | 0.038 | 2345.654 |  | 0.102 | 0.081 | 0.413 | 205.2 | 0.023 | 0.003 | 206.786 |  | 1.154 | 0.946 | 4.688 | 2327.669 | 0.263 | 0.038 | 2345.654 |  | 1761.908 | 608.675 | 7157.087 | 3553883.869 | 803325.905 | 116894.059 |  | 34638231.52 | 15121573.7 | 34638231.52 | 15121573.7 | EPA/CAMD | EPA/CAMD | EPA/CAMD | EPA/CAMD | EIA | EIA | -- | EPA/CAMD | EPA/CAMD | [14 empty] | 11343.4118 | 3041785 | 11814.049 | 0 | 0 | 0 | 0 | 0 | 0 | 0 | 0 | 0 | 3053599.049 | 0 | 0 | 3053599.049 | 0 | 0.99613 | 0.0038689 | 0 | 0 | 0 | 0 | 0 | 0 | 0 | 0 | 0 | 1 | 0 | 0 | 1 | 0 | Yes |  | 28495077.84 | 2923594.029 | 2006.848 | 6403.831 |  | https://www.google.com/maps/@?api=1&map_action=map&center=37.4497%2C-87.080600000000004&zoom=17&basemap=satellite | 454 | [118 empty] | 0.16 |  |  | 24 |  |  | 0.35 | 0.02 |  |  | 7 |  |  | 0.4 | 0.3 |  |  | 55 |  |  | 0.3 | 0 |  |  | 0 |  |  | 0.05 | 0.07 |  |  | 43 |  |  | 0.12 | 0.05 |  |  | 46 |  |  | 0.06 | 0.18 |  |  | 62 |  |  | 0.16 | 19.9038 | 0.017184 | Coal | FRS_110000717877
1507 | 2542 | 2021 | FL | Fernandina Plant | 10562 | Florida Public Utilities Co | 6457 | Rayonier Advanced Materials | 15726 | Industrial CHP | JEA | JEA | SERC | FRCC | FRCC All |  | 12 | 89 | Nassau | 30.6612 | -81.473 | 2 | 2 | WDL | BIOMASS |  | 0.64404 | 42 | 0.25993 | Yes | Yes | 4782048 | 0.169 | 0.184 |  | 1419283.403 | 555150.937 | 1419283.403 | 555150.937 | 236956.4 | 94318.122 | 110.173 | 42.86 | 16.431 | 15651.455 | 47772.519 | 6529.756 | 17221.545 |  | 0.93 | 0.909 | 0.139 | 132.104 | 0.202 | 0.028 | 145.356 |  | 0.155 | 0.154 | 0.023 | 22.055 | 0.034 | 0.005 | 24.268 |  | 0.93 | 0.909 | 0.139 | 132.104 | 0.202 | 0.028 | 145.356 |  | 598.762 | 232.935 | 89.296 | 707795.107 | 259632.341 | 35487.68 |  | 7713469.615 | 3017114.04 | 7713469.615 | 3017114.04 | EIA | EIA | EIA | EIA | EIA | EIA | -- | EIA | EIA |  |  |  | 622733.152 |  |  | 6294186.212 | 2461963.103 | 488.589 | 190.075 | 72.866 | 69410.5 | 211859.822 | 28957.924 | 5989.6393 | 0 | 319.131 | 40760.015 | 0 | 0 | 193648.804 | 0 | 0 | 0 | 2228.458 | 0 | 43307.604 | 193648.804 | 193648.804 | 236956.408 | 0 | 0 | 0.0013468 | 0.17201 | 0 | 0 | 0.81723 | 0 | 0 | 0 | 0.0094045 | 0 | 0.18277 | 0.81723 | 0.81723 | 1 | 0 | [7 empty] | https://www.google.com/maps/@?api=1&map_action=map&center=30.661200000000001%2C-81.472999999999999&zoom=17&basemap=satellite | 18371 | [118 empty] | 0.2 |  |  | 33 |  |  | 0.35 | 0.18 |  |  | 36 |  |  | 0.4 | 0.23 |  |  | 42 |  |  | 0.3 | 0 |  |  | 0 |  |  | 0.05 | 0.05 |  |  | 33 |  |  | 0.12 | 0.04 |  |  | 43 |  |  | 0.06 | 0.26 |  |  | 83 |  |  | 0.16 | 3.6826 | 0.034058 | Biomass | FRS_110028016215
1508 | 5827 | 2021 | MN | St. Bonifacius Station | 6824 | Northern States Power Co - Minnesota | 13781 | Great River Energy | 7570 | Electric Utility | Midcontinent Independent Transmission System Operator, Inc.. | MISO | MRO | MROW | MRO West | MISO | 27 | 19 | Carver | 44.905 | -93.8208 | 2 | 1 | DFO | OIL |  | 0.00372 | 61.2 | 1 | [6 empty] | 89043 | 12024.2 | 89043 | 12024.2 | 1994 | 692 | 39.523 | 5.946 | 2.104 | 7271.507 | 261.479 | 52.296 | 7282.568 |  | 39.642 | 17.185 | 2.11 | 7293.387 | 0.131 | 0.026 | 7304.481 |  | 0.888 | 0.989 | 0.047 | 163.326 | 0.003 | 0.001 | 163.574 |  | 39.642 | 17.185 | 2.11 | 7293.387 | 0.131 | 0.026 | 7304.481 |  | 39.523 | 5.946 | 2.104 | 7271.507 | 261.479 | 52.296 |  | 89043 | 12024.2 | 89043 | 12024.2 | EPA/CAMD | EPA/CAMD | EPA/CAMD | EIA | EIA | EIA | -- | EPA/CAMD | EPA/CAMD | [14 empty] | 44655.4664 | 0 | 1994 | 0 | 0 | 0 | 0 | 0 | 0 | 0 | 0 | 0 | 1994 | 0 | 0 | 1994 | 0 | 0 | 1 | 0 | 0 | 0 | 0 | 0 | 0 | 0 | 0 | 0 | 1 | 0 | 0 | 1 | 0 | Yes |  | 28688.9 |  | 17.214 | 0.018 |  | https://www.google.com/maps/@?api=1&map_action=map&center=44.905025999999999%2C-93.820761000000005&zoom=17&basemap=satellite | 2552 | [118 empty] | 0.08 |  |  | 6 |  |  | 0.35 | 0.05 |  |  | 14 |  |  | 0.4 | 0.1 |  |  | 18 |  |  | 0.3 | 0 |  |  | 0 |  |  | 0.05 | 0.02 |  |  | 16 |  |  | 0.12 | 0.08 |  |  | 75 |  |  | 0.06 | 0.09 |  |  | 24 |  |  | 0.16 | 0.024168 | 0.093676 | Oil | FRS_110035420684
1509 | 2543 | 2021 | FL | Field Street | 7954 | New Smyrna Beach City of | 13485 | New Smyrna Beach Utilities Commission | 56152 | Electric Utility | Florida Power & Light Company | FPL | SERC | FRCC | FRCC All |  | 12 | 127 | Volusia | 29.0213 | -80.9949 | 2 | 2 | DFO | OIL |  | 0 | 48 | [7 empty] | 0 | 0 | 0 | 0 | -101 | -37 | 0 | 0 | 0 | 0 | 0 | 0 | 0 |  | 0 | 0 | 0 | 0 | 0 | 0 | 0 | [9 empty] | 0 | 0 | 0 | 0 | 0 | 0 | 0 |  | 0 | 0 | 0 | 0 | 0 | 0 |  | 0 | 0 | 0 | 0 | EIA | EIA | EIA | EIA | EIA | EIA | -- | EIA | EIA | [14 empty] | 0 | 0 | -101 | 0 | 0 | 0 | 0 | 0 | 0 | 0 | 0 | 0 | -101 | 0 | 0 | -101 | 0 | [23 empty] | https://www.google.com/maps/@?api=1&map_action=map&center=29.0213%2C-80.994900000000001&zoom=17&basemap=satellite | 12266 | [118 empty] | 0.15 |  |  | 20 |  |  | 0.35 | 0.1 |  |  | 23 |  |  | 0.4 | 0.2 |  |  | 36 |  |  | 0.3 | 0 |  |  | 0 |  |  | 0.05 | 0.06 |  |  | 40 |  |  | 0.12 | 0.03 |  |  | 34 |  |  | 0.06 | 0.32 |  |  | 91 |  |  | 0.16 | 0.00064957 | 0 | Oil | FRS_110028036373
1510 | 3974 | 2021 | KS | Hugoton 2 | 7011 | City of Hugoton - (KS) | 9011 | City of Hugoton - (KS) | 9011 | Electric Utility | Southwest Power Pool | SWPP | MRO | SPNO | SPP North |  | 20 | 189 | Stevens | 37.1642 | -101.3401 | 7 | 7 | DFO | OIL |  | 0.00183 | 19.2 | 1 | [6 empty] | 8262 | 3025 | 8262 | 3025 | 307 | 112 | 12.473 | 4.521 | 0.665 | 666.705 | 38.259 | 6.833 | 668.201 |  | 81.257 | 80.732 | 4.332 | 4343.355 | 0.125 | 0.022 | 4353.103 |  | 3.019 | 2.989 | 0.161 | 161.391 | 0.005 | 0.001 | 161.753 |  | 81.326 | 80.801 | 4.336 | 4347.037 | 0.125 | 0.022 | 4356.793 |  | 12.473 | 4.521 | 0.665 | 666.705 | 38.259 | 6.833 |  | 8262 | 3025 | 8262 | 3025 | EIA | EIA | EIA | EIA | EIA | EIA | -- | EIA | EIA | [14 empty] | 26934.8634 | 0 | 168.779 | 137.961 | 0 | 0 | 0 | 0 | 0 | 0 | 0 | 0 | 306.74 | 0 | 0 | 306.74 | 0 | 0 | 0.55023 | 0.44977 | 0 | 0 | 0 | 0 | 0 | 0 | 0 | 0 | 1 | 0 | 0 | 1 | 0 | [7 empty] | https://www.google.com/maps/@?api=1&map_action=map&center=37.164239999999999%2C-101.34013299999999&zoom=17&basemap=satellite | 4306 | [118 empty] | 0.45 |  |  | 69 |  |  | 0.35 | 0.42 |  |  | 61 |  |  | 0.4 | 0.47 |  |  | 77 |  |  | 0.3 | 0.06 |  |  | 78 |  |  | 0.05 | 0.23 |  |  | 85 |  |  | 0.12 | 0.08 |  |  | 77 |  |  | 0.06 | 0.16 |  |  | 51 |  |  | 0.16 | 0.10814 | 3.5033 | Oil | FRS_110001963162
1511 | 2546 | 2021 | FL | Florida's Natural Growers | 10275 | Duke Energy Florida, Inc | 6455 | Citrus World Inc | 3662 | Industrial CHP | Duke Energy Florida Inc | FPC | SERC | FRCC | FRCC All |  | 12 | 105 | Polk | 27.9114 | -81.6006 | 2 | 2 | NG | GAS |  | 0.62669 | 10.7 | 0.28885 |  | Yes | 402749.6 | 0.498 | 0.39893 |  | 302824.605 | 146466.303 | 302824.605 | 146466.303 | 58741 | 28411 | 47.04 | 22.752 | 0.484 | 17698.441 | 667.615 | 66.761 | 17716.734 |  | 1.602 | 1.602 | 0.016 | 602.592 | 0.011 | 0.001 | 603.215 |  | 0.311 | 0.311 | 0.003 | 116.889 | 0.002 | 0 | 117.01 |  | 1.602 | 1.602 | 0.016 | 602.59 | 0.011 | 0.001 | 603.213 |  | 117.915 | 57.032 | 1.213 | 44364.19 | 1673.491 | 167.349 |  | 759082 | 367143 | 759082 | 367143 | EIA | EIA | EIA | EIA | EIA | EIA | -- | EIA | EIA | [6 empty] | 456257.395 | 220676.697 | 70.875 | 34.28 | 0.729 | 26665.749 | 1005.876 | 100.588 | 5155.2335 | 0 | 0 | 58741.2 | 0 | 0 | 0 | 0 | 0 | 0 | 0 | 0 | 58741.2 | 0 | 0 | 58741.2 | 0 | 0 | 0 | 1 | 0 | 0 | 0 | 0 | 0 | 0 | 0 | 0 | 1 | 0 | 0 | 1 | 0 | [7 empty] | https://www.google.com/maps/@?api=1&map_action=map&center=27.9114%2C-81.6006&zoom=17&basemap=satellite | 15796 | [118 empty] | 0.47 |  |  | 71 |  |  | 0.35 | 0.5 |  |  | 66 |  |  | 0.4 | 0.44 |  |  | 73 |  |  | 0.3 | 0.07 |  |  | 80 |  |  | 0.05 | 0.17 |  |  | 75 |  |  | 0.12 | 0.08 |  |  | 73 |  |  | 0.06 | 0.19 |  |  | 64 |  |  | 0.16 | 0.12159 | 0.005114 | Gas | FRS_110064250769
1512 | 3943 | 2021 | KS | East 12th Street | 7013 | City of Winfield - (KS) | 20813 | City of Winfield - (KS) | 20813 | Electric Utility | Southwest Power Pool | SWPP | MRO | SPNO | SPP North |  | 20 | 35 | Cowley | 37.2367 | -96.9625 | 1 | 2 | NG | GAS |  | 0.00596 | 28.1 | 1 | [6 empty] | 19751.8 | 19751.8 | 19751.8 | 19751.8 | 1466 | 1461 | 2.767 | 2.767 | 0.007 | 1165.1 | 41.31 | 4.186 | 1166.24 |  | 3.775 | 3.788 | 0.01 | 1589.495 | 0.028 | 0.003 | 1591.051 |  | 0.28 | 0.28 | 0.001 | 117.974 | 0.002 | 0 | 118.089 |  | 3.775 | 3.788 | 0.01 | 1589.495 | 0.028 | 0.003 | 1591.051 |  | 2.767 | 2.767 | 0.007 | 1165.1 | 41.31 | 4.186 |  | 19751.8 | 19751.8 | 19751.8 | 19751.8 | EPA/CAMD | EPA/CAMD | EPA/CAMD | EPA/CAMD | EIA | EIA | -- | EPA/CAMD | EPA/CAMD | [14 empty] | 13473.2606 | 0 | 8 | 1458 | 0 | 0 | 0 | 0 | 0 | 0 | 0 | 0 | 1466 | 0 | 0 | 1466 | 0 | 0 | 0.005457 | 0.99454 | 0 | 0 | 0 | 0 | 0 | 0 | 0 | 0 | 1 | 0 | 0 | 1 | 0 | Yes |  | 40084.6 | 2365.3 | 5.613 | 0.011 |  | https://www.google.com/maps/@?api=1&map_action=map&center=37.236699999999999%2C-96.962500000000006&zoom=17&basemap=satellite | 11710 | [118 empty] | 0.3 |  |  | 51 |  |  | 0.35 | 0.2 |  |  | 39 |  |  | 0.4 | 0.4 |  |  | 68 |  |  | 0.3 | 0.01 |  |  | 57 |  |  | 0.05 | 0.1 |  |  | 55 |  |  | 0.12 | 0.05 |  |  | 50 |  |  | 0.06 | 0.19 |  |  | 64 |  |  | 0.16 | 0.34601 | 0.094603 | Gas | FRS_110017528399
1513 | 3927 | 2021 | KS | Chanute 3 | 7018 | City of Chanute | 3355 | City of Chanute | 3355 | Electric Utility | Southwest Power Pool | SWPP | MRO | SPNO | SPP North |  | 20 | 133 | Neosho | 37.6376 | -95.4704 | 5 | 5 | NG | GAS |  | 0.01378 | 34.8 | 1 | [6 empty] | 122524.999 | 39185 | 122524.999 | 39185 | 4202 | 1343.999 | 183.759 | 58.722 | 17.263 | 8141.89 | 794.893 | 158.205 | 8175.399 |  | 87.463 | 87.384 | 8.217 | 3875.245 | 0.189 | 0.038 | 3891.194 |  | 3 | 2.997 | 0.282 | 132.902 | 0.006 | 0.001 | 133.449 |  | 87.463 | 87.384 | 8.217 | 3875.245 | 0.189 | 0.038 | 3891.194 |  | 183.759 | 58.722 | 17.263 | 8141.89 | 794.893 | 158.205 |  | 122524.999 | 39185 | 122524.999 | 39185 | EIA | EIA | EIA | EIA | EIA | EIA | -- | EIA | EIA | [14 empty] | 29158.7337 | 0 | 4081.658 | 120.342 | 0 | 0 | 0 | 0 | 0 | 0 | 0 | 0 | 4202 | 0 | 0 | 4202 | 0 | 0 | 0.97136 | 0.028639 | 0 | 0 | 0 | 0 | 0 | 0 | 0 | 0 | 1 | 0 | 0 | 1 | 0 | [7 empty] | https://www.google.com/maps/@?api=1&map_action=map&center=37.637599999999999%2C-95.470399999999998&zoom=17&basemap=satellite | 6448 | [118 empty] | 0.26 |  |  | 44 |  |  | 0.35 | 0.11 |  |  | 25 |  |  | 0.4 | 0.41 |  |  | 70 |  |  | 0.3 | 0 |  |  | 0 |  |  | 0.05 | 0.08 |  |  | 48 |  |  | 0.12 | 0.05 |  |  | 48 |  |  | 0.06 | 0.21 |  |  | 71 |  |  | 0.16 | 2.2857 | 9.7265 | Gas | FRS_110001370178
1514 | 2550 | 2021 | FL | G2 Energy Marion LLC | 57128 | Duke Energy Florida, Inc | 6455 | G2 Energy LLC | 56440 | IPP Non-CHP | Duke Energy Florida Inc | FPC | SERC | FRCC | FRCC All |  | 12 | 83 | Marion | 29.1229 | -82.0555 | 3 | 3 | LFG | BIOMASS |  | 0.42052 | 4 | 0.63247 | Yes | [5 empty] | 171497 | 68357 | 171497 | 68357 | 14735 | 5873 | 0 | 0 | 2.873 | 0 | 0 | 0 | 0 |  | 0 | 0 | 0.39 | 0 | 0 | 0 | 0 |  | 0 | 0 | 0.034 | 0 | 0 | 0 | 0 |  | 0 | 0 | 0.39 | 0 | 0 | 0 | 0 |  | 126.615 | 50.467 | 3.859 | 10890.023 | 398.902 | 39.89 |  | 171497 | 68357 | 171497 | 68357 | EIA | EIA | EIA | EIA | EIA | EIA | -- | EIA | EIA | 126.615 | 50.467 | 0.986 | 10890.023 | 398.902 | 39.89 | [8 empty] | 11638.7513 | 0 | 0 | 0 | 0 | 0 | 14735 | 0 | 0 | 0 | 0 | 0 | 0 | 14735 | 14735 | 14735 | 0 | 0 | 0 | 0 | 0 | 0 | 1 | 0 | 0 | 0 | 0 | 0 | 0 | 1 | 1 | 1 | 0 | [7 empty] | https://www.google.com/maps/@?api=1&map_action=map&center=29.122882000000001%2C-82.055452000000002&zoom=17&basemap=satellite | 34192 | [118 empty] | 0.4 |  |  | 64 |  |  | 0.35 | 0.4 |  |  | 59 |  |  | 0.4 | 0.4 |  |  | 68 |  |  | 0.3 | 0.03 |  |  | 69 |  |  | 0.05 | 0.11 |  |  | 58 |  |  | 0.12 | 0.08 |  |  | 75 |  |  | 0.06 | 0.16 |  |  | 52 |  |  | 0.16 | 1.5495 | 0.16847 | Biomass | FRS_110038899911
1515 | 10660 | 2021 | UT | Whitehead | 7028 | City of Springville - (UT) | 17845 | City of Springville - (UT) | 17845 | Electric Utility | PacifiCorp - East | PACE | WECC | NWPP | WECC Northwest |  | 49 | 49 | Utah | 40.1817 | -111.6203 | 6 | 6 | NG | GAS |  | 0.06247 | 31 | 1 |  | Yes | 0 |  | 1 |  | 177720.999 | 83831.002 | 177720.999 | 83831.002 | 16963.001 | 8000.999 | 235.29 | 111.025 | 0.284 | 10386.821 | 392.095 | 39.252 | 10397.571 |  | 27.742 | 27.753 | 0.033 | 1224.644 | 0.023 | 0.002 | 1225.912 |  | 2.648 | 2.649 | 0.003 | 116.889 | 0.002 | 0 | 117.01 |  | 27.742 | 27.753 | 0.033 | 1224.644 | 0.023 | 0.002 | 1225.912 |  | 235.29 | 111.025 | 0.284 | 10386.821 | 392.095 | 39.252 |  | 177720.999 | 83831.002 | 177720.999 | 83831.002 | EIA | EIA | EIA | EIA | EIA | EIA | -- | EIA | EIA | [6 empty] | 0 | 0 | 0 | 0 | 0 | 0 | 0 | 0 | 10476.9793 | 0 | 6.167 | 16956.833 | 0 | 0 | 0 | 0 | 0 | 0 | 0 | 0 | 16963 | 0 | 0 | 16963 | 0 | 0 | 0.00036356 | 0.99964 | 0 | 0 | 0 | 0 | 0 | 0 | 0 | 0 | 1 | 0 | 0 | 1 | 0 | [7 empty] | https://www.google.com/maps/@?api=1&map_action=map&center=40.181699999999999%2C-111.6203&zoom=17&basemap=satellite | 37612 | [118 empty] | 0.28 |  |  | 48 |  |  | 0.35 | 0.23 |  |  | 43 |  |  | 0.4 | 0.33 |  |  | 58 |  |  | 0.3 | 0.02 |  |  | 65 |  |  | 0.05 | 0.06 |  |  | 40 |  |  | 0.12 | 0.11 |  |  | 87 |  |  | 0.06 | 0.08 |  |  | 21 |  |  | 0.16 | 0.023334 | 0.0046093 | Gas | FRS_110028042776
1516 | 2551 | 2021 | FL | Georgia-Pacific Palatka Operations | 10611 | Florida Power & Light Co | 6452 | Georgia-Pacific Consr Ops LLC-Palatka | 50128 | Industrial CHP | Florida Power & Light Company | FPL | SERC | FRCC | FRCC All |  | 12 | 107 | Putnam | 29.6807 | -81.6809 | 3 | 2 | BLQ | BIOMASS |  | 0.51296 | 79.8 | 0.4784 | Yes | Yes | 8665084.8 | 0.141 | 0.15847 |  | 2023486.521 | 821312.894 | 2023486.521 | 821312.894 | 358583 | 142335 | 140.725 | 56.14 | 343.067 | 53165.438 | 9777.683 | 5382.011 | 54089.579 |  | 0.785 | 0.789 | 1.913 | 296.531 | 0.027 | 0.015 | 301.685 |  | 0.139 | 0.137 | 0.339 | 52.548 | 0.005 | 0.003 | 53.462 |  | 0.785 | 0.789 | 1.913 | 296.531 | 0.027 | 0.015 | 301.685 |  | 887.998 | 354.25 | 2164.812 | 1114461.389 | 61698.803 | 33961.384 |  | 12768535.81 | 5182620.682 | 12768535.81 | 5182620.682 | EIA | EIA | EIA | EIA | EIA | EIA | -- | EIA | EIA |  |  |  | 778978.652 |  |  | 10745049.29 | 4361307.788 | 747.273 | 298.11 | 1821.745 | 282317.299 | 51921.12 | 28579.373 | 5643.0074 | 0 | 0 | 160750.59 | 0 | 0 | 197832.41 | 0 | 0 | 0 | 0 | 0 | 160750.59 | 197832.41 | 197832.41 | 358583 | 0 | 0 | 0 | 0.44829 | 0 | 0 | 0.55171 | 0 | 0 | 0 | 0 | 0 | 0.44829 | 0.55171 | 0.55171 | 1 | 0 | [7 empty] | https://www.google.com/maps/@?api=1&map_action=map&center=29.680700000000002%2C-81.680899999999994&zoom=17&basemap=satellite | 7651 | [118 empty] | 0.63 |  |  | 85 |  |  | 0.35 | 0.59 |  |  | 72 |  |  | 0.4 | 0.67 |  |  | 92 |  |  | 0.3 | 0.02 |  |  | 65 |  |  | 0.05 | 0.18 |  |  | 77 |  |  | 0.12 | 0.07 |  |  | 70 |  |  | 0.06 | 0.21 |  |  | 70 |  |  | 0.16 | 6.7639 | 0.047447 | Biomass | FRS_110056956708
1517 | 10411 | 2021 | TX | Twin Oaks | 7030 | Public Service Co of NM | 15473 | Major Oak Power, LLC | 56598 | IPP Non-CHP | Electric Reliability Council of Texas, Inc. | ERCO | TRE | ERCT | ERCOT All | ERCOT | 48 | 395 | Robertson | 31.0919 | -96.695 | 2 | 2 | LIG | COAL | Yes | 0.76422 | 349.2 | 0.059631 | [6 empty] | 27375688.47 | 12980987.08 | 27375688.47 | 12980987.08 | 2337748 | 1107698 | 1992.859 | 626.313 | 2346.278 | 2980360.92 | 666963.824 | 97009.414 | 3003152.37 |  | 1.705 | 1.131 | 2.007 | 2549.771 | 0.285 | 0.041 | 2569.27 |  | 0.146 | 0.096 | 0.171 | 217.738 | 0.024 | 0.004 | 219.403 |  | 1.705 | 1.131 | 2.007 | 2549.771 | 0.285 | 0.041 | 2569.27 |  | 1992.859 | 626.313 | 2346.278 | 2980360.92 | 666963.824 | 97009.414 |  | 27375688.47 | 12980987.08 | 27375688.47 | 12980987.08 | EPA/CAMD | EPA/CAMD | EPA/CAMD | EPA/CAMD | EIA | EIA | -- | EPA/CAMD | EPA/CAMD | [14 empty] | 11710.2823 | 2334789.3 | 0 | 2958.662 | 0 | 0 | 0 | 0 | 0 | 0 | 0 | 0 | 2337747.962 | 0 | 0 | 2337747.962 | 0 | 0.99873 | 0 | 0.0012656 | 0 | 0 | 0 | 0 | 0 | 0 | 0 | 0 | 1 | 0 | 0 | 1 | 0 | Yes |  | 28845245.22 | 3140363.613 | 2009.525 | 2315.991 |  | https://www.google.com/maps/@?api=1&map_action=map&center=31.091925%2C-96.695030000000003&zoom=17&basemap=satellite | 217 | [118 empty] | 0.18 |  |  | 27 |  |  | 0.35 | 0.14 |  |  | 30 |  |  | 0.4 | 0.22 |  |  | 39 |  |  | 0.3 | 0 |  |  | 0 |  |  | 0.05 | 0.1 |  |  | 57 |  |  | 0.12 | 0.04 |  |  | 41 |  |  | 0.06 | 0.24 |  |  | 79 |  |  | 0.16 | 415.6648 | 0.34849 | Coal | FRS_110015666144
1518 | 2554 | 2021 | FL | Greenland Energy Center | 56799 | JEA | 9617 | JEA | 9617 | Electric Utility | JEA | JEA | SERC | FRCC | FRCC All |  | 12 | 31 | Duval | 30.1591 | -81.5184 | 2 | 2 | NG | GAS |  | 0.21078 | 380.8 | 0.98203 | [6 empty] | 7583195.984 | 3654217.817 | 7583195.984 | 3654217.817 | 703120 | 338822 | 109.401 | 52.032 | 2.281 | 451267.536 | 17161.321 | 1732.167 | 451740.145 |  | 0.311 | 0.307 | 0.006 | 1283.615 | 0.024 | 0.002 | 1284.959 |  | 0.029 | 0.028 | 0.001 | 119.018 | 0.002 | 0 | 119.142 |  | 0.311 | 0.307 | 0.006 | 1283.615 | 0.024 | 0.002 | 1284.959 |  | 109.401 | 52.032 | 2.281 | 451267.536 | 17161.321 | 1732.167 |  | 7583195.984 | 3654217.817 | 7583195.984 | 3654217.817 | EPA/CAMD | EPA/CAMD | EPA/CAMD | EPA/CAMD | EIA | EIA | -- | EPA/CAMD | EPA/CAMD | [14 empty] | 10785.0665 | 0 | 2204.891 | 700915.11 | 0 | 0 | 0 | 0 | 0 | 0 | 0 | 0 | 703120.001 | 0 | 0 | 703120.001 | 0 | 0 | 0.0031359 | 0.99686 | 0 | 0 | 0 | 0 | 0 | 0 | 0 | 0 | 1 | 0 | 0 | 1 | 0 | Yes |  | 5875189.28 | 349175.226 | 105.3 | 1.763 |  | https://www.google.com/maps/@?api=1&map_action=map&center=30.159130999999999%2C-81.518415000000005&zoom=17&basemap=satellite | 19373 | [118 empty] | 0.31 |  |  | 53 |  |  | 0.35 | 0.45 |  |  | 63 |  |  | 0.4 | 0.17 |  |  | 32 |  |  | 0.3 | 0.13 |  |  | 87 |  |  | 0.05 | 0.04 |  |  | 28 |  |  | 0.12 | 0.08 |  |  | 71 |  |  | 0.06 | 0.14 |  |  | 42 |  |  | 0.16 | 20.5762 | 0.072079 | Gas | FRS_110037318499
1519 | 10731 | 2021 | VA | Gravel Neck Combustion Turbine | 7032 | Virginia Electric & Power Co | 19876 | Virginia Electric & Power Co | 19876 | Electric Utility | PJM Interconnection, LLC | PJM | SERC | SRVC | SERC Virginia/Carolina | PJM | 51 | 181 | Surry | 37.1575 | -76.6911 | 4 | 6 | NG | GAS |  | 0.00709 | 407.7 | 1 | [6 empty] | 334158.1 | 171282.7 | 334158.1 | 171282.7 | 25323.001 | 12980.001 | 29.109 | 13.452 | 7.767 | 21386.9 | 1085.725 | 160.39 | 21424.37 |  | 2.299 | 2.073 | 0.613 | 1689.128 | 0.043 | 0.006 | 1692.088 |  | 0.174 | 0.157 | 0.046 | 128.005 | 0.003 | 0 | 128.229 |  | 2.299 | 2.073 | 0.613 | 1689.129 | 0.043 | 0.006 | 1692.088 |  | 29.109 | 13.452 | 7.767 | 21386.9 | 1085.725 | 160.39 |  | 334158.1 | 171282.7 | 334158.1 | 171282.7 | EPA/CAMD | EPA/CAMD | EPA/CAMD | EPA/CAMD | EIA | EIA | -- | EPA/CAMD | EPA/CAMD | [14 empty] | 13195.8343 | 0 | 5908.73 | 19414.269 | 0 | 0 | 0 | 0 | 0 | 0 | 0 | 0 | 25322.999 | 0 | 0 | 25322.999 | 0 | 0 | 0.23333 | 0.76667 | 0 | 0 | 0 | 0 | 0 | 0 | 0 | 0 | 1 | 0 | 0 | 1 | 0 | Yes |  | 424750.1 | 28793.1 | 39.741 | 17.219 |  | https://www.google.com/maps/@?api=1&map_action=map&center=37.157499999999999%2C-76.691100000000006&zoom=17&basemap=satellite | 152 | [118 empty] | 0.48 |  |  | 72 |  |  | 0.35 | 0.57 |  |  | 71 |  |  | 0.4 | 0.38 |  |  | 66 |  |  | 0.3 | 0 |  |  | 0 |  |  | 0.05 | 0.15 |  |  | 71 |  |  | 0.12 | 0.03 |  |  | 26 |  |  | 0.06 | 0.21 |  |  | 71 |  |  | 0.16 | 21.1354 | 0.2866 | Gas | FRS_110001888459
1520 | 2562 | 2021 | FL | Hardee Power Station | 50949 | Tampa Electric Co | 18454 | Invenergy Services LLC | 49893 | IPP Non-CHP | Tampa Electric Company | TEC | SERC | FRCC | FRCC All |  | 12 | 49 | Hardee | 27.6364 | -81.9636 | 1 | 5 | NG | GAS |  | 0.20602 | 470.1 | 0.98997 | [6 empty] | 115956.267 | 70545.426 | 115956.267 | 70545.426 | 848398 | 405139 | 1.37 | 0.789 | 0.103 | 6905.599 | 16510.452 | 1652.231 | 7358.162 |  | 0.003 | 0.004 | 0 | 16.279 | 0.019 | 0.002 | 17.346 |  | 0.024 | 0.022 | 0.002 | 119.107 | 0.142 | 0.014 | 126.913 |  | 0.003 | 0.004 | 0 | 16.279 | 0.019 | 0.002 | 17.346 |  | 1.37 | 0.789 | 0.103 | 6905.599 | 16510.452 | 1652.231 |  | 115956.267 | 70545.426 | 115956.267 | 70545.426 | EPA/CAMD | EPA/CAMD | EPA/CAMD | EPA/CAMD | EIA | EIA | -- | EPA/CAMD | EPA/CAMD | [14 empty] | 136.6767 | 0 | 108.477 | 848289.527 | 0 | 0 | 0 | 0 | 0 | 0 | 0 | 0 | 848398.004 | 0 | 0 | 848398.004 | 0 | 0 | 0.00012786 | 0.99987 | 0 | 0 | 0 | 0 | 0 | 0 | 0 | 0 | 1 | 0 | 0 | 1 | 0 | Yes |  | 136005.636 | 8104.908 | 1.672 | 0.142 |  | https://www.google.com/maps/@?api=1&map_action=map&center=27.636399999999998%2C-81.9636&zoom=17&basemap=satellite | 299 | [118 empty] | 0.21 |  |  | 35 |  |  | 0.35 | 0.05 |  |  | 14 |  |  | 0.4 | 0.37 |  |  | 65 |  |  | 0.3 | 0 |  |  | 0 |  |  | 0.05 | 0.05 |  |  | 36 |  |  | 0.12 | 0.05 |  |  | 45 |  |  | 0.06 | 0.13 |  |  | 38 |  |  | 0.16 | 0.0149 | 3.3564e-05 | Gas | FRS_110064648911
1521 | 2565 | 2021 | FL | Hernando | 61779 | Seminole Electric Cooperative Inc | 21554 | Hernando Energy | 61402 | IPP Non-CHP | Seminole Electric Cooperative | SEC | SERC | FRCC | FRCC All |  | 12 | 53 | Hernando | 28.669 | -82.4857 | 1 | 1 | LFG | BIOMASS |  | 0.92758 | 1.6 | 0 | Yes | [5 empty] | 153893 | 61340 | 153893 | 61340 | 13001 | 5182 | 0 | 0 | 2.578 | 0 | 0 | 0 | 0 |  | 0 | 0 | 0.397 | 0 | 0 | 0 | 0 |  | 0 | 0 | 0.034 | 0 | 0 | 0 | 0 |  | 0 | 0 | 0.397 | 0 | 0 | 0 | 0 |  | 103.117 | 41.101 | 3.463 | 9772.173 | 357.955 | 35.796 |  | 153893 | 61340 | 153893 | 61340 | EIA | EIA | EIA | EIA | EIA | EIA | -- | EIA | EIA | 103.117 | 41.101 | 0.885 | 9772.173 | 357.955 | 35.796 | [8 empty] | 11837.0125 | 0 | 0 | 0 | 0 | 0 | 13001 | 0 | 0 | 0 | 0 | 0 | 0 | 13001 | 13001 | 13001 | 0 | 0 | 0 | 0 | 0 | 0 | 1 | 0 | 0 | 0 | 0 | 0 | 0 | 1 | 1 | 1 | 0 | [7 empty] | https://www.google.com/maps/@?api=1&map_action=map&center=28.668980000000001%2C-82.485732999999996&zoom=17&basemap=satellite | 1673 | [118 empty] | 0.2 |  |  | 32 |  |  | 0.35 | 0.12 |  |  | 28 |  |  | 0.4 | 0.28 |  |  | 50 |  |  | 0.3 | 0.01 |  |  | 59 |  |  | 0.05 | 0.13 |  |  | 65 |  |  | 0.12 | 0.03 |  |  | 28 |  |  | 0.06 | 0.19 |  |  | 64 |  |  | 0.16 | 1.2575 | 0.18545 | Biomass | FRS_110070396364
1522 | 5168 | 2021 | MI | Hillsdale | 1829 | Hillsdale Board of Public Wks | 8631 | Hillsdale Board of Public Wks | 8631 | Electric Utility | Midcontinent Independent Transmission System Operator, Inc.. | MISO | RFC | RFCM | RFC Michigan | MISO | 26 | 59 | Hillsdale | 41.9061 | -84.6319 | 2 | 2 | NG | GAS |  | 0.01336 | 11.6 | 1 | [6 empty] | 13778 | 6006 | 13778 | 6006 | 1358 | 592 | 16.559 | 7.192 | 0.019 | 805.249 | 38.369 | 5.036 | 806.479 |  | 24.387 | 24.297 | 0.028 | 1185.934 | 0.028 | 0.004 | 1187.745 |  | 2.404 | 2.395 | 0.003 | 116.889 | 0.003 | 0 | 117.068 |  | 24.387 | 24.297 | 0.028 | 1185.934 | 0.028 | 0.004 | 1187.745 |  | 16.559 | 7.192 | 0.019 | 805.249 | 38.369 | 5.036 |  | 13778 | 6006 | 13778 | 6006 | EIA | EIA | EIA | EIA | EIA | EIA | -- | EIA | EIA | [14 empty] | 10145.8026 | 0 | 178.549 | 1179.451 | 0 | 0 | 0 | 0 | 0 | 0 | 0 | 0 | 1358 | 0 | 0 | 1358 | 0 | 0 | 0.13148 | 0.86852 | 0 | 0 | 0 | 0 | 0 | 0 | 0 | 0 | 1 | 0 | 0 | 1 | 0 | [7 empty] | https://www.google.com/maps/@?api=1&map_action=map&center=41.906100000000002%2C-84.631900000000002&zoom=17&basemap=satellite | 10839 | [118 empty] | 0.23 |  |  | 39 |  |  | 0.35 | 0.08 |  |  | 20 |  |  | 0.4 | 0.38 |  |  | 66 |  |  | 0.3 | 0.01 |  |  | 57 |  |  | 0.05 | 0.09 |  |  | 51 |  |  | 0.12 | 0.05 |  |  | 48 |  |  | 0.06 | 0.16 |  |  | 54 |  |  | 0.16 | 0.00063131 | 0.0041948 | Gas | FRS_110040852538
1523 | 2567 | 2021 | FL | Hillsborough County Resource Recovery | 50858 | Tampa Electric Co | 18454 | Hillsborough County | 8633 | IPP Non-CHP | Tampa Electric Company | TEC | SERC | FRCC | FRCC All |  | 12 | 57 | Hillsborough | 27.9549 | -82.3405 | 4 | 2 | MSW | BIOMASS |  | 0.58105 | 47 | 0.36492 | Yes | [5 empty] | 5460455.36 | 2388315.245 | 5460455.36 | 2388315.245 | 239230 | 104477 | 624.565 | 282.482 | 88.275 | 300265.292 | 385224.854 | 50560.762 | 312614.156 |  | 5.221 | 5.408 | 0.738 | 2510.265 | 1.61 | 0.211 | 2613.503 |  | 0.229 | 0.237 | 0.032 | 109.978 | 0.071 | 0.009 | 114.501 |  | 5.221 | 5.408 | 0.738 | 2510.265 | 1.61 | 0.211 | 2613.503 |  | 624.565 | 282.482 | 88.275 | 545934.183 | 385224.854 | 50560.762 |  | 5460455.36 | 2388315.245 | 5460455.36 | 2388315.245 | EIA | EIA | EIA | EIA | EIA | EIA | -- | EIA | EIA |  |  |  | 245668.891 | [10 empty] | 22825.1279 | 0 | 0 | 0 | 0 | 0 | 107652.62 | 0 | 0 | 0 | 131577.38 | 0 | 131577.38 | 107652.62 | 107652.62 | 239230 | 0 | 0 | 0 | 0 | 0 | 0 | 0.45 | 0 | 0 | 0 | 0.55 | 0 | 0.55 | 0.45 | 0.45 | 1 | 0 | [7 empty] | https://www.google.com/maps/@?api=1&map_action=map&center=27.954901%2C-82.340468999999999&zoom=17&basemap=satellite | 73553 | [118 empty] | 0.53 |  |  | 77 |  |  | 0.35 | 0.65 |  |  | 75 |  |  | 0.4 | 0.4 |  |  | 69 |  |  | 0.3 | 0.08 |  |  | 82 |  |  | 0.05 | 0.13 |  |  | 67 |  |  | 0.12 | 0.06 |  |  | 63 |  |  | 0.06 | 0.1 |  |  | 29 |  |  | 0.16 |  |  | Biomass | FRS_110009078327
1524 | 5121 | 2021 | MI | Eckert Station | 1831 | City of Lansing - (MI) | 10704 | Lansing Board of Water and Light | 56155 | Electric Utility | Midcontinent Independent Transmission System Operator, Inc.. | MISO | RFC | RFCM | RFC Michigan | MISO | 26 | 65 | Ingham | 42.7184 | -84.5581 | 1 | 1 | SUB | COAL | Yes | 0 | 80 | [8 empty] | 0 |  | 0 | 0 | 0 | 0 |  | 0 | 0 | [36 empty] | 0 |  | 0 | [6 empty] | -- |  | EPA/CAMD | [15 empty] | 0 | 0 | 0 | 0 | 0 | 0 | 0 | 0 | 0 | 0 | 0 | 0 | 0 | 0 | 0 | 0 | [16 empty] | Yes | [6 empty] | https://www.google.com/maps/@?api=1&map_action=map&center=42.718389999999999%2C-84.558080000000004&zoom=17&basemap=satellite | 93418 | [118 empty] | 0.46 |  |  | 70 |  |  | 0.35 | 0.45 |  |  | 63 |  |  | 0.4 | 0.46 |  |  | 76 |  |  | 0.3 | 0.03 |  |  | 67 |  |  | 0.05 | 0.1 |  |  | 55 |  |  | 0.12 | 0.07 |  |  | 65 |  |  | 0.06 | 0.13 |  |  | 38 |  |  | 0.16 | 0.65664 | 0.24644 | Coal | FRS_110000408531
1525 | 2570 | 2021 | FL | Howard F Curren Advncd Wastewater Plant | 54347 | Tampa Electric Co | 18454 | Tampa Wastewater Department | 18483 | Commercial Non-CHP | Tampa Electric Company | TEC | SERC | FRCC | FRCC All |  | 12 | 57 | Hillsborough | 27.9389 | -82.4389 | 5 | 5 | OBG | BIOMASS |  | 0 | 2.5 |  |  | Yes | [10 empty] | 0 |  | 0 | 0 | [45 empty] | -- | [56 empty] | https://www.google.com/maps/@?api=1&map_action=map&center=27.9389%2C-82.438900000000004&zoom=17&basemap=satellite | 70680 | [118 empty] | 0.47 |  |  | 71 |  |  | 0.35 | 0.54 |  |  | 69 |  |  | 0.4 | 0.4 |  |  | 68 |  |  | 0.3 | 0.06 |  |  | 78 |  |  | 0.05 | 0.12 |  |  | 62 |  |  | 0.12 | 0.06 |  |  | 56 |  |  | 0.06 | 0.12 |  |  | 37 |  |  | 0.16 |  |  | Biomass | FRS_
1526 | 5124 | 2021 | MI | Erickson | 1832 | City of Lansing - (MI) | 10704 | Lansing Board of Water and Light | 56155 | Electric Utility | Midcontinent Independent Transmission System Operator, Inc.. | MISO | RFC | RFCM | RFC Michigan | MISO | 26 | 45 | Eaton | 42.6922 | -84.6572 | 1 | 1 | SUB | COAL | Yes | 0.51584 | 154.7 | 0.4736 | [6 empty] | 9284022.515 | 5884509.964 | 9284022.515 | 5884509.964 | 699049 | 439987 | 721.081 | 457.763 | 2486.451 | 973711.219 | 192044.381 | 27935.423 | 980274.152 |  | 2.063 | 2.081 | 7.114 | 2785.817 | 0.275 | 0.04 | 2804.594 |  | 0.155 | 0.156 | 0.536 | 209.761 | 0.021 | 0.003 | 211.174 |  | 2.063 | 2.081 | 7.114 | 2785.817 | 0.275 | 0.04 | 2804.594 |  | 721.081 | 457.763 | 2486.451 | 973711.219 | 192044.381 | 27935.423 |  | 9284022.515 | 5884509.964 | 9284022.515 | 5884509.964 | EPA/CAMD | EPA/CAMD | EPA/CAMD | EPA/CAMD | EIA | EIA | -- | EPA/CAMD | EPA/CAMD | [14 empty] | 13280.9324 | 698638.8 | 410.198 | 0 | 0 | 0 | 0 | 0 | 0 | 0 | 0 | 0 | 699048.998 | 0 | 0 | 699048.998 | 0 | 0.99941 | 0.00058679 | 0 | 0 | 0 | 0 | 0 | 0 | 0 | 0 | 0 | 1 | 0 | 0 | 1 | 0 | Yes |  | 10556537.85 | 1107167.047 | 788.078 | 2755.5 |  | https://www.google.com/maps/@?api=1&map_action=map&center=42.692222000000001%2C-84.657222000000004&zoom=17&basemap=satellite | 17676 | [118 empty] | 0.36 |  |  | 59 |  |  | 0.35 | 0.41 |  |  | 60 |  |  | 0.4 | 0.31 |  |  | 55 |  |  | 0.3 | 0.02 |  |  | 64 |  |  | 0.05 | 0.04 |  |  | 30 |  |  | 0.12 | 0.05 |  |  | 51 |  |  | 0.06 | 0.2 |  |  | 67 |  |  | 0.16 | 5.0489 | 0.017834 | Coal | FRS_110040958425
1527 | 2575 | 2021 | FL | Indian River | 55318 | Orlando Utilities Comm | 14610 | Orlando Utilities Comm | 14610 | Electric Utility | Florida Municipal Power Pool | FMPP | SERC | FRCC | FRCC All |  | 12 | 9 | Brevard | 28.4932 | -80.7802 | 3 | 3 | NG | GAS |  | 0 | 609 | [13 empty] | 0 |  | 0 | 0 | [45 empty] | -- | [56 empty] | https://www.google.com/maps/@?api=1&map_action=map&center=28.493175999999998%2C-80.780246000000005&zoom=17&basemap=satellite | 22795 | [118 empty] | 0.24 |  |  | 40 |  |  | 0.35 | 0.2 |  |  | 39 |  |  | 0.4 | 0.28 |  |  | 51 |  |  | 0.3 | 0.01 |  |  | 60 |  |  | 0.05 | 0.12 |  |  | 64 |  |  | 0.12 | 0.04 |  |  | 44 |  |  | 0.06 | 0.17 |  |  | 55 |  |  | 0.16 |  |  | Gas | FRS_
1528 | 5238 | 2021 | MI | Plant Four | 1840 | City of Marquette - (MI) | 11701 | City of Marquette - (MI) | 11701 | Electric Utility | Midcontinent Independent Transmission System Operator, Inc.. | MISO | RFC | MROE | MRO East | MISO | 26 | 103 | Marquette | 46.576 | -87.4036 | 1 | 1 | DFO | OIL |  | 5e-05 | 24 | 1 | [6 empty] | 1405 | 622 | 1405 | 622 | 11 | 5 | 0.62 | 0.274 | 0.216 | 114.736 | 9.292 | 1.858 | 115.129 |  | 112.727 | 109.6 | 39.255 | 20861.091 | 0.845 | 0.169 | 20932.559 |  | 0.883 | 0.881 | 0.307 | 163.325 | 0.007 | 0.001 | 163.885 |  | 112.727 | 109.6 | 39.255 | 20861.091 | 0.845 | 0.169 | 20932.559 |  | 0.62 | 0.274 | 0.216 | 114.736 | 9.292 | 1.858 |  | 1405 | 622 | 1405 | 622 | EIA | EIA | EIA | EIA | EIA | EIA | -- | EIA | EIA | [14 empty] | 127727.2727 | 0 | 11 | 0 | 0 | 0 | 0 | 0 | 0 | 0 | 0 | 0 | 11 | 0 | 0 | 11 | 0 | 0 | 1 | 0 | 0 | 0 | 0 | 0 | 0 | 0 | 0 | 0 | 1 | 0 | 0 | 1 | 0 | [7 empty] | https://www.google.com/maps/@?api=1&map_action=map&center=46.575964999999997%2C-87.403578999999993&zoom=17&basemap=satellite | 20529 | [118 empty] | 0.26 |  |  | 44 |  |  | 0.35 | 0.09 |  |  | 22 |  |  | 0.4 | 0.4 |  |  | 69 |  |  | 0.3 | 0.01 |  |  | 58 |  |  | 0.05 | 0.04 |  |  | 29 |  |  | 0.12 | 0.03 |  |  | 31 |  |  | 0.06 | 0.16 |  |  | 52 |  |  | 0.16 | 0.020615 | 0 | Oil | FRS_110063924464
1529 | 2579 | 2021 | FL | International Paper Pensacola | 50250 | Gulf Power Co | 7801 | International Paper Co-Pensacola | 9401 | Industrial CHP | Southern Company Services, Inc. - Trans | SOCO | SERC | SRSO | SERC South |  | 12 | 33 | Escambia | 30.5966 | -87.3264 | 5 | 2 | BLQ | BIOMASS |  | 0.61586 | 82.8 | 0.3069 | Yes | Yes | 13092080 | 0.116 | 0.1344 |  | 2464414.144 | 1107282.423 | 2464414.144 | 1107282.423 | 446698.37 | 203745.957 | 164.319 | 69.934 | 425.337 | 32085.017 | 45137.015 | 11246.609 | 34324.975 |  | 0.736 | 0.686 | 1.904 | 143.654 | 0.101 | 0.025 | 153.683 |  | 0.133 | 0.126 | 0.345 | 26.039 | 0.018 | 0.005 | 27.856 |  | 0.736 | 0.686 | 1.904 | 143.654 | 0.101 | 0.025 | 153.683 |  | 1222.612 | 520.342 | 3164.72 | 1791703.79 | 335841.745 | 83680.343 |  | 18336461.5 | 8238729.5 | 18336461.5 | 8238729.5 | EIA | EIA | EIA | EIA | EIA | EIA | -- | EIA | EIA |  |  |  | 1552975.376 |  |  | 15872047.36 | 7131447.077 | 1058.293 | 450.408 | 2739.383 | 206643.397 | 290704.729 | 72433.734 | 5516.9534 | 0 | 0 | 100126.79 | 0 | 0 | 346571.587 | 0 | 0 | 0 | 0 | 0 | 100126.79 | 346571.587 | 346571.587 | 446698.377 | 0 | 0 | 0 | 0.22415 | 0 | 0 | 0.77585 | 0 | 0 | 0 | 0 | 0 | 0.22415 | 0.77585 | 0.77585 | 1 | 0 | [7 empty] | https://www.google.com/maps/@?api=1&map_action=map&center=30.596599999999999%2C-87.326400000000007&zoom=17&basemap=satellite | 14744 | [118 empty] | 0.25 |  |  | 42 |  |  | 0.35 | 0.25 |  |  | 45 |  |  | 0.4 | 0.24 |  |  | 44 |  |  | 0.3 | 0 |  |  | 0 |  |  | 0.05 | 0.09 |  |  | 53 |  |  | 0.12 | 0.06 |  |  | 56 |  |  | 0.06 | 0.16 |  |  | 51 |  |  | 0.16 | 12.5586 | 0.054932 | Biomass | FRS_110035614234
1530 | 5197 | 2021 | MI | Marshall (MI) | 1844 | City of Marshall - (MI) | 11713 | City of Marshall - (MI) | 11713 | Electric Utility | Midcontinent Independent Transmission System Operator, Inc.. | MISO | RFC | RFCM | RFC Michigan | MISO | 26 | 25 | Calhoun | 42.2717 | -84.9411 | 5 | 5 | NG | GAS |  | 0 | 9.8 | [7 empty] | 5168 | 2239 | 5168 | 2239 | -95 | -39 | 6.637 | 2.882 | 0.008 | 302.042 | 12.61 | 1.444 | 302.415 |  | 0 | 0 | 0 | 0 | 0 | 0 | 0 |  | 2.568 | 2.574 | 0.003 | 116.889 | 0.002 | 0 | 117.034 |  | 0 | 0 | 0 | 0 | 0 | 0 | 0 |  | 6.637 | 2.882 | 0.008 | 302.042 | 12.61 | 1.444 |  | 5168 | 2239 | 5168 | 2239 | EIA | EIA | EIA | EIA | EIA | EIA | -- | EIA | EIA | [14 empty] | -172266.6667 | 0 | -1.618 | -28.382 | 0 | -65 | 0 | 0 | 0 | 0 | 0 | 0 | -30 | -65 | 0 | -30 | -65 | [23 empty] | https://www.google.com/maps/@?api=1&map_action=map&center=42.271700000000003%2C-84.941100000000006&zoom=17&basemap=satellite | 9855 | [118 empty] | 0.14 |  |  | 19 |  |  | 0.35 | 0.05 |  |  | 15 |  |  | 0.4 | 0.23 |  |  | 42 |  |  | 0.3 | 0.01 |  |  | 58 |  |  | 0.05 | 0.06 |  |  | 38 |  |  | 0.12 | 0.06 |  |  | 60 |  |  | 0.06 | 0.23 |  |  | 75 |  |  | 0.16 | 0.022582 | 0.15628 | Gas | FRS_110001300173
1531 | 2585 | 2021 | FL | JED Solid Waste Mgmt Renewable Energy | 60701 | Orlando Utilities Comm | 14610 | Sims Metals | 64784 | IPP Non-CHP | Duke Energy Florida Inc | FPC | SERC | FRCC | FRCC All |  | 12 | 97 | Osceola | 28.0638 | -81.0972 | 6 | 6 | LFG | BIOMASS |  | 0.58839 | 9.6 | 0.35269 | Yes | [5 empty] | 631249.998 | 251608.002 | 631249.998 | 251608.002 | 49480.998 | 19723.002 | 0 | 0 | 10.574 | 0 | 0 | 0 | 0 |  | 0 | 0 | 0.427 | 0 | 0 | 0 | 0 |  | 0 | 0 | 0.034 | 0 | 0 | 0 | 0 |  | 0 | 0 | 0.427 | 0 | 0 | 0 | 0 |  | 532.158 | 212.112 | 14.203 | 40084.242 | 1468.289 | 146.829 |  | 631249.998 | 251608.002 | 631249.998 | 251608.002 | EIA | EIA | EIA | EIA | EIA | EIA | -- | EIA | EIA | 532.158 | 212.112 | 3.63 | 40084.242 | 1468.289 | 146.829 | [8 empty] | 12757.422 | 0 | 0 | 0 | 0 | 0 | 49481 | 0 | 0 | 0 | 0 | 0 | 0 | 49481 | 49481 | 49481 | 0 | 0 | 0 | 0 | 0 | 0 | 1 | 0 | 0 | 0 | 0 | 0 | 0 | 1 | 1 | 1 | 0 | [7 empty] | https://www.google.com/maps/@?api=1&map_action=map&center=28.063777000000002%2C-81.097235999999995&zoom=17&basemap=satellite | 53 | [118 empty] | 0.25 |  |  | 42 |  |  | 0.35 | 0.25 |  |  | 45 |  |  | 0.4 | 0.24 |  |  | 44 |  |  | 0.3 | 0 |  |  | 0 |  |  | 0.05 | 0.11 |  |  | 61 |  |  | 0.12 | 0.01 |  |  | 12 |  |  | 0.06 | 0.13 |  |  | 41 |  |  | 0.16 | 3.3135 | 0.19622 | Biomass | FRS_110070397450
1532 | 5216 | 2021 | MI | Newberry | 1846 | Newberry Water & Light Board | 13525 | Newberry Water & Light Board | 13525 | Electric Utility | Midcontinent Independent Transmission System Operator, Inc.. | MISO | RFC | RFCW | RFC West | MISO | 26 | 95 | Luce | 46.352 | -85.5064 | 3 | 3 | DFO | OIL |  | 0 | 5.5 | [11 empty] | 0 | 0 | 0 |  | 0 | 0 | [45 empty] | -- | [17 empty] | 0 | 0 | 0 | 0 | 0 | 0 | 0 | 0 | 0 | 0 | 0 | 0 | 0 | 0 | 0 | 0 | [23 empty] | https://www.google.com/maps/@?api=1&map_action=map&center=46.351975000000003%2C-85.506407999999993&zoom=17&basemap=satellite | 3565 | [118 empty] | 0.38 |  |  | 62 |  |  | 0.35 | 0.29 |  |  | 49 |  |  | 0.4 | 0.47 |  |  | 76 |  |  | 0.3 | 0 |  |  | 0 |  |  | 0.05 | 0.11 |  |  | 60 |  |  | 0.12 | 0.04 |  |  | 36 |  |  | 0.06 | 0.15 |  |  | 47 |  |  | 0.16 | 0.03565 | 4.1939 | Oil | FRS_110054884611
1533 | 2593 | 2021 | FL | Lee County Solid Waste Energy | 52010 | Florida Power & Light Co | 6452 | Lee County Board-Commissioners | 10875 | IPP Non-CHP | Florida Power & Light Company | FPL | SERC | FRCC | FRCC All |  | 12 | 71 | Lee | 26.6315 | -81.7607 | 3 | 2 | MSW | BIOMASS |  | 0.63352 | 59 | 0.27747 | Yes | [5 empty] | 5764773.096 | 2538736.165 | 5764773.096 | 2538736.165 | 327428 | 141203 | 604.995 | 278.614 | 49.747 | 317613.306 | 406674.966 | 53379.028 | 330650.218 |  | 3.695 | 3.946 | 0.304 | 1940.05 | 1.242 | 0.163 | 2019.682 |  | 0.21 | 0.219 | 0.017 | 110.191 | 0.071 | 0.009 | 114.714 |  | 3.695 | 3.946 | 0.304 | 1940.05 | 1.242 | 0.163 | 2019.682 |  | 604.995 | 278.614 | 49.747 | 576061.99 | 406674.966 | 53379.028 |  | 5764773.096 | 2538736.165 | 5764773.096 | 2538736.165 | EIA | EIA | EIA | EIA | EIA | EIA | -- | EIA | EIA |  |  |  | 258448.684 | [10 empty] | 17606.2311 | 0 | 1161.654 | 0 | 0 | 0 | 146818.56 | 0 | 0 | 0 | 179447.79 | 0 | 180609.444 | 146818.56 | 146818.56 | 327428.004 | 0 | 0 | 0.0035478 | 0 | 0 | 0 | 0.4484 | 0 | 0 | 0 | 0.54805 | 0 | 0.5516 | 0.4484 | 0.4484 | 1 | 0 | [7 empty] | https://www.google.com/maps/@?api=1&map_action=map&center=26.631549%2C-81.760655999999997&zoom=17&basemap=satellite | 34806 | [118 empty] | 0.43 |  |  | 68 |  |  | 0.35 | 0.5 |  |  | 67 |  |  | 0.4 | 0.35 |  |  | 62 |  |  | 0.3 | 0.05 |  |  | 74 |  |  | 0.05 | 0.12 |  |  | 64 |  |  | 0.12 | 0.07 |  |  | 64 |  |  | 0.06 | 0.17 |  |  | 57 |  |  | 0.16 |  |  | Biomass | FRS_110017414591
1534 | 2604 | 2021 | FL | Manatee County LFGTE | 59142 | Florida Power & Light Co | 6452 | Manatee County Utilities Department | 58948 | IPP Non-CHP | Florida Power & Light Company | FPL | SERC | FRCC | FRCC All |  | 12 | 81 | Manatee | 27.4689 | -82.4508 | 1 | 1 | LFG | BIOMASS |  | 0 | 1.6 | [11 empty] | 0 | 0 | 0 |  | 0 | 0 | [45 empty] | -- | [17 empty] | 0 | 0 | 0 | 0 | 0 | 0 | 0 | 0 | 0 | 0 | 0 | 0 | 0 | 0 | 0 | 0 | [23 empty] | https://www.google.com/maps/@?api=1&map_action=map&center=27.468889000000001%2C-82.450833000000003&zoom=17&basemap=satellite | 29947 | [118 empty] | 0.17 |  |  | 26 |  |  | 0.35 | 0.22 |  |  | 41 |  |  | 0.4 | 0.13 |  |  | 23 |  |  | 0.3 | 0.01 |  |  | 59 |  |  | 0.05 | 0.04 |  |  | 31 |  |  | 0.12 | 0.05 |  |  | 49 |  |  | 0.06 | 0.29 |  |  | 87 |  |  | 0.16 |  |  | Biomass | FRS_110070398130
1535 | 5194 | 2021 | MI | Main Street (MI) | 1853 | DTE Electric Company | 5109 | Village of Sebewaing - (MI) | 16873 | Electric Utility | Midcontinent Independent Transmission System Operator, Inc.. | MISO | RFC | RFCM | RFC Michigan | MISO | 26 | 63 | Huron | 43.7325 | -83.4533 | 6 | 6 | DFO | OIL |  | 0 | 6 | [11 empty] | 0 | 0 | 0 |  | 0 | 0 | [45 empty] | -- | [17 empty] | 0 | 0 | 0 | 0 | 0 | 0 | 0 | 0 | 0 | 0 | 0 | 0 | 0 | 0 | 0 | 0 | [23 empty] | https://www.google.com/maps/@?api=1&map_action=map&center=43.732508000000003%2C-83.453305999999998&zoom=17&basemap=satellite | 2399 | [118 empty] | 0.14 |  |  | 18 |  |  | 0.35 | 0.03 |  |  | 9 |  |  | 0.4 | 0.24 |  |  | 44 |  |  | 0.3 | 0 |  |  | 0 |  |  | 0.05 | 0.07 |  |  | 45 |  |  | 0.12 | 0.04 |  |  | 36 |  |  | 0.06 | 0.23 |  |  | 77 |  |  | 0.16 | 0.08463 | 4.1283 | Oil | FRS_110028028202
1536 | 5259 | 2021 | MI | Sturgis City Diesel Plant | 1855 | City of Sturgis | 18252 | City of Sturgis | 18252 | Electric Utility | PJM Interconnection, LLC | PJM | RFC | RFCW | RFC West | PJM | 26 | 149 | St Joseph | 41.7992 | -85.4256 | 1 | 1 | NG | GAS |  | 0.00845 | 6 | 1 | [6 empty] | 6056 | 2646 | 6056 | 2646 | 444 | 194 | 6.419 | 2.789 | 0.008 | 353.94 | 19.202 | 2.798 | 354.597 |  | 28.914 | 28.753 | 0.034 | 1594.324 | 0.043 | 0.006 | 1597.283 |  | 2.12 | 2.108 | 0.003 | 116.889 | 0.003 | 0 | 117.106 |  | 28.914 | 28.753 | 0.034 | 1594.324 | 0.043 | 0.006 | 1597.283 |  | 6.419 | 2.789 | 0.008 | 353.94 | 19.202 | 2.798 |  | 6056 | 2646 | 6056 | 2646 | EIA | EIA | EIA | EIA | EIA | EIA | -- | EIA | EIA | [14 empty] | 13639.6396 | 0 | 97.188 | 346.812 | 0 | 0 | 0 | 0 | 0 | 0 | 0 | 0 | 444 | 0 | 0 | 444 | 0 | 0 | 0.21889 | 0.78111 | 0 | 0 | 0 | 0 | 0 | 0 | 0 | 0 | 1 | 0 | 0 | 1 | 0 | [7 empty] | https://www.google.com/maps/@?api=1&map_action=map&center=41.799199999999999%2C-85.425600000000003&zoom=17&basemap=satellite | 14700 | [118 empty] | 0.34 |  |  | 57 |  |  | 0.35 | 0.24 |  |  | 44 |  |  | 0.4 | 0.44 |  |  | 74 |  |  | 0.3 | 0.03 |  |  | 68 |  |  | 0.05 | 0.17 |  |  | 75 |  |  | 0.12 | 0.06 |  |  | 60 |  |  | 0.06 | 0.15 |  |  | 48 |  |  | 0.16 | 0.0012476 | 0.005899 | Gas | FRS_110009263162
1537 | 2608 | 2021 | FL | McKay Bay Facility | 50875 | Tampa Electric Co | 18454 | City of Tampa | 63619 | IPP Non-CHP | Tampa Electric Company | TEC | SERC | FRCC | FRCC All |  | 12 | 57 | Hillsborough | 27.9495 | -82.4212 | 4 | 1 | MSW | BIOMASS |  | 0.67299 | 22.1 | 0.21168 | Yes | [5 empty] | 2851440.509 | 1180060.136 | 2851440.509 | 1180060.136 | 130289 | 53548 | 247.968 | 102.665 | 242.373 | 156797.068 | 201163.901 | 26402.762 | 163245.628 |  | 3.806 | 3.835 | 3.721 | 2406.912 | 1.544 | 0.203 | 2505.9 |  | 0.174 | 0.174 | 0.17 | 109.977 | 0.071 | 0.009 | 114.5 |  | 3.806 | 3.835 | 3.721 | 2406.912 | 1.544 | 0.203 | 2505.9 |  | 247.968 | 102.665 | 242.373 | 285085.901 | 201163.901 | 26402.762 |  | 2851440.509 | 1180060.136 | 2851440.509 | 1180060.136 | EIA | EIA | EIA | EIA | EIA | EIA | -- | EIA | EIA |  |  |  | 128288.833 | [10 empty] | 21885.5046 | 0 | 0 | 0 | 0 | 0 | 58630.005 | 0 | 0 | 0 | 71658.995 | 0 | 71658.995 | 58630.005 | 58630.005 | 130289 | 0 | 0 | 0 | 0 | 0 | 0 | 0.45 | 0 | 0 | 0 | 0.55 | 0 | 0.55 | 0.45 | 0.45 | 1 | 0 | [7 empty] | https://www.google.com/maps/@?api=1&map_action=map&center=27.949528000000001%2C-82.421182000000002&zoom=17&basemap=satellite | 70632 | [118 empty] | 0.58 |  |  | 81 |  |  | 0.35 | 0.68 |  |  | 77 |  |  | 0.4 | 0.48 |  |  | 78 |  |  | 0.3 | 0.08 |  |  | 82 |  |  | 0.05 | 0.17 |  |  | 74 |  |  | 0.12 | 0.07 |  |  | 67 |  |  | 0.06 | 0.13 |  |  | 39 |  |  | 0.16 |  |  | Biomass | FRS_110012446763
1538 | 5296 | 2021 | MI | Wyandotte | 1866 | Wyandotte Municipal Serv Comm | 21048 | Wyandotte Municipal Serv Comm | 21048 | Electric Utility | Midcontinent Independent Transmission System Operator, Inc.. | MISO | RFC | RFCM | RFC Michigan | MISO | 26 | 163 | Wayne | 42.2081 | -83.1453 | 2 | 5 | NG | GAS |  | 0.06998 | 48.9 | 1 | [6 empty] | 446282.129 | 283984.778 | 446282.129 | 283984.778 | 29975 | 19171.001 | 14.468 | 8.902 | 0.151 | 26454.714 | 908.993 | 91.337 | 26479.686 |  | 0.965 | 0.929 | 0.01 | 1765.119 | 0.03 | 0.003 | 1766.785 |  | 0.065 | 0.063 | 0.001 | 118.556 | 0.002 | 0 | 118.668 |  | 0.965 | 0.929 | 0.01 | 1765.119 | 0.03 | 0.003 | 1766.785 |  | 14.468 | 8.902 | 0.151 | 26454.714 | 908.993 | 91.337 |  | 446282.129 | 283984.778 | 446282.129 | 283984.778 | EPA/CAMD | EPA/CAMD | EPA/CAMD | EPA/CAMD | EIA | EIA | -- | EPA/CAMD | EPA/CAMD | [14 empty] | 14888.478 | 0 | 75 | 29900 | 0 | 0 | 0 | 0 | 0 | 0 | 0 | 0 | 29975 | 0 | 0 | 29975 | 0 | 0 | 0.0025021 | 0.9975 | 0 | 0 | 0 | 0 | 0 | 0 | 0 | 0 | 1 | 0 | 0 | 1 | 0 | Yes |  | 10008.633 | 591.151 | 0.403 | 0.002 |  | https://www.google.com/maps/@?api=1&map_action=map&center=42.208100000000002%2C-83.145300000000006&zoom=17&basemap=satellite | 66796 | [118 empty] | 0.28 |  |  | 47 |  |  | 0.35 | 0.19 |  |  | 37 |  |  | 0.4 | 0.36 |  |  | 64 |  |  | 0.3 | 0.01 |  |  | 57 |  |  | 0.05 | 0.12 |  |  | 64 |  |  | 0.12 | 0.06 |  |  | 63 |  |  | 0.06 | 0.15 |  |  | 50 |  |  | 0.16 | 1.7819 | 0.13121 | Gas | FRS_110001680823
1539 | 2609 | 2021 | FL | Miami Dade County Resource Recovery Fac | 10062 | Florida Power & Light Co | 6452 | Covanta Southeast Florida Renewable Ltd | 50085 | IPP Non-CHP | Florida Power & Light Company | FPL | SERC | FRCC | FRCC All |  | 12 | 86 | Miami Dade | 25.8356 | -80.3566 | 4 | 2 | MSW | BIOMASS |  | 0.44509 | 77 | 0.59152 | Yes | [5 empty] | 7636465.299 | 3421637.581 | 7636465.299 | 3421637.581 | 300222 | 127859 | 1244.022 | 462.945 | 598.235 | 421042.78 | 516642.516 | 67787.06 | 437601.084 |  | 8.287 | 7.241 | 3.985 | 2804.876 | 1.721 | 0.226 | 2915.183 |  | 0.326 | 0.271 | 0.157 | 110.272 | 0.068 | 0.009 | 114.608 |  | 8.287 | 7.241 | 3.985 | 2804.876 | 1.721 | 0.226 | 2915.183 |  | 1244.022 | 462.945 | 598.235 | 750064.67 | 516642.516 | 67787.06 |  | 7636465.299 | 3421637.581 | 7636465.299 | 3421637.581 | EIA | EIA | EIA | EIA | EIA | EIA | -- | EIA | EIA |  |  |  | 329021.89 | [10 empty] | 25436.0611 | 0 | 0 | 12763.587 | 0 | 0 | 129354.63 | 0 | 0 | 0 | 158103.79 | 0 | 170867.377 | 129354.63 | 129354.63 | 300222.007 | 0 | 0 | 0 | 0.042514 | 0 | 0 | 0.43086 | 0 | 0 | 0 | 0.52662 | 0 | 0.56914 | 0.43086 | 0.43086 | 1 | 0 | [7 empty] | https://www.google.com/maps/@?api=1&map_action=map&center=25.835599999999999%2C-80.3566&zoom=17&basemap=satellite | 86464 | [118 empty] | 0.63 |  |  | 85 |  |  | 0.35 | 0.91 |  |  | 89 |  |  | 0.4 | 0.36 |  |  | 63 |  |  | 0.3 | 0.29 |  |  | 96 |  |  | 0.05 | 0.15 |  |  | 70 |  |  | 0.12 | 0.06 |  |  | 55 |  |  | 0.06 | 0.1 |  |  | 28 |  |  | 0.16 |  |  | Biomass | FRS_110022320683
1540 | 5297 | 2021 | MI | Zeeland | 1867 | City of Zeeland - (MI) | 21158 | City of Zeeland - (MI) | 21158 | Electric Utility | Midcontinent Independent Transmission System Operator, Inc.. | MISO | RFC | RFCM | RFC Michigan | MISO | 26 | 139 | Ottawa | 42.8067 | -86.0558 | 7 | 7 | NG | GAS |  | 8e-05 | 22.3 | 1 | [6 empty] | 7164 | 3136.001 | 7164 | 3136.001 | 16 | 7 | 6.401 | 2.779 | 0.008 | 418.697 | 26.482 | 4.251 | 419.661 |  | 800.125 | 794 | 0.95 | 52337.125 | 1.655 | 0.266 | 52457.685 |  | 1.787 | 1.772 | 0.002 | 116.889 | 0.004 | 0.001 | 117.158 |  | 800.125 | 794 | 0.95 | 52337.125 | 1.655 | 0.266 | 52457.685 |  | 6.401 | 2.779 | 0.008 | 418.697 | 26.482 | 4.251 |  | 7164 | 3136.001 | 7164 | 3136.001 | EIA | EIA | EIA | EIA | EIA | EIA | -- | EIA | EIA | [14 empty] | 447750 | 0 | 5.414 | 10.586 | 0 | 0 | 0 | 0 | 0 | 0 | 0 | 0 | 16 | 0 | 0 | 16 | 0 | 0 | 0.33837 | 0.66163 | 0 | 0 | 0 | 0 | 0 | 0 | 0 | 0 | 1 | 0 | 0 | 1 | 0 | [7 empty] | https://www.google.com/maps/@?api=1&map_action=map&center=42.806699999999999%2C-86.055800000000005&zoom=17&basemap=satellite | 43608 | [118 empty] | 0.29 |  |  | 49 |  |  | 0.35 | 0.32 |  |  | 52 |  |  | 0.4 | 0.23 |  |  | 43 |  |  | 0.3 | 0.03 |  |  | 68 |  |  | 0.05 | 0.1 |  |  | 57 |  |  | 0.12 | 0.06 |  |  | 58 |  |  | 0.06 | 0.15 |  |  | 48 |  |  | 0.16 | 0.0021256 | 0.012652 | Gas | FRS_110001844014
1541 | 2616 | 2021 | FL | Mulberry Cogeneration Facility | 54426 | Duke Energy Florida, Inc | 6455 | Northern Star Generation Services Co LLC | 49901 | IPP CHP | Duke Energy Florida Inc | FPC | SERC | FRCC | FRCC All |  | 12 | 105 | Polk | 27.8489 | -81.8775 | 1 | 2 | NG | GAS |  | 0.36477 | 125.3 | 0.72538 |  | Yes | 248676.8 | 5.495 | 0.87991 |  | 3081744.481 | 1410826.908 | 3081744.481 | 1410826.908 | 400384 | 184447 | 64.66 | 28.303 | 0.925 | 183146.14 | 6740.289 | 674.029 | 183330.824 |  | 0.323 | 0.307 | 0.005 | 914.852 | 0.017 | 0.002 | 915.775 |  | 0.042 | 0.04 | 0.001 | 118.859 | 0.002 | 0 | 118.979 |  | 0.323 | 0.307 | 0.005 | 914.852 | 0.017 | 0.002 | 915.775 |  | 73.485 | 32.166 | 1.051 | 208142.761 | 7660.234 | 766.023 |  | 3502355.028 | 1603383.001 | 3502355.028 | 1603383.001 | EPA/CAMD | EPA/CAMD | EPA/CAMD | EPA/CAMD | EIA | EIA | -- | EPA/CAMD | EPA/CAMD | [6 empty] | 420610.547 | 192556.093 | 8.825 | 3.863 | 0.126 | 24996.621 | 919.945 | 91.995 | 7696.9721 | 0 | 0 | 400384 | 0 | 0 | 0 | 0 | 0 | 0 | 0 | 0 | 400384 | 0 | 0 | 400384 | 0 | 0 | 0 | 1 | 0 | 0 | 0 | 0 | 0 | 0 | 0 | 0 | 1 | 0 | 0 | 1 | 0 | Yes |  | 3180848.825 | 189037.176 | 74.375 | 0.954 |  | https://www.google.com/maps/@?api=1&map_action=map&center=27.8489%2C-81.877499999999998&zoom=17&basemap=satellite | 3676 | [118 empty] | 0.29 |  |  | 49 |  |  | 0.35 | 0.28 |  |  | 49 |  |  | 0.4 | 0.29 |  |  | 53 |  |  | 0.3 | 0.01 |  |  | 0 |  |  | 0.05 | 0.09 |  |  | 53 |  |  | 0.12 | 0.04 |  |  | 35 |  |  | 0.06 | 0.2 |  |  | 67 |  |  | 0.16 | 10.0321 | 0.049922 | Gas | FRS_110017409393
1542 | 5101 | 2021 | MI | Dafter | 1868 | American Transmission Co | 659 | Cloverland Electric Co-op | 3828 | Electric Utility | Midcontinent Independent Transmission System Operator, Inc.. | MISO | RFC | RFCW | RFC West | MISO | 26 | 33 | Chippewa | 46.3744 | -84.4172 | 8 | 8 | DFO | OIL |  | 0.00111 | 16 | 1 | [6 empty] | 5350 | 2375 | 5350 | 2375 | 156 | 69 | 8.042 | 3.568 | 0.776 | 436.896 | 35.384 | 7.077 | 438.393 |  | 103.103 | 103.42 | 9.949 | 5601.231 | 0.227 | 0.045 | 5620.42 |  | 3.006 | 3.005 | 0.29 | 163.326 | 0.007 | 0.001 | 163.885 |  | 103.103 | 103.42 | 9.949 | 5601.231 | 0.227 | 0.045 | 5620.42 |  | 8.042 | 3.568 | 0.776 | 436.896 | 35.384 | 7.077 |  | 5350 | 2375 | 5350 | 2375 | EIA | EIA | EIA | EIA | EIA | EIA | -- | EIA | EIA | [14 empty] | 34294.8718 | 0 | 156 | 0 | 0 | 0 | 0 | 0 | 0 | 0 | 0 | 0 | 156 | 0 | 0 | 156 | 0 | 0 | 1 | 0 | 0 | 0 | 0 | 0 | 0 | 0 | 0 | 0 | 1 | 0 | 0 | 1 | 0 | [7 empty] | https://www.google.com/maps/@?api=1&map_action=map&center=46.374369999999999%2C-84.417230000000004&zoom=17&basemap=satellite | 1108 | [118 empty] | 0.26 |  |  | 44 |  |  | 0.35 | 0.21 |  |  | 40 |  |  | 0.4 | 0.31 |  |  | 56 |  |  | 0.3 | 0 |  |  | 0 |  |  | 0.05 | 0.08 |  |  | 47 |  |  | 0.12 | 0.02 |  |  | 25 |  |  | 0.06 | 0.21 |  |  | 72 |  |  | 0.16 | 0.54405 | 0 | Oil | FRS_110028026525
1543 | 2620 | 2021 | FL | Okeechobee Clean Energy Center | 60345 | Florida Power & Light Co | 6452 | Florida Power & Light Co | 6452 | Electric Utility | Florida Power & Light Company | FPL | SERC | FRCC | FRCC All |  | 12 | 93 | Okeechobee | 27.6342 | -80.7911 | 3 | 4 | NG | GAS |  | 0.6079 | 1723.1 | 0.32017 | [6 empty] | 55315438.49 | 23339076.73 | 55315438.49 | 23339076.73 | 9175823 | 3893488 | 192.497 | 81.262 | 16.609 | 3288019.206 | 128895.717 | 12911.193 | 3291554.17 |  | 0.042 | 0.042 | 0.004 | 716.67 | 0.014 | 0.001 | 717.441 |  | 0.007 | 0.007 | 0.001 | 118.883 | 0.002 | 0 | 119.01 |  | 0.042 | 0.042 | 0.004 | 716.67 | 0.014 | 0.001 | 717.441 |  | 192.497 | 81.262 | 16.609 | 3288019.206 | 128895.717 | 12911.193 |  | 55315438.49 | 23339076.73 | 55315438.49 | 23339076.73 | EPA/CAMD | EPA/CAMD | EPA/CAMD | EPA/CAMD | EIA | EIA | -- | EPA/CAMD | EPA/CAMD | [14 empty] | 6028.3899 | 0 | 5111.351 | 9170711.6 | 0 | 0 | 0 | 0 | 0 | 0 | 0 | 0 | 9175822.951 | 0 | 0 | 9175822.951 | 0 | 0 | 0.00055705 | 0.99944 | 0 | 0 | 0 | 0 | 0 | 0 | 0 | 0 | 1 | 0 | 0 | 1 | 0 | Yes |  | 59747080.43 | 3551439.096 | 210.617 | 17.941 |  | https://www.google.com/maps/@?api=1&map_action=map&center=27.634167000000001%2C-80.791111000000001&zoom=17&basemap=satellite | 9 | [118 empty] | 0.23 |  |  | 38 |  |  | 0.35 | 0.23 |  |  | 43 |  |  | 0.4 | 0.22 |  |  | 41 |  |  | 0.3 | 0 |  |  | 0 |  |  | 0.05 | 0.11 |  |  | 58 |  |  | 0.12 | 0.06 |  |  | 63 |  |  | 0.06 | 0.19 |  |  | 64 |  |  | 0.16 | 179.0222 | 0.037823 | Gas | FRS_110070396288
1544 | 5269 | 2021 | MI | Tower | 1873 | Wolverine Power Supply Coop | 20910 | Wolverine Power Supply Coop | 20910 | Electric Utility | Midcontinent Independent Transmission System Operator, Inc.. | MISO | RFC | RFCM | RFC Michigan | MISO | 26 | 31 | Cheboygan | 45.3628 | -84.295 | 1 | 1 | DFO | OIL |  | 0.00131 | 21.3 | 1 | [6 empty] | 3557 | 1579 | 3557 | 1579 | 245 | 109 | 1.581 | 0.702 | 0.546 | 290.475 | 23.526 | 4.705 | 291.47 |  | 12.906 | 12.881 | 4.461 | 2371.224 | 0.096 | 0.019 | 2379.348 |  | 0.889 | 0.889 | 0.307 | 163.326 | 0.007 | 0.001 | 163.885 |  | 12.906 | 12.881 | 4.461 | 2371.224 | 0.096 | 0.019 | 2379.348 |  | 1.581 | 0.702 | 0.546 | 290.475 | 23.526 | 4.705 |  | 3557 | 1579 | 3557 | 1579 | EIA | EIA | EIA | EIA | EIA | EIA | -- | EIA | EIA | [14 empty] | 14518.3674 | 0 | 245 | 0 | 0 | 0 | 0 | 0 | 0 | 0 | 0 | 0 | 245 | 0 | 0 | 245 | 0 | 0 | 1 | 0 | 0 | 0 | 0 | 0 | 0 | 0 | 0 | 0 | 1 | 0 | 0 | 1 | 0 | [7 empty] | https://www.google.com/maps/@?api=1&map_action=map&center=45.362819999999999%2C-84.294970000000006&zoom=17&basemap=satellite | 1044 | [118 empty] | 0.24 |  |  | 41 |  |  | 0.35 | 0.08 |  |  | 20 |  |  | 0.4 | 0.41 |  |  | 70 |  |  | 0.3 | 0 |  |  | 0 |  |  | 0.05 | 0.17 |  |  | 75 |  |  | 0.12 | 0.02 |  |  | 18 |  |  | 0.06 | 0.18 |  |  | 61 |  |  | 0.16 | 0.016726 | 0.2742 | Oil | FRS_110028030556
1545 | 2622 | 2021 | FL | Okeelanta Cogeneration | 54627 | Florida Power & Light Co | 6452 | New Hope Power Company | 13492 | IPP CHP | Florida Power & Light Company | FPL | SERC | FRCC | FRCC All |  | 12 | 99 | Palm Beach | 26.5769 | -80.7469 | 3 | 2 | AB | BIOMASS |  | 0.03554 | 128.9 | 1 | Yes | Yes | 6400576 | 0.021 | 0.027742 |  | 246269.343 | 63506.061 | 246269.343 | 63506.061 | 40133.391 | 14641.391 | 17.422 | 4.502 | 2.797 | 1346.172 | 15799.633 | 2072.115 | 1852.412 |  | 0.868 | 0.615 | 0.139 | 67.085 | 0.394 | 0.052 | 92.313 |  | 0.141 | 0.142 | 0.023 | 10.933 | 0.064 | 0.008 | 15.044 |  | 0.868 | 0.615 | 0.139 | 67.085 | 0.394 | 0.052 | 92.313 |  | 627.978 | 162.29 | 100.827 | 1096696.021 | 569513.217 | 74691.41 |  | 8877019.176 | 2289138.036 | 8877019.176 | 2289138.036 | EIA | EIA | EIA | EIA | EIA | EIA | -- | EIA | EIA |  |  |  | 1048171.945 |  |  | 8630749.833 | 2225631.975 | 610.556 | 157.788 | 98.03 | 47177.905 | 553713.584 | 72619.295 | 6136.2705 | 0 | 0 | 3664.193 | 0 | 0 | 36469.198 | 0 | 0 | 0 | 0 | 0 | 3664.193 | 36469.198 | 36469.198 | 40133.391 | 0 | 0 | 0 | 0.0913 | 0 | 0 | 0.9087 | 0 | 0 | 0 | 0 | 0 | 0.0913 | 0.9087 | 0.9087 | 1 | 0 | [7 empty] | https://www.google.com/maps/@?api=1&map_action=map&center=26.576899999999998%2C-80.746899999999997&zoom=17&basemap=satellite | 0 | [121 empty] | 0 |  |  | 0.35 |  |  |  | 0 |  |  | 0.4 |  |  |  | 0 |  |  | 0.3 |  |  |  | 0 |  |  | 0.05 |  |  |  | 0 |  |  | 0.12 |  |  |  | 0 |  |  | 0.06 |  |  |  | 0 |  |  | 0.16 |  |  | Biomass | FRS_110012338684
1546 | 5081 | 2021 | MI | Caro | 1874 | Thumb Electric Coop of Mich | 18895 | Thumb Electric Coop of Mich | 18895 | Electric Utility | Midcontinent Independent Transmission System Operator, Inc.. | MISO | RFC | RFCM | RFC Michigan | MISO | 26 | 157 | Tuscola | 43.4659 | -83.3278 | 6 | 6 | DFO | OIL |  | 0 | 9.4 | [11 empty] | 0 | 0 | 0 |  | 0 | 0 | [45 empty] | -- | [17 empty] | 0 | 0 | 0 | 0 | 0 | 0 | 0 | 0 | 0 | 0 | 0 | 0 | 0 | 0 | 0 | 0 | [23 empty] | https://www.google.com/maps/@?api=1&map_action=map&center=43.465899999999998%2C-83.327799999999996&zoom=17&basemap=satellite | 2027 | [118 empty] | 0.14 |  |  | 18 |  |  | 0.35 | 0.05 |  |  | 14 |  |  | 0.4 | 0.22 |  |  | 41 |  |  | 0.3 | 0 |  |  | 0 |  |  | 0.05 | 0.1 |  |  | 56 |  |  | 0.12 | 0.05 |  |  | 51 |  |  | 0.06 | 0.18 |  |  | 59 |  |  | 0.16 |  |  | Oil | FRS_110001846762
1547 | 2623 | 2021 | FL | Oleander Power Project | 55286 | Florida Power & Light Co | 6452 | Oleander Holdings LLC | 61905 | IPP Non-CHP | Florida Power & Light Company | FPL | SERC | FRCC | FRCC All |  | 12 | 9 | Brevard | 28.3661 | -80.7947 | 5 | 5 | NG | GAS |  | 0.02501 | 994.4 | 1 | [6 empty] | 2246842.054 | 1495655.908 | 2246842.054 | 1495655.908 | 217898.002 | 145047.999 | 29.495 | 19.381 | 0.674 | 133527.619 | 5189.54 | 518.954 | 133669.812 |  | 0.271 | 0.267 | 0.006 | 1225.597 | 0.024 | 0.002 | 1226.903 |  | 0.026 | 0.026 | 0.001 | 118.858 | 0.002 | 0 | 118.985 |  | 0.271 | 0.267 | 0.006 | 1225.597 | 0.024 | 0.002 | 1226.903 |  | 29.495 | 19.381 | 0.674 | 133527.619 | 5189.54 | 518.954 |  | 2246842.054 | 1495655.908 | 2246842.054 | 1495655.908 | EPA/CAMD | EPA/CAMD | EPA/CAMD | EPA/CAMD | EIA | EIA | -- | EPA/CAMD | EPA/CAMD | [14 empty] | 10311.4395 | 0 | 0 | 217898 | 0 | 0 | 0 | 0 | 0 | 0 | 0 | 0 | 217898 | 0 | 0 | 217898 | 0 | 0 | 0 | 1 | 0 | 0 | 0 | 0 | 0 | 0 | 0 | 0 | 1 | 0 | 0 | 1 | 0 | Yes |  | 4326935.037 | 257438.151 | 73.555 | 8.109 |  | https://www.google.com/maps/@?api=1&map_action=map&center=28.366099999999999%2C-80.794700000000006&zoom=17&basemap=satellite | 24061 | [118 empty] | 0.42 |  |  | 66 |  |  | 0.35 | 0.38 |  |  | 58 |  |  | 0.4 | 0.45 |  |  | 75 |  |  | 0.3 | 0.01 |  |  | 58 |  |  | 0.05 | 0.15 |  |  | 71 |  |  | 0.12 | 0.05 |  |  | 49 |  |  | 0.06 | 0.2 |  |  | 66 |  |  | 0.16 | 2.1573 | 0.043953 | Gas | FRS_110008989737
1548 | 5274 | 2021 | MI | Ubly | 1875 | Thumb Electric Coop of Mich | 18895 | Thumb Electric Coop of Mich | 18895 | Electric Utility | Midcontinent Independent Transmission System Operator, Inc.. | MISO | RFC | RFCM | RFC Michigan | MISO | 26 | 63 | Huron | 43.7217 | -82.9388 | 9 | 9 | DFO | OIL |  | 0.00016 | 12.4 | 1 | [6 empty] | 195.001 | 79.998 | 195.001 | 79.998 | 17.64 | 7.784 | 0.214 | 0.084 | 0.02 | 15.925 | 1.034 | 0.194 | 15.967 |  | 24.263 | 21.583 | 2.245 | 1805.556 | 0.059 | 0.011 | 1810.298 |  | 2.195 | 2.1 | 0.203 | 163.332 | 0.005 | 0.001 | 163.762 |  | 24.263 | 21.583 | 2.245 | 1805.556 | 0.059 | 0.011 | 1810.298 |  | 0.214 | 0.084 | 0.02 | 15.925 | 1.034 | 0.194 |  | 195.001 | 79.998 | 195.001 | 79.998 | EIA | EIA | EIA | EIA | EIA | EIA | -- | EIA | EIA | [14 empty] | 11054.4785 | 0 | 12.295 | 5.345 | 0 | 0 | 0 | 0 | 0 | 0 | 0 | 0 | 17.64 | 0 | 0 | 17.64 | 0 | 0 | 0.697 | 0.303 | 0 | 0 | 0 | 0 | 0 | 0 | 0 | 0 | 1 | 0 | 0 | 1 | 0 | [7 empty] | https://www.google.com/maps/@?api=1&map_action=map&center=43.721699999999998%2C-82.938800000000001&zoom=17&basemap=satellite | 1447 | [118 empty] | 0.16 |  |  | 22 |  |  | 0.35 | 0.01 |  |  | 5 |  |  | 0.4 | 0.3 |  |  | 54 |  |  | 0.3 | 0 |  |  | 0 |  |  | 0.05 | 0.07 |  |  | 42 |  |  | 0.12 | 0.08 |  |  | 73 |  |  | 0.06 | 0.18 |  |  | 60 |  |  | 0.16 |  |  | Oil | FRS_110028030583
1549 | 2625 | 2021 | FL | Orange Cogeneration Facility | 54365 | Duke Energy Florida, Inc | 6455 | Northern Star Generation Services Co LLC | 49901 | IPP CHP | Duke Energy Florida Inc | FPC | SERC | FRCC | FRCC All |  | 12 | 105 | Polk | 27.8708 | -81.8251 | 2 | 3 | NG | GAS |  | 0.32311 | 136.6 | 0.79482 |  | Yes | 261426.4 | 5.048 | 0.87064 |  | 2738457.921 | 1152510.363 | 2738457.921 | 1152510.363 | 386633.27 | 162265.48 | 72.38 | 30.368 | 0.822 | 162743.274 | 6036.824 | 603.682 | 162908.683 |  | 0.374 | 0.374 | 0.004 | 841.848 | 0.016 | 0.002 | 842.704 |  | 0.053 | 0.053 | 0.001 | 118.858 | 0.002 | 0 | 118.978 |  | 0.374 | 0.374 | 0.004 | 841.848 | 0.016 | 0.002 | 842.704 |  | 83.135 | 34.88 | 0.944 | 186924.496 | 6933.806 | 693.381 |  | 3145351.903 | 1323756.204 | 3145351.903 | 1323756.204 | EPA/CAMD | EPA/CAMD | EPA/CAMD | EPA/CAMD | EIA | EIA | -- | EPA/CAMD | EPA/CAMD | [6 empty] | 406893.982 | 171245.841 | 10.755 | 4.512 | 0.122 | 24181.222 | 896.982 | 89.698 | 7082.8305 | 0 | 0 | 386633.27 | 0 | 0 | 0 | 0 | 0 | 0 | 0 | 0 | 386633.27 | 0 | 0 | 386633.27 | 0 | 0 | 0 | 1 | 0 | 0 | 0 | 0 | 0 | 0 | 0 | 0 | 1 | 0 | 0 | 1 | 0 | Yes |  | 3152160.272 | 187327.488 | 83.733 | 0.946 |  | https://www.google.com/maps/@?api=1&map_action=map&center=27.870819999999998%2C-81.825061000000005&zoom=17&basemap=satellite | 16153 | [118 empty] | 0.43 |  |  | 67 |  |  | 0.35 | 0.43 |  |  | 62 |  |  | 0.4 | 0.43 |  |  | 72 |  |  | 0.3 | 0.04 |  |  | 71 |  |  | 0.05 | 0.1 |  |  | 56 |  |  | 0.12 | 0.07 |  |  | 70 |  |  | 0.06 | 0.15 |  |  | 48 |  |  | 0.16 | 7.3285 | 0.035233 | Gas | FRS_110002394597
1550 | 5141 | 2021 | MI | George Johnson | 1877 | Wolverine Power Supply Coop | 20910 | Wolverine Power Supply Coop | 20910 | Electric Utility | Midcontinent Independent Transmission System Operator, Inc.. | MISO | RFC | RFCM | RFC Michigan | MISO | 26 | 133 | Osceola | 43.8393 | -85.426 | 3 | 3 | NG | GAS |  | 0.0831 | 51 | 1 | [6 empty] | 409793 | 177981 | 409793 | 177981 | 37125 | 16124 | 62.326 | 27.07 | 0.655 | 23950.158 | 903.44 | 90.344 | 23974.912 |  | 3.358 | 3.358 | 0.035 | 1290.244 | 0.024 | 0.002 | 1291.578 |  | 0.304 | 0.304 | 0.003 | 116.889 | 0.002 | 0 | 117.01 |  | 3.358 | 3.358 | 0.035 | 1290.244 | 0.024 | 0.002 | 1291.578 |  | 62.326 | 27.07 | 0.655 | 23950.158 | 903.44 | 90.344 |  | 409793 | 177981 | 409793 | 177981 | EIA | EIA | EIA | EIA | EIA | EIA | -- | EIA | EIA | [14 empty] | 11038.1953 | 0 | 0 | 37125 | 0 | 0 | 0 | 0 | 0 | 0 | 0 | 0 | 37125 | 0 | 0 | 37125 | 0 | 0 | 0 | 1 | 0 | 0 | 0 | 0 | 0 | 0 | 0 | 0 | 1 | 0 | 0 | 1 | 0 | [7 empty] | https://www.google.com/maps/@?api=1&map_action=map&center=43.839300000000001%2C-85.426000000000002&zoom=17&basemap=satellite | 1669 | [118 empty] | 0.22 |  |  | 37 |  |  | 0.35 | 0.06 |  |  | 17 |  |  | 0.4 | 0.37 |  |  | 65 |  |  | 0.3 | 0 |  |  | 0 |  |  | 0.05 | 0.12 |  |  | 63 |  |  | 0.12 | 0.05 |  |  | 45 |  |  | 0.06 | 0.28 |  |  | 86 |  |  | 0.16 | 0.1256 | 0.012103 | Gas | FRS_110028027855
1551 | 2626 | 2021 | FL | Orlando CoGen | 54466 | Duke Energy Florida, Inc | 6455 | Orlando CoGen Ltd LP | 14184 | IPP CHP | Duke Energy Florida Inc | FPC | SERC | FRCC | FRCC All |  | 12 | 95 | Orange | 28.4426 | -81.4123 | 1 | 1 | NG | GAS |  | 0.9519 | 122.4 | 0 |  | Yes | 391444.8 | 8.899 | 0.92227 |  | 7527029.083 | 3279243.174 | 7527029.083 | 3279243.174 | 1020652 | 438380 | 191.941 | 83.363 | 2.259 | 447324.127 | 16968.333 | 1696.833 | 447789.06 |  | 0.376 | 0.38 | 0.004 | 876.546 | 0.017 | 0.002 | 877.457 |  | 0.051 | 0.051 | 0.001 | 118.858 | 0.002 | 0 | 118.982 |  | 0.376 | 0.38 | 0.004 | 876.546 | 0.017 | 0.002 | 877.457 |  | 208.118 | 90.389 | 2.449 | 485024.022 | 18398.402 | 1839.84 |  | 8161397.286 | 3555613.516 | 8161397.286 | 3555613.516 | EPA/CAMD | EPA/CAMD | EPA/CAMD | EPA/CAMD | EIA | EIA | -- | EPA/CAMD | EPA/CAMD | [6 empty] | 634368.203 | 276370.342 | 16.177 | 7.026 | 0.19 | 37699.895 | 1430.069 | 143.007 | 7374.7262 | 0 | 0 | 1020652 | 0 | 0 | 0 | 0 | 0 | 0 | 0 | 0 | 1020652 | 0 | 0 | 1020652 | 0 | 0 | 0 | 1 | 0 | 0 | 0 | 0 | 0 | 0 | 0 | 0 | 1 | 0 | 0 | 1 | 0 | Yes |  | 8144113.425 | 483993.019 | 222.802 | 2.443 |  | https://www.google.com/maps/@?api=1&map_action=map&center=28.442623000000001%2C-81.412343000000007&zoom=17&basemap=satellite | 65389 | [118 empty] | 0.7 |  |  | 90 |  |  | 0.35 | 0.84 |  |  | 85 |  |  | 0.4 | 0.57 |  |  | 85 |  |  | 0.3 | 0.19 |  |  | 92 |  |  | 0.05 | 0.21 |  |  | 81 |  |  | 0.12 | 0.06 |  |  | 62 |  |  | 0.06 | 0.11 |  |  | 31 |  |  | 0.16 | 43.8273 | 0.092421 | Gas | FRS_110005626723
1552 | 5089 | 2021 | MI | Claude Vandyke | 1880 | Wolverine Power Supply Coop | 20910 | Wolverine Power Supply Coop | 20910 | Electric Utility | Midcontinent Independent Transmission System Operator, Inc.. | MISO | RFC | RFCM | RFC Michigan | MISO | 26 | 5 | Allegan | 42.731 | -85.8551 | 1 | 1 | NG | GAS |  | 0.02349 | 24.8 | 1 | [6 empty] | 74435 | 32329 | 74435 | 32329 | 5104 | 2217 | 11.162 | 4.848 | 0.119 | 4350.319 | 164.101 | 16.41 | 4354.815 |  | 4.374 | 4.373 | 0.047 | 1704.67 | 0.032 | 0.003 | 1706.432 |  | 0.3 | 0.3 | 0.003 | 116.889 | 0.002 | 0 | 117.01 |  | 4.374 | 4.373 | 0.047 | 1704.67 | 0.032 | 0.003 | 1706.432 |  | 11.162 | 4.848 | 0.119 | 4350.319 | 164.101 | 16.41 |  | 74435 | 32329 | 74435 | 32329 | EIA | EIA | EIA | EIA | EIA | EIA | -- | EIA | EIA | [14 empty] | 14583.6599 | 0 | 0 | 5104 | 0 | 0 | 0 | 0 | 0 | 0 | 0 | 0 | 5104 | 0 | 0 | 5104 | 0 | 0 | 0 | 1 | 0 | 0 | 0 | 0 | 0 | 0 | 0 | 0 | 1 | 0 | 0 | 1 | 0 | [7 empty] | https://www.google.com/maps/@?api=1&map_action=map&center=42.731000000000002%2C-85.855099999999993&zoom=17&basemap=satellite | 4074 | [118 empty] | 0.11 |  |  | 12 |  |  | 0.35 | 0.03 |  |  | 8 |  |  | 0.4 | 0.2 |  |  | 36 |  |  | 0.3 | 0 |  |  | 0 |  |  | 0.05 | 0.05 |  |  | 34 |  |  | 0.12 | 0.07 |  |  | 71 |  |  | 0.06 | 0.13 |  |  | 42 |  |  | 0.16 | 0.026901 | 0.013899 | Gas | FRS_110001844513
1553 | 2627 | 2021 | FL | Osceola | 55192 | Duke Energy Florida, Inc | 6455 | Orlando Utilities Comm | 14610 | Electric Utility | Duke Energy Florida Inc | FPC | SERC | FRCC | FRCC All |  | 12 | 97 | Osceola | 28.1289 | -81.0978 | 3 | 3 | NG | GAS |  | 0 | 580 | [8 empty] | 0 |  | 0 |  |  | 0 |  | 0 | 0 | [36 empty] | 0 |  | 0 | [6 empty] | -- |  | EPA/CAMD | [47 empty] | Yes |  | 143782.308 | 8566.966 | 10.152 | 0.553 |  | https://www.google.com/maps/@?api=1&map_action=map&center=28.128900000000002%2C-81.097800000000007&zoom=17&basemap=satellite | 983 | [118 empty] | 0.27 |  |  | 47 |  |  | 0.35 | 0.23 |  |  | 43 |  |  | 0.4 | 0.32 |  |  | 57 |  |  | 0.3 | 0 |  |  | 0 |  |  | 0.05 | 0.17 |  |  | 74 |  |  | 0.12 | 0.01 |  |  | 14 |  |  | 0.06 | 0.15 |  |  | 47 |  |  | 0.16 |  |  | Gas | FRS_
1554 | 5278 | 2021 | MI | Vestaburg | 1881 | Wolverine Power Supply Coop | 20910 | Wolverine Power Supply Coop | 20910 | Electric Utility | Midcontinent Independent Transmission System Operator, Inc.. | MISO | RFC | RFCM | RFC Michigan | MISO | 26 | 117 | Montcalm | 43.4016 | -84.9141 | 1 | 1 | NG | GAS |  | 0.01399 | 23.7 | 1 | [6 empty] | 46347 | 20129 | 46347 | 20129 | 2905 | 1262 | 7.062 | 3.067 | 0.074 | 2708.729 | 102.178 | 10.218 | 2711.529 |  | 4.862 | 4.861 | 0.051 | 1864.874 | 0.035 | 0.004 | 1866.801 |  | 0.305 | 0.305 | 0.003 | 116.889 | 0.002 | 0 | 117.01 |  | 4.862 | 4.861 | 0.051 | 1864.874 | 0.035 | 0.004 | 1866.801 |  | 7.062 | 3.067 | 0.074 | 2708.729 | 102.178 | 10.218 |  | 46347 | 20129 | 46347 | 20129 | EIA | EIA | EIA | EIA | EIA | EIA | -- | EIA | EIA | [14 empty] | 15954.2169 | 0 | 0 | 2905 | 0 | 0 | 0 | 0 | 0 | 0 | 0 | 0 | 2905 | 0 | 0 | 2905 | 0 | 0 | 0 | 1 | 0 | 0 | 0 | 0 | 0 | 0 | 0 | 0 | 1 | 0 | 0 | 1 | 0 | [7 empty] | https://www.google.com/maps/@?api=1&map_action=map&center=43.401600000000002%2C-84.914100000000005&zoom=17&basemap=satellite | 2248 | [118 empty] | 0.21 |  |  | 34 |  |  | 0.35 | 0.03 |  |  | 8 |  |  | 0.4 | 0.39 |  |  | 68 |  |  | 0.3 | 0 |  |  | 0 |  |  | 0.05 | 0.12 |  |  | 61 |  |  | 0.12 | 0.07 |  |  | 68 |  |  | 0.06 | 0.19 |  |  | 63 |  |  | 0.16 | 0.019263 | 0.016492 | Gas | FRS_110001847841
1555 | 2629 | 2021 | FL | Osprey Energy Center | 55412 | Tampa Electric Co | 18454 | Duke Energy Florida, LLC | 6455 | Electric Utility | Tampa Electric Company | TEC | SERC | FRCC | FRCC All |  | 12 | 105 | Polk | 28.0525 | -81.8083 | 2 | 3 | NG | GAS |  | 0.42891 | 644.2 | 0.61849 | [6 empty] | 17505848.23 | 11007990.86 | 17505848.23 | 11007990.86 | 2420414 | 1520336 | 102.641 | 63.089 | 5.252 | 1040344.649 | 38859.951 | 3885.995 | 1041409.412 |  | 0.085 | 0.083 | 0.004 | 859.642 | 0.016 | 0.002 | 860.522 |  | 0.012 | 0.011 | 0.001 | 118.857 | 0.002 | 0 | 118.978 |  | 0.085 | 0.083 | 0.004 | 859.642 | 0.016 | 0.002 | 860.522 |  | 102.641 | 63.089 | 5.252 | 1040344.649 | 38859.951 | 3885.995 |  | 17505848.23 | 11007990.86 | 17505848.23 | 11007990.86 | EPA/CAMD | EPA/CAMD | EPA/CAMD | EPA/CAMD | EIA | EIA | -- | EPA/CAMD | EPA/CAMD | [14 empty] | 7232.5843 | 0 | 0 | 2420414 | 0 | 0 | 0 | 0 | 0 | 0 | 0 | 0 | 2420414 | 0 | 0 | 2420414 | 0 | 0 | 0 | 1 | 0 | 0 | 0 | 0 | 0 | 0 | 0 | 0 | 1 | 0 | 0 | 1 | 0 | Yes |  | 13731667.72 | 816053.484 | 73.911 | 4.12 |  | https://www.google.com/maps/@?api=1&map_action=map&center=28.052499999999998%2C-81.808300000000003&zoom=17&basemap=satellite | 32530 | [118 empty] | 0.39 |  |  | 63 |  |  | 0.35 | 0.34 |  |  | 54 |  |  | 0.4 | 0.44 |  |  | 74 |  |  | 0.3 | 0.05 |  |  | 75 |  |  | 0.05 | 0.2 |  |  | 80 |  |  | 0.12 | 0.06 |  |  | 59 |  |  | 0.06 | 0.18 |  |  | 61 |  |  | 0.16 | 78.0948 | 0.065912 | Gas | FRS_110012174627
1556 | 5594 | 2021 | MN | Laskin Energy Center | 1891 | ALLETE, Inc. | 12647 | ALLETE, Inc. | 12647 | Electric Utility | Midcontinent Independent Transmission System Operator, Inc.. | MISO | MRO | MROW | MRO West | MISO | 27 | 137 | St Louis | 47.5306 | -92.1619 | 2 | 2 | NG | GAS |  | 0.08873 | 116 | 1 | [6 empty] | 1300462.748 | 1035781.888 | 1300462.748 | 1035781.888 | 90166 | 70409 | 75.315 | 62.937 | 1.092 | 77285.692 | 3041.559 | 304.156 | 77369.031 |  | 1.671 | 1.788 | 0.024 | 1714.298 | 0.034 | 0.003 | 1716.146 |  | 0.116 | 0.122 | 0.002 | 118.859 | 0.002 | 0 | 118.987 |  | 1.671 | 1.788 | 0.024 | 1714.298 | 0.034 | 0.003 | 1716.146 |  | 75.315 | 62.937 | 1.092 | 77285.692 | 3041.559 | 304.156 |  | 1300462.748 | 1035781.888 | 1300462.748 | 1035781.888 | EPA/CAMD | EPA/CAMD | EPA/CAMD | EPA/CAMD | EIA | EIA | -- | EPA/CAMD | EPA/CAMD | [14 empty] | 14422.9837 | 0 | 0 | 90166 | 0 | 0 | 0 | 0 | 0 | 0 | 0 | 0 | 90166 | 0 | 0 | 90166 | 0 | 0 | 0 | 1 | 0 | 0 | 0 | 0 | 0 | 0 | 0 | 0 | 1 | 0 | 0 | 1 | 0 | Yes |  | 1680001.308 | 99838.998 | 95.36 | 1.412 |  | https://www.google.com/maps/@?api=1&map_action=map&center=47.5306%2C-92.161900000000003&zoom=17&basemap=satellite | 2132 | [118 empty] | 0.12 |  |  | 13 |  |  | 0.35 | 0.02 |  |  | 7 |  |  | 0.4 | 0.21 |  |  | 38 |  |  | 0.3 | 0 |  |  | 0 |  |  | 0.05 | 0.03 |  |  | 22 |  |  | 0.12 | 0.02 |  |  | 22 |  |  | 0.06 | 0.25 |  |  | 81 |  |  | 0.16 | 0.049748 | 0.0060399 | Gas | FRS_110007372100
1557 | 2632 | 2021 | FL | Palm Beach Renewable Energy Facility 1 | 50071 | Florida Power & Light Co | 6452 | Solid Waste Authority of Palm Beach Co | 17445 | Commercial Non-CHP | Florida Power & Light Company | FPL | SERC | FRCC | FRCC All |  | 12 | 99 | Palm Beach | 26.7714 | -80.1419 | 2 | 1 | MSW | BIOMASS |  | 0.63538 | 62.3 | 0.27437 | Yes | [5 empty] | 6090777.948 | 2811517.054 | 6090777.948 | 2811517.054 | 346757 | 155608 | 565.529 | 261.892 | 117.405 | 334966.558 | 428763.916 | 56274.328 | 348710.982 |  | 3.262 | 3.366 | 0.677 | 1931.996 | 1.236 | 0.162 | 2011.27 |  | 0.186 | 0.186 | 0.039 | 109.991 | 0.07 | 0.009 | 114.505 |  | 3.262 | 3.366 | 0.677 | 1931.996 | 1.236 | 0.162 | 2011.27 |  | 565.529 | 261.892 | 117.405 | 608389.588 | 428763.916 | 56274.328 |  | 6090777.948 | 2811517.054 | 6090777.948 | 2811517.054 | EIA | EIA | EIA | EIA | EIA | EIA | -- | EIA | EIA |  |  |  | 273423.03 | [10 empty] | 17564.9744 | 0 | 0 | 769.786 | 0 | 0 | 155696.96 | 0 | 0 | 0 | 190290.26 | 0 | 191060.046 | 155696.96 | 155696.96 | 346757.006 | 0 | 0 | 0 | 0.00222 | 0 | 0 | 0.44901 | 0 | 0 | 0 | 0.54877 | 0 | 0.55099 | 0.44901 | 0.44901 | 1 | 0 | [7 empty] | https://www.google.com/maps/@?api=1&map_action=map&center=26.771388999999999%2C-80.141943999999995&zoom=17&basemap=satellite | 28352 | [118 empty] | 0.46 |  |  | 71 |  |  | 0.35 | 0.63 |  |  | 74 |  |  | 0.4 | 0.29 |  |  | 52 |  |  | 0.3 | 0.06 |  |  | 78 |  |  | 0.05 | 0.09 |  |  | 52 |  |  | 0.12 | 0.06 |  |  | 59 |  |  | 0.06 | 0.18 |  |  | 59 |  |  | 0.16 |  |  | Biomass | FRS_110028016091
1558 | 5368 | 2021 | MN | Boswell Energy Center | 1893 | ALLETE, Inc. | 12647 | ALLETE, Inc. | 12647 | Electric Utility | Midcontinent Independent Transmission System Operator, Inc.. | MISO | MRO | MROW | MRO West | MISO | 27 | 61 | Itasca | 47.2611 | -93.6528 | 2 | 3 | RC | COAL | Yes | 0.62395 | 923.3 | 0.29341 | [6 empty] | 55856728.27 | 22266248.44 | 55856728.27 | 22266248.44 | 5046585 | 2011219 | 2429.612 | 948.399 | 551.392 | 5839025.893 | 1317645.209 | 191592.802 | 5884043.786 |  | 0.963 | 0.943 | 0.219 | 2314.05 | 0.261 | 0.038 | 2331.891 |  | 0.087 | 0.085 | 0.02 | 209.072 | 0.024 | 0.003 | 210.683 |  | 0.963 | 0.943 | 0.219 | 2314.05 | 0.261 | 0.038 | 2331.891 |  | 2429.612 | 948.399 | 551.392 | 5839025.893 | 1317645.209 | 191592.802 |  | 55856728.27 | 22266248.44 | 55856728.27 | 22266248.44 | EPA/CAMD | EPA/CAMD | EPA/CAMD | EPA/CAMD | EIA | EIA | -- | EPA/CAMD | EPA/CAMD | [14 empty] | 11068.2229 | 5006189.36 | 0 | 40395.687 | 0 | 0 | 0 | 0 | 0 | 0 | 0 | 0 | 5046585.047 | 0 | 0 | 5046585.047 | 0 | 0.992 | 0 | 0.0080046 | 0 | 0 | 0 | 0 | 0 | 0 | 0 | 0 | 1 | 0 | 0 | 1 | 0 | Yes |  | 56408179.67 | 5877963.544 | 2478.537 | 604.92 |  | https://www.google.com/maps/@?api=1&map_action=map&center=47.261099999999999%2C-93.652799999999999&zoom=17&basemap=satellite | 2494 | [118 empty] | 0.2 |  |  | 33 |  |  | 0.35 | 0.09 |  |  | 22 |  |  | 0.4 | 0.32 |  |  | 57 |  |  | 0.3 | 0 |  |  | 0 |  |  | 0.05 | 0.03 |  |  | 22 |  |  | 0.12 | 0.1 |  |  | 83 |  |  | 0.06 | 0.2 |  |  | 68 |  |  | 0.16 | 139.5794 | 0.066413 | Coal | FRS_110041028492
1559 | 2633 | 2021 | FL | Palm Beach Renewable Energy Facility 2 | 57898 | Florida Power & Light Co | 6452 | Solid Waste Authority of Palm Beach Co | 17445 | IPP Non-CHP | Florida Power & Light Company | FPL | SERC | FRCC | FRCC All |  | 12 | 99 | Palm Beach | 26.7724 | -80.1418 | 3 | 1 | MSW | BIOMASS |  | 0.63477 | 96 | 0.27538 | Yes | [5 empty] | 8875792.299 | 3605713.938 | 8875792.299 | 3605713.938 | 533818 | 198305 | 2434.53 | 984.27 | 827.901 | 488409.541 | 619282.862 | 81273.934 | 508260.393 |  | 9.121 | 9.927 | 3.102 | 1829.873 | 1.16 | 0.152 | 1904.246 |  | 0.549 | 0.546 | 0.187 | 110.054 | 0.07 | 0.009 | 114.527 |  | 9.121 | 9.927 | 3.102 | 1829.873 | 1.16 | 0.152 | 1904.246 |  | 2434.53 | 984.27 | 827.901 | 883213.113 | 619282.862 | 81273.934 |  | 8875792.299 | 3605713.938 | 8875792.299 | 3605713.938 | EIA | EIA | EIA | EIA | EIA | EIA | -- | EIA | EIA |  |  |  | 394803.572 | [10 empty] | 16627.0007 | 0 | 0 | 5877.421 | 0 | 0 | 237577.8 | 0 | 0 | 0 | 290362.78 | 0 | 296240.201 | 237577.8 | 237577.8 | 533818.001 | 0 | 0 | 0 | 0.01101 | 0 | 0 | 0.44505 | 0 | 0 | 0 | 0.54394 | 0 | 0.55495 | 0.44505 | 0.44505 | 1 | 0 | [7 empty] | https://www.google.com/maps/@?api=1&map_action=map&center=26.772438999999999%2C-80.141814999999994&zoom=17&basemap=satellite | 28741 | [118 empty] | 0.46 |  |  | 71 |  |  | 0.35 | 0.63 |  |  | 74 |  |  | 0.4 | 0.29 |  |  | 53 |  |  | 0.3 | 0.06 |  |  | 78 |  |  | 0.05 | 0.09 |  |  | 52 |  |  | 0.12 | 0.06 |  |  | 59 |  |  | 0.06 | 0.18 |  |  | 60 |  |  | 0.16 | 723.2927 | 2.6602 | Biomass | FRS_110044877871
1560 | 5534 | 2021 | MN | Hibbard Energy Center | 1897 | ALLETE, Inc. | 12647 | ALLETE, Inc. | 12647 | Commercial CHP | Midcontinent Independent Transmission System Operator, Inc.. | MISO | MRO | MROW | MRO West | MISO | 27 | 137 | St Louis | 46.7353 | -92.1517 | 2 | 2 | WDS | BIOMASS | Yes | 0.17443 | 72.8 | 1 | Yes | Yes | 1004678.4 | 0.378 | 0.33504 |  | 711061.887 | 314991.879 | 711061.887 | 314991.879 | 111239 | 49641 | 105.633 | 46.706 | 28.365 | 12155.888 | 43457.299 | 5721.619 | 13551.626 |  | 1.899 | 1.882 | 0.51 | 218.554 | 0.391 | 0.051 | 243.649 |  | 0.297 | 0.297 | 0.08 | 34.191 | 0.061 | 0.008 | 38.117 |  | 1.899 | 1.882 | 0.51 | 218.554 | 0.391 | 0.051 | 243.649 |  | 315.282 | 139.404 | 84.66 | 220728.186 | 129707.019 | 17077.32 |  | 2122306.722 | 940156.397 | 2122306.722 | 940156.397 | EPA/CAMD | EPA/CAMD | EPA/CAMD | EPA/CAMD | EIA | EIA | -- | EPA/CAMD | EPA/CAMD |  |  |  | 184446.502 |  |  | 1411244.835 | 625164.518 | 209.649 | 92.698 | 56.295 | 24125.796 | 86249.72 | 11355.7 | 6392.1997 | 9026.305 | 0 | 887.382 | 0 | 0 | 101325.31 | 0 | 0 | 0 | 0 | 0 | 9913.687 | 101325.31 | 101325.31 | 111238.997 | 0 | 0.081143 | 0 | 0.0079773 | 0 | 0 | 0.91088 | 0 | 0 | 0 | 0 | 0 | 0.089121 | 0.91088 | 0.91088 | 1 | 0 | Yes |  | 2634613.962 | 274449.02 | 437.223 | 120.506 |  | https://www.google.com/maps/@?api=1&map_action=map&center=46.735331000000002%2C-92.151711000000006&zoom=17&basemap=satellite | 29033 | [118 empty] | 0.26 |  |  | 44 |  |  | 0.35 | 0.12 |  |  | 27 |  |  | 0.4 | 0.4 |  |  | 68 |  |  | 0.3 | 0 |  |  | 0 |  |  | 0.05 | 0.08 |  |  | 47 |  |  | 0.12 | 0.06 |  |  | 59 |  |  | 0.06 | 0.14 |  |  | 45 |  |  | 0.16 | 1.7958 | 0.11639 | Biomass | FRS_110007601540
1561 | 2634 | 2021 | FL | Pasco Cnty Solid Waste Resource Recovery | 50666 | Duke Energy Florida, Inc | 6455 | Pasco County | 14519 | IPP Non-CHP | Duke Energy Florida Inc | FPC | SERC | FRCC | FRCC All |  | 12 | 101 | Pasco | 28.3681 | -82.5583 | 3 | 1 | MSW | BIOMASS |  | 0.59627 | 31.2 | 0.33955 | Yes | [5 empty] | 3532710.383 | 1551387.049 | 3532710.383 | 1551387.049 | 162968 | 72939 | 547.545 | 240.452 | 14.847 | 194286.689 | 248736.389 | 32646.159 | 202260.171 |  | 6.72 | 6.593 | 0.182 | 2384.354 | 1.526 | 0.2 | 2482.207 |  | 0.31 | 0.31 | 0.008 | 109.993 | 0.07 | 0.009 | 114.507 |  | 6.72 | 6.593 | 0.182 | 2384.354 | 1.526 | 0.2 | 2482.207 |  | 547.545 | 240.452 | 14.847 | 352902.436 | 248736.389 | 32646.159 |  | 3532710.383 | 1551387.049 | 3532710.383 | 1551387.049 | EIA | EIA | EIA | EIA | EIA | EIA | -- | EIA | EIA |  |  |  | 158615.747 | [10 empty] | 21677.3255 | 0 | 0 | 256.747 | 0 | 0 | 73219.32 | 0 | 0 | 0 | 89491.933 | 0 | 89748.68 | 73219.32 | 73219.32 | 162968 | 0 | 0 | 0 | 0.0015754 | 0 | 0 | 0.44929 | 0 | 0 | 0 | 0.54914 | 0 | 0.55071 | 0.44929 | 0.44929 | 1 | 0 | [7 empty] | https://www.google.com/maps/@?api=1&map_action=map&center=28.368099999999998%2C-82.558300000000003&zoom=17&basemap=satellite | 11221 | [118 empty] | 0.28 |  |  | 48 |  |  | 0.35 | 0.24 |  |  | 44 |  |  | 0.4 | 0.32 |  |  | 57 |  |  | 0.3 | 0.01 |  |  | 57 |  |  | 0.05 | 0.15 |  |  | 70 |  |  | 0.12 | 0.05 |  |  | 47 |  |  | 0.06 | 0.16 |  |  | 51 |  |  | 0.16 |  |  | Biomass | FRS_110006839412
1562 | 5354 | 2021 | MN | Black Dog | 1904 | Northern States Power Co - Minnesota | 13781 | Northern States Power Co - Minnesota | 13781 | Electric Utility | Midcontinent Independent Transmission System Operator, Inc.. | MISO | MRO | MROW | MRO West | MISO | 27 | 37 | Dakota | 44.8108 | -93.2501 | 2 | 3 | NG | GAS |  | 0.38751 | 562.8 | 0.68749 | [6 empty] | 15538380.87 | 7275035.433 | 15538380.87 | 7275035.433 | 1910457 | 861579 | 141.151 | 68.288 | 4.668 | 923406.453 | 31993.199 | 3199.32 | 924283.067 |  | 0.148 | 0.159 | 0.005 | 966.686 | 0.017 | 0.002 | 967.604 |  | 0.018 | 0.019 | 0.001 | 118.855 | 0.002 | 0 | 118.968 |  | 0.148 | 0.159 | 0.005 | 966.686 | 0.017 | 0.002 | 967.604 |  | 141.151 | 68.288 | 4.668 | 923406.453 | 31993.199 | 3199.32 |  | 15538380.87 | 7275035.433 | 15538380.87 | 7275035.433 | EPA/CAMD | EPA/CAMD | EPA/CAMD | EPA/CAMD | EIA | EIA | -- | EPA/CAMD | EPA/CAMD | [14 empty] | 8133.3319 | 0 | 0 | 1910457 | 0 | 0 | 0 | 0 | 0 | 0 | 0 | 0 | 1910457 | 0 | 0 | 1910457 | 0 | 0 | 0 | 1 | 0 | 0 | 0 | 0 | 0 | 0 | 0 | 0 | 1 | 0 | 0 | 1 | 0 | Yes |  | 6665858.818 | 396142.717 | 80.523 | 2.005 |  | https://www.google.com/maps/@?api=1&map_action=map&center=44.8108%2C-93.250100000000003&zoom=17&basemap=satellite | 65763 | [118 empty] | 0.3 |  |  | 51 |  |  | 0.35 | 0.35 |  |  | 55 |  |  | 0.4 | 0.25 |  |  | 45 |  |  | 0.3 | 0.04 |  |  | 73 |  |  | 0.05 | 0.07 |  |  | 45 |  |  | 0.12 | 0.06 |  |  | 64 |  |  | 0.06 | 0.16 |  |  | 54 |  |  | 0.16 | 9.2607 | 0.011843 | Gas | FRS_110017409320
1563 | 2636 | 2021 | FL | Pea Ridge | 7715 | Gulf Power Co | 7801 | Gulf Power Co | 7801 | Electric Utility | Southern Company Services, Inc. - Trans | SOCO | SERC | SRSO | SERC South |  | 12 | 113 | Santa Rosa | 30.5921 | -87.1354 | 3 | 3 | NG | GAS |  | 0.71309 | 14.1 | 0.14485 | [6 empty] | 1816991.001 | 878823.999 | 1816991.001 | 878823.999 | 88077.999 | 42600 | 285.579 | 138.126 | 2.904 | 106193.184 | 4005.783 | 400.578 | 106302.942 |  | 6.485 | 6.485 | 0.066 | 2411.344 | 0.045 | 0.005 | 2413.836 |  | 0.314 | 0.314 | 0.003 | 116.889 | 0.002 | 0 | 117.01 |  | 6.485 | 6.485 | 0.066 | 2411.358 | 0.045 | 0.005 | 2413.85 |  | 285.579 | 138.126 | 2.904 | 106193.184 | 4005.783 | 400.578 |  | 1816991.001 | 878823.999 | 1816991.001 | 878823.999 | EIA | EIA | EIA | EIA | EIA | EIA | -- | EIA | EIA | [14 empty] | 20629.457 | 0 | 0 | 88077.5 | 0 | 0 | 0 | 0 | 0 | 0 | 0 | 0 | 88077.5 | 0 | 0 | 88077.5 | 0 | 0 | 0 | 1 | 0 | 0 | 0 | 0 | 0 | 0 | 0 | 0 | 1 | 0 | 0 | 1 | 0 | [7 empty] | https://www.google.com/maps/@?api=1&map_action=map&center=30.592079999999999%2C-87.135390999999998&zoom=17&basemap=satellite | 22139 | [118 empty] | 0.22 |  |  | 36 |  |  | 0.35 | 0.15 |  |  | 31 |  |  | 0.4 | 0.29 |  |  | 52 |  |  | 0.3 | 0.01 |  |  | 58 |  |  | 0.05 | 0.09 |  |  | 52 |  |  | 0.12 | 0.07 |  |  | 71 |  |  | 0.06 | 0.15 |  |  | 48 |  |  | 0.16 | 0.68248 | 0.020105 | Gas | FRS_110028016153
1564 | 5536 | 2021 | MN | High Bridge | 1912 | Northern States Power Co - Minnesota | 13781 | Northern States Power Co - Minnesota | 13781 | Electric Utility | Midcontinent Independent Transmission System Operator, Inc.. | MISO | MRO | MROW | MRO West | MISO | 27 | 123 | Ramsey | 44.9314 | -93.1117 | 2 | 3 | NG | GAS |  | 0.56172 | 644 | 0.39713 | [6 empty] | 23582931.77 | 11180510.06 | 23582931.77 | 11180510.06 | 3168927 | 1509124 | 158.062 | 74.895 | 7.075 | 1401497.564 | 47939.457 | 4793.946 | 1402811.105 |  | 0.1 | 0.099 | 0.004 | 884.525 | 0.015 | 0.002 | 885.354 |  | 0.013 | 0.013 | 0.001 | 118.857 | 0.002 | 0 | 118.968 |  | 0.1 | 0.099 | 0.004 | 884.525 | 0.015 | 0.002 | 885.354 |  | 158.062 | 74.895 | 7.075 | 1401497.564 | 47939.457 | 4793.946 |  | 23582931.77 | 11180510.06 | 23582931.77 | 11180510.06 | EPA/CAMD | EPA/CAMD | EPA/CAMD | EPA/CAMD | EIA | EIA | -- | EPA/CAMD | EPA/CAMD | [14 empty] | 7441.9296 | 0 | 0 | 3168927 | 0 | 0 | 0 | 0 | 0 | 0 | 0 | 0 | 3168927 | 0 | 0 | 3168927 | 0 | 0 | 0 | 1 | 0 | 0 | 0 | 0 | 0 | 0 | 0 | 0 | 1 | 0 | 0 | 1 | 0 | Yes |  | 14011861.47 | 832710.045 | 98.86 | 4.204 |  | https://www.google.com/maps/@?api=1&map_action=map&center=44.931399999999996%2C-93.111699999999999&zoom=17&basemap=satellite | 139045 | [118 empty] | 0.38 |  |  | 62 |  |  | 0.35 | 0.42 |  |  | 61 |  |  | 0.4 | 0.34 |  |  | 60 |  |  | 0.3 | 0.05 |  |  | 74 |  |  | 0.05 | 0.09 |  |  | 53 |  |  | 0.12 | 0.06 |  |  | 59 |  |  | 0.06 | 0.13 |  |  | 40 |  |  | 0.16 | 3.3408 | 0.0024673 | Gas | FRS_110070828217
1565 | 2640 | 2021 | FL | Pensacola Florida Plant | 10416 | Gulf Power Co | 7801 | Ascend Performance Materials LLC | 56600 | Industrial CHP | Southern Company Services, Inc. - Trans | SOCO | SERC | SRSO | SERC South |  | 12 | 33 | Escambia | 30.5958 | -87.2525 | 7 | 4 | NG | GAS |  | 0.76956 | 102 | 0.050741 |  | Yes | 7671566.4 | 0.306 | 0.28971 |  | 3809417.461 | 1607157.405 | 3809417.461 | 1607157.405 | 687612.89 | 295308.39 | 474.416 | 199.958 | 6.063 | 222952.698 | 9187.681 | 945.936 | 223208.489 |  | 1.38 | 1.354 | 0.018 | 648.483 | 0.013 | 0.001 | 649.227 |  | 0.249 | 0.249 | 0.003 | 117.053 | 0.002 | 0 | 117.188 |  | 1.38 | 1.354 | 0.018 | 648.483 | 0.013 | 0.001 | 649.227 |  | 1637.536 | 690.192 | 20.929 | 769562.918 | 31712.998 | 3265.076 |  | 13148916.51 | 5547404.23 | 13148916.51 | 5547404.23 | EIA | EIA | EIA | EIA | EIA | EIA | -- | [8 empty] | 9339499.049 | 3940246.825 | 1163.12 | 490.234 | 14.866 | 546610.22 | 22525.317 | 2319.14 | 5540.062 | 0 | 80.547 | 687390.921 | 0 | 0 | 0 | 0 | 0 | 0 | 141.322 | 0 | 687612.79 | 0 | 0 | 687612.79 | 0 | 0 | 0.00011714 | 0.99968 | 0 | 0 | 0 | 0 | 0 | 0 | 0.00020553 | 0 | 1 | 0 | 0 | 1 | 0 | [7 empty] | https://www.google.com/maps/@?api=1&map_action=map&center=30.595800000000001%2C-87.252499999999998&zoom=17&basemap=satellite | 11852 | [118 empty] | 0.29 |  |  | 49 |  |  | 0.35 | 0.29 |  |  | 49 |  |  | 0.4 | 0.29 |  |  | 52 |  |  | 0.3 | 0 |  |  | 0 |  |  | 0.05 | 0.06 |  |  | 38 |  |  | 0.12 | 0.1 |  |  | 84 |  |  | 0.06 | 0.16 |  |  | 53 |  |  | 0.16 | 6.0359 | 0.020093 | Gas | FRS_110027373045
1566 | 5555 | 2021 | MN | Inver Hills | 1913 | Northern States Power Co - Minnesota | 13781 | Northern States Power Co - Minnesota | 13781 | Electric Utility | Midcontinent Independent Transmission System Operator, Inc.. | MISO | MRO | MROW | MRO West | MISO | 27 | 37 | Dakota | 44.781 | -93.042 | 6 | 8 | NG | GAS |  | 0.03579 | 284.4 | 1 | [6 empty] | 1314517.4 | 756611.8 | 1314517.4 | 756611.8 | 89160.002 | 51319.002 | 541.186 | 264.871 | 81.402 | 76826.351 | 4776.204 | 729.349 | 76994.727 |  | 12.14 | 10.323 | 1.826 | 1723.337 | 0.054 | 0.008 | 1727.114 |  | 0.823 | 0.7 | 0.124 | 116.889 | 0.004 | 0.001 | 117.145 |  | 12.14 | 10.323 | 1.826 | 1723.337 | 0.054 | 0.008 | 1727.114 |  | 541.186 | 264.871 | 81.402 | 76826.351 | 4776.204 | 729.349 |  | 1314517.4 | 756611.8 | 1314517.4 | 756611.8 | EPA/CAMD | EPA/CAMD | EPA/CAMD | EIA | EIA | EIA | -- | EPA/CAMD | EPA/CAMD | [14 empty] | 14743.3535 | 0 | 24148.752 | 65011.248 | 0 | 0 | 0 | 0 | 0 | 0 | 0 | 0 | 89160 | 0 | 0 | 89160 | 0 | 0 | 0.27085 | 0.72915 | 0 | 0 | 0 | 0 | 0 | 0 | 0 | 0 | 1 | 0 | 0 | 1 | 0 | Yes |  | 338034.1 |  | 122.962 | 4.74 |  | https://www.google.com/maps/@?api=1&map_action=map&center=44.780999999999999%2C-93.042000000000002&zoom=17&basemap=satellite | 6230 | [118 empty] | 0.12 |  |  | 14 |  |  | 0.35 | 0.13 |  |  | 29 |  |  | 0.4 | 0.11 |  |  | 18 |  |  | 0.3 | 0 |  |  | 0 |  |  | 0.05 | 0.04 |  |  | 31 |  |  | 0.12 | 0.05 |  |  | 55 |  |  | 0.06 | 0.16 |  |  | 53 |  |  | 0.16 | 0.040978 | 0.0047075 | Gas | FRS_110001829610
1567 | 2641 | 2021 | FL | Perdido | 57502 | Gulf Power Co | 7801 | Gulf Power Co | 7801 | Electric Utility | Southern Company Services, Inc. - Trans | SOCO | SERC | SRSO | SERC South |  | 12 | 33 | Escambia | 30.57 | -87.39 | 2 | 2 | LFG | BIOMASS |  | 0.76145 | 3.2 | 0.064248 | Yes | [5 empty] | 245403 | 97814 | 245403 | 97814 | 21345 | 8508 | 0 | 0 | 4.111 | 0 | 0 | 0 | 0 |  | 0 | 0 | 0.385 | 0 | 0 | 0 | 0 |  | 0 | 0 | 0.034 | 0 | 0 | 0 | 0 |  | 0 | 0 | 0.385 | 0 | 0 | 0 | 0 |  | 171.736 | 68.452 | 5.522 | 15583.038 | 570.808 | 57.081 |  | 245403 | 97814 | 245403 | 97814 | EIA | EIA | EIA | EIA | EIA | EIA | -- | EIA | EIA | 171.736 | 68.452 | 1.411 | 15583.038 | 570.808 | 57.081 | [8 empty] | 11496.9782 | 0 | 0 | 0 | 0 | 0 | 21345 | 0 | 0 | 0 | 0 | 0 | 0 | 21345 | 21345 | 21345 | 0 | 0 | 0 | 0 | 0 | 0 | 1 | 0 | 0 | 0 | 0 | 0 | 0 | 1 | 1 | 1 | 0 | [7 empty] | https://www.google.com/maps/@?api=1&map_action=map&center=30.57%2C-87.39&zoom=17&basemap=satellite | 5451 | [118 empty] | 0.21 |  |  | 34 |  |  | 0.35 | 0.16 |  |  | 33 |  |  | 0.4 | 0.26 |  |  | 47 |  |  | 0.3 | 0 |  |  | 0 |  |  | 0.05 | 0.07 |  |  | 42 |  |  | 0.12 | 0.05 |  |  | 54 |  |  | 0.06 | 0.18 |  |  | 60 |  |  | 0.16 | 1.843 | 0.16978 | Biomass | FRS_110045006480
1568 | 5308 | 2021 | MN | Allen S King | 1915 | Northern States Power Co - Minnesota | 13781 | Northern States Power Co - Minnesota | 13781 | Electric Utility | Midcontinent Independent Transmission System Operator, Inc.. | MISO | MRO | MROW | MRO West | MISO | 27 | 163 | Washington | 45.03 | -92.7786 | 1 | 1 | SUB | COAL | Yes | 0.24759 | 598.4 | 0.92068 | [6 empty] | 14704026.06 | 8183542.376 | 14704026.06 | 8183542.376 | 1297884 | 709124 | 702.431 | 389.339 | 796.751 | 1542159.709 | 325431.339 | 47324.453 | 1553278.944 |  | 1.082 | 1.098 | 1.228 | 2376.421 | 0.251 | 0.036 | 2393.556 |  | 0.096 | 0.095 | 0.108 | 209.76 | 0.022 | 0.003 | 211.273 |  | 1.082 | 1.098 | 1.228 | 2376.422 | 0.251 | 0.036 | 2393.556 |  | 702.431 | 389.339 | 796.751 | 1542159.709 | 325431.339 | 47324.453 |  | 14704026.06 | 8183542.376 | 14704026.06 | 8183542.376 | EPA/CAMD | EPA/CAMD | EPA/CAMD | EPA/CAMD | EIA | EIA | -- | EPA/CAMD | EPA/CAMD | [14 empty] | 11329.2301 | 1305868.2 | -89.752 | -7894.489 | 0 | 0 | 0 | 0 | 0 | 0 | 0 | 0 | 1297883.959 | 0 | 0 | 1297883.959 | 0 | 1 | 0 | 0 | 0 | 0 | 0 | 0 | 0 | 0 | 0 | 0 | 1 | 0 | 0 | 1 | 0 | Yes |  | 13193817.21 | 1383767.701 | 636.239 | 738.52 |  | https://www.google.com/maps/@?api=1&map_action=map&center=45.03%2C-92.778599999999997&zoom=17&basemap=satellite | 25131 | [118 empty] | 0.13 |  |  | 17 |  |  | 0.35 | 0.13 |  |  | 29 |  |  | 0.4 | 0.14 |  |  | 24 |  |  | 0.3 | 0.01 |  |  | 57 |  |  | 0.05 | 0.05 |  |  | 35 |  |  | 0.12 | 0.04 |  |  | 41 |  |  | 0.06 | 0.17 |  |  | 58 |  |  | 0.16 | 43.0405 | 0.11307 | Coal | FRS_110000423612
1569 | 2643 | 2021 | FL | Pinellas County Resource Recovery | 50884 | Duke Energy Florida, Inc | 6455 | Covanta Projects, LLC | 55871 | IPP Non-CHP | Duke Energy Florida Inc | FPC | SERC | FRCC | FRCC All |  | 12 | 103 | Pinellas | 27.8733 | -82.6741 | 3 | 2 | MSW | BIOMASS |  | 0.63824 | 76.5 | 0.26961 | Yes | Yes | 0 |  | 1 |  | 8768333.963 | 4043855.595 | 8768333.963 | 4043855.595 | 427707 | 197851 | 2108.43 | 993.88 | 179.216 | 482157.484 | 618587.499 | 81189.607 | 501987.079 |  | 9.859 | 10.047 | 0.838 | 2254.616 | 1.446 | 0.19 | 2347.341 |  | 0.481 | 0.492 | 0.041 | 109.977 | 0.071 | 0.009 | 114.5 |  | 9.859 | 10.047 | 0.838 | 2254.616 | 1.446 | 0.19 | 2347.341 |  | 2108.43 | 993.88 | 179.216 | 876653.019 | 618587.499 | 81189.607 |  | 8768333.963 | 4043855.595 | 8768333.963 | 4043855.595 | EIA | EIA | EIA | EIA | EIA | EIA | -- | EIA | EIA |  |  |  | 394495.535 |  |  | 0 | 0 | 0 | 0 | 0 | 0 | 0 | 0 | 20500.7962 | 0 | 0 | 1.776 | 0 | 0 | 192468.07 | 0 | 0 | 0 | 235237.15 | 0 | 235238.926 | 192468.07 | 192468.07 | 427706.996 | 0 | 0 | 0 | 4.1524e-06 | 0 | 0 | 0.45 | 0 | 0 | 0 | 0.55 | 0 | 0.55 | 0.45 | 0.45 | 1 | 0 | [7 empty] | https://www.google.com/maps/@?api=1&map_action=map&center=27.8733%2C-82.674099999999996&zoom=17&basemap=satellite | 74146 | [118 empty] | 0.32 |  |  | 54 |  |  | 0.35 | 0.33 |  |  | 53 |  |  | 0.4 | 0.3 |  |  | 53 |  |  | 0.3 | 0.03 |  |  | 69 |  |  | 0.05 | 0.11 |  |  | 60 |  |  | 0.12 | 0.04 |  |  | 45 |  |  | 0.06 | 0.18 |  |  | 61 |  |  | 0.16 |  |  | Biomass | FRS_110028016199
1570 | 5756 | 2021 | MN | Red Wing | 1926 | Northern States Power Co - Minnesota | 13781 | Northern States Power Co - Minnesota | 13781 | Electric Utility | Midcontinent Independent Transmission System Operator, Inc.. | MISO | MRO | MROW | MRO West | MISO | 27 | 49 | Goodhue | 44.5692 | -92.5169 | 2 | 2 | MSW | BIOMASS |  | 0.65558 | 23 | 0.2407 | Yes | [5 empty] | 2505286.358 | 1205246.443 | 2505286.358 | 1205246.443 | 132086 | 63112 | 505.283 | 213.347 | 48.538 | 123756.195 | 174978.187 | 22964.108 | 129365.074 |  | 7.651 | 6.761 | 0.735 | 1873.873 | 1.325 | 0.174 | 1958.801 |  | 0.403 | 0.354 | 0.039 | 98.796 | 0.07 | 0.009 | 103.274 |  | 7.651 | 6.761 | 0.735 | 1873.873 | 1.325 | 0.174 | 1958.801 |  | 505.283 | 213.347 | 48.538 | 250280.764 | 174978.187 | 22964.108 |  | 2505286.358 | 1205246.443 | 2505286.358 | 1205246.443 | EIA | EIA | EIA | EIA | EIA | EIA | -- | EIA | EIA |  |  |  | 126524.569 | [10 empty] | 18967.0848 | 0 | 0 | 1366.387 | 0 | 0 | 66060.013 | 0 | 0 | 0 | 64659.6 | 0 | 66025.987 | 66060.013 | 66060.013 | 132086 | 0 | 0 | 0 | 0.010345 | 0 | 0 | 0.50013 | 0 | 0 | 0 | 0.48953 | 0 | 0.49987 | 0.50013 | 0.50013 | 1 | 0 | [7 empty] | https://www.google.com/maps/@?api=1&map_action=map&center=44.569200000000002%2C-92.516912000000005&zoom=17&basemap=satellite | 13612 | [118 empty] | 0.21 |  |  | 35 |  |  | 0.35 | 0.13 |  |  | 29 |  |  | 0.4 | 0.29 |  |  | 52 |  |  | 0.3 | 0.01 |  |  | 57 |  |  | 0.05 | 0.07 |  |  | 46 |  |  | 0.12 | 0.06 |  |  | 59 |  |  | 0.06 | 0.19 |  |  | 65 |  |  | 0.16 |  |  | Biomass | FRS_110003743557
1571 | 2646 | 2021 | FL | Port Charlotte Energy LLC | 59240 | Florida Power & Light Co | 6452 | Port Charlotte Energy LLC | 59881 | IPP Non-CHP | Florida Power & Light Company | FPL | SERC | FRCC | FRCC All |  | 12 | 15 | Charlotte | 26.7908 | -81.9653 | 2 | 2 | LFG | BIOMASS |  | 0.22024 | 3 | 0.96626 | Yes | [5 empty] | 63878 | 25462 | 63878 | 25462 | 5788 | 2307 | 0 | 0 | 1.07 | 0 | 0 | 0 | 0 |  | 0 | 0 | 0.37 | 0 | 0 | 0 | 0 |  | 0 | 0 | 0.033 | 0 | 0 | 0 | 0 |  | 0 | 0 | 0.37 | 0 | 0 | 0 | 0 |  | 48.956 | 19.514 | 1.437 | 4056.24 | 148.58 | 14.858 |  | 63878 | 25462 | 63878 | 25462 | EIA | EIA | EIA | EIA | EIA | EIA | -- | EIA | EIA | 48.956 | 19.514 | 0.367 | 4056.24 | 148.58 | 14.858 | [8 empty] | 11036.282 | 0 | 0 | 0 | 0 | 0 | 5788 | 0 | 0 | 0 | 0 | 0 | 0 | 5788 | 5788 | 5788 | 0 | 0 | 0 | 0 | 0 | 0 | 1 | 0 | 0 | 0 | 0 | 0 | 0 | 1 | 1 | 1 | 0 | [7 empty] | https://www.google.com/maps/@?api=1&map_action=map&center=26.790832999999999%2C-81.965277999999998&zoom=17&basemap=satellite | 988 | [118 empty] | 0.17 |  |  | 25 |  |  | 0.35 | 0.1 |  |  | 23 |  |  | 0.4 | 0.24 |  |  | 44 |  |  | 0.3 | 0.01 |  |  | 58 |  |  | 0.05 | 0.12 |  |  | 63 |  |  | 0.12 | 0.02 |  |  | 19 |  |  | 0.06 | 0.42 |  |  | 96 |  |  | 0.16 | 0.53373 | 0.15236 | Biomass | FRS_110070397910
1572 | 5765 | 2021 | MN | Riverside (1927) | 1927 | Northern States Power Co - Minnesota | 13781 | Northern States Power Co - Minnesota | 13781 | Electric Utility | Midcontinent Independent Transmission System Operator, Inc.. | MISO | MRO | MROW | MRO West | MISO | 27 | 53 | Hennepin | 45.0203 | -93.2753 | 2 | 3 | NG | GAS |  | 0.2668 | 585.9 | 0.88867 | [6 empty] | 9851763.113 | 4009563.562 | 9851763.113 | 4009563.562 | 1369337 | 555786 | 91.13 | 41.425 | 2.956 | 585478.342 | 21963.668 | 2196.382 | 586080.149 |  | 0.133 | 0.149 | 0.004 | 855.127 | 0.016 | 0.002 | 856.006 |  | 0.019 | 0.021 | 0.001 | 118.858 | 0.002 | 0 | 118.98 |  | 0.133 | 0.149 | 0.004 | 855.127 | 0.016 | 0.002 | 856.006 |  | 91.13 | 41.425 | 2.956 | 585478.342 | 21963.668 | 2196.382 |  | 9851763.113 | 4009563.562 | 9851763.113 | 4009563.562 | EPA/CAMD | EPA/CAMD | EPA/CAMD | EPA/CAMD | EIA | EIA | -- | EPA/CAMD | EPA/CAMD | [14 empty] | 7194.5497 | 0 | 3.173 | 1369333.83 | 0 | 0 | 0 | 0 | 0 | 0 | 0 | 0 | 1369337.003 | 0 | 0 | 1369337.003 | 0 | 0 | 2.3172e-06 | 1 | 0 | 0 | 0 | 0 | 0 | 0 | 0 | 0 | 1 | 0 | 0 | 1 | 0 | Yes |  | 10650256.98 | 632933.673 | 119.839 | 3.195 |  | https://www.google.com/maps/@?api=1&map_action=map&center=45.020299999999999%2C-93.275300000000001&zoom=17&basemap=satellite | 165432 | [118 empty] | 0.43 |  |  | 67 |  |  | 0.35 | 0.48 |  |  | 65 |  |  | 0.4 | 0.37 |  |  | 65 |  |  | 0.3 | 0.04 |  |  | 72 |  |  | 0.05 | 0.1 |  |  | 57 |  |  | 0.12 | 0.07 |  |  | 70 |  |  | 0.06 | 0.11 |  |  | 33 |  |  | 0.16 | 2.7203 | 0.0024965 | Gas | FRS_110000425656
1573 | 2657 | 2021 | FL | Santa Rosa Energy Center | 55242 | Gulf Power Co | 7801 | Santa Rosa Energy Center LLC | 54692 | IPP Non-CHP | Southern Company Services, Inc. - Trans | SOCO | SERC | SRSO | SERC South |  | 12 | 113 | Santa Rosa | 30.5664 | -87.115 | 1 | 2 | NG | GAS |  | 0.28403 | 274.5 | 0.85995 |  | Yes | 0 |  | 1 |  | 5152671.28 | 1968758.849 | 5152671.28 | 1968758.849 | 682990 | 256475 | 88.372 | 38.125 | 1.546 | 306215.929 | 11441.081 | 1144.108 | 306529.415 |  | 0.259 | 0.297 | 0.005 | 896.692 | 0.017 | 0.002 | 897.61 |  | 0.034 | 0.039 | 0.001 | 118.857 | 0.002 | 0 | 118.979 |  | 0.259 | 0.297 | 0.005 | 896.692 | 0.017 | 0.002 | 897.61 |  | 88.372 | 38.125 | 1.546 | 306215.929 | 11441.081 | 1144.108 |  | 5152671.28 | 1968758.849 | 5152671.28 | 1968758.849 | EPA/CAMD | EPA/CAMD | EPA/CAMD | EPA/CAMD | EIA | EIA | -- | EPA/CAMD | EPA/CAMD | [6 empty] | 0 | 0 | 0 | 0 | 0 | 0 | 0 | 0 | 7544.2851 | 0 | 0 | 682990 | 0 | 0 | 0 | 0 | 0 | 0 | 0 | 0 | 682990 | 0 | 0 | 682990 | 0 | 0 | 0 | 1 | 0 | 0 | 0 | 0 | 0 | 0 | 0 | 0 | 1 | 0 | 0 | 1 | 0 | Yes |  | 9830473.428 | 584212.139 | 151.931 | 2.949 |  | https://www.google.com/maps/@?api=1&map_action=map&center=30.566400000000002%2C-87.114999999999995&zoom=17&basemap=satellite | 14790 | [118 empty] | 0.19 |  |  | 31 |  |  | 0.35 | 0.13 |  |  | 29 |  |  | 0.4 | 0.25 |  |  | 46 |  |  | 0.3 | 0.01 |  |  | 57 |  |  | 0.05 | 0.11 |  |  | 59 |  |  | 0.12 | 0.08 |  |  | 73 |  |  | 0.06 | 0.14 |  |  | 42 |  |  | 0.16 | 33.6718 | 0.044878 | Gas | FRS_110010300076
1574 | 5825 | 2021 | MN | St James | 1929 | City of St James - (MN) | 17876 | City of St James - (MN) | 17876 | Electric Utility | Midcontinent Independent Transmission System Operator, Inc.. | MISO | MRO | MROW | MRO West | MISO | 27 | 165 | Watonwan | 43.9882 | -94.6156 | 6 | 6 | DFO | OIL |  | 0.00096 | 12 | 1 | [6 empty] | 885 | 309 | 885 | 309 | 100.998 | 34.998 | 1.332 | 0.468 | 0.128 | 72.27 | 5.853 | 1.171 | 72.518 |  | 26.377 | 26.744 | 2.543 | 1431.117 | 0.058 | 0.012 | 1436.02 |  | 3.01 | 3.029 | 0.29 | 163.322 | 0.007 | 0.001 | 163.882 |  | 26.376 | 26.744 | 2.543 | 1431.089 | 0.058 | 0.012 | 1435.992 |  | 1.332 | 0.468 | 0.128 | 72.27 | 5.853 | 1.171 |  | 885 | 309 | 885 | 309 | EIA | EIA | EIA | EIA | EIA | EIA | -- | EIA | EIA | [14 empty] | 8762.3762 | 0 | 101 | 0 | 0 | 0 | 0 | 0 | 0 | 0 | 0 | 0 | 101 | 0 | 0 | 101 | 0 | 0 | 1 | 0 | 0 | 0 | 0 | 0 | 0 | 0 | 0 | 0 | 1 | 0 | 0 | 1 | 0 | [7 empty] | https://www.google.com/maps/@?api=1&map_action=map&center=43.988157999999999%2C-94.615639999999999&zoom=17&basemap=satellite | 4697 | [118 empty] | 0.37 |  |  | 61 |  |  | 0.35 | 0.39 |  |  | 58 |  |  | 0.4 | 0.35 |  |  | 62 |  |  | 0.3 | 0.06 |  |  | 79 |  |  | 0.05 | 0.19 |  |  | 78 |  |  | 0.12 | 0.05 |  |  | 51 |  |  | 0.06 | 0.17 |  |  | 57 |  |  | 0.16 | 0.07502 | 2.942 | Oil | FRS_110028024331
1575 | 2658 | 2021 | FL | Sarasota County LFGTE Facility | 59686 | Florida Power & Light Co | 6452 | Landfill Energy Systems Florida | 59458 | IPP Non-CHP | Florida Power & Light Company | FPL | SERC | FRCC | FRCC All |  | 12 | 115 | Sarasota | 27.203 | -82.387 | 4 | 4 | LFG | BIOMASS |  | 0.78191 | 6.4 | 0.03015 | Yes | [5 empty] | 541224 | 215726 | 541224 | 215726 | 43837 | 17473 | 0 | 0 | 9.066 | 0.002 | 0 | 0 | 0.002 |  | 0 | 0 | 0.414 | 0 | 0 | 0 | 0 |  | 0 | 0 | 0.034 | 0 | 0 | 0 | 0 |  | 0 | 0 | 0.414 | 0 | 0 | 0 | 0 |  | 349.72 | 139.396 | 12.178 | 34367.612 | 1258.888 | 125.889 |  | 541224 | 215726 | 541224 | 215726 | EIA | EIA | EIA | EIA | EIA | EIA | -- | EIA | EIA | 349.72 | 139.396 | 3.112 | 34367.61 | 1258.888 | 125.889 | [8 empty] | 12346.2828 | 0 | 0 | 0 | 0 | 0 | 43837 | 0 | 0 | 0 | 0 | 0 | 0 | 43837 | 43837 | 43837 | 0 | 0 | 0 | 0 | 0 | 0 | 1 | 0 | 0 | 0 | 0 | 0 | 0 | 1 | 1 | 1 | 0 | [7 empty] | https://www.google.com/maps/@?api=1&map_action=map&center=27.202999999999999%2C-82.387&zoom=17&basemap=satellite | 834 | [118 empty] | 0.11 |  |  | 12 |  |  | 0.35 | 0.04 |  |  | 11 |  |  | 0.4 | 0.18 |  |  | 32 |  |  | 0.3 | 0 |  |  | 0 |  |  | 0.05 | 0.01 |  |  | 12 |  |  | 0.12 | 0.07 |  |  | 71 |  |  | 0.06 | 0.31 |  |  | 90 |  |  | 0.16 | 4.4157 | 0.19925 | Biomass | FRS_110070396117
1576 | 5974 | 2021 | MN | Wilmarth | 1934 | Northern States Power Co - Minnesota | 13781 | Northern States Power Co - Minnesota | 13781 | Electric Utility | Midcontinent Independent Transmission System Operator, Inc.. | MISO | MRO | MROW | MRO West | MISO | 27 | 13 | Blue Earth | 44.1967 | -94.0009 | 2 | 2 | MSW | BIOMASS |  | 0.43927 | 25 | 0.60122 | Yes | [5 empty] | 1720055.564 | 751122.511 | 1720055.564 | 751122.511 | 96200 | 42240 | 380.938 | 165.652 | 13.616 | 94736.29 | 118344.702 | 15529.716 | 98529.527 |  | 7.92 | 7.843 | 0.283 | 1969.569 | 1.23 | 0.161 | 2048.431 |  | 0.443 | 0.441 | 0.016 | 110.155 | 0.069 | 0.009 | 114.566 |  | 7.92 | 7.843 | 0.283 | 1969.569 | 1.23 | 0.161 | 2048.431 |  | 380.938 | 165.652 | 13.616 | 170146.109 | 118344.702 | 15529.716 |  | 1720055.564 | 751122.511 | 1720055.564 | 751122.511 | EIA | EIA | EIA | EIA | EIA | EIA | -- | EIA | EIA |  |  |  | 75409.819 | [10 empty] | 17879.9955 | 0 | 0 | 2680.591 | 0 | 0 | 42083.463 | 0 | 0 | 0 | 51435.946 | 0 | 54116.537 | 42083.463 | 42083.463 | 96200 | 0 | 0 | 0 | 0.027865 | 0 | 0 | 0.43746 | 0 | 0 | 0 | 0.53468 | 0 | 0.56254 | 0.43746 | 0.43746 | 1 | 0 | [7 empty] | https://www.google.com/maps/@?api=1&map_action=map&center=44.1967%2C-94.000900000000001&zoom=17&basemap=satellite | 33090 | [118 empty] | 0.24 |  |  | 41 |  |  | 0.35 | 0.14 |  |  | 31 |  |  | 0.4 | 0.34 |  |  | 60 |  |  | 0.3 | 0.02 |  |  | 61 |  |  | 0.05 | 0.06 |  |  | 39 |  |  | 0.12 | 0.07 |  |  | 68 |  |  | 0.06 | 0.14 |  |  | 44 |  |  | 0.16 |  |  | Biomass | FRS_110000798227
1577 | 2660 | 2021 | FL | Seminole Energy | 61780 | Florida Power & Light Co | 6452 | EPP Renewable Energy | 57249 | IPP Non-CHP | Florida Power & Light Company | FPL | SERC | FRCC | FRCC All |  | 12 | 117 | Seminole | 28.7902 | -81.089 | 3 | 3 | LFG | BIOMASS |  | 0.46915 | 4.8 | 0.55141 | Yes | [5 empty] | 218997.999 | 87290.001 | 218997.999 | 87290.001 | 19727.001 | 7863 | 0 | 0 | 3.668 | 0 | 0 | 0 | 0 |  | 0 | 0 | 0.372 | 0 | 0 | 0 | 0 |  | 0 | 0 | 0.034 | 0 | 0 | 0 | 0 |  | 0 | 0 | 0.372 | 0 | 0 | 0 | 0 |  | 156.582 | 62.412 | 4.928 | 13906.326 | 509.39 | 50.939 |  | 218997.999 | 87290.001 | 218997.999 | 87290.001 | EIA | EIA | EIA | EIA | EIA | EIA | -- | EIA | EIA | 156.582 | 62.412 | 1.259 | 13906.326 | 509.39 | 50.939 | [8 empty] | 11101.4345 | 0 | 0 | 0 | 0 | 0 | 19727 | 0 | 0 | 0 | 0 | 0 | 0 | 19727 | 19727 | 19727 | 0 | 0 | 0 | 0 | 0 | 0 | 1 | 0 | 0 | 0 | 0 | 0 | 0 | 1 | 1 | 1 | 0 | [7 empty] | https://www.google.com/maps/@?api=1&map_action=map&center=28.790185999999999%2C-81.089015000000003&zoom=17&basemap=satellite | 2158 | [118 empty] | 0.13 |  |  | 17 |  |  | 0.35 | 0.07 |  |  | 17 |  |  | 0.4 | 0.19 |  |  | 35 |  |  | 0.3 | 0 |  |  | 0 |  |  | 0.05 | 0.06 |  |  | 40 |  |  | 0.12 | 0.06 |  |  | 59 |  |  | 0.06 | 0.13 |  |  | 39 |  |  | 0.16 | 1.4754 | 0.17881 | Biomass | FRS_110070396365
1578 | 5541 | 2021 | MN | Hoot Lake | 1943 | Otter Tail Power Co | 14232 | Otter Tail Power Co | 14232 | Electric Utility | Midcontinent Independent Transmission System Operator, Inc.. | MISO | MRO | MROW | MRO West | MISO | 27 | 111 | Otter Tail | 46.2906 | -96.0433 | 3 | 5 | SUB | COAL | Yes | 0.11158 | 130.7 | 1 | [6 empty] | 1543154.45 | 73777.975 | 1567179.45 | 83726.975 | 127749 | 7126 | 228.604 | 9.765 | 495.214 | 161846.475 | 36710.689 | 5342.906 | 163101.452 |  | 3.579 | 2.741 | 7.753 | 2533.82 | 0.287 | 0.042 | 2553.467 |  | 0.296 | 0.265 | 0.642 | 209.761 | 0.024 | 0.003 | 211.387 |  | 3.657 | 2.8 | 7.921 | 2588.881 | 0.294 | 0.043 | 2608.955 |  | 228.604 | 9.765 | 495.214 | 161846.475 | 36710.689 | 5342.906 |  | 1543154.45 | 73777.975 | 1567179.45 | 83726.975 | EPA/CAMD | EPA/CAMD | EPA/CAMD | EPA/CAMD | EIA | EIA | -- | EPA/CAMD; EIA | EPA/CAMD; EIA | [14 empty] | 12342.0762 | 124318.59 | 713.408 | 0 | 0 | 2717 | 0 | 0 | 0 | 0 | 0 | 0 | 125031.998 | 2717 | 0 | 125031.998 | 2717 | 0.97315 | 0.0055845 | 0 | 0 | 0.021268 | 0 | 0 | 0 | 0 | 0 | 0 | 0.97873 | 0.021268 | 0 | 0.97873 | 0.021268 | Yes | [6 empty] | https://www.google.com/maps/@?api=1&map_action=map&center=46.290641000000001%2C-96.043251999999995&zoom=17&basemap=satellite | 13995 | [118 empty] | 0.21 |  |  | 34 |  |  | 0.35 | 0.07 |  |  | 19 |  |  | 0.4 | 0.33 |  |  | 59 |  |  | 0.3 | 0 |  |  | 0 |  |  | 0.05 | 0.09 |  |  | 54 |  |  | 0.12 | 0.06 |  |  | 61 |  |  | 0.06 | 0.25 |  |  | 81 |  |  | 0.16 | 54.6516 | 0.53675 | Coal | FRS_110000427422
1579 | 2661 | 2021 | FL | Seminole Mill | 50803 | JEA | 9617 | WestRock Seminole | 27718 | Industrial CHP | JEA | JEA | SERC | FRCC | FRCC All |  | 12 | 31 | Duval | 30.4178 | -81.5978 | 3 | 1 | NG | GAS |  | 0.53993 | 30 | 0.43345 |  | Yes | 2400081.6 | 0.202 | 0.212 |  | 772877.721 | 320126.42 | 772877.721 | 320126.42 | 141894 | 59899 | 27.182 | 10.726 | 1.235 | 45170.474 | 1703.906 | 170.391 | 45217.161 |  | 0.383 | 0.358 | 0.017 | 636.679 | 0.012 | 0.001 | 637.337 |  | 0.07 | 0.067 | 0.003 | 116.889 | 0.002 | 0 | 117.01 |  | 0.383 | 0.358 | 0.017 | 636.679 | 0.012 | 0.001 | 637.337 |  | 128.218 | 50.593 | 5.826 | 213066.959 | 8037.241 | 803.724 |  | 3645627.102 | 1510020.954 | 3645627.102 | 1510020.954 | EIA | EIA | EIA | EIA | EIA | EIA | -- | EIA | EIA | [6 empty] | 2872749.381 | 1189894.534 | 101.036 | 39.867 | 4.591 | 167896.485 | 6333.335 | 633.333 | 5446.8668 | 0 | 0 | 141894 | 0 | 0 | 0 | 0 | 0 | 0 | 0 | 0 | 141894 | 0 | 0 | 141894 | 0 | 0 | 0 | 1 | 0 | 0 | 0 | 0 | 0 | 0 | 0 | 0 | 1 | 0 | 0 | 1 | 0 | [7 empty] | https://www.google.com/maps/@?api=1&map_action=map&center=30.4178%2C-81.597800000000007&zoom=17&basemap=satellite | 16334 | [118 empty] | 0.36 |  |  | 60 |  |  | 0.35 | 0.43 |  |  | 62 |  |  | 0.4 | 0.29 |  |  | 53 |  |  | 0.3 | 0.02 |  |  | 64 |  |  | 0.05 | 0.09 |  |  | 54 |  |  | 0.12 | 0.09 |  |  | 81 |  |  | 0.06 | 0.13 |  |  | 40 |  |  | 0.16 | 3.1802 | 0.040272 | Gas | FRS_110000759527
1580 | 5304 | 2021 | MN | Adrian | 1956 | Adrian Public Utilities Comm | 150 | Adrian Public Utilities Comm | 150 | Electric Utility | Southwest Power Pool | SWPP | MRO | MROW | MRO West |  | 27 | 105 | Nobles | 43.6371 | -95.9328 | 1 | 1 | DFO | OIL |  | 0.00097 | 2 | 1 | [6 empty] | 154 | 49 | 154 | 49 | 17 | 6 | 0.233 | 0.075 | 0.022 | 12.576 | 1.019 | 0.204 | 12.619 |  | 27.412 | 25 | 2.624 | 1479.529 | 0.06 | 0.012 | 1484.598 |  | 3.026 | 3.061 | 0.29 | 163.325 | 0.007 | 0.001 | 163.884 |  | 27.412 | 25 | 2.624 | 1479.529 | 0.06 | 0.012 | 1484.598 |  | 0.233 | 0.075 | 0.022 | 12.576 | 1.019 | 0.204 |  | 154 | 49 | 154 | 49 | EIA | EIA | EIA | EIA | EIA | EIA | -- | EIA | EIA | [14 empty] | 9058.8235 | 0 | 17 | 0 | 0 | 0 | 0 | 0 | 0 | 0 | 0 | 0 | 17 | 0 | 0 | 17 | 0 | 0 | 1 | 0 | 0 | 0 | 0 | 0 | 0 | 0 | 0 | 0 | 1 | 0 | 0 | 1 | 0 | [7 empty] | https://www.google.com/maps/@?api=1&map_action=map&center=43.63711%2C-95.932794000000001&zoom=17&basemap=satellite | 1408 | [118 empty] | 0.2 |  |  | 32 |  |  | 0.35 | 0.14 |  |  | 31 |  |  | 0.4 | 0.25 |  |  | 46 |  |  | 0.3 | 0.01 |  |  | 59 |  |  | 0.05 | 0.04 |  |  | 31 |  |  | 0.12 | 0.07 |  |  | 67 |  |  | 0.06 | 0.16 |  |  | 53 |  |  | 0.16 | 0.02294 | 3.8233 | Oil | FRS_110003808434
1581 | 2662 | 2021 | FL | Shady Hills | 55414 | Duke Energy Florida, Inc | 6455 | Shady Hills Power Co LLC | 40192 | IPP Non-CHP | Duke Energy Florida Inc | FPC | SERC | FRCC | FRCC All |  | 12 | 101 | Pasco | 28.3665 | -82.5586 | 3 | 3 | NG | GAS |  | 0.06475 | 541.2 | 1 | [6 empty] | 3216941.917 | 2319515.263 | 3216941.917 | 2319515.263 | 306990 | 222684 | 57.994 | 39.091 | 2.612 | 193049.111 | 7735.787 | 819.144 | 193267.861 |  | 0.378 | 0.351 | 0.017 | 1257.69 | 0.025 | 0.003 | 1259.115 |  | 0.036 | 0.034 | 0.002 | 120.02 | 0.002 | 0 | 120.156 |  | 0.378 | 0.351 | 0.017 | 1257.69 | 0.025 | 0.003 | 1259.115 |  | 57.994 | 39.091 | 2.612 | 193049.111 | 7735.787 | 819.144 |  | 3216941.917 | 2319515.263 | 3216941.917 | 2319515.263 | EPA/CAMD | EPA/CAMD | EPA/CAMD | EPA/CAMD | EIA | EIA | -- | EPA/CAMD | EPA/CAMD | [14 empty] | 10478.9796 | 0 | 6202.208 | 300787.79 | 0 | 0 | 0 | 0 | 0 | 0 | 0 | 0 | 306989.998 | 0 | 0 | 306989.998 | 0 | 0 | 0.020203 | 0.9798 | 0 | 0 | 0 | 0 | 0 | 0 | 0 | 0 | 1 | 0 | 0 | 1 | 0 | Yes |  | 7517581.43 | 448247.813 | 121.752 | 3.567 |  | https://www.google.com/maps/@?api=1&map_action=map&center=28.366499999999998%2C-82.558610999999999&zoom=17&basemap=satellite | 11098 | [118 empty] | 0.28 |  |  | 48 |  |  | 0.35 | 0.24 |  |  | 44 |  |  | 0.4 | 0.32 |  |  | 57 |  |  | 0.3 | 0.01 |  |  | 57 |  |  | 0.05 | 0.15 |  |  | 70 |  |  | 0.12 | 0.05 |  |  | 46 |  |  | 0.06 | 0.16 |  |  | 51 |  |  | 0.16 | 7.42 | 0.07116 | Gas | FRS_110012581820
1582 | 5307 | 2021 | MN | Alexandria | 1958 | City of Alexandria - (MN) | 295 | City of Alexandria - (MN) | 295 | Electric Utility | Midcontinent Independent Transmission System Operator, Inc.. | MISO | MRO | MROW | MRO West | MISO | 27 | 41 | Douglas | 45.8892 | -95.3797 | 3 | 3 | DFO | OIL |  | 0.00048 | 9.2 | 1 | [6 empty] | 347.999 | 119 | 347.999 | 119 | 39.001 | 14 | 0.55 | 0.186 | 0.05 | 28.419 | 2.302 | 0.46 | 28.516 |  | 28.204 | 26.571 | 2.585 | 1457.347 | 0.059 | 0.012 | 1462.34 |  | 3.161 | 3.126 | 0.29 | 163.328 | 0.007 | 0.001 | 163.888 |  | 28.205 | 26.572 | 2.585 | 1457.385 | 0.059 | 0.012 | 1462.377 |  | 0.55 | 0.186 | 0.05 | 28.419 | 2.302 | 0.46 |  | 347.999 | 119 | 347.999 | 119 | EIA | EIA | EIA | EIA | EIA | EIA | -- | EIA | EIA | [14 empty] | 8923.0513 | 0 | 39 | 0 | 0 | 0 | 0 | 0 | 0 | 0 | 0 | 0 | 39 | 0 | 0 | 39 | 0 | 0 | 1 | 0 | 0 | 0 | 0 | 0 | 0 | 0 | 0 | 0 | 1 | 0 | 0 | 1 | 0 | [7 empty] | https://www.google.com/maps/@?api=1&map_action=map&center=45.889167%2C-95.379722000000001&zoom=17&basemap=satellite | 17264 | [118 empty] | 0.18 |  |  | 27 |  |  | 0.35 | 0.07 |  |  | 18 |  |  | 0.4 | 0.28 |  |  | 50 |  |  | 0.3 | 0 |  |  | 0 |  |  | 0.05 | 0.05 |  |  | 33 |  |  | 0.12 | 0.06 |  |  | 55 |  |  | 0.06 | 0.22 |  |  | 74 |  |  | 0.16 | 0.080445 | 2.5139 | Oil | FRS_110003865988
1583 | 2664 | 2021 | FL | South District Wastewater Treatment Plt | 54624 | Florida Power & Light Co | 6452 | Miami Dade Water & Sewer Dept | 12411 | Commercial CHP | Florida Power & Light Company | FPL | SERC | FRCC | FRCC All |  | 12 | 86 | Miami Dade | 25.5498 | -80.3363 | 4 | 4 | OBG | BIOMASS |  | 0.30982 | 8 | 0.81697 | Yes | Yes | 71729.6 | 1.033 | 0.57938 |  | 128593.748 | 55720.288 | 128593.748 | 55720.288 | 21712 | 9170 | 172.174 | 70.761 | 0.296 | 2382.046 | 294.556 | 29.456 | 2390.117 |  | 15.86 | 15.433 | 0.027 | 219.422 | 0.014 | 0.001 | 220.165 |  | 2.678 | 2.54 | 0.005 | 37.048 | 0.002 | 0 | 37.173 |  | 15.86 | 15.433 | 0.027 | 219.422 | 0.014 | 0.001 | 220.165 |  | 297.168 | 122.132 | 0.511 | 14093.78 | 508.397 | 50.84 |  | 221950 | 96172 | 221950 | 96172 | EIA | EIA | EIA | EIA | EIA | EIA | -- | EIA | EIA | 0 | 0 | 0 | 9982.421 | 0 | 0 | 93356.252 | 40451.712 | 124.994 | 51.371 | 0.215 | 1729.313 | 213.841 | 21.384 | 5922.7039 | 0 | 0 | 6297.672 | 0 | 0 | 15414.328 | 0 | 0 | 0 | 0 | 0 | 6297.672 | 15414.328 | 15414.328 | 21712 | 0 | 0 | 0 | 0.29005 | 0 | 0 | 0.70995 | 0 | 0 | 0 | 0 | 0 | 0.29005 | 0.70995 | 0.70995 | 1 | 0 | [7 empty] | https://www.google.com/maps/@?api=1&map_action=map&center=25.549834000000001%2C-80.336252999999999&zoom=17&basemap=satellite | 72522 | [118 empty] | 0.58 |  |  | 81 |  |  | 0.35 | 0.83 |  |  | 85 |  |  | 0.4 | 0.33 |  |  | 59 |  |  | 0.3 | 0.15 |  |  | 89 |  |  | 0.05 | 0.16 |  |  | 73 |  |  | 0.12 | 0.07 |  |  | 69 |  |  | 0.06 | 0.12 |  |  | 35 |  |  | 0.16 | 0.94596 | 0.087113 | Biomass | FRS_110035591393
1584 | 5345 | 2021 | MN | Benson City of | 1964 | City of Benson - (MN) | 1573 | City of Benson - (MN) | 1573 | Electric Utility | Midcontinent Independent Transmission System Operator, Inc.. | MISO | MRO | MROW | MRO West | MISO | 27 | 151 | Swift | 45.3144 | -95.6028 | 5 | 5 | DFO | OIL |  | 0.0012 | 9 | 1 | [6 empty] | 921 | 319 | 921 | 319 | 95 | 33 | 1.48 | 0.515 | 0.134 | 75.21 | 6.091 | 1.218 | 75.468 |  | 31.158 | 31.212 | 2.811 | 1583.368 | 0.064 | 0.013 | 1588.793 |  | 3.214 | 3.229 | 0.29 | 163.322 | 0.007 | 0.001 | 163.882 |  | 31.158 | 31.212 | 2.811 | 1583.368 | 0.064 | 0.013 | 1588.793 |  | 1.48 | 0.515 | 0.134 | 75.21 | 6.091 | 1.218 |  | 921 | 319 | 921 | 319 | EIA | EIA | EIA | EIA | EIA | EIA | -- | EIA | EIA | [14 empty] | 9694.7368 | 0 | 95 | 0 | 0 | 0 | 0 | 0 | 0 | 0 | 0 | 0 | 95 | 0 | 0 | 95 | 0 | 0 | 1 | 0 | 0 | 0 | 0 | 0 | 0 | 0 | 0 | 0 | 1 | 0 | 0 | 1 | 0 | [7 empty] | https://www.google.com/maps/@?api=1&map_action=map&center=45.314444000000002%2C-95.602777000000003&zoom=17&basemap=satellite | 3543 | [118 empty] | 0.19 |  |  | 29 |  |  | 0.35 | 0.07 |  |  | 19 |  |  | 0.4 | 0.3 |  |  | 54 |  |  | 0.3 | 0 |  |  | 0 |  |  | 0.05 | 0.06 |  |  | 41 |  |  | 0.12 | 0.05 |  |  | 48 |  |  | 0.06 | 0.22 |  |  | 73 |  |  | 0.16 | 0.11703 | 2.9256 | Oil | FRS_110064314219
1585 | 2665 | 2021 | FL | South Energy Center | 56518 | Gainesville Regional Utilities | 6909 | Gainesville Regional Utilities | 6909 | Commercial CHP | Gainesville Regional Utilities | GVL | SERC | FRCC | FRCC All |  | 12 | 1 | Alachua | 29.6383 | -82.34 | 2 | 2 | NG | GAS |  | 0.43265 | 11.5 | 0.61225 |  | Yes | 176605.6 | 0.842 | 0.52898 |  | 217361.813 | 105131.421 | 217361.813 | 105131.421 | 43585 | 21081 | 253.85 | 122.779 | 0.347 | 12703.609 | 479.201 | 47.92 | 12716.739 |  | 11.648 | 11.648 | 0.016 | 582.935 | 0.011 | 0.001 | 583.537 |  | 2.336 | 2.336 | 0.003 | 116.889 | 0.002 | 0 | 117.01 |  | 11.648 | 11.648 | 0.016 | 582.935 | 0.011 | 0.001 | 583.537 |  | 479.881 | 232.104 | 0.657 | 24015.091 | 905.889 | 90.589 |  | 410904 | 198742 | 410904 | 198742 | EIA | EIA | EIA | EIA | EIA | EIA | -- | EIA | EIA | [6 empty] | 193542.187 | 93610.579 | 226.031 | 109.325 | 0.309 | 11311.482 | 426.688 | 42.669 | 4987.0784 | 0 | 0 | 43585 | 0 | 0 | 0 | 0 | 0 | 0 | 0 | 0 | 43585 | 0 | 0 | 43585 | 0 | 0 | 0 | 1 | 0 | 0 | 0 | 0 | 0 | 0 | 0 | 0 | 1 | 0 | 0 | 1 | 0 | [7 empty] | https://www.google.com/maps/@?api=1&map_action=map&center=29.638300000000001%2C-82.34&zoom=17&basemap=satellite | 84632 | [118 empty] | 0.53 |  |  | 77 |  |  | 0.35 | 0.43 |  |  | 62 |  |  | 0.4 | 0.6 |  |  | 88 |  |  | 0.3 | 0.03 |  |  | 69 |  |  | 0.05 | 0.07 |  |  | 43 |  |  | 0.12 | 0.03 |  |  | 29 |  |  | 0.06 | 0.08 |  |  | 19 |  |  | 0.16 | 0.054437 | 0.0022956 | Gas | FRS_110032790424
1586 | 5359 | 2021 | MN | Blooming Prairie | 1966 | City of Blooming Prairie - (MN) | 1871 | City of Blooming Prairie - (MN) | 1871 | Electric Utility | Midcontinent Independent Transmission System Operator, Inc.. | MISO | MRO | MROW | MRO West | MISO | 27 | 147 | Steele | 43.866 | -93.0504 | 4 | 4 | DFO | OIL |  | 0.00482 | 6.8 | 1 | [6 empty] | 2837.001 | 987.999 | 2837.001 | 987.999 | 287.001 | 100.001 | 4.577 | 1.594 | 0.411 | 231.677 | 18.764 | 3.753 | 232.471 |  | 31.895 | 31.88 | 2.866 | 1614.468 | 0.065 | 0.013 | 1619.999 |  | 3.227 | 3.227 | 0.29 | 163.325 | 0.007 | 0.001 | 163.885 |  | 31.895 | 31.88 | 2.866 | 1614.474 | 0.065 | 0.013 | 1620.005 |  | 4.577 | 1.594 | 0.411 | 231.677 | 18.764 | 3.753 |  | 2837.001 | 987.999 | 2837.001 | 987.999 | EIA | EIA | EIA | EIA | EIA | EIA | -- | EIA | EIA | [14 empty] | 9885.0209 | 0 | 287 | 0 | 0 | 0 | 0 | 0 | 0 | 0 | 0 | 0 | 287 | 0 | 0 | 287 | 0 | 0 | 1 | 0 | 0 | 0 | 0 | 0 | 0 | 0 | 0 | 0 | 1 | 0 | 0 | 1 | 0 | [7 empty] | https://www.google.com/maps/@?api=1&map_action=map&center=43.866%2C-93.050399999999996&zoom=17&basemap=satellite | 2330 | [118 empty] | 0.21 |  |  | 35 |  |  | 0.35 | 0.11 |  |  | 26 |  |  | 0.4 | 0.31 |  |  | 55 |  |  | 0.3 | 0 |  |  | 0 |  |  | 0.05 | 0.12 |  |  | 62 |  |  | 0.12 | 0.07 |  |  | 65 |  |  | 0.06 | 0.23 |  |  | 77 |  |  | 0.16 | 0.2418 | 3.1403 | Oil | FRS_110003793226
1587 | 2668 | 2021 | FL | Springhill Gas Recovery Plant | 56522 | West Florida El Coop Assn, Inc | 20371 | WM Renewable Energy LLC | 54842 | IPP Non-CHP | PowerSouth Energy Cooperative | AEC | SERC | SRSO | SERC South |  | 12 | 63 | Jackson | 30.9283 | -85.4261 | 6 | 6 | LFG | BIOMASS |  | 0.91536 | 4.8 | 0 | Yes | [5 empty] | 472294.002 | 188251.002 | 472294.002 | 188251.002 | 38488.998 | 15340.998 | 0 | 0 | 7.911 | 0 | 0 | 0 | 0 |  | 0 | 0 | 0.411 | 0 | 0 | 0 | 0 |  | 0 | 0 | 0.033 | 0 | 0 | 0 | 0 |  | 0 | 0 | 0.411 | 0 | 0 | 0 | 0 |  | 337.686 | 134.598 | 10.627 | 29990.568 | 1098.557 | 109.856 |  | 472294.002 | 188251.002 | 472294.002 | 188251.002 | EIA | EIA | EIA | EIA | EIA | EIA | -- | EIA | EIA | 337.686 | 134.598 | 2.716 | 29990.568 | 1098.557 | 109.856 | [8 empty] | 12270.8826 | 0 | 0 | 0 | 0 | 0 | 38489 | 0 | 0 | 0 | 0 | 0 | 0 | 38489 | 38489 | 38489 | 0 | 0 | 0 | 0 | 0 | 0 | 1 | 0 | 0 | 0 | 0 | 0 | 0 | 1 | 1 | 1 | 0 | [7 empty] | https://www.google.com/maps/@?api=1&map_action=map&center=30.928332999999999%2C-85.426111000000006&zoom=17&basemap=satellite | 771 | [118 empty] | 0.62 |  |  | 84 |  |  | 0.35 | 0.64 |  |  | 75 |  |  | 0.4 | 0.63 |  |  | 89 |  |  | 0.3 | 0 |  |  | 0 |  |  | 0.05 | 0.28 |  |  | 89 |  |  | 0.12 | 0.01 |  |  | 14 |  |  | 0.06 | 0.23 |  |  | 75 |  |  | 0.16 | 3.5578 | 0.17629 | Biomass | FRS_110040593097
1588 | 5362 | 2021 | MN | Blue Earth | 1967 | Blue Earth Light & Water | 1883 | Blue Earth Light & Water | 1883 | Electric Utility | Midcontinent Independent Transmission System Operator, Inc.. | MISO | MRO | MROW | MRO West | MISO | 27 | 43 | Faribault | 43.6375 | -94.1017 | 7 | 7 | DFO | OIL |  | 0.0003 | 11 | 1 | [6 empty] | 365.999 | 130 | 365.999 | 130 | 28.999 | 10.001 | 0.606 | 0.213 | 0.053 | 29.888 | 2.421 | 0.484 | 29.99 |  | 41.795 | 42.596 | 3.655 | 2061.312 | 0.083 | 0.017 | 2068.374 |  | 3.311 | 3.277 | 0.29 | 163.323 | 0.007 | 0.001 | 163.882 |  | 41.793 | 42.594 | 3.655 | 2061.241 | 0.083 | 0.017 | 2068.303 |  | 0.606 | 0.213 | 0.053 | 29.888 | 2.421 | 0.484 |  | 365.999 | 130 | 365.999 | 130 | EIA | EIA | EIA | EIA | EIA | EIA | -- | EIA | EIA | [14 empty] | 12620.6552 | 0 | 29 | 0 | 0 | 0 | 0 | 0 | 0 | 0 | 0 | 0 | 29 | 0 | 0 | 29 | 0 | 0 | 1 | 0 | 0 | 0 | 0 | 0 | 0 | 0 | 0 | 0 | 1 | 0 | 0 | 1 | 0 | [7 empty] | https://www.google.com/maps/@?api=1&map_action=map&center=43.637500000000003%2C-94.101667000000006&zoom=17&basemap=satellite | 3521 | [118 empty] | 0.23 |  |  | 39 |  |  | 0.35 | 0.15 |  |  | 32 |  |  | 0.4 | 0.32 |  |  | 58 |  |  | 0.3 | 0 |  |  | 0 |  |  | 0.05 | 0.09 |  |  | 54 |  |  | 0.12 | 0.05 |  |  | 53 |  |  | 0.06 | 0.25 |  |  | 82 |  |  | 0.16 | 0.0899 | 2.5324 | Oil | FRS_110008813846
1589 | 2670 | 2021 | FL | Standby Generation Plant | 50310 | Gulf Power Co | 7801 | Pensacola Christian College | 14762 | Commercial Non-CHP | Southern Company Services, Inc. - Trans | SOCO | SERC | SRSO | SERC South |  | 12 | 33 | Escambia | 30.4736 | -87.2361 | 11 | 11 | NG | GAS |  | 0.00014 | 13.7 | 1 |  | Yes | 0 |  | 1 |  | 361.998 | 134.997 | 361.998 | 134.997 | 16.999 | 3.003 | 0.496 | 0.189 | 0.001 | 21.161 | 0.798 | 0.08 | 21.183 |  | 58.356 | 125.874 | 0.094 | 2489.676 | 0.047 | 0.005 | 2492.249 |  | 2.74 | 2.8 | 0.004 | 116.912 | 0.002 | 0 | 117.033 |  | 58.353 | 125.867 | 0.094 | 2489.529 | 0.047 | 0.005 | 2492.102 |  | 0.496 | 0.189 | 0.001 | 21.161 | 0.798 | 0.08 |  | 361.998 | 134.997 | 361.998 | 134.997 | EIA | EIA | EIA | EIA | EIA | EIA | -- | EIA | EIA | [6 empty] | 0 | 0 | 0 | 0 | 0 | 0 | 0 | 0 | 21294 | 0 | 0 | 17 | 0 | 0 | 0 | 0 | 0 | 0 | 0 | 0 | 17 | 0 | 0 | 17 | 0 | 0 | 0 | 1 | 0 | 0 | 0 | 0 | 0 | 0 | 0 | 0 | 1 | 0 | 0 | 1 | 0 | [7 empty] | https://www.google.com/maps/@?api=1&map_action=map&center=30.473600000000001%2C-87.236099999999993&zoom=17&basemap=satellite | 62271 | [118 empty] | 0.47 |  |  | 71 |  |  | 0.35 | 0.5 |  |  | 67 |  |  | 0.4 | 0.44 |  |  | 74 |  |  | 0.3 | 0.02 |  |  | 64 |  |  | 0.05 | 0.13 |  |  | 65 |  |  | 0.12 | 0.05 |  |  | 53 |  |  | 0.06 | 0.16 |  |  | 51 |  |  | 0.16 | 0.00032642 | 0.0056769 | Gas | FRS_110028016162
1590 | 5427 | 2021 | MN | Delano | 1969 | Delano Municipal Utilities | 5015 | Delano Municipal Utilities | 5015 | Electric Utility | Midcontinent Independent Transmission System Operator, Inc.. | MISO | MRO | MROW | MRO West | MISO | 27 | 171 | Wright | 45.0414 | -93.7905 | 7 | 7 | DFO | OIL |  | 0.00038 | 23 | 1 | [6 empty] | 924 | 318 | 924 | 318 | 77 | 27 | 1.436 | 0.494 | 0.134 | 70.553 | 6.111 | 1.222 | 70.812 |  | 37.299 | 36.593 | 3.478 | 1832.545 | 0.079 | 0.016 | 1839.26 |  | 3.108 | 3.107 | 0.29 | 152.712 | 0.007 | 0.001 | 153.272 |  | 37.299 | 36.593 | 3.478 | 1832.545 | 0.079 | 0.016 | 1839.26 |  | 1.436 | 0.494 | 0.134 | 70.553 | 6.111 | 1.222 |  | 924 | 318 | 924 | 318 | EIA | EIA | EIA | EIA | EIA | EIA | -- | EIA | EIA | [14 empty] | 12000 | 0 | 77 | 0 | 0 | 0 | 0 | 0 | 0 | 0 | 0 | 0 | 77 | 0 | 0 | 77 | 0 | 0 | 1 | 0 | 0 | 0 | 0 | 0 | 0 | 0 | 0 | 0 | 1 | 0 | 0 | 1 | 0 | [7 empty] | https://www.google.com/maps/@?api=1&map_action=map&center=45.041378000000002%2C-93.790521999999996&zoom=17&basemap=satellite | 8101 | [118 empty] | 0.07 |  |  | 5 |  |  | 0.35 | 0.06 |  |  | 15 |  |  | 0.4 | 0.08 |  |  | 14 |  |  | 0.3 | 0.01 |  |  | 58 |  |  | 0.05 | 0.01 |  |  | 12 |  |  | 0.12 | 0.07 |  |  | 70 |  |  | 0.06 | 0.14 |  |  | 42 |  |  | 0.16 | 0.057181 | 2.7228 | Oil | FRS_110001443894
1591 | 2671 | 2021 | FL | Stanton A | 55821 | Orlando Utilities Comm | 14610 | Stanton Clean Energy LLC | 61903 | IPP Non-CHP | Duke Energy Florida Inc | FPC | SERC | FRCC | FRCC All |  | 12 | 95 | Orange | 28.4882 | -81.1669 | 2 | 3 | NG | GAS |  | 0.41266 | 688.3 | 0.64556 | [6 empty] | 17819745.09 | 10184494.21 | 17819745.09 | 10184494.21 | 2488152 | 1421039 | 105.961 | 57.395 | 5.347 | 1059001.347 | 39660.073 | 3966.007 | 1060088.033 |  | 0.085 | 0.081 | 0.004 | 851.235 | 0.016 | 0.002 | 852.109 |  | 0.012 | 0.011 | 0.001 | 118.857 | 0.002 | 0 | 118.979 |  | 0.085 | 0.081 | 0.004 | 851.235 | 0.016 | 0.002 | 852.109 |  | 105.961 | 57.395 | 5.347 | 1059001.347 | 39660.073 | 3966.007 |  | 17819745.09 | 10184494.21 | 17819745.09 | 10184494.21 | EPA/CAMD | EPA/CAMD | EPA/CAMD | EPA/CAMD | EIA | EIA | -- | EPA/CAMD | EPA/CAMD | [14 empty] | 7161.8394 | 0 | 0 | 2488152 | 0 | 0 | 0 | 0 | 0 | 0 | 0 | 0 | 2488152 | 0 | 0 | 2488152 | 0 | 0 | 0 | 1 | 0 | 0 | 0 | 0 | 0 | 0 | 0 | 0 | 1 | 0 | 0 | 1 | 0 | Yes |  | 22767904.61 | 1353060.596 | 128.759 | 6.831 |  | https://www.google.com/maps/@?api=1&map_action=map&center=28.488246%2C-81.166944000000001&zoom=17&basemap=satellite | 25416 | [118 empty] | 0.3 |  |  | 51 |  |  | 0.35 | 0.44 |  |  | 63 |  |  | 0.4 | 0.17 |  |  | 31 |  |  | 0.3 | 0.04 |  |  | 73 |  |  | 0.05 | 0.11 |  |  | 61 |  |  | 0.12 | 0.09 |  |  | 79 |  |  | 0.06 | 0.05 |  |  | 9 |  |  | 0.16 | 52.0876 | 0.047963 | Gas | FRS_110069998634
1592 | 5430 | 2021 | MN | Detroit Lakes | 1970 | City of Detroit Lakes - (MN) | 5111 | City of Detroit Lakes - (MN) | 5111 | Electric Utility | Midcontinent Independent Transmission System Operator, Inc.. | MISO | MRO | MROW | MRO West | MISO | 27 | 5 | Becker | 46.8175 | -95.8433 | 1 | 1 | DFO | OIL |  | 0 | 12.5 | [11 empty] | 0 | 0 | 0 |  | 0 | 0 | [45 empty] | -- | [17 empty] | 0 | 0 | 0 | 0 | 0 | 0 | 0 | 0 | 0 | 0 | 0 | 0 | 0 | 0 | 0 | 0 | [23 empty] | https://www.google.com/maps/@?api=1&map_action=map&center=46.817500000000003%2C-95.843333000000001&zoom=17&basemap=satellite | 10104 | [118 empty] | 0.22 |  |  | 37 |  |  | 0.35 | 0.1 |  |  | 24 |  |  | 0.4 | 0.34 |  |  | 60 |  |  | 0.3 | 0 |  |  | 0 |  |  | 0.05 | 0.09 |  |  | 52 |  |  | 0.12 | 0.07 |  |  | 68 |  |  | 0.06 | 0.2 |  |  | 69 |  |  | 0.16 | 0.0026614 | 0.33268 | Oil | FRS_110008724265
1593 | 2674 | 2021 | FL | Sub 12 | 61080 | City of Tallahassee - (FL) | 18445 | City of Tallahassee - (FL) | 18445 | Electric Utility | City of Tallahassee | TAL | SERC | FRCC | FRCC All |  | 12 | 73 | Leon | 30.4598 | -84.26 | 2 | 2 | NG | GAS |  | 0.06217 | 18.6 | 1 | [6 empty] | 91964 | 44480 | 91964 | 44480 | 10129 | 4899 | 123.57 | 59.766 | 0.147 | 5374.792 | 202.746 | 20.275 | 5380.347 |  | 24.399 | 24.399 | 0.029 | 1061.268 | 0.02 | 0.002 | 1062.365 |  | 2.687 | 2.687 | 0.003 | 116.889 | 0.002 | 0 | 117.01 |  | 24.399 | 24.399 | 0.029 | 1061.268 | 0.02 | 0.002 | 1062.365 |  | 123.57 | 59.766 | 0.147 | 5374.792 | 202.746 | 20.275 |  | 91964 | 44480 | 91964 | 44480 | EIA | EIA | EIA | EIA | EIA | EIA | -- | EIA | EIA | [14 empty] | 9079.2773 | 0 | 0 | 10129 | 0 | 0 | 0 | 0 | 0 | 0 | 0 | 0 | 10129 | 0 | 0 | 10129 | 0 | 0 | 0 | 1 | 0 | 0 | 0 | 0 | 0 | 0 | 0 | 0 | 1 | 0 | 0 | 1 | 0 | [7 empty] | https://www.google.com/maps/@?api=1&map_action=map&center=30.459813%2C-84.260028000000005&zoom=17&basemap=satellite | 75914 | [118 empty] | 0.42 |  |  | 66 |  |  | 0.35 | 0.44 |  |  | 62 |  |  | 0.4 | 0.38 |  |  | 66 |  |  | 0.3 | 0.02 |  |  | 61 |  |  | 0.05 | 0.06 |  |  | 41 |  |  | 0.12 | 0.04 |  |  | 45 |  |  | 0.06 | 0.13 |  |  | 38 |  |  | 0.16 | 0.023281 | 0.0038231 | Gas | FRS_110070205559
1594 | 5445 | 2021 | MN | Elk River City of | 1971 | City of Elk River | 5773 | City of Elk River | 5773 | Electric Utility | Midcontinent Independent Transmission System Operator, Inc.. | MISO | MRO | MROW | MRO West | MISO | 27 | 141 | Sherburne | 45.3158 | -93.5781 | 8 | 8 | DFO | OIL |  | 0.2057 | 12.2 | 0.99049 | Yes | [5 empty] | 299841.001 | 128976.002 | 299841.001 | 128976.002 | 21984.002 | 9457 | 0 | 0 | 5.108 | 4059.796 | 4.398 | 0.88 | 4059.982 |  | 0 | 0 | 0.465 | 369.341 | 0 | 0 | 369.358 |  | 0 | 0 | 0.034 | 27.08 | 0 | 0 | 27.081 |  | 0 | 0 | 0.465 | 369.341 | 0 | 0 | 369.358 |  | 216.662 | 93.147 | 6.828 | 23057.409 | 700.282 | 70.468 |  | 299841.001 | 128976.002 | 299841.001 | 128976.002 | EIA | EIA | EIA | EIA | EIA | EIA | -- | EIA | EIA | 216.662 | 93.147 | 1.72 | 18997.613 | 695.884 | 69.588 | [8 empty] | 13639.0557 | 0 | 48.716 | 0 | 0 | 0 | 21935.284 | 0 | 0 | 0 | 0 | 0 | 48.716 | 21935.284 | 21935.284 | 21984 | 0 | 0 | 0.002216 | 0 | 0 | 0 | 0.99778 | 0 | 0 | 0 | 0 | 0 | 0.002216 | 0.99778 | 0.99778 | 1 | 0 | [7 empty] | https://www.google.com/maps/@?api=1&map_action=map&center=45.315800000000003%2C-93.578100000000006&zoom=17&basemap=satellite | 24843 | [118 empty] | 0.13 |  |  | 17 |  |  | 0.35 | 0.12 |  |  | 27 |  |  | 0.4 | 0.14 |  |  | 25 |  |  | 0.3 | 0.01 |  |  | 57 |  |  | 0.05 | 0.08 |  |  | 50 |  |  | 0.12 | 0.07 |  |  | 66 |  |  | 0.06 | 0.14 |  |  | 44 |  |  | 0.16 | 37.1455 | 3.0453 | Oil | FRS_110028022967
1595 | 5454 | 2021 | MN | Fairfax | 1972 | City of Fairfax - (MN) | 6138 | City of Fairfax - (MN) | 6138 | Electric Utility | Midcontinent Independent Transmission System Operator, Inc.. | MISO | MRO | MROW | MRO West | MISO | 27 | 129 | Renville | 44.5259 | -94.7188 | 1 | 1 | DFO | OIL |  | 0.00046 | 2 | 1 | [6 empty] | 55 | 6 | 55 | 6 | 8 | 3 | 0.084 | 0.009 | 0.008 | 4.491 | 0.364 | 0.073 | 4.506 |  | 21 | 6 | 2 | 1122.75 | 0.045 | 0.009 | 1126.597 |  | 3.055 | 3 | 0.291 | 163.309 | 0.007 | 0.001 | 163.869 |  | 21 | 6 | 2 | 1122.75 | 0.045 | 0.009 | 1126.597 |  | 0.084 | 0.009 | 0.008 | 4.491 | 0.364 | 0.073 |  | 55 | 6 | 55 | 6 | EIA | EIA | EIA | EIA | EIA | EIA | -- | EIA | EIA | [14 empty] | 6875 | 0 | 8 | 0 | 0 | 0 | 0 | 0 | 0 | 0 | 0 | 0 | 8 | 0 | 0 | 8 | 0 | 0 | 1 | 0 | 0 | 0 | 0 | 0 | 0 | 0 | 0 | 0 | 1 | 0 | 0 | 1 | 0 | [7 empty] | https://www.google.com/maps/@?api=1&map_action=map&center=44.525886999999997%2C-94.718812&zoom=17&basemap=satellite | 1360 | [118 empty] | 0.25 |  |  | 42 |  |  | 0.35 | 0.18 |  |  | 37 |  |  | 0.4 | 0.31 |  |  | 56 |  |  | 0.3 | 0 |  |  | 0 |  |  | 0.05 | 0.1 |  |  | 56 |  |  | 0.12 | 0.06 |  |  | 61 |  |  | 0.06 | 0.26 |  |  | 82 |  |  | 0.16 | 0.0093 | 1.86 | Oil | FRS_110008806596
1596 | 2684 | 2021 | FL | Trail Ridge Landfill Gas Recovery | 57123 | JEA | 9617 | EPP Renewable Energy | 57249 | IPP Non-CHP | JEA | JEA | SERC | FRCC | FRCC All |  | 12 | 31 | Duval | 30.228 | -82.0409 | 6 | 6 | LFG | BIOMASS |  | 0.49313 | 9.6 | 0.51146 | Yes | [5 empty] | 449022 | 178975.002 | 449022 | 178975.002 | 41470.002 | 16528.998 | 0 | 0 | 7.521 | 0.001 | 0 | 0 | 0.001 |  | 0 | 0 | 0.363 | 0 | 0 | 0 | 0 |  | 0 | 0 | 0.033 | 0 | 0 | 0 | 0 |  | 0 | 0 | 0.363 | 0 | 0 | 0 | 0 |  | 339.102 | 135.162 | 10.103 | 28512.804 | 1044.426 | 104.443 |  | 449022 | 178975.002 | 449022 | 178975.002 | EIA | EIA | EIA | EIA | EIA | EIA | -- | EIA | EIA | 339.102 | 135.162 | 2.582 | 28512.803 | 1044.426 | 104.443 | [8 empty] | 10827.6344 | 0 | 0 | 0 | 0 | 0 | 41470 | 0 | 0 | 0 | 0 | 0 | 0 | 41470 | 41470 | 41470 | 0 | 0 | 0 | 0 | 0 | 0 | 1 | 0 | 0 | 0 | 0 | 0 | 0 | 1 | 1 | 1 | 0 | [7 empty] | https://www.google.com/maps/@?api=1&map_action=map&center=30.227952999999999%2C-82.040880999999999&zoom=17&basemap=satellite | 458 | [118 empty] | 0.22 |  |  | 38 |  |  | 0.35 | 0.22 |  |  | 42 |  |  | 0.4 | 0.23 |  |  | 41 |  |  | 0.3 | 0.03 |  |  | 70 |  |  | 0.05 | 0.18 |  |  | 76 |  |  | 0.12 | 0.05 |  |  | 50 |  |  | 0.06 | 0.08 |  |  | 18 |  |  | 0.16 | 3.636 | 0.1592 | Biomass | FRS_110002376919
1597 | 5455 | 2021 | MN | Fairmont (MN) | 1973 | Fairmont Public Utilities Comm | 6151 | Southern Minnesota Mun P Agny | 40580 | Electric Utility | Midcontinent Independent Transmission System Operator, Inc.. | MISO | MRO | MROW | MRO West | MISO | 27 | 91 | Martin | 43.6579 | -94.4647 | 6 | 6 | NG | GAS |  | 0.04552 | 39 | 1 | [6 empty] | 172516.002 | 75763.002 | 172516.002 | 75763.002 | 15553.002 | 6831 | 219.796 | 96.418 | 0.743 | 11417.794 | 394.694 | 41.624 | 11428.93 |  | 28.264 | 28.23 | 0.095 | 1468.243 | 0.025 | 0.003 | 1469.675 |  | 2.548 | 2.545 | 0.009 | 132.368 | 0.002 | 0 | 132.497 |  | 28.264 | 28.23 | 0.095 | 1468.243 | 0.025 | 0.003 | 1469.675 |  | 219.796 | 96.418 | 0.743 | 11417.794 | 394.694 | 41.624 |  | 172516.002 | 75763.002 | 172516.002 | 75763.002 | EIA | EIA | EIA | EIA | EIA | EIA | -- | EIA | EIA | [14 empty] | 11092.1367 | 0 | 293.609 | 15259.391 | 0 | 0 | 0 | 0 | 0 | 0 | 0 | 0 | 15553 | 0 | 0 | 15553 | 0 | 0 | 0.018878 | 0.98112 | 0 | 0 | 0 | 0 | 0 | 0 | 0 | 0 | 1 | 0 | 0 | 1 | 0 | [7 empty] | https://www.google.com/maps/@?api=1&map_action=map&center=43.657899999999998%2C-94.464699999999993&zoom=17&basemap=satellite | 9349 | [118 empty] | 0.23 |  |  | 38 |  |  | 0.35 | 0.11 |  |  | 26 |  |  | 0.4 | 0.34 |  |  | 60 |  |  | 0.3 | 0 |  |  | 0 |  |  | 0.05 | 0.07 |  |  | 45 |  |  | 0.12 | 0.05 |  |  | 50 |  |  | 0.06 | 0.23 |  |  | 77 |  |  | 0.16 | 6.5307 | 0.8895 | Gas | FRS_110064169304
1598 | 2686 | 2021 | FL | Treasure Coast Energy Center | 56400 | Florida Power & Light Co | 6452 | Fort Pierce Utilities Authority | 6616 | Electric Utility | Florida Municipal Power Pool | FMPP | SERC | FRCC | FRCC All |  | 12 | 111 | St Lucie | 27.3839 | -80.3775 | 1 | 2 | NG | GAS |  | 0.51032 | 411.4 | 0.4828 | [6 empty] | 13629091.87 | 5928288.117 | 13629091.87 | 5928288.117 | 1839118 | 804187 | 37.9 | 16.415 | 4.089 | 809953.114 | 29425.79 | 2942.579 | 810759.381 |  | 0.041 | 0.041 | 0.004 | 880.806 | 0.016 | 0.002 | 881.683 |  | 0.006 | 0.006 | 0.001 | 118.857 | 0.002 | 0 | 118.975 |  | 0.041 | 0.041 | 0.004 | 880.806 | 0.016 | 0.002 | 881.683 |  | 37.9 | 16.415 | 4.089 | 809953.114 | 29425.79 | 2942.579 |  | 13629091.87 | 5928288.117 | 13629091.87 | 5928288.117 | EPA/CAMD | EPA/CAMD | EPA/CAMD | EPA/CAMD | EIA | EIA | -- | EPA/CAMD | EPA/CAMD | [14 empty] | 7410.6674 | 0 | 0 | 1839118 | 0 | 0 | 0 | 0 | 0 | 0 | 0 | 0 | 1839118 | 0 | 0 | 1839118 | 0 | 0 | 0 | 1 | 0 | 0 | 0 | 0 | 0 | 0 | 0 | 0 | 1 | 0 | 0 | 1 | 0 | Yes |  | 14759388.83 | 877128.282 | 40.647 | 4.428 |  | https://www.google.com/maps/@?api=1&map_action=map&center=27.383889%2C-80.377499999999998&zoom=17&basemap=satellite | 24435 | [118 empty] | 0.39 |  |  | 64 |  |  | 0.35 | 0.46 |  |  | 64 |  |  | 0.4 | 0.33 |  |  | 59 |  |  | 0.3 | 0.02 |  |  | 63 |  |  | 0.05 | 0.08 |  |  | 49 |  |  | 0.12 | 0.07 |  |  | 69 |  |  | 0.06 | 0.22 |  |  | 73 |  |  | 0.16 | 44.2194 | 0.047139 | Gas | FRS_110038040214
1599 | 5496 | 2021 | MN | Glencoe | 1975 | Northern States Power Co | 13780 | Glencoe Light & Power Comm | 7292 | Electric Utility | Midcontinent Independent Transmission System Operator, Inc.. | MISO | MRO | MROW | MRO West | MISO | 27 | 85 | McLeod | 44.7709 | -94.1582 | 8 | 8 | DFO | OIL |  | 0.00124 | 39.5 | 1 | [6 empty] | 4117.999 | 1431.999 | 4117.999 | 1431.999 | 430 | 148.999 | 6.617 | 2.303 | 0.597 | 336.287 | 27.232 | 5.446 | 337.439 |  | 30.777 | 30.913 | 2.776 | 1564.126 | 0.063 | 0.013 | 1569.483 |  | 3.214 | 3.216 | 0.29 | 163.325 | 0.007 | 0.001 | 163.885 |  | 30.777 | 30.913 | 2.776 | 1564.126 | 0.063 | 0.013 | 1569.483 |  | 6.617 | 2.303 | 0.597 | 336.287 | 27.232 | 5.446 |  | 4117.999 | 1431.999 | 4117.999 | 1431.999 | EIA | EIA | EIA | EIA | EIA | EIA | -- | EIA | EIA | [14 empty] | 9576.7419 | 0 | 429.892 | 0.108 | 0 | 0 | 0 | 0 | 0 | 0 | 0 | 0 | 430 | 0 | 0 | 430 | 0 | 0 | 0.99975 | 0.00025116 | 0 | 0 | 0 | 0 | 0 | 0 | 0 | 0 | 1 | 0 | 0 | 1 | 0 | [7 empty] | https://www.google.com/maps/@?api=1&map_action=map&center=44.770899999999997%2C-94.158199999999994&zoom=17&basemap=satellite | 5990 | [118 empty] | 0.26 |  |  | 44 |  |  | 0.35 | 0.18 |  |  | 37 |  |  | 0.4 | 0.33 |  |  | 58 |  |  | 0.3 | 0 |  |  | 0 |  |  | 0.05 | 0.11 |  |  | 59 |  |  | 0.12 | 0.06 |  |  | 56 |  |  | 0.06 | 0.21 |  |  | 71 |  |  | 0.16 | 0.25141 | 3.2027 | Oil | FRS_110001447916
1600 | 2689 | 2021 | FL | Tropicana Products Bradent | 50971 | Florida Power & Light Co | 6452 | Tropicana Products Inc | 19216 | Industrial CHP | Florida Power & Light Company | FPL | SERC | FRCC | FRCC All |  | 12 | 81 | Manatee | 27.4834 | -82.5483 | 1 | 1 | NG | GAS |  | 0.46067 | 46.8 | 0.56555 |  | Yes | 970293.6 | 0.664 | 0.46971 |  | 980539.506 | 474256.913 | 980539.506 | 474256.913 | 188861 | 91346 | 152.911 | 73.958 | 1.567 | 57307.17 | 2161.721 | 216.172 | 57366.401 |  | 1.619 | 1.619 | 0.017 | 606.871 | 0.011 | 0.001 | 607.499 |  | 0.312 | 0.312 | 0.003 | 116.889 | 0.002 | 0 | 117.01 |  | 1.619 | 1.619 | 0.017 | 606.871 | 0.011 | 0.001 | 607.499 |  | 325.544 | 157.456 | 3.336 | 122005.76 | 4602.259 | 460.226 |  | 2087548 | 1009683 | 2087548 | 1009683 | EIA | EIA | EIA | EIA | EIA | EIA | -- | EIA | EIA | [6 empty] | 1107008.494 | 535426.087 | 172.633 | 83.498 | 1.769 | 64698.59 | 2440.538 | 244.054 | 5191.8581 | 0 | 0 | 188861 | 0 | 0 | 0 | 0 | 0 | 0 | 0 | 0 | 188861 | 0 | 0 | 188861 | 0 | 0 | 0 | 1 | 0 | 0 | 0 | 0 | 0 | 0 | 0 | 0 | 1 | 0 | 0 | 1 | 0 | [7 empty] | https://www.google.com/maps/@?api=1&map_action=map&center=27.483357999999999%2C-82.548340999999994&zoom=17&basemap=satellite | 88080 | [118 empty] | 0.48 |  |  | 72 |  |  | 0.35 | 0.48 |  |  | 65 |  |  | 0.4 | 0.48 |  |  | 78 |  |  | 0.3 | 0.04 |  |  | 73 |  |  | 0.05 | 0.21 |  |  | 81 |  |  | 0.12 | 0.06 |  |  | 60 |  |  | 0.06 | 0.22 |  |  | 72 |  |  | 0.16 | 0.4936 | 0.0050074 | Gas | FRS_110000365328
1601 | 5503 | 2021 | MN | Grand Marais | 1976 | City of Grand Marais - (MN) | 7487 | City of Grand Marais - (MN) | 7487 | Electric Utility | Midcontinent Independent Transmission System Operator, Inc.. | MISO | MRO | MROW | MRO West | MISO | 27 | 31 | Cook | 47.7503 | -90.3572 | 3 | 3 | DFO | OIL |  | 0.00639 | 6.7 | 1 | [6 empty] | 3397.999 | 1182.999 | 3397.999 | 1182.999 | 374.999 | 130 | 5.461 | 1.902 | 0.493 | 277.491 | 22.474 | 4.495 | 278.442 |  | 29.125 | 29.262 | 2.628 | 1479.956 | 0.06 | 0.012 | 1485.026 |  | 3.214 | 3.216 | 0.29 | 163.326 | 0.007 | 0.001 | 163.886 |  | 29.125 | 29.261 | 2.628 | 1479.952 | 0.06 | 0.012 | 1485.022 |  | 5.461 | 1.902 | 0.493 | 277.491 | 22.474 | 4.495 |  | 3397.999 | 1182.999 | 3397.999 | 1182.999 | EIA | EIA | EIA | EIA | EIA | EIA | -- | EIA | EIA | [14 empty] | 9061.3307 | 0 | 375 | 0 | 0 | 0 | 0 | 0 | 0 | 0 | 0 | 0 | 375 | 0 | 0 | 375 | 0 | 0 | 1 | 0 | 0 | 0 | 0 | 0 | 0 | 0 | 0 | 0 | 1 | 0 | 0 | 1 | 0 | [7 empty] | https://www.google.com/maps/@?api=1&map_action=map&center=47.750278000000002%2C-90.357221999999993&zoom=17&basemap=satellite | 1858 | [118 empty] | 0.14 |  |  | 19 |  |  | 0.35 | 0.04 |  |  | 11 |  |  | 0.4 | 0.25 |  |  | 45 |  |  | 0.3 | 0 |  |  | 0 |  |  | 0.05 | 0.03 |  |  | 21 |  |  | 0.12 | 0.05 |  |  | 54 |  |  | 0.06 | 0.26 |  |  | 83 |  |  | 0.16 | 0.22397 | 3.0893 | Oil | FRS_110008800486
1602 | 2695 | 2021 | FL | Vandolah Power Project | 55415 | Duke Energy Florida, Inc | 6455 | Vandolah Power Co LLC | 39125 | IPP Non-CHP | Duke Energy Florida Inc | FPC | SERC | FRCC | FRCC All |  | 12 | 49 | Hardee | 27.5236 | -81.924 | 4 | 4 | NG | GAS |  | 0.18168 | 728 | 1 | [6 empty] | 12128800.35 | 7684214.516 | 12128800.35 | 7684214.516 | 1158629 | 734555 | 192.487 | 117.597 | 88.07 | 724336.12 | 28289.245 | 2931.941 | 725126.595 |  | 0.332 | 0.32 | 0.152 | 1250.333 | 0.024 | 0.003 | 1251.698 |  | 0.032 | 0.031 | 0.015 | 119.441 | 0.002 | 0 | 119.571 |  | 0.332 | 0.32 | 0.152 | 1250.333 | 0.024 | 0.003 | 1251.698 |  | 192.487 | 117.597 | 88.07 | 724336.12 | 28289.245 | 2931.941 |  | 12128800.35 | 7684214.516 | 12128800.35 | 7684214.516 | EPA/CAMD | EPA/CAMD | EPA/CAMD | EPA/CAMD | EIA | EIA | -- | EPA/CAMD | EPA/CAMD | [14 empty] | 10468.235 | 0 | 14282.87 | 1144346.1 | 0 | 0 | 0 | 0 | 0 | 0 | 0 | 0 | 1158628.97 | 0 | 0 | 1158628.97 | 0 | 0 | 0.012327 | 0.98767 | 0 | 0 | 0 | 0 | 0 | 0 | 0 | 0 | 1 | 0 | 0 | 1 | 0 | Yes |  | 15527475.64 | 927046.794 | 241.285 | 106.545 |  | https://www.google.com/maps/@?api=1&map_action=map&center=27.523606999999998%2C-81.923951000000002&zoom=17&basemap=satellite | 277 | [118 empty] | 0.34 |  |  | 57 |  |  | 0.35 | 0.38 |  |  | 57 |  |  | 0.4 | 0.3 |  |  | 54 |  |  | 0.3 | 0.07 |  |  | 79 |  |  | 0.05 | 0.19 |  |  | 79 |  |  | 0.12 | 0 |  |  | 0 |  |  | 0.06 | 0.4 |  |  | 96 |  |  | 0.16 | 12.1849 | 0.042931 | Gas | FRS_110017411718
1603 | 5535 | 2021 | MN | Hibbing | 1979 | ALLETE, Inc. | 12647 | Hibbing Public Utilities Comm | 8543 | Electric Utility | Midcontinent Independent Transmission System Operator, Inc.. | MISO | MRO | MROW | MRO West | MISO | 27 | 137 | St Louis | 47.4294 | -92.935 | 4 | 3 | NG | GAS | Yes | 0.04269 | 35.9 | 1 | Yes | Yes | 578456.8 | 0.079 | 0.095518 |  | 80178.462 | 19789.505 | 80178.462 | 19789.505 | 13424.035 | 2237.5 | 5.474 | 1.566 | 0.334 | 4888.604 | 1279.088 | 170.119 | 4929.94 |  | 0.816 | 1.4 | 0.05 | 728.336 | 0.095 | 0.013 | 734.494 |  | 0.137 | 0.158 | 0.008 | 121.943 | 0.016 | 0.002 | 122.974 |  | 0.816 | 1.4 | 0.05 | 728.336 | 0.095 | 0.013 | 734.494 |  | 57.306 | 16.397 | 3.492 | 62701.842 | 13391.019 | 1781.003 |  | 839403.549 | 207180.091 | 839403.549 | 207180.091 | EIA | EIA | EIA | EIA | EIA | EIA | -- | EIA | EIA |  |  |  | 11522.123 |  |  | 759225.087 | 187390.586 | 51.832 | 14.831 | 3.158 | 46291.116 | 12111.93 | 1610.885 | 5972.7542 | 379.932 | 0 | 8647.3 | 0 | 0 | 4396.803 | 0 | 0 | 0 | 0 | 0 | 9027.232 | 4396.803 | 4396.803 | 13424.035 | 0 | 0.028302 | 0 | 0.64417 | 0 | 0 | 0.32753 | 0 | 0 | 0 | 0 | 0 | 0.67247 | 0.32753 | 0.32753 | 1 | 0 | [7 empty] | https://www.google.com/maps/@?api=1&map_action=map&center=47.429400000000001%2C-92.935000000000002&zoom=17&basemap=satellite | 12823 | [118 empty] | 0.23 |  |  | 39 |  |  | 0.35 | 0.08 |  |  | 21 |  |  | 0.4 | 0.38 |  |  | 65 |  |  | 0.3 | 0.01 |  |  | 57 |  |  | 0.05 | 0.06 |  |  | 40 |  |  | 0.12 | 0.06 |  |  | 61 |  |  | 0.06 | 0.19 |  |  | 65 |  |  | 0.16 | 0 |  | Gas | FRS_110001442332
1604 | 2697 | 2021 | FL | Waste Management Naples LFGTE Project | 57168 | Dairyland Power Coop | 4716 | WM Renewable Energy LLC | 54842 | IPP Non-CHP | Florida Power & Light Company | FPL | SERC | FRCC | FRCC All |  | 12 | 21 | Collier | 26.1558 | -81.6581 | 5 | 5 | LFG | BIOMASS |  | 0.68993 | 4 | 0.18346 | Yes | [5 empty] | 314800 | 125476 | 314800 | 125476 | 24175 | 9636 | 0 | 0 | 5.273 | 0.001 | 0 | 0 | 0.001 |  | 0 | 0 | 0.436 | 0 | 0 | 0 | 0 |  | 0 | 0 | 0.033 | 0 | 0 | 0 | 0 |  | 0 | 0 | 0.436 | 0 | 0 | 0 | 0 |  | 229.145 | 91.335 | 7.083 | 19989.735 | 732.225 | 73.223 |  | 314800 | 125476 | 314800 | 125476 | EIA | EIA | EIA | EIA | EIA | EIA | -- | EIA | EIA | 229.145 | 91.335 | 1.81 | 19989.734 | 732.225 | 73.223 | [8 empty] | 13021.7167 | 0 | 0 | 0 | 0 | 0 | 24175 | 0 | 0 | 0 | 0 | 0 | 0 | 24175 | 24175 | 24175 | 0 | 0 | 0 | 0 | 0 | 0 | 1 | 0 | 0 | 0 | 0 | 0 | 0 | 1 | 1 | 1 | 0 | [7 empty] | https://www.google.com/maps/@?api=1&map_action=map&center=26.155833000000001%2C-81.658055000000004&zoom=17&basemap=satellite | 13180 | [118 empty] | 0.38 |  |  | 62 |  |  | 0.35 | 0.53 |  |  | 68 |  |  | 0.4 | 0.24 |  |  | 44 |  |  | 0.3 | 0.09 |  |  | 83 |  |  | 0.05 | 0.15 |  |  | 71 |  |  | 0.12 | 0.09 |  |  | 79 |  |  | 0.06 | 0.26 |  |  | 82 |  |  | 0.16 | 2.3708 | 0.17816 | Biomass | FRS_110009074857
1605 | 5549 | 2021 | MN | Hutchinson Plant #1 | 1980 | Hutchinson Utilities Comm | 9130 | Hutchinson Utilities Comm | 9130 | Electric Utility | Midcontinent Independent Transmission System Operator, Inc.. | MISO | MRO | MROW | MRO West | MISO | 27 | 85 | McLeod | 44.8957 | -94.3684 | 4 | 4 | NG | GAS |  | 0.11923 | 32.9 | 1 | [6 empty] | 294844.999 | 130013.999 | 294844.999 | 130013.999 | 34364 | 15153.001 | 373.348 | 164.631 | 0.471 | 17232.077 | 650.022 | 65.002 | 17249.888 |  | 21.729 | 21.729 | 0.027 | 1002.915 | 0.019 | 0.002 | 1003.951 |  | 2.533 | 2.533 | 0.003 | 116.889 | 0.002 | 0 | 117.01 |  | 21.729 | 21.729 | 0.027 | 1002.915 | 0.019 | 0.002 | 1003.951 |  | 373.348 | 164.631 | 0.471 | 17232.077 | 650.022 | 65.002 |  | 294844.999 | 130013.999 | 294844.999 | 130013.999 | EIA | EIA | EIA | EIA | EIA | EIA | -- | EIA | EIA | [14 empty] | 8580.0547 | 0 | 0 | 34364 | 0 | 0 | 0 | 0 | 0 | 0 | 0 | 0 | 34364 | 0 | 0 | 34364 | 0 | 0 | 0 | 1 | 0 | 0 | 0 | 0 | 0 | 0 | 0 | 0 | 1 | 0 | 0 | 1 | 0 | [7 empty] | https://www.google.com/maps/@?api=1&map_action=map&center=44.895741000000001%2C-94.368432999999996&zoom=17&basemap=satellite | 15406 | [118 empty] | 0.16 |  |  | 23 |  |  | 0.35 | 0.08 |  |  | 20 |  |  | 0.4 | 0.24 |  |  | 44 |  |  | 0.3 | 0 |  |  | 0 |  |  | 0.05 | 0.04 |  |  | 31 |  |  | 0.12 | 0.07 |  |  | 67 |  |  | 0.06 | 0.19 |  |  | 66 |  |  | 0.16 | 0.018193 | 0.003632 | Gas | FRS_110001850275
1606 | 2698 | 2021 | FL | West County Energy Center | 56407 | Florida Power & Light Co | 6452 | Florida Power & Light Co | 6452 | Electric Utility | Florida Power & Light Company | FPL | SERC | FRCC | FRCC All |  | 12 | 99 | Palm Beach | 26.6986 | -80.3747 | 9 | 12 | NG | GAS |  | 0.54432 | 4263 | 0.42613 | [6 empty] | 132183585.1 | 63701198.38 | 132183585.1 | 63701198.38 | 20327004 | 9884266 | 511.092 | 234.901 | 39.703 | 7857808.224 | 312565.876 | 31321.956 | 7866382.269 |  | 0.05 | 0.048 | 0.004 | 773.14 | 0.015 | 0.002 | 773.983 |  | 0.008 | 0.007 | 0.001 | 118.892 | 0.002 | 0 | 119.022 |  | 0.05 | 0.048 | 0.004 | 773.14 | 0.015 | 0.002 | 773.983 |  | 511.092 | 234.901 | 39.703 | 7857808.224 | 312565.876 | 31321.956 |  | 132183585.1 | 63701198.38 | 132183585.1 | 63701198.38 | EPA/CAMD | EPA/CAMD | EPA/CAMD | EPA/CAMD | EIA | EIA | -- | EPA/CAMD | EPA/CAMD | [14 empty] | 6502.8563 | 0 | 14093.797 | 20312910 | 0 | 0 | 0 | 0 | 0 | 0 | 0 | 0 | 20327003.8 | 0 | 0 | 20327003.8 | 0 | 0 | 0.00069335 | 0.99931 | 0 | 0 | 0 | 0 | 0 | 0 | 0 | 0 | 1 | 0 | 0 | 1 | 0 | Yes |  | 127220978.1 | 7563492.12 | 496.907 | 38.227 |  | https://www.google.com/maps/@?api=1&map_action=map&center=26.698599999999999%2C-80.374700000000004&zoom=17&basemap=satellite | 997 | [118 empty] | 0.28 |  |  | 48 |  |  | 0.35 | 0.45 |  |  | 63 |  |  | 0.4 | 0.11 |  |  | 19 |  |  | 0.3 | 0 |  |  | 0 |  |  | 0.05 | 0.05 |  |  | 32 |  |  | 0.12 | 0.03 |  |  | 31 |  |  | 0.06 | 0.13 |  |  | 38 |  |  | 0.16 | 433.6024 | 0.043877 | Gas | FRS_110007477391
1607 | 5558 | 2021 | MN | Janesville | 1982 | City of Janesville - (MN) | 9650 | City of Janesville - (MN) | 9650 | Electric Utility | Midcontinent Independent Transmission System Operator, Inc.. | MISO | MRO | MROW | MRO West | MISO | 27 | 161 | Waseca | 44.1172 | -93.7073 | 4 | 4 | DFO | OIL |  | 0.00062 | 4.9 | 1 | [6 empty] | 2455 | 852 | 2455 | 852 | 26.46 | 9.253 | 3.822 | 1.315 | 0.345 | 200.482 | 15.902 | 3.164 | 201.152 |  | 288.889 | 284.232 | 26.07 | 15153.59 | 0.601 | 0.12 | 15204.245 |  | 3.114 | 3.087 | 0.281 | 163.325 | 0.006 | 0.001 | 163.871 |  | 288.889 | 284.232 | 26.07 | 15153.59 | 0.601 | 0.12 | 15204.245 |  | 3.822 | 1.315 | 0.345 | 200.482 | 15.902 | 3.164 |  | 2455 | 852 | 2455 | 852 | EIA | EIA | EIA | EIA | EIA | EIA | -- | EIA | EIA | [14 empty] | 92781.5571 | 0 | 25.641 | 0.819 | 0 | 0 | 0 | 0 | 0 | 0 | 0 | 0 | 26.46 | 0 | 0 | 26.46 | 0 | 0 | 0.96905 | 0.030952 | 0 | 0 | 0 | 0 | 0 | 0 | 0 | 0 | 1 | 0 | 0 | 1 | 0 | [7 empty] | https://www.google.com/maps/@?api=1&map_action=map&center=44.117199999999997%2C-93.707300000000004&zoom=17&basemap=satellite | 3070 | [118 empty] | 0.14 |  |  | 20 |  |  | 0.35 | 0.06 |  |  | 16 |  |  | 0.4 | 0.23 |  |  | 42 |  |  | 0.3 | 0 |  |  | 0 |  |  | 0.05 | 0.07 |  |  | 44 |  |  | 0.12 | 0.07 |  |  | 70 |  |  | 0.06 | 0.14 |  |  | 45 |  |  | 0.16 | 0.016895 | 3.1345 | Oil | FRS_110008813533
1608 | 2699 | 2021 | FL | WestRock Panama City Mill | 50807 | Gulf Power Co | 7801 | WestRock Corp-Panama City | 18157 | Industrial CHP | Southern Company Services, Inc. - Trans | SOCO | SERC | SRSO | SERC South |  | 12 | 5 | Bay | 30.142 | -85.6211 | 4 | 3 | BLQ | BIOMASS | Yes | 0.71999 | 34 | 0.13335 | Yes | Yes | 12256059.2 | 0.06 | 0.07375 |  | 1207091.993 | 515587.998 | 1207091.993 | 515587.998 | 214441.341 | 83169.106 | 88.186 | 38.195 | 346.858 | 22695.932 | 19348.843 | 5226.681 | 23716.568 |  | 0.822 | 0.918 | 3.235 | 211.675 | 0.09 | 0.024 | 221.194 |  | 0.146 | 0.148 | 0.575 | 37.604 | 0.016 | 0.004 | 39.295 |  | 0.822 | 0.918 | 3.235 | 211.675 | 0.09 | 0.024 | 221.194 |  | 1195.751 | 517.904 | 4703.166 | 1618307.476 | 262357.823 | 70870.426 |  | 16367387.96 | 6991040.32 | 16367387.96 | 6991040.32 | EIA | EIA | EIA | EIA | EIA | EIA | -- | EIA | EIA |  |  |  | 1310565.29 |  |  | 15160295.97 | 6475452.322 | 1107.565 | 479.709 | 4356.309 | 285046.254 | 243008.98 | 65643.744 | 5629.0081 | 12504.454 | 6695.152 | 40229.056 | 0 | 0 | 155012.671 | 0 | 0 | 0 | 0 | 0 | 59428.662 | 155012.671 | 155012.671 | 214441.333 | 0 | 0.058312 | 0.031221 | 0.1876 | 0 | 0 | 0.72287 | 0 | 0 | 0 | 0 | 0 | 0.27713 | 0.72287 | 0.72287 | 1 | 0 | [7 empty] | https://www.google.com/maps/@?api=1&map_action=map&center=30.141984000000001%2C-85.621103000000005&zoom=17&basemap=satellite | 34893 | [118 empty] | 0.41 |  |  | 65 |  |  | 0.35 | 0.39 |  |  | 58 |  |  | 0.4 | 0.43 |  |  | 72 |  |  | 0.3 | 0.02 |  |  | 65 |  |  | 0.05 | 0.15 |  |  | 71 |  |  | 0.12 | 0.06 |  |  | 57 |  |  | 0.06 | 0.18 |  |  | 60 |  |  | 0.16 | 5.0209 | 0.048537 | Biomass | FRS_110000518002
1609 | 5569 | 2021 | MN | Kenyon Municipal | 1983 | Kenyon Municipal Utilities | 10179 | Kenyon Municipal Utilities | 10179 | Electric Utility | Midcontinent Independent Transmission System Operator, Inc.. | MISO | MRO | MROW | MRO West | MISO | 27 | 49 | Goodhue | 44.2718 | -92.9848 | 3 | 3 | DFO | OIL |  | 0.00036 | 5.4 | 1 | [6 empty] | 219 | 77.001 | 219 | 77.001 | 17.001 | 6 | 0.345 | 0.12 | 0.032 | 17.883 | 1.448 | 0.29 | 17.944 |  | 40.586 | 40 | 3.741 | 2103.759 | 0.085 | 0.017 | 2110.966 |  | 3.151 | 3.117 | 0.29 | 163.315 | 0.007 | 0.001 | 163.875 |  | 40.588 | 40.002 | 3.741 | 2103.882 | 0.085 | 0.017 | 2111.09 |  | 0.345 | 0.12 | 0.032 | 17.883 | 1.448 | 0.29 |  | 219 | 77.001 | 219 | 77.001 | EIA | EIA | EIA | EIA | EIA | EIA | -- | EIA | EIA | [14 empty] | 12882.3529 | 0 | 17 | 0 | 0 | 0 | 0 | 0 | 0 | 0 | 0 | 0 | 17 | 0 | 0 | 17 | 0 | 0 | 1 | 0 | 0 | 0 | 0 | 0 | 0 | 0 | 0 | 0 | 1 | 0 | 0 | 1 | 0 | [7 empty] | https://www.google.com/maps/@?api=1&map_action=map&center=44.271799999999999%2C-92.984800000000007&zoom=17&basemap=satellite | 2185 | [118 empty] | 0.17 |  |  | 25 |  |  | 0.35 | 0.07 |  |  | 18 |  |  | 0.4 | 0.27 |  |  | 49 |  |  | 0.3 | 0 |  |  | 0 |  |  | 0.05 | 0.07 |  |  | 42 |  |  | 0.12 | 0.04 |  |  | 36 |  |  | 0.06 | 0.23 |  |  | 77 |  |  | 0.16 | 0.069905 | 3.6791 | Oil | FRS_110008813276
1610 | 2700 | 2021 | FL | Wheelabrator South Broward | 50887 | Florida Power & Light Co | 6452 | Wheelabrator Environmental Systems | 20541 | IPP Non-CHP | Florida Power & Light Company | FPL | SERC | FRCC | FRCC All |  | 12 | 11 | Broward | 26.0687 | -80.1986 | 3 | 1 | MSW | BIOMASS |  | 0.754 | 66 | 0.076666 | Yes | [5 empty] | 8569016.959 | 3589929.636 | 8569016.959 | 3589929.636 | 435933 | 178032 | 1379.832 | 580.621 | 126.065 | 471203.185 | 604525.653 | 79343.992 | 490582.01 |  | 6.33 | 6.523 | 0.578 | 2161.815 | 1.387 | 0.182 | 2250.722 |  | 0.322 | 0.323 | 0.029 | 109.978 | 0.071 | 0.009 | 114.501 |  | 6.33 | 6.523 | 0.578 | 2161.815 | 1.387 | 0.182 | 2250.722 |  | 1379.832 | 580.621 | 126.065 | 856726.95 | 604525.653 | 79343.992 |  | 8569016.959 | 3589929.636 | 8569016.959 | 3589929.636 | EIA | EIA | EIA | EIA | EIA | EIA | -- | EIA | EIA |  |  |  | 385523.765 | [10 empty] | 19656.7293 | 0 | 0 | 0 | 0 | 0 | 196168.56 | 0 | 0 | 0 | 239764.44 | 0 | 239764.44 | 196168.56 | 196168.56 | 435933 | 0 | 0 | 0 | 0 | 0 | 0 | 0.45 | 0 | 0 | 0 | 0.55 | 0 | 0.55 | 0.45 | 0.45 | 1 | 0 | [7 empty] | https://www.google.com/maps/@?api=1&map_action=map&center=26.0687%2C-80.198599999999999&zoom=17&basemap=satellite | 108130 | [118 empty] | 0.48 |  |  | 72 |  |  | 0.35 | 0.61 |  |  | 73 |  |  | 0.4 | 0.35 |  |  | 61 |  |  | 0.3 | 0.13 |  |  | 88 |  |  | 0.05 | 0.13 |  |  | 66 |  |  | 0.12 | 0.07 |  |  | 64 |  |  | 0.06 | 0.14 |  |  | 43 |  |  | 0.16 |  |  | Biomass | FRS_110043538464
1611 | 5580 | 2021 | MN | Lake Crystal | 1985 | City of Lake Crystal - (MN) | 10596 | City of Lake Crystal - (MN) | 10596 | Electric Utility | Midcontinent Independent Transmission System Operator, Inc.. | MISO | MRO | MROW | MRO West | MISO | 27 | 13 | Blue Earth | 44.1069 | -94.2197 | 4 | 4 | DFO | OIL |  | 0.00018 | 5.8 | 1 | [6 empty] | 72.001 | 30 | 72.001 | 30 | 8.999 | 2.999 | 0.113 | 0.047 | 0.01 | 5.878 | 0.476 | 0.095 | 5.898 |  | 25.114 | 31.344 | 2.334 | 1306.367 | 0.053 | 0.011 | 1310.844 |  | 3.139 | 3.133 | 0.292 | 163.276 | 0.007 | 0.001 | 163.835 |  | 25.111 | 31.34 | 2.333 | 1306.222 | 0.053 | 0.011 | 1310.698 |  | 0.113 | 0.047 | 0.01 | 5.878 | 0.476 | 0.095 |  | 72.001 | 30 | 72.001 | 30 | EIA | EIA | EIA | EIA | EIA | EIA | -- | EIA | EIA | [14 empty] | 8000.1111 | 0 | 9 | 0 | 0 | 0 | 0 | 0 | 0 | 0 | 0 | 0 | 9 | 0 | 0 | 9 | 0 | 0 | 1 | 0 | 0 | 0 | 0 | 0 | 0 | 0 | 0 | 0 | 1 | 0 | 0 | 1 | 0 | [7 empty] | https://www.google.com/maps/@?api=1&map_action=map&center=44.106887999999998%2C-94.219696999999996&zoom=17&basemap=satellite | 2831 | [118 empty] | 0.14 |  |  | 18 |  |  | 0.35 | 0.05 |  |  | 13 |  |  | 0.4 | 0.23 |  |  | 41 |  |  | 0.3 | 0 |  |  | 0 |  |  | 0.05 | 0.08 |  |  | 48 |  |  | 0.12 | 0.06 |  |  | 58 |  |  | 0.06 | 0.17 |  |  | 57 |  |  | 0.16 | 0.03689 | 2.3799 | Oil | FRS_110003910162
1612 | 2704 | 2021 | FL | Winston | 7997 | City of Lakeland - (FL) | 10623 | City of Lakeland - (FL) | 10623 | Electric Utility | Florida Municipal Power Pool | FMPP | SERC | FRCC | FRCC All |  | 12 | 105 | Polk | 28.0274 | -82.0164 | 20 | 20 | DFO | OIL |  | 0.00251 | 50 | 1 | [6 empty] | 11715 | 4344 | 11715 | 4344 | 1101 | 408 | 18.82 | 6.98 | 1.698 | 956.68 | 77.482 | 15.496 | 959.957 |  | 34.187 | 34.216 | 3.084 | 1737.838 | 0.07 | 0.014 | 1743.792 |  | 3.213 | 3.214 | 0.29 | 163.326 | 0.007 | 0.001 | 163.885 |  | 34.187 | 34.216 | 3.084 | 1737.838 | 0.07 | 0.014 | 1743.792 |  | 18.82 | 6.98 | 1.698 | 956.68 | 77.482 | 15.496 |  | 11715 | 4344 | 11715 | 4344 | EIA | EIA | EIA | EIA | EIA | EIA | -- | EIA | EIA | [14 empty] | 10640.327 | 0 | 1101 | 0 | 0 | 0 | 0 | 0 | 0 | 0 | 0 | 0 | 1101 | 0 | 0 | 1101 | 0 | 0 | 1 | 0 | 0 | 0 | 0 | 0 | 0 | 0 | 0 | 0 | 1 | 0 | 0 | 1 | 0 | [7 empty] | https://www.google.com/maps/@?api=1&map_action=map&center=28.0274%2C-82.016400000000004&zoom=17&basemap=satellite | 27687 | [118 empty] | 0.49 |  |  | 73 |  |  | 0.35 | 0.48 |  |  | 65 |  |  | 0.4 | 0.49 |  |  | 79 |  |  | 0.3 | 0.06 |  |  | 78 |  |  | 0.05 | 0.17 |  |  | 74 |  |  | 0.12 | 0.06 |  |  | 60 |  |  | 0.06 | 0.22 |  |  | 74 |  |  | 0.16 |  |  | Oil | FRS_
1613 | 2706 | 2021 | GA | 191 Peachtree Tower | 54818 | Georgia Power Co | 7140 | Banyan St./GAP 191 Peachtree Owner, LLC | 21260 | Commercial Non-CHP | Southern Company Services, Inc. - Trans | SOCO | SERC | SRSO | SERC South |  | 13 | 121 | Fulton | 33.7583 | -84.3869 | 2 | 2 | DFO | OIL |  | 0 | 2.4 |  |  | Yes | 0 |  | 1 | [5 empty] | 0 | 0 | 0 |  | 0 | 0 | [45 empty] | -- | [17 empty] | 0 | 0 | 0 | 0 | 0 | 0 | 0 | 0 | 0 | 0 | 0 | 0 | 0 | 0 | 0 | 0 | [23 empty] | https://www.google.com/maps/@?api=1&map_action=map&center=33.758299999999998%2C-84.386899999999997&zoom=17&basemap=satellite | 184582 | [118 empty] | 0.47 |  |  | 71 |  |  | 0.35 | 0.55 |  |  | 70 |  |  | 0.4 | 0.34 |  |  | 60 |  |  | 0.3 | 0.01 |  |  | 59 |  |  | 0.05 | 0.07 |  |  | 46 |  |  | 0.12 | 0.04 |  |  | 40 |  |  | 0.06 | 0.08 |  |  | 17 |  |  | 0.16 |  |  | Oil | FRS_
1614 | 5609 | 2021 | MN | Litchfield | 1989 | Litchfield Public Utilities | 11064 | Litchfield Public Utilities | 11064 | Electric Utility | Midcontinent Independent Transmission System Operator, Inc.. | MISO | MRO | MROW | MRO West | MISO | 27 | 93 | Meeker | 45.1282 | -94.5352 | 9 | 9 | DFO | OIL |  | 0.00213 | 21.9 | 1 | [6 empty] | 4798.002 | 1659.001 | 4798.002 | 1659.001 | 408.998 | 141.997 | 7.705 | 2.666 | 0.696 | 391.82 | 31.733 | 6.347 | 393.162 |  | 37.677 | 37.55 | 3.403 | 1916 | 0.078 | 0.016 | 1922.564 |  | 3.212 | 3.214 | 0.29 | 163.326 | 0.007 | 0.001 | 163.886 |  | 37.677 | 37.55 | 3.403 | 1915.99 | 0.078 | 0.016 | 1922.554 |  | 7.705 | 2.666 | 0.696 | 391.82 | 31.733 | 6.347 |  | 4798.002 | 1659.001 | 4798.002 | 1659.001 | EIA | EIA | EIA | EIA | EIA | EIA | -- | EIA | EIA | [14 empty] | 11731.0562 | 0 | 409 | 0 | 0 | 0 | 0 | 0 | 0 | 0 | 0 | 0 | 409 | 0 | 0 | 409 | 0 | 0 | 1 | 0 | 0 | 0 | 0 | 0 | 0 | 0 | 0 | 0 | 1 | 0 | 0 | 1 | 0 | [7 empty] | https://www.google.com/maps/@?api=1&map_action=map&center=45.128163999999998%2C-94.535150000000002&zoom=17&basemap=satellite | 7447 | [118 empty] | 0.18 |  |  | 28 |  |  | 0.35 | 0.09 |  |  | 21 |  |  | 0.4 | 0.28 |  |  | 50 |  |  | 0.3 | 0 |  |  | 0 |  |  | 0.05 | 0.07 |  |  | 44 |  |  | 0.12 | 0.05 |  |  | 53 |  |  | 0.06 | 0.24 |  |  | 79 |  |  | 0.16 | 0.16105 | 3.1271 | Oil | FRS_110008808843
1615 | 2707 | 2021 | GA | ADS Renewable Energy-Wolf Creek LLC | 60184 | Oconee Electric Member Corp | 13962 | ADS Renewable Energy- Wolf Creek, LLC | 59946 | IPP Non-CHP | Southern Company Services, Inc. - Trans | SOCO | SERC | SRSO | SERC South |  | 13 | 289 | Twiggs | 32.7755 | -83.4348 | 2 | 2 | LFG | BIOMASS |  | 0.83721 | 2.8 | 0 | Yes | [5 empty] | 227525 | 92107 | 227525 | 92107 | 20535 | 8313 | 0 | 0 | 3.811 | 0 | 0 | 0 | 0 |  | 0 | 0 | 0.371 | 0 | 0 | 0 | 0 |  | 0 | 0 | 0.034 | 0 | 0 | 0 | 0 |  | 0 | 0 | 0.371 | 0 | 0 | 0 | 0 |  | 164.954 | 66.776 | 5.119 | 14447.79 | 529.224 | 52.922 |  | 227525 | 92107 | 227525 | 92107 | EIA | EIA | EIA | EIA | EIA | EIA | -- | EIA | EIA | 164.954 | 66.776 | 1.308 | 14447.79 | 529.224 | 52.922 | [8 empty] | 11079.8636 | 0 | 0 | 0 | 0 | 0 | 20535 | 0 | 0 | 0 | 0 | 0 | 0 | 20535 | 20535 | 20535 | 0 | 0 | 0 | 0 | 0 | 0 | 1 | 0 | 0 | 0 | 0 | 0 | 0 | 1 | 1 | 1 | 0 | [7 empty] | https://www.google.com/maps/@?api=1&map_action=map&center=32.775500000000001%2C-83.434799999999996&zoom=17&basemap=satellite | 354 | [118 empty] | 0.35 |  |  | 59 |  |  | 0.35 | 0.34 |  |  | 54 |  |  | 0.4 | 0.37 |  |  | 64 |  |  | 0.3 | 0.03 |  |  | 66 |  |  | 0.05 | 0.2 |  |  | 80 |  |  | 0.12 | 0.06 |  |  | 62 |  |  | 0.06 | 0.2 |  |  | 69 |  |  | 0.16 | 1.5396 | 0.15677 | Biomass | FRS_110043686133
1616 | 5614 | 2021 | MN | Luverne | 1990 | City of Luverne - (MN) | 11332 | City of Luverne - (MN) | 11332 | Electric Utility | Southwest Power Pool | SWPP | MRO | MROW | MRO West |  | 27 | 133 | Rock | 43.6544 | -96.2019 | 1 | 1 | DFO | OIL |  | 0.01024 | 3.5 | 1 | [6 empty] | 3768 | 1314 | 3768 | 1314 | 314 | 109 | 5.666 | 1.976 | 0.546 | 307.706 | 24.921 | 4.984 | 308.76 |  | 36.089 | 36.257 | 3.48 | 1959.911 | 0.079 | 0.016 | 1966.625 |  | 3.007 | 3.008 | 0.29 | 163.326 | 0.007 | 0.001 | 163.885 |  | 36.089 | 36.257 | 3.48 | 1959.911 | 0.079 | 0.016 | 1966.625 |  | 5.666 | 1.976 | 0.546 | 307.706 | 24.921 | 4.984 |  | 3768 | 1314 | 3768 | 1314 | EIA | EIA | EIA | EIA | EIA | EIA | -- | EIA | EIA | [14 empty] | 12000 | 0 | 314 | 0 | 0 | 0 | 0 | 0 | 0 | 0 | 0 | 0 | 314 | 0 | 0 | 314 | 0 | 0 | 1 | 0 | 0 | 0 | 0 | 0 | 0 | 0 | 0 | 0 | 1 | 0 | 0 | 1 | 0 | [7 empty] | https://www.google.com/maps/@?api=1&map_action=map&center=43.654443999999998%2C-96.201943999999997&zoom=17&basemap=satellite | 4876 | [118 empty] | 0.17 |  |  | 26 |  |  | 0.35 | 0.08 |  |  | 20 |  |  | 0.4 | 0.26 |  |  | 48 |  |  | 0.3 | 0 |  |  | 0 |  |  | 0.05 | 0.06 |  |  | 41 |  |  | 0.12 | 0.07 |  |  | 66 |  |  | 0.06 | 0.22 |  |  | 74 |  |  | 0.16 | 0.06851 | 3.8061 | Oil | FRS_110001445909
1617 | 2708 | 2021 | GA | AL Sandersville Energy Facility | 55672 | Georgia Power Co | 7140 | SEPG Operating Services, LLC ALS | 59417 | IPP Non-CHP | Southern Company Services, Inc. - Trans | SOCO | SERC | SRSO | SERC South |  | 13 | 303 | Washington | 33.1189 | -82.8608 | 8 | 8 | NG | GAS |  | 0.02154 | 692 | 1 | [6 empty] | 1801208.3 | 907027.6 | 1801208.3 | 907027.6 | 130545 | 56896 | 65.213 | 32.319 | 0.534 | 106274.2 | 3513.596 | 351.36 | 106370.473 |  | 0.999 | 1.136 | 0.008 | 1628.162 | 0.027 | 0.003 | 1629.637 |  | 0.072 | 0.071 | 0.001 | 118.003 | 0.002 | 0 | 118.11 |  | 0.999 | 1.136 | 0.008 | 1628.162 | 0.027 | 0.003 | 1629.637 |  | 65.213 | 32.319 | 0.534 | 106274.2 | 3513.596 | 351.36 |  | 1801208.3 | 907027.6 | 1801208.3 | 907027.6 | EPA/CAMD | EPA/CAMD | EPA/CAMD | EPA/CAMD | EIA | EIA | -- | EPA/CAMD | EPA/CAMD | [14 empty] | 13797.6047 | 0 | 0 | 130545 | 0 | 0 | 0 | 0 | 0 | 0 | 0 | 0 | 130545 | 0 | 0 | 130545 | 0 | 0 | 0 | 1 | 0 | 0 | 0 | 0 | 0 | 0 | 0 | 0 | 1 | 0 | 0 | 1 | 0 | Yes |  | 1948094 | 114945.9 | 80.029 | 0.577 |  | https://www.google.com/maps/@?api=1&map_action=map&center=33.118899999999996%2C-82.860799999999998&zoom=17&basemap=satellite | 191 | [118 empty] | 0.48 |  |  | 72 |  |  | 0.35 | 0.46 |  |  | 64 |  |  | 0.4 | 0.5 |  |  | 79 |  |  | 0.3 | 0 |  |  | 0 |  |  | 0.05 | 0.12 |  |  | 64 |  |  | 0.12 | 0.05 |  |  | 49 |  |  | 0.06 | 0.17 |  |  | 57 |  |  | 0.16 | 2.3834 | 0.13434 | Gas | FRS_110012143304
1618 | 5625 | 2021 | MN | Marshall (MN) | 1993 | City of Marshall - (MN) | 11731 | City of Marshall - (MN) | 11731 | Electric Utility | Midcontinent Independent Transmission System Operator, Inc.. | MISO | MRO | MROW | MRO West | MISO | 27 | 83 | Lyon | 44.4466 | -95.7921 | 1 | 1 | DFO | OIL |  | 0.00074 | 18 | 1 | [6 empty] | 2065 | 713 | 2065 | 713 | 117 | 41 | 0.853 | 0.295 | 0.317 | 168.634 | 13.658 | 2.732 | 169.212 |  | 14.581 | 14.39 | 5.424 | 2882.632 | 0.117 | 0.023 | 2892.508 |  | 0.826 | 0.827 | 0.307 | 163.326 | 0.007 | 0.001 | 163.885 |  | 14.581 | 14.39 | 5.424 | 2882.632 | 0.117 | 0.023 | 2892.508 |  | 0.853 | 0.295 | 0.317 | 168.634 | 13.658 | 2.732 |  | 2065 | 713 | 2065 | 713 | EIA | EIA | EIA | EIA | EIA | EIA | -- | EIA | EIA | [14 empty] | 17649.5726 | 0 | 117 | 0 | 0 | 0 | 0 | 0 | 0 | 0 | 0 | 0 | 117 | 0 | 0 | 117 | 0 | 0 | 1 | 0 | 0 | 0 | 0 | 0 | 0 | 0 | 0 | 0 | 1 | 0 | 0 | 1 | 0 | [7 empty] | https://www.google.com/maps/@?api=1&map_action=map&center=44.446584999999999%2C-95.792118000000002&zoom=17&basemap=satellite | 14122 | [118 empty] | 0.32 |  |  | 54 |  |  | 0.35 | 0.23 |  |  | 43 |  |  | 0.4 | 0.4 |  |  | 68 |  |  | 0.3 | 0.04 |  |  | 71 |  |  | 0.05 | 0.08 |  |  | 50 |  |  | 0.12 | 0.08 |  |  | 72 |  |  | 0.06 | 0.15 |  |  | 47 |  |  | 0.16 | 0.011521 | 0.32002 | Oil | FRS_110028023350
1619 | 2709 | 2021 | GA | Albany Green Energy LLC | 60340 | Georgia Power Co | 7140 | Albany Green Energy, LLC | 60130 | IPP CHP | Southern Company Services, Inc. - Trans | SOCO | SERC | SRSO | SERC South |  | 13 | 95 | Dougherty | 31.5559 | -84.1103 | 1 | 1 | WDS | BIOMASS |  | 0.75537 | 54.5 | 0.074375 | Yes | Yes | 736803.2 | 1.671 | 0.69015 |  | 4692093.79 | 2064857.336 | 4692093.79 | 2064857.336 | 360631 | 161787 | 115.885 | 52.654 | 7.403 | 142640.635 | 252963.146 | 33200.458 | 150749.543 |  | 0.643 | 0.651 | 0.041 | 791.061 | 0.701 | 0.092 | 836.032 |  | 0.049 | 0.051 | 0.003 | 60.8 | 0.054 | 0.007 | 64.257 |  | 0.643 | 0.651 | 0.041 | 791.061 | 0.701 | 0.092 | 836.032 |  | 167.913 | 76.294 | 10.727 | 743818.761 | 366534.99 | 48106.333 |  | 6798684.22 | 2991908.009 | 6798684.22 | 2991908.009 | EPA/CAMD | EPA/CAMD | EPA/CAMD | EPA/CAMD | EIA | EIA | -- | EPA/CAMD | EPA/CAMD |  |  |  | 537137.335 |  |  | 2106590.43 | 927050.673 | 52.028 | 23.64 | 3.324 | 64040.791 | 113571.844 | 14905.876 | 13010.789 | 0 | 0 | 1435.507 | 0 | 0 | 359195.49 | 0 | 0 | 0 | 0 | 0 | 1435.507 | 359195.49 | 359195.49 | 360630.997 | 0 | 0 | 0 | 0.0039805 | 0 | 0 | 0.99602 | 0 | 0 | 0 | 0 | 0 | 0.0039805 | 0.99602 | 0.99602 | 1 | 0 | Yes |  | 6969434.592 | 762272.169 | 178.415 | 10.573 |  | https://www.google.com/maps/@?api=1&map_action=map&center=31.555900000000001%2C-84.110299999999995&zoom=17&basemap=satellite | 22429 | [118 empty] | 0.81 |  |  | 96 |  |  | 0.35 | 0.92 |  |  | 90 |  |  | 0.4 | 0.72 |  |  | 94 |  |  | 0.3 | 0.01 |  |  | 57 |  |  | 0.05 | 0.23 |  |  | 85 |  |  | 0.12 | 0.06 |  |  | 58 |  |  | 0.06 | 0.13 |  |  | 41 |  |  | 0.16 | 27.7219 | 0.15268 | Biomass | FRS_110070225671
1620 | 5638 | 2021 | MN | Melrose | 1994 | Melrose Public Utilities | 12286 | Melrose Public Utilities | 12286 | Electric Utility | Midcontinent Independent Transmission System Operator, Inc.. | MISO | MRO | MROW | MRO West | MISO | 27 | 145 | Stearns | 45.675 | -94.8153 | 4 | 4 | DFO | OIL |  | 0.00166 | 8.2 | 1 | [6 empty] | 1277 | 441 | 1277 | 441 | 119 | 41 | 2.05 | 0.708 | 0.185 | 104.282 | 8.446 | 1.689 | 104.639 |  | 34.454 | 34.537 | 3.111 | 1752.639 | 0.071 | 0.014 | 1758.643 |  | 3.211 | 3.211 | 0.29 | 163.323 | 0.007 | 0.001 | 163.883 |  | 34.454 | 34.537 | 3.111 | 1752.639 | 0.071 | 0.014 | 1758.643 |  | 2.05 | 0.708 | 0.185 | 104.282 | 8.446 | 1.689 |  | 1277 | 441 | 1277 | 441 | EIA | EIA | EIA | EIA | EIA | EIA | -- | EIA | EIA | [14 empty] | 10731.0924 | 0 | 119 | 0 | 0 | 0 | 0 | 0 | 0 | 0 | 0 | 0 | 119 | 0 | 0 | 119 | 0 | 0 | 1 | 0 | 0 | 0 | 0 | 0 | 0 | 0 | 0 | 0 | 1 | 0 | 0 | 1 | 0 | [7 empty] | https://www.google.com/maps/@?api=1&map_action=map&center=45.674999999999997%2C-94.815276999999995&zoom=17&basemap=satellite | 4360 | [118 empty] | 0.22 |  |  | 36 |  |  | 0.35 | 0.17 |  |  | 35 |  |  | 0.4 | 0.26 |  |  | 48 |  |  | 0.3 | 0.03 |  |  | 67 |  |  | 0.05 | 0.14 |  |  | 69 |  |  | 0.12 | 0.06 |  |  | 57 |  |  | 0.06 | 0.19 |  |  | 66 |  |  | 0.16 | 0.10943 | 3.3161 | Oil | FRS_110003797044
1621 | 2714 | 2021 | GA | Athens Regional Medical Center | 55319 | Georgia Power Co | 7140 | Athens Regional Medical Center | 38021 | Commercial Non-CHP | Southern Company Services, Inc. - Trans | SOCO | SERC | SRSO | SERC South |  | 13 | 59 | Clarke | 33.9625 | -83.3981 | 6 | 6 | DFO | OIL |  | 0.00068 | 4.6 | 1 | [6 empty] | 278 | 121.998 | 278 | 121.998 | 27.44 | 11.708 | 0.448 | 0.196 | 0.04 | 22.702 | 1.839 | 0.368 | 22.78 |  | 32.653 | 33.481 | 2.93 | 1654.665 | 0.067 | 0.013 | 1660.333 |  | 3.223 | 3.213 | 0.289 | 163.324 | 0.007 | 0.001 | 163.883 |  | 32.653 | 33.481 | 2.93 | 1654.665 | 0.067 | 0.013 | 1660.333 |  | 0.448 | 0.196 | 0.04 | 22.702 | 1.839 | 0.368 |  | 278 | 121.998 | 278 | 121.998 | EIA | EIA | EIA | EIA | EIA | EIA | -- | EIA | EIA | [14 empty] | 10131.1953 | 0 | 27.44 | 0 | 0 | 0 | 0 | 0 | 0 | 0 | 0 | 0 | 27.44 | 0 | 0 | 27.44 | 0 | 0 | 1 | 0 | 0 | 0 | 0 | 0 | 0 | 0 | 0 | 0 | 1 | 0 | 0 | 1 | 0 | [7 empty] | https://www.google.com/maps/@?api=1&map_action=map&center=33.962499999999999%2C-83.398099999999999&zoom=17&basemap=satellite | 68297 | [118 empty] | 0.51 |  |  | 75 |  |  | 0.35 | 0.43 |  |  | 61 |  |  | 0.4 | 0.55 |  |  | 85 |  |  | 0.3 | 0.03 |  |  | 67 |  |  | 0.05 | 0.11 |  |  | 59 |  |  | 0.12 | 0.04 |  |  | 45 |  |  | 0.06 | 0.09 |  |  | 23 |  |  | 0.16 | 0.032395 | 1.6529 | Oil | FRS_
1622 | 5654 | 2021 | MN | Moose Lake | 1996 | Moose Lake Water & Light Comm | 12897 | Moose Lake Water & Light Comm | 12897 | Electric Utility | Midcontinent Independent Transmission System Operator, Inc.. | MISO | MRO | MROW | MRO West | MISO | 27 | 17 | Carlton | 46.4541 | -92.7606 | 5 | 5 | NG | GAS |  | 0.00563 | 10.2 | 1 | [6 empty] | 5221.001 | 1980 | 5221.001 | 1980 | 503.001 | 190.001 | 7.876 | 2.946 | 0.506 | 395.461 | 26.815 | 4.977 | 396.538 |  | 31.316 | 31.01 | 2.013 | 1572.406 | 0.053 | 0.01 | 1576.688 |  | 3.017 | 2.976 | 0.194 | 151.489 | 0.005 | 0.001 | 151.901 |  | 31.332 | 31.026 | 2.014 | 1573.223 | 0.053 | 0.01 | 1577.506 |  | 7.876 | 2.946 | 0.506 | 395.461 | 26.815 | 4.977 |  | 5221.001 | 1980 | 5221.001 | 1980 | EIA | EIA | EIA | EIA | EIA | EIA | -- | EIA | EIA | [14 empty] | 10385.0917 | 0 | 334.303 | 168.437 | 0 | 0 | 0 | 0 | 0 | 0 | 0 | 0 | 502.74 | 0 | 0 | 502.74 | 0 | 0 | 0.66496 | 0.33504 | 0 | 0 | 0 | 0 | 0 | 0 | 0 | 0 | 1 | 0 | 0 | 1 | 0 | [7 empty] | https://www.google.com/maps/@?api=1&map_action=map&center=46.454096999999997%2C-92.760557000000006&zoom=17&basemap=satellite | 3685 | [118 empty] | 0.41 |  |  | 65 |  |  | 0.35 | 0.28 |  |  | 48 |  |  | 0.4 | 0.48 |  |  | 77 |  |  | 0.3 | 0 |  |  | 0 |  |  | 0.05 | 0.13 |  |  | 66 |  |  | 0.12 | 0.03 |  |  | 26 |  |  | 0.06 | 0.18 |  |  | 62 |  |  | 0.16 | 0.21953 | 2.7271 | Gas | FRS_110008858600
1623 | 2716 | 2021 | GA | Atlanta Gift Mart LP | 54877 | Georgia Power Co | 7140 | Atlanta Gift Mart LP | 876 | Commercial Non-CHP | Southern Company Services, Inc. - Trans | SOCO | SERC | SRSO | SERC South |  | 13 | 121 | Fulton | 33.7611 | -84.3892 | 1 | 1 | DFO | OIL |  | 0 | 1.2 | [11 empty] | 0 | 0 | 0 |  | 0 | 0 | [45 empty] | -- | [17 empty] | 0 | 0 | 0 | 0 | 0 | 0 | 0 | 0 | 0 | 0 | 0 | 0 | 0 | 0 | 0 | 0 | [23 empty] | https://www.google.com/maps/@?api=1&map_action=map&center=33.761099999999999%2C-84.389200000000002&zoom=17&basemap=satellite | 186938 | [118 empty] | 0.46 |  |  | 71 |  |  | 0.35 | 0.55 |  |  | 70 |  |  | 0.4 | 0.34 |  |  | 60 |  |  | 0.3 | 0.01 |  |  | 60 |  |  | 0.05 | 0.07 |  |  | 44 |  |  | 0.12 | 0.04 |  |  | 39 |  |  | 0.06 | 0.08 |  |  | 17 |  |  | 0.16 |  |  | Oil | FRS_
1624 | 5655 | 2021 | MN | Mora | 1997 | City of Mora - (MN) | 12900 | City of Mora - (MN) | 12900 | Electric Utility | Midcontinent Independent Transmission System Operator, Inc.. | MISO | MRO | MROW | MRO West | MISO | 27 | 65 | Kanabec | 45.8771 | -93.2951 | 3 | 3 | DFO | OIL |  | 0.00486 | 13.8 | 1 | [6 empty] | 10359.999 | 3641 | 10359.999 | 3641 | 588.001 | 206 | 16.647 | 5.838 | 1.437 | 727.499 | 66.527 | 13.206 | 730.298 |  | 56.622 | 56.68 | 4.889 | 2474.482 | 0.113 | 0.022 | 2484.003 |  | 3.214 | 3.207 | 0.277 | 140.444 | 0.006 | 0.001 | 140.984 |  | 56.622 | 56.68 | 4.889 | 2474.486 | 0.113 | 0.022 | 2484.008 |  | 16.647 | 5.838 | 1.437 | 727.499 | 66.527 | 13.206 |  | 10359.999 | 3641 | 10359.999 | 3641 | EIA | EIA | EIA | EIA | EIA | EIA | -- | EIA | EIA | [14 empty] | 17619.0459 | 0 | 562.26 | 25.74 | 0 | 0 | 0 | 0 | 0 | 0 | 0 | 0 | 588 | 0 | 0 | 588 | 0 | 0 | 0.95622 | 0.043776 | 0 | 0 | 0 | 0 | 0 | 0 | 0 | 0 | 1 | 0 | 0 | 1 | 0 | [7 empty] | https://www.google.com/maps/@?api=1&map_action=map&center=45.877088000000001%2C-93.295136999999997&zoom=17&basemap=satellite | 4902 | [118 empty] | 0.22 |  |  | 36 |  |  | 0.35 | 0.06 |  |  | 16 |  |  | 0.4 | 0.37 |  |  | 65 |  |  | 0.3 | 0 |  |  | 0 |  |  | 0.05 | 0.1 |  |  | 55 |  |  | 0.12 | 0.05 |  |  | 50 |  |  | 0.06 | 0.25 |  |  | 80 |  |  | 0.16 | 0.40159 | 19.5896 | Oil | FRS_110008801396
1625 | 2718 | 2021 | GA | Baconton Power | 55304 | Georgia Transmission Corp | 7197 | Baconton Power LLC | 2671 | IPP Non-CHP | Southern Company Services, Inc. - Trans | SOCO | SERC | SRSO | SERC South |  | 13 | 205 | Mitchell | 31.3869 | -84.08 | 4 | 4 | NG | GAS |  | 0.09455 | 242 | 1 | [6 empty] | 1952483.456 | 1478282.777 | 1952483.456 | 1478282.777 | 200432 | 151753 | 93.187 | 69.808 | 0.586 | 116033.595 | 4203.238 | 420.324 | 116148.764 |  | 0.93 | 0.92 | 0.006 | 1157.835 | 0.021 | 0.002 | 1158.984 |  | 0.095 | 0.094 | 0.001 | 118.857 | 0.002 | 0 | 118.975 |  | 0.93 | 0.92 | 0.006 | 1157.835 | 0.021 | 0.002 | 1158.984 |  | 93.187 | 69.808 | 0.586 | 116033.595 | 4203.238 | 420.324 |  | 1952483.456 | 1478282.777 | 1952483.456 | 1478282.777 | EPA/CAMD | EPA/CAMD | EPA/CAMD | EPA/CAMD | EIA | EIA | -- | EPA/CAMD | EPA/CAMD | [14 empty] | 9741.3759 | 0 | 0 | 200432 | 0 | 0 | 0 | 0 | 0 | 0 | 0 | 0 | 200432 | 0 | 0 | 200432 | 0 | 0 | 0 | 1 | 0 | 0 | 0 | 0 | 0 | 0 | 0 | 0 | 1 | 0 | 0 | 1 | 0 | Yes |  | 1482686.665 | 88114.325 | 72.045 | 0.445 |  | https://www.google.com/maps/@?api=1&map_action=map&center=31.386900000000001%2C-84.08&zoom=17&basemap=satellite | 1105 | [118 empty] | 0.33 |  |  | 55 |  |  | 0.35 | 0.33 |  |  | 53 |  |  | 0.4 | 0.33 |  |  | 59 |  |  | 0.3 | 0.02 |  |  | 62 |  |  | 0.05 | 0.23 |  |  | 84 |  |  | 0.12 | 0.02 |  |  | 21 |  |  | 0.06 | 0.25 |  |  | 80 |  |  | 0.16 | 4.8155 | 0.064195 | Gas | FRS_110001360474
1626 | 2720 | 2021 | GA | Bank of America Plaza | 55152 | Georgia Power Co | 7140 | BF ATL Realty Services LLC | 3790 | Commercial Non-CHP | Southern Company Services, Inc. - Trans | SOCO | SERC | SRSO | SERC South |  | 13 | 121 | Fulton | 33.7708 | -84.3861 | 2 | 2 | DFO | OIL |  | 0 | 3 |  |  | Yes | 0 |  | 1 | [5 empty] | 0 | 0 | 0 |  | 0 | 0 | [45 empty] | -- | [17 empty] | 0 | 0 | 0 | 0 | 0 | 0 | 0 | 0 | 0 | 0 | 0 | 0 | 0 | 0 | 0 | 0 | [23 empty] | https://www.google.com/maps/@?api=1&map_action=map&center=33.770800000000001%2C-84.386099999999999&zoom=17&basemap=satellite | 185576 | [118 empty] | 0.43 |  |  | 68 |  |  | 0.35 | 0.51 |  |  | 68 |  |  | 0.4 | 0.31 |  |  | 56 |  |  | 0.3 | 0.02 |  |  | 61 |  |  | 0.05 | 0.06 |  |  | 41 |  |  | 0.12 | 0.04 |  |  | 38 |  |  | 0.06 | 0.07 |  |  | 17 |  |  | 0.16 |  |  | Oil | FRS_
1627 | 5676 | 2021 | MN | New Prague | 1999 | New Prague Utilities Comm | 13480 | New Prague Utilities Comm | 13480 | Electric Utility | Midcontinent Independent Transmission System Operator, Inc.. | MISO | MRO | MROW | MRO West | MISO | 27 | 79 | Le Sueur | 44.5431 | -93.5731 | 5 | 5 | NG | GAS |  | 0 | 16.9 | [7 empty] | 12967.999 | 5449.999 | 12967.999 | 5449.999 | -66 | -28 | 14.046 | 6.195 | 0.016 | 757.908 | 41.024 | 5.967 | 759.31 |  | 0 | 0 | 0 | 0 | 0 | 0 | 0 |  | 2.166 | 2.273 | 0.003 | 116.889 | 0.003 | 0 | 117.105 |  | 0 | 0 | 0 | 0 | 0 | 0 | 0 |  | 14.046 | 6.195 | 0.016 | 757.908 | 41.024 | 5.967 |  | 12967.999 | 5449.999 | 12967.999 | 5449.999 | EIA | EIA | EIA | EIA | EIA | EIA | -- | EIA | EIA | [14 empty] | -196484.8333 | 0 | -14.358 | -51.642 | 0 | 0 | 0 | 0 | 0 | 0 | 0 | 0 | -66 | 0 | 0 | -66 | 0 | [23 empty] | https://www.google.com/maps/@?api=1&map_action=map&center=44.543100000000003%2C-93.573099999999997&zoom=17&basemap=satellite | 10141 | [118 empty] | 0.11 |  |  | 13 |  |  | 0.35 | 0.09 |  |  | 21 |  |  | 0.4 | 0.14 |  |  | 25 |  |  | 0.3 | 0.01 |  |  | 58 |  |  | 0.05 | 0.04 |  |  | 28 |  |  | 0.12 | 0.07 |  |  | 69 |  |  | 0.06 | 0.16 |  |  | 53 |  |  | 0.16 | 0.0015812 | 0 | Gas | FRS_110070828174
1628 | 5677 | 2021 | MN | New Ulm | 2001 | Northern States Power Co - Minnesota | 13781 | New Ulm Public Utilities Comm | 13488 | Electric Utility | Midcontinent Independent Transmission System Operator, Inc.. | MISO | MRO | MROW | MRO West | MISO | 27 | 15 | Brown | 44.3159 | -94.4581 | 1 | 5 | DFO | OIL |  | 0.01044 | 78.5 | 1 |  | Yes | 236480.8 | 0.104 | 0.12133 |  | 496.016 | 426.795 | 496.016 | 426.795 | 7176 | 1117 | 0.298 | 0.256 | 0.084 | 40.506 | 97.457 | 10.908 | 43.35 |  | 0.083 | 0.459 | 0.024 | 11.289 | 0.014 | 0.002 | 12.082 |  | 1.2 | 1.2 | 0.34 | 163.326 | 0.196 | 0.022 | 174.791 |  | 0.083 | 0.459 | 0.024 | 11.289 | 0.014 | 0.002 | 12.082 |  | 2.453 | 2.111 | 0.695 | 333.838 | 803.204 | 89.896 |  | 4088 | 3517.5 | 4088 | 3517.5 | EPA/CAMD | EPA/CAMD | EPA/CAMD | EIA | EIA | EIA | -- | EPA/CAMD | EPA/CAMD | [6 empty] | 3591.984 | 3090.705 | 2.155 | 1.855 | 0.611 | 293.332 | 705.748 | 78.988 | 69.1216 | 0 | 755 | 6421 | 0 | 0 | 0 | 0 | 0 | 0 | 0 | 0 | 7176 | 0 | 0 | 7176 | 0 | 0 | 0.10521 | 0.89479 | 0 | 0 | 0 | 0 | 0 | 0 | 0 | 0 | 1 | 0 | 0 | 1 | 0 | Yes |  | 10300.5 |  | 6.18 | 1.751 |  | https://www.google.com/maps/@?api=1&map_action=map&center=44.315899999999999%2C-94.458100000000002&zoom=17&basemap=satellite | 13810 | [118 empty] | 0.16 |  |  | 24 |  |  | 0.35 | 0.07 |  |  | 18 |  |  | 0.4 | 0.25 |  |  | 45 |  |  | 0.3 | 0 |  |  | 0 |  |  | 0.05 | 0.07 |  |  | 43 |  |  | 0.12 | 0.05 |  |  | 55 |  |  | 0.06 | 0.2 |  |  | 66 |  |  | 0.16 | 0.00073004 | 0.00044339 | Oil | FRS_110008811492
1629 | 2726 | 2021 | GA | Brunswick Cellulose | 10605 | Georgia Power Co | 7140 | Brunswick Cellulose LLC | 50003 | Industrial CHP | Southern Company Services, Inc. - Trans | SOCO | SERC | SRSO | SERC South |  | 13 | 127 | Glynn | 31.1754 | -81.5216 | 5 | 3 | BLQ | BIOMASS |  | 0.64645 | 72.2 | 0.25592 | Yes | Yes | 16980074.4 | 0.082 | 0.098754 |  | 2268273.187 | 924786.88 | 2268273.187 | 924786.88 | 408862 | 155487 | 115.569 | 45.925 | 526.283 | 26861.295 | 25453.888 | 9545.44 | 28601.739 |  | 0.565 | 0.591 | 2.574 | 131.395 | 0.062 | 0.023 | 139.909 |  | 0.102 | 0.099 | 0.464 | 23.684 | 0.011 | 0.004 | 25.219 |  | 0.565 | 0.591 | 2.574 | 131.395 | 0.062 | 0.023 | 139.909 |  | 1170.268 | 465.042 | 5329.223 | 2315496.859 | 257750.006 | 96658.601 |  | 22968884.67 | 9364534.8 | 22968884.67 | 9364534.8 | EIA | EIA | EIA | EIA | EIA | EIA | -- | EIA | EIA |  |  |  | 2043495.239 |  |  | 20700611.48 | 8439747.92 | 1054.699 | 419.117 | 4802.94 | 245140.325 | 232296.117 | 87113.161 | 5547.7721 | 0 | 7580.507 | 69000.776 | 0 | 0 | 330323.257 | 0 | 0 | 0 | 1957.46 | 0 | 78538.743 | 330323.257 | 330323.257 | 408862 | 0 | 0 | 0.018541 | 0.16876 | 0 | 0 | 0.80791 | 0 | 0 | 0 | 0.0047876 | 0 | 0.19209 | 0.80791 | 0.80791 | 1 | 0 | [7 empty] | https://www.google.com/maps/@?api=1&map_action=map&center=31.175405999999999%2C-81.521636999999998&zoom=17&basemap=satellite | 20845 | [118 empty] | 0.61 |  |  | 83 |  |  | 0.35 | 0.63 |  |  | 74 |  |  | 0.4 | 0.58 |  |  | 86 |  |  | 0.3 | 0.02 |  |  | 65 |  |  | 0.05 | 0.17 |  |  | 75 |  |  | 0.12 | 0.08 |  |  | 73 |  |  | 0.06 | 0.14 |  |  | 43 |  |  | 0.16 | 11.4902 | 0.0481 | Biomass | FRS_110020517412
1630 | 5683 | 2021 | MN | North Branch (MN) | 2002 | North Branch Water & Light Comm | 13681 | North Branch Water & Light Comm | 13681 | Electric Utility | Midcontinent Independent Transmission System Operator, Inc.. | MISO | MRO | MROW | MRO West | MISO | 27 | 25 | Chisago | 45.5106 | -92.979 | 5 | 5 | DFO | OIL |  | 0.00588 | 11 | 1 | [6 empty] | 5128 | 1775 | 5128 | 1775 | 567 | 197 | 8.265 | 2.86 | 0.744 | 418.765 | 33.916 | 6.783 | 420.2 |  | 29.153 | 29.036 | 2.623 | 1477.125 | 0.06 | 0.012 | 1482.186 |  | 3.223 | 3.223 | 0.29 | 163.325 | 0.007 | 0.001 | 163.884 |  | 29.153 | 29.036 | 2.623 | 1477.125 | 0.06 | 0.012 | 1482.186 |  | 8.265 | 2.86 | 0.744 | 418.765 | 33.916 | 6.783 |  | 5128 | 1775 | 5128 | 1775 | EIA | EIA | EIA | EIA | EIA | EIA | -- | EIA | EIA | [14 empty] | 9044.0917 | 0 | 567 | 0 | 0 | 0 | 0 | 0 | 0 | 0 | 0 | 0 | 567 | 0 | 0 | 567 | 0 | 0 | 1 | 0 | 0 | 0 | 0 | 0 | 0 | 0 | 0 | 0 | 1 | 0 | 0 | 1 | 0 | [7 empty] | https://www.google.com/maps/@?api=1&map_action=map&center=45.510601000000001%2C-92.979042000000007&zoom=17&basemap=satellite | 10221 | [118 empty] | 0.13 |  |  | 17 |  |  | 0.35 | 0.07 |  |  | 18 |  |  | 0.4 | 0.19 |  |  | 35 |  |  | 0.3 | 0 |  |  | 0 |  |  | 0.05 | 0.05 |  |  | 36 |  |  | 0.12 | 0.05 |  |  | 47 |  |  | 0.06 | 0.15 |  |  | 48 |  |  | 0.16 | 0.36797 | 2.8197 | Oil | FRS_110003800423
1631 | 2738 | 2021 | GA | CII Methane Management III LFG Plant | 59650 | Georgia Transmission Corp | 7197 | Frontier Operation Services | 63199 | IPP Non-CHP | Southern Company Services, Inc. - Trans | SOCO | SERC | SRSO | SERC South |  | 13 | 59 | Clarke | 33.9256 | -83.2639 | 1 | 1 | LFG | BIOMASS |  | 0.54416 | 1.6 | 0.42639 | Yes | [5 empty] | 88290 | 35742 | 88290 | 35742 | 7627 | 3088 | 0 | 0 | 1.479 | 0 | 0 | 0 | 0 |  | 0 | 0 | 0.388 | 0 | 0 | 0 | 0 |  | 0 | 0 | 0.033 | 0 | 0 | 0 | 0 |  | 0 | 0 | 0.388 | 0 | 0 | 0 | 0 |  | 59.269 | 23.993 | 1.986 | 5606.396 | 205.363 | 20.536 |  | 88290 | 35742 | 88290 | 35742 | EIA | EIA | EIA | EIA | EIA | EIA | -- | EIA | EIA | 59.269 | 23.993 | 0.508 | 5606.396 | 205.363 | 20.536 | [8 empty] | 11575.9801 | 0 | 0 | 0 | 0 | 0 | 7627 | 0 | 0 | 0 | 0 | 0 | 0 | 7627 | 7627 | 7627 | 0 | 0 | 0 | 0 | 0 | 0 | 1 | 0 | 0 | 0 | 0 | 0 | 0 | 1 | 1 | 1 | 0 | [7 empty] | https://www.google.com/maps/@?api=1&map_action=map&center=33.925556%2C-83.263889000000006&zoom=17&basemap=satellite | 7859 | [118 empty] | 0.35 |  |  | 58 |  |  | 0.35 | 0.42 |  |  | 61 |  |  | 0.4 | 0.27 |  |  | 50 |  |  | 0.3 | 0.03 |  |  | 70 |  |  | 0.05 | 0.1 |  |  | 55 |  |  | 0.12 | 0.07 |  |  | 69 |  |  | 0.06 | 0.17 |  |  | 55 |  |  | 0.16 | 0.57146 | 0.17192 | Biomass | FRS_110070396089
1632 | 5722 | 2021 | MN | Owatonna | 2003 | City of Owatonna - (MN) | 14246 | City of Owatonna - (MN) | 14246 | Electric Utility | Midcontinent Independent Transmission System Operator, Inc.. | MISO | MRO | MROW | MRO West | MISO | 27 | 147 | Steele | 44.0833 | -93.23 | 1 | 1 | NG | GAS |  | 0.00163 | 19 | 1 | [6 empty] | 4232 | 1866 | 4232 | 1866 | 271 | 120 | 0.621 | 0.274 | 0.007 | 247.337 | 9.33 | 0.933 | 247.593 |  | 4.583 | 4.567 | 0.05 | 1825.365 | 0.034 | 0.003 | 1827.252 |  | 0.293 | 0.294 | 0.003 | 116.889 | 0.002 | 0 | 117.01 |  | 4.583 | 4.567 | 0.05 | 1825.365 | 0.034 | 0.003 | 1827.252 |  | 0.621 | 0.274 | 0.007 | 247.337 | 9.33 | 0.933 |  | 4232 | 1866 | 4232 | 1866 | EIA | EIA | EIA | EIA | EIA | EIA | -- | EIA | EIA | [14 empty] | 15616.2362 | 0 | 0 | 271 | 0 | 0 | 0 | 0 | 0 | 0 | 0 | 0 | 271 | 0 | 0 | 271 | 0 | 0 | 0 | 1 | 0 | 0 | 0 | 0 | 0 | 0 | 0 | 0 | 1 | 0 | 0 | 1 | 0 | [7 empty] | https://www.google.com/maps/@?api=1&map_action=map&center=44.083300000000001%2C-93.23&zoom=17&basemap=satellite | 26138 | [118 empty] | 0.18 |  |  | 29 |  |  | 0.35 | 0.13 |  |  | 29 |  |  | 0.4 | 0.24 |  |  | 43 |  |  | 0.3 | 0.01 |  |  | 57 |  |  | 0.05 | 0.07 |  |  | 44 |  |  | 0.12 | 0.05 |  |  | 54 |  |  | 0.06 | 0.18 |  |  | 60 |  |  | 0.16 |  |  | Gas | FRS_110001442644
1633 | 2739 | 2021 | GA | CNN Center | 54323 | Georgia Power Co | 7140 | Turner Properties Inc | 18452 | Commercial Non-CHP | Southern Company Services, Inc. - Trans | SOCO | SERC | SRSO | SERC South |  | 13 | 121 | Fulton | 33.7592 | -84.395 | 7 | 7 | DFO | OIL |  | 0.0009 | 13 | 1 |  | Yes | 0 |  | 1 |  | 1016.002 | 432.002 | 1016.002 | 432.002 | 101.998 | 42.999 | 1.605 | 0.683 | 0.148 | 82.971 | 6.72 | 1.344 | 83.255 |  | 31.471 | 31.768 | 2.892 | 1626.914 | 0.066 | 0.013 | 1632.488 |  | 3.159 | 3.162 | 0.29 | 163.328 | 0.007 | 0.001 | 163.888 |  | 31.471 | 31.768 | 2.892 | 1626.882 | 0.066 | 0.013 | 1632.456 |  | 1.605 | 0.683 | 0.148 | 82.971 | 6.72 | 1.344 |  | 1016.002 | 432.002 | 1016.002 | 432.002 | EIA | EIA | EIA | EIA | EIA | EIA | -- | EIA | EIA | [6 empty] | 0 | 0 | 0 | 0 | 0 | 0 | 0 | 0 | 9960.8039 | 0 | 102 | 0 | 0 | 0 | 0 | 0 | 0 | 0 | 0 | 0 | 102 | 0 | 0 | 102 | 0 | 0 | 1 | 0 | 0 | 0 | 0 | 0 | 0 | 0 | 0 | 0 | 1 | 0 | 0 | 1 | 0 | [7 empty] | https://www.google.com/maps/@?api=1&map_action=map&center=33.759166999999998%2C-84.394999999999996&zoom=17&basemap=satellite | 181840 | [118 empty] | 0.49 |  |  | 73 |  |  | 0.35 | 0.58 |  |  | 72 |  |  | 0.4 | 0.36 |  |  | 63 |  |  | 0.3 | 0.01 |  |  | 60 |  |  | 0.05 | 0.07 |  |  | 46 |  |  | 0.12 | 0.04 |  |  | 40 |  |  | 0.06 | 0.07 |  |  | 17 |  |  | 0.16 | 0.23157 | 3.1293 | Oil | FRS_110028017802
1634 | 5747 | 2021 | MN | Preston (MN) | 2004 | Southern Minnesota Mun P Agny | 40580 | Preston Public Utilities Comm | 15348 | Electric Utility | Midcontinent Independent Transmission System Operator, Inc.. | MISO | MRO | MROW | MRO West | MISO | 27 | 45 | Fillmore | 43.6661 | -92.0831 | 3 | 3 | NG | GAS |  | 0.0079 | 3.7 | 1 | [6 empty] | 2220 | 877 | 2220 | 877 | 256 | 100 | 3.363 | 1.316 | 0.17 | 138.105 | 10.027 | 1.773 | 138.494 |  | 26.273 | 26.32 | 1.332 | 1078.945 | 0.039 | 0.007 | 1081.988 |  | 3.03 | 3.001 | 0.154 | 124.419 | 0.005 | 0.001 | 124.77 |  | 26.273 | 26.32 | 1.332 | 1078.945 | 0.039 | 0.007 | 1081.988 |  | 3.363 | 1.316 | 0.17 | 138.105 | 10.027 | 1.773 |  | 2220 | 877 | 2220 | 877 | EIA | EIA | EIA | EIA | EIA | EIA | -- | EIA | EIA | [14 empty] | 8671.875 | 0 | 134.161 | 121.839 | 0 | 0 | 0 | 0 | 0 | 0 | 0 | 0 | 256 | 0 | 0 | 256 | 0 | 0 | 0.52407 | 0.47593 | 0 | 0 | 0 | 0 | 0 | 0 | 0 | 0 | 1 | 0 | 0 | 1 | 0 | [7 empty] | https://www.google.com/maps/@?api=1&map_action=map&center=43.6661%2C-92.083100000000002&zoom=17&basemap=satellite | 1468 | [118 empty] | 0.19 |  |  | 29 |  |  | 0.35 | 0.02 |  |  | 8 |  |  | 0.4 | 0.35 |  |  | 62 |  |  | 0.3 | 0.01 |  |  | 58 |  |  | 0.05 | 0.1 |  |  | 55 |  |  | 0.12 | 0.06 |  |  | 59 |  |  | 0.06 | 0.19 |  |  | 65 |  |  | 0.16 | 0.019642 | 0.65474 | Gas | FRS_110028024117
1635 | 5749 | 2021 | MN | Princeton (MN) | 2005 | Princeton Public Utils Comm | 15387 | Princeton Public Utils Comm | 15387 | Electric Utility | Midcontinent Independent Transmission System Operator, Inc.. | MISO | MRO | MROW | MRO West | MISO | 27 | 95 | Mille Lacs | 45.5695 | -93.5872 | 5 | 5 | DFO | OIL |  | 0.00649 | 12.3 | 1 | [6 empty] | 9221.001 | 3196.999 | 9221.001 | 3196.999 | 698.999 | 242.001 | 14.92 | 5.173 | 1.337 | 753.014 | 60.987 | 12.197 | 755.594 |  | 42.69 | 42.752 | 3.825 | 2154.55 | 0.087 | 0.017 | 2161.931 |  | 3.236 | 3.236 | 0.29 | 163.326 | 0.007 | 0.001 | 163.885 |  | 42.69 | 42.752 | 3.825 | 2154.546 | 0.087 | 0.017 | 2161.928 |  | 14.92 | 5.173 | 1.337 | 753.014 | 60.987 | 12.197 |  | 9221.001 | 3196.999 | 9221.001 | 3196.999 | EIA | EIA | EIA | EIA | EIA | EIA | -- | EIA | EIA | [14 empty] | 13191.7039 | 0 | 699 | 0 | 0 | 0 | 0 | 0 | 0 | 0 | 0 | 0 | 699 | 0 | 0 | 699 | 0 | 0 | 1 | 0 | 0 | 0 | 0 | 0 | 0 | 0 | 0 | 0 | 1 | 0 | 0 | 1 | 0 | [7 empty] | https://www.google.com/maps/@?api=1&map_action=map&center=45.569468000000001%2C-93.587243999999998&zoom=17&basemap=satellite | 7968 | [118 empty] | 0.2 |  |  | 31 |  |  | 0.35 | 0.06 |  |  | 16 |  |  | 0.4 | 0.33 |  |  | 59 |  |  | 0.3 | 0 |  |  | 0 |  |  | 0.05 | 0.09 |  |  | 53 |  |  | 0.12 | 0.07 |  |  | 69 |  |  | 0.06 | 0.18 |  |  | 60 |  |  | 0.16 | 0.70525 | 6.5 | Oil | FRS_110001301868
1636 | 2753 | 2021 | GA | Doyle Energy Facility | 55244 | Georgia Transmission Corp | 7197 | Oglethorpe Power Corporation | 13994 | Electric Utility | Southern Company Services, Inc. - Trans | SOCO | SERC | SRSO | SERC South |  | 13 | 297 | Walton | 33.8377 | -83.6996 | 4 | 5 | NG | GAS |  | 0.01658 | 409 | 1 | [6 empty] | 734342.434 | 341265.796 | 734342.434 | 341265.796 | 59408.001 | 27608 | 21.256 | 8.998 | 0.22 | 43641.795 | 1632.139 | 163.214 | 43686.516 |  | 0.716 | 0.652 | 0.007 | 1469.223 | 0.027 | 0.003 | 1470.728 |  | 0.058 | 0.053 | 0.001 | 118.86 | 0.002 | 0 | 118.981 |  | 0.716 | 0.652 | 0.007 | 1469.223 | 0.027 | 0.003 | 1470.728 |  | 21.256 | 8.998 | 0.22 | 43641.795 | 1632.139 | 163.214 |  | 734342.434 | 341265.796 | 734342.434 | 341265.796 | EPA/CAMD | EPA/CAMD | EPA/CAMD | EPA/CAMD | EIA | EIA | -- | EPA/CAMD | EPA/CAMD | [14 empty] | 12361.0025 | 0 | 0 | 59408 | 0 | 0 | 0 | 0 | 0 | 0 | 0 | 0 | 59408 | 0 | 0 | 59408 | 0 | 0 | 0 | 1 | 0 | 0 | 0 | 0 | 0 | 0 | 0 | 0 | 1 | 0 | 0 | 1 | 0 | Yes |  | 1668896.943 | 99181.596 | 49.488 | 0.501 |  | https://www.google.com/maps/@?api=1&map_action=map&center=33.837699000000001%2C-83.699577000000005&zoom=17&basemap=satellite | 10835 | [118 empty] | 0.46 |  |  | 70 |  |  | 0.35 | 0.45 |  |  | 63 |  |  | 0.4 | 0.46 |  |  | 75 |  |  | 0.3 | 0 |  |  | 0 |  |  | 0.05 | 0.16 |  |  | 73 |  |  | 0.12 | 0.08 |  |  | 76 |  |  | 0.06 | 0.15 |  |  | 48 |  |  | 0.16 | 6.105 | 0.11086 | Gas | FRS_110005719801
1637 | 2755 | 2021 | GA | Edward L Addison Generating Plant | 55267 | Georgia Power Co | 7140 | Southern Power Co | 17650 | IPP Non-CHP | Southern Company Services, Inc. - Trans | SOCO | SERC | SRSO | SERC South |  | 13 | 293 | Upson | 32.9111 | -84.3064 | 4 | 4 | NG | GAS |  | 0.04247 | 701.2 | 1 | [6 empty] | 2979228.37 | 1999644.579 | 2979228.37 | 1999644.579 | 260895 | 175112 | 53.254 | 33.545 | 0.947 | 177902.272 | 6720.692 | 697.803 | 178090.253 |  | 0.408 | 0.383 | 0.007 | 1363.784 | 0.026 | 0.003 | 1365.225 |  | 0.036 | 0.034 | 0.001 | 119.428 | 0.002 | 0 | 119.555 |  | 0.408 | 0.383 | 0.007 | 1363.784 | 0.026 | 0.003 | 1365.225 |  | 53.254 | 33.545 | 0.947 | 177902.272 | 6720.692 | 697.803 |  | 2979228.37 | 1999644.579 | 2979228.37 | 1999644.579 | EPA/CAMD | EPA/CAMD; EIA | EPA/CAMD | EPA/CAMD | EIA | EIA | -- | EPA/CAMD | EPA/CAMD | [14 empty] | 11419.262 | 0 | 3417.251 | 257477.75 | 0 | 0 | 0 | 0 | 0 | 0 | 0 | 0 | 260895.001 | 0 | 0 | 260895.001 | 0 | 0 | 0.013098 | 0.9869 | 0 | 0 | 0 | 0 | 0 | 0 | 0 | 0 | 1 | 0 | 0 | 1 | 0 | Yes |  | 4197357.864 | 251826.991 | 78.089 | 1.329 |  | https://www.google.com/maps/@?api=1&map_action=map&center=32.911099999999998%2C-84.306399999999996&zoom=17&basemap=satellite | 14130 | [118 empty] | 0.47 |  |  | 71 |  |  | 0.35 | 0.42 |  |  | 61 |  |  | 0.4 | 0.51 |  |  | 81 |  |  | 0.3 | 0 |  |  | 0 |  |  | 0.05 | 0.17 |  |  | 75 |  |  | 0.12 | 0.07 |  |  | 69 |  |  | 0.06 | 0.17 |  |  | 55 |  |  | 0.16 | 0.83075 | 0.0047665 | Gas | FRS_110001971439
1638 | 5805 | 2021 | MN | Sleepy Eye | 2011 | Northern States Power Co - Minnesota | 13781 | Sleepy Eye Public Utility Comm | 17320 | Electric Utility | Midcontinent Independent Transmission System Operator, Inc.. | MISO | MRO | MROW | MRO West | MISO | 27 | 15 | Brown | 44.2981 | -94.7252 | 6 | 6 | DFO | OIL |  | 0.00097 | 11.4 | 1 | [6 empty] | 985.998 | 342 | 985.998 | 342 | 97.002 | 33.999 | 1.614 | 0.558 | 0.143 | 80.52 | 6.521 | 1.304 | 80.796 |  | 33.278 | 32.824 | 2.95 | 1660.172 | 0.067 | 0.013 | 1665.859 |  | 3.274 | 3.263 | 0.29 | 163.327 | 0.007 | 0.001 | 163.886 |  | 33.278 | 32.825 | 2.951 | 1660.206 | 0.067 | 0.013 | 1665.894 |  | 1.614 | 0.558 | 0.143 | 80.52 | 6.521 | 1.304 |  | 985.998 | 342 | 985.998 | 342 | EIA | EIA | EIA | EIA | EIA | EIA | -- | EIA | EIA | [14 empty] | 10164.9278 | 0 | 97 | 0 | 0 | 0 | 0 | 0 | 0 | 0 | 0 | 0 | 97 | 0 | 0 | 97 | 0 | 0 | 1 | 0 | 0 | 0 | 0 | 0 | 0 | 0 | 0 | 0 | 1 | 0 | 0 | 1 | 0 | [7 empty] | https://www.google.com/maps/@?api=1&map_action=map&center=44.298116%2C-94.725190999999995&zoom=17&basemap=satellite | 3745 | [118 empty] | 0.17 |  |  | 25 |  |  | 0.35 | 0.13 |  |  | 28 |  |  | 0.4 | 0.21 |  |  | 38 |  |  | 0.3 | 0.01 |  |  | 57 |  |  | 0.05 | 0.08 |  |  | 50 |  |  | 0.12 | 0.05 |  |  | 52 |  |  | 0.06 | 0.22 |  |  | 74 |  |  | 0.16 | 0.1767 | 3.4991 | Oil | FRS_110001301626
1639 | 2757 | 2021 | GA | Effingham Energy Facility | 55406 | Georgia Transmission Corp | 7197 | Oglethorpe Power Corporation | 13994 | Electric Utility | Southern Company Services, Inc. - Trans | SOCO | SERC | SRSO | SERC South |  | 13 | 103 | Effingham | 32.2773 | -81.2844 | 2 | 3 | NG | GAS |  | 0.51559 | 596.6 | 0.47401 | [6 empty] | 19404232.84 | 9889648.734 | 19404232.84 | 9889648.734 | 2694606 | 1356849 | 80.627 | 40.697 | 5.821 | 1153164.472 | 42085.901 | 4208.59 | 1154317.626 |  | 0.06 | 0.06 | 0.004 | 855.906 | 0.016 | 0.002 | 856.762 |  | 0.008 | 0.008 | 0.001 | 118.857 | 0.002 | 0 | 118.976 |  | 0.06 | 0.06 | 0.004 | 855.906 | 0.016 | 0.002 | 856.762 |  | 80.627 | 40.697 | 5.821 | 1153164.472 | 42085.901 | 4208.59 |  | 19404232.84 | 9889648.734 | 19404232.84 | 9889648.734 | EPA/CAMD | EPA/CAMD | EPA/CAMD | EPA/CAMD | EIA | EIA | -- | EPA/CAMD | EPA/CAMD | [14 empty] | 7201.1392 | 0 | 0 | 2694606 | 0 | 0 | 0 | 0 | 0 | 0 | 0 | 0 | 2694606 | 0 | 0 | 2694606 | 0 | 0 | 0 | 1 | 0 | 0 | 0 | 0 | 0 | 0 | 0 | 0 | 1 | 0 | 0 | 1 | 0 | Yes |  | 18317723.41 | 1088598.286 | 72.771 | 5.496 |  | https://www.google.com/maps/@?api=1&map_action=map&center=32.277251999999997%2C-81.284411000000006&zoom=17&basemap=satellite | 6261 | [118 empty] | 0.25 |  |  | 43 |  |  | 0.35 | 0.19 |  |  | 38 |  |  | 0.4 | 0.31 |  |  | 56 |  |  | 0.3 | 0.01 |  |  | 58 |  |  | 0.05 | 0.13 |  |  | 65 |  |  | 0.12 | 0.07 |  |  | 69 |  |  | 0.06 | 0.06 |  |  | 13 |  |  | 0.16 | 143.29 | 0.10009 | Gas | FRS_110012143493
1640 | 5822 | 2021 | MN | Spring Valley | 2013 | Spring Valley Pub Utils Comm | 17824 | Spring Valley Pub Utils Comm | 17824 | Electric Utility | Midcontinent Independent Transmission System Operator, Inc.. | MISO | MRO | MROW | MRO West | MISO | 27 | 45 | Fillmore | 43.6873 | -92.3894 | 4 | 4 | DFO | OIL |  | 0.00597 | 7.1 | 1 |  | Yes | 0 |  | 1 |  | 3783.001 | 1346 | 3783.001 | 1346 | 371 | 130.999 | 5.89 | 2.052 | 0.504 | 308.931 | 23.684 | 4.67 | 309.923 |  | 31.752 | 31.328 | 2.72 | 1665.396 | 0.064 | 0.013 | 1670.743 |  | 3.114 | 3.049 | 0.267 | 163.326 | 0.006 | 0.001 | 163.85 |  | 31.752 | 31.328 | 2.72 | 1665.396 | 0.064 | 0.013 | 1670.743 |  | 5.89 | 2.052 | 0.504 | 308.931 | 23.684 | 4.67 |  | 3783.001 | 1346 | 3783.001 | 1346 | EIA | EIA | EIA | EIA | EIA | EIA | -- | EIA | EIA | [6 empty] | 0 | 0 | 0 | 0 | 0 | 0 | 0 | 0 | 10196.7682 | 0 | 341.253 | 29.747 | 0 | 0 | 0 | 0 | 0 | 0 | 0 | 0 | 371 | 0 | 0 | 371 | 0 | 0 | 0.91982 | 0.080181 | 0 | 0 | 0 | 0 | 0 | 0 | 0 | 0 | 1 | 0 | 0 | 1 | 0 | [7 empty] | https://www.google.com/maps/@?api=1&map_action=map&center=43.687322000000002%2C-92.389392000000001&zoom=17&basemap=satellite | 2867 | [118 empty] | 0.17 |  |  | 27 |  |  | 0.35 | 0.06 |  |  | 17 |  |  | 0.4 | 0.29 |  |  | 52 |  |  | 0.3 | 0 |  |  | 0 |  |  | 0.05 | 0.08 |  |  | 49 |  |  | 0.12 | 0.07 |  |  | 65 |  |  | 0.06 | 0.2 |  |  | 66 |  |  | 0.16 | 0.24939 | 0 | Oil | FRS_110001443304
1641 | 2758 | 2021 | GA | Emory Decatur Hospital | 54830 | Georgia Power Co | 7140 | DeKalb Regional Health System | 50109 | Commercial Non-CHP | Southern Company Services, Inc. - Trans | SOCO | SERC | SRSO | SERC South |  | 13 | 89 | DeKalb | 33.7919 | -84.2831 | 3 | 3 | DFO | OIL |  | 0.00063 | 3.9 | 1 | [6 empty] | 219.999 | 104 | 219.999 | 104 | 21.56 | 9.198 | 0.354 | 0.169 | 0.032 | 17.966 | 1.455 | 0.291 | 18.028 |  | 32.839 | 36.747 | 2.959 | 1666.605 | 0.067 | 0.013 | 1672.314 |  | 3.218 | 3.25 | 0.29 | 163.328 | 0.007 | 0.001 | 163.888 |  | 32.839 | 36.747 | 2.959 | 1666.605 | 0.067 | 0.013 | 1672.314 |  | 0.354 | 0.169 | 0.032 | 17.966 | 1.455 | 0.291 |  | 219.999 | 104 | 219.999 | 104 | EIA | EIA | EIA | EIA | EIA | EIA | -- | EIA | EIA | [14 empty] | 10204.0353 | 0 | 21.56 | 0 | 0 | 0 | 0 | 0 | 0 | 0 | 0 | 0 | 21.56 | 0 | 0 | 21.56 | 0 | 0 | 1 | 0 | 0 | 0 | 0 | 0 | 0 | 0 | 0 | 0 | 1 | 0 | 0 | 1 | 0 | [7 empty] | https://www.google.com/maps/@?api=1&map_action=map&center=33.791899999999998%2C-84.283100000000005&zoom=17&basemap=satellite | 111969 | [118 empty] | 0.41 |  |  | 65 |  |  | 0.35 | 0.49 |  |  | 66 |  |  | 0.4 | 0.3 |  |  | 54 |  |  | 0.3 | 0.06 |  |  | 78 |  |  | 0.05 | 0.09 |  |  | 51 |  |  | 0.12 | 0.07 |  |  | 67 |  |  | 0.06 | 0.12 |  |  | 33 |  |  | 0.16 | 0.031155 | 3.0278 | Oil | FRS_110013946659
1642 | 2759 | 2021 | GA | Emory Hillandale Hospital | 56231 | Georgia Power Co | 7140 | DeKalb Regional Health System | 50109 | Commercial Non-CHP | Southern Company Services, Inc. - Trans | SOCO | SERC | SRSO | SERC South |  | 13 | 89 | DeKalb | 33.7036 | -84.1494 | 2 | 2 | DFO | OIL |  | 0.00063 | 1.6 | 1 | [6 empty] | 208 | 80 | 208 | 80 | 8.82 | 3.762 | 0.336 | 0.13 | 0.03 | 16.986 | 1.376 | 0.275 | 17.044 |  | 76.19 | 69.112 | 6.848 | 3851.701 | 0.156 | 0.031 | 3864.896 |  | 3.231 | 3.25 | 0.29 | 163.327 | 0.007 | 0.001 | 163.886 |  | 76.19 | 69.112 | 6.848 | 3851.701 | 0.156 | 0.031 | 3864.896 |  | 0.336 | 0.13 | 0.03 | 16.986 | 1.376 | 0.275 |  | 208 | 80 | 208 | 80 | EIA | EIA | EIA | EIA | EIA | EIA | -- | EIA | EIA | [14 empty] | 23582.7664 | 0 | 8.82 | 0 | 0 | 0 | 0 | 0 | 0 | 0 | 0 | 0 | 8.82 | 0 | 0 | 8.82 | 0 | 0 | 1 | 0 | 0 | 0 | 0 | 0 | 0 | 0 | 0 | 0 | 1 | 0 | 0 | 1 | 0 | [7 empty] | https://www.google.com/maps/@?api=1&map_action=map&center=33.703600000000002%2C-84.1494&zoom=17&basemap=satellite | 69132 | [118 empty] | 0.7 |  |  | 89 |  |  | 0.35 | 0.97 |  |  | 94 |  |  | 0.4 | 0.42 |  |  | 71 |  |  | 0.3 | 0.01 |  |  | 57 |  |  | 0.05 | 0.11 |  |  | 59 |  |  | 0.12 | 0.07 |  |  | 70 |  |  | 0.06 | 0.09 |  |  | 24 |  |  | 0.16 | 0.012555 | 5.1245 | Oil | FRS_110020496462
1643 | 5874 | 2021 | MN | Truman | 2015 | Truman Public Utilities Comm | 19237 | City of Truman | 63000 | Electric Utility | Midcontinent Independent Transmission System Operator, Inc.. | MISO | MRO | MROW | MRO West | MISO | 27 | 91 | Martin | 43.8284 | -94.4369 | 3 | 3 | DFO | OIL |  | 0.00028 | 6.2 | 1 | [6 empty] | 130 | 46.001 | 130 | 46.001 | 15.001 | 5 | 0.214 | 0.074 | 0.019 | 10.616 | 0.86 | 0.172 | 10.652 |  | 28.531 | 29.6 | 2.52 | 1415.372 | 0.057 | 0.011 | 1420.221 |  | 3.292 | 3.217 | 0.291 | 163.323 | 0.007 | 0.001 | 163.883 |  | 28.533 | 29.602 | 2.52 | 1415.467 | 0.057 | 0.011 | 1420.316 |  | 0.214 | 0.074 | 0.019 | 10.616 | 0.86 | 0.172 |  | 130 | 46.001 | 130 | 46.001 | EIA | EIA | EIA | EIA | EIA | EIA | -- | EIA | EIA | [14 empty] | 8666.6667 | 0 | 15 | 0 | 0 | 0 | 0 | 0 | 0 | 0 | 0 | 0 | 15 | 0 | 0 | 15 | 0 | 0 | 1 | 0 | 0 | 0 | 0 | 0 | 0 | 0 | 0 | 0 | 1 | 0 | 0 | 1 | 0 | [7 empty] | https://www.google.com/maps/@?api=1&map_action=map&center=43.828415%2C-94.436908000000003&zoom=17&basemap=satellite | 1273 | [118 empty] | 0.21 |  |  | 35 |  |  | 0.35 | 0.04 |  |  | 12 |  |  | 0.4 | 0.38 |  |  | 65 |  |  | 0.3 | 0.02 |  |  | 62 |  |  | 0.05 | 0.08 |  |  | 47 |  |  | 0.12 | 0.11 |  |  | 88 |  |  | 0.06 | 0.23 |  |  | 77 |  |  | 0.16 | 0.02294 | 3.2769 | Oil | FRS_110040936084
1644 | 2761 | 2021 | GA | Flint River Operations | 50465 | Georgia Transmission Corp | 7197 | International Paper - Flint River Mill | 61982 | Industrial CHP | Southern Company Services, Inc. - Trans | SOCO | SERC | SRSO | SERC South |  | 13 | 193 | Macon | 32.2544 | -84.0667 | 2 | 2 | BLQ | BIOMASS |  | 0.61466 | 85.1 | 0.30891 | Yes | Yes | 7761839.2 | 0.201 | 0.21176 |  | 2482736.917 | 1130089.527 | 2482736.917 | 1130089.527 | 458211.6 | 205766.362 | 163.754 | 75.258 | 602.272 | 10822.851 | 39796.045 | 12480.304 | 13179.867 |  | 0.715 | 0.731 | 2.629 | 47.24 | 0.087 | 0.027 | 57.527 |  | 0.132 | 0.133 | 0.485 | 8.718 | 0.016 | 0.005 | 10.617 |  | 0.715 | 0.731 | 2.629 | 47.24 | 0.087 | 0.027 | 57.527 |  | 773.313 | 355.397 | 2844.174 | 1245892.286 | 187933.014 | 58937.041 |  | 11724487.4 | 5336739.6 | 11724487.4 | 5336739.6 | EIA | EIA | EIA | EIA | EIA | EIA | -- | EIA | EIA |  |  |  | 1194782.408 |  |  | 9241750.483 | 4206650.073 | 609.559 | 280.139 | 2241.901 | 40287.027 | 148136.969 | 46456.737 | 5418.3197 | 0 | 4301.931 | 28644.268 | 0 | 0 | 425265.4 | 0 | 0 | 0 | 0 | 0 | 32946.199 | 425265.4 | 425265.4 | 458211.599 | 0 | 0 | 0.0093885 | 0.062513 | 0 | 0 | 0.9281 | 0 | 0 | 0 | 0 | 0 | 0.071902 | 0.9281 | 0.9281 | 1 | 0 | [7 empty] | https://www.google.com/maps/@?api=1&map_action=map&center=32.254399999999997%2C-84.066699999999997&zoom=17&basemap=satellite | 3416 | [118 empty] | 0.64 |  |  | 86 |  |  | 0.35 | 0.78 |  |  | 82 |  |  | 0.4 | 0.57 |  |  | 86 |  |  | 0.3 | 0.02 |  |  | 63 |  |  | 0.05 | 0.38 |  |  | 95 |  |  | 0.12 | 0.03 |  |  | 33 |  |  | 0.06 | 0.09 |  |  | 23 |  |  | 0.16 | 12.6814 | 0.053558 | Biomass | FRS_110056968045
1645 | 5946 | 2021 | MN | Virginia | 2018 | City of Virginia - (MN) | 19883 | City of Virginia - (MN) | 19883 | Electric Utility | Midcontinent Independent Transmission System Operator, Inc.. | MISO | MRO | MROW | MRO West | MISO | 27 | 137 | St Louis | 47.5224 | -92.541 | 4 | 2 | SUB | COAL | Yes | 0 | 26.2 |  | Yes | Yes | 0 |  | 1 |  | 659807.22 | 198236.16 | 659807.22 | 198236.16 | 0 | 0 | 68.09 | 19.587 | 98.736 | 44801.714 | 14818.07 | 2015.485 | 45287.247 | [9 empty] | 0.206 | 0.198 | 0.299 | 135.802 | 0.022 | 0.003 | 137.274 | [9 empty] | 68.09 | 19.587 | 98.736 | 56270.38 | 14818.07 | 2015.485 |  | 659807.22 | 198236.16 | 659807.22 | 198236.16 | EIA | EIA |  | EIA | EIA | EIA | -- | EIA | EIA |  |  |  | 11468.666 |  |  | 0 | 0 | 0 | 0 | 0 | 0 | 0 | 0 |  | 0 | 0 | 0 | 0 | 0 | 0 | 0 | 0 | 0 | 0 | 0 | 0 | 0 | 0 | 0 | 0 | [23 empty] | https://www.google.com/maps/@?api=1&map_action=map&center=47.522427999999998%2C-92.540951000000007&zoom=17&basemap=satellite | 10235 | [118 empty] | 0.22 |  |  | 37 |  |  | 0.35 | 0.07 |  |  | 18 |  |  | 0.4 | 0.37 |  |  | 65 |  |  | 0.3 | 0.01 |  |  | 57 |  |  | 0.05 | 0.09 |  |  | 54 |  |  | 0.12 | 0.05 |  |  | 51 |  |  | 0.06 | 0.22 |  |  | 72 |  |  | 0.16 | 7.767 | 0.57963 | Coal | FRS_110001442341
1646 | 2768 | 2021 | GA | Georgia LFG Oak Grove Plant | 61385 | Georgia Power Co | 7140 | Cube District Energy, LLC | 61038 | IPP Non-CHP | Southern Company Services, Inc. - Trans | SOCO | SERC | SRSO | SERC South |  | 13 | 13 | Barrow | 33.965 | -83.7656 | 3 | 3 | LFG | BIOMASS |  | 0.82503 | 6.6 | 0 | Yes | [5 empty] | 498561 | 202757.001 | 498561 | 202757.001 | 47700 | 19398.999 | 0 | 0 | 7.85 | 1898.073 | 65.898 | 6.59 | 1899.879 |  | 0 | 0 | 0.329 | 79.584 | 0.001 | 0 | 79.66 |  | 0 | 0 | 0.031 | 7.614 | 0 | 0 | 7.621 |  | 0 | 0 | 0.329 | 79.584 | 0.001 | 0 | 79.66 |  | 332.472 | 134.592 | 10.545 | 31658.52 | 1156.026 | 115.603 |  | 498561 | 202757.001 | 498561 | 202757.001 | EIA | EIA | EIA | EIA | EIA | EIA | -- | EIA | EIA | 332.472 | 134.592 | 2.695 | 29760.447 | 1090.127 | 109.013 | [8 empty] | 10452.0126 | 0 | 0 | 2859.879 | 0 | 0 | 44840.121 | 0 | 0 | 0 | 0 | 0 | 2859.879 | 44840.121 | 44840.121 | 47700 | 0 | 0 | 0 | 0.059956 | 0 | 0 | 0.94004 | 0 | 0 | 0 | 0 | 0 | 0.059956 | 0.94004 | 0.94004 | 1 | 0 | [7 empty] | https://www.google.com/maps/@?api=1&map_action=map&center=33.964987999999998%2C-83.765640000000005&zoom=17&basemap=satellite | 16618 | [118 empty] | 0.32 |  |  | 54 |  |  | 0.35 | 0.32 |  |  | 52 |  |  | 0.4 | 0.31 |  |  | 56 |  |  | 0.3 | 0.02 |  |  | 61 |  |  | 0.05 | 0.14 |  |  | 69 |  |  | 0.12 | 0.07 |  |  | 71 |  |  | 0.06 | 0.1 |  |  | 25 |  |  | 0.16 | 2.9041 | 0.14609 | Biomass | FRS_110070396192
1647 | 5962 | 2021 | MN | Wells IC | 2020 | City of Wells - (MN) | 29295 | City of Wells - (MN) | 29295 | Electric Utility | Midcontinent Independent Transmission System Operator, Inc.. | MISO | MRO | MROW | MRO West | MISO | 27 | 43 | Faribault | 43.7445 | -93.7241 | 4 | 4 | NG | GAS |  | 0.0069 | 7.2 | 1 | [6 empty] | 4929 | 1996 | 4929 | 1996 | 435 | 176 | 4.216 | 1.86 | 0.005 | 288.072 | 19.169 | 3.162 | 288.783 |  | 19.384 | 21.136 | 0.023 | 1324.469 | 0.044 | 0.007 | 1327.737 |  | 1.711 | 1.864 | 0.002 | 116.889 | 0.004 | 0.001 | 117.177 |  | 19.384 | 21.136 | 0.023 | 1324.469 | 0.044 | 0.007 | 1327.737 |  | 4.216 | 1.86 | 0.005 | 288.072 | 19.169 | 3.162 |  | 4929 | 1996 | 4929 | 1996 | EIA | EIA | EIA | EIA | EIA | EIA | -- | EIA | EIA | [14 empty] | 11331.0345 | 0 | 166.251 | 268.749 | 0 | 0 | 0 | 0 | 0 | 0 | 0 | 0 | 435 | 0 | 0 | 435 | 0 | 0 | 0.38219 | 0.61781 | 0 | 0 | 0 | 0 | 0 | 0 | 0 | 0 | 1 | 0 | 0 | 1 | 0 | [7 empty] | https://www.google.com/maps/@?api=1&map_action=map&center=43.744529999999997%2C-93.724129000000005&zoom=17&basemap=satellite | 2650 | [118 empty] | 0.18 |  |  | 28 |  |  | 0.35 | 0.1 |  |  | 24 |  |  | 0.4 | 0.26 |  |  | 47 |  |  | 0.3 | 0.02 |  |  | 62 |  |  | 0.05 | 0.08 |  |  | 50 |  |  | 0.12 | 0.07 |  |  | 70 |  |  | 0.06 | 0.24 |  |  | 79 |  |  | 0.16 | 0.1581 | 1.5576 | Gas | FRS_110028024457
1648 | 2769 | 2021 | GA | Georgia LFG Pine Ridge Plant | 61386 | Georgia Power Co | 7140 | Cube District Energy, LLC | 61038 | IPP Non-CHP | Southern Company Services, Inc. - Trans | SOCO | SERC | SRSO | SERC South |  | 13 | 255 | Spalding | 33.2442 | -84.122 | 3 | 3 | LFG | BIOMASS |  | 0.65686 | 6.6 | 0.23857 | Yes | [5 empty] | 349347.999 | 141423 | 349347.999 | 141423 | 37977 | 15374.001 | 0 | 0 | 5.852 | 0 | 0 | 0 | 0 |  | 0 | 0 | 0.308 | 0 | 0 | 0 | 0 |  | 0 | 0 | 0.033 | 0 | 0 | 0 | 0 |  | 0 | 0 | 0.308 | 0 | 0 | 0 | 0 |  | 260.574 | 105.486 | 7.86 | 22183.524 | 812.584 | 81.258 |  | 349347.999 | 141423 | 349347.999 | 141423 | EIA | EIA | EIA | EIA | EIA | EIA | -- | EIA | EIA | 260.574 | 105.486 | 2.009 | 22183.524 | 812.584 | 81.258 | [8 empty] | 9198.9362 | 0 | 0 | 0 | 0 | 0 | 37977 | 0 | 0 | 0 | 0 | 0 | 0 | 37977 | 37977 | 37977 | 0 | 0 | 0 | 0 | 0 | 0 | 1 | 0 | 0 | 0 | 0 | 0 | 0 | 1 | 1 | 1 | 0 | [7 empty] | https://www.google.com/maps/@?api=1&map_action=map&center=33.244191999999998%2C-84.122024999999994&zoom=17&basemap=satellite | 3424 | [118 empty] | 0.35 |  |  | 58 |  |  | 0.35 | 0.29 |  |  | 50 |  |  | 0.4 | 0.41 |  |  | 70 |  |  | 0.3 | 0 |  |  | 0 |  |  | 0.05 | 0.17 |  |  | 74 |  |  | 0.12 | 0.06 |  |  | 62 |  |  | 0.06 | 0.2 |  |  | 68 |  |  | 0.16 | 2.8217 | 0.13654 | Biomass | FRS_110070396193
1649 | 5967 | 2021 | MN | Westbrook | 2021 | City of Westbrook | 20430 | City of Westbrook | 20430 | Electric Utility | Midcontinent Independent Transmission System Operator, Inc.. | MISO | MRO | MROW | MRO West | MISO | 27 | 33 | Cottonwood | 44.0399 | -95.4429 | 1 | 1 | DFO | OIL |  | 0.00089 | 2.3 | 1 | [6 empty] | 192 | 66 | 192 | 66 | 18 | 6 | 0.298 | 0.103 | 0.028 | 15.679 | 1.27 | 0.254 | 15.733 |  | 33.111 | 34.333 | 3.089 | 1742.111 | 0.071 | 0.014 | 1748.079 |  | 3.104 | 3.121 | 0.29 | 163.323 | 0.007 | 0.001 | 163.882 |  | 33.111 | 34.333 | 3.089 | 1742.111 | 0.071 | 0.014 | 1748.079 |  | 0.298 | 0.103 | 0.028 | 15.679 | 1.27 | 0.254 |  | 192 | 66 | 192 | 66 | EIA | EIA | EIA | EIA | EIA | EIA | -- | EIA | EIA | [14 empty] | 10666.6667 | 0 | 18 | 0 | 0 | 0 | 0 | 0 | 0 | 0 | 0 | 0 | 18 | 0 | 0 | 18 | 0 | 0 | 1 | 0 | 0 | 0 | 0 | 0 | 0 | 0 | 0 | 0 | 1 | 0 | 0 | 1 | 0 | [7 empty] | https://www.google.com/maps/@?api=1&map_action=map&center=44.039900000000003%2C-95.442899999999995&zoom=17&basemap=satellite | 1008 | [118 empty] | 0.18 |  |  | 29 |  |  | 0.35 | 0.06 |  |  | 15 |  |  | 0.4 | 0.31 |  |  | 56 |  |  | 0.3 | 0 |  |  | 0 |  |  | 0.05 | 0.05 |  |  | 34 |  |  | 0.12 | 0.05 |  |  | 48 |  |  | 0.06 | 0.25 |  |  | 82 |  |  | 0.16 | 0.05487 | 3.2276 | Oil | FRS_110038060460
1650 | 2820 | 2021 | GA | Mid-Georgia Cogeneration | 55040 | Georgia Power Co | 7140 | SEPG MGA, LLC | 12564 | IPP CHP | Southern Company Services, Inc. - Trans | SOCO | SERC | SRSO | SERC South |  | 13 | 153 | Houston | 32.4856 | -83.6039 | 2 | 3 | NG | GAS |  | 0.05845 | 323 | 1 |  | Yes | 271926.4 | 2.076 | 0.73458 |  | 1031054.753 | 573305.294 | 1031054.753 | 573305.294 | 165379 | 91373 | 25.579 | 10.748 | 0.494 | 61433 | 2343.882 | 238.119 | 61497.778 |  | 0.309 | 0.235 | 0.006 | 742.936 | 0.014 | 0.001 | 743.719 |  | 0.05 | 0.037 | 0.001 | 119.165 | 0.002 | 0 | 119.291 |  | 0.309 | 0.235 | 0.006 | 742.936 | 0.014 | 0.001 | 743.719 |  | 34.821 | 14.631 | 0.673 | 83630.175 | 3190.782 | 324.158 |  | 1403598.875 | 780453.863 | 1403598.875 | 780453.863 | EPA/CAMD | EPA/CAMD | EPA/CAMD | EPA/CAMD | EIA | EIA | -- | EPA/CAMD | EPA/CAMD | [6 empty] | 372544.122 | 207148.569 | 9.242 | 3.883 | 0.179 | 22197.175 | 846.899 | 86.038 | 6234.496 | 0 | 791.378 | 164587.627 | 0 | 0 | 0 | 0 | 0 | 0 | 0 | 0 | 165379.005 | 0 | 0 | 165379.005 | 0 | 0 | 0.0047852 | 0.99521 | 0 | 0 | 0 | 0 | 0 | 0 | 0 | 0 | 1 | 0 | 0 | 1 | 0 | Yes |  | 3803736.364 | 227490.48 | 70.485 | 2.823 |  | https://www.google.com/maps/@?api=1&map_action=map&center=32.485599999999998%2C-83.603899999999996&zoom=17&basemap=satellite | 3479 | [118 empty] | 0.37 |  |  | 61 |  |  | 0.35 | 0.51 |  |  | 67 |  |  | 0.4 | 0.24 |  |  | 43 |  |  | 0.3 | 0.01 |  |  | 0 |  |  | 0.05 | 0.05 |  |  | 35 |  |  | 0.12 | 0.06 |  |  | 63 |  |  | 0.06 | 0.12 |  |  | 36 |  |  | 0.16 | 6.3235 | 0.091138 | Gas | FRS_110000359969
1651 | 2770 | 2021 | GA | Georgia LFG Richland Creek Plant | 61387 | Georgia Power Co | 7140 | Cube District Energy, LLC | 61038 | IPP Non-CHP | Southern Company Services, Inc. - Trans | SOCO | SERC | SRSO | SERC South |  | 13 | 135 | Gwinnett | 34.1271 | -84.0334 | 5 | 5 | LFG | BIOMASS |  | 0.67356 | 11.2 | 0.21074 | Yes | [5 empty] | 720827.999 | 291806.999 | 720827.999 | 291806.999 | 66084.001 | 26751.999 | 0 | 0 | 12.074 | 0 | 0 | 0 | 0 |  | 0 | 0 | 0.365 | 0 | 0 | 0 | 0 |  | 0 | 0 | 0.033 | 0 | 0 | 0 | 0 |  | 0 | 0 | 0.365 | 0 | 0 | 0 | 0 |  | 508.367 | 205.795 | 16.219 | 45772.425 | 1676.648 | 167.665 |  | 720827.999 | 291806.999 | 720827.999 | 291806.999 | EIA | EIA | EIA | EIA | EIA | EIA | -- | EIA | EIA | 508.367 | 205.795 | 4.145 | 45772.425 | 1676.648 | 167.665 | [8 empty] | 10907.7537 | 0 | 0 | 0 | 0 | 0 | 66084 | 0 | 0 | 0 | 0 | 0 | 0 | 66084 | 66084 | 66084 | 0 | 0 | 0 | 0 | 0 | 0 | 1 | 0 | 0 | 0 | 0 | 0 | 0 | 1 | 1 | 1 | 0 | [7 empty] | https://www.google.com/maps/@?api=1&map_action=map&center=34.127146000000003%2C-84.033376000000004&zoom=17&basemap=satellite | 38591 | [118 empty] | 0.33 |  |  | 55 |  |  | 0.35 | 0.4 |  |  | 59 |  |  | 0.4 | 0.25 |  |  | 46 |  |  | 0.3 | 0.07 |  |  | 80 |  |  | 0.05 | 0.13 |  |  | 65 |  |  | 0.12 | 0.08 |  |  | 73 |  |  | 0.06 | 0.11 |  |  | 31 |  |  | 0.16 | 5.2102 | 0.16576 | Biomass | FRS_110070396194
1652 | 5976 | 2021 | MN | Windom | 2023 | City of Windom | 20806 | City of Windom | 20806 | Electric Utility | Midcontinent Independent Transmission System Operator, Inc.. | MISO | MRO | MROW | MRO West | MISO | 27 | 33 | Cottonwood | 43.8681 | -95.1144 | 4 | 4 | DFO | OIL |  | 0.00094 | 8.4 | 1 | [6 empty] | 399.999 | 132 | 399.999 | 132 | 68.999 | 23.001 | 0.629 | 0.213 | 0.058 | 32.666 | 2.646 | 0.529 | 32.778 |  | 18.232 | 18.521 | 1.687 | 946.854 | 0.038 | 0.008 | 950.098 |  | 3.145 | 3.227 | 0.291 | 163.33 | 0.007 | 0.001 | 163.89 |  | 18.232 | 18.521 | 1.687 | 946.841 | 0.038 | 0.008 | 950.084 |  | 0.629 | 0.213 | 0.058 | 32.666 | 2.646 | 0.529 |  | 399.999 | 132 | 399.999 | 132 | EIA | EIA | EIA | EIA | EIA | EIA | -- | EIA | EIA | [14 empty] | 5797.087 | 0 | 69 | 0 | 0 | 0 | 0 | 0 | 0 | 0 | 0 | 0 | 69 | 0 | 0 | 69 | 0 | 0 | 1 | 0 | 0 | 0 | 0 | 0 | 0 | 0 | 0 | 0 | 1 | 0 | 0 | 1 | 0 | [7 empty] | https://www.google.com/maps/@?api=1&map_action=map&center=43.868110000000001%2C-95.114444000000006&zoom=17&basemap=satellite | 4767 | [118 empty] | 0.23 |  |  | 38 |  |  | 0.35 | 0.15 |  |  | 31 |  |  | 0.4 | 0.31 |  |  | 55 |  |  | 0.3 | 0.02 |  |  | 63 |  |  | 0.05 | 0.11 |  |  | 61 |  |  | 0.12 | 0.06 |  |  | 56 |  |  | 0.06 | 0.24 |  |  | 78 |  |  | 0.16 | 0.015165 | 2.7571 | Oil | FRS_110028025526
1653 | 2771 | 2021 | GA | Georgia Pacific Center | 54906 | Georgia Power Co | 7140 | GP Center Holdings LLC | 60564 | Commercial Non-CHP | Southern Company Services, Inc. - Trans | SOCO | SERC | SRSO | SERC South |  | 13 | 121 | Fulton | 33.7575 | -84.3869 | 2 | 2 | DFO | OIL |  | 0 | 1.4 | [11 empty] | 0 | 0 | 0 |  | 0 | 0 | [45 empty] | -- | [17 empty] | 0 | 0 | 0 | 0 | 0 | 0 | 0 | 0 | 0 | 0 | 0 | 0 | 0 | 0 | 0 | 0 | [23 empty] | https://www.google.com/maps/@?api=1&map_action=map&center=33.757513000000003%2C-84.386870999999999&zoom=17&basemap=satellite | 185556 | [118 empty] | 0.47 |  |  | 71 |  |  | 0.35 | 0.56 |  |  | 70 |  |  | 0.4 | 0.34 |  |  | 61 |  |  | 0.3 | 0.01 |  |  | 59 |  |  | 0.05 | 0.07 |  |  | 46 |  |  | 0.12 | 0.04 |  |  | 41 |  |  | 0.06 | 0.08 |  |  | 17 |  |  | 0.16 |  |  | Oil | FRS_
1654 | 2775 | 2021 | GA | Georgia-Pacific Cedar Springs | 54101 | Georgia Power Co | 7140 | Georgia-Pacific Cedar Springs LLC | 7172 | Industrial CHP | Southern Company Services, Inc. - Trans | SOCO | SERC | SRSO | SERC South |  | 13 | 99 | Early | 31.166 | -85.0951 | 5 | 2 | BLQ | BIOMASS | Yes | 0.63652 | 101.2 | 0.27247 | Yes | Yes | 15085844.8 | 0.128 | 0.14546 |  | 3173790.651 | 1231045.104 | 3173790.651 | 1231045.104 | 564283 | 210733 | 390.785 | 140.527 | 1152.164 | 84986.457 | 67459.851 | 15222.026 | 88097.788 |  | 1.385 | 1.334 | 4.084 | 301.219 | 0.12 | 0.027 | 312.247 |  | 0.246 | 0.228 | 0.726 | 53.555 | 0.021 | 0.005 | 55.516 |  | 1.385 | 1.334 | 4.084 | 301.219 | 0.12 | 0.027 | 312.247 |  | 2686.592 | 966.101 | 7920.967 | 2241642.184 | 463777.145 | 104649.326 |  | 21819371.64 | 8463264.784 | 21819371.64 | 8463264.784 | EIA | EIA | EIA | EIA | EIA | EIA | -- | EIA | EIA |  |  |  | 1657372.046 |  |  | 18645580.99 | 7232219.68 | 2295.807 | 825.574 | 6768.803 | 499283.68 | 396317.294 | 89427.3 | 5624.4662 | 105422.25 | 19769.881 | 46187.171 | 0 | 0 | 392903.7 | 0 | 0 | 0 | 0 | 0 | 171379.302 | 392903.7 | 392903.7 | 564283.002 | 0 | 0.18683 | 0.035035 | 0.081851 | 0 | 0 | 0.69629 | 0 | 0 | 0 | 0 | 0 | 0.30371 | 0.69629 | 0.69629 | 1 | 0 | [7 empty] | https://www.google.com/maps/@?api=1&map_action=map&center=31.166%2C-85.095100000000002&zoom=17&basemap=satellite | 589 | [118 empty] | 0.33 |  |  | 56 |  |  | 0.35 | 0.27 |  |  | 47 |  |  | 0.4 | 0.4 |  |  | 68 |  |  | 0.3 | 0 |  |  | 0 |  |  | 0.05 | 0.25 |  |  | 86 |  |  | 0.12 | 0.04 |  |  | 44 |  |  | 0.06 | 0.21 |  |  | 71 |  |  | 0.16 | 18.2433 | 0.064132 | Biomass | FRS_110056956664
1655 | 5376 | 2021 | MN | Cambridge Station | 2038 | Great River Energy | 7570 | Great River Energy | 7570 | Electric Utility | Midcontinent Independent Transmission System Operator, Inc.. | MISO | MRO | MROW | MRO West | MISO | 27 | 59 | Isanti | 45.601 | -93.2081 | 2 | 2 | NG | GAS |  | 0.05631 | 194.3 | 1 | [6 empty] | 1149382.821 | 806954.32 | 1149382.821 | 806954.32 | 95839 | 67286 | 42.734 | 21.597 | 0.355 | 68822.426 | 2563.897 | 268.269 | 68894.447 |  | 0.892 | 0.642 | 0.007 | 1436.209 | 0.027 | 0.003 | 1437.712 |  | 0.074 | 0.054 | 0.001 | 119.755 | 0.002 | 0 | 119.881 |  | 0.892 | 0.642 | 0.007 | 1436.209 | 0.027 | 0.003 | 1437.712 |  | 42.734 | 21.597 | 0.355 | 68822.426 | 2563.897 | 268.269 |  | 1149382.821 | 806954.32 | 1149382.821 | 806954.32 | EPA/CAMD | EPA/CAMD | EPA/CAMD | EPA/CAMD; EIA | EIA | EIA | -- | EPA/CAMD | EPA/CAMD | [14 empty] | 11992.8506 | 0 | 1525.874 | 94313.127 | 0 | 0 | 0 | 0 | 0 | 0 | 0 | 0 | 95839.001 | 0 | 0 | 95839.001 | 0 | 0 | 0.015921 | 0.98408 | 0 | 0 | 0 | 0 | 0 | 0 | 0 | 0 | 1 | 0 | 0 | 1 | 0 | Yes |  | 378128.768 | 21644.933 | 15.872 | 0.119 |  | https://www.google.com/maps/@?api=1&map_action=map&center=45.600999999999999%2C-93.208100000000002&zoom=17&basemap=satellite | 7379 | [118 empty] | 0.18 |  |  | 29 |  |  | 0.35 | 0.06 |  |  | 16 |  |  | 0.4 | 0.31 |  |  | 55 |  |  | 0.3 | 0 |  |  | 0 |  |  | 0.05 | 0.06 |  |  | 39 |  |  | 0.12 | 0.06 |  |  | 63 |  |  | 0.06 | 0.17 |  |  | 57 |  |  | 0.16 | 0.054044 | 0.0053042 | Gas | FRS_110028022869
1656 | 2777 | 2021 | GA | Graphic Packaging International Augusta Mill | 54358 | Georgia Power Co | 7140 | Graphic Packaging International - Augusta | 61880 | Industrial CHP | Southern Company Services, Inc. - Trans | SOCO | SERC | SRSO | SERC South |  | 13 | 245 | Richmond | 33.3283 | -81.9531 | 4 | 3 | BLQ | BIOMASS |  | 0.54823 | 84.7 | 0.41962 | Yes | Yes | 12297689.6 | 0.113 | 0.13083 |  | 2311020.748 | 918226.663 | 2311020.748 | 918226.663 | 406770.012 | 160358.038 | 169.454 | 65.799 | 440.933 | 32504.035 | 37674.25 | 10040.76 | 34471.036 |  | 0.833 | 0.821 | 2.168 | 159.815 | 0.093 | 0.025 | 169.487 |  | 0.147 | 0.143 | 0.382 | 28.13 | 0.016 | 0.004 | 29.832 |  | 0.833 | 0.821 | 2.168 | 159.815 | 0.093 | 0.025 | 169.487 |  | 1295.226 | 502.934 | 3370.292 | 1713511.14 | 287964.649 | 76746.953 |  | 17664380.23 | 7018502.507 | 17664380.23 | 7018502.507 | EIA | EIA | EIA | EIA | EIA | EIA | -- | EIA | EIA |  |  |  | 1465065.24 |  |  | 15353359.48 | 6100275.844 | 1125.772 | 437.135 | 2929.359 | 215941.865 | 250290.399 | 66706.193 | 5681.3941 | 0 | 24.084 | 98487.319 | 0 | 0 | 308258.609 | 0 | 0 | 0 | 0 | 0 | 98511.403 | 308258.609 | 308258.609 | 406770.012 | 0 | 0 | 5.9208e-05 | 0.24212 | 0 | 0 | 0.75782 | 0 | 0 | 0 | 0 | 0 | 0.24218 | 0.75782 | 0.75782 | 1 | 0 | [7 empty] | https://www.google.com/maps/@?api=1&map_action=map&center=33.328259000000003%2C-81.953078000000005&zoom=17&basemap=satellite | 6517 | [118 empty] | 0.38 |  |  | 62 |  |  | 0.35 | 0.4 |  |  | 59 |  |  | 0.4 | 0.36 |  |  | 62 |  |  | 0.3 | 0.01 |  |  | 59 |  |  | 0.05 | 0.15 |  |  | 71 |  |  | 0.12 | 0.04 |  |  | 43 |  |  | 0.06 | 0.12 |  |  | 36 |  |  | 0.16 | 9.3693 | 0.048187 | Biomass | FRS_110000359718
1657 | 5444 | 2021 | MN | Elk River | 2039 | Great River Energy | 7570 | Great River Energy | 7570 | Electric Utility | Midcontinent Independent Transmission System Operator, Inc.. | MISO | MRO | MROW | MRO West | MISO | 27 | 141 | Sherburne | 45.2968 | -93.5584 | 1 | 1 | NG | GAS |  | 0.04522 | 191.3 | 1 | [6 empty] | 969041.388 | 585059.595 | 969041.388 | 585059.595 | 75781 | 44485 | 19.849 | 8.582 | 0.288 | 59209.045 | 2261.856 | 274.29 | 59278.187 |  | 0.524 | 0.386 | 0.008 | 1562.636 | 0.03 | 0.004 | 1564.46 |  | 0.041 | 0.029 | 0.001 | 122.201 | 0.002 | 0 | 122.344 |  | 0.524 | 0.386 | 0.008 | 1562.636 | 0.03 | 0.004 | 1564.46 |  | 19.849 | 8.582 | 0.288 | 59209.045 | 2261.856 | 274.29 |  | 969041.388 | 585059.595 | 969041.388 | 585059.595 | EPA/CAMD | EPA/CAMD | EPA/CAMD | EPA/CAMD | EIA | EIA | -- | EPA/CAMD | EPA/CAMD | [14 empty] | 12787.3925 | 0 | 6936.565 | 68844.435 | 0 | 0 | 0 | 0 | 0 | 0 | 0 | 0 | 75781 | 0 | 0 | 75781 | 0 | 0 | 0.091534 | 0.90847 | 0 | 0 | 0 | 0 | 0 | 0 | 0 | 0 | 1 | 0 | 0 | 1 | 0 | Yes |  | 450203.392 | 27232.026 | 9.206 | 0.14 |  | https://www.google.com/maps/@?api=1&map_action=map&center=45.296796999999998%2C-93.558447000000001&zoom=17&basemap=satellite | 27102 | [118 empty] | 0.12 |  |  | 14 |  |  | 0.35 | 0.11 |  |  | 25 |  |  | 0.4 | 0.12 |  |  | 22 |  |  | 0.3 | 0.01 |  |  | 57 |  |  | 0.05 | 0.08 |  |  | 48 |  |  | 0.12 | 0.07 |  |  | 67 |  |  | 0.06 | 0.14 |  |  | 43 |  |  | 0.16 | 0.033649 | 0.0051661 | Gas | FRS_110017390839
1658 | 2781 | 2021 | GA | GRP Franklin Renewable Energy Facility | 60550 | Georgia Power Co | 7140 | GRP Franklin Renewable Energy Facility, LLC | 60251 | IPP Non-CHP | Southern Company Services, Inc. - Trans | SOCO | SERC | SRSO | SERC South |  | 13 | 119 | Franklin | 34.3761 | -83.3306 | 1 | 1 | WDS | BIOMASS |  | 0.72235 | 58 | 0.12941 | Yes | [5 empty] | 6083701 | 2206074 | 6083701 | 2206074 | 367014 | 140778 | 467.977 | 169.698 | 76.046 | 0 | 429192.825 | 56331.558 | 13758.312 |  | 2.55 | 2.411 | 0.414 | 0 | 1.169 | 0.153 | 74.974 |  | 0.154 | 0.154 | 0.025 | 0 | 0.071 | 0.009 | 4.523 |  | 2.55 | 2.411 | 0.414 | 0 | 1.169 | 0.153 | 74.974 |  | 467.977 | 169.698 | 76.046 | 629035.041 | 429192.825 | 56331.558 |  | 6083701 | 2206074 | 6083701 | 2206074 | EIA | EIA | EIA | EIA | EIA | EIA | -- | EIA | EIA |  |  |  | 629035.041 | [10 empty] | 16576.2096 | 0 | 0 | 0 | 0 | 0 | 367014 | 0 | 0 | 0 | 0 | 0 | 0 | 367014 | 367014 | 367014 | 0 | 0 | 0 | 0 | 0 | 0 | 1 | 0 | 0 | 0 | 0 | 0 | 0 | 1 | 1 | 1 | 0 | [7 empty] | https://www.google.com/maps/@?api=1&map_action=map&center=34.376111000000002%2C-83.330556000000001&zoom=17&basemap=satellite | 953 | [118 empty] | 0.31 |  |  | 52 |  |  | 0.35 | 0.21 |  |  | 41 |  |  | 0.4 | 0.4 |  |  | 68 |  |  | 0.3 | 0.12 |  |  | 87 |  |  | 0.05 | 0.23 |  |  | 84 |  |  | 0.12 | 0.07 |  |  | 64 |  |  | 0.06 | 0.22 |  |  | 73 |  |  | 0.16 | 40.6864 | 0.26125 | Biomass | FRS_110040492589
1659 | 5620 | 2021 | MN | Maple Lake Station | 2042 | Great River Energy | 7570 | Great River Energy | 7570 | Electric Utility | Midcontinent Independent Transmission System Operator, Inc.. | MISO | MRO | MROW | MRO West | MISO | 27 | 171 | Wright | 45.2291 | -94.0097 | 1 | 1 | DFO | OIL |  | 0.00558 | 25 | 1 | [6 empty] | 23634.8 | 8445.4 | 23634.8 | 8445.4 | 1222 | 424 | 14.181 | 5.067 | 0.017 | 1930.086 | 120.822 | 24.164 | 1935.197 |  | 23.209 | 23.901 | 0.028 | 3158.897 | 0.099 | 0.02 | 3167.262 |  | 1.2 | 1.2 | 0.001 | 163.326 | 0.005 | 0.001 | 163.758 |  | 23.209 | 23.901 | 0.028 | 3158.897 | 0.099 | 0.02 | 3167.262 |  | 14.181 | 5.067 | 0.017 | 1930.086 | 120.822 | 24.164 |  | 23634.8 | 8445.4 | 23634.8 | 8445.4 | EPA/CAMD | EPA/CAMD | EPA/CAMD | EIA | EIA | EIA | -- | EPA/CAMD | EPA/CAMD | [14 empty] | 19341.0802 | 0 | 1222 | 0 | 0 | 0 | 0 | 0 | 0 | 0 | 0 | 0 | 1222 | 0 | 0 | 1222 | 0 | 0 | 1 | 0 | 0 | 0 | 0 | 0 | 0 | 0 | 0 | 0 | 1 | 0 | 0 | 1 | 0 | Yes |  | 10677.5 |  | 6.406 | 0.008 |  | https://www.google.com/maps/@?api=1&map_action=map&center=45.229073%2C-94.009673000000006&zoom=17&basemap=satellite | 3440 | [118 empty] | 0.14 |  |  | 18 |  |  | 0.35 | 0.07 |  |  | 18 |  |  | 0.4 | 0.2 |  |  | 37 |  |  | 0.3 | 0 |  |  | 0 |  |  | 0.05 | 0.06 |  |  | 41 |  |  | 0.12 | 0.05 |  |  | 45 |  |  | 0.06 | 0.13 |  |  | 38 |  |  | 0.16 | 0.012036 | 0.068776 | Oil | FRS_110035420513
1660 | 2782 | 2021 | GA | GRP Madison Renewable Energy Facility | 61213 | Georgia Power Co | 7140 | GRP Madison Renewable Energy Facility, LLC | 60846 | IPP Non-CHP | Southern Company Services, Inc. - Trans | SOCO | SERC | SRSO | SERC South |  | 13 | 195 | Madison | 34.0406 | -83.1929 | 1 | 1 | WDS | BIOMASS |  | 0.76758 | 58 | 0.054033 | Yes | [5 empty] | 6243874 | 2616393 | 6243874 | 2616393 | 389992 | 162684 | 480.298 | 201.261 | 78.048 | 0 | 440492.707 | 57814.668 | 14120.544 |  | 2.463 | 2.474 | 0.4 | 0 | 1.129 | 0.148 | 72.415 |  | 0.154 | 0.154 | 0.025 | 0 | 0.071 | 0.009 | 4.523 |  | 2.463 | 2.474 | 0.4 | 0 | 1.129 | 0.148 | 72.415 |  | 480.298 | 201.261 | 78.048 | 645596.412 | 440492.707 | 57814.668 |  | 6243874 | 2616393 | 6243874 | 2616393 | EIA | EIA | EIA | EIA | EIA | EIA | -- | EIA | EIA |  |  |  | 645596.412 | [10 empty] | 16010.2617 | 0 | 0 | 0 | 0 | 0 | 389992 | 0 | 0 | 0 | 0 | 0 | 0 | 389992 | 389992 | 389992 | 0 | 0 | 0 | 0 | 0 | 0 | 1 | 0 | 0 | 0 | 0 | 0 | 0 | 1 | 1 | 1 | 0 | [7 empty] | https://www.google.com/maps/@?api=1&map_action=map&center=34.040559000000002%2C-83.192902000000004&zoom=17&basemap=satellite | 3465 | [118 empty] | 0.31 |  |  | 53 |  |  | 0.35 | 0.24 |  |  | 44 |  |  | 0.4 | 0.38 |  |  | 66 |  |  | 0.3 | 0.05 |  |  | 75 |  |  | 0.05 | 0.18 |  |  | 78 |  |  | 0.12 | 0.05 |  |  | 49 |  |  | 0.06 | 0.21 |  |  | 69 |  |  | 0.16 | 43.5994 | 0.25766 | Biomass | FRS_110064738789
1661 | 6132 | 2021 | MS | Chevron Cogenerating Station | 2047 | Mississippi Power Co | 12686 | Mississippi Power Co | 12686 | Electric Utility | Southern Company Services, Inc. - Trans | SOCO | SERC | SRSO | SERC South |  | 28 | 59 | Jackson | 30.34 | -88.4919 | 1 | 5 | NG | GAS |  | 0.71333 | 170.5 | 0.14445 |  | Yes | 1746124.8 | 2.082 | 0.73521 |  | 5059631.205 | 2101097.213 | 5059631.205 | 2101097.213 | 1065411.999 | 428967.999 | 140.515 | 59.334 | 1.518 | 300683.109 | 23386.319 | 2338.632 | 301323.895 |  | 0.264 | 0.277 | 0.003 | 564.445 | 0.022 | 0.002 | 565.648 |  | 0.056 | 0.056 | 0.001 | 118.856 | 0.005 | 0 | 119.109 |  | 0.264 | 0.277 | 0.003 | 564.445 | 0.022 | 0.002 | 565.648 |  | 191.122 | 80.703 | 2.065 | 408973.945 | 31808.888 | 3180.889 |  | 6881854.249 | 2857806.072 | 6881854.249 | 2857806.072 | EPA/CAMD | EPA/CAMD | EPA/CAMD | EPA/CAMD | EIA | EIA | -- | EPA/CAMD | EPA/CAMD | [6 empty] | 1822223.044 | 756708.859 | 50.607 | 21.369 | 0.547 | 108290.836 | 8422.568 | 842.257 | 4748.9903 | 0 | 0 | 1065412 | 0 | 0 | 0 | 0 | 0 | 0 | 0 | 0 | 1065412 | 0 | 0 | 1065412 | 0 | 0 | 0 | 1 | 0 | 0 | 0 | 0 | 0 | 0 | 0 | 0 | 1 | 0 | 0 | 1 | 0 | Yes |  | 5908955.557 | 351162.728 | 160.983 | 1.773 |  | https://www.google.com/maps/@?api=1&map_action=map&center=30.34%2C-88.491900000000001&zoom=17&basemap=satellite | 9925 | [118 empty] | 0.52 |  |  | 76 |  |  | 0.35 | 0.58 |  |  | 72 |  |  | 0.4 | 0.46 |  |  | 75 |  |  | 0.3 | 0.05 |  |  | 74 |  |  | 0.05 | 0.12 |  |  | 62 |  |  | 0.12 | 0.07 |  |  | 68 |  |  | 0.06 | 0.17 |  |  | 55 |  |  | 0.16 | 36.5469 | 0.07155 | Gas | FRS_110041067234
1662 | 2893 | 2021 | GA | Tenaska Georgia Generating Station | 55061 | Georgia Power Co | 7140 | Tenaska Georgia Partners LP | 18535 | IPP Non-CHP | Southern Company Services, Inc. - Trans | SOCO | SERC | SRSO | SERC South |  | 13 | 149 | Heard | 33.3516 | -84.9996 | 6 | 6 | NG | GAS |  | 0.01054 | 1099.2 | 1 | [6 empty] | 1062665.218 | 659538.085 | 1062665.218 | 659538.085 | 101466 | 63991.002 | 22.629 | 10.955 | 0.431 | 65434.429 | 2890.95 | 358.28 | 65523.95 |  | 0.446 | 0.342 | 0.008 | 1289.78 | 0.028 | 0.004 | 1291.545 |  | 0.043 | 0.033 | 0.001 | 123.152 | 0.003 | 0 | 123.32 |  | 0.446 | 0.342 | 0.008 | 1289.78 | 0.028 | 0.004 | 1291.545 |  | 22.629 | 10.955 | 0.431 | 65434.429 | 2890.95 | 358.28 |  | 1062665.218 | 659538.085 | 1062665.218 | 659538.085 | EPA/CAMD | EPA/CAMD | EPA/CAMD | EPA/CAMD | EIA | EIA | -- | EPA/CAMD | EPA/CAMD | [14 empty] | 10473.1163 | 0 | 8635.125 | 92830.875 | 0 | 0 | 0 | 0 | 0 | 0 | 0 | 0 | 101466 | 0 | 0 | 101466 | 0 | 0 | 0.085104 | 0.9149 | 0 | 0 | 0 | 0 | 0 | 0 | 0 | 0 | 1 | 0 | 0 | 1 | 0 | Yes |  | 7915045.098 | 477015.317 | 228.547 | 2.686 |  | https://www.google.com/maps/@?api=1&map_action=map&center=33.351599999999998%2C-84.999600000000001&zoom=17&basemap=satellite | 2041 | [118 empty] | 0.3 |  |  | 51 |  |  | 0.35 | 0.15 |  |  | 33 |  |  | 0.4 | 0.44 |  |  | 74 |  |  | 0.3 | 0.02 |  |  | 65 |  |  | 0.05 | 0.17 |  |  | 76 |  |  | 0.12 | 0.07 |  |  | 70 |  |  | 0.06 | 0.21 |  |  | 72 |  |  | 0.16 | 1.173 | 0.031658 | Gas | FRS_110010039494
1663 | 6165 | 2021 | MS | Sweatt Electric Generating Plant | 2048 | Mississippi Power Co | 12686 | Mississippi Power Co | 12686 | Electric Utility | Southern Company Services, Inc. - Trans | SOCO | SERC | SRSO | SERC South |  | 28 | 75 | Lauderdale | 32.2925 | -88.7461 | 2 | 1 | NG | GAS |  | 0.00497 | 41.9 | 1 | [6 empty] | 45705.7 | 27014.6 | 45705.7 | 27014.6 | 1826 | 818 | 15.998 | 9.456 | 0.009 | 2671.248 | 66.458 | 6.646 | 2673.069 |  | 17.522 | 23.12 | 0.01 | 2925.792 | 0.036 | 0.004 | 2927.786 |  | 0.7 | 0.7 | 0 | 116.889 | 0.001 | 0 | 116.969 |  | 17.522 | 23.12 | 0.01 | 2925.792 | 0.036 | 0.004 | 2927.786 |  | 15.998 | 9.456 | 0.009 | 2671.248 | 66.458 | 6.646 |  | 45705.7 | 27014.6 | 45705.7 | 27014.6 | EPA/CAMD | EPA/CAMD | EIA | EIA | EIA | EIA | -- | EPA/CAMD | EPA/CAMD | [14 empty] | 25030.5038 | 0 | 0 | 1826 | 0 | 0 | 0 | 0 | 0 | 0 | 0 | 0 | 1826 | 0 | 0 | 1826 | 0 | 0 | 0 | 1 | 0 | 0 | 0 | 0 | 0 | 0 | 0 | 0 | 1 | 0 | 0 | 1 | 0 | Yes |  | 12981.6 |  | 4.543 |  |  | https://www.google.com/maps/@?api=1&map_action=map&center=32.292499999999997%2C-88.746099999999998&zoom=17&basemap=satellite | 1610 | [118 empty] | 0.28 |  |  | 47 |  |  | 0.35 | 0.28 |  |  | 48 |  |  | 0.4 | 0.27 |  |  | 50 |  |  | 0.3 | 0.08 |  |  | 82 |  |  | 0.05 | 0.08 |  |  | 49 |  |  | 0.12 | 0.07 |  |  | 65 |  |  | 0.06 | 0.12 |  |  | 35 |  |  | 0.16 | 0.96272 | 0.21825 | Gas | FRS_110010569795
1664 | 2785 | 2021 | GA | Hartwell Energy Facility | 70454 | Georgia Transmission Corp | 7197 | Oglethorpe Power Corporation | 13994 | Electric Utility | Southern Company Services, Inc. - Trans | SOCO | SERC | SRSO | SERC South |  | 13 | 147 | Hart | 34.3396 | -82.8199 | 2 | 2 | NG | GAS |  | 0.05602 | 360 | 1 | [6 empty] | 2171251.359 | 1245196.678 | 2171251.359 | 1245196.678 | 176676 | 76989 | 64.727 | 35.313 | 0.683 | 129425.824 | 4913.978 | 503.139 | 129562.216 |  | 0.733 | 0.917 | 0.008 | 1465.121 | 0.028 | 0.003 | 1466.665 |  | 0.06 | 0.057 | 0.001 | 119.218 | 0.002 | 0 | 119.343 |  | 0.733 | 0.917 | 0.008 | 1465.121 | 0.028 | 0.003 | 1466.665 |  | 64.727 | 35.313 | 0.683 | 129425.824 | 4913.978 | 503.139 |  | 2171251.359 | 1245196.678 | 2171251.359 | 1245196.678 | EPA/CAMD | EPA/CAMD | EPA/CAMD | EPA/CAMD | EIA | EIA | -- | EPA/CAMD | EPA/CAMD | [15 empty] | 0 | 1430.026 | 175245.97 | 0 | 0 | 0 | 0 | 0 | 0 | 0 | 0 | 176675.996 | 0 | 0 | 176675.996 | 0 | 0 | 0.0080941 | 0.99191 | 0 | 0 | 0 | 0 | 0 | 0 | 0 | 0 | 1 | 0 | 0 | 1 | 0 | Yes |  | 3543564.975 | 212897.195 | 101.926 | 1.247 |  | https://www.google.com/maps/@?api=1&map_action=map&center=34.339587999999999%2C-82.819871000000006&zoom=17&basemap=satellite | 693 | [118 empty] | 0.34 |  |  | 56 |  |  | 0.35 | 0.3 |  |  | 50 |  |  | 0.4 | 0.37 |  |  | 64 |  |  | 0.3 | 0.02 |  |  | 64 |  |  | 0.05 | 0.13 |  |  | 65 |  |  | 0.12 | 0.01 |  |  | 16 |  |  | 0.06 | 0.26 |  |  | 82 |  |  | 0.16 | 10.843 | 0.11605 | Gas | FRS_110007250009
1665 | 6167 | 2021 | MS | Watson Electric Generating Plant | 2049 | Mississippi Power Co | 12686 | Mississippi Power Co | 12686 | Electric Utility | Southern Company Services, Inc. - Trans | SOCO | SERC | SRSO | SERC South |  | 28 | 47 | Harrison | 30.4392 | -89.0286 | 4 | 3 | NG | GAS |  | 0.26772 | 919.1 | 0.88713 | [6 empty] | 22505427.86 | 12278677.37 | 22505427.86 | 12278677.37 | 2155493 | 1167160 | 2664.946 | 1440.315 | 6.752 | 1337429.058 | 51300.307 | 5130.031 | 1338834.686 |  | 2.473 | 2.468 | 0.006 | 1240.95 | 0.024 | 0.002 | 1242.254 |  | 0.237 | 0.235 | 0.001 | 118.854 | 0.002 | 0 | 118.979 |  | 2.473 | 2.468 | 0.006 | 1240.95 | 0.024 | 0.002 | 1242.254 |  | 2664.946 | 1440.315 | 6.752 | 1337429.058 | 51300.307 | 5130.031 |  | 22505427.86 | 12278677.37 | 22505427.86 | 12278677.37 | EPA/CAMD | EPA/CAMD | EPA/CAMD; EIA | EPA/CAMD; EIA | EIA | EIA | -- | EPA/CAMD | EPA/CAMD | [14 empty] | 10440.9654 | 0 | 0 | 2155493 | 0 | 0 | 0 | 0 | 0 | 0 | 0 | 0 | 2155493 | 0 | 0 | 2155493 | 0 | 0 | 0 | 1 | 0 | 0 | 0 | 0 | 0 | 0 | 0 | 0 | 1 | 0 | 0 | 1 | 0 | Yes |  | 26659812.99 | 1581040.963 | 3099.592 | 7.982 |  | https://www.google.com/maps/@?api=1&map_action=map&center=30.4392%2C-89.028599999999997&zoom=17&basemap=satellite | 25942 | [118 empty] | 0.38 |  |  | 62 |  |  | 0.35 | 0.38 |  |  | 57 |  |  | 0.4 | 0.39 |  |  | 67 |  |  | 0.3 | 0.02 |  |  | 64 |  |  | 0.05 | 0.08 |  |  | 50 |  |  | 0.12 | 0.07 |  |  | 67 |  |  | 0.06 | 0.13 |  |  | 38 |  |  | 0.16 | 40.4283 | 0.03618 | Gas | FRS_110000590851
1666 | 2787 | 2021 | GA | Hawk Road Energy Facility | 55141 | Georgia Transmission Corp | 7197 | Oglethorpe Power Corporation | 13994 | Electric Utility | Southern Company Services, Inc. - Trans | SOCO | SERC | SRSO | SERC South |  | 13 | 149 | Heard | 33.3585 | -84.9914 | 3 | 3 | NG | GAS |  | 0.11691 | 495 | 1 | [6 empty] | 5753406.889 | 3919705.662 | 5753406.889 | 3919705.662 | 506940 | 345369.999 | 135.239 | 90.346 | 1.726 | 341917.352 | 12458.882 | 1245.888 | 342258.725 |  | 0.534 | 0.523 | 0.007 | 1348.946 | 0.025 | 0.002 | 1350.293 |  | 0.047 | 0.046 | 0.001 | 118.857 | 0.002 | 0 | 118.976 |  | 0.534 | 0.523 | 0.007 | 1348.946 | 0.025 | 0.002 | 1350.293 |  | 135.239 | 90.346 | 1.726 | 341917.352 | 12458.882 | 1245.888 |  | 5753406.889 | 3919705.662 | 5753406.889 | 3919705.662 | EPA/CAMD | EPA/CAMD | EPA/CAMD | EPA/CAMD | EIA | EIA | -- | EPA/CAMD | EPA/CAMD | [14 empty] | 11349.2857 | 0 | 0 | 506940 | 0 | 0 | 0 | 0 | 0 | 0 | 0 | 0 | 506940 | 0 | 0 | 506940 | 0 | 0 | 0 | 1 | 0 | 0 | 0 | 0 | 0 | 0 | 0 | 0 | 1 | 0 | 0 | 1 | 0 | Yes |  | 9065388.5 | 538742.83 | 199.768 | 2.72 |  | https://www.google.com/maps/@?api=1&map_action=map&center=33.358471999999999%2C-84.991390999999993&zoom=17&basemap=satellite | 1883 | [118 empty] | 0.3 |  |  | 51 |  |  | 0.35 | 0.17 |  |  | 35 |  |  | 0.4 | 0.43 |  |  | 73 |  |  | 0.3 | 0.03 |  |  | 67 |  |  | 0.05 | 0.17 |  |  | 75 |  |  | 0.12 | 0.07 |  |  | 70 |  |  | 0.06 | 0.22 |  |  | 74 |  |  | 0.16 | 34.05 | 0.10916 | Gas | FRS_110005720256
1667 | 6128 | 2021 | MS | Baxter Wilson | 2050 | Entergy Mississippi Inc | 12685 | Entergy Mississippi LLC | 12685 | Electric Utility | Midcontinent Independent Transmission System Operator, Inc.. | MISO | SERC | SRMV | SERC Mississippi Valley | MISO | 28 | 149 | Warren | 32.2831 | -90.9306 | 1 | 1 | NG | GAS |  | 0.15746 | 544.6 | 1 | [6 empty] | 7783724.153 | 6059788.448 | 7783724.153 | 6059788.448 | 751206 | 582343 | 900.087 | 693.036 | 2.339 | 462654.29 | 17531.811 | 1759.351 | 463135.581 |  | 2.396 | 2.38 | 0.006 | 1231.764 | 0.023 | 0.002 | 1233.045 |  | 0.231 | 0.229 | 0.001 | 118.877 | 0.002 | 0 | 119.001 |  | 2.396 | 2.38 | 0.006 | 1231.764 | 0.023 | 0.002 | 1233.045 |  | 900.087 | 693.036 | 2.339 | 462654.29 | 17531.811 | 1759.351 |  | 7783724.153 | 6059788.448 | 7783724.153 | 6059788.448 | EPA/CAMD | EPA/CAMD | EPA/CAMD | EPA/CAMD | EIA | EIA | -- | EPA/CAMD | EPA/CAMD | [14 empty] | 10361.6373 | 0 | 819.333 | 750386.67 | 0 | 0 | 0 | 0 | 0 | 0 | 0 | 0 | 751206.003 | 0 | 0 | 751206.003 | 0 | 0 | 0.0010907 | 0.99891 | 0 | 0 | 0 | 0 | 0 | 0 | 0 | 0 | 1 | 0 | 0 | 1 | 0 | Yes |  | 3405839.821 | 202458.217 | 341.887 | 1.022 |  | https://www.google.com/maps/@?api=1&map_action=map&center=32.283099999999997%2C-90.930599999999998&zoom=17&basemap=satellite | 3239 | [118 empty] | 0.55 |  |  | 78 |  |  | 0.35 | 0.68 |  |  | 77 |  |  | 0.4 | 0.42 |  |  | 71 |  |  | 0.3 | 0.03 |  |  | 70 |  |  | 0.05 | 0.16 |  |  | 73 |  |  | 0.12 | 0.04 |  |  | 39 |  |  | 0.06 | 0.14 |  |  | 43 |  |  | 0.16 | 49.88 | 0.064898 | Gas | FRS_110000376548
1668 | 2790 | 2021 | GA | Hewlett Packard Enterprise | 54457 | Georgia Power Co | 7140 | SWVP Alpharetta Owners, LLC | 64432 | Commercial Non-CHP | Southern Company Services, Inc. - Trans | SOCO | SERC | SRSO | SERC South |  | 13 | 121 | Fulton | 34.0864 | -84.2677 | 7 | 7 | DFO | OIL |  | 0 | 8 | [11 empty] | 0 | 0 | 0 |  | 0 | 0 | [45 empty] | -- | [17 empty] | 0 | 0 | 0 | 0 | 0 | 0 | 0 | 0 | 0 | 0 | 0 | 0 | 0 | 0 | 0 | 0 | [23 empty] | https://www.google.com/maps/@?api=1&map_action=map&center=34.086399999999998%2C-84.267700000000005&zoom=17&basemap=satellite | 71013 | [118 empty] | 0.33 |  |  | 56 |  |  | 0.35 | 0.53 |  |  | 68 |  |  | 0.4 | 0.14 |  |  | 24 |  |  | 0.3 | 0.05 |  |  | 76 |  |  | 0.05 | 0.05 |  |  | 34 |  |  | 0.12 | 0.06 |  |  | 63 |  |  | 0.06 | 0.08 |  |  | 20 |  |  | 0.16 |  |  | Oil | FRS_
1669 | 2794 | 2021 | GA | Imperial Savannah LP | 50146 | Georgia Power Co | 7140 | Imperial Savannah LP | 27131 | Industrial CHP | Southern Company Services, Inc. - Trans | SOCO | SERC | SRSO | SERC South |  | 13 | 51 | Chatham | 32.144 | -81.1466 | 4 | 4 | NG | GAS | Yes | 0.4361 | 11.7 | 0.6065 |  | Yes | 2037173.6 | 0.075 | 0.090781 |  | 250791.642 | 101755.14 | 250791.642 | 101755.14 | 44697 | 18010 | 12.707 | 5.404 | 3.059 | 14876.253 | 661.302 | 71.55 | 14895.18 |  | 0.569 | 0.6 | 0.137 | 665.649 | 0.015 | 0.002 | 666.496 |  | 0.101 | 0.106 | 0.024 | 118.634 | 0.003 | 0 | 118.785 |  | 0.569 | 0.6 | 0.137 | 665.649 | 0.015 | 0.002 | 666.496 |  | 139.979 | 59.527 | 33.699 | 163870.051 | 7284.604 | 788.165 |  | 2762606.93 | 1120888.45 | 2762606.93 | 1120888.45 | EIA | EIA |  | EIA | EIA | EIA | -- | EIA | EIA | [6 empty] | 2511815.288 | 1019133.31 | 127.272 | 54.123 | 30.64 | 148993.798 | 6623.302 | 716.615 | 5610.9279 | 867.548 | 0 | 43829.452 | 0 | 0 | 0 | 0 | 0 | 0 | 0 | 0 | 44697 | 0 | 0 | 44697 | 0 | 0.01941 | 0 | 0.98059 | 0 | 0 | 0 | 0 | 0 | 0 | 0 | 0 | 1 | 0 | 0 | 1 | 0 | [7 empty] | https://www.google.com/maps/@?api=1&map_action=map&center=32.143988999999998%2C-81.146550000000005&zoom=17&basemap=satellite | 6731 | [118 empty] | 0.37 |  |  | 61 |  |  | 0.35 | 0.48 |  |  | 65 |  |  | 0.4 | 0.38 |  |  | 65 |  |  | 0.3 | 0.01 |  |  | 57 |  |  | 0.05 | 0.17 |  |  | 75 |  |  | 0.12 | 0.02 |  |  | 22 |  |  | 0.06 | 0.12 |  |  | 37 |  |  | 0.16 | 0.85259 | 0.041747 | Gas | FRS_110041186873
1670 | 6149 | 2021 | MS | L L Wilkins | 2059 | Clarksdale Public Utilities | 3702 | Clarksdale Public Utilities | 3702 | Electric Utility | Midcontinent Independent Transmission System Operator, Inc.. | MISO | SERC | SRMV | SERC Mississippi Valley | MISO | 28 | 27 | Coahoma | 34.1845 | -90.5627 | 3 | 4 | NG | GAS |  | 0.00022 | 55.2 | 1 | [6 empty] | 1052 | 1014 | 1052 | 1014 | 105 | 105 | 0.168 | 0.162 | 0.002 | 35.184 | 2.319 | 0.232 | 35.248 |  | 3.2 | 3.086 | 0.032 | 670.171 | 0.022 | 0.002 | 671.382 |  | 0.319 | 0.32 | 0.003 | 66.89 | 0.002 | 0 | 67.011 |  | 3.2 | 3.086 | 0.032 | 670.171 | 0.022 | 0.002 | 671.382 |  | 0.168 | 0.162 | 0.002 | 35.184 | 2.319 | 0.232 |  | 1052 | 1014 | 1052 | 1014 | EIA | EIA | EIA | EIA | EIA | EIA | -- | EIA | EIA | [14 empty] | 10019.0476 | 0 | 0 | 105 | 0 | 0 | 0 | 0 | 0 | 0 | 0 | 0 | 105 | 0 | 0 | 105 | 0 | 0 | 0 | 1 | 0 | 0 | 0 | 0 | 0 | 0 | 0 | 0 | 1 | 0 | 0 | 1 | 0 | [7 empty] | https://www.google.com/maps/@?api=1&map_action=map&center=34.1845%2C-90.562662000000003&zoom=17&basemap=satellite | 15585 | [118 empty] | 0.73 |  |  | 91 |  |  | 0.35 | 0.84 |  |  | 86 |  |  | 0.4 | 0.62 |  |  | 89 |  |  | 0.3 | 0 |  |  | 0 |  |  | 0.05 | 0.19 |  |  | 79 |  |  | 0.12 | 0.09 |  |  | 78 |  |  | 0.06 | 0.16 |  |  | 52 |  |  | 0.16 | 0.0043991 | 0.042503 | Gas | FRS_110002079562
1671 | 2795 | 2021 | GA | Inforum | 54290 | Georgia Power Co | 7140 | DCII-250 Williams Street NW, LLC | 61186 | Commercial Non-CHP | Southern Company Services, Inc. - Trans | SOCO | SERC | SRSO | SERC South |  | 13 | 121 | Fulton | 33.7533 | -84.3889 | 1 | 1 | DFO | OIL |  | 0 | 1.3 |  |  | Yes | [10 empty] | 0 |  | 0 | 0 | [45 empty] | -- | [56 empty] | https://www.google.com/maps/@?api=1&map_action=map&center=33.753300000000003%2C-84.388900000000007&zoom=17&basemap=satellite | 185600 | [118 empty] | 0.49 |  |  | 73 |  |  | 0.35 | 0.58 |  |  | 72 |  |  | 0.4 | 0.36 |  |  | 63 |  |  | 0.3 | 0.01 |  |  | 59 |  |  | 0.05 | 0.08 |  |  | 48 |  |  | 0.12 | 0.04 |  |  | 41 |  |  | 0.06 | 0.08 |  |  | 18 |  |  | 0.16 |  |  | Oil | FRS_
1672 | 2796 | 2021 | GA | Inland Paperboard Packaging Rome | 10426 | Georgia Power Co | 7140 | Inland Paperboard - Rome Mill | 23632 | Industrial CHP | Southern Company Services, Inc. - Trans | SOCO | SERC | SRSO | SERC South |  | 13 | 115 | Floyd | 34.2528 | -85.3275 | 4 | 4 | BLQ | BIOMASS | Yes | 0.68895 | 70.4 | 0.18508 | Yes | Yes | 12790642.4 | 0.113 | 0.13131 |  | 2344229.823 | 1022253.23 | 2344229.823 | 1022253.23 | 424880.898 | 179803.692 | 212.769 | 97.695 | 540.851 | 34180.437 | 61895.915 | 13066.543 | 36901.051 |  | 1.002 | 1.087 | 2.546 | 160.894 | 0.146 | 0.031 | 173.701 |  | 0.182 | 0.191 | 0.461 | 29.161 | 0.026 | 0.006 | 31.482 |  | 1.002 | 1.087 | 2.546 | 160.894 | 0.146 | 0.031 | 173.701 |  | 1620.299 | 743.974 | 4118.747 | 1873899.392 | 471356.509 | 99505.76 |  | 17852034.15 | 7784774.085 | 17852034.15 | 7784774.085 | EIA | EIA | EIA | EIA | EIA | EIA | -- | EIA | EIA |  |  |  | 1613604.805 |  |  | 15507804.33 | 6762520.855 | 1407.53 | 646.279 | 3577.896 | 226114.15 | 409460.594 | 86439.217 | 5517.3811 | 42788.993 | 7887.313 | 17493.182 | 0 | 0 | 355856.01 | 0 | 0 | 0 | 0 | 855.395 | 69024.883 | 355856.01 | 355856.01 | 424880.893 | 0 | 0.10071 | 0.018564 | 0.041172 | 0 | 0 | 0.83754 | 0 | 0 | 0 | 0 | 0.0020133 | 0.16246 | 0.83754 | 0.83754 | 1 | 0 | [7 empty] | https://www.google.com/maps/@?api=1&map_action=map&center=34.252800000000001%2C-85.327500000000001&zoom=17&basemap=satellite | 3682 | [118 empty] | 0.17 |  |  | 26 |  |  | 0.35 | 0.03 |  |  | 8 |  |  | 0.4 | 0.31 |  |  | 56 |  |  | 0.3 | 0 |  |  | 0 |  |  | 0.05 | 0.14 |  |  | 68 |  |  | 0.12 | 0.11 |  |  | 89 |  |  | 0.06 | 0.14 |  |  | 44 |  |  | 0.16 | 10.5149 | 0.064851 | Biomass | FRS_110054076389
1673 | 6157 | 2021 | MS | Moselle Generation Complex | 2070 | South Mississippi El Pwr Assn | 17568 | Cooperative Energy | 17568 | Electric Utility | Midcontinent Independent Transmission System Operator, Inc.. | MISO | SERC | SRSO | SERC South | MISO | 28 | 67 | Jones | 31.528 | -89.3004 | 5 | 7 | NG | GAS |  | 0.29395 | 510.5 | 0.84342 | [6 empty] | 11838666.58 | 6070698.447 | 11838666.58 | 6070698.447 | 1314518 | 670429 | 85.244 | 44.521 | 3.552 | 703530.685 | 25100.123 | 2510.012 | 704218.428 |  | 0.13 | 0.133 | 0.005 | 1070.401 | 0.019 | 0.002 | 1071.447 |  | 0.014 | 0.015 | 0.001 | 118.853 | 0.002 | 0 | 118.969 |  | 0.13 | 0.133 | 0.005 | 1070.401 | 0.019 | 0.002 | 1071.447 |  | 85.244 | 44.521 | 3.552 | 703530.685 | 25100.123 | 2510.012 |  | 11838666.58 | 6070698.447 | 11838666.58 | 6070698.447 | EPA/CAMD | EPA/CAMD | EPA/CAMD | EPA/CAMD | EIA | EIA | -- | EPA/CAMD | EPA/CAMD | [14 empty] | 9006.0894 | 0 | 0 | 1314518 | 0 | 0 | 0 | 0 | 0 | 0 | 0 | 0 | 1314518 | 0 | 0 | 1314518 | 0 | 0 | 0 | 1 | 0 | 0 | 0 | 0 | 0 | 0 | 0 | 0 | 1 | 0 | 0 | 1 | 0 | Yes |  | 11015859.09 | 654642.402 | 107.627 | 3.305 |  | https://www.google.com/maps/@?api=1&map_action=map&center=31.527999999999999%2C-89.300399999999996&zoom=17&basemap=satellite | 1934 | [118 empty] | 0.23 |  |  | 39 |  |  | 0.35 | 0.11 |  |  | 25 |  |  | 0.4 | 0.36 |  |  | 62 |  |  | 0.3 | 0 |  |  | 0 |  |  | 0.05 | 0.16 |  |  | 74 |  |  | 0.12 | 0.09 |  |  | 79 |  |  | 0.06 | 0.11 |  |  | 32 |  |  | 0.16 | 56.8012 | 0.069136 | Gas | FRS_110008505448
1674 | 2797 | 2021 | GA | International Paper Savanna Mill | 50398 | Georgia Power Co | 7140 | International Paper Co | 30002 | Industrial CHP | Southern Company Services, Inc. - Trans | SOCO | SERC | SRSO | SERC South |  | 13 | 51 | Chatham | 32.1004 | -81.1242 | 2 | 2 | BLQ | BIOMASS |  | 0.44989 | 154 | 0.58352 | Yes | Yes | 13424493.6 | 0.154 | 0.17063 |  | 3502795.697 | 1525694.052 | 3502795.697 | 1525694.052 | 606916 | 264585 | 283.727 | 123.581 | 649.554 | 59445.844 | 35236.041 | 12921.737 | 61811.633 |  | 0.935 | 0.934 | 2.141 | 195.895 | 0.058 | 0.021 | 203.691 |  | 0.162 | 0.162 | 0.371 | 33.942 | 0.01 | 0.004 | 35.293 |  | 0.935 | 0.934 | 2.141 | 195.895 | 0.058 | 0.021 | 203.691 |  | 1662.822 | 724.266 | 3806.81 | 1952245.403 | 206506.081 | 75729.772 |  | 20528657.66 | 8941558 | 20528657.66 | 8941558 | EIA | EIA | EIA | EIA | EIA | EIA | -- | EIA | EIA |  |  |  | 1603854.152 |  |  | 17025861.96 | 7415863.948 | 1379.095 | 600.685 | 3157.256 | 288945.407 | 171270.041 | 62808.035 | 5771.467 | 0 | 0 | 176212.56 | 0 | 0 | 430703.442 | 0 | 0 | 0 | 0 | 0 | 176212.56 | 430703.442 | 430703.442 | 606916.002 | 0 | 0 | 0 | 0.29034 | 0 | 0 | 0.70966 | 0 | 0 | 0 | 0 | 0 | 0.29034 | 0.70966 | 0.70966 | 1 | 0 | [7 empty] | https://www.google.com/maps/@?api=1&map_action=map&center=32.100354000000003%2C-81.124247999999994&zoom=17&basemap=satellite | 29270 | [118 empty] | 0.66 |  |  | 87 |  |  | 0.35 | 0.73 |  |  | 80 |  |  | 0.4 | 0.58 |  |  | 86 |  |  | 0.3 | 0.01 |  |  | 58 |  |  | 0.05 | 0.16 |  |  | 74 |  |  | 0.12 | 0.08 |  |  | 73 |  |  | 0.06 | 0.12 |  |  | 34 |  |  | 0.16 | 12.9997 | 0.04029 | Biomass | FRS_110000740958
1675 | 2798 | 2021 | GA | Interstate Paper LLC Riceboro | 54281 | Georgia Power Co | 7140 | Interstate Paper LLC | 9394 | Industrial CHP | Southern Company Services, Inc. - Trans | SOCO | SERC | SRSO | SERC South |  | 13 | 179 | Liberty | 31.7416 | -81.4079 | 3 | 1 | BLQ | BIOMASS |  | 0.84302 | 14.5 | 0 | Yes | Yes | 4583164.8 | 0.08 | 0.096103 |  | 613269.748 | 248806.298 | 613269.748 | 248806.298 | 107080 | 42158 | 47.509 | 19.16 | 106.672 | 3030.521 | 16531.679 | 3529.52 | 3763.066 |  | 0.887 | 0.909 | 1.992 | 56.603 | 0.154 | 0.033 | 70.285 |  | 0.155 | 0.154 | 0.348 | 9.883 | 0.027 | 0.006 | 12.272 |  | 0.887 | 0.909 | 1.992 | 56.603 | 0.154 | 0.033 | 70.285 |  | 494.357 | 199.372 | 1109.976 | 663870.207 | 172020.456 | 36726.439 |  | 6381381 | 2588955 | 6381381 | 2588955 | EIA | EIA |  | EIA | EIA | EIA | -- | EIA | EIA |  |  |  | 632336.103 |  |  | 5768111.252 | 2340148.702 | 446.848 | 180.212 | 1003.304 | 28503.583 | 155488.778 | 33196.919 | 5727.2109 | 0 | 32.325 | 8861.507 | 0 | 0 | 98186.168 | 0 | 0 | 0 | 0 | 0 | 8893.832 | 98186.168 | 98186.168 | 107080 | 0 | 0 | 0.00030188 | 0.082756 | 0 | 0 | 0.91694 | 0 | 0 | 0 | 0 | 0 | 0.083058 | 0.91694 | 0.91694 | 1 | 0 | [7 empty] | https://www.google.com/maps/@?api=1&map_action=map&center=31.741629%2C-81.407855999999995&zoom=17&basemap=satellite | 696 | [118 empty] | 0.58 |  |  | 81 |  |  | 0.35 | 0.73 |  |  | 79 |  |  | 0.4 | 0.43 |  |  | 72 |  |  | 0.3 | 0.01 |  |  | 57 |  |  | 0.05 | 0.24 |  |  | 85 |  |  | 0.12 | 0.03 |  |  | 31 |  |  | 0.06 | 0.32 |  |  | 91 |  |  | 0.16 | 3.5461 | 0.064128 | Biomass | FRS_110059257806
1676 | 6034 | 2021 | MO | Hawthorn | 2079 | Kansas City Power & Light Co | 10000 | Evergy Metro | 10000 | Electric Utility | Southwest Power Pool | SWPP | MRO | SPNO | SPP North |  | 29 | 95 | Jackson | 39.1306 | -94.4778 | 5 | 5 | SUB | COAL | Yes | 0.31126 | 1046.2 | 0.81457 | [6 empty] | 28988101.53 | 15731263.04 | 28988101.53 | 15731263.04 | 2852596 | 1568313 | 967.124 | 506.152 | 1221.765 | 2922395.692 | 675222.665 | 97944.903 | 2945429.766 |  | 0.678 | 0.645 | 0.857 | 2048.938 | 0.237 | 0.034 | 2065.087 |  | 0.067 | 0.064 | 0.084 | 201.627 | 0.023 | 0.003 | 203.216 |  | 0.678 | 0.645 | 0.857 | 2048.938 | 0.237 | 0.034 | 2065.087 |  | 967.124 | 506.152 | 1221.765 | 2922395.692 | 675222.665 | 97944.903 |  | 28988101.53 | 15731263.04 | 28988101.53 | 15731263.04 | EPA/CAMD | EPA/CAMD | EPA/CAMD | EPA/CAMD | EIA | EIA | -- | EPA/CAMD | EPA/CAMD | [14 empty] | 10162.0072 | 2599859.9 | 0 | 252736.141 | 0 | 0 | 0 | 0 | 0 | 0 | 0 | 0 | 2852596.041 | 0 | 0 | 2852596.041 | 0 | 0.9114 | 0 | 0.088599 | 0 | 0 | 0 | 0 | 0 | 0 | 0 | 0 | 1 | 0 | 0 | 1 | 0 | Yes |  | 35950721.16 | 3601720.419 | 1202.34 | 1353.115 |  | https://www.google.com/maps/@?api=1&map_action=map&center=39.130600000000001%2C-94.477800000000002&zoom=17&basemap=satellite | 27291 | [118 empty] | 0.52 |  |  | 76 |  |  | 0.35 | 0.48 |  |  | 66 |  |  | 0.4 | 0.55 |  |  | 84 |  |  | 0.3 | 0.09 |  |  | 84 |  |  | 0.05 | 0.27 |  |  | 89 |  |  | 0.12 | 0.08 |  |  | 73 |  |  | 0.06 | 0.09 |  |  | 23 |  |  | 0.16 | 23.4909 | 0.021069 | Coal | FRS_110017410942
1677 | 2800 | 2021 | GA | Jesup Plant | 10560 | Georgia Power Co | 7140 | Rayonier Advanced Materials | 15726 | Industrial CHP | Southern Company Services, Inc. - Trans | SOCO | SERC | SRSO | SERC South |  | 13 | 305 | Wayne | 31.6593 | -81.8439 | 5 | 4 | BLQ | BIOMASS |  | 0.76244 | 69.5 | 0.062597 | Yes | Yes | 15339420.8 | 0.103 | 0.12104 |  | 2555723.576 | 941553.52 | 2555723.576 | 941553.52 | 464189.822 | 175749.307 | 167.884 | 60.801 | 628.771 | 21707.497 | 35656.92 | 11725.385 | 23900.291 |  | 0.723 | 0.692 | 2.709 | 93.529 | 0.077 | 0.025 | 102.976 |  | 0.131 | 0.129 | 0.492 | 16.987 | 0.014 | 0.005 | 18.703 |  | 0.723 | 0.692 | 2.709 | 93.529 | 0.077 | 0.025 | 102.976 |  | 1387.004 | 502.323 | 5194.714 | 2170012.031 | 294586.786 | 96871.618 |  | 21114622.31 | 7778833.03 | 21114622.31 | 7778833.03 | EIA | EIA |  | EIA | EIA | EIA | -- | EIA | EIA |  |  |  | 1990671.196 |  |  | 18558898.73 | 6837279.51 | 1219.12 | 441.522 | 4565.944 | 157633.338 | 258929.867 | 85146.233 | 5505.7726 | 0 | 4764.049 | 60441.136 | 0 | 0 | 398984.632 | 0 | 0 | 0 | 0 | 0 | 65205.185 | 398984.632 | 398984.632 | 464189.817 | 0 | 0 | 0.010263 | 0.13021 | 0 | 0 | 0.85953 | 0 | 0 | 0 | 0 | 0 | 0.14047 | 0.85953 | 0.85953 | 1 | 0 | [7 empty] | https://www.google.com/maps/@?api=1&map_action=map&center=31.659300000000002%2C-81.843900000000005&zoom=17&basemap=satellite | 4406 | [118 empty] | 0.46 |  |  | 70 |  |  | 0.35 | 0.32 |  |  | 52 |  |  | 0.4 | 0.59 |  |  | 87 |  |  | 0.3 | 0 |  |  | 0 |  |  | 0.05 | 0.12 |  |  | 62 |  |  | 0.12 | 0.12 |  |  | 92 |  |  | 0.06 | 0.12 |  |  | 37 |  |  | 0.16 | 11.7736 | 0.046976 | Biomass | FRS_110017412968
1678 | 6080 | 2021 | MO | Northeast Generating Station | 2081 | Kansas City Power & Light Co | 10000 | Evergy Metro | 10000 | Electric Utility | Southwest Power Pool | SWPP | MRO | SPNO | SPP North |  | 29 | 95 | Jackson | 39.1228 | -94.5606 | 8 | 9 | DFO | OIL |  | 0.00515 | 490.2 | 1 | [6 empty] | 452383.6 | 63096.3 | 452383.6 | 63096.3 | 22130 | 3087 | 271.428 | 38.13 | 6.787 | 36942.944 | 2776.96 | 555.392 | 37060.409 |  | 24.53 | 24.704 | 0.613 | 3338.721 | 0.125 | 0.025 | 3349.337 |  | 1.2 | 1.209 | 0.03 | 163.326 | 0.006 | 0.001 | 163.845 |  | 24.53 | 24.704 | 0.613 | 3338.721 | 0.125 | 0.025 | 3349.337 |  | 271.428 | 38.13 | 6.787 | 36942.944 | 2776.96 | 555.392 |  | 452383.6 | 63096.3 | 452383.6 | 63096.3 | EPA/CAMD | EPA/CAMD; EIA | EPA/CAMD | EIA | EIA | EIA | -- | EPA/CAMD | EPA/CAMD | [14 empty] | 20442.0967 | 0 | 22130 | 0 | 0 | 0 | 0 | 0 | 0 | 0 | 0 | 0 | 22130 | 0 | 0 | 22130 | 0 | 0 | 1 | 0 | 0 | 0 | 0 | 0 | 0 | 0 | 0 | 0 | 1 | 0 | 0 | 1 | 0 | Yes |  | 425180.9 |  | 255.109 | 6.382 |  | https://www.google.com/maps/@?api=1&map_action=map&center=39.122799999999998%2C-94.560599999999994&zoom=17&basemap=satellite | 63077 | [118 empty] | 0.53 |  |  | 77 |  |  | 0.35 | 0.58 |  |  | 71 |  |  | 0.4 | 0.5 |  |  | 79 |  |  | 0.3 | 0.07 |  |  | 79 |  |  | 0.05 | 0.18 |  |  | 77 |  |  | 0.12 | 0.08 |  |  | 73 |  |  | 0.06 | 0.11 |  |  | 31 |  |  | 0.16 | 1.0801 | 0.33885 | Oil | FRS_110009338859
1679 | 2813 | 2021 | GA | MAS ASB Cogen Plant | 58484 | Georgia Power Co | 7140 | Cube District Energy, LLC | 61038 | Industrial CHP | Southern Company Services, Inc. - Trans | SOCO | SERC | SRSO | SERC South |  | 13 | 121 | Fulton | 33.655 | -84.3944 | 3 | 3 | NG | GAS |  | 0.81927 | 6.6 | 0 | Yes | Yes | 0 |  | 1 |  | 395181 | 166914 | 395181 | 166914 | 47367 | 19218.999 | 0 | 0 | 0.385 | 20968.796 | 797.366 | 79.737 | 20990.644 |  | 0 | 0 | 0.016 | 885.376 | 0.017 | 0.002 | 886.298 |  | 0 | 0 | 0.002 | 106.122 | 0.002 | 0 | 106.233 |  | 0 | 0 | 0.016 | 885.369 | 0.017 | 0.002 | 886.292 |  | 489.63 | 218.4 | 0.578 | 23096.166 | 875.292 | 87.529 |  | 395181 | 166914 | 395181 | 166914 | EIA | EIA | EIA | EIA | EIA | EIA | -- | EIA | EIA | 489.63 | 218.4 | 0.193 | 2127.37 | 77.926 | 7.793 | 0 | 0 | 0 | 0 | 0 | 0 | 0 | 0 | 8342.9004 | 0 | 0 | 42713.034 | 0 | 0 | 4654.306 | 0 | 0 | 0 | 0 | 0 | 42713.034 | 4654.306 | 4654.306 | 47367.34 | 0 | 0 | 0 | 0.90174 | 0 | 0 | 0.09826 | 0 | 0 | 0 | 0 | 0 | 0.90174 | 0.09826 | 0.09826 | 1 | 0 | [7 empty] | https://www.google.com/maps/@?api=1&map_action=map&center=33.655000000000001%2C-84.394443999999993&zoom=17&basemap=satellite | 45408 | [118 empty] | 0.72 |  |  | 90 |  |  | 0.35 | 0.87 |  |  | 87 |  |  | 0.4 | 0.56 |  |  | 85 |  |  | 0.3 | 0.05 |  |  | 74 |  |  | 0.05 | 0.2 |  |  | 80 |  |  | 0.12 | 0.09 |  |  | 79 |  |  | 0.06 | 0.13 |  |  | 40 |  |  | 0.16 | 0.073657 | 0.0037973 | Gas | FRS_110041890497
1680 | 6021 | 2021 | MO | Fairgrounds | 2082 | Union Electric Co - (MO) | 19436 | Union Electric Co - (MO) | 19436 | Electric Utility | Midcontinent Independent Transmission System Operator, Inc.. | MISO | SERC | SRMW | SERC Midwest | MISO | 29 | 51 | Cole | 38.5935 | -92.2206 | 1 | 1 | DFO | OIL |  | 0.00542 | 68.3 | 1 | [6 empty] | 48666.4 | 0 | 48666.4 | 0 | 3243 | 973 | 29.2 | 5.398 | 12.167 | 3974.238 | 267.273 | 53.455 | 3985.544 |  | 18.008 | 11.096 | 7.504 | 2450.964 | 0.082 | 0.016 | 2457.936 |  | 1.2 |  | 0.5 | 163.326 | 0.005 | 0.001 | 163.79 |  | 18.008 | 11.096 | 7.504 | 2450.964 | 0.082 | 0.016 | 2457.936 |  | 29.2 | 5.398 | 12.167 | 3974.238 | 267.273 | 53.455 |  | 48666.4 | 0 | 48666.4 | 0 | EPA/CAMD | EIA | EPA/CAMD | EIA | EIA | EIA | -- | EPA/CAMD | EPA/CAMD | [14 empty] | 15006.5988 | 0 | 3243 | 0 | 0 | 0 | 0 | 0 | 0 | 0 | 0 | 0 | 3243 | 0 | 0 | 3243 | 0 | 0 | 1 | 0 | 0 | 0 | 0 | 0 | 0 | 0 | 0 | 0 | 1 | 0 | 0 | 1 | 0 | Yes |  | 36361.9 |  | 21.817 | 9.091 |  | https://www.google.com/maps/@?api=1&map_action=map&center=38.593499999999999%2C-92.220600000000005&zoom=17&basemap=satellite | 24481 | [118 empty] | 0.26 |  |  | 45 |  |  | 0.35 | 0.22 |  |  | 41 |  |  | 0.4 | 0.3 |  |  | 55 |  |  | 0.3 | 0.02 |  |  | 61 |  |  | 0.05 | 0.06 |  |  | 39 |  |  | 0.12 | 0.07 |  |  | 68 |  |  | 0.06 | 0.18 |  |  | 59 |  |  | 0.16 | 0.0398 | 1.3049 | Oil | FRS_110028026678
1681 | 2816 | 2021 | GA | McIntosh Combined Cycle Facility | 56150 | Georgia Power Co | 7140 | Georgia Power Co | 7140 | Electric Utility | Southern Company Services, Inc. - Trans | SOCO | SERC | SRSO | SERC South |  | 13 | 103 | Effingham | 32.3478 | -81.1817 | 4 | 6 | NG | GAS |  | 0.71204 | 1376.6 | 0.14659 | [6 empty] | 60499176.93 | 24485183.02 | 60499176.93 | 24485183.02 | 8586543 | 3425029 | 191.954 | 84.274 | 18.15 | 3595381.722 | 132581.044 | 13258.104 | 3599014.443 |  | 0.045 | 0.049 | 0.004 | 837.446 | 0.015 | 0.002 | 838.292 |  | 0.006 | 0.007 | 0.001 | 118.857 | 0.002 | 0 | 118.977 |  | 0.045 | 0.049 | 0.004 | 837.446 | 0.015 | 0.002 | 838.292 |  | 191.954 | 84.274 | 18.15 | 3595381.722 | 132581.044 | 13258.104 |  | 60499176.93 | 24485183.02 | 60499176.93 | 24485183.02 | EPA/CAMD | EPA/CAMD | EPA/CAMD | EPA/CAMD | EIA | EIA | -- | EPA/CAMD | EPA/CAMD | [14 empty] | 7045.8131 | 0 | 0 | 8586543 | 0 | 0 | 0 | 0 | 0 | 0 | 0 | 0 | 8586543 | 0 | 0 | 8586543 | 0 | 0 | 0 | 1 | 0 | 0 | 0 | 0 | 0 | 0 | 0 | 0 | 1 | 0 | 0 | 1 | 0 | Yes |  | 56199581.57 | 3339856.021 | 167.8 | 16.86 |  | https://www.google.com/maps/@?api=1&map_action=map&center=32.347799999999999%2C-81.181700000000006&zoom=17&basemap=satellite | 1715 | [118 empty] | 0.27 |  |  | 46 |  |  | 0.35 | 0.26 |  |  | 47 |  |  | 0.4 | 0.27 |  |  | 49 |  |  | 0.3 | 0.07 |  |  | 80 |  |  | 0.05 | 0.12 |  |  | 63 |  |  | 0.12 | 0.04 |  |  | 45 |  |  | 0.06 | 0.12 |  |  | 34 |  |  | 0.16 | 197.9457 | 0.04592 | Gas | FRS_110028012175
1682 | 6073 | 2021 | MO | Nevada | 2090 | Kansas City Power & Light Co | 10000 | Evergy Missouri West | 56211 | Electric Utility | Southwest Power Pool | SWPP | MRO | SPNO | SPP North |  | 29 | 217 | Vernon | 37.8503 | -94.3444 | 1 | 1 | DFO | OIL |  | 0.00675 | 22 | 1 | [6 empty] | 37782 | 11329 | 37782 | 11329 | 1300 | 390 | 16.73 | 5.016 | 5.805 | 3085.387 | 249.885 | 49.977 | 3095.957 |  | 25.738 | 25.723 | 8.931 | 4746.749 | 0.192 | 0.038 | 4763.011 |  | 0.886 | 0.886 | 0.307 | 163.326 | 0.007 | 0.001 | 163.885 |  | 25.738 | 25.723 | 8.931 | 4746.749 | 0.192 | 0.038 | 4763.011 |  | 16.73 | 5.016 | 5.805 | 3085.387 | 249.885 | 49.977 |  | 37782 | 11329 | 37782 | 11329 | EIA | EIA | EIA | EIA | EIA | EIA | -- | EIA | EIA | [14 empty] | 29063.0769 | 0 | 1300 | 0 | 0 | 0 | 0 | 0 | 0 | 0 | 0 | 0 | 1300 | 0 | 0 | 1300 | 0 | 0 | 1 | 0 | 0 | 0 | 0 | 0 | 0 | 0 | 0 | 0 | 1 | 0 | 0 | 1 | 0 | [7 empty] | https://www.google.com/maps/@?api=1&map_action=map&center=37.850299999999997%2C-94.344399999999993&zoom=17&basemap=satellite | 10776 | [118 empty] | 0.25 |  |  | 43 |  |  | 0.35 | 0.08 |  |  | 20 |  |  | 0.4 | 0.43 |  |  | 72 |  |  | 0.3 | 0.01 |  |  | 57 |  |  | 0.05 | 0.1 |  |  | 57 |  |  | 0.12 | 0.05 |  |  | 53 |  |  | 0.06 | 0.19 |  |  | 65 |  |  | 0.16 |  |  | Oil | FRS_110028026918
1683 | 2817 | 2021 | GA | MCLB Landfill Gas to Energy | 59335 | Georgia Power Co | 7140 | Inst and Envir Div Marine Logistics Base | 59135 | IPP CHP | Southern Company Services, Inc. - Trans | SOCO | SERC | SRSO | SERC South |  | 13 | 95 | Dougherty | 31.5461 | -84.0675 | 2 | 2 | LFG | BIOMASS |  | 0.19249 | 4 | 1 | Yes | Yes | 0 |  | 1 |  | 8280 | 3347 | 8280 | 3347 | 6745 | 2727 | 3.002 | 1.213 | 0.186 | 0.699 | 19.258 | 1.926 | 1.227 |  | 0.89 | 0.89 | 0.055 | 0.207 | 0.003 | 0 | 0.364 |  | 0.725 | 0.725 | 0.045 | 0.169 | 0.002 | 0 | 0.296 |  | 0.89 | 0.89 | 0.055 | 0.207 | 0.003 | 0 | 0.364 |  | 3.002 | 1.213 | 0.186 | 525.779 | 19.258 | 1.926 |  | 8280 | 3347 | 8280 | 3347 | EIA | EIA | EIA | EIA | EIA | EIA | -- | EIA | EIA |  |  |  | 525.08 |  |  | 0 | 0 | 0 | 0 | 0 | 0 | 0 | 0 | 1227.576 | 0 | 0 | 8.962 | 0 | 0 | 6736.038 | 0 | 0 | 0 | 0 | 0 | 8.962 | 6736.038 | 6736.038 | 6745 | 0 | 0 | 0 | 0.0013287 | 0 | 0 | 0.99867 | 0 | 0 | 0 | 0 | 0 | 0.0013287 | 0.99867 | 0.99867 | 1 | 0 | [7 empty] | https://www.google.com/maps/@?api=1&map_action=map&center=31.546111%2C-84.067499999999995&zoom=17&basemap=satellite | 7535 | [118 empty] | 0.77 |  |  | 93 |  |  | 0.35 | 0.84 |  |  | 85 |  |  | 0.4 | 0.69 |  |  | 93 |  |  | 0.3 | 0.03 |  |  | 69 |  |  | 0.05 | 0.18 |  |  | 76 |  |  | 0.12 | 0.06 |  |  | 62 |  |  | 0.06 | 0.12 |  |  | 36 |  |  | 0.16 | 0.082214 | 0.097008 | Biomass | FRS_110070397367
1684 | 6089 | 2021 | MO | Ralph Green Station | 2092 | Kansas City Power & Light Co | 10000 | Evergy Missouri West | 56211 | Electric Utility | Southwest Power Pool | SWPP | MRO | SPNO | SPP North |  | 29 | 37 | Cass | 38.7876 | -94.2777 | 1 | 1 | NG | GAS |  | 0.00902 | 85 | 1 | [6 empty] | 154366.233 | 117649.571 | 154366.233 | 117649.571 | 6719 | 5121 | 14.334 | 11.058 | 0.046 | 9021.862 | 349.689 | 34.969 | 9031.443 |  | 4.267 | 4.319 | 0.014 | 2685.478 | 0.052 | 0.005 | 2688.33 |  | 0.186 | 0.188 | 0.001 | 116.889 | 0.002 | 0 | 117.013 |  | 4.267 | 4.319 | 0.014 | 2685.478 | 0.052 | 0.005 | 2688.33 |  | 14.334 | 11.058 | 0.046 | 9021.862 | 349.689 | 34.969 |  | 154366.233 | 117649.571 | 154366.233 | 117649.571 | EPA/CAMD | EPA/CAMD | EPA/CAMD | EIA | EIA | EIA | -- | EPA/CAMD | EPA/CAMD | [14 empty] | 22974.5845 | 0 | 0 | 6719 | 0 | 0 | 0 | 0 | 0 | 0 | 0 | 0 | 6719 | 0 | 0 | 6719 | 0 | 0 | 0 | 1 | 0 | 0 | 0 | 0 | 0 | 0 | 0 | 0 | 1 | 0 | 0 | 1 | 0 | Yes |  | 598052.314 |  | 55.716 | 0.179 |  | https://www.google.com/maps/@?api=1&map_action=map&center=38.787579999999998%2C-94.277688999999995&zoom=17&basemap=satellite | 9539 | [118 empty] | 0.2 |  |  | 33 |  |  | 0.35 | 0.1 |  |  | 24 |  |  | 0.4 | 0.3 |  |  | 53 |  |  | 0.3 | 0 |  |  | 0 |  |  | 0.05 | 0.09 |  |  | 53 |  |  | 0.12 | 0.07 |  |  | 68 |  |  | 0.06 | 0.15 |  |  | 46 |  |  | 0.16 | 0.748 | 0.15385 | Gas | FRS_110003938865
1685 | 2825 | 2021 | GA | Multitrade Rabun Gap, LLC | 50201 | Coweta-Fayette El Member Corp | 4432 | Multitrade Rabun Gap LLC | 56216 | IPP Non-CHP | Southern Company Services, Inc. - Trans | SOCO | SERC | SRSO | SERC South |  | 13 | 241 | RABUN | 34.9536 | -83.3786 | 1 | 1 | WDS | BIOMASS |  | 0.7442 | 17.9 | 0.092995 | Yes | Yes | 0 |  | 1 |  | 1696213.2 | 685097.5 | 1696213.2 | 685097.5 | 116694 | 46227 | 234.804 | 96.034 | 21.203 | 0 | 119664.474 | 15705.962 | 3835.911 |  | 4.024 | 4.155 | 0.363 | 0 | 1.025 | 0.135 | 65.743 |  | 0.277 | 0.28 | 0.025 | 0 | 0.071 | 0.009 | 4.523 |  | 4.024 | 4.155 | 0.363 | 0 | 1.025 | 0.135 | 65.743 |  | 234.804 | 96.034 | 21.203 | 175382.968 | 119664.474 | 15705.962 |  | 1696213.2 | 685097.5 | 1696213.2 | 685097.5 | EIA | EIA | EIA | EIA | EIA | EIA | -- | EIA | EIA |  |  |  | 175382.968 |  |  | 0 | 0 | 0 | 0 | 0 | 0 | 0 | 0 | 14535.5648 | 0 | 0 | 0 | 0 | 0 | 116694 | 0 | 0 | 0 | 0 | 0 | 0 | 116694 | 116694 | 116694 | 0 | 0 | 0 | 0 | 0 | 0 | 1 | 0 | 0 | 0 | 0 | 0 | 0 | 1 | 1 | 1 | 0 | [7 empty] | https://www.google.com/maps/@?api=1&map_action=map&center=34.953600000000002%2C-83.378600000000006&zoom=17&basemap=satellite | 2935 | [118 empty] | 0.27 |  |  | 46 |  |  | 0.35 | 0.09 |  |  | 22 |  |  | 0.4 | 0.45 |  |  | 74 |  |  | 0.3 | 0.02 |  |  | 62 |  |  | 0.05 | 0.14 |  |  | 69 |  |  | 0.12 | 0.05 |  |  | 46 |  |  | 0.06 | 0.25 |  |  | 81 |  |  | 0.16 | 20.288 | 0.33695 | Biomass | FRS_110028038601
1686 | 6053 | 2021 | MO | Lake Road | 2098 | Kansas City Power & Light Co | 10000 | Evergy Missouri West | 56211 | Electric Utility | Southwest Power Pool | SWPP | MRO | SPNO | SPP North |  | 29 | 21 | Buchanan | 39.7246 | -94.8773 | 2 | 7 | NG | GAS | Yes | 0.00392 | 278.4 | 1 |  | Yes | 2833462.4 | 0.012 | 0.015104 |  | 5241.05 | 1936.742 | 5241.05 | 1936.742 | 9549 | 3202 | 1.435 | 0.295 | 0.022 | 329.449 | 562.849 | 79.37 | 348.311 |  | 0.301 | 0.184 | 0.005 | 69.002 | 0.059 | 0.008 | 72.952 |  | 0.548 | 0.304 | 0.008 | 125.719 | 0.107 | 0.015 | 132.916 |  | 0.301 | 0.184 | 0.005 | 69.002 | 0.059 | 0.008 | 72.952 |  | 94.997 | 19.504 | 1.457 | 21811.358 | 37263.746 | 5254.713 |  | 346986.595 | 128223.06 | 346986.595 | 128223.06 | EPA/CAMD | EPA/CAMD | EPA/CAMD | EPA/CAMD; EIA | EIA | EIA | -- | EPA/CAMD | EPA/CAMD | [6 empty] | 341745.545 | 126286.318 | 93.562 | 19.209 | 1.435 | 21481.909 | 36700.897 | 5175.343 | 548.8585 | 556.621 | 4489.401 | 4502.978 | 0 | 0 | 0 | 0 | 0 | 0 | 0 | 0 | 9549 | 0 | 0 | 9549 | 0 | 0.058291 | 0.47014 | 0.47157 | 0 | 0 | 0 | 0 | 0 | 0 | 0 | 0 | 1 | 0 | 0 | 1 | 0 | Yes |  | 703134.795 | 17368.318 | 129.163 | 0.767 |  | https://www.google.com/maps/@?api=1&map_action=map&center=39.724600000000002%2C-94.877300000000005&zoom=17&basemap=satellite | 19030 | [118 empty] | 0.28 |  |  | 49 |  |  | 0.35 | 0.16 |  |  | 33 |  |  | 0.4 | 0.41 |  |  | 70 |  |  | 0.3 | 0.02 |  |  | 64 |  |  | 0.05 | 0.16 |  |  | 74 |  |  | 0.12 | 0.07 |  |  | 71 |  |  | 0.06 | 0.14 |  |  | 42 |  |  | 0.16 | 0.0057166 | 0.0022059 | Gas | FRS_110014466069
1687 | 2829 | 2021 | GA | Naval Submarine Base Kings Bay | 54239 | Georgia Transmission Corp | 7197 | Kings Bay Naval Base | 10339 | Commercial Non-CHP | Southern Company Services, Inc. - Trans | SOCO | SERC | SRSO | SERC South |  | 13 | 39 | Camden | 30.7917 | -81.5333 | 12 | 12 | DFO | OIL |  | 0.00271 | 30 | 1 | [6 empty] | 15338.004 | 5574.996 | 15338.004 | 5574.996 | 711 | 240.996 | 23.196 | 8.52 | 2.224 | 1252.548 | 101.444 | 20.289 | 1256.839 |  | 65.249 | 70.707 | 6.255 | 3523.342 | 0.143 | 0.029 | 3535.412 |  | 3.025 | 3.057 | 0.29 | 163.326 | 0.007 | 0.001 | 163.886 |  | 65.216 | 70.671 | 6.252 | 3521.559 | 0.143 | 0.029 | 3533.623 |  | 23.196 | 8.52 | 2.224 | 1252.548 | 101.444 | 20.289 |  | 15338.004 | 5574.996 | 15338.004 | 5574.996 | EIA | EIA | EIA | EIA | EIA | EIA | -- | EIA | EIA | [14 empty] | 21561.5216 | 0 | 711.36 | 0 | 0 | 0 | 0 | 0 | 0 | 0 | 0 | 0 | 711.36 | 0 | 0 | 711.36 | 0 | 0 | 1 | 0 | 0 | 0 | 0 | 0 | 0 | 0 | 0 | 0 | 1 | 0 | 0 | 1 | 0 | [7 empty] | https://www.google.com/maps/@?api=1&map_action=map&center=30.791699999999999%2C-81.533299999999997&zoom=17&basemap=satellite | 6054 | [118 empty] | 0.36 |  |  | 60 |  |  | 0.35 | 0.33 |  |  | 53 |  |  | 0.4 | 0.4 |  |  | 68 |  |  | 0.3 | 0 |  |  | 0 |  |  | 0.05 | 0.06 |  |  | 38 |  |  | 0.12 | 0.07 |  |  | 70 |  |  | 0.06 | 0.06 |  |  | 11 |  |  | 0.16 | 1.4835 | 3.6183 | Oil | FRS_110028019141
1688 | 6052 | 2021 | MO | Labadie | 2103 | Union Electric Co - (MO) | 19436 | Union Electric Co - (MO) | 19436 | Electric Utility | Midcontinent Independent Transmission System Operator, Inc.. | MISO | SERC | SRMW | SERC Midwest | MISO | 29 | 71 | Franklin | 38.5622 | -90.8377 | 4 | 4 | RC | COAL | Yes | 0.79346 | 2389.4 | 0.010898 | [6 empty] | 164342579.7 | 71009827.25 | 164342579.7 | 71009827.25 | 16608055 | 7116123 | 7935.078 | 3309.434 | 41927.819 | 17236250.05 | 4265430.153 | 620423.556 | 17382011.04 |  | 0.956 | 0.93 | 5.049 | 2075.649 | 0.257 | 0.037 | 2093.202 |  | 0.097 | 0.093 | 0.51 | 209.76 | 0.026 | 0.004 | 211.534 |  | 0.956 | 0.93 | 5.049 | 2075.649 | 0.257 | 0.037 | 2093.202 |  | 7935.078 | 3309.434 | 41927.819 | 17236250.05 | 4265430.153 | 620423.556 |  | 164342579.7 | 71009827.25 | 164342579.7 | 71009827.25 | EPA/CAMD | EPA/CAMD | EPA/CAMD | EPA/CAMD | EIA | EIA | -- | EPA/CAMD | EPA/CAMD | [14 empty] | 9895.3538 | 16590992.5 | 17062.45 | 0 | 0 | 0 | 0 | 0 | 0 | 0 | 0 | 0 | 16608054.95 | 0 | 0 | 16608054.95 | 0 | 0.99897 | 0.0010274 | 0 | 0 | 0 | 0 | 0 | 0 | 0 | 0 | 0 | 1 | 0 | 0 | 1 | 0 | Yes |  | 165391364.8 | 17346252.94 | 7762.993 | 44265.462 |  | https://www.google.com/maps/@?api=1&map_action=map&center=38.562244%2C-90.837686000000005&zoom=17&basemap=satellite | 1295 | [118 empty] | 0.13 |  |  | 16 |  |  | 0.35 | 0.02 |  |  | 7 |  |  | 0.4 | 0.24 |  |  | 43 |  |  | 0.3 | 0 |  |  | 0 |  |  | 0.05 | 0.06 |  |  | 38 |  |  | 0.12 | 0.04 |  |  | 44 |  |  | 0.06 | 0.28 |  |  | 86 |  |  | 0.16 | 1474.4285 | 0.17889 | Coal | FRS_110000440470
1689 | 2837 | 2021 | GA | PCA-Valdosta Mill | 60084 | Georgia Power Co | 7140 | PCA-Valdosta Mill | 59833 | Industrial CHP | Southern Company Services, Inc. - Trans | SOCO | SERC | SRSO | SERC South |  | 13 | 185 | Lowndes | 30.6944 | -83.3031 | 4 | 3 | BLQ | BIOMASS |  | 0.48997 | 69.9 | 0.51671 | Yes | Yes | 7136895.2 | 0.143 | 0.16058 |  | 1778604.586 | 772896.213 | 1778604.586 | 772896.213 | 300023.01 | 134447.687 | 118.613 | 50.71 | 313.19 | 5396.308 | 51007.03 | 10696.283 | 7627.642 |  | 0.791 | 0.754 | 2.088 | 35.973 | 0.17 | 0.036 | 50.847 |  | 0.133 | 0.131 | 0.352 | 6.068 | 0.029 | 0.006 | 8.577 |  | 0.791 | 0.754 | 2.088 | 35.973 | 0.17 | 0.036 | 50.847 |  | 738.643 | 315.788 | 1950.337 | 1169269.558 | 317637.495 | 66609.259 |  | 11075953.69 | 4813078.035 | 11075953.69 | 4813078.035 | EIA | EIA |  | EIA | EIA | EIA | -- | EIA | EIA |  |  |  | 1135664.981 |  |  | 9297349.104 | 4040181.822 | 620.03 | 265.078 | 1637.147 | 28208.269 | 266630.465 | 55912.976 | 5928.2273 | 0 | 141.606 | 15562.553 | 0 | 0 | 284318.85 | 0 | 0 | 0 | 0 | 0 | 15704.159 | 284318.85 | 284318.85 | 300023.009 | 0 | 0 | 0.00047198 | 0.051871 | 0 | 0 | 0.94766 | 0 | 0 | 0 | 0 | 0 | 0.052343 | 0.94766 | 0.94766 | 1 | 0 | [7 empty] | https://www.google.com/maps/@?api=1&map_action=map&center=30.694444000000001%2C-83.303055999999998&zoom=17&basemap=satellite | 2261 | [118 empty] | 0.42 |  |  | 67 |  |  | 0.35 | 0.33 |  |  | 53 |  |  | 0.4 | 0.51 |  |  | 81 |  |  | 0.3 | 0.02 |  |  | 66 |  |  | 0.05 | 0.13 |  |  | 65 |  |  | 0.12 | 0.06 |  |  | 62 |  |  | 0.06 | 0.14 |  |  | 42 |  |  | 0.16 | 9.6573 | 0.063339 | Biomass | FRS_110067336458
1690 | 6067 | 2021 | MO | Meramec | 2104 | Union Electric Co - (MO) | 19436 | Union Electric Co - (MO) | 19436 | Electric Utility | Midcontinent Independent Transmission System Operator, Inc.. | MISO | SERC | SRMW | SERC Midwest | MISO | 29 | 189 | St Louis | 38.4017 | -90.3358 | 6 | 6 | SUB | COAL | Yes | 0.05975 | 1041 | 1 | [6 empty] | 6408839.104 | 3911036.463 | 6408839.104 | 3911036.463 | 544834.21 | 330166.206 | 496.203 | 293.223 | 1539.091 | 644236.909 | 158844.089 | 23016.489 | 649651.917 |  | 1.821 | 1.776 | 5.65 | 2364.892 | 0.292 | 0.042 | 2384.769 |  | 0.155 | 0.15 | 0.48 | 201.046 | 0.025 | 0.004 | 202.736 |  | 1.821 | 1.776 | 5.65 | 2364.892 | 0.292 | 0.042 | 2384.769 |  | 496.203 | 293.223 | 1539.091 | 644236.909 | 158844.089 | 23016.489 |  | 6408839.104 | 3911036.463 | 6408839.104 | 3911036.463 | EPA/CAMD | EPA/CAMD | EPA/CAMD | EPA/CAMD | EIA | EIA | -- | EPA/CAMD | EPA/CAMD | [14 empty] | 11762.9162 | 484465.43 | 0 | 60368.776 | 0 | 0 | 0 | 0 | 0 | 0 | 0 | 0 | 544834.206 | 0 | 0 | 544834.206 | 0 | 0.8892 | 0 | 0.1108 | 0 | 0 | 0 | 0 | 0 | 0 | 0 | 0 | 1 | 0 | 0 | 1 | 0 | Yes |  | 2856732.074 | 229287.089 | 133.678 | 309.193 |  | https://www.google.com/maps/@?api=1&map_action=map&center=38.401699999999998%2C-90.335800000000006&zoom=17&basemap=satellite | 28005 | [118 empty] | 0.13 |  |  | 16 |  |  | 0.35 | 0.07 |  |  | 19 |  |  | 0.4 | 0.18 |  |  | 33 |  |  | 0.3 | 0 |  |  | 0 |  |  | 0.05 | 0.07 |  |  | 46 |  |  | 0.12 | 0.06 |  |  | 57 |  |  | 0.06 | 0.14 |  |  | 46 |  |  | 0.16 | 5.8573 | 0.11822 | Coal | FRS_110001958515
1691 | 2838 | 2021 | GA | Pecan Row Landfill To Electric Facility | 59221 | Colquitt Electric Membership Corp | 40212 | EDL Inc | 55858 | IPP Non-CHP | Southern Company Services, Inc. - Trans | SOCO | SERC | SRSO | SERC South |  | 13 | 185 | Lowndes | 30.815 | -83.3625 | 4 | 4 | LFG | BIOMASS |  | 0.56132 | 6.4 | 0.3978 | Yes | [5 empty] | 359293 | 145450 | 359293 | 145450 | 31470 | 12740 | 0 | 0 | 6.018 | 0 | 0 | 0 | 0 |  | 0 | 0 | 0.382 | 0 | 0 | 0 | 0 |  | 0 | 0 | 0.033 | 0 | 0 | 0 | 0 |  | 0 | 0 | 0.382 | 0 | 0 | 0 | 0 |  | 260.484 | 105.448 | 8.084 | 22815.028 | 835.716 | 83.572 |  | 359293 | 145450 | 359293 | 145450 | EIA | EIA | EIA | EIA | EIA | EIA | -- | EIA | EIA | 260.484 | 105.448 | 2.066 | 22815.028 | 835.716 | 83.572 | [8 empty] | 11417.0003 | 0 | 0 | 0 | 0 | 0 | 31470 | 0 | 0 | 0 | 0 | 0 | 0 | 31470 | 31470 | 31470 | 0 | 0 | 0 | 0 | 0 | 0 | 1 | 0 | 0 | 0 | 0 | 0 | 0 | 1 | 1 | 1 | 0 | [7 empty] | https://www.google.com/maps/@?api=1&map_action=map&center=30.815000000000001%2C-83.362499999999997&zoom=17&basemap=satellite | 3480 | [118 empty] | 0.43 |  |  | 68 |  |  | 0.35 | 0.44 |  |  | 63 |  |  | 0.4 | 0.42 |  |  | 71 |  |  | 0.3 | 0.03 |  |  | 67 |  |  | 0.05 | 0.08 |  |  | 48 |  |  | 0.12 | 0.04 |  |  | 44 |  |  | 0.06 | 0.15 |  |  | 48 |  |  | 0.16 | 2.8738 | 0.16591 | Biomass | FRS_110013947453
1692 | 6099 | 2021 | MO | Sioux | 2107 | Union Electric Co - (MO) | 19436 | Union Electric Co - (MO) | 19436 | Electric Utility | Midcontinent Independent Transmission System Operator, Inc.. | MISO | SERC | SRMW | SERC Midwest | MISO | 29 | 183 | St Charles | 38.9155 | -90.2902 | 2 | 2 | RC | COAL | Yes | 0.40359 | 1099.4 | 0.66068 | [6 empty] | 41769822.55 | 22360447.76 | 41769822.55 | 22360447.76 | 3886900 | 2098522 | 5017.335 | 2649.822 | 1972.725 | 4380818.304 | 1118849.876 | 162743.144 | 4419052.656 |  | 2.582 | 2.525 | 1.015 | 2254.145 | 0.288 | 0.042 | 2273.819 |  | 0.24 | 0.237 | 0.094 | 209.76 | 0.027 | 0.004 | 211.591 |  | 2.582 | 2.525 | 1.015 | 2254.145 | 0.288 | 0.042 | 2273.819 |  | 5017.335 | 2649.822 | 1972.725 | 4380818.304 | 1118849.876 | 162743.144 |  | 41769822.55 | 22360447.76 | 41769822.55 | 22360447.76 | EPA/CAMD | EPA/CAMD | EPA/CAMD | EPA/CAMD | EIA | EIA | -- | EPA/CAMD | EPA/CAMD | [14 empty] | 10746.3073 | 3882844.52 | 4055.528 | 0 | 0 | 0 | 0 | 0 | 0 | 0 | 0 | 0 | 3886900.048 | 0 | 0 | 3886900.048 | 0 | 0.99896 | 0.0010434 | 0 | 0 | 0 | 0 | 0 | 0 | 0 | 0 | 0 | 1 | 0 | 0 | 1 | 0 | Yes |  | 40184436.24 | 4214540.54 | 4959.588 | 1676.355 |  | https://www.google.com/maps/@?api=1&map_action=map&center=38.915478999999998%2C-90.290246999999994&zoom=17&basemap=satellite | 2392 | [118 empty] | 0.14 |  |  | 18 |  |  | 0.35 | 0.09 |  |  | 23 |  |  | 0.4 | 0.17 |  |  | 32 |  |  | 0.3 | 0 |  |  | 0 |  |  | 0.05 | 0.08 |  |  | 49 |  |  | 0.12 | 0.04 |  |  | 38 |  |  | 0.06 | 0.24 |  |  | 78 |  |  | 0.16 | 240.5242 | 0.17497 | Coal | FRS_110064610292
1693 | 2911 | 2021 | GA | Walton County Power | 55128 | Georgia Transmission Corp | 7197 | SEPG Operating Services, LLC Walton | 59415 | IPP Non-CHP | Southern Company Services, Inc. - Trans | SOCO | SERC | SRSO | SERC South |  | 13 | 297 | Walton | 33.8148 | -83.6954 | 3 | 3 | NG | GAS |  | 0.09882 | 494.1 | 1 | [6 empty] | 4441416.312 | 3006280.82 | 4441416.312 | 3006280.82 | 427731 | 289520.001 | 115.868 | 75.981 | 1.332 | 263947.995 | 9781.2 | 978.12 | 264216 |  | 0.542 | 0.525 | 0.006 | 1234.178 | 0.023 | 0.002 | 1235.431 |  | 0.052 | 0.051 | 0.001 | 118.858 | 0.002 | 0 | 118.978 |  | 0.542 | 0.525 | 0.006 | 1234.178 | 0.023 | 0.002 | 1235.431 |  | 115.868 | 75.981 | 1.332 | 263947.995 | 9781.2 | 978.12 |  | 4441416.312 | 3006280.82 | 4441416.312 | 3006280.82 | EPA/CAMD | EPA/CAMD | EPA/CAMD | EPA/CAMD | EIA | EIA | -- | EPA/CAMD | EPA/CAMD | [14 empty] | 10383.6671 | 0 | 0 | 427731 | 0 | 0 | 0 | 0 | 0 | 0 | 0 | 0 | 427731 | 0 | 0 | 427731 | 0 | 0 | 0 | 1 | 0 | 0 | 0 | 0 | 0 | 0 | 0 | 0 | 1 | 0 | 0 | 1 | 0 | Yes |  | 7773434.453 | 461965.245 | 193.812 | 2.332 |  | https://www.google.com/maps/@?api=1&map_action=map&center=33.814799999999998%2C-83.695400000000006&zoom=17&basemap=satellite | 16649 | [118 empty] | 0.54 |  |  | 77 |  |  | 0.35 | 0.53 |  |  | 68 |  |  | 0.4 | 0.55 |  |  | 84 |  |  | 0.3 | 0.01 |  |  | 57 |  |  | 0.05 | 0.21 |  |  | 81 |  |  | 0.12 | 0.1 |  |  | 84 |  |  | 0.06 | 0.13 |  |  | 38 |  |  | 0.16 | 3.8399 | 0.025278 | Gas | FRS_110015969139
1694 | 6001 | 2021 | MO | Butler Municipal Power Plant | 2115 | City of Butler - (MO) | 2647 | City of Butler - (MO) | 2647 | Electric Utility | Southwest Power Pool | SWPP | SERC | SPNO | SPP North |  | 29 | 13 | Bates | 38.2644 | -94.3444 | 6 | 6 | DFO | OIL |  | 0.0031 | 10.9 | 1 |  | Yes | 0 |  | 1 |  | 1042.001 | 310.002 | 1042.001 | 310.002 | 296 | 88.999 | 1.564 | 0.468 | 0.151 | 85.091 | 6.892 | 1.378 | 85.383 |  | 10.568 | 10.517 | 1.02 | 574.939 | 0.023 | 0.005 | 576.909 |  | 3.002 | 3.019 | 0.29 | 163.322 | 0.007 | 0.001 | 163.882 |  | 10.568 | 10.517 | 1.02 | 574.939 | 0.023 | 0.005 | 576.909 |  | 1.564 | 0.468 | 0.151 | 85.091 | 6.892 | 1.378 |  | 1042.001 | 310.002 | 1042.001 | 310.002 | EIA | EIA | EIA | EIA | EIA | EIA | -- | EIA | EIA | [6 empty] | 0 | 0 | 0 | 0 | 0 | 0 | 0 | 0 | 3520.2736 | 0 | 296 | 0 | 0 | 0 | 0 | 0 | 0 | 0 | 0 | 0 | 296 | 0 | 0 | 296 | 0 | 0 | 1 | 0 | 0 | 0 | 0 | 0 | 0 | 0 | 0 | 0 | 1 | 0 | 0 | 1 | 0 | [7 empty] | https://www.google.com/maps/@?api=1&map_action=map&center=38.264408000000003%2C-94.344385000000003&zoom=17&basemap=satellite | 4648 | [118 empty] | 0.32 |  |  | 54 |  |  | 0.35 | 0.09 |  |  | 23 |  |  | 0.4 | 0.54 |  |  | 83 |  |  | 0.3 | 0 |  |  | 0 |  |  | 0.05 | 0.09 |  |  | 53 |  |  | 0.12 | 0.07 |  |  | 64 |  |  | 0.06 | 0.22 |  |  | 74 |  |  | 0.16 | 0.07843 | 3.5651 | Oil | FRS_110002079544
1695 | 2839 | 2021 | GA | Piedmont Green Power | 57909 | Georgia Power Co | 7140 | Piedmont Green Power LLC | 57282 | IPP Non-CHP | Southern Company Services, Inc. - Trans | SOCO | SERC | SRSO | SERC South |  | 13 | 171 | Lamar | 33.0453 | -84.1256 | 1 | 1 | WDS | BIOMASS |  | 0.73019 | 60 | 0.11635 | Yes | [5 empty] | 4988591.1 | 2397454.7 | 4988591.1 | 2397454.7 | 383789 | 187755 | 199.544 | 98.296 | 62.252 | 0.105 | 351398.17 | 46125.061 | 11265.217 |  | 1.04 | 1.047 | 0.324 | 0.001 | 0.916 | 0.12 | 58.705 |  | 0.08 | 0.082 | 0.025 | 0 | 0.07 | 0.009 | 4.516 |  | 1.04 | 1.047 | 0.324 | 0.001 | 0.916 | 0.12 | 58.705 |  | 199.544 | 98.296 | 62.252 | 515712.824 | 351398.17 | 46125.061 |  | 4988591.1 | 2397454.7 | 4988591.1 | 2397454.7 | EIA | EIA | EIA | EIA | EIA | EIA | -- | EIA | EIA |  |  |  | 515712.719 | [10 empty] | 12998.265 | 0 | 0 | 0 | 0 | 0 | 383788.997 | 0 | 0 | 0 | 0 | 0 | 0 | 383788.997 | 383788.997 | 383788.997 | 0 | 0 | 0 | 0 | 0 | 0 | 1 | 0 | 0 | 0 | 0 | 0 | 0 | 1 | 1 | 1 | 0 | [7 empty] | https://www.google.com/maps/@?api=1&map_action=map&center=33.045278000000003%2C-84.125556000000003&zoom=17&basemap=satellite | 8437 | [118 empty] | 0.4 |  |  | 64 |  |  | 0.35 | 0.44 |  |  | 62 |  |  | 0.4 | 0.38 |  |  | 66 |  |  | 0.3 | 0 |  |  | 0 |  |  | 0.05 | 0.13 |  |  | 65 |  |  | 0.12 | 0.05 |  |  | 48 |  |  | 0.06 | 0.18 |  |  | 59 |  |  | 0.16 | 43.932 | 0.24295 | Biomass | FRS_110037592469
1696 | 6005 | 2021 | MO | Carthage | 2121 | City of Carthage - (MO) | 3113 | City of Carthage - (MO) | 3113 | Electric Utility | Southwest Power Pool | SWPP | MRO | SPSO | SPP South |  | 29 | 97 | Jasper | 37.1766 | -94.2994 | 9 | 9 | DFO | OIL |  | 0.00824 | 41.8 | 1 | [6 empty] | 38467.999 | 12615.001 | 38467.999 | 12615.001 | 3016.001 | 989 | 54.567 | 16.367 | 4.924 | 3141.408 | 234.541 | 45.914 | 3151.181 |  | 36.185 | 33.098 | 3.265 | 2083.161 | 0.078 | 0.015 | 2089.642 |  | 2.837 | 2.595 | 0.256 | 163.326 | 0.006 | 0.001 | 163.834 |  | 36.185 | 33.098 | 3.265 | 2083.162 | 0.078 | 0.015 | 2089.643 |  | 54.567 | 16.367 | 4.924 | 3141.408 | 234.541 | 45.914 |  | 38467.999 | 12615.001 | 38467.999 | 12615.001 | EIA | EIA | EIA | EIA | EIA | EIA | -- | EIA | EIA | [14 empty] | 12754.6416 | 0 | 2662.329 | 353.671 | 0 | 0 | 0 | 0 | 0 | 0 | 0 | 0 | 3016 | 0 | 0 | 3016 | 0 | 0 | 0.88274 | 0.11726 | 0 | 0 | 0 | 0 | 0 | 0 | 0 | 0 | 1 | 0 | 0 | 1 | 0 | [7 empty] | https://www.google.com/maps/@?api=1&map_action=map&center=37.176645999999998%2C-94.299430999999998&zoom=17&basemap=satellite | 16693 | [118 empty] | 0.43 |  |  | 67 |  |  | 0.35 | 0.34 |  |  | 54 |  |  | 0.4 | 0.51 |  |  | 81 |  |  | 0.3 | 0.04 |  |  | 73 |  |  | 0.05 | 0.25 |  |  | 87 |  |  | 0.12 | 0.08 |  |  | 74 |  |  | 0.06 | 0.13 |  |  | 41 |  |  | 0.16 | 0.001639 | 0 | Oil | FRS_110028026641
1697 | 2840 | 2021 | GA | PInova Inc | 10120 | Georgia Power Co | 7140 | PInova Inc | 8486 | Industrial CHP | Southern Company Services, Inc. - Trans | SOCO | SERC | SRSO | SERC South |  | 13 | 127 | Glynn | 31.1648 | -81.4787 | 1 | 1 | WDS | BIOMASS |  | 0.41092 | 7.1 | 0.64847 | Yes | Yes | 2062834.4 | 0.042 | 0.053372 |  | 144475.277 | 62166.992 | 144475.277 | 62166.992 | 25557.56 | 10997.252 | 10.324 | 4.401 | 1.032 | 6365.628 | 5964.973 | 778.833 | 6556.237 |  | 0.808 | 0.8 | 0.081 | 498.141 | 0.233 | 0.03 | 513.057 |  | 0.143 | 0.142 | 0.014 | 88.121 | 0.041 | 0.005 | 90.759 |  | 0.808 | 0.8 | 0.081 | 498.141 | 0.233 | 0.03 | 513.057 |  | 193.442 | 82.459 | 19.344 | 279892.268 | 111763.216 | 14592.67 |  | 2706973 | 1164797 | 2706973 | 1164797 | EIA | EIA | EIA | EIA | EIA | EIA | -- | EIA | EIA |  |  |  | 160622.145 |  |  | 2562497.723 | 1102630.008 | 183.118 | 78.058 | 18.312 | 112904.494 | 105798.243 | 13813.837 | 5652.937 | 0 | 0 | 10884.272 | 0 | 0 | 14673.288 | 0 | 0 | 0 | 0 | 0 | 10884.272 | 14673.288 | 14673.288 | 25557.56 | 0 | 0 | 0 | 0.42587 | 0 | 0 | 0.57413 | 0 | 0 | 0 | 0 | 0 | 0.42587 | 0.57413 | 0.57413 | 1 | 0 | [7 empty] | https://www.google.com/maps/@?api=1&map_action=map&center=31.164771999999999%2C-81.478724&zoom=17&basemap=satellite | 22069 | [118 empty] | 0.64 |  |  | 85 |  |  | 0.35 | 0.67 |  |  | 77 |  |  | 0.4 | 0.6 |  |  | 88 |  |  | 0.3 | 0.04 |  |  | 72 |  |  | 0.05 | 0.19 |  |  | 78 |  |  | 0.12 | 0.08 |  |  | 72 |  |  | 0.06 | 0.16 |  |  | 51 |  |  | 0.16 | 0.24907 | 0.10619 | Biomass | FRS_
1698 | 6006 | 2021 | MO | Chillicothe | 2122 | Chillicothe Municipal Utils | 3486 | Chillicothe Municipal Utils | 3486 | Electric Utility | Southwest Power Pool | SWPP | SERC | SPNO | SPP North |  | 29 | 117 | Livingston | 39.7834 | -93.5641 | 4 | 7 | NG | GAS |  | 0.0041 | 90 | 1 | [6 empty] | 46285 | 20262.8 | 46285 | 20262.8 | 3233 | 1416 | 22.071 | 7.092 | 5.883 | 2705.105 | 205.211 | 36.237 | 2713.069 |  | 13.654 | 10.017 | 3.639 | 1673.433 | 0.063 | 0.011 | 1678.36 |  | 0.954 | 0.7 | 0.254 | 116.889 | 0.004 | 0.001 | 117.233 |  | 13.654 | 10.017 | 3.639 | 1673.434 | 0.063 | 0.011 | 1678.361 |  | 22.071 | 7.092 | 5.883 | 2705.105 | 205.211 | 36.237 |  | 46285 | 20262.8 | 46285 | 20262.8 | EPA/CAMD | EPA/CAMD | EPA/CAMD | EIA | EIA | EIA | -- | EPA/CAMD | EPA/CAMD | [14 empty] | 14316.4288 | 0 | 1713.283 | 1519.716 | 0 | 0 | 0 | 0 | 0 | 0 | 0 | 0 | 3232.999 | 0 | 0 | 3232.999 | 0 | 0 | 0.52994 | 0.47006 | 0 | 0 | 0 | 0 | 0 | 0 | 0 | 0 | 1 | 0 | 0 | 1 | 0 | Yes |  | 188451.6 |  | 78.266 | 12.346 |  | https://www.google.com/maps/@?api=1&map_action=map&center=39.783388000000002%2C-93.564111999999994&zoom=17&basemap=satellite | 8648 | [118 empty] | 0.23 |  |  | 38 |  |  | 0.35 | 0.09 |  |  | 22 |  |  | 0.4 | 0.36 |  |  | 63 |  |  | 0.3 | 0 |  |  | 0 |  |  | 0.05 | 0.12 |  |  | 62 |  |  | 0.12 | 0.06 |  |  | 58 |  |  | 0.06 | 0.21 |  |  | 72 |  |  | 0.16 | 0.05443 | 0.11976 | Gas | FRS_110005984970
1699 | 2843 | 2021 | GA | Port Wentworth Mill | 50804 | Georgia Power Co | 7140 | International Paper Port Wentworth Mill | 20505 | Industrial CHP | Southern Company Services, Inc. - Trans | SOCO | SERC | SRSO | SERC South |  | 13 | 51 | Chatham | 32.1561 | -81.1586 | 2 | 2 | BLQ | BIOMASS |  | 0.7195 | 72.3 | 0.13416 | Yes | Yes | 2787162.4 | 0.558 | 0.42661 |  | 5121741.353 | 2259960.614 | 5121741.353 | 2259960.614 | 455695 | 208737.532 | 386.85 | 171.383 | 1078.73 | 32765.323 | 100412.434 | 25604.73 | 37835.584 |  | 1.698 | 1.642 | 4.734 | 143.804 | 0.22 | 0.056 | 166.057 |  | 0.151 | 0.152 | 0.421 | 12.795 | 0.02 | 0.005 | 14.774 |  | 1.698 | 1.642 | 4.734 | 143.804 | 0.22 | 0.056 | 166.057 |  | 906.793 | 401.728 | 2528.59 | 1230157.908 | 235371.008 | 60018.573 |  | 12005579.16 | 5297443.62 | 12005579.16 | 5297443.62 | EIA | EIA | EIA | EIA | EIA | EIA | -- | EIA | EIA |  |  |  | 1153354.599 |  |  | 6883837.807 | 3037483.006 | 519.943 | 230.345 | 1449.859 | 44037.986 | 134958.574 | 34413.844 | 11239.4065 | 0 | 0 | 49145.687 | 0 | 0 | 406549.315 | 0 | 0 | 0 | 0 | 0 | 49145.687 | 406549.315 | 406549.315 | 455695.002 | 0 | 0 | 0 | 0.10785 | 0 | 0 | 0.89215 | 0 | 0 | 0 | 0 | 0 | 0.10785 | 0.89215 | 0.89215 | 1 | 0 | [7 empty] | https://www.google.com/maps/@?api=1&map_action=map&center=32.156100000000002%2C-81.158600000000007&zoom=17&basemap=satellite | 4867 | [118 empty] | 0.26 |  |  | 45 |  |  | 0.35 | 0.35 |  |  | 55 |  |  | 0.4 | 0.28 |  |  | 51 |  |  | 0.3 | 0 |  |  | 0 |  |  | 0.05 | 0.19 |  |  | 79 |  |  | 0.12 | 0 |  |  | 0 |  |  | 0.06 | 0.13 |  |  | 38 |  |  | 0.16 | 26.3764 | 0.10934 | Biomass | FRS_110005670336
1700 | 6011 | 2021 | MO | Columbia | 2123 | City of Columbia - (MO) | 4045 | City of Columbia - (MO) | 4045 | Electric Utility | Midcontinent Independent Transmission System Operator, Inc.. | MISO | SERC | SRMW | SERC Midwest | MISO | 29 | 19 | Boone | 38.9646 | -92.3168 | 3 | 12 | NG | GAS |  | 0.07781 | 61.1 | 1 | Yes | [5 empty] | 285959.017 | 56134.882 | 285959.017 | 56134.882 | 41646.999 | 12626.997 | 0 | 0 | 0 | 1738.334 | 638.115 | 63.875 | 1755.828 |  | 0 | 0 | 0 | 83.479 | 0.015 | 0.002 | 84.32 |  | 0 | 0 | 0 | 12.158 | 0.002 | 0 | 12.28 |  | 0 | 0 | 0 | 83.479 | 0.015 | 0.002 | 84.32 |  | 2.927 | 0.47 | 0.086 | 16996.127 | 1197.009 | 119.764 |  | 285959.017 | 56134.882 | 285959.017 | 56134.882 | EPA/CAMD | EPA/CAMD | EPA/CAMD | EPA/CAMD | EIA | EIA | -- | EPA/CAMD | EPA/CAMD | 2.927 | 0.47 | 0.086 | 15257.793 | 558.894 | 55.889 | [8 empty] | 6866.2573 | 0 | 7.235 | 22907 | 0 | 0 | 18732.765 | 0 | 0 | 0 | 0 | 0 | 22914.235 | 18732.765 | 18732.765 | 41647 | 0 | 0 | 0.00017372 | 0.55003 | 0 | 0 | 0.4498 | 0 | 0 | 0 | 0 | 0 | 0.5502 | 0.4498 | 0.4498 | 1 | 0 | Yes |  | 33567.719 | 1994.941 | 0.294 | 0.01 |  | https://www.google.com/maps/@?api=1&map_action=map&center=38.964646000000002%2C-92.316767999999996&zoom=17&basemap=satellite | 63272 | [118 empty] | 0.38 |  |  | 62 |  |  | 0.35 | 0.29 |  |  | 49 |  |  | 0.4 | 0.47 |  |  | 77 |  |  | 0.3 | 0.02 |  |  | 65 |  |  | 0.05 | 0.07 |  |  | 46 |  |  | 0.12 | 0.05 |  |  | 48 |  |  | 0.06 | 0.09 |  |  | 22 |  |  | 0.16 | 1.0949 | 0.056813 | Gas | FRS_110018010392
1701 | 2853 | 2021 | GA | Riverwood 100 Building | 54816 | Georgia Power Co | 7140 | Highwoods Properties | 56107 | Commercial Non-CHP | Southern Company Services, Inc. - Trans | SOCO | SERC | SRSO | SERC South |  | 13 | 67 | Cobb | 33.8775 | -84.4603 | 1 | 1 | DFO | OIL |  | 0 | 1.1 | [13 empty] | 0 |  | 0 | 0 | [45 empty] | -- | [56 empty] | https://www.google.com/maps/@?api=1&map_action=map&center=33.877499999999998%2C-84.460300000000004&zoom=17&basemap=satellite | 80481 | [118 empty] | 0.36 |  |  | 59 |  |  | 0.35 | 0.53 |  |  | 69 |  |  | 0.4 | 0.18 |  |  | 33 |  |  | 0.3 | 0.03 |  |  | 69 |  |  | 0.05 | 0.03 |  |  | 22 |  |  | 0.12 | 0.05 |  |  | 52 |  |  | 0.06 | 0.1 |  |  | 27 |  |  | 0.16 |  |  | Oil | FRS_
1702 | 6026 | 2021 | MO | Fulton (MO) | 2126 | City of Fulton - (MO) | 6839 | City of Fulton - (MO) | 6839 | Electric Utility | Associated Electric Cooperative, Inc. | AECI | SERC | SRMW | SERC Midwest |  | 29 | 27 | Callaway | 38.8681 | -91.9478 | 3 | 3 | NG | GAS |  | 0.001 | 33.2 | 1 | [6 empty] | 6665 | 3562 | 6665 | 3562 | 291 | 155 | 0.948 | 0.511 | 0.01 | 389.533 | 15.329 | 1.628 | 389.967 |  | 6.515 | 6.594 | 0.071 | 2677.203 | 0.053 | 0.006 | 2680.187 |  | 0.284 | 0.287 | 0.003 | 116.889 | 0.002 | 0 | 117.019 |  | 6.515 | 6.594 | 0.071 | 2677.203 | 0.053 | 0.006 | 2680.187 |  | 0.948 | 0.511 | 0.01 | 389.533 | 15.329 | 1.628 |  | 6665 | 3562 | 6665 | 3562 | EIA | EIA | EIA | EIA | EIA | EIA | -- | EIA | EIA | [14 empty] | 22903.7801 | 0 | 6.185 | 284.815 | 0 | 0 | 0 | 0 | 0 | 0 | 0 | 0 | 291 | 0 | 0 | 291 | 0 | 0 | 0.021254 | 0.97875 | 0 | 0 | 0 | 0 | 0 | 0 | 0 | 0 | 1 | 0 | 0 | 1 | 0 | [7 empty] | https://www.google.com/maps/@?api=1&map_action=map&center=38.868094999999997%2C-91.947779999999995&zoom=17&basemap=satellite | 13696 | [118 empty] | 0.23 |  |  | 39 |  |  | 0.35 | 0.15 |  |  | 32 |  |  | 0.4 | 0.34 |  |  | 60 |  |  | 0.3 | 0 |  |  | 0 |  |  | 0.05 | 0.17 |  |  | 76 |  |  | 0.12 | 0.05 |  |  | 46 |  |  | 0.06 | 0.13 |  |  | 39 |  |  | 0.16 | 0.0028127 | 0.019465 | Gas | FRS_110028026696
1703 | 2854 | 2021 | GA | Riverwood International Macon Mill | 54464 | Georgia Power Co | 7140 | Riverwood Intl USA Inc | 16024 | Industrial CHP | Southern Company Services, Inc. - Trans | SOCO | SERC | SRSO | SERC South |  | 13 | 21 | Bibb | 32.7714 | -83.6281 | 4 | 5 | BLQ | BIOMASS |  | 0.6785 | 73.4 | 0.2025 | Yes | Yes | 9890033.6 | 0.151 | 0.16718 |  | 2422945.472 | 972034.113 | 2422945.472 | 972034.113 | 436264.741 | 193622.511 | 176.519 | 66.477 | 419.649 | 5775.92 | 72475.022 | 14756.918 | 8880.639 |  | 0.809 | 0.687 | 1.924 | 26.479 | 0.166 | 0.034 | 40.712 |  | 0.146 | 0.137 | 0.346 | 4.768 | 0.03 | 0.006 | 7.33 |  | 0.809 | 0.687 | 1.924 | 26.479 | 0.166 | 0.034 | 40.712 |  | 1055.873 | 397.64 | 2510.192 | 1531799.04 | 433519.731 | 88270.622 |  | 14493195.55 | 5814361.34 | 14493195.55 | 5814361.34 | EIA | EIA |  | EIA | EIA | EIA | -- | EIA | EIA |  |  |  | 1497249.547 |  |  | 12070250.08 | 4842327.227 | 879.354 | 331.163 | 2090.543 | 28773.573 | 361044.708 | 73513.704 | 5553.8421 | 0 | 347.692 | 17676.98 | 0 | 0 | 418240.066 | 0 | 0 | 0 | 0 | 0 | 18024.672 | 418240.066 | 418240.066 | 436264.738 | 0 | 0 | 0.00079698 | 0.040519 | 0 | 0 | 0.95868 | 0 | 0 | 0 | 0 | 0 | 0.041316 | 0.95868 | 0.95868 | 1 | 0 | [7 empty] | https://www.google.com/maps/@?api=1&map_action=map&center=32.7714%2C-83.628100000000003&zoom=17&basemap=satellite | 7796 | [118 empty] | 0.7 |  |  | 90 |  |  | 0.35 | 0.77 |  |  | 82 |  |  | 0.4 | 0.63 |  |  | 90 |  |  | 0.3 | 0.02 |  |  | 64 |  |  | 0.05 | 0.21 |  |  | 81 |  |  | 0.12 | 0.09 |  |  | 81 |  |  | 0.06 | 0.13 |  |  | 40 |  |  | 0.16 | 14.5407 | 0.066533 | Biomass | FRS_110005666243
1704 | 2858 | 2021 | GA | Savannah River Mill | 10361 | Georgia Power Co | 7140 | Georgia-Pacific Consr Prods LP-Savannah | 7127 | Industrial CHP | Southern Company Services, Inc. - Trans | SOCO | SERC | SRSO | SERC South |  | 13 | 103 | Effingham | 32.3313 | -81.2015 | 5 | 4 | PC | OIL | Yes | 0.12072 | 140.4 | 1 |  | Yes | 2860799.2 | 0.177 | 0.19106 |  | 865663.829 | 315583.738 | 865663.829 | 315583.738 | 148477 | 52513 | 70.158 | 25.286 | 79.51 | 90396.363 | 8598.077 | 1449.154 | 90719.763 |  | 0.945 | 0.963 | 1.071 | 1217.648 | 0.058 | 0.01 | 1222.004 |  | 0.162 | 0.16 | 0.184 | 208.849 | 0.01 | 0.002 | 209.596 |  | 0.945 | 0.963 | 1.071 | 1217.648 | 0.058 | 0.01 | 1222.004 |  | 367.211 | 132.346 | 416.155 | 473136.601 | 45002.529 | 7584.907 |  | 4530904 | 1651772.4 | 4530904 | 1651772.4 | EIA | EIA |  | EIA | EIA | EIA | -- | [8 empty] | 3665240.171 | 1336188.662 | 297.053 | 107.06 | 336.645 | 382740.238 | 36404.452 | 6135.752 | 5830.2891 | 31711.735 | 98040.265 | 18725 | 0 | 0 | 0 | 0 | 0 | 0 | 0 | 0 | 148477 | 0 | 0 | 148477 | 0 | 0.21358 | 0.66031 | 0.12611 | 0 | 0 | 0 | 0 | 0 | 0 | 0 | 0 | 1 | 0 | 0 | 1 | 0 | [7 empty] | https://www.google.com/maps/@?api=1&map_action=map&center=32.331274000000001%2C-81.201496000000006&zoom=17&basemap=satellite | 7662 | [118 empty] | 0.26 |  |  | 45 |  |  | 0.35 | 0.3 |  |  | 51 |  |  | 0.4 | 0.22 |  |  | 41 |  |  | 0.3 | 0.03 |  |  | 67 |  |  | 0.05 | 0.08 |  |  | 50 |  |  | 0.12 | 0.07 |  |  | 69 |  |  | 0.06 | 0.09 |  |  | 23 |  |  | 0.16 | 5.0046 | 0.050691 | Oil | FRS_110061627271
1705 | 9348 | 2021 | PA | Pixelle Specialty Solutions | 50397 | Metropolitan Edison Co | 12390 | Pixelle Specialty Solutions LLC - (PA) | 61988 | Industrial CHP | PJM Interconnection, LLC | PJM | RFC | RFCE | RFC East | PJM | 42 | 133 | York | 39.8709 | -76.8681 | 5 | 5 | BLQ | BIOMASS | Yes | 0.48772 | 103.6 | 0.52047 | Yes | Yes | 8949604 | 0.169 | 0.18372 |  | 2593173.901 | 1030501.792 | 2593173.901 | 1030501.792 | 442624.361 | 184806.854 | 236.67 | 57.234 | 1931.055 | 91910.096 | 32351.003 | 9088.48 | 93668.667 |  | 1.069 | 0.619 | 8.725 | 415.296 | 0.073 | 0.021 | 423.242 |  | 0.183 | 0.111 | 1.489 | 70.886 | 0.012 | 0.004 | 72.242 |  | 1.069 | 0.619 | 8.725 | 415.296 | 0.073 | 0.021 | 423.242 |  | 1288.236 | 311.534 | 10511.072 | 1365001.076 | 176092.193 | 49470.195 |  | 14115101.01 | 5609202.25 | 14115101.01 | 5609202.25 | EPA/CAMD; EIA | EPA/CAMD; EIA |  | EIA | EIA | EIA | -- | EPA/CAMD; EIA | EPA/CAMD |  |  |  | 864718.283 |  |  | 11521927.11 | 4578700.458 | 1051.566 | 254.3 | 8580.017 | 408372.698 | 143741.19 | 40381.714 | 5858.6335 | 77936.85 | 835.51 | 109472.77 | 0 | 0 | 254379.229 | 0 | 0 | 0 | 0 | 0 | 188245.13 | 254379.229 | 254379.229 | 442624.359 | 0 | 0.17608 | 0.0018876 | 0.24733 | 0 | 0 | 0.57471 | 0 | 0 | 0 | 0 | 0 | 0.42529 | 0.57471 | 0.57471 | 1 | 0 | Yes |  | 5866865.634 | 281963.247 | 630.991 |  |  | https://www.google.com/maps/@?api=1&map_action=map&center=39.870935000000003%2C-76.868116999999998&zoom=17&basemap=satellite | 10577 | [118 empty] | 0.15 |  |  | 21 |  |  | 0.35 | 0.12 |  |  | 27 |  |  | 0.4 | 0.18 |  |  | 32 |  |  | 0.3 | 0.01 |  |  | 58 |  |  | 0.05 | 0.07 |  |  | 43 |  |  | 0.12 | 0.07 |  |  | 64 |  |  | 0.06 | 0.2 |  |  | 69 |  |  | 0.16 | 17.5 | 0.085142 | Biomass | FRS_110017404664
1706 | 2863 | 2021 | GA | Shepherd Center | 54813 | Georgia Power Co | 7140 | Shepherd Center | 17069 | IPP Non-CHP | Southern Company Services, Inc. - Trans | SOCO | SERC | SRSO | SERC South |  | 13 | 121 | Fulton | 33.8111 | -84.3928 | 4 | 4 | DFO | OIL |  | 0 | 1.7 | [11 empty] | 0 | 0 | 0 |  | 0 | 0 | [45 empty] | -- | [17 empty] | 0 | 0 | 0 | 0 | 0 | 0 | 0 | 0 | 0 | 0 | 0 | 0 | 0 | 0 | 0 | 0 | [23 empty] | https://www.google.com/maps/@?api=1&map_action=map&center=33.811100000000003%2C-84.392799999999994&zoom=17&basemap=satellite | 151543 | [118 empty] | 0.32 |  |  | 54 |  |  | 0.35 | 0.37 |  |  | 57 |  |  | 0.4 | 0.21 |  |  | 38 |  |  | 0.3 | 0.03 |  |  | 68 |  |  | 0.05 | 0.03 |  |  | 26 |  |  | 0.12 | 0.04 |  |  | 38 |  |  | 0.06 | 0.09 |  |  | 23 |  |  | 0.16 |  |  | Oil | FRS_
1707 | 5422 | 2021 | MN | Covanta Hennepin Energy | 10013 | Northern States Power Co - Minnesota | 13781 | Covanta Energy Co | 4435 | IPP Non-CHP | Midcontinent Independent Transmission System Operator, Inc.. | MISO | MRO | MROW | MRO West | MISO | 27 | 53 | Hennepin | 44.9833 | -93.2804 | 2 | 1 | MSW | BIOMASS |  | 0.63613 | 39.5 | 0.27312 | Yes | Yes | 0 |  | 1 |  | 3806729.421 | 1574129.547 | 3806729.421 | 1574129.547 | 220114 | 92011 | 405.108 | 173.952 | 310.283 | 209411.706 | 266868.937 | 35024.845 | 217966.269 |  | 3.681 | 3.781 | 2.819 | 1902.757 | 1.212 | 0.159 | 1980.485 |  | 0.213 | 0.221 | 0.163 | 110.022 | 0.07 | 0.009 | 114.516 |  | 3.681 | 3.781 | 2.819 | 1902.757 | 1.212 | 0.159 | 1980.485 |  | 405.108 | 173.952 | 310.283 | 379568.599 | 266868.937 | 35024.845 |  | 3806729.421 | 1574129.547 | 3806729.421 | 1574129.547 | EIA | EIA | EIA | EIA | EIA | EIA | -- | EIA | EIA |  |  |  | 170156.893 |  |  | 0 | 0 | 0 | 0 | 0 | 0 | 0 | 0 | 17294.3538 | 0 | 0 | 1424.656 | 0 | 0 | 98410.416 | 0 | 0 | 0 | 120278.93 | 0 | 121703.586 | 98410.416 | 98410.416 | 220114.002 | 0 | 0 | 0 | 0.0064724 | 0 | 0 | 0.44709 | 0 | 0 | 0 | 0.54644 | 0 | 0.55291 | 0.44709 | 0.44709 | 1 | 0 | [7 empty] | https://www.google.com/maps/@?api=1&map_action=map&center=44.9833%2C-93.280382000000003&zoom=17&basemap=satellite | 238430 | [118 empty] | 0.48 |  |  | 72 |  |  | 0.35 | 0.49 |  |  | 66 |  |  | 0.4 | 0.45 |  |  | 75 |  |  | 0.3 | 0.07 |  |  | 80 |  |  | 0.05 | 0.13 |  |  | 64 |  |  | 0.12 | 0.06 |  |  | 58 |  |  | 0.06 | 0.08 |  |  | 21 |  |  | 0.16 |  |  | Biomass | FRS_110028022903
1708 | 2871 | 2021 | GA | South Columbus Water Resource Facility | 57076 | Georgia Power Co | 7140 | Columbus Water Works | 56367 | Commercial CHP | Southern Company Services, Inc. - Trans | SOCO | SERC | SRSO | SERC South |  | 13 | 215 | Muscogee | 32.4119 | -84.9761 | 2 | 2 | OBG | BIOMASS |  | 0 | 3.6 |  |  | Yes | 0 |  | 1 | [5 empty] | 0 | 0 | 0 |  | 0 | 0 | [45 empty] | -- | [17 empty] | 0 | 0 | 0 | 0 | 0 | 0 | 0 | 0 | 0 | 0 | 0 | 0 | 0 | 0 | 0 | 0 | [23 empty] | https://www.google.com/maps/@?api=1&map_action=map&center=32.411900000000003%2C-84.976100000000002&zoom=17&basemap=satellite | 23847 | [118 empty] | 0.74 |  |  | 92 |  |  | 0.35 | 0.84 |  |  | 85 |  |  | 0.4 | 0.65 |  |  | 91 |  |  | 0.3 | 0.02 |  |  | 64 |  |  | 0.05 | 0.23 |  |  | 84 |  |  | 0.12 | 0.1 |  |  | 83 |  |  | 0.06 | 0.11 |  |  | 31 |  |  | 0.16 | 0.00041137 | 0.074795 | Biomass | FRS_110000507096
1709 | 10802 | 2021 | VA | RockTenn West Point Mill | 10017 | Virginia Electric & Power Co | 19876 | WestRock-West Point Mill | 17465 | Industrial CHP | PJM Interconnection, LLC | PJM | SERC | SRVC | SERC Virginia/Carolina | PJM | 51 | 101 | King William | 37.5392 | -76.8053 | 1 | 5 | BIT | COAL | Yes | 0.58883 | 101 | 0.35195 | Yes | Yes | 11814990.4 | 0.15 | 0.16712 |  | 1868886.567 | 313937.13 | 1868886.567 | 313937.13 | 520975.867 | 235267 | 192.219 | 30.544 | 62.864 | 10388.356 | 42845.958 | 10126.806 | 12432.824 |  | 0.738 | 0.26 | 0.241 | 39.88 | 0.082 | 0.019 | 47.729 |  | 0.206 | 0.195 | 0.067 | 11.117 | 0.023 | 0.005 | 13.305 |  | 0.738 | 0.26 | 0.241 | 39.88 | 0.082 | 0.019 | 47.729 |  | 1150.156 | 182.762 | 376.152 | 1151315.849 | 256371.877 | 60594.472 |  | 11182617.44 | 1878465.44 | 11182617.44 | 1878465.44 | EPA/CAMD; EIA | EPA/CAMD | EIA | EIA | EIA | EIA | -- | EPA/CAMD; EIA | EPA/CAMD |  |  |  | 1089156.374 |  |  | 9313730.873 | 1564528.31 | 957.937 | 152.218 | 313.288 | 51771.119 | 213525.919 | 50467.666 | 3587.2805 | 14248.374 | 109.706 | 196049.91 | 0 | 0 | 310567.878 | 0 | 0 | 0 | 0 | 0 | 210407.99 | 310567.878 | 310567.878 | 520975.868 | 0 | 0.027349 | 0.00021058 | 0.37631 | 0 | 0 | 0.59613 | 0 | 0 | 0 | 0 | 0 | 0.40387 | 0.59613 | 0.59613 | 1 | 0 | Yes |  | 1573852.8 |  | 173.878 |  |  | https://www.google.com/maps/@?api=1&map_action=map&center=37.539200000000001%2C-76.805300000000003&zoom=17&basemap=satellite | 4518 | [118 empty] | 0.18 |  |  | 29 |  |  | 0.35 | 0.22 |  |  | 41 |  |  | 0.4 | 0.15 |  |  | 27 |  |  | 0.3 | 0.01 |  |  | 58 |  |  | 0.05 | 0.07 |  |  | 44 |  |  | 0.12 | 0.05 |  |  | 52 |  |  | 0.06 | 0.2 |  |  | 66 |  |  | 0.16 | 11.7693 | 0.041457 | Coal | FRS_110007317484
1710 | 2872 | 2021 | GA | South Georgia Medical Center | 54848 | Georgia Power Co | 7140 | Lowndes County Hospital Authority | 11284 | Commercial Non-CHP | Southern Company Services, Inc. - Trans | SOCO | SERC | SRSO | SERC South |  | 13 | 185 | Lowndes | 30.8625 | -83.2894 | 4 | 4 | DFO | OIL |  | 0 | 5.5 | [11 empty] | 0 | 0 | 0 |  | 0 | 0 | [45 empty] | -- | [17 empty] | 0 | 0 | 0 | 0 | 0 | 0 | 0 | 0 | 0 | 0 | 0 | 0 | 0 | 0 | 0 | 0 | [23 empty] | https://www.google.com/maps/@?api=1&map_action=map&center=30.862500000000001%2C-83.289400000000001&zoom=17&basemap=satellite | 53141 | [118 empty] | 0.58 |  |  | 81 |  |  | 0.35 | 0.61 |  |  | 73 |  |  | 0.4 | 0.55 |  |  | 84 |  |  | 0.3 | 0.01 |  |  | 57 |  |  | 0.05 | 0.12 |  |  | 64 |  |  | 0.12 | 0.07 |  |  | 66 |  |  | 0.06 | 0.13 |  |  | 39 |  |  | 0.16 |  |  | Oil | FRS_
1711 | 2882 | 2021 | GA | State Farm Support Center East | 55274 | Georgia Power Co | 7140 | State Farm Mutual Auto Ins Co | 18016 | Commercial Non-CHP | Southern Company Services, Inc. - Trans | SOCO | SERC | SRSO | SERC South |  | 13 | 121 | Fulton | 34.086 | -84.245 | 6 | 6 | DFO | OIL |  | 0 | 10.8 | [11 empty] | 0 | 0 | 0 |  | 0 | 0 | [45 empty] | -- | [17 empty] | 0 | 0 | 0 | 0 | 0 | 0 | 0 | 0 | 0 | 0 | 0 | 0 | 0 | 0 | 0 | 0 | [23 empty] | https://www.google.com/maps/@?api=1&map_action=map&center=34.085999999999999%2C-84.245000000000005&zoom=17&basemap=satellite | 77014 | [118 empty] | 0.34 |  |  | 58 |  |  | 0.35 | 0.54 |  |  | 69 |  |  | 0.4 | 0.14 |  |  | 26 |  |  | 0.3 | 0.05 |  |  | 76 |  |  | 0.05 | 0.05 |  |  | 32 |  |  | 0.12 | 0.06 |  |  | 62 |  |  | 0.06 | 0.09 |  |  | 21 |  |  | 0.16 | 0.071455 | 6.214 | Oil | FRS_110028038736
1712 | 8445 | 2021 | NY | RED-Rochester, LLC-Eastman Business Park | 10025 | Rochester Gas & Electric Corp | 16183 | RED-Rochester, LLC | 5624 | Industrial CHP | New York Independent System Operator | NYIS | NPCC | NYUP | NPCC Upstate NY | NYISO | 36 | 55 | Monroe | 43.1989 | -77.6319 | 2 | 7 | NG | GAS |  | 0.255 | 120.8 | 0.90833 |  | Yes | 3993188 | 0.231 | 0.23519 |  | 791226.71 | 351578.454 | 791226.71 | 351578.454 | 269844 | 109262 | 37.709 | 16.695 | 0.488 | 46242.872 | 3690.583 | 369.058 | 46343.994 |  | 0.279 | 0.306 | 0.004 | 342.738 | 0.014 | 0.001 | 343.487 |  | 0.095 | 0.095 | 0.001 | 116.889 | 0.005 | 0 | 117.145 |  | 0.279 | 0.306 | 0.004 | 342.738 | 0.014 | 0.001 | 343.487 |  | 160.335 | 70.985 | 2.073 | 196618.263 | 15691.846 | 1569.185 |  | 3364185.95 | 1494862.7 | 3364185.95 | 1494862.7 | EPA/CAMD | EPA/CAMD | EIA | EIA | EIA | EIA | -- | EPA/CAMD | EPA/CAMD | [6 empty] | 2572959.24 | 1143284.246 | 122.626 | 54.29 | 1.586 | 150375.391 | 12001.263 | 1200.126 | 2932.1634 | 0 | 0 | 269844 | 0 | 0 | 0 | 0 | 0 | 0 | 0 | 0 | 269844 | 0 | 0 | 269844 | 0 | 0 | 0 | 1 | 0 | 0 | 0 | 0 | 0 | 0 | 0 | 0 | 1 | 0 | 0 | 1 | 0 | Yes |  | 3531012.45 |  | 170.442 |  |  | https://www.google.com/maps/@?api=1&map_action=map&center=43.198900000000002%2C-77.631900000000002&zoom=17&basemap=satellite | 135220 | [118 empty] | 0.54 |  |  | 78 |  |  | 0.35 | 0.58 |  |  | 72 |  |  | 0.4 | 0.5 |  |  | 79 |  |  | 0.3 | 0.08 |  |  | 82 |  |  | 0.05 | 0.19 |  |  | 78 |  |  | 0.12 | 0.07 |  |  | 70 |  |  | 0.06 | 0.14 |  |  | 43 |  |  | 0.16 | 0.95128 | 0.0060754 | Gas | FRS_110000492173
1713 | 2884 | 2021 | GA | Sun Trust Plaza | 54845 | Georgia Power Co | 7140 | Sun Trust Plaza Associates LLC | 18166 | Commercial Non-CHP | Southern Company Services, Inc. - Trans | SOCO | SERC | SRSO | SERC South |  | 13 | 121 | Fulton | 33.7625 | -84.3872 | 2 | 2 | DFO | OIL |  | 0.00181 | 2.4 | 1 | [6 empty] | 84 | 30 | 84 | 30 | 38 | 16 | 0.13 | 0.046 | 0.012 | 6.86 | 0.556 | 0.111 | 6.884 |  | 6.842 | 5.75 | 0.642 | 361.053 | 0.015 | 0.003 | 362.289 |  | 3.095 | 3.067 | 0.29 | 163.333 | 0.007 | 0.001 | 163.893 |  | 6.842 | 5.75 | 0.642 | 361.053 | 0.015 | 0.003 | 362.289 |  | 0.13 | 0.046 | 0.012 | 6.86 | 0.556 | 0.111 |  | 84 | 30 | 84 | 30 | EIA | EIA | EIA | EIA | EIA | EIA | -- | EIA | EIA | [14 empty] | 2210.5263 | 0 | 38 | 0 | 0 | 0 | 0 | 0 | 0 | 0 | 0 | 0 | 38 | 0 | 0 | 38 | 0 | 0 | 1 | 0 | 0 | 0 | 0 | 0 | 0 | 0 | 0 | 0 | 1 | 0 | 0 | 1 | 0 | [7 empty] | https://www.google.com/maps/@?api=1&map_action=map&center=33.762500000000003%2C-84.387200000000007&zoom=17&basemap=satellite | 185414 | [118 empty] | 0.45 |  |  | 70 |  |  | 0.35 | 0.54 |  |  | 69 |  |  | 0.4 | 0.33 |  |  | 58 |  |  | 0.3 | 0.01 |  |  | 60 |  |  | 0.05 | 0.07 |  |  | 43 |  |  | 0.12 | 0.04 |  |  | 39 |  |  | 0.06 | 0.08 |  |  | 17 |  |  | 0.16 | 0.01209 | 0.71118 | Oil | FRS_110028038754
1714 | 2885 | 2021 | GA | Superior Landfill Gas Recovery | 57026 | Georgia Power Co | 7140 | WM Renewable Energy LLC | 54842 | IPP Non-CHP | Southern Company Services, Inc. - Trans | SOCO | SERC | SRSO | SERC South |  | 13 | 51 | Chatham | 32.0303 | -81.2722 | 8 | 8 | LFG | BIOMASS |  | 0.84573 | 6.4 | 0 | Yes | [5 empty] | 587797 | 237953 | 587797 | 237953 | 47415 | 19195 | 0 | 0 | 9.846 | 0 | 0 | 0 | 0 |  | 0 | 0 | 0.415 | 0 | 0 | 0 | 0 |  | 0 | 0 | 0.034 | 0 | 0 | 0 | 0 |  | 0 | 0 | 0.415 | 0 | 0 | 0 | 0 |  | 386.008 | 156.264 | 13.226 | 37324.984 | 1367.217 | 136.722 |  | 587797 | 237953 | 587797 | 237953 | EIA | EIA | EIA | EIA | EIA | EIA | -- | EIA | EIA | 386.008 | 156.264 | 3.38 | 37324.984 | 1367.217 | 136.722 | [8 empty] | 12396.8575 | 0 | 0 | 0 | 0 | 0 | 47415 | 0 | 0 | 0 | 0 | 0 | 0 | 47415 | 47415 | 47415 | 0 | 0 | 0 | 0 | 0 | 0 | 1 | 0 | 0 | 0 | 0 | 0 | 0 | 1 | 1 | 1 | 0 | [7 empty] | https://www.google.com/maps/@?api=1&map_action=map&center=32.030299999999997%2C-81.272199999999998&zoom=17&basemap=satellite | 19933 | [118 empty] | 0.46 |  |  | 71 |  |  | 0.35 | 0.59 |  |  | 72 |  |  | 0.4 | 0.33 |  |  | 59 |  |  | 0.3 | 0.03 |  |  | 69 |  |  | 0.05 | 0.12 |  |  | 61 |  |  | 0.12 | 0.06 |  |  | 62 |  |  | 0.06 | 0.14 |  |  | 44 |  |  | 0.16 | 4.2979 | 0.18181 | Biomass | FRS_110009358872
1715 | 2889 | 2021 | GA | Taylor | 56870 | Flint Electric Membership Corp | 6411 | EDL Inc | 55858 | IPP Non-CHP | Southern Company Services, Inc. - Trans | SOCO | SERC | SRSO | SERC South |  | 13 | 269 | Taylor | 32.4522 | -84.3872 | 8 | 8 | LFG | BIOMASS |  | 0.36949 | 8 | 0.71751 | Yes | [5 empty] | 319883 | 129495 | 319883 | 129495 | 25894 | 10482 | 0 | 0 | 5.358 | 0.001 | 0 | 0 | 0.001 |  | 0 | 0 | 0.414 | 0 | 0 | 0 | 0 |  | 0 | 0 | 0.034 | 0 | 0 | 0 | 0 |  | 0 | 0 | 0.414 | 0 | 0 | 0 | 0 |  | 231.912 | 93.88 | 7.198 | 20312.504 | 744.049 | 74.405 |  | 319883 | 129495 | 319883 | 129495 | EIA | EIA | EIA | EIA | EIA | EIA | -- | EIA | EIA | 231.912 | 93.88 | 1.839 | 20312.503 | 744.049 | 74.405 | [8 empty] | 12353.5568 | 0 | 0 | 0 | 0 | 0 | 25894 | 0 | 0 | 0 | 0 | 0 | 0 | 25894 | 25894 | 25894 | 0 | 0 | 0 | 0 | 0 | 0 | 1 | 0 | 0 | 0 | 0 | 0 | 0 | 1 | 1 | 1 | 0 | [7 empty] | https://www.google.com/maps/@?api=1&map_action=map&center=32.452199999999998%2C-84.387200000000007&zoom=17&basemap=satellite | 201 | [118 empty] | 0.26 |  |  | 44 |  |  | 0.35 | 0.09 |  |  | 22 |  |  | 0.4 | 0.43 |  |  | 72 |  |  | 0.3 | 0 |  |  | 0 |  |  | 0.05 | 0.23 |  |  | 84 |  |  | 0.12 | 0.07 |  |  | 68 |  |  | 0.06 | 0.23 |  |  | 75 |  |  | 0.16 | 3.0097 | 0.18414 | Biomass | FRS_110007357118
1716 | 2891 | 2021 | GA | Tech Square Microgrid | 63775 | Georgia Power Co | 7140 | Georgia Power Co | 7140 | Electric Utility | Southern Company Services, Inc. - Trans | SOCO | SERC | SRSO | SERC South |  | 13 | 121 | Fulton | 33.7756 | -84.3899 | 5 | 5 | NG | GAS |  | 0.14563 | 1.4 | 1 | [6 empty] | 17 | 0 | 11424 | 4971 | 1786 | 778 | 0.028 | 0 | 0.002 | 1.231 | 0.112 | 0.022 | 1.236 |  | 0.031 | 0 | 0.003 | 1.378 | 0 | 0 | 1.384 |  | 3.294 |  | 0.294 | 144.824 | 0.007 | 0.001 | 145.383 |  | 0.031 | 0 | 0.003 | 1.378 | 0 | 0 | 1.384 |  | 0.028 | 0 | 0.002 | 1.231 | 0.112 | 0.022 |  | 17 | 0 | 11424 | 4971 | EIA | EIA | EIA | EIA | EIA | EIA | -- | EIA | EIA | [14 empty] | 9.5185 | 0 | 3 | 1784 | 0 | 0 | 0 | 0 | 0 | 0 | 0 | -1 | 1786 | 0 | 0 | 1786 | 0 | 0 | 0.0016788 | 0.99832 | 0 | 0 | 0 | 0 | 0 | 0 | 0 | 0 | 1 | 0 | 0 | 1 | 0 | [7 empty] | https://www.google.com/maps/@?api=1&map_action=map&center=33.775599999999997%2C-84.389899999999997&zoom=17&basemap=satellite | 182032 | [118 empty] | 0.42 |  |  | 67 |  |  | 0.35 | 0.5 |  |  | 67 |  |  | 0.4 | 0.3 |  |  | 55 |  |  | 0.3 | 0.02 |  |  | 62 |  |  | 0.05 | 0.06 |  |  | 39 |  |  | 0.12 | 0.04 |  |  | 37 |  |  | 0.06 | 0.07 |  |  | 17 |  |  | 0.16 |  |  | Gas | FRS_
1717 | 3375 | 2021 | ID | Rathdrum Power, LLC | 55179 | Bonneville Power Administration | 1738 | Rathdrum Operating Services Co., Inc. | 15708 | IPP Non-CHP | Avista Corporation | AVA | WECC | NWPP | WECC Northwest |  | 16 | 55 | Kootenai | 47.7858 | -116.9203 | 1 | 2 | NG | GAS |  | 0.6901 | 301.5 | 0.18317 | [6 empty] | 12870344.25 | 4725335.345 | 12870344.25 | 4725335.345 | 1822638 | 667744 | 75.553 | 27.418 | 3.861 | 764869.01 | 28296.085 | 2829.609 | 765644.323 |  | 0.083 | 0.082 | 0.004 | 839.299 | 0.016 | 0.002 | 840.15 |  | 0.012 | 0.012 | 0.001 | 118.858 | 0.002 | 0 | 118.978 |  | 0.083 | 0.082 | 0.004 | 839.299 | 0.016 | 0.002 | 840.15 |  | 75.553 | 27.418 | 3.861 | 764869.01 | 28296.085 | 2829.609 |  | 12870344.25 | 4725335.345 | 12870344.25 | 4725335.345 | EPA/CAMD | EPA/CAMD | EPA/CAMD | EPA/CAMD | EIA | EIA | -- | EPA/CAMD | EPA/CAMD | [14 empty] | 7061.3826 | 0 | 0 | 1822638 | 0 | 0 | 0 | 0 | 0 | 0 | 0 | 0 | 1822638 | 0 | 0 | 1822638 | 0 | 0 | 0 | 1 | 0 | 0 | 0 | 0 | 0 | 0 | 0 | 0 | 1 | 0 | 0 | 1 | 0 | Yes |  | 11809766.07 | 701842.114 | 72.382 | 3.543 |  | https://www.google.com/maps/@?api=1&map_action=map&center=47.785800000000002%2C-116.9203&zoom=17&basemap=satellite | 9952 | [118 empty] | 0.16 |  |  | 23 |  |  | 0.35 | 0.09 |  |  | 22 |  |  | 0.4 | 0.22 |  |  | 41 |  |  | 0.3 | 0 |  |  | 0 |  |  | 0.05 | 0.1 |  |  | 57 |  |  | 0.12 | 0.09 |  |  | 81 |  |  | 0.06 | 0.18 |  |  | 62 |  |  | 0.16 | 36.8885 | 0.043685 | Gas | FRS_110046364439
1718 | 2896 | 2021 | GA | Thomas A. Smith Energy Facility | 55382 | Georgia Power Co | 7140 | Oglethorpe Power Corporation | 13994 | Electric Utility | Southern Company Services, Inc. - Trans | SOCO | SERC | SRSO | SERC South |  | 13 | 213 | Murray | 34.7094 | -84.9175 | 4 | 6 | NG | GAS |  | 0.76455 | 1192 | 0.059085 | [6 empty] | 59122259.29 | 25684930.26 | 59122259.29 | 25684930.26 | 7983357 | 3441954 | 281.335 | 124.254 | 17.738 | 3513547.409 | 130962.733 | 13096.273 | 3517135.788 |  | 0.07 | 0.072 | 0.004 | 880.218 | 0.016 | 0.002 | 881.117 |  | 0.01 | 0.01 | 0.001 | 118.857 | 0.002 | 0 | 118.978 |  | 0.07 | 0.072 | 0.004 | 880.218 | 0.016 | 0.002 | 881.117 |  | 281.335 | 124.254 | 17.738 | 3513547.409 | 130962.733 | 13096.273 |  | 59122259.29 | 25684930.26 | 59122259.29 | 25684930.26 | EPA/CAMD | EPA/CAMD | EPA/CAMD | EPA/CAMD | EIA | EIA | -- | EPA/CAMD | EPA/CAMD | [14 empty] | 7405.689 | 0 | 0 | 7983357 | 0 | 0 | 0 | 0 | 0 | 0 | 0 | 0 | 7983357 | 0 | 0 | 7983357 | 0 | 0 | 0 | 1 | 0 | 0 | 0 | 0 | 0 | 0 | 0 | 0 | 1 | 0 | 0 | 1 | 0 | Yes |  | 59196762.48 | 3517983.624 | 282.85 | 17.76 |  | https://www.google.com/maps/@?api=1&map_action=map&center=34.709400000000002%2C-84.917500000000004&zoom=17&basemap=satellite | 6943 | [118 empty] | 0.55 |  |  | 78 |  |  | 0.35 | 0.49 |  |  | 66 |  |  | 0.4 | 0.61 |  |  | 88 |  |  | 0.3 | 0.02 |  |  | 66 |  |  | 0.05 | 0.36 |  |  | 94 |  |  | 0.12 | 0.06 |  |  | 57 |  |  | 0.06 | 0.13 |  |  | 41 |  |  | 0.16 | 79.1 | 0.024054 | Gas | FRS_110002374216
1719 | 2905 | 2021 | GA | Valdosta Water Treatment Plant | 54839 | Georgia Power Co | 7140 | Valdosta City of | 19726 | Commercial Non-CHP | Southern Company Services, Inc. - Trans | SOCO | SERC | SRSO | SERC South |  | 13 | 185 | Lowndes | 30.9136 | -83.2529 | 2 | 2 | DFO | OIL |  | 0 | 3.4 | [11 empty] | 0 | 0 | 0 |  | 0 | 0 | [45 empty] | -- | [17 empty] | 0 | 0 | 0 | 0 | 0 | 0 | 0 | 0 | 0 | 0 | 0 | 0 | 0 | 0 | 0 | 0 | [23 empty] | https://www.google.com/maps/@?api=1&map_action=map&center=30.913599999999999%2C-83.252899999999997&zoom=17&basemap=satellite | 22895 | [118 empty] | 0.41 |  |  | 66 |  |  | 0.35 | 0.48 |  |  | 65 |  |  | 0.4 | 0.35 |  |  | 61 |  |  | 0.3 | 0.01 |  |  | 59 |  |  | 0.05 | 0.08 |  |  | 50 |  |  | 0.12 | 0.1 |  |  | 83 |  |  | 0.06 | 0.1 |  |  | 27 |  |  | 0.16 |  |  | Oil | FRS_
1720 | 7527 | 2021 | NJ | Logan Generating Plant | 10043 | Atlantic City Electric Co | 963 | Logan Generating Company LP | 63046 | IPP CHP | PJM Interconnection, LLC | PJM | RFC | RFCE | RFC East | PJM | 34 | 15 | Gloucester | 39.7928 | -75.4067 | 1 | 1 | BIT | COAL | Yes | 0.26642 | 242.3 | 0.88931 |  | Yes | 227204.8 | 8.494 | 0.91887 |  | 6639441.612 | 3238266.321 | 6639441.612 | 3238266.321 | 565480.43 | 269485.426 | 407.82 | 194.767 | 446.622 | 678462.551 | 152845.707 | 22247.733 | 683688.034 |  | 1.442 | 1.445 | 1.58 | 2399.597 | 0.27 | 0.039 | 2418.078 |  | 0.123 | 0.12 | 0.135 | 204.373 | 0.023 | 0.003 | 205.947 |  | 1.442 | 1.445 | 1.58 | 2399.597 | 0.27 | 0.039 | 2418.079 |  | 443.827 | 211.964 | 486.055 | 738365.855 | 166340.87 | 24212.046 |  | 7225655.973 | 3524181.664 | 7225655.973 | 3524181.664 | EPA/CAMD | EPA/CAMD | EPA/CAMD | EPA/CAMD | EIA | EIA | -- | EPA/CAMD | EPA/CAMD | [6 empty] | 586214.361 | 285915.343 | 36.007 | 17.197 | 39.433 | 59903.304 | 13495.163 | 1964.313 | 11741.2403 | 561532.15 | 3948.279 | 0 | 0 | 0 | 0 | 0 | 0 | 0 | 0 | 0 | 565480.429 | 0 | 0 | 565480.429 | 0 | 0.99302 | 0.0069822 | 0 | 0 | 0 | 0 | 0 | 0 | 0 | 0 | 0 | 1 | 0 | 0 | 1 | 0 | Yes |  | 2573896.284 | 263170.495 | 158.384 | 164.917 |  | https://www.google.com/maps/@?api=1&map_action=map&center=39.7928%2C-75.406666999999999&zoom=17&basemap=satellite | 15079 | [118 empty] | 0.39 |  |  | 63 |  |  | 0.35 | 0.39 |  |  | 59 |  |  | 0.4 | 0.38 |  |  | 65 |  |  | 0.3 | 0.03 |  |  | 68 |  |  | 0.05 | 0.11 |  |  | 61 |  |  | 0.12 | 0.05 |  |  | 51 |  |  | 0.06 | 0.13 |  |  | 42 |  |  | 0.16 | 26.4636 | 0.11942 | Coal | FRS_110000575182
1721 | 2910 | 2021 | GA | Walton Bainbridge Power Facility | 56015 | Georgia Transmission Corp | 7197 | Walton Bainbridge LLC | 60493 | IPP Non-CHP | Southern Company Services, Inc. - Trans | SOCO | SERC | SRSO | SERC South |  | 13 | 87 | Decatur | 30.911 | -84.5473 | 4 | 2 | DFO | OIL |  | 0.00095 | 80 | 1 | [6 empty] | 13491.2 | 7189.9 | 13491.2 | 7189.9 | 667 | 285 | 1.47 | 0.712 | 1.361 | 1101.73 | 72.872 | 14.574 | 1104.812 |  | 4.408 | 4.996 | 4.081 | 3303.538 | 0.109 | 0.022 | 3312.781 |  | 0.218 | 0.198 | 0.202 | 163.326 | 0.005 | 0.001 | 163.783 |  | 4.408 | 4.996 | 4.081 | 3303.538 | 0.109 | 0.022 | 3312.781 |  | 1.47 | 0.712 | 1.361 | 1101.73 | 72.872 | 14.574 |  | 13491.2 | 7189.9 | 13491.2 | 7189.9 | EPA/CAMD | EPA/CAMD | EPA/CAMD | EIA | EIA | EIA | -- | EPA/CAMD | EPA/CAMD | [14 empty] | 20226.6867 | 0 | 667 | 0 | 0 | 0 | 0 | 0 | 0 | 0 | 0 | 0 | 667 | 0 | 0 | 667 | 0 | 0 | 1 | 0 | 0 | 0 | 0 | 0 | 0 | 0 | 0 | 0 | 1 | 0 | 0 | 1 | 0 | Yes |  | 22639.5 |  | 2.319 | 2.286 |  | https://www.google.com/maps/@?api=1&map_action=map&center=30.910985%2C-84.547303999999997&zoom=17&basemap=satellite | 13206 | [118 empty] | 0.54 |  |  | 77 |  |  | 0.35 | 0.58 |  |  | 72 |  |  | 0.4 | 0.49 |  |  | 79 |  |  | 0.3 | 0.01 |  |  | 57 |  |  | 0.05 | 0.16 |  |  | 73 |  |  | 0.12 | 0.07 |  |  | 71 |  |  | 0.06 | 0.17 |  |  | 57 |  |  | 0.16 | 0.0252 | 0.61463 | Oil | FRS_110035420764
1722 | 2914 | 2021 | GA | Wansley CC (55965) | 55965 | Georgia Power Co | 7140 | Southern Power Co | 17650 | IPP Non-CHP | Southern Company Services, Inc. - Trans | SOCO | SERC | SRSO | SERC South |  | 13 | 149 | Heard | 33.4064 | -85.037 | 4 | 6 | NG | GAS |  | 0.71223 | 1239 | 0.14628 | [6 empty] | 53436536.59 | 25506484.27 | 53436536.59 | 25506484.27 | 7730334 | 3663942 | 234.203 | 112.525 | 16.032 | 3175655.582 | 119296.809 | 11929.681 | 3178924.315 |  | 0.061 | 0.061 | 0.004 | 821.609 | 0.015 | 0.002 | 822.455 |  | 0.009 | 0.009 | 0.001 | 118.857 | 0.002 | 0 | 118.979 |  | 0.061 | 0.061 | 0.004 | 821.609 | 0.015 | 0.002 | 822.455 |  | 234.203 | 112.525 | 16.032 | 3175655.582 | 119296.809 | 11929.681 |  | 53436536.59 | 25506484.27 | 53436536.59 | 25506484.27 | EPA/CAMD | EPA/CAMD | EPA/CAMD | EPA/CAMD | EIA | EIA | -- | EPA/CAMD | EPA/CAMD | [14 empty] | 6912.578 | 0 | 0 | 7730334 | 0 | 0 | 0 | 0 | 0 | 0 | 0 | 0 | 7730334 | 0 | 0 | 7730334 | 0 | 0 | 0 | 1 | 0 | 0 | 0 | 0 | 0 | 0 | 0 | 0 | 1 | 0 | 0 | 1 | 0 | Yes |  | 62333594.58 | 3704407.016 | 260.263 | 18.7 |  | https://www.google.com/maps/@?api=1&map_action=map&center=33.406385%2C-85.036987999999994&zoom=17&basemap=satellite | 548 | [118 empty] | 0.27 |  |  | 45 |  |  | 0.35 | 0.1 |  |  | 24 |  |  | 0.4 | 0.43 |  |  | 72 |  |  | 0.3 | 0 |  |  | 0 |  |  | 0.05 | 0.14 |  |  | 68 |  |  | 0.12 | 0.07 |  |  | 70 |  |  | 0.06 | 0.19 |  |  | 65 |  |  | 0.16 | 213.7367 | 0.050854 | Gas | FRS_110050259474
1723 | 2917 | 2021 | GA | Washington County Power | 55332 | Georgia Transmission Corp | 7197 | SEPG Operating Services, LLC WCP | 59416 | IPP Non-CHP | Southern Company Services, Inc. - Trans | SOCO | SERC | SRSO | SERC South |  | 13 | 303 | Washington | 33.0922 | -82.98 | 4 | 4 | NG | GAS |  | 0.018 | 795.6 | 1 | [6 empty] | 1690667.541 | 1174351.195 | 1690667.541 | 1174351.195 | 125459 | 54680 | 35 | 23.773 | 0.507 | 100475.029 | 3024.586 | 302.459 | 100557.903 |  | 0.558 | 0.87 | 0.008 | 1601.719 | 0.024 | 0.002 | 1603.04 |  | 0.041 | 0.04 | 0.001 | 118.858 | 0.002 | 0 | 118.956 |  | 0.558 | 0.87 | 0.008 | 1601.719 | 0.024 | 0.002 | 1603.04 |  | 35 | 23.773 | 0.507 | 100475.029 | 3024.586 | 302.459 |  | 1690667.541 | 1174351.195 | 1690667.541 | 1174351.195 | EPA/CAMD | EPA/CAMD | EPA/CAMD | EPA/CAMD | EIA | EIA | -- | EPA/CAMD | EPA/CAMD | [14 empty] | 13475.857 | 0 | 0 | 125459 | 0 | 0 | 0 | 0 | 0 | 0 | 0 | 0 | 125459 | 0 | 0 | 125459 | 0 | 0 | 0 | 1 | 0 | 0 | 0 | 0 | 0 | 0 | 0 | 0 | 1 | 0 | 0 | 1 | 0 | Yes |  | 4664983.726 | 277237.622 | 95.454 | 1.399 |  | https://www.google.com/maps/@?api=1&map_action=map&center=33.092238999999999%2C-82.979991999999996&zoom=17&basemap=satellite | 147 | [118 empty] | 0.39 |  |  | 63 |  |  | 0.35 | 0.41 |  |  | 60 |  |  | 0.4 | 0.36 |  |  | 64 |  |  | 0.3 | 0 |  |  | 0 |  |  | 0.05 | 0.11 |  |  | 60 |  |  | 0.12 | 0.11 |  |  | 89 |  |  | 0.06 | 0.13 |  |  | 40 |  |  | 0.16 | 5.7939 | 0.052527 | Gas | FRS_110007390796
1724 | 9246 | 2021 | PA | General Electric Diesel Engine Plant | 10058 | Pennsylvania Power Co | 14716 | General Electric Co | 7075 | Industrial Non-CHP | PJM Interconnection, LLC | PJM | RFC | RFCW | RFC West | PJM | 42 | 85 | Mercer | 41.1694 | -80.1055 | 1 | 1 | DFO | OIL |  | 0.08985 | 4.4 | 1 |  | Yes | 0 |  | 1 |  | 125768 | 56411 | 125768 | 56411 | 3463 | 1535 | 202.091 | 90.644 | 18.236 | 10270.576 | 831.814 | 166.363 | 10305.762 |  | 116.714 | 118.103 | 10.532 | 5931.606 | 0.24 | 0.048 | 5951.927 |  | 3.214 | 3.214 | 0.29 | 163.326 | 0.007 | 0.001 | 163.885 |  | 116.704 | 118.092 | 10.531 | 5931.058 | 0.24 | 0.048 | 5951.377 |  | 202.091 | 90.644 | 18.236 | 10270.576 | 831.814 | 166.363 |  | 125768 | 56411 | 125768 | 56411 | EIA | EIA | EIA | EIA | EIA | EIA | -- | EIA | EIA | [6 empty] | 0 | 0 | 0 | 0 | 0 | 0 | 0 | 0 | 36314.288 | 0 | 3463.32 | 0 | 0 | 0 | 0 | 0 | 0 | 0 | 0 | 0 | 3463.32 | 0 | 0 | 3463.32 | 0 | 0 | 1 | 0 | 0 | 0 | 0 | 0 | 0 | 0 | 0 | 0 | 1 | 0 | 0 | 1 | 0 | [7 empty] | https://www.google.com/maps/@?api=1&map_action=map&center=41.169400000000003%2C-80.105500000000006&zoom=17&basemap=satellite | 12752 | [118 empty] | 0.16 |  |  | 23 |  |  | 0.35 | 0.07 |  |  | 18 |  |  | 0.4 | 0.25 |  |  | 45 |  |  | 0.3 | 0 |  |  | 0 |  |  | 0.05 | 0.06 |  |  | 39 |  |  | 0.12 | 0.03 |  |  | 33 |  |  | 0.06 | 0.16 |  |  | 54 |  |  | 0.16 | 15.5401 | 9.4584 | Oil | FRS_110028048510
1725 | 2921 | 2021 | GA | WestRock Southeast, LLC. | 54004 | Georgia Transmission Corp | 7197 | WestRock Southeast, LLC | 17610 | Industrial CHP | Southern Company Services, Inc. - Trans | SOCO | SERC | SRSO | SERC South |  | 13 | 175 | Laurens | 32.5036 | -82.8443 | 3 | 2 | TDF | OFSL |  | 0.30035 | 82.1 | 0.83276 | Yes | Yes | 3818758.4 | 0.193 | 0.20471 |  | 1196958.86 | 498015.928 | 1196958.86 | 498015.928 | 216008 | 82171 | 104.242 | 8.846 | 6.439 | 59671.244 | 70437.562 | 9237.972 | 61928.171 |  | 0.965 | 0.215 | 0.06 | 552.491 | 0.326 | 0.043 | 573.388 |  | 0.174 | 0.036 | 0.011 | 99.705 | 0.059 | 0.008 | 103.476 |  | 0.965 | 0.215 | 0.06 | 552.491 | 0.326 | 0.043 | 573.388 |  | 509.21 | 43.212 | 31.451 | 541536.309 | 344078.855 | 45126.36 |  | 5846997.33 | 2432746.771 | 5846997.33 | 2432746.771 | EIA | EIA |  | EIA | EIA | EIA | -- | [5 empty] | 250049.595 |  |  | 4650038.47 | 1934730.843 | 404.968 | 34.366 | 25.013 | 231815.47 | 273641.294 | 35888.388 | 5541.2735 | 0 | 0 | 68153.531 | 0 | 0 | 71405.309 | 0 | 0 | 0 | 76449.06 | 0 | 144602.591 | 71405.309 | 71405.309 | 216007.9 | 0 | 0 | 0 | 0.31551 | 0 | 0 | 0.33057 | 0 | 0 | 0 | 0.35392 | 0 | 0.66943 | 0.33057 | 0.33057 | 1 | 0 | [7 empty] | https://www.google.com/maps/@?api=1&map_action=map&center=32.503599999999999%2C-82.844300000000004&zoom=17&basemap=satellite | 2794 | [118 empty] | 0.52 |  |  | 76 |  |  | 0.35 | 0.46 |  |  | 64 |  |  | 0.4 | 0.58 |  |  | 87 |  |  | 0.3 | 0.05 |  |  | 74 |  |  | 0.05 | 0.11 |  |  | 60 |  |  | 0.12 | 0.1 |  |  | 86 |  |  | 0.06 | 0.09 |  |  | 23 |  |  | 0.16 | 10.3845 | 0.089048 | Other Fossil | FRS_110000359950
1726 | 7536 | 2021 | NJ | Mars Wrigley Confectionery US, LLC | 10061 | Jersey Central Power & Lt Co | 9726 | Mars Wrigley Confectionery US, LLC | 11401 | Industrial CHP | PJM Interconnection, LLC | PJM | RFC | RFCE | RFC East | PJM | 34 | 41 | WARREN | 40.8625 | -74.825 | 2 | 2 | NG | GAS |  | 0.53598 | 12.3 | 0.44003 |  | Yes | 304680 | 0.647 | 0.4631 |  | 385164.621 | 0 | 385164.621 | 0 | 57751 | 29095.008 | 59.428 | 29.94 | 0.616 | 22510.765 | 849.142 | 84.914 | 22534.031 |  | 2.058 | 2.058 | 0.021 | 779.58 | 0.015 | 0.001 | 780.386 |  | 0.309 |  | 0.003 | 116.889 | 0.002 | 0 | 117.01 |  | 2.058 | 2.058 | 0.021 | 779.58 | 0.015 | 0.001 | 780.386 |  | 128.324 | 64.65 | 1.329 | 48608.31 | 1833.584 | 183.358 |  | 831699.925 | 0 | 831699.925 | 0 | EIA | EIA | EIA | EIA | EIA | EIA | -- | EIA | EIA | [6 empty] | 446535.304 | 0 | 68.896 | 34.71 | 0.714 | 26097.545 | 984.442 | 98.444 | 6669.4018 | 0 | 0 | 57751 | 0 | 0 | 0 | 0 | 0 | 0 | 0 | 0 | 57751 | 0 | 0 | 57751 | 0 | 0 | 0 | 1 | 0 | 0 | 0 | 0 | 0 | 0 | 0 | 0 | 1 | 0 | 0 | 1 | 0 | [7 empty] | https://www.google.com/maps/@?api=1&map_action=map&center=40.862499999999997%2C-74.825000000000003&zoom=17&basemap=satellite | 26621 | [118 empty] | 0.21 |  |  | 34 |  |  | 0.35 | 0.27 |  |  | 47 |  |  | 0.4 | 0.15 |  |  | 26 |  |  | 0.3 | 0.04 |  |  | 72 |  |  | 0.05 | 0.06 |  |  | 42 |  |  | 0.12 | 0.04 |  |  | 45 |  |  | 0.06 | 0.16 |  |  | 52 |  |  | 0.16 | 1.24 | 0.041592 | Gas | FRS_110000320714
1727 | 2927 | 2021 | GA | YKK USA Chestney | 54566 | Georgia Power Co | 7140 | YKK USA Inc | 21116 | Industrial Non-CHP | Southern Company Services, Inc. - Trans | SOCO | SERC | SRSO | SERC South |  | 13 | 21 | Bibb | 32.8061 | -83.5456 | 3 | 3 | DFO | OIL |  | 0 | 1.3 | [11 empty] | 0 | 0 | 0 |  | 0 | 0 | [45 empty] | -- | [17 empty] | 0 | 0 | 0 | 0 | 0 | 0 | 0 | 0 | 0 | 0 | 0 | 0 | 0 | 0 | 0 | 0 | [23 empty] | https://www.google.com/maps/@?api=1&map_action=map&center=32.806100000000001%2C-83.545599999999993&zoom=17&basemap=satellite | 4663 | [118 empty] | 0.65 |  |  | 86 |  |  | 0.35 | 0.71 |  |  | 79 |  |  | 0.4 | 0.59 |  |  | 87 |  |  | 0.3 | 0 |  |  | 0 |  |  | 0.05 | 0.18 |  |  | 77 |  |  | 0.12 | 0.03 |  |  | 26 |  |  | 0.06 | 0.18 |  |  | 60 |  |  | 0.16 |  |  | Oil | FRS_
1728 | 2929 | 2021 | HI | AES Hawaii | 10673 | Hawaiian Electric Co Inc | 19547 | AES Hawaii LLC | 177 | IPP CHP | Hawaiian Electric Co Inc | HECO | HI | HIOA | HICC Oahu |  | 15 | 3 | Honolulu | 21.3034 | -158.1065 | 2 | 1 | SUB | COAL | Yes | 0.62254 | 203 | 0.29577 | Yes | Yes | 71789.6 | 52.631 | 0.98595 |  | 12389274.91 | 5403041.595 | 12389274.91 | 5403041.595 | 1107052 | 483915 | 1563.542 | 672.352 | 2893.917 | 1324986.031 | 316073.771 | 45801.188 | 1335761.33 |  | 2.825 | 2.779 | 5.228 | 2393.72 | 0.286 | 0.041 | 2413.186 |  | 0.252 | 0.249 | 0.467 | 213.892 | 0.026 | 0.004 | 215.632 |  | 2.825 | 2.779 | 5.228 | 2393.72 | 0.286 | 0.041 | 2413.186 |  | 1585.823 | 681.933 | 2935.156 | 1343867.239 | 320577.86 | 46453.86 |  | 12565823.55 | 5480035.58 | 12565823.55 | 5480035.58 | EIA | EIA | EIA | EIA | EIA | EIA | -- | EIA |  |  |  |  | 0 |  |  | 176548.64 | 76993.985 | 22.281 | 9.581 | 41.239 | 18881.208 | 4504.089 | 652.672 | 11191.2311 | 1084555.1 | 22257.055 | 0 | 0 | 0 | 0 | 0 | 0 | 0 | 239.853 | 0 | 1107052.008 | 0 | 0 | 1107052.008 | 0 | 0.97968 | 0.020105 | 0 | 0 | 0 | 0 | 0 | 0 | 0 | 0.00021666 | 0 | 1 | 0 | 0 | 1 | 0 | Yes | [6 empty] | https://www.google.com/maps/@?api=1&map_action=map&center=21.303419000000002%2C-158.106528&zoom=17&basemap=satellite | 9680 | [118 empty] | 0.45 |  |  | 69 |  |  | 0.35 | 0.76 |  |  | 81 |  |  | 0.4 | 0.14 |  |  | 25 |  |  | 0.3 | 0.01 |  |  | 57 |  |  | 0.05 | 0.05 |  |  | 33 |  |  | 0.12 | 0.07 |  |  | 69 |  |  | 0.06 | 0.12 |  |  | 35 |  |  | 0.16 | 93.7326 | 0.15833 | Coal | FRS_110027164164
1729 | 2934 | 2021 | HI | Biomass to Energy Facility, Kauai | 59035 | Kauai Island Utility Cooperative | 10071 | Green Energy Team LLC | 58873 | IPP Non-CHP | No balancing authority | NA | HI | HIMS | HICC Miscellaneous |  | 15 | 7 | Kauai | 21.9653 | -159.4606 | 3 | 3 | AB | BIOMASS |  | 0.53851 | 10.3 | 0.43581 | Yes | [5 empty] | 723718 | 912 | 723718 | 912 | 48589 | 20169.869 | 54.098 | 22.512 | 9.325 | 171.135 | 50922.737 | 6684.565 | 1803.669 |  | 2.227 | 2.232 | 0.384 | 7.044 | 1.048 | 0.138 | 74.242 |  | 0.15 | 49.368 | 0.026 | 0.473 | 0.07 | 0.009 | 4.984 |  | 2.227 | 2.232 | 0.384 | 7.044 | 1.048 | 0.138 | 74.242 |  | 54.098 | 22.512 | 9.325 | 94169.421 | 50922.737 | 6684.565 |  | 723718 | 912 | 723718 | 912 | EIA | EIA | EIA | EIA | EIA | EIA | -- | [5 empty] | 93998.286 | [10 empty] | 14894.6881 | 0 | 164 | 0 | 0 | 0 | 48425 | 0 | 0 | 0 | 0 | 0 | 164 | 48425 | 48425 | 48589 | 0 | 0 | 0.0033753 | 0 | 0 | 0 | 0.99662 | 0 | 0 | 0 | 0 | 0 | 0.0033753 | 0.99662 | 0.99662 | 1 | 0 | [7 empty] | https://www.google.com/maps/@?api=1&map_action=map&center=21.965278000000001%2C-159.460556&zoom=17&basemap=satellite | 457 | [118 empty] | 0.45 |  |  | 69 |  |  | 0.35 | 0.61 |  |  | 73 |  |  | 0.4 | 0.29 |  |  | 52 |  |  | 0.3 | 0.02 |  |  | 66 |  |  | 0.05 | 0.05 |  |  | 35 |  |  | 0.12 | 0.1 |  |  | 83 |  |  | 0.06 | 0.19 |  |  | 63 |  |  | 0.16 | 332.1106 | 13.6119 | Biomass | FRS_110070059400
1730 | 2936 | 2021 | HI | Campbell Industrial Park | 56329 | Hawaiian Electric Co Inc | 19547 | Hawaiian Electric Co Inc | 19547 | Electric Utility | Hawaiian Electric Co Inc | HECO | HI | HIOA | HICC Oahu |  | 15 | 3 | Honolulu | 21.3025 | -158.1017 | 1 | 1 | DFO | OIL |  | 0.09603 | 113 | 1 | Yes | [5 empty] | 1590490 | 697487 | 1590490 | 697487 | 95062 | 42159 | 717.245 | 315.48 | 244.368 | 129883.983 | 10519.299 | 2103.86 | 130328.949 |  | 15.09 | 14.966 | 5.141 | 2732.616 | 0.111 | 0.022 | 2741.978 |  | 0.902 | 0.905 | 0.307 | 163.326 | 0.007 | 0.001 | 163.885 |  | 15.09 | 14.966 | 5.141 | 2732.616 | 0.111 | 0.022 | 2741.978 |  | 717.245 | 315.48 | 244.368 | 129883.983 | 10519.299 | 2103.86 |  | 1590490 | 697487 | 1590490 | 697487 | EIA | EIA | EIA | EIA | EIA | EIA | -- | EIA | EIA |  |  |  | 0 | [10 empty] | 16731.0808 | 0 | 95062 | 0 | 0 | 0 | 0 | 0 | 0 | 0 | 0 | 0 | 95062 | 0 | 0 | 95062 | 0 | 0 | 1 | 0 | 0 | 0 | 0 | 0 | 0 | 0 | 0 | 0 | 1 | 0 | 0 | 1 | 0 | [7 empty] | https://www.google.com/maps/@?api=1&map_action=map&center=21.302499999999998%2C-158.10166699999999&zoom=17&basemap=satellite | 12019 | [118 empty] | 0.46 |  |  | 71 |  |  | 0.35 | 0.78 |  |  | 82 |  |  | 0.4 | 0.14 |  |  | 25 |  |  | 0.3 | 0.01 |  |  | 57 |  |  | 0.05 | 0.05 |  |  | 35 |  |  | 0.12 | 0.08 |  |  | 75 |  |  | 0.06 | 0.11 |  |  | 33 |  |  | 0.16 | 12.7282 | 0.30409 | Oil | FRS_110045950315
1731 | 2983 | 2021 | HI | Tesoro Hawaii | 10093 | Hawaiian Electric Co Inc | 19547 | PAR Petroleum | 58553 | Industrial CHP | No balancing authority | NA | HI | HIOA | HICC Oahu |  | 15 | 3 | Honolulu | 21.3032 | -158.0914 | 1 | 1 | WO | OIL |  | 0.87986 | 20 | 0 |  | Yes | 794273.6 | 0.662 | 0.46899 |  | 801235.999 | 329517.129 | 801235.999 | 329517.129 | 154152 | 64177 | 293.193 | 138.902 | 82.954 | 68303.676 | 49498.053 | 6644.5 | 69912.432 |  | 3.804 | 4.329 | 1.076 | 886.186 | 0.321 | 0.043 | 907.058 |  | 0.732 | 0.843 | 0.207 | 170.496 | 0.062 | 0.008 | 174.511 |  | 3.804 | 4.329 | 1.076 | 886.186 | 0.321 | 0.043 | 907.058 |  | 625.164 | 296.175 | 176.88 | 145641.155 | 105542.69 | 14167.799 |  | 1708443 | 702616 | 1708443 | 702616 | EIA | EIA | EIA | EIA | EIA | EIA | -- | EIA | EIA | [6 empty] | 907207.001 | 373098.871 | 331.971 | 157.273 | 93.926 | 77337.479 | 56044.637 | 7523.298 | 5197.6994 | 0 | 154152.045 | 0 | 0 | 0 | 0 | 0 | 0 | 0 | 0 | 0 | 154152.045 | 0 | 0 | 154152.045 | 0 | 0 | 1 | 0 | 0 | 0 | 0 | 0 | 0 | 0 | 0 | 0 | 1 | 0 | 0 | 1 | 0 | [7 empty] | https://www.google.com/maps/@?api=1&map_action=map&center=21.303229000000002%2C-158.09143800000001&zoom=17&basemap=satellite | 20917 | [118 empty] | 0.51 |  |  | 75 |  |  | 0.35 | 0.85 |  |  | 86 |  |  | 0.4 | 0.16 |  |  | 29 |  |  | 0.3 | 0.01 |  |  | 59 |  |  | 0.05 | 0.06 |  |  | 39 |  |  | 0.12 | 0.09 |  |  | 81 |  |  | 0.06 | 0.1 |  |  | 29 |  |  | 0.16 | 127.3607 | 1.6069 | Oil | FRS_110000486322
1732 | 2939 | 2021 | HI | H Power | 10334 | Hawaiian Electric Co Inc | 19547 | Covanta Honolulu Resource Recovery | 49846 | Commercial Non-CHP | Hawaiian Electric Co Inc | HECO | HI | HIOA | HICC Oahu |  | 15 | 3 | Honolulu | 21.3 | -158.0986 | 4 | 3 | MSW | BIOMASS |  | 0.41453 | 100.2 | 0.64245 | Yes | [5 empty] | 7123841.6 | 2816992.522 | 7123841.6 | 2816992.522 | 363857 | 143848 | 867.514 | 305.862 | 51.549 | 393295.12 | 498820.663 | 65496.913 | 409289.419 |  | 4.768 | 4.253 | 0.283 | 2161.811 | 1.371 | 0.18 | 2249.727 |  | 0.244 | 0.217 | 0.014 | 110.417 | 0.07 | 0.009 | 114.907 |  | 4.768 | 4.253 | 0.283 | 2161.811 | 1.371 | 0.18 | 2249.727 |  | 867.514 | 305.862 | 51.549 | 711163.285 | 498820.663 | 65496.913 |  | 7123841.6 | 2816992.522 | 7123841.6 | 2816992.522 | EIA | EIA | EIA | EIA | EIA | EIA | -- | EIA | EIA |  |  |  | 317868.165 | [10 empty] | 19578.6848 | 0 | 2974.615 | 0 | 0 | 0 | 162397.71 | 0 | 0 | 0 | 198484.68 | 0 | 201459.295 | 162397.71 | 162397.71 | 363857.005 | 0 | 0 | 0.0081752 | 0 | 0 | 0 | 0.44632 | 0 | 0 | 0 | 0.5455 | 0 | 0.55368 | 0.44632 | 0.44632 | 1 | 0 | [7 empty] | https://www.google.com/maps/@?api=1&map_action=map&center=21.300035999999999%2C-158.098615&zoom=17&basemap=satellite | 10436 | [118 empty] | 0.48 |  |  | 72 |  |  | 0.35 | 0.81 |  |  | 84 |  |  | 0.4 | 0.14 |  |  | 26 |  |  | 0.3 | 0.01 |  |  | 57 |  |  | 0.05 | 0.05 |  |  | 35 |  |  | 0.12 | 0.07 |  |  | 66 |  |  | 0.06 | 0.1 |  |  | 27 |  |  | 0.16 |  |  | Biomass | FRS_110071046304
1733 | 7581 | 2021 | NJ | Pedricktown Cogeneration Plant | 10099 | Atlantic City Electric Co | 963 | Pedricktown Cogeneration Company LP | 50160 | IPP Non-CHP | PJM Interconnection, LLC | PJM | RFC | RFCE | RFC East | PJM | 34 | 33 | Salem | 39.7668 | -75.4238 | 1 | 2 | NG | GAS |  | 0.03494 | 140.2 | 1 |  | Yes | 0 |  | 1 |  | 418891.37 | 293437.764 | 418891.37 | 293437.764 | 42915 | 29691 | 12.313 | 9.232 | 0.128 | 25034.361 | 950.31 | 95.031 | 25060.399 |  | 0.574 | 0.622 | 0.006 | 1166.695 | 0.022 | 0.002 | 1167.909 |  | 0.059 | 0.063 | 0.001 | 119.527 | 0.002 | 0 | 119.651 |  | 0.574 | 0.622 | 0.006 | 1166.695 | 0.022 | 0.002 | 1167.909 |  | 12.313 | 9.232 | 0.128 | 25034.361 | 950.31 | 95.031 |  | 418891.37 | 293437.764 | 418891.37 | 293437.764 | EPA/CAMD | EPA/CAMD | EPA/CAMD | EPA/CAMD | EIA | EIA | -- | EPA/CAMD | EPA/CAMD | [6 empty] | 0 | 0 | 0 | 0 | 0 | 0 | 0 | 0 | 9760.9547 | 0 | 0 | 42915 | 0 | 0 | 0 | 0 | 0 | 0 | 0 | 0 | 42915 | 0 | 0 | 42915 | 0 | 0 | 0 | 1 | 0 | 0 | 0 | 0 | 0 | 0 | 0 | 0 | 1 | 0 | 0 | 1 | 0 | Yes |  | 128151.503 | 7616.127 | 3.134 | 0.038 |  | https://www.google.com/maps/@?api=1&map_action=map&center=39.766800000000003%2C-75.4238&zoom=17&basemap=satellite | 7517 | [118 empty] | 0.33 |  |  | 55 |  |  | 0.35 | 0.37 |  |  | 57 |  |  | 0.4 | 0.29 |  |  | 51 |  |  | 0.3 | 0.03 |  |  | 70 |  |  | 0.05 | 0.11 |  |  | 61 |  |  | 0.12 | 0.07 |  |  | 66 |  |  | 0.06 | 0.14 |  |  | 45 |  |  | 0.16 | 3.334 | 0.1194 | Gas | FRS_110000582094
1734 | 2940 | 2021 | HI | Hamakua Energy Plant | 55369 | Hawaii Electric Light Co Inc | 8287 | Hamakua Energy, LLC | 61213 | IPP Non-CHP | No balancing authority | NA | HI | HIMS | HICC Miscellaneous |  | 15 | 1 | Hawaii | 20.0939 | -155.4711 | 4 | 3 | WO | OIL |  | 0.38234 | 66 | 0.6961 | Yes | [5 empty] | 1968709.98 | 914164.772 | 1968709.98 | 914164.772 | 221052 | 103618 | 600.947 | 292.192 | 182.906 | 131521.889 | 110629.756 | 14948.76 | 135132.126 |  | 5.437 | 5.64 | 1.655 | 1189.963 | 0.5 | 0.068 | 1222.627 |  | 0.61 | 0.639 | 0.186 | 133.612 | 0.056 | 0.008 | 137.28 |  | 5.437 | 5.64 | 1.655 | 1189.963 | 0.5 | 0.068 | 1222.627 |  | 600.947 | 292.192 | 182.906 | 170948.842 | 110629.756 | 14948.76 |  | 1968709.98 | 914164.772 | 1968709.98 | 914164.772 | EIA | EIA | EIA | EIA | EIA | EIA | -- | EIA | EIA |  |  |  | 39426.953 | [10 empty] | 8906.0944 | 0 | 173563.267 | 0 | 0 | 0 | 47488.734 | 0 | 0 | 0 | 0 | 0 | 173563.267 | 47488.734 | 47488.734 | 221052.001 | 0 | 0 | 0.78517 | 0 | 0 | 0 | 0.21483 | 0 | 0 | 0 | 0 | 0 | 0.78517 | 0.21483 | 0.21483 | 1 | 0 | [7 empty] | https://www.google.com/maps/@?api=1&map_action=map&center=20.093900000000001%2C-155.47110000000001&zoom=17&basemap=satellite | 3148 | [118 empty] | 0.58 |  |  | 81 |  |  | 0.35 | 0.8 |  |  | 83 |  |  | 0.4 | 0.36 |  |  | 64 |  |  | 0.3 | 0.04 |  |  | 73 |  |  | 0.05 | 0.13 |  |  | 65 |  |  | 0.12 | 0.07 |  |  | 64 |  |  | 0.06 | 0.22 |  |  | 74 |  |  | 0.16 | 331.1192 | 2.8435 | Oil | FRS_110008062265
1735 | 7282 | 2021 | NH | Hampton Facility | 10108 | Unitil Energy Systems | 24590 | Foss Manufacturing Company LLC | 6636 | Industrial CHP | ISO New England Inc. | ISNE | NPCC | NEWE | NPCC New England | ISONE | 33 | 15 | Rockingham | 42.9383 | -70.8406 | 1 | 1 | NG | GAS |  | 0.66221 | 5 | 0.22964 |  | Yes | 128977.6 | 0.768 | 0.50578 |  | 175983.591 | 71353.803 | 175983.591 | 71353.803 | 29005 | 11656 | 27.605 | 11.193 | 0.281 | 10285.278 | 387.978 | 38.798 | 10295.909 |  | 1.903 | 1.921 | 0.019 | 709.207 | 0.013 | 0.001 | 709.94 |  | 0.314 | 0.314 | 0.003 | 116.889 | 0.002 | 0 | 117.01 |  | 1.903 | 1.921 | 0.019 | 709.207 | 0.013 | 0.001 | 709.94 |  | 54.58 | 22.13 | 0.556 | 20335.657 | 767.095 | 76.709 |  | 347948 | 141078 | 347948 | 141078 | EIA | EIA | EIA | EIA | EIA | EIA | -- | EIA | EIA | [6 empty] | 171964.409 | 69724.197 | 26.975 | 10.937 | 0.275 | 10050.379 | 379.117 | 37.912 | 6067.3536 | 0 | 0 | 29005 | 0 | 0 | 0 | 0 | 0 | 0 | 0 | 0 | 29005 | 0 | 0 | 29005 | 0 | 0 | 0 | 1 | 0 | 0 | 0 | 0 | 0 | 0 | 0 | 0 | 1 | 0 | 0 | 1 | 0 | [7 empty] | https://www.google.com/maps/@?api=1&map_action=map&center=42.938299999999998%2C-70.840599999999995&zoom=17&basemap=satellite | 19166 | [118 empty] | 0.1 |  |  | 10 |  |  | 0.35 | 0.06 |  |  | 15 |  |  | 0.4 | 0.14 |  |  | 26 |  |  | 0.3 | 0 |  |  | 0 |  |  | 0.05 | 0.04 |  |  | 26 |  |  | 0.12 | 0.02 |  |  | 23 |  |  | 0.06 | 0.23 |  |  | 75 |  |  | 0.16 | 0.083187 | 0.0060368 | Gas | FRS_110000884017
1736 | 2941 | 2021 | HI | Hana Substation | 56055 | Maui Electric Co Ltd | 11843 | Maui Electric Co Ltd | 11843 | Electric Utility | No balancing authority | NA | HI | HIMS | HICC Miscellaneous |  | 15 | 9 | Maui | 20.7658 | -155.9961 | 2 | 2 | DFO | OIL |  | 0.00696 | 2 | 1 | [6 empty] | 1364 | 591 | 1364 | 591 | 122 | 53 | 2.236 | 0.97 | 0.198 | 111.388 | 9.021 | 1.804 | 111.77 |  | 36.656 | 36.604 | 3.243 | 1826.033 | 0.074 | 0.015 | 1832.289 |  | 3.279 | 3.283 | 0.29 | 163.326 | 0.007 | 0.001 | 163.885 |  | 36.656 | 36.604 | 3.243 | 1826.033 | 0.074 | 0.015 | 1832.289 |  | 2.236 | 0.97 | 0.198 | 111.388 | 9.021 | 1.804 |  | 1364 | 591 | 1364 | 591 | EIA | EIA | EIA | EIA | EIA | EIA | -- | EIA | EIA | [14 empty] | 11180.3279 | 0 | 122 | 0 | 0 | 0 | 0 | 0 | 0 | 0 | 0 | 0 | 122 | 0 | 0 | 122 | 0 | 0 | 1 | 0 | 0 | 0 | 0 | 0 | 0 | 0 | 0 | 0 | 1 | 0 | 0 | 1 | 0 | [7 empty] | https://www.google.com/maps/@?api=1&map_action=map&center=20.765833000000001%2C-155.99611100000001&zoom=17&basemap=satellite | 728 | [118 empty] | 0.52 |  |  | 76 |  |  | 0.35 | 0.81 |  |  | 84 |  |  | 0.4 | 0.22 |  |  | 39 |  |  | 0.3 | 0 |  |  | 0 |  |  | 0.05 | 0.05 |  |  | 34 |  |  | 0.12 | 0.1 |  |  | 83 |  |  | 0.06 | 0.24 |  |  | 79 |  |  | 0.16 | 0.21623 | 3.4875 | Oil | FRS_110028040411
1737 | 2942 | 2021 | HI | Hawaii Cogen | 10194 | Hawaiian Electric Co Inc | 19547 | Island Energy Services | 3453 | Industrial CHP | Hawaiian Electric Co Inc | HECO | HI | HIOA | HICC Oahu |  | 15 | 3 | Honolulu | 21.3117 | -158.1139 | 4 | 4 | WO | OIL |  | 0.01813 | 12.2 | 1 |  | Yes | 15774.4 | 0.419 | 0.3586 |  | 10432.304 | 0 | 10432.304 | 0 | 1937.999 | 0 | 4.306 | 0 | 1.237 | 889.332 | 727.967 | 97.062 | 912.894 |  | 4.444 |  | 1.276 | 917.784 | 0.376 | 0.05 | 942.1 |  | 0.826 |  | 0.237 | 170.496 | 0.07 | 0.009 | 175.013 |  | 4.443 |  | 1.276 | 917.575 | 0.376 | 0.05 | 941.885 |  | 12.009 | 0 | 3.449 | 2480.032 | 2030.042 | 270.672 |  | 29091.999 | 0 | 29091.999 | 0 | EIA | EIA | EIA | EIA | EIA | EIA | -- | EIA | EIA | [6 empty] | 18659.695 | 0 | 7.703 | 0 | 2.212 | 1590.7 | 1302.075 | 173.61 | 5381.8042 | 0 | 1938.44 | 0 | 0 | 0 | 0 | 0 | 0 | 0 | 0 | 0 | 1938.44 | 0 | 0 | 1938.44 | 0 | 0 | 1 | 0 | 0 | 0 | 0 | 0 | 0 | 0 | 0 | 0 | 1 | 0 | 0 | 1 | 0 | [7 empty] | https://www.google.com/maps/@?api=1&map_action=map&center=21.311667%2C-158.113889&zoom=17&basemap=satellite | 11512 | [118 empty] | 0.45 |  |  | 70 |  |  | 0.35 | 0.76 |  |  | 81 |  |  | 0.4 | 0.14 |  |  | 24 |  |  | 0.3 | 0.01 |  |  | 59 |  |  | 0.05 | 0.05 |  |  | 32 |  |  | 0.12 | 0.08 |  |  | 74 |  |  | 0.06 | 0.13 |  |  | 41 |  |  | 0.16 | 22.2565 | 1.6823 | Oil | FRS_110028040420
1738 | 9248 | 2021 | PA | Gilberton Power Company | 10113 | PPL Electric Utilities Corp | 14715 | Gilberton Power Co | 7199 | IPP CHP | PJM Interconnection, LLC | PJM | RFC | RFCE | RFC East | PJM | 42 | 107 | Schuylkill | 40.7903 | -76.1983 | 2 | 1 | WC | COAL | Yes | 0.75347 | 88.4 | 0.077548 |  | Yes | 574446.4 | 3.467 | 0.82213 |  | 6039214.05 | 2731104.636 | 6039214.05 | 2731104.636 | 583476 | 272442 | 268.575 | 101.164 | 553.298 | 741967.633 | 176682.339 | 25705.615 | 748006.299 |  | 0.921 | 0.743 | 1.897 | 2543.267 | 0.303 | 0.044 | 2563.966 |  | 0.089 | 0.074 | 0.183 | 245.717 | 0.029 | 0.004 | 247.716 |  | 0.921 | 0.743 | 1.897 | 2543.267 | 0.303 | 0.044 | 2563.966 |  | 326.68 | 123.05 | 673.003 | 902490.331 | 214907.087 | 31266.956 |  | 7345781.736 | 3321971.765 | 7345781.736 | 3321971.765 | EPA/CAMD | EPA/CAMD | EPA/CAMD | EPA/CAMD | EIA | EIA | -- | EPA/CAMD | EPA/CAMD | [6 empty] | 1306567.686 | 590867.129 | 58.105 | 21.886 | 119.705 | 160522.698 | 38224.748 | 5561.341 | 10350.4069 | 581413.54 | 2062.463 | 0 | 0 | 0 | 0 | 0 | 0 | 0 | 0 | 0 | 583476.003 | 0 | 0 | 583476.003 | 0 | 0.99647 | 0.0035348 | 0 | 0 | 0 | 0 | 0 | 0 | 0 | 0 | 0 | 1 | 0 | 0 | 1 | 0 | Yes |  | 8289152.451 | 938439.449 | 360.38 | 711.693 |  | https://www.google.com/maps/@?api=1&map_action=map&center=40.790300000000002%2C-76.198300000000003&zoom=17&basemap=satellite | 16470 | [118 empty] | 0.32 |  |  | 54 |  |  | 0.35 | 0.31 |  |  | 51 |  |  | 0.4 | 0.43 |  |  | 72 |  |  | 0.3 | 0.03 |  |  | 68 |  |  | 0.05 | 0.16 |  |  | 73 |  |  | 0.12 | 0.04 |  |  | 35 |  |  | 0.06 | 0.16 |  |  | 53 |  |  | 0.16 | 47.3198 | 0.14921 | Coal | FRS_110020578891
1739 | 2944 | 2021 | HI | HNL Emergency Power Facility | 58469 | Hawaiian Electric Co Inc | 19547 | Hawaiian Electric Co Inc | 19547 | Electric Utility | Hawaiian Electric Co Inc | HECO | HI | HIOA | HICC Oahu |  | 15 | 3 | Honolulu | 21.3364 | -157.9194 | 4 | 4 | OBL | BIOMASS |  | 0.01909 | 10 | 1 | Yes | [5 empty] | 15803 | 6561 | 15803 | 6561 | 1672 | 694 | 25.732 | 10.684 | 0.051 | 0.001 | 110.273 | 22.055 | 4.665 |  | 30.78 | 30.79 | 0.061 | 0.001 | 0.066 | 0.013 | 5.58 |  | 3.257 | 3.257 | 0.006 | 0 | 0.007 | 0.001 | 0.59 |  | 30.78 | 30.79 | 0.061 | 0.001 | 0.066 | 0.013 | 5.58 |  | 25.732 | 10.684 | 0.051 | 1462.96 | 110.273 | 22.055 |  | 15803 | 6561 | 15803 | 6561 | EIA | EIA | EIA | EIA | EIA | EIA | -- | EIA | EIA |  |  |  | 1462.959 | [10 empty] | 9451.555 | 0 | 0 | 0 | 0 | 0 | 1672 | 0 | 0 | 0 | 0 | 0 | 0 | 1672 | 1672 | 1672 | 0 | 0 | 0 | 0 | 0 | 0 | 1 | 0 | 0 | 0 | 0 | 0 | 0 | 1 | 1 | 1 | 0 | [7 empty] | https://www.google.com/maps/@?api=1&map_action=map&center=21.336389%2C-157.919444&zoom=17&basemap=satellite | 100413 | [118 empty] | 0.52 |  |  | 76 |  |  | 0.35 | 0.8 |  |  | 83 |  |  | 0.4 | 0.25 |  |  | 45 |  |  | 0.3 | 0.09 |  |  | 83 |  |  | 0.05 | 0.13 |  |  | 65 |  |  | 0.12 | 0.08 |  |  | 73 |  |  | 0.06 | 0.13 |  |  | 40 |  |  | 0.16 | 1.1142 | 1.6857 | Biomass | FRS_110057110264
1740 | 9259 | 2021 | PA | Harrisburg Facility | 10118 | PPL Electric Utilities Corp | 14715 | Harrisburg Authority | 8181 | IPP CHP | PJM Interconnection, LLC | PJM | RFC | RFCE | RFC East | PJM | 42 | 43 | Dauphin | 40.2442 | -76.8539 | 3 | 1 | MSW | BIOMASS |  | 0.53257 | 24.1 | 0.44572 | Yes | Yes | 1458794.4 | 0.263 | 0.25966 |  | 662925.2 | 264432.61 | 662925.2 | 264432.61 | 112433 | 45283 | 0.066 | 0.026 | 6.118 | 36510.998 | 45640.916 | 5989.234 | 37973.906 |  | 0.001 | 0.001 | 0.109 | 649.471 | 0.406 | 0.053 | 675.494 |  | 0 | 0 | 0.018 | 110.151 | 0.069 | 0.009 | 114.565 |  | 0.001 | 0.001 | 0.109 | 649.471 | 0.406 | 0.053 | 675.494 |  | 0.256 | 0.102 | 23.561 | 252615.532 | 175771.572 | 23065.645 |  | 2553047.004 | 1018378.669 | 2553047.004 | 1018378.669 | EIA | EIA | EIA | EIA | EIA | EIA | -- | EIA | EIA |  |  |  | 112004.954 |  |  | 1890121.804 | 753946.059 | 0.19 | 0.076 | 17.443 | 104099.579 | 130130.656 | 17076.41 | 5896.1799 | 0 | 0 | 2787.864 | 0 | 0 | 49339.832 | 0 | 0 | 0 | 60305.304 | 0 | 63093.168 | 49339.832 | 49339.832 | 112433 | 0 | 0 | 0 | 0.024796 | 0 | 0 | 0.43884 | 0 | 0 | 0 | 0.53637 | 0 | 0.56116 | 0.43884 | 0.43884 | 1 | 0 | [7 empty] | https://www.google.com/maps/@?api=1&map_action=map&center=40.244242%2C-76.853871999999996&zoom=17&basemap=satellite | 83299 | [118 empty] | 0.47 |  |  | 72 |  |  | 0.35 | 0.54 |  |  | 69 |  |  | 0.4 | 0.4 |  |  | 68 |  |  | 0.3 | 0.06 |  |  | 77 |  |  | 0.05 | 0.12 |  |  | 63 |  |  | 0.12 | 0.08 |  |  | 71 |  |  | 0.06 | 0.13 |  |  | 41 |  |  | 0.16 |  |  | Biomass | FRS_110000817448
1741 | 7400 | 2021 | NJ | CIP II/AR Bridgewater Holdings - NJCOE | 10122 | Jersey Central Power & Lt Co | 9726 | COE Bridgewater LLC c/o Thor Equities, LLC | 62860 | Commercial CHP | PJM Interconnection, LLC | PJM | RFC | RFCE | RFC East | PJM | 34 | 35 | Somerset | 40.624 | -74.634 | 1 | 1 | NG | GAS |  | 0.58176 | 5 | 0.36374 |  | Yes | 231049.6 | 0.376 | 0.33416 |  | 134516.457 | 64908.743 | 134516.457 | 64908.743 | 25481 | 12718 | 22.654 | 10.932 | 0.215 | 7861.751 | 296.583 | 29.662 | 7869.878 |  | 1.778 | 1.719 | 0.017 | 617.068 | 0.012 | 0.001 | 617.706 |  | 0.337 | 0.337 | 0.003 | 116.889 | 0.002 | 0 | 117.01 |  | 1.778 | 1.719 | 0.017 | 617.068 | 0.012 | 0.001 | 617.706 |  | 67.795 | 32.715 | 0.643 | 23526.845 | 887.547 | 88.766 |  | 402550 | 194244 | 402550 | 194244 | EIA | EIA | EIA | EIA | EIA | EIA | -- | EIA | EIA | [6 empty] | 268033.543 | 129335.257 | 45.141 | 21.783 | 0.428 | 15665.094 | 590.963 | 59.104 | 5279.0927 | 0 | 0.986 | 25479.994 | 0 | 0 | 0 | 0 | 0 | 0 | 0 | 0 | 25480.98 | 0 | 0 | 25480.98 | 0 | 0 | 3.8696e-05 | 0.99996 | 0 | 0 | 0 | 0 | 0 | 0 | 0 | 0 | 1 | 0 | 0 | 1 | 0 | [7 empty] | https://www.google.com/maps/@?api=1&map_action=map&center=40.624000000000002%2C-74.634&zoom=17&basemap=satellite | 32872 | [118 empty] | 0.22 |  |  | 37 |  |  | 0.35 | 0.36 |  |  | 56 |  |  | 0.4 | 0.08 |  |  | 14 |  |  | 0.3 | 0.04 |  |  | 71 |  |  | 0.05 | 0.03 |  |  | 26 |  |  | 0.12 | 0.05 |  |  | 46 |  |  | 0.06 | 0.18 |  |  | 61 |  |  | 0.16 | 0.073658 | 0.0052591 | Gas | FRS_110001536810
1742 | 2951 | 2021 | HI | Kalaeloa Cogen Plant | 54646 | Hawaiian Electric Co Inc | 19547 | Kalaeloa Partners LP | 9989 | IPP CHP | Hawaiian Electric Co Inc | HECO | HI | HIOA | HICC Oahu |  | 15 | 3 | Honolulu | 21.3021 | -158.0963 | 4 | 3 | RFO | OIL |  | 0.45267 | 299.4 | 0.57888 |  | Yes | 734715.2 | 5.515 | 0.88029 |  | 9300977.296 | 4213341.312 | 9300977.296 | 4213341.312 | 1187235 | 541961 | 4384.705 | 1985.617 | 3884.261 | 758848.314 | 61515.478 | 12303.096 | 761450.419 |  | 7.386 | 7.328 | 6.543 | 1278.346 | 0.052 | 0.01 | 1282.729 |  | 0.943 | 0.943 | 0.835 | 163.176 | 0.007 | 0.001 | 163.736 |  | 7.386 | 7.328 | 6.543 | 1278.346 | 0.052 | 0.01 | 1282.729 |  | 4980.981 | 2255.641 | 4412.482 | 862044.176 | 69880.975 | 13976.195 |  | 10565818.17 | 4786314.039 | 10565818.17 | 4786314.039 | EIA | EIA |  | EIA | EIA | EIA | -- | EIA | EIA | [6 empty] | 1264840.878 | 572972.727 | 596.276 | 270.024 | 528.221 | 103195.862 | 8365.496 | 1673.099 | 7834.1502 | 0 | 1187234.998 | 0 | 0 | 0 | 0 | 0 | 0 | 0 | 0 | 0 | 1187234.998 | 0 | 0 | 1187234.998 | 0 | 0 | 1 | 0 | 0 | 0 | 0 | 0 | 0 | 0 | 0 | 0 | 1 | 0 | 0 | 1 | 0 | [7 empty] | https://www.google.com/maps/@?api=1&map_action=map&center=21.302105999999998%2C-158.096318&zoom=17&basemap=satellite | 16912 | [118 empty] | 0.49 |  |  | 73 |  |  | 0.35 | 0.84 |  |  | 85 |  |  | 0.4 | 0.14 |  |  | 26 |  |  | 0.3 | 0.01 |  |  | 58 |  |  | 0.05 | 0.06 |  |  | 39 |  |  | 0.12 | 0.09 |  |  | 81 |  |  | 0.06 | 0.1 |  |  | 26 |  |  | 0.16 | 1341.3749 | 2.414 | Oil | FRS_110070870566
1743 | 7479 | 2021 | NJ | Hoffmann LaRoche | 10123 | Public Service Elec & Gas Co | 15477 | PB Nutclif Master, LLC | 60557 | Industrial CHP | PJM Interconnection, LLC | PJM | RFC | RFCE | RFC East | PJM | 34 | 13 | Essex | 40.8359 | -74.155 | 2 | 2 | NG | GAS |  | 0.54087 | 10.6 | 0.43188 |  | Yes | 370394.4 | 0.463 | 0.38159 |  | 254515.243 | 131506.773 | 254515.243 | 131506.773 | 50223 | 25508 | 40.605 | 21.041 | 0.406 | 14875.024 | 564.346 | 56.92 | 14890.559 |  | 1.617 | 1.65 | 0.016 | 592.359 | 0.011 | 0.001 | 592.978 |  | 0.319 | 0.32 | 0.003 | 116.889 | 0.002 | 0 | 117.011 |  | 1.617 | 1.65 | 0.016 | 592.359 | 0.011 | 0.001 | 592.978 |  | 106.412 | 55.142 | 1.063 | 38982.092 | 1478.948 | 149.167 |  | 666993 | 344632 | 666993 | 344632 | EIA | EIA | EIA | EIA | EIA | EIA | -- | EIA | EIA | [6 empty] | 412477.757 | 213125.227 | 65.807 | 34.101 | 0.657 | 24107.068 | 914.602 | 92.247 | 5067.7029 | 0 | 146.456 | 50076.544 | 0 | 0 | 0 | 0 | 0 | 0 | 0 | 0 | 50223 | 0 | 0 | 50223 | 0 | 0 | 0.0029161 | 0.99708 | 0 | 0 | 0 | 0 | 0 | 0 | 0 | 0 | 1 | 0 | 0 | 1 | 0 | [7 empty] | https://www.google.com/maps/@?api=1&map_action=map&center=40.835900000000002%2C-74.155000000000001&zoom=17&basemap=satellite | 262912 | [118 empty] | 0.39 |  |  | 63 |  |  | 0.35 | 0.53 |  |  | 69 |  |  | 0.4 | 0.25 |  |  | 46 |  |  | 0.3 | 0.11 |  |  | 86 |  |  | 0.05 | 0.13 |  |  | 66 |  |  | 0.12 | 0.07 |  |  | 66 |  |  | 0.06 | 0.15 |  |  | 47 |  |  | 0.16 | 0.10151 | 0.0050448 | Gas | FRS_110017313423
1744 | 9275 | 2021 | PA | Indiana University of Pennsylvania | 10129 | Pennsylvania Electric Co | 14711 | Indiana University of Penn | 9335 | Commercial CHP | PJM Interconnection, LLC | PJM | RFC | RFCE | RFC East | PJM | 42 | 63 | Indiana | 40.6144 | -79.1594 | 4 | 4 | NG | GAS |  | 0.09321 | 24.4 | 1 |  | Yes | 72533.6 | 0.937 | 0.55554 |  | 119032.626 | 50242.331 | 119032.626 | 50242.331 | 19923 | 8432 | 159.161 | 67.099 | 0.184 | 6956.806 | 280.201 | 30.687 | 6964.881 |  | 15.978 | 15.915 | 0.018 | 698.369 | 0.014 | 0.002 | 699.18 |  | 2.674 | 2.671 | 0.003 | 116.889 | 0.002 | 0 | 117.025 |  | 15.978 | 15.915 | 0.018 | 698.369 | 0.014 | 0.002 | 699.18 |  | 286.496 | 120.78 | 0.331 | 12522.5 | 504.372 | 55.238 |  | 214263 | 90438 | 214263 | 90438 | EIA | EIA | EIA | EIA | EIA | EIA | -- | EIA | EIA | [6 empty] | 95230.374 | 40195.669 | 127.335 | 53.681 | 0.147 | 5565.694 | 224.171 | 24.551 | 5974.6337 | 0 | 674.192 | 19248.808 | 0 | 0 | 0 | 0 | 0 | 0 | 0 | 0 | 19923 | 0 | 0 | 19923 | 0 | 0 | 0.03384 | 0.96616 | 0 | 0 | 0 | 0 | 0 | 0 | 0 | 0 | 1 | 0 | 0 | 1 | 0 | [7 empty] | https://www.google.com/maps/@?api=1&map_action=map&center=40.614400000000003%2C-79.159400000000005&zoom=17&basemap=satellite | 25937 | [118 empty] | 0.3 |  |  | 51 |  |  | 0.35 | 0.11 |  |  | 26 |  |  | 0.4 | 0.4 |  |  | 68 |  |  | 0.3 | 0.01 |  |  | 58 |  |  | 0.05 | 0.06 |  |  | 40 |  |  | 0.12 | 0.04 |  |  | 38 |  |  | 0.06 | 0.16 |  |  | 54 |  |  | 0.16 | 0.014675 | 0.0025159 | Gas | FRS_110041226517
1745 | 2957 | 2021 | HI | Kapaia Power Station | 56258 | Kauai Island Utility Cooperative | 10071 | Kauai Island Utility Cooperative | 10071 | Electric Utility | No balancing authority | NA | HI | HIMS | HICC Miscellaneous |  | 15 | 7 | Kauai | 21.9965 | -159.3758 | 1 | 1 | WO | OIL |  | 0.42765 | 39.1 | 0.62058 | [6 empty] | 1372011 | 619474 | 1372011 | 619474 | 146477 | 66365 | 509.865 | 229.97 | 159.217 | 116961.038 | 93906.377 | 12533.643 | 120002.38 |  | 6.962 | 6.93 | 2.174 | 1596.988 | 0.641 | 0.086 | 1638.515 |  | 0.743 | 0.742 | 0.232 | 170.496 | 0.068 | 0.009 | 174.929 |  | 6.962 | 6.93 | 2.174 | 1596.988 | 0.641 | 0.086 | 1638.515 |  | 509.865 | 229.97 | 159.217 | 116961.038 | 93906.377 | 12533.643 |  | 1372011 | 619474 | 1372011 | 619474 | EIA | EIA | EIA | EIA | EIA | EIA | -- | EIA | EIA | [14 empty] | 9366.7333 | 0 | 146477 | 0 | 0 | 0 | 0 | 0 | 0 | 0 | 0 | 0 | 146477 | 0 | 0 | 146477 | 0 | 0 | 1 | 0 | 0 | 0 | 0 | 0 | 0 | 0 | 0 | 0 | 1 | 0 | 0 | 1 | 0 | [7 empty] | https://www.google.com/maps/@?api=1&map_action=map&center=21.996451%2C-159.37580299999999&zoom=17&basemap=satellite | 18107 | [118 empty] | 0.54 |  |  | 78 |  |  | 0.35 | 0.87 |  |  | 87 |  |  | 0.4 | 0.22 |  |  | 39 |  |  | 0.3 | 0.07 |  |  | 79 |  |  | 0.05 | 0.11 |  |  | 59 |  |  | 0.12 | 0.06 |  |  | 55 |  |  | 0.06 | 0.19 |  |  | 64 |  |  | 0.16 |  |  | Oil | FRS_110015679050
1746 | 9219 | 2021 | PA | Colver Green Energy | 10143 | Pennsylvania Electric Co | 14711 | Inter-Power/AhlCon Partners, L.P. | 9379 | IPP Non-CHP | PJM Interconnection, LLC | PJM | RFC | RFCE | RFC East | PJM | 42 | 21 | Cambria | 40.55 | -78.8 | 1 | 1 | WC | COAL | Yes | 0.62265 | 118 | 0.29558 | [6 empty] | 8613063.57 | 3877962.804 | 8613063.57 | 3877962.804 | 643626 | 289841 | 615.289 | 249.608 | 2333.515 | 906242.268 | 184165.388 | 26784.53 | 912535.23 |  | 1.912 | 1.722 | 7.251 | 2816.052 | 0.286 | 0.042 | 2835.607 |  | 0.143 | 0.129 | 0.542 | 210.434 | 0.021 | 0.003 | 211.896 |  | 1.912 | 1.722 | 7.251 | 2816.052 | 0.286 | 0.042 | 2835.607 |  | 615.289 | 249.608 | 2333.515 | 906242.268 | 184165.388 | 26784.53 |  | 8613063.57 | 3877962.804 | 8613063.57 | 3877962.804 | EPA/CAMD | EPA/CAMD | EPA/CAMD | EPA/CAMD | EIA | EIA | -- | EPA/CAMD | EPA/CAMD | [14 empty] | 13382.094 | 643623.26 | 0 | 2.737 | 0 | 0 | 0 | 0 | 0 | 0 | 0 | 0 | 643625.997 | 0 | 0 | 643625.997 | 0 | 1 | 0 | 4.2525e-06 | 0 | 0 | 0 | 0 | 0 | 0 | 0 | 0 | 1 | 0 | 0 | 1 | 0 | Yes |  | 9651655.976 | 1016494.56 | 610.967 | 2583.908 |  | https://www.google.com/maps/@?api=1&map_action=map&center=40.549999999999997%2C-78.8&zoom=17&basemap=satellite | 1712 | [118 empty] | 0.12 |  |  | 15 |  |  | 0.35 | 0.03 |  |  | 9 |  |  | 0.4 | 0.23 |  |  | 42 |  |  | 0.3 | 0.02 |  |  | 64 |  |  | 0.05 | 0.09 |  |  | 53 |  |  | 0.12 | 0.05 |  |  | 47 |  |  | 0.06 | 0.19 |  |  | 65 |  |  | 0.16 | 11.9891 | 0.049215 | Coal | FRS_110001147786
1747 | 2961 | 2021 | HI | Keahole | 8083 | Hawaii Electric Light Co Inc | 8287 | Hawaii Electric Light Co Inc | 8287 | Electric Utility | No balancing authority | NA | HI | HIMS | HICC Miscellaneous |  | 15 | 1 | Hawaii | 19.7317 | -156.0283 | 7 | 7 | DFO | OIL |  | 0.35717 | 89.1 | 0.73804 | [6 empty] | 2851455.241 | 1157834.819 | 2851455.241 | 1157834.819 | 278780.001 | 110382.001 | 1261.889 | 511.855 | 437.997 | 232858.028 | 18859.162 | 3771.832 | 233655.771 |  | 9.053 | 9.274 | 3.142 | 1670.55 | 0.068 | 0.014 | 1676.274 |  | 0.885 | 0.884 | 0.307 | 163.326 | 0.007 | 0.001 | 163.885 |  | 9.053 | 9.274 | 3.142 | 1670.55 | 0.068 | 0.014 | 1676.274 |  | 1261.889 | 511.855 | 437.997 | 232858.028 | 18859.162 | 3771.832 |  | 2851455.241 | 1157834.819 | 2851455.241 | 1157834.819 | EIA | EIA | EIA | EIA | EIA | EIA | -- | [16 empty] | 10228.335 | 0 | 278780 | 0 | 0 | 0 | 0 | 0 | 0 | 0 | 0 | 0 | 278780 | 0 | 0 | 278780 | 0 | 0 | 1 | 0 | 0 | 0 | 0 | 0 | 0 | 0 | 0 | 0 | 1 | 0 | 0 | 1 | 0 | [7 empty] | https://www.google.com/maps/@?api=1&map_action=map&center=19.7317%2C-156.0283&zoom=17&basemap=satellite | 7210 | [118 empty] | 0.44 |  |  | 69 |  |  | 0.35 | 0.65 |  |  | 76 |  |  | 0.4 | 0.24 |  |  | 44 |  |  | 0.3 | 0.03 |  |  | 68 |  |  | 0.05 | 0.05 |  |  | 36 |  |  | 0.12 | 0.04 |  |  | 44 |  |  | 0.06 | 0.18 |  |  | 62 |  |  | 0.16 | 10.5562 | 0.054791 | Oil | FRS_110028014093
1748 | 5106 | 2021 | MI | Decorative Panels Intl | 10149 | Alpena Power Co | 392 | Decorative Panels International, Inc. | 49967 | Industrial CHP | Midcontinent Independent Transmission System Operator, Inc.. | MISO | RFC | RFCM | RFC Michigan | MISO | 26 | 7 | Alpena | 45.0628 | -83.4233 | 1 | 1 | NG | GAS |  | 0.53621 | 7.5 | 0.43965 | Yes | Yes | 1292086.4 | 0.093 | 0.11038 |  | 193524.903 | 83839.105 | 193524.903 | 83839.105 | 35229 | 15261.765 | 13.531 | 5.877 | 0.261 | 9545.701 | 2490.322 | 315.602 | 9623.855 |  | 0.768 | 0.77 | 0.015 | 541.923 | 0.071 | 0.009 | 546.36 |  | 0.14 | 0.14 | 0.003 | 98.651 | 0.013 | 0.002 | 99.459 |  | 0.768 | 0.77 | 0.015 | 541.923 | 0.071 | 0.009 | 546.36 |  | 122.588 | 53.242 | 2.365 | 102468.922 | 22561.443 | 2859.246 |  | 1753268 | 759553 | 1753268 | 759553 | EIA | EIA | EIA | EIA | EIA | EIA | -- | EIA | EIA |  |  |  | 28285.428 |  |  | 1559743.097 | 675713.895 | 109.057 | 47.365 | 2.104 | 76935.019 | 20071.121 | 2543.644 | 5493.3408 | 0 | 0 | 29732.222 | 0 | 0 | 5496.778 | 0 | 0 | 0 | 0 | 0 | 29732.222 | 5496.778 | 5496.778 | 35229 | 0 | 0 | 0 | 0.84397 | 0 | 0 | 0.15603 | 0 | 0 | 0 | 0 | 0 | 0.84397 | 0.15603 | 0.15603 | 1 | 0 | [7 empty] | https://www.google.com/maps/@?api=1&map_action=map&center=45.062835999999997%2C-83.423333&zoom=17&basemap=satellite | 12343 | [118 empty] | 0.27 |  |  | 46 |  |  | 0.35 | 0.06 |  |  | 16 |  |  | 0.4 | 0.47 |  |  | 77 |  |  | 0.3 | 0 |  |  | 0 |  |  | 0.05 | 0.07 |  |  | 42 |  |  | 0.12 | 0.05 |  |  | 45 |  |  | 0.06 | 0.22 |  |  | 72 |  |  | 0.16 | 0.16216 | 0.04192 | Gas | FRS_110000412170
1749 | 2971 | 2021 | HI | Miki Basin | 7264 | Maui Electric Co Ltd | 11843 | Maui Electric Co Ltd | 11843 | Electric Utility | No balancing authority | NA | HI | HIMS | HICC Miscellaneous |  | 15 | 9 | Maui | 20.79 | -156.9342 | 8 | 8 | DFO | OIL |  | 0.39111 | 10.4 | 0.68148 | [6 empty] | 363414 | 156976 | 363414 | 156976 | 35632 | 15391 | 596.086 | 257.482 | 52.695 | 29677.43 | 2403.574 | 480.715 | 29779.101 |  | 33.458 | 33.459 | 2.958 | 1665.774 | 0.067 | 0.013 | 1671.481 |  | 3.28 | 3.281 | 0.29 | 163.326 | 0.007 | 0.001 | 163.885 |  | 33.458 | 33.459 | 2.958 | 1665.774 | 0.067 | 0.013 | 1671.481 |  | 596.086 | 257.482 | 52.695 | 29677.43 | 2403.574 | 480.715 |  | 363414 | 156976 | 363414 | 156976 | EIA | EIA | EIA | EIA | EIA | EIA | -- | EIA | EIA | [14 empty] | 10199.0907 | 0 | 35632 | 0 | 0 | 0 | 0 | 0 | 0 | 0 | 0 | 0 | 35632 | 0 | 0 | 35632 | 0 | 0 | 1 | 0 | 0 | 0 | 0 | 0 | 0 | 0 | 0 | 0 | 1 | 0 | 0 | 1 | 0 | [7 empty] | https://www.google.com/maps/@?api=1&map_action=map&center=20.79%2C-156.9342&zoom=17&basemap=satellite | 1912 | [118 empty] | 0.5 |  |  | 74 |  |  | 0.35 | 0.82 |  |  | 84 |  |  | 0.4 | 0.18 |  |  | 34 |  |  | 0.3 | 0.12 |  |  | 87 |  |  | 0.05 | 0.12 |  |  | 61 |  |  | 0.12 | 0.04 |  |  | 45 |  |  | 0.06 | 0.26 |  |  | 83 |  |  | 0.16 | 50.5381 | 3.1553 | Oil | FRS_110001764029
1750 | 10329 | 2021 | TX | Seadrift Coke LP | 10167 | AEP Texas Central Company | 3278 | Seadrift Coke L P | 54705 | Industrial CHP | Electric Reliability Council of Texas, Inc. | ERCO | TRE | ERCT | ERCOT All | ERCOT | 48 | 57 | Calhoun | 28.5139 | -96.7942 | 1 | 1 | PC | OIL |  | 0.75563 | 7.6 | 0.073946 |  | Yes | 626052 | 0.274 | 0.26776 |  | 362741.915 | 148503.909 | 362741.915 | 148503.909 | 50307 | 20411 | 100.78 | 41.048 | 217.949 | 40949.089 | 1942.402 | 365.589 | 41027.842 |  | 4.007 | 4.022 | 8.665 | 1627.968 | 0.039 | 0.007 | 1631.099 |  | 0.556 | 0.553 | 1.202 | 225.775 | 0.005 | 0.001 | 226.21 |  | 4.007 | 4.022 | 8.665 | 1627.968 | 0.039 | 0.007 | 1631.099 |  | 376.383 | 153.3 | 813.97 | 152931.86 | 7254.256 | 1365.361 |  | 1354726 | 554615 | 1354726 | 554615 | EIA | EIA | EIA | EIA | EIA | EIA | -- | EIA | EIA | [6 empty] | 991984.085 | 406111.091 | 275.603 | 112.252 | 596.021 | 111982.771 | 5311.854 | 999.771 | 7210.5654 | 0 | 35961.47 | 744.054 | 0 | 0 | 0 | 0 | 0 | 0 | 13601.476 | 0 | 50307 | 0 | 0 | 50307 | 0 | 0 | 0.71484 | 0.01479 | 0 | 0 | 0 | 0 | 0 | 0 | 0.27037 | 0 | 1 | 0 | 0 | 1 | 0 | [7 empty] | https://www.google.com/maps/@?api=1&map_action=map&center=28.513929000000001%2C-96.794154000000006&zoom=17&basemap=satellite | 108 | [118 empty] | 0.44 |  |  | 69 |  |  | 0.35 | 0.47 |  |  | 65 |  |  | 0.4 | 0.42 |  |  | 70 |  |  | 0.3 | 0.06 |  |  | 78 |  |  | 0.05 | 0.28 |  |  | 89 |  |  | 0.12 | 0.09 |  |  | 81 |  |  | 0.06 | 0.23 |  |  | 77 |  |  | 0.16 | 1.4139 | 0.068664 | Oil | FRS_110043798913
1751 | 2979 | 2021 | HI | Puna | 7130 | Hawaii Electric Light Co Inc | 8287 | Hawaii Electric Light Co Inc | 8287 | Electric Utility | No balancing authority | NA | HI | HIMS | HICC Miscellaneous |  | 15 | 1 | Hawaii | 19.6316 | -155.0313 | 2 | 2 | RFO | OIL |  | 0.23574 | 39.1 | 0.94044 | [6 empty] | 1106736.95 | 532150.647 | 1106736.95 | 532150.647 | 80744 | 38382 | 327.595 | 149.941 | 330.893 | 90336.432 | 7319.805 | 1463.961 | 90646.06 |  | 8.114 | 7.813 | 8.196 | 2237.601 | 0.091 | 0.018 | 2245.27 |  | 0.592 | 0.564 | 0.598 | 163.248 | 0.007 | 0.001 | 163.808 |  | 8.114 | 7.813 | 8.196 | 2237.601 | 0.091 | 0.018 | 2245.27 |  | 327.595 | 149.941 | 330.893 | 90336.432 | 7319.805 | 1463.961 |  | 1106736.95 | 532150.647 | 1106736.95 | 532150.647 | EIA | EIA | EIA | EIA | EIA | EIA | -- | [16 empty] | 13706.7392 | 0 | 80744 | 0 | 0 | 0 | 0 | 0 | 0 | 0 | 0 | 0 | 80744 | 0 | 0 | 80744 | 0 | 0 | 1 | 0 | 0 | 0 | 0 | 0 | 0 | 0 | 0 | 0 | 1 | 0 | 0 | 1 | 0 | [7 empty] | https://www.google.com/maps/@?api=1&map_action=map&center=19.631599999999999%2C-155.03129999999999&zoom=17&basemap=satellite | 3454 | [118 empty] | 0.59 |  |  | 82 |  |  | 0.35 | 0.89 |  |  | 88 |  |  | 0.4 | 0.3 |  |  | 54 |  |  | 0.3 | 0.06 |  |  | 77 |  |  | 0.05 | 0.08 |  |  | 47 |  |  | 0.12 | 0.03 |  |  | 26 |  |  | 0.06 | 0.24 |  |  | 79 |  |  | 0.16 | 4.7253 | 0.17475 | Oil | FRS_110000601377
1752 | 2982 | 2021 | HI | Schofield Generating Station | 60328 | Hawaiian Electric Co Inc | 19547 | Hawaiian Electric Co Inc | 19547 | Electric Utility | Hawaiian Electric Co Inc | HECO | HI | HIOA | HICC Oahu |  | 15 | 3 | Honolulu | 21.4785 | -158.0581 | 6 | 6 | OBL | BIOMASS |  | 0.05131 | 50.4 | 1 | Yes | [5 empty] | 204313.002 | 88890 | 204313.002 | 88890 | 22654.002 | 9871.002 | 331.38 | 144.174 | 0.664 | 0 | 1425.697 | 285.139 | 60.307 |  | 29.256 | 29.212 | 0.059 | 0 | 0.063 | 0.013 | 5.324 |  | 3.244 | 3.244 | 0.007 | 0 | 0.007 | 0.001 | 0.59 |  | 29.256 | 29.212 | 0.059 | 0 | 0.063 | 0.013 | 5.324 |  | 331.38 | 144.174 | 0.664 | 18914.232 | 1425.697 | 285.139 |  | 204313.002 | 88890 | 204313.002 | 88890 | EIA | EIA | EIA | EIA | EIA | EIA | -- | EIA | EIA |  |  |  | 18914.232 | [10 empty] | 9018.8489 | 0 | 0 | 0 | 0 | 0 | 22654 | 0 | 0 | 0 | 0 | 0 | 0 | 22654 | 22654 | 22654 | 0 | 0 | 0 | 0 | 0 | 0 | 1 | 0 | 0 | 0 | 0 | 0 | 0 | 1 | 1 | 1 | 0 | [7 empty] | https://www.google.com/maps/@?api=1&map_action=map&center=21.4785%2C-158.0581&zoom=17&basemap=satellite | 37400 | [118 empty] | 0.47 |  |  | 72 |  |  | 0.35 | 0.69 |  |  | 77 |  |  | 0.4 | 0.28 |  |  | 51 |  |  | 0.3 | 0.04 |  |  | 71 |  |  | 0.05 | 0.07 |  |  | 43 |  |  | 0.12 | 0.12 |  |  | 90 |  |  | 0.06 | 0.09 |  |  | 23 |  |  | 0.16 | 21.1065 | 1.5659 | Biomass | FRS_110070396156
1753 | 4534 | 2021 | MA | MBTA South Boston Power Facility | 10176 | NSTAR Electric Company | 54913 | Massachusetts Bay Trans Auth | 11724 | IPP Non-CHP | ISO New England Inc. | ISNE | NPCC | NEWE | NPCC New England | ISONE | 25 | 25 | Suffolk | 42.3394 | -71.0314 | 2 | 1 | KER | OIL |  | 0.00063 | 69 | 1 | [6 empty] | 5829.1 | 5829.1 | 5829.1 | 5829.1 | 379 | 65 | 0.441 | 0.441 | 1.718 | 472.4 | 45.007 | 9.001 | 474.304 |  | 2.327 | 13.569 | 9.068 | 2492.876 | 0.119 | 0.024 | 2502.922 |  | 0.151 | 0.151 | 0.59 | 162.083 | 0.008 | 0.002 | 162.737 |  | 2.327 | 13.569 | 9.068 | 2492.876 | 0.119 | 0.024 | 2502.922 |  | 0.441 | 0.441 | 1.718 | 472.4 | 45.007 | 9.001 |  | 5829.1 | 5829.1 | 5829.1 | 5829.1 | EPA/CAMD | EPA/CAMD | EIA | EPA/CAMD | EIA | EIA | -- | EPA/CAMD | EPA/CAMD | [14 empty] | 15380.2111 | 0 | 379 | 0 | 0 | 0 | 0 | 0 | 0 | 0 | 0 | 0 | 379 | 0 | 0 | 379 | 0 | 0 | 1 | 0 | 0 | 0 | 0 | 0 | 0 | 0 | 0 | 0 | 1 | 0 | 0 | 1 | 0 | Yes |  | 10573.2 | 857 | 0.764 |  |  | https://www.google.com/maps/@?api=1&map_action=map&center=42.339387000000002%2C-71.031407000000002&zoom=17&basemap=satellite | 255673 | [118 empty] | 0.41 |  |  | 65 |  |  | 0.35 | 0.49 |  |  | 66 |  |  | 0.4 | 0.32 |  |  | 57 |  |  | 0.3 | 0.13 |  |  | 88 |  |  | 0.05 | 0.13 |  |  | 65 |  |  | 0.12 | 0.05 |  |  | 47 |  |  | 0.06 | 0.12 |  |  | 34 |  |  | 0.16 | 0.06372 | 0.48641 | Oil | FRS_110009589276
1754 | 9958 | 2021 | TX | Central Utility Plant | 10184 | Austin Energy | 1015 | Silicon Hills Campus, LLC | 62903 | Commercial CHP | Electric Reliability Council of Texas, Inc. | ERCO | TRE | ERCT | ERCOT All | ERCOT | 48 | 453 | Travis | 30.3974 | -97.8426 | 3 | 3 | NG | GAS |  | 0 | 14.3 |  |  | Yes | 0 |  | 1 | [5 empty] | 0 | 0 | 0 |  | 0 | 0 | [45 empty] | -- | [17 empty] | 0 | 0 | 0 | 0 | 0 | 0 | 0 | 0 | 0 | 0 | 0 | 0 | 0 | 0 | 0 | 0 | [23 empty] | https://www.google.com/maps/@?api=1&map_action=map&center=30.397351%2C-97.842585999999997&zoom=17&basemap=satellite | 26517 | [118 empty] | 0.24 |  |  | 41 |  |  | 0.35 | 0.36 |  |  | 56 |  |  | 0.4 | 0.12 |  |  | 21 |  |  | 0.3 | 0.01 |  |  | 59 |  |  | 0.05 | 0.01 |  |  | 11 |  |  | 0.12 | 0.06 |  |  | 60 |  |  | 0.06 | 0.1 |  |  | 26 |  |  | 0.16 |  |  | Gas | FRS_110000824537
1755 | 2997 | 2021 | IA | AgriReNew | 59181 | Interstate Power and Light Co | 9417 | AgriReNew | 58986 | IPP CHP | Midcontinent Independent Transmission System Operator, Inc.. | MISO | MRO | MROW | MRO West | MISO | 19 | 163 | Scott | 41.6919 | -90.8664 | 1 | 1 | OBG | BIOMASS |  | 0.46404 | 1 | 0.55993 | Yes | Yes | 195124 | 0.071 | 0.086594 |  | 25637.85 | 11015.471 | 25637.85 | 11015.471 | 4065 | 1906 | 6.181 | 2.634 | 0.083 | 0 | 59.634 | 5.963 | 1.634 |  | 3.041 | 2.764 | 0.041 | 0 | 0.015 | 0.001 | 0.804 |  | 0.482 | 0.478 | 0.006 | 0 | 0.002 | 0 | 0.127 |  | 3.041 | 2.764 | 0.041 | 0 | 0.015 | 0.001 | 0.804 |  | 71.38 | 30.414 | 0.962 | 18800.319 | 688.657 | 68.866 |  | 296069 | 127208 | 296069 | 127208 | EIA | EIA | EIA | EIA | EIA | EIA | -- | EIA | EIA |  |  |  | 18800.319 |  |  | 270431.15 | 116192.529 | 65.199 | 27.78 | 0.879 | 18800.319 | 629.023 | 62.902 | 6306.9741 | 0 | 0 | 0 | 0 | 0 | 4065 | 0 | 0 | 0 | 0 | 0 | 0 | 4065 | 4065 | 4065 | 0 | 0 | 0 | 0 | 0 | 0 | 1 | 0 | 0 | 0 | 0 | 0 | 0 | 1 | 1 | 1 | 0 | [7 empty] | https://www.google.com/maps/@?api=1&map_action=map&center=41.691943999999999%2C-90.866388999999998&zoom=17&basemap=satellite | 379 | [118 empty] | 0.1 |  |  | 10 |  |  | 0.35 | 0.04 |  |  | 12 |  |  | 0.4 | 0.15 |  |  | 27 |  |  | 0.3 | 0 |  |  | 0 |  |  | 0.05 | 0.03 |  |  | 22 |  |  | 0.12 | 0.05 |  |  | 47 |  |  | 0.06 | 0.26 |  |  | 82 |  |  | 0.16 | 0.13363 | 0.1298 | Biomass | FRS_110070398201
1756 | 8015 | 2021 | NY | Castleton Power, LLC | 10190 | Niagara Mohawk Power Corp. | 13573 | Fortistar Castleton Power | 60741 | IPP Non-CHP | New York Independent System Operator | NYIS | NPCC | NYUP | NPCC Upstate NY | NYISO | 36 | 83 | Rensselaer | 42.5375 | -73.7433 | 1 | 2 | NG | GAS |  | 0.23041 | 72 | 0.94931 | [6 empty] | 1374700.171 | 309948.132 | 1374700.171 | 309948.132 | 145326 | 32348 | 54.664 | 7.636 | 0.412 | 81698.482 | 3035.693 | 303.569 | 81781.66 |  | 0.752 | 0.472 | 0.006 | 1124.348 | 0.021 | 0.002 | 1125.492 |  | 0.08 | 0.049 | 0.001 | 118.86 | 0.002 | 0 | 118.981 |  | 0.752 | 0.472 | 0.006 | 1124.348 | 0.021 | 0.002 | 1125.492 |  | 54.664 | 7.636 | 0.412 | 81698.482 | 3035.693 | 303.569 |  | 1374700.171 | 309948.132 | 1374700.171 | 309948.132 | EPA/CAMD | EPA/CAMD | EPA/CAMD | EPA/CAMD | EIA | EIA | -- | EPA/CAMD | EPA/CAMD | [14 empty] | 9459.4234 | 0 | 0 | 145326 | 0 | 0 | 0 | 0 | 0 | 0 | 0 | 0 | 145326 | 0 | 0 | 145326 | 0 | 0 | 0 | 1 | 0 | 0 | 0 | 0 | 0 | 0 | 0 | 0 | 1 | 0 | 0 | 1 | 0 | Yes |  | 1653893.445 | 98307.944 | 60.773 | 0.497 |  | https://www.google.com/maps/@?api=1&map_action=map&center=42.537500000000001%2C-73.743300000000005&zoom=17&basemap=satellite | 6369 | [118 empty] | 0.11 |  |  | 13 |  |  | 0.35 | 0.09 |  |  | 22 |  |  | 0.4 | 0.13 |  |  | 24 |  |  | 0.3 | 0 |  |  | 0 |  |  | 0.05 | 0.05 |  |  | 33 |  |  | 0.12 | 0.06 |  |  | 59 |  |  | 0.06 | 0.18 |  |  | 61 |  |  | 0.16 | 0.5561 | 0.014425 | Gas | FRS_110001600296
1757 | 3000 | 2021 | IA | Alliant SBD 8501 Aegon LI | 54714 | Interstate Power and Light Co | 9417 | Industrial Energy Applications Inc | 361 | IPP Non-CHP | Midcontinent Independent Transmission System Operator, Inc.. | MISO | MRO | MROW | MRO West | MISO | 19 | 113 | Linn | 42.0243 | -91.704 | 3 | 3 | DFO | OIL |  | 0 | 3.1 | [11 empty] | 0 | 0 | 0 |  | 0 | 0 | [45 empty] | -- | [17 empty] | 0 | 0 | 0 | 0 | 0 | 0 | 0 | 0 | 0 | 0 | 0 | 0 | 0 | 0 | 0 | 0 | [23 empty] | https://www.google.com/maps/@?api=1&map_action=map&center=42.024250000000002%2C-91.704049999999995&zoom=17&basemap=satellite | 45544 | [118 empty] | 0.23 |  |  | 39 |  |  | 0.35 | 0.19 |  |  | 38 |  |  | 0.4 | 0.27 |  |  | 48 |  |  | 0.3 | 0.02 |  |  | 62 |  |  | 0.05 | 0.05 |  |  | 35 |  |  | 0.12 | 0.06 |  |  | 56 |  |  | 0.06 | 0.16 |  |  | 53 |  |  | 0.16 | 0.19793 | 4.7523 | Oil | FRS_110005768776
1758 | 6131 | 2021 | MS | CF Industries Yazoo City Complex | 10195 | Entergy Mississippi Inc | 12685 | CF Industries Nitrogen LLC | 50122 | Industrial CHP | Midcontinent Independent Transmission System Operator, Inc.. | MISO | SERC | SRMV | SERC Mississippi Valley | MISO | 28 | 163 | Yazoo | 32.9041 | -90.3781 | 1 | 1 | NG | GAS |  | 0.69234 | 25 | 0.17944 |  | Yes | 813290.4 | 0.636 | 0.45899 |  | 862359.675 | 353967.542 | 862359.675 | 353967.542 | 151622 | 62351 | 125.434 | 51.486 | 1.378 | 50400.205 | 1901.179 | 190.118 | 50452.298 |  | 1.655 | 1.651 | 0.018 | 664.814 | 0.013 | 0.001 | 665.501 |  | 0.291 | 0.291 | 0.003 | 116.889 | 0.002 | 0 | 117.01 |  | 1.655 | 1.651 | 0.018 | 664.814 | 0.013 | 0.001 | 665.501 |  | 273.285 | 112.174 | 3.002 | 109807.627 | 4142.126 | 414.213 |  | 1878835 | 771194 | 1878835 | 771194 | EIA | EIA | EIA | EIA | EIA | EIA | -- | EIA | EIA | [6 empty] | 1016475.325 | 417226.458 | 147.851 | 60.688 | 1.624 | 59407.422 | 2240.946 | 224.095 | 5687.563 | 0 | 0 | 151622 | 0 | 0 | 0 | 0 | 0 | 0 | 0 | 0 | 151622 | 0 | 0 | 151622 | 0 | 0 | 0 | 1 | 0 | 0 | 0 | 0 | 0 | 0 | 0 | 0 | 1 | 0 | 0 | 1 | 0 | [7 empty] | https://www.google.com/maps/@?api=1&map_action=map&center=32.904110000000003%2C-90.378100000000003&zoom=17&basemap=satellite | 3115 | [118 empty] | 0.63 |  |  | 85 |  |  | 0.35 | 0.71 |  |  | 79 |  |  | 0.4 | 0.54 |  |  | 83 |  |  | 0.3 | 0 |  |  | 0 |  |  | 0.05 | 0.18 |  |  | 77 |  |  | 0.12 | 0.09 |  |  | 82 |  |  | 0.06 | 0.15 |  |  | 47 |  |  | 0.16 | 0.45422 | 0.0056547 | Gas | FRS_110000741485
1759 | 3001 | 2021 | IA | Alliant SBD 8601 Quad Graphics | 54720 | Interstate Power and Light Co | 9417 | Industrial Energy Applications Inc | 361 | IPP Non-CHP | Midcontinent Independent Transmission System Operator, Inc.. | MISO | MRO | MROW | MRO West | MISO | 19 | 95 | Iowa | 41.7958 | -92.0592 | 3 | 3 | DFO | OIL |  | 0 | 3.6 | [11 empty] | 0 | 0 | 0 |  | 0 | 0 | [45 empty] | -- | [17 empty] | 0 | 0 | 0 | 0 | 0 | 0 | 0 | 0 | 0 | 0 | 0 | 0 | 0 | 0 | 0 | 0 | [23 empty] | https://www.google.com/maps/@?api=1&map_action=map&center=41.7958%2C-92.059200000000004&zoom=17&basemap=satellite | 2598 | [118 empty] | 0.12 |  |  | 15 |  |  | 0.35 | 0.05 |  |  | 13 |  |  | 0.4 | 0.2 |  |  | 37 |  |  | 0.3 | 0.01 |  |  | 59 |  |  | 0.05 | 0.08 |  |  | 51 |  |  | 0.12 | 0.06 |  |  | 62 |  |  | 0.06 | 0.22 |  |  | 74 |  |  | 0.16 |  |  | Oil | FRS_
1760 | 3002 | 2021 | IA | Alliant SBD 8602 Marion Sub | 54716 | Interstate Power and Light Co | 9417 | Industrial Energy Applications Inc | 361 | IPP Non-CHP | Midcontinent Independent Transmission System Operator, Inc.. | MISO | MRO | MROW | MRO West | MISO | 19 | 113 | Linn | 42.0289 | -91.5975 | 4 | 4 | DFO | OIL |  | 0.00064 | 5.6 | 1 | [6 empty] | 470 | 153 | 470 | 153 | 31.36 | 9.931 | 0.746 | 0.243 | 0.068 | 38.382 | 3.109 | 0.622 | 38.513 |  | 47.577 | 48.938 | 4.356 | 2447.832 | 0.099 | 0.02 | 2456.218 |  | 3.174 | 3.176 | 0.291 | 163.328 | 0.007 | 0.001 | 163.887 |  | 47.577 | 48.938 | 4.356 | 2447.832 | 0.099 | 0.02 | 2456.218 |  | 0.746 | 0.243 | 0.068 | 38.382 | 3.109 | 0.622 |  | 470 | 153 | 470 | 153 | EIA | EIA | EIA | EIA | EIA | EIA | -- | EIA | EIA | [14 empty] | 14987.2449 | 0 | 31.36 | 0 | 0 | 0 | 0 | 0 | 0 | 0 | 0 | 0 | 31.36 | 0 | 0 | 31.36 | 0 | 0 | 1 | 0 | 0 | 0 | 0 | 0 | 0 | 0 | 0 | 0 | 1 | 0 | 0 | 1 | 0 | [7 empty] | https://www.google.com/maps/@?api=1&map_action=map&center=42.0289%2C-91.597499999999997&zoom=17&basemap=satellite | 56999 | [118 empty] | 0.16 |  |  | 23 |  |  | 0.35 | 0.11 |  |  | 25 |  |  | 0.4 | 0.21 |  |  | 37 |  |  | 0.3 | 0.01 |  |  | 57 |  |  | 0.05 | 0.04 |  |  | 28 |  |  | 0.12 | 0.07 |  |  | 65 |  |  | 0.06 | 0.17 |  |  | 57 |  |  | 0.16 | 0.044175 | 4.7444 | Oil | FRS_110028014333
1761 | 3003 | 2021 | IA | Alliant SBD 9106 Rockwell CR | 54717 | Interstate Power and Light Co | 9417 | Industrial Energy Applications Inc | 361 | IPP Non-CHP | Midcontinent Independent Transmission System Operator, Inc.. | MISO | MRO | MROW | MRO West | MISO | 19 | 113 | Linn | 42.0356 | -91.6458 | 10 | 10 | DFO | OIL |  | 0.00136 | 16 | 1 | [6 empty] | 2928 | 923 | 2928 | 923 | 191 | 61 | 4.64 | 1.46 | 0.425 | 239.11 | 19.365 | 3.873 | 239.929 |  | 48.586 | 47.869 | 4.45 | 2503.77 | 0.101 | 0.02 | 2512.347 |  | 3.169 | 3.164 | 0.29 | 163.327 | 0.007 | 0.001 | 163.886 |  | 48.561 | 47.844 | 4.448 | 2502.459 | 0.101 | 0.02 | 2511.033 |  | 4.64 | 1.46 | 0.425 | 239.11 | 19.365 | 3.873 |  | 2928 | 923 | 2928 | 923 | EIA | EIA | EIA | EIA | EIA | EIA | -- | EIA | EIA | [14 empty] | 15321.821 | 0 | 191.1 | 0 | 0 | 0 | 0 | 0 | 0 | 0 | 0 | 0 | 191.1 | 0 | 0 | 191.1 | 0 | 0 | 1 | 0 | 0 | 0 | 0 | 0 | 0 | 0 | 0 | 0 | 1 | 0 | 0 | 1 | 0 | [7 empty] | https://www.google.com/maps/@?api=1&map_action=map&center=42.035600000000002%2C-91.645799999999994&zoom=17&basemap=satellite | 69312 | [118 empty] | 0.21 |  |  | 35 |  |  | 0.35 | 0.17 |  |  | 35 |  |  | 0.4 | 0.25 |  |  | 45 |  |  | 0.3 | 0.02 |  |  | 62 |  |  | 0.05 | 0.05 |  |  | 33 |  |  | 0.12 | 0.06 |  |  | 62 |  |  | 0.06 | 0.16 |  |  | 52 |  |  | 0.16 | 0.41834 | 4.7431 | Oil | FRS_110028014342
1762 | 5125 | 2021 | MI | Escanaba Mill | 10208 | Upper Peninsula Power Co | 19578 | Verso Escanaba LLC | 55867 | Industrial CHP | Midcontinent Independent Transmission System Operator, Inc.. | MISO | MRO | MROE | MRO East | MISO | 26 | 41 | Delta | 45.8044 | -87.0891 | 5 | 3 | BLQ | BIOMASS | Yes | 0.45687 | 122.4 | 0.57189 | Yes | Yes | 12192921.6 | 0.137 | 0.15457 |  | 2665039.55 | 989694.378 | 2665039.55 | 989694.378 | 489865.36 | 172619.688 | 257.177 | 101.842 | 349.571 | 67326.256 | 44026.363 | 10158.91 | 69390.263 |  | 1.05 | 1.18 | 1.427 | 274.877 | 0.09 | 0.021 | 283.303 |  | 0.193 | 0.206 | 0.262 | 50.526 | 0.017 | 0.004 | 52.074 |  | 1.05 | 1.18 | 1.427 | 274.877 | 0.09 | 0.021 | 283.303 |  | 1663.832 | 658.878 | 2261.584 | 1547975.067 | 284833.213 | 65724.14 |  | 17241755.29 | 6402932.477 | 17241755.29 | 6402932.477 | EIA | EIA | EIA | EIA | EIA | EIA | -- | EIA | EIA |  |  |  | 1112400.733 |  |  | 14576715.74 | 5413238.099 | 1406.655 | 557.036 | 1912.014 | 368248.078 | 240806.85 | 55565.231 | 5440.3511 | 1131.032 | 3562.999 | 179744.17 | 0 | 0 | 289804.253 | 0 | 0 | 0 | 15622.902 | 0 | 200061.103 | 289804.253 | 289804.253 | 489865.356 | 0 | 0.0023089 | 0.0072734 | 0.36693 | 0 | 0 | 0.5916 | 0 | 0 | 0 | 0.031892 | 0 | 0.4084 | 0.5916 | 0.5916 | 1 | 0 | [7 empty] | https://www.google.com/maps/@?api=1&map_action=map&center=45.804400000000001%2C-87.089100000000002&zoom=17&basemap=satellite | 5715 | [118 empty] | 0.18 |  |  | 28 |  |  | 0.35 | 0.08 |  |  | 21 |  |  | 0.4 | 0.28 |  |  | 51 |  |  | 0.3 | 0 |  |  | 0 |  |  | 0.05 | 0.07 |  |  | 43 |  |  | 0.12 | 0.06 |  |  | 56 |  |  | 0.06 | 0.25 |  |  | 80 |  |  | 0.16 | 7.8742 | 0.037189 | Biomass | FRS_110017408848
1763 | 3004 | 2021 | IA | Alliant SBD 9107 JBS USA | 54715 | Interstate Power and Light Co | 9417 | Industrial Energy Applications Inc | 361 | IPP Non-CHP | Midcontinent Independent Transmission System Operator, Inc.. | MISO | MRO | MROW | MRO West | MISO | 19 | 127 | Marshall | 42.056 | -92.8971 | 7 | 7 | DFO | OIL |  | 0.0006 | 11.4 | 1 | [6 empty] | 911.002 | 618.001 | 911.002 | 618.001 | 59.779 | 40.178 | 1.446 | 0.977 | 0.132 | 74.393 | 6.025 | 1.205 | 74.648 |  | 48.378 | 48.634 | 4.413 | 2488.934 | 0.101 | 0.02 | 2497.461 |  | 3.175 | 3.162 | 0.29 | 163.321 | 0.007 | 0.001 | 163.881 |  | 48.377 | 48.633 | 4.413 | 2488.893 | 0.101 | 0.02 | 2497.419 |  | 1.446 | 0.977 | 0.132 | 74.393 | 6.025 | 1.205 |  | 911.002 | 618.001 | 911.002 | 618.001 | EIA | EIA | EIA | EIA | EIA | EIA | -- | EIA | EIA | [14 empty] | 15239.2439 | 0 | 59.78 | 0 | 0 | 0 | 0 | 0 | 0 | 0 | 0 | 0 | 59.78 | 0 | 0 | 59.78 | 0 | 0 | 1 | 0 | 0 | 0 | 0 | 0 | 0 | 0 | 0 | 0 | 1 | 0 | 0 | 1 | 0 | [7 empty] | https://www.google.com/maps/@?api=1&map_action=map&center=42.055999999999997%2C-92.897099999999995&zoom=17&basemap=satellite | 24538 | [118 empty] | 0.4 |  |  | 65 |  |  | 0.35 | 0.42 |  |  | 61 |  |  | 0.4 | 0.4 |  |  | 68 |  |  | 0.3 | 0.09 |  |  | 83 |  |  | 0.05 | 0.2 |  |  | 81 |  |  | 0.12 | 0.08 |  |  | 71 |  |  | 0.06 | 0.17 |  |  | 56 |  |  | 0.16 | 0.069285 | 4.7136 | Oil | FRS_110028014351
1764 | 3005 | 2021 | IA | Alliant SBD 9201 Norplex | 54712 | Interstate Power and Light Co | 9417 | Industrial Energy Applications Inc | 361 | IPP Non-CHP | Midcontinent Independent Transmission System Operator, Inc.. | MISO | MRO | MROW | MRO West | MISO | 19 | 5 | Allamakee | 43.0906 | -91.5542 | 2 | 2 | DFO | OIL |  | 0.0049 | 2.1 | 1 | [6 empty] | 1394 | 1082 | 1394 | 1082 | 90.16 | 69.58 | 2.209 | 1.715 | 0.202 | 113.838 | 9.22 | 1.844 | 114.228 |  | 49.002 | 49.296 | 4.485 | 2525.244 | 0.102 | 0.02 | 2533.895 |  | 3.169 | 3.17 | 0.29 | 163.326 | 0.007 | 0.001 | 163.885 |  | 49.002 | 49.296 | 4.485 | 2525.244 | 0.102 | 0.02 | 2533.895 |  | 2.209 | 1.715 | 0.202 | 113.838 | 9.22 | 1.844 |  | 1394 | 1082 | 1394 | 1082 | EIA | EIA | EIA | EIA | EIA | EIA | -- | EIA | EIA | [14 empty] | 15461.4019 | 0 | 90.16 | 0 | 0 | 0 | 0 | 0 | 0 | 0 | 0 | 0 | 90.16 | 0 | 0 | 90.16 | 0 | 0 | 1 | 0 | 0 | 0 | 0 | 0 | 0 | 0 | 0 | 0 | 1 | 0 | 0 | 1 | 0 | [7 empty] | https://www.google.com/maps/@?api=1&map_action=map&center=43.090600000000002%2C-91.554199999999994&zoom=17&basemap=satellite | 2688 | [118 empty] | 0.41 |  |  | 65 |  |  | 0.35 | 0.41 |  |  | 60 |  |  | 0.4 | 0.41 |  |  | 70 |  |  | 0.3 | 0.18 |  |  | 92 |  |  | 0.05 | 0.22 |  |  | 83 |  |  | 0.12 | 0.09 |  |  | 82 |  |  | 0.06 | 0.14 |  |  | 46 |  |  | 0.16 | 0.1457 | 4.646 | Oil | FRS_110028014360
1765 | 10637 | 2021 | UT | Snowbird Power Plant | 10215 | PacifiCorp | 14354 | Snowbird Corporation | 20712 | Commercial CHP | PacifiCorp - East | PACE | WECC | NWPP | WECC Northwest |  | 49 | 35 | Salt Lake | 40.5834 | -111.6539 | 3 | 3 | NG | GAS |  | 0.34589 | 1.8 | 0.75685 |  | Yes | 17131.2 | 1.087 | 0.59163 |  | 40194.386 | 15404.948 | 40194.386 | 15404.948 | 5454 | 2090.001 | 53.183 | 20.383 | 0.064 | 2349.142 | 88.614 | 8.861 | 2351.57 |  | 19.502 | 19.505 | 0.024 | 861.438 | 0.016 | 0.002 | 862.329 |  | 2.646 | 2.646 | 0.003 | 116.889 | 0.002 | 0 | 117.01 |  | 19.502 | 19.505 | 0.024 | 861.438 | 0.016 | 0.002 | 862.329 |  | 89.892 | 34.452 | 0.109 | 3970.605 | 149.778 | 14.978 |  | 67938 | 26037.999 | 67938 | 26037.999 | EIA | EIA | EIA | EIA | EIA | EIA | -- | EIA | EIA | [6 empty] | 27743.614 | 10633.051 | 36.709 | 14.069 | 0.044 | 1621.463 | 61.164 | 6.116 | 7369.7078 | 0 | 0 | 5454 | 0 | 0 | 0 | 0 | 0 | 0 | 0 | 0 | 5454 | 0 | 0 | 5454 | 0 | 0 | 0 | 1 | 0 | 0 | 0 | 0 | 0 | 0 | 0 | 0 | 1 | 0 | 0 | 1 | 0 | [7 empty] | https://www.google.com/maps/@?api=1&map_action=map&center=40.583370000000002%2C-111.653903&zoom=17&basemap=satellite | 329 | [118 empty] | 0.23 |  |  | 39 |  |  | 0.35 | 0.15 |  |  | 33 |  |  | 0.4 | 0.3 |  |  | 55 |  |  | 0.3 | 0 |  |  | 0 |  |  | 0.05 | 0 |  |  | 0 |  |  | 0.12 | 0.04 |  |  | 38 |  |  | 0.06 | 0.15 |  |  | 50 |  |  | 0.16 | 0.019314 | 0.0031223 | Gas | FRS_110028051462
1766 | 3006 | 2021 | IA | Alliant SBD 9203 Profol | 54719 | MidAmerican Energy Co | 12341 | American Profol Incorporated | 56189 | IPP Non-CHP | Midcontinent Independent Transmission System Operator, Inc.. | MISO | MRO | MROW | MRO West | MISO | 19 | 113 | Linn | 41.935 | -91.6361 | 3 | 3 | DFO | OIL |  | 0.00277 | 5.6 | 1 | [6 empty] | 1505.999 | 1041 | 1505.999 | 1041 | 135.679 | 93.8 | 2.265 | 1.565 | 0.218 | 122.985 | 9.96 | 1.992 | 123.406 |  | 33.388 | 33.369 | 3.219 | 1812.882 | 0.073 | 0.015 | 1819.093 |  | 3.008 | 3.007 | 0.29 | 163.327 | 0.007 | 0.001 | 163.886 |  | 33.387 | 33.369 | 3.219 | 1812.869 | 0.073 | 0.015 | 1819.079 |  | 2.265 | 1.565 | 0.218 | 122.985 | 9.96 | 1.992 |  | 1505.999 | 1041 | 1505.999 | 1041 | EIA | EIA | EIA | EIA | EIA | EIA | -- | EIA | EIA | [14 empty] | 11099.6389 | 0 | 135.68 | 0 | 0 | 0 | 0 | 0 | 0 | 0 | 0 | 0 | 135.68 | 0 | 0 | 135.68 | 0 | 0 | 1 | 0 | 0 | 0 | 0 | 0 | 0 | 0 | 0 | 0 | 1 | 0 | 0 | 1 | 0 | [7 empty] | https://www.google.com/maps/@?api=1&map_action=map&center=41.935000000000002%2C-91.636099999999999&zoom=17&basemap=satellite | 24248 | [118 empty] | 0.26 |  |  | 45 |  |  | 0.35 | 0.19 |  |  | 37 |  |  | 0.4 | 0.34 |  |  | 60 |  |  | 0.3 | 0.02 |  |  | 63 |  |  | 0.05 | 0.08 |  |  | 49 |  |  | 0.12 | 0.07 |  |  | 71 |  |  | 0.06 | 0.13 |  |  | 41 |  |  | 0.16 | 0.30349 | 3.4138 | Oil | FRS_110028014379
1767 | 3007 | 2021 | IA | Alliant SBD 9205 A Y McDonald | 54710 | Interstate Power and Light Co | 9417 | Industrial Energy Applications Inc | 361 | IPP Non-CHP | Midcontinent Independent Transmission System Operator, Inc.. | MISO | MRO | MROW | MRO West | MISO | 19 | 61 | Dubuque | 42.4906 | -90.745 | 3 | 3 | DFO | OIL |  | 0.00062 | 3.6 | 1 | [6 empty] | 307 | 107 | 307 | 107 | 19.6 | 6.207 | 0.484 | 0.168 | 0.044 | 25.07 | 2.03 | 0.406 | 25.156 |  | 49.388 | 54.132 | 4.541 | 2558.163 | 0.104 | 0.021 | 2566.927 |  | 3.153 | 3.14 | 0.29 | 163.322 | 0.007 | 0.001 | 163.882 |  | 49.388 | 54.132 | 4.541 | 2558.163 | 0.104 | 0.021 | 2566.927 |  | 0.484 | 0.168 | 0.044 | 25.07 | 2.03 | 0.406 |  | 307 | 107 | 307 | 107 | EIA | EIA | EIA | EIA | EIA | EIA | -- | EIA | EIA | [14 empty] | 15663.2653 | 0 | 19.6 | 0 | 0 | 0 | 0 | 0 | 0 | 0 | 0 | 0 | 19.6 | 0 | 0 | 19.6 | 0 | 0 | 1 | 0 | 0 | 0 | 0 | 0 | 0 | 0 | 0 | 0 | 1 | 0 | 0 | 1 | 0 | [7 empty] | https://www.google.com/maps/@?api=1&map_action=map&center=42.490555999999998%2C-90.745000000000005&zoom=17&basemap=satellite | 32610 | [118 empty] | 0.14 |  |  | 19 |  |  | 0.35 | 0.1 |  |  | 23 |  |  | 0.4 | 0.18 |  |  | 33 |  |  | 0.3 | 0.01 |  |  | 57 |  |  | 0.05 | 0.04 |  |  | 31 |  |  | 0.12 | 0.06 |  |  | 63 |  |  | 0.06 | 0.2 |  |  | 69 |  |  | 0.16 | 0.02232 | 5.0612 | Oil | FRS_110000414597
1768 | 7545 | 2021 | NJ | Merck Rahway Power Plant | 10224 | Public Service Elec & Gas Co | 15477 | Merck & Co Inc | 12311 | Industrial CHP | PJM Interconnection, LLC | PJM | RFC | RFCE | RFC East | PJM | 34 | 39 | Union | 40.6156 | -74.2653 | 6 | 4 | NG | GAS |  | 0.23672 | 20.8 | 0.93879 |  | Yes | 1124926.4 | 0.131 | 0.14856 |  | 236514.181 | 95847.912 | 242914.181 | 98874.912 | 43132.99 | 16152.99 | 1.053 | 0.396 | 0.457 | 13841.61 | 524.967 | 53.028 | 13856.073 |  | 0.049 | 0.049 | 0.021 | 641.811 | 0.012 | 0.001 | 642.481 |  | 0.009 | 0.008 | 0.004 | 117.047 | 0.002 | 0 | 117.169 |  | 0.05 | 0.05 | 0.022 | 652.768 | 0.012 | 0.001 | 653.45 |  | 7.09 | 2.663 | 3.076 | 93169.542 | 3533.616 | 356.938 |  | 1592005.39 | 645163.82 | 1598405.39 | 648190.82 | EIA | EIA |  | EIA | EIA | EIA | -- | [8 empty] | 1355491.209 | 549315.908 | 6.037 | 2.267 | 2.619 | 79327.932 | 3008.649 | 303.91 | 5576.9822 | 0 | 89.425 | 42319.565 | 0 | 0 | 0 | 0 | 723.56 | 0 | 0 | 0 | 42408.99 | 723.56 | 723.56 | 42408.99 | 723.56 | 0 | 0.0020733 | 0.98115 | 0 | 0 | 0 | 0 | 0.016775 | 0 | 0 | 0 | 0.98322 | 0.016775 | 0.016775 | 0.98322 | 0.016775 | [7 empty] | https://www.google.com/maps/@?api=1&map_action=map&center=40.615616000000003%2C-74.265289999999993&zoom=17&basemap=satellite | 139678 | [118 empty] | 0.4 |  |  | 65 |  |  | 0.35 | 0.61 |  |  | 73 |  |  | 0.4 | 0.2 |  |  | 36 |  |  | 0.3 | 0.07 |  |  | 79 |  |  | 0.05 | 0.11 |  |  | 58 |  |  | 0.12 | 0.06 |  |  | 60 |  |  | 0.06 | 0.15 |  |  | 48 |  |  | 0.16 | 0.98614 | 0.040755 | Gas | FRS_110000492020
1769 | 3008 | 2021 | IA | Alliant SBD 9206 Donaldson | 54718 | Interstate Power and Light Co | 9417 | Industrial Energy Applications Inc | 361 | IPP Non-CHP | Midcontinent Independent Transmission System Operator, Inc.. | MISO | MRO | MROW | MRO West | MISO | 19 | 89 | Howard | 43.3744 | -92.1331 | 1 | 1 | DFO | OIL |  | 0.00133 | 1.6 | 1 | [6 empty] | 279 | 90 | 279 | 90 | 18.62 | 5.894 | 0.438 | 0.14 | 0.04 | 22.784 | 1.845 | 0.369 | 22.862 |  | 47.046 | 47.506 | 4.35 | 2447.261 | 0.099 | 0.02 | 2455.645 |  | 3.14 | 3.111 | 0.29 | 163.326 | 0.007 | 0.001 | 163.886 |  | 47.046 | 47.506 | 4.35 | 2447.261 | 0.099 | 0.02 | 2455.645 |  | 0.438 | 0.14 | 0.04 | 22.784 | 1.845 | 0.369 |  | 279 | 90 | 279 | 90 | EIA | EIA | EIA | EIA | EIA | EIA | -- | EIA | EIA | [14 empty] | 14983.8883 | 0 | 18.62 | 0 | 0 | 0 | 0 | 0 | 0 | 0 | 0 | 0 | 18.62 | 0 | 0 | 18.62 | 0 | 0 | 1 | 0 | 0 | 0 | 0 | 0 | 0 | 0 | 0 | 0 | 1 | 0 | 0 | 1 | 0 | [7 empty] | https://www.google.com/maps/@?api=1&map_action=map&center=43.374400000000001%2C-92.133099999999999&zoom=17&basemap=satellite | 4281 | [118 empty] | 0.17 |  |  | 25 |  |  | 0.35 | 0.04 |  |  | 11 |  |  | 0.4 | 0.3 |  |  | 54 |  |  | 0.3 | 0 |  |  | 0 |  |  | 0.05 | 0.07 |  |  | 43 |  |  | 0.12 | 0.06 |  |  | 61 |  |  | 0.06 | 0.21 |  |  | 69 |  |  | 0.16 | 0.007285 | 4.9558 | Oil | FRS_110000414702
1770 | 6150 | 2021 | MS | Leaf River Cellulose LLC | 10233 | South Mississippi El Pwr Assn | 17568 | Leaf River Cellulose LLC | 50133 | Industrial CHP | Southern Company Services, Inc. - Trans | SOCO | SERC | SRSO | SERC South |  | 28 | 111 | Perry | 31.2434 | -89.0456 | 2 | 2 | BLQ | BIOMASS |  | 0.98861 | 50.4 | 0 | Yes | Yes | 12475540.8 | 0.119 | 0.13734 |  | 2446098.052 | 1015372.699 | 2446098.052 | 1015372.699 | 436475.55 | 176589.567 | 154.538 | 61.411 | 574.691 | 1609.034 | 43507.306 | 13182.98 | 4117.139 |  | 0.708 | 0.696 | 2.633 | 7.373 | 0.1 | 0.03 | 18.865 |  | 0.126 | 0.121 | 0.47 | 1.316 | 0.018 | 0.005 | 3.366 |  | 0.708 | 0.696 | 2.633 | 7.373 | 0.1 | 0.03 | 18.865 |  | 1125.18 | 447.132 | 4184.292 | 1940804.93 | 316773.955 | 95984.444 |  | 17809885.73 | 7392864.62 | 17809885.73 | 7392864.62 | EIA | EIA | EIA | EIA | EIA | EIA | -- | EIA | EIA |  |  |  | 1929089.654 |  |  | 15363787.68 | 6377491.921 | 970.642 | 385.721 | 3609.6 | 10106.242 | 273266.648 | 82801.464 | 5604.204 | 0 | 0 | 4977.431 | 0 | 0 | 431498.122 | 0 | 0 | 0 | 0 | 0 | 4977.431 | 431498.122 | 431498.122 | 436475.553 | 0 | 0 | 0 | 0.011404 | 0 | 0 | 0.9886 | 0 | 0 | 0 | 0 | 0 | 0.011404 | 0.9886 | 0.9886 | 1 | 0 | [7 empty] | https://www.google.com/maps/@?api=1&map_action=map&center=31.243400000000001%2C-89.045599999999993&zoom=17&basemap=satellite | 386 | [118 empty] | 0.36 |  |  | 60 |  |  | 0.35 | 0.25 |  |  | 45 |  |  | 0.4 | 0.47 |  |  | 76 |  |  | 0.3 | 0 |  |  | 0 |  |  | 0.05 | 0.17 |  |  | 76 |  |  | 0.12 | 0.1 |  |  | 83 |  |  | 0.06 | 0.15 |  |  | 50 |  |  | 0.16 | 9.9941 | 0.048942 | Biomass | FRS_110056956691
1771 | 3009 | 2021 | IA | Alliant SBD 9301 Prairie Farms | 54735 | Interstate Power and Light Co | 9417 | Industrial Energy Applications Inc | 361 | IPP Non-CHP | Midcontinent Independent Transmission System Operator, Inc.. | MISO | MRO | MROW | MRO West | MISO | 19 | 61 | Dubuque | 42.53 | -90.6847 | 3 | 3 | DFO | OIL |  | 0.00125 | 3.5 | 1 | [6 empty] | 581.999 | 188.001 | 581.999 | 188.001 | 38.22 | 12.1 | 0.923 | 0.298 | 0.084 | 47.528 | 3.849 | 0.77 | 47.691 |  | 48.299 | 49.256 | 4.417 | 2487.075 | 0.101 | 0.02 | 2495.595 |  | 3.172 | 3.17 | 0.29 | 163.327 | 0.007 | 0.001 | 163.886 |  | 48.299 | 49.256 | 4.417 | 2487.075 | 0.101 | 0.02 | 2495.595 |  | 0.923 | 0.298 | 0.084 | 47.528 | 3.849 | 0.77 |  | 581.999 | 188.001 | 581.999 | 188.001 | EIA | EIA | EIA | EIA | EIA | EIA | -- | EIA | EIA | [14 empty] | 15227.6033 | 0 | 38.22 | 0 | 0 | 0 | 0 | 0 | 0 | 0 | 0 | 0 | 38.22 | 0 | 0 | 38.22 | 0 | 0 | 1 | 0 | 0 | 0 | 0 | 0 | 0 | 0 | 0 | 0 | 1 | 0 | 0 | 1 | 0 | [7 empty] | https://www.google.com/maps/@?api=1&map_action=map&center=42.53%2C-90.684700000000007&zoom=17&basemap=satellite | 48352 | [118 empty] | 0.21 |  |  | 35 |  |  | 0.35 | 0.13 |  |  | 28 |  |  | 0.4 | 0.3 |  |  | 54 |  |  | 0.3 | 0.01 |  |  | 58 |  |  | 0.05 | 0.08 |  |  | 50 |  |  | 0.12 | 0.06 |  |  | 61 |  |  | 0.06 | 0.18 |  |  | 60 |  |  | 0.16 | 0.09579 | 4.7681 | Oil | FRS_110028014404
1772 | 3010 | 2021 | IA | Alliant SBD 9302 Aegon NP | 54967 | Interstate Power and Light Co | 9417 | Industrial Energy Applications Inc | 361 | IPP Non-CHP | Midcontinent Independent Transmission System Operator, Inc.. | MISO | MRO | MROW | MRO West | MISO | 19 | 113 | Linn | 42.0264 | -91.7042 | 1 | 1 | DFO | OIL |  | 0.00019 | 1.2 | 1 | [6 empty] | 24 | 0 | 24 | 0 | 1.96 | 0 | 0.037 | 0 | 0.004 | 1.96 | 0.159 | 0.032 | 1.967 |  | 37.755 |  | 3.571 | 2000 | 0.081 | 0.016 | 2006.851 |  | 3.083 |  | 0.292 | 163.333 | 0.007 | 0.001 | 163.893 |  | 37.755 |  | 3.571 | 2000 | 0.081 | 0.016 | 2006.851 |  | 0.037 | 0 | 0.004 | 1.96 | 0.159 | 0.032 |  | 24 | 0 | 24 | 0 | EIA | EIA | EIA | EIA | EIA | EIA | -- | EIA | EIA | [14 empty] | 12244.898 | 0 | 1.96 | 0 | 0 | 0 | 0 | 0 | 0 | 0 | 0 | 0 | 1.96 | 0 | 0 | 1.96 | 0 | 0 | 1 | 0 | 0 | 0 | 0 | 0 | 0 | 0 | 0 | 0 | 1 | 0 | 0 | 1 | 0 | [7 empty] | https://www.google.com/maps/@?api=1&map_action=map&center=42.026400000000002%2C-91.7042&zoom=17&basemap=satellite | 43987 | [118 empty] | 0.23 |  |  | 39 |  |  | 0.35 | 0.2 |  |  | 38 |  |  | 0.4 | 0.27 |  |  | 48 |  |  | 0.3 | 0.02 |  |  | 62 |  |  | 0.05 | 0.05 |  |  | 36 |  |  | 0.12 | 0.06 |  |  | 56 |  |  | 0.06 | 0.16 |  |  | 51 |  |  | 0.16 | 0.04588 | 4.6816 | Oil | FRS_110028014413
1773 | 10393 | 2021 | TX | Ticona Polymers Inc | 10243 | AEP Texas Central Company | 3278 | Ticona Polymers Inc | 3432 | Industrial CHP | Electric Reliability Council of Texas, Inc. | ERCO | TRE | ERCT | ERCOT All | ERCOT | 48 | 355 | Nueces | 27.5697 | -97.8228 | 1 | 1 | NG | GAS |  | 0.59729 | 44.2 | 0.33786 |  | Yes | 362816 | 2.175 | 0.74363 |  | 2293188.802 | 1156019.95 | 2293188.802 | 1156019.95 | 231264 | 116583 | 359.012 | 180.982 | 3.665 | 134024.339 | 5055.62 | 505.562 | 134162.863 |  | 3.105 | 3.105 | 0.032 | 1159.059 | 0.022 | 0.002 | 1160.257 |  | 0.313 | 0.313 | 0.003 | 116.889 | 0.002 | 0 | 117.01 |  | 3.105 | 3.105 | 0.032 | 1159.059 | 0.022 | 0.002 | 1160.257 |  | 482.781 | 243.375 | 4.928 | 180229.134 | 6798.541 | 679.854 |  | 3083764 | 1554557 | 3083764 | 1554557 | EIA | EIA | EIA | EIA | EIA | EIA | -- | EIA | EIA | [6 empty] | 790575.198 | 398537.05 | 123.769 | 62.393 | 1.263 | 46204.795 | 1742.921 | 174.292 | 9915.8918 | 0 | 0 | 231264 | 0 | 0 | 0 | 0 | 0 | 0 | 0 | 0 | 231264 | 0 | 0 | 231264 | 0 | 0 | 0 | 1 | 0 | 0 | 0 | 0 | 0 | 0 | 0 | 0 | 1 | 0 | 0 | 1 | 0 | [7 empty] | https://www.google.com/maps/@?api=1&map_action=map&center=27.569700000000001%2C-97.822800000000001&zoom=17&basemap=satellite | 3977 | [118 empty] | 0.59 |  |  | 82 |  |  | 0.35 | 0.75 |  |  | 81 |  |  | 0.4 | 0.44 |  |  | 73 |  |  | 0.3 | 0.03 |  |  | 70 |  |  | 0.05 | 0.2 |  |  | 80 |  |  | 0.12 | 0.06 |  |  | 59 |  |  | 0.06 | 0.22 |  |  | 72 |  |  | 0.16 | 1.1681 | 0.0097401 | Gas | FRS_110000599790
1774 | 3011 | 2021 | IA | Alliant SBD 9403 Aegon DC | 54929 | Interstate Power and Light Co | 9417 | Industrial Energy Applications Inc | 361 | IPP Non-CHP | Midcontinent Independent Transmission System Operator, Inc.. | MISO | MRO | MROW | MRO West | MISO | 19 | 113 | Linn | 41.9167 | -91.6542 | 3 | 3 | DFO | OIL |  | 0.00038 | 4.1 | 1 | [6 empty] | 220 | 71.999 | 220 | 71.999 | 13.721 | 4.343 | 0.345 | 0.112 | 0.032 | 17.966 | 1.455 | 0.291 | 18.028 |  | 50.288 | 51.577 | 4.664 | 2618.76 | 0.106 | 0.021 | 2627.731 |  | 3.136 | 3.111 | 0.291 | 163.327 | 0.007 | 0.001 | 163.887 |  | 50.292 | 51.581 | 4.665 | 2618.95 | 0.106 | 0.021 | 2627.923 |  | 0.345 | 0.112 | 0.032 | 17.966 | 1.455 | 0.291 |  | 220 | 71.999 | 220 | 71.999 | EIA | EIA | EIA | EIA | EIA | EIA | -- | EIA | EIA | [14 empty] | 16034.9854 | 0 | 13.72 | 0 | 0 | 0 | 0 | 0 | 0 | 0 | 0 | 0 | 13.72 | 0 | 0 | 13.72 | 0 | 0 | 1 | 0 | 0 | 0 | 0 | 0 | 0 | 0 | 0 | 0 | 1 | 0 | 0 | 1 | 0 | [7 empty] | https://www.google.com/maps/@?api=1&map_action=map&center=41.916699999999999%2C-91.654200000000003&zoom=17&basemap=satellite | 14961 | [118 empty] | 0.26 |  |  | 44 |  |  | 0.35 | 0.19 |  |  | 37 |  |  | 0.4 | 0.33 |  |  | 58 |  |  | 0.3 | 0.02 |  |  | 65 |  |  | 0.05 | 0.08 |  |  | 49 |  |  | 0.12 | 0.08 |  |  | 71 |  |  | 0.06 | 0.12 |  |  | 37 |  |  | 0.16 | 0.383 | 4.7372 | Oil | FRS_110040471414
1775 | 8751 | 2021 | OH | Pixelle Specialty Solutions LLC | 10244 | Ohio Power Co | 14006 | Pixelle Specialty Solution, LLC | 61723 | Industrial CHP | PJM Interconnection, LLC | PJM | RFC | RFCW | RFC West | PJM | 39 | 141 | Ross | 39.3246 | -82.974 | 2 | 4 | NG | GAS |  | 0.42876 | 92.8 | 0.61873 | Yes | Yes | 8908842.4 | 0.134 | 0.15113 |  | 1447407.911 | 275754.367 | 1447407.911 | 275754.367 | 348550.267 | 135737.268 | 157.321 | 14.786 | 0.805 | 0 | 29246.779 | 7383.596 | 0 |  | 0.903 | 0.218 | 0.005 | 0 | 0.084 | 0.021 | 0 |  | 0.217 | 0.107 | 0.001 | 0 | 0.02 | 0.005 | 0 |  | 0.903 | 0.218 | 0.005 | 0 | 0.084 | 0.021 | 0 |  | 1040.946 | 97.832 | 5.329 | 559726.556 | 193517.015 | 48854.999 |  | 9577056.508 | 1824582.508 | 9577056.508 | 1824582.508 | EPA/CAMD; EIA | EPA/CAMD | EIA | EIA | EIA | EIA | -- | EPA/CAMD; EIA | EPA/CAMD |  |  |  | 559726.556 |  |  | 8129648.597 | 1548828.141 | 883.625 | 83.046 | 4.524 | 559726.556 | 164270.236 | 41471.403 | 4152.6518 | 0 | 1799.83 | 120473.2 | 0 | 0 | 218146.489 | 0 | 0 | 0 | 8130.752 | 0 | 130403.782 | 218146.489 | 218146.489 | 348550.271 | 0 | 0 | 0.0051638 | 0.34564 | 0 | 0 | 0.62587 | 0 | 0 | 0 | 0.023327 | 0 | 0.37413 | 0.62587 | 0.62587 | 1 | 0 | Yes |  | 2352121.41 |  | 225.355 |  |  | https://www.google.com/maps/@?api=1&map_action=map&center=39.324610999999997%2C-82.974039000000005&zoom=17&basemap=satellite | 23665 | [118 empty] | 0.26 |  |  | 44 |  |  | 0.35 | 0.14 |  |  | 30 |  |  | 0.4 | 0.37 |  |  | 65 |  |  | 0.3 | 0.01 |  |  | 57 |  |  | 0.05 | 0.09 |  |  | 53 |  |  | 0.12 | 0.07 |  |  | 64 |  |  | 0.06 | 0.19 |  |  | 66 |  |  | 0.16 | 5.5913 | 0.030202 | Gas | FRS_110000395117
1776 | 3012 | 2021 | IA | Alliant SBD 9502 Eaton | 54968 | Interstate Power and Light Co | 9417 | Industrial Energy Applications Inc | 361 | IPP Non-CHP | Midcontinent Independent Transmission System Operator, Inc.. | MISO | MRO | MROW | MRO West | MISO | 19 | 197 | Wright | 42.8381 | -93.6033 | 3 | 3 | DFO | OIL |  | 6e-05 | 5.4 | 1 | [6 empty] | 59.001 | 35.001 | 59.001 | 35.001 | 2.94 | 1.959 | 0.093 | 0.057 | 0.009 | 4.818 | 0.39 | 0.078 | 4.835 |  | 63.265 | 58.193 | 5.918 | 3277.551 | 0.133 | 0.027 | 3288.78 |  | 3.152 | 3.257 | 0.295 | 163.319 | 0.007 | 0.001 | 163.879 |  | 63.265 | 58.193 | 5.918 | 3277.551 | 0.133 | 0.027 | 3288.78 |  | 0.093 | 0.057 | 0.009 | 4.818 | 0.39 | 0.078 |  | 59.001 | 35.001 | 59.001 | 35.001 | EIA | EIA | EIA | EIA | EIA | EIA | -- | EIA | EIA | [14 empty] | 20068.3674 | 0 | 2.94 | 0 | 0 | 0 | 0 | 0 | 0 | 0 | 0 | 0 | 2.94 | 0 | 0 | 2.94 | 0 | 0 | 1 | 0 | 0 | 0 | 0 | 0 | 0 | 0 | 0 | 0 | 1 | 0 | 0 | 1 | 0 | [7 empty] | https://www.google.com/maps/@?api=1&map_action=map&center=42.838149999999999%2C-93.603250000000003&zoom=17&basemap=satellite | 2619 | [118 empty] | 0.26 |  |  | 44 |  |  | 0.35 | 0.1 |  |  | 24 |  |  | 0.4 | 0.41 |  |  | 70 |  |  | 0.3 | 0.01 |  |  | 57 |  |  | 0.05 | 0.05 |  |  | 35 |  |  | 0.12 | 0.06 |  |  | 63 |  |  | 0.06 | 0.26 |  |  | 82 |  |  | 0.16 | 0.069285 | 4.5611 | Oil | FRS_110011274325
1777 | 7913 | 2021 | NY | 23rd and 3rd | 7910 | Consolidated Edison Co-NY Inc | 4226 | New York Power Authority | 15296 | Electric Utility | New York Independent System Operator | NYIS | NPCC | NYCW | NPCC NYC/Westchester | NYISO | 36 | 47 | Kings | 40.6631 | -74 | 2 | 2 | NG | GAS |  | 0.09279 | 94 | 1 | [6 empty] | 850859.467 | 608675.631 | 850859.467 | 608675.631 | 76406 | 54658 | 4.864 | 3.338 | 0.255 | 50564.667 | 1860.793 | 186.079 | 50615.653 |  | 0.127 | 0.122 | 0.007 | 1323.578 | 0.024 | 0.002 | 1324.913 |  | 0.011 | 0.011 | 0.001 | 118.856 | 0.002 | 0 | 118.975 |  | 0.127 | 0.122 | 0.007 | 1323.578 | 0.024 | 0.002 | 1324.913 |  | 4.864 | 3.338 | 0.255 | 50564.667 | 1860.793 | 186.079 |  | 850859.467 | 608675.631 | 850859.467 | 608675.631 | EPA/CAMD | EPA/CAMD | EPA/CAMD | EPA/CAMD | EIA | EIA | -- | EPA/CAMD | EPA/CAMD | [14 empty] | 11136.0293 | 0 | 0 | 76406.001 | 0 | 0 | 0 | 0 | 0 | 0 | 0 | 0 | 76406.001 | 0 | 0 | 76406.001 | 0 | 0 | 0 | 1 | 0 | 0 | 0 | 0 | 0 | 0 | 0 | 0 | 1 | 0 | 0 | 1 | 0 | Yes |  | 1269362.491 | 75439.586 | 7.057 | 0.381 |  | https://www.google.com/maps/@?api=1&map_action=map&center=40.6631%2C-74&zoom=17&basemap=satellite | 877657 | [118 empty] | 0.45 |  |  | 70 |  |  | 0.35 | 0.56 |  |  | 71 |  |  | 0.4 | 0.35 |  |  | 61 |  |  | 0.3 | 0.12 |  |  | 87 |  |  | 0.05 | 0.16 |  |  | 74 |  |  | 0.12 | 0.08 |  |  | 74 |  |  | 0.06 | 0.12 |  |  | 36 |  |  | 0.16 | 7.435 | 0.14559 | Gas | FRS_110019827286
1778 | 3013 | 2021 | IA | Alliant SBD0201 Ingredion | 55996 | Interstate Power and Light Co | 9417 | Industrial Energy Applications Inc | 361 | IPP Non-CHP | Midcontinent Independent Transmission System Operator, Inc.. | MISO | MRO | MROW | MRO West | MISO | 19 | 113 | Linn | 41.9701 | -91.6662 | 4 | 4 | DFO | OIL |  | 0.00028 | 6.1 | 1 | [6 empty] | 226.001 | 72 | 226.001 | 72 | 14.701 | 4.655 | 0.355 | 0.111 | 0.033 | 18.456 | 1.495 | 0.299 | 18.519 |  | 48.296 | 47.691 | 4.462 | 2510.85 | 0.102 | 0.02 | 2519.451 |  | 3.142 | 3.083 | 0.29 | 163.327 | 0.007 | 0.001 | 163.886 |  | 48.299 | 47.694 | 4.463 | 2511.02 | 0.102 | 0.02 | 2519.623 |  | 0.355 | 0.111 | 0.033 | 18.456 | 1.495 | 0.299 |  | 226.001 | 72 | 226.001 | 72 | EIA | EIA | EIA | EIA | EIA | EIA | -- | EIA | EIA | [14 empty] | 15374.2177 | 0 | 14.7 | 0 | 0 | 0 | 0 | 0 | 0 | 0 | 0 | 0 | 14.7 | 0 | 0 | 14.7 | 0 | 0 | 1 | 0 | 0 | 0 | 0 | 0 | 0 | 0 | 0 | 0 | 1 | 0 | 0 | 1 | 0 | [7 empty] | https://www.google.com/maps/@?api=1&map_action=map&center=41.97007%2C-91.666229999999999&zoom=17&basemap=satellite | 68449 | [118 empty] | 0.27 |  |  | 46 |  |  | 0.35 | 0.21 |  |  | 40 |  |  | 0.4 | 0.33 |  |  | 58 |  |  | 0.3 | 0.02 |  |  | 63 |  |  | 0.05 | 0.08 |  |  | 50 |  |  | 0.12 | 0.06 |  |  | 64 |  |  | 0.06 | 0.17 |  |  | 58 |  |  | 0.16 | 0.21126 | 4.738 | Oil | FRS_110000415168
1779 | 3724 | 2021 | IN | ArcelorMittal Burns Harbor | 10245 | Northern Indiana Pub Serv Co | 13756 | Cleveland-Cliffs Burns Harbor LLC | 56147 | Industrial CHP | Midcontinent Independent Transmission System Operator, Inc.. | MISO | RFC | RFCW | RFC West | MISO | 18 | 127 | Porter | 41.635 | -87.1387 | 3 | 3 | COG | COAL | Yes | 0.60849 | 176.2 | 0.31919 |  | Yes | 12019544.8 | 0.267 | 0.26231 |  | 5513283.896 | 2254778.231 | 5513283.896 | 2254778.231 | 939207 | 373247 | 182.437 | 57.331 | 1.622 | 727488.503 | 8573.432 | 1214.566 | 727776.641 |  | 0.388 | 0.307 | 0.003 | 1549.155 | 0.009 | 0.001 | 1549.768 |  | 0.066 | 0.051 | 0.001 | 263.904 | 0.002 | 0 | 264.008 |  | 0.388 | 0.307 | 0.003 | 1549.155 | 0.009 | 0.001 | 1549.768 |  | 695.493 | 218.559 | 6.182 | 2773357.442 | 32683.943 | 4630.21 |  | 21017936.19 | 8595745.452 | 21017936.19 | 8595745.452 | EIA | EIA | EIA | EIA | EIA | EIA | -- | EIA | EIA | [6 empty] | 15504652.29 | 6340967.221 | 513.056 | 161.228 | 4.56 | 2045868.939 | 24110.511 | 3415.644 | 5870.1478 | 0 | 0 | 322699.21 | 0 | 0 | 0 | 0 | 0 | 0 | 616507.79 | 0 | 939207 | 0 | 0 | 939207 | 0 | 0 | 0 | 0.34359 | 0 | 0 | 0 | 0 | 0 | 0 | 0.65641 | 0 | 1 | 0 | 0 | 1 | 0 | [7 empty] | https://www.google.com/maps/@?api=1&map_action=map&center=41.634999999999998%2C-87.1387&zoom=17&basemap=satellite | 5470 | [118 empty] | 0.24 |  |  | 40 |  |  | 0.35 | 0.24 |  |  | 44 |  |  | 0.4 | 0.24 |  |  | 43 |  |  | 0.3 | 0.01 |  |  | 57 |  |  | 0.05 | 0.08 |  |  | 50 |  |  | 0.12 | 0.06 |  |  | 63 |  |  | 0.06 | 0.14 |  |  | 45 |  |  | 0.16 | 22.2144 | 0.044444 | Coal | FRS_110007570743
1780 | 3014 | 2021 | IA | Alliant SBG 9802 Toyota | 56073 | Linn County REC | 11053 | Industrial Energy Applications Inc | 361 | IPP Non-CHP | Midcontinent Independent Transmission System Operator, Inc.. | MISO | MRO | MROW | MRO West | MISO | 19 | 113 | Linn | 42.0277 | -91.7111 | 1 | 1 | NG | GAS |  | 0.00392 | 1 | 1 | [6 empty] | 333 | 173 | 333 | 173 | 34.3 | 17.778 | 0.461 | 0.239 | 0 | 19.462 | 0.734 | 0.073 | 19.482 |  | 26.88 | 26.887 | 0.029 | 1134.81 | 0.021 | 0.002 | 1135.983 |  | 2.769 | 2.763 | 0.003 | 116.889 | 0.002 | 0 | 117.01 |  | 26.88 | 26.887 | 0.029 | 1134.81 | 0.021 | 0.002 | 1135.983 |  | 0.461 | 0.239 | 0 | 19.462 | 0.734 | 0.073 |  | 333 | 173 | 333 | 173 | EIA | EIA | EIA | EIA | EIA | EIA | -- | EIA | EIA | [14 empty] | 9708.4548 | 0 | 0 | 34.3 | 0 | 0 | 0 | 0 | 0 | 0 | 0 | 0 | 34.3 | 0 | 0 | 34.3 | 0 | 0 | 0 | 1 | 0 | 0 | 0 | 0 | 0 | 0 | 0 | 0 | 1 | 0 | 0 | 1 | 0 | [7 empty] | https://www.google.com/maps/@?api=1&map_action=map&center=42.027709999999999%2C-91.711100000000002&zoom=17&basemap=satellite | 35972 | [118 empty] | 0.23 |  |  | 38 |  |  | 0.35 | 0.19 |  |  | 38 |  |  | 0.4 | 0.26 |  |  | 47 |  |  | 0.3 | 0.02 |  |  | 64 |  |  | 0.05 | 0.05 |  |  | 35 |  |  | 0.12 | 0.06 |  |  | 56 |  |  | 0.06 | 0.15 |  |  | 47 |  |  | 0.16 | 0.00030827 | 0.0040562 | Gas | FRS_110028014495
1781 | 9812 | 2021 | TN | Domtar Kingsport Mill | 10252 | Kingsport Power Co | 10331 | Domtar Paper Co LLC Kingsport Mill | 55849 | Industrial CHP | PJM Interconnection, LLC | PJM | RFC | RFCW | RFC West |  | 47 | 163 | Sullivan | 36.5489 | -82.5667 | 2 | 1 | BLQ | BIOMASS |  | 0 | 50 |  | Yes | Yes | 0 |  | 1 |  | 0 | 0 | 0 | 0 | 0 | 0 | 0 | 0 | 0 | 0 | 0 | 0 | 0 | [25 empty] | 0 | 0 | 0 | 0 | 0 | 0 |  | 0 | 0 | 0 | 0 | EIA | EIA | EIA | EIA | EIA | EIA | -- | EIA | EIA |  |  |  | 0 |  |  | 0 | 0 | 0 | 0 | 0 | 0 | 0 | 0 |  | 0 | 0 | 0 | 0 | 0 | 0 | 0 | 0 | 0 | 0 | 0 | 0 | 0 | 0 | 0 | 0 | [23 empty] | https://www.google.com/maps/@?api=1&map_action=map&center=36.548900000000003%2C-82.566699999999997&zoom=17&basemap=satellite | 33349 | [118 empty] | 0.28 |  |  | 48 |  |  | 0.35 | 0.1 |  |  | 24 |  |  | 0.4 | 0.46 |  |  | 76 |  |  | 0.3 | 0 |  |  | 0 |  |  | 0.05 | 0.17 |  |  | 75 |  |  | 0.12 | 0.05 |  |  | 51 |  |  | 0.06 | 0.24 |  |  | 79 |  |  | 0.16 | 2.3448 | 0.053977 | Biomass | FRS_110000372329
1782 | 3016 | 2021 | IA | Amana Society Service Company | 61850 | Amana Society Service Co | 471 | Amana Society Service Co | 471 | IPP Non-CHP | Midcontinent Independent Transmission System Operator, Inc.. | MISO | MRO | MROW | MRO West | MISO | 19 | 95 | Iowa | 41.7932 | -91.8918 | 12 | 12 | DFO | OIL |  | 0.011 | 21.6 | 1 | [6 empty] | 20351.004 | 6444.996 | 20351.004 | 6444.996 | 2082 | 659.004 | 34.116 | 10.8 | 2.951 | 1661.916 | 134.599 | 26.92 | 1667.61 |  | 32.772 | 32.777 | 2.835 | 1596.461 | 0.065 | 0.013 | 1601.93 |  | 3.353 | 3.351 | 0.29 | 163.325 | 0.007 | 0.001 | 163.885 |  | 32.772 | 32.777 | 2.835 | 1596.461 | 0.065 | 0.013 | 1601.93 |  | 34.116 | 10.8 | 2.951 | 1661.916 | 134.599 | 26.92 |  | 20351.004 | 6444.996 | 20351.004 | 6444.996 | EIA | EIA | EIA | EIA | EIA | EIA | -- | EIA | EIA | [14 empty] | 9774.7378 | 0 | 2082 | 0 | 0 | 0 | 0 | 0 | 0 | 0 | 0 | 0 | 2082 | 0 | 0 | 2082 | 0 | 0 | 1 | 0 | 0 | 0 | 0 | 0 | 0 | 0 | 0 | 0 | 1 | 0 | 0 | 1 | 0 | [7 empty] | https://www.google.com/maps/@?api=1&map_action=map&center=41.793230000000001%2C-91.89179&zoom=17&basemap=satellite | 2030 | [118 empty] | 0.1 |  |  | 11 |  |  | 0.35 | 0.07 |  |  | 19 |  |  | 0.4 | 0.14 |  |  | 24 |  |  | 0.3 | 0 |  |  | 0 |  |  | 0.05 | 0.05 |  |  | 33 |  |  | 0.12 | 0.03 |  |  | 27 |  |  | 0.06 | 0.19 |  |  | 64 |  |  | 0.16 | 2.5682 | 3.1017 | Oil | FRS_110070396853
1783 | 10019 | 2021 | TX | Enterprise Products Operating | 10261 | CenterPoint Energy | 8901 | Enterprise Products Optg LP | 29925 | Industrial CHP | Electric Reliability Council of Texas, Inc. | ERCO | TRE | ERCT | ERCOT All | ERCOT | 48 | 71 | Chambers | 29.8247 | -94.9197 | 6 | 6 | NG | GAS |  | 0.60272 | 20.7 | 0.3288 |  | Yes | 0 |  | 1 |  | 1551024.999 | 781887 | 1551024.999 | 781887 | 109292.001 | 55095 | 243.297 | 122.649 | 2.479 | 90648.924 | 3419.428 | 341.943 | 90742.616 |  | 4.452 | 4.452 | 0.045 | 1658.839 | 0.031 | 0.003 | 1660.554 |  | 0.314 | 0.314 | 0.003 | 116.889 | 0.002 | 0 | 117.01 |  | 4.452 | 4.452 | 0.045 | 1658.839 | 0.031 | 0.003 | 1660.554 |  | 243.297 | 122.649 | 2.479 | 90648.924 | 3419.428 | 341.943 |  | 1551024.999 | 781887 | 1551024.999 | 781887 | EIA | EIA | EIA | EIA | EIA | EIA | -- | EIA | EIA | [6 empty] | 0 | 0 | 0 | 0 | 0 | 0 | 0 | 0 | 14191.5694 | 0 | 0 | 109292 | 0 | 0 | 0 | 0 | 0 | 0 | 0 | 0 | 109292 | 0 | 0 | 109292 | 0 | 0 | 0 | 1 | 0 | 0 | 0 | 0 | 0 | 0 | 0 | 0 | 1 | 0 | 0 | 1 | 0 | [7 empty] | https://www.google.com/maps/@?api=1&map_action=map&center=29.8247%2C-94.919700000000006&zoom=17&basemap=satellite | 9532 | [118 empty] | 0.36 |  |  | 59 |  |  | 0.35 | 0.5 |  |  | 67 |  |  | 0.4 | 0.21 |  |  | 38 |  |  | 0.3 | 0.02 |  |  | 65 |  |  | 0.05 | 0.06 |  |  | 37 |  |  | 0.12 | 0.05 |  |  | 52 |  |  | 0.06 | 0.1 |  |  | 27 |  |  | 0.16 | 1.0614 | 0.014045 | Gas | FRS_110056961480
1784 | 3019 | 2021 | IA | Anderson Erickson | 56138 | MidAmerican Energy Co | 12341 | Anderson Erickson Dairy | 64814 | Industrial Non-CHP | Midcontinent Independent Transmission System Operator, Inc.. | MISO | MRO | MROW | MRO West | MISO | 19 | 153 | Polk | 41.6014 | -93.5765 | 1 | 1 | DFO | OIL |  | 0.00029 | 2 | 1 | [6 empty] | 51 | 0 | 51 | 0 | 5 | 0 | 0.084 | 0 | 0.007 | 4.165 | 0.337 | 0.067 | 4.179 |  | 33.6 |  | 2.96 | 1666 | 0.067 | 0.013 | 1671.707 |  | 3.294 |  | 0.29 | 163.333 | 0.007 | 0.001 | 163.893 |  | 33.6 |  | 2.96 | 1666 | 0.067 | 0.013 | 1671.707 |  | 0.084 | 0 | 0.007 | 4.165 | 0.337 | 0.067 |  | 51 | 0 | 51 | 0 | EIA | EIA | EIA | EIA | EIA | EIA | -- | EIA | EIA | [14 empty] | 10200 | 0 | 5 | 0 | 0 | 0 | 0 | 0 | 0 | 0 | 0 | 0 | 5 | 0 | 0 | 5 | 0 | 0 | 1 | 0 | 0 | 0 | 0 | 0 | 0 | 0 | 0 | 0 | 1 | 0 | 0 | 1 | 0 | [7 empty] | https://www.google.com/maps/@?api=1&map_action=map&center=41.601399999999998%2C-93.576499999999996&zoom=17&basemap=satellite | 74388 | [118 empty] | 0.43 |  |  | 67 |  |  | 0.35 | 0.41 |  |  | 60 |  |  | 0.4 | 0.44 |  |  | 74 |  |  | 0.3 | 0.06 |  |  | 77 |  |  | 0.05 | 0.18 |  |  | 77 |  |  | 0.12 | 0.07 |  |  | 70 |  |  | 0.06 | 0.12 |  |  | 36 |  |  | 0.16 | 0.003565 | 3.565 | Oil | FRS_110028014538
1785 | 3022 | 2021 | IA | Archer Daniels Midland Cedar Rapids | 10864 | Interstate Power and Light Co | 9417 | Archer Daniels Midland Co | 772 | Industrial CHP | Midcontinent Independent Transmission System Operator, Inc.. | MISO | MRO | MROW | MRO West | MISO | 19 | 113 | Linn | 41.9221 | -91.6875 | 6 | 7 | SUB | COAL | Yes | 0.36489 | 294.6 | 0.72518 | Yes | Yes | 15181556.8 | 0.212 | 0.22013 |  | 5198393.68 | 2403435.838 | 5198393.68 | 2403435.838 | 941677 | 437634 | 265.823 | 123.189 | 412.643 | 518376.49 | 111220.425 | 16110.038 | 522167.14 |  | 0.565 | 0.563 | 0.876 | 1100.965 | 0.118 | 0.017 | 1109.015 |  | 0.102 | 0.103 | 0.159 | 199.437 | 0.021 | 0.003 | 200.896 |  | 0.565 | 0.563 | 0.876 | 1100.965 | 0.118 | 0.017 | 1109.015 |  | 1207.563 | 559.614 | 1874.529 | 2354849.783 | 505245.509 | 73183.717 |  | 23614952.6 | 10918184.9 | 23614952.6 | 10918184.9 | EIA | EIA |  | EIA | EIA | EIA | -- | [5 empty] | 0 |  |  | 18416558.92 | 8514749.062 | 941.74 | 436.425 | 1461.886 | 1836473.293 | 394025.084 | 57073.68 | 5520.3575 | 713355.02 | 0 | 228321.98 | 0 | 0 | 0 | 0 | 0 | 0 | 0 | 0 | 941677 | 0 | 0 | 941677 | 0 | 0.75754 | 0 | 0.24246 | 0 | 0 | 0 | 0 | 0 | 0 | 0 | 0 | 1 | 0 | 0 | 1 | 0 | [7 empty] | https://www.google.com/maps/@?api=1&map_action=map&center=41.9221%2C-91.6875&zoom=17&basemap=satellite | 22305 | [118 empty] | 0.27 |  |  | 47 |  |  | 0.35 | 0.2 |  |  | 39 |  |  | 0.4 | 0.35 |  |  | 61 |  |  | 0.3 | 0.03 |  |  | 68 |  |  | 0.05 | 0.08 |  |  | 50 |  |  | 0.12 | 0.08 |  |  | 75 |  |  | 0.06 | 0.14 |  |  | 43 |  |  | 0.16 | 27.151 | 0.066639 | Coal | FRS_110010507503
1786 | 7264 | 2021 | NH | Bridgewater Power LP | 10290 | Public Service Co of NH | 15472 | Bridgewater Power Co LP | 2226 | IPP Non-CHP | ISO New England Inc. | ISNE | NPCC | NEWE | NPCC New England | ISONE | 33 | 9 | Grafton | 43.7155 | -71.6585 | 1 | 1 | WDS | BIOMASS |  | 0.66957 | 20 | 0.21739 | Yes | [5 empty] | 1846753.608 | 746000.832 | 1846753.608 | 746000.832 | 117308 | 47377 | 66.483 | 26.856 | 23.514 | 188.43 | 130137.176 | 17081.557 | 4360.297 |  | 1.133 | 1.134 | 0.401 | 3.213 | 1.109 | 0.146 | 74.339 |  | 0.072 | 0.072 | 0.025 | 0.204 | 0.07 | 0.009 | 4.722 |  | 1.133 | 1.134 | 0.401 | 3.213 | 1.109 | 0.146 | 74.339 |  | 66.483 | 26.856 | 23.514 | 190898.088 | 130137.176 | 17081.557 |  | 1846753.608 | 746000.832 | 1846753.608 | 746000.832 | EIA | EIA | EIA | EIA | EIA | EIA | -- | EIA | EIA |  |  |  | 190709.658 | [10 empty] | 15742.7758 | 0 | 146.794 | 0 | 0 | 0 | 117161.21 | 0 | 0 | 0 | 0 | 0 | 146.794 | 117161.21 | 117161.21 | 117308.004 | 0 | 0 | 0.0012514 | 0 | 0 | 0 | 0.99875 | 0 | 0 | 0 | 0 | 0 | 0.0012514 | 0.99875 | 0.99875 | 1 | 0 | [7 empty] | https://www.google.com/maps/@?api=1&map_action=map&center=43.715499999999999%2C-71.658500000000004&zoom=17&basemap=satellite | 4270 | [118 empty] | 0.25 |  |  | 42 |  |  | 0.35 | 0.11 |  |  | 25 |  |  | 0.4 | 0.39 |  |  | 67 |  |  | 0.3 | 0 |  |  | 0 |  |  | 0.05 | 0.05 |  |  | 34 |  |  | 0.12 | 0.08 |  |  | 77 |  |  | 0.06 | 0.2 |  |  | 67 |  |  | 0.16 | 16.3755 | 0.29431 | Biomass | FRS_110028020399
1787 | 3023 | 2021 | IA | Archer Daniels Midland Clinton | 10860 | Interstate Power and Light Co | 9417 | Archer Daniels Midland Co | 772 | Industrial CHP | Midcontinent Independent Transmission System Operator, Inc.. | MISO | MRO | MROW | MRO West | MISO | 19 | 45 | Clinton | 41.8206 | -90.2097 | 3 | 2 | SUB | COAL | Yes | 0.46582 | 180 | 0.55697 | Yes | Yes | 11228227.2 | 0.223 | 0.2294 |  | 4332890.194 | 1843341.389 | 4332890.194 | 1843341.389 | 734505 | 327125 | 284.626 | 125.375 | 926.522 | 423874.208 | 121814.212 | 17407.486 | 427990.601 |  | 0.775 | 0.767 | 2.523 | 1154.177 | 0.166 | 0.024 | 1165.385 |  | 0.131 | 0.136 | 0.428 | 195.654 | 0.028 | 0.004 | 197.554 |  | 0.775 | 0.767 | 2.523 | 1154.177 | 0.166 | 0.024 | 1165.385 |  | 1240.756 | 546.541 | 4038.933 | 2034149.616 | 531017.742 | 75883.459 |  | 18888120.9 | 8035572.9 | 18888120.9 | 8035572.9 | EIA | EIA | EIA | EIA | EIA | EIA | -- | EIA | EIA |  |  |  | 186378.978 |  |  | 14555230.71 | 6192231.511 | 956.13 | 421.166 | 3112.411 | 1423896.431 | 409203.53 | 58475.974 | 5899.0615 | 671991.937 | 0 | 0 | 0 | 0 | 62513.067 | 0 | 0 | 0 | 0 | 0 | 671991.937 | 62513.067 | 62513.067 | 734505.004 | 0 | 0.91489 | 0 | 0 | 0 | 0 | 0.085109 | 0 | 0 | 0 | 0 | 0 | 0.91489 | 0.085109 | 0.085109 | 1 | 0 | [7 empty] | https://www.google.com/maps/@?api=1&map_action=map&center=41.820599999999999%2C-90.209699999999998&zoom=17&basemap=satellite | 20760 | [118 empty] | 0.25 |  |  | 43 |  |  | 0.35 | 0.13 |  |  | 29 |  |  | 0.4 | 0.38 |  |  | 66 |  |  | 0.3 | 0 |  |  | 0 |  |  | 0.05 | 0.13 |  |  | 64 |  |  | 0.12 | 0.06 |  |  | 62 |  |  | 0.06 | 0.21 |  |  | 70 |  |  | 0.16 | 32.4885 | 0.084506 | Coal | FRS_110000415630
1788 | 3024 | 2021 | IA | Archer Daniels Midland Des Moines | 10861 | MidAmerican Energy Co | 12341 | Archer Daniels Midland Co | 772 | Industrial CHP | Midcontinent Independent Transmission System Operator, Inc.. | MISO | MRO | MROW | MRO West | MISO | 19 | 153 | Polk | 41.6244 | -93.5845 | 1 | 1 | SUB | COAL | Yes | 0.30796 | 7.9 | 0.82007 |  | Yes | 892717.6 | 0.081 | 0.097993 |  | 123265.686 | 63087.01 | 123265.686 | 63087.01 | 21312 | 10907.279 | 17.609 | 9.012 | 34.514 | 13182.798 | 2989.3 | 434.807 | 13284.951 |  | 1.653 | 1.653 | 3.239 | 1237.124 | 0.14 | 0.02 | 1246.711 |  | 0.286 | 0.286 | 0.56 | 213.892 | 0.024 | 0.004 | 215.55 |  | 1.653 | 1.653 | 3.239 | 1237.124 | 0.14 | 0.02 | 1246.711 |  | 179.7 | 91.97 | 352.212 | 134527.962 | 30505.24 | 4437.126 |  | 1257903 | 643791 | 1257903 | 643791 | EIA | EIA | EIA | EIA | EIA | EIA | -- | EIA | EIA | [6 empty] | 1134637.314 | 580703.99 | 162.091 | 82.958 | 317.698 | 121345.164 | 27515.94 | 4002.319 | 5783.8629 | 21312 | 0 | 0 | 0 | 0 | 0 | 0 | 0 | 0 | 0 | 0 | 21312 | 0 | 0 | 21312 | 0 | 1 | 0 | 0 | 0 | 0 | 0 | 0 | 0 | 0 | 0 | 0 | 1 | 0 | 0 | 1 | 0 | [7 empty] | https://www.google.com/maps/@?api=1&map_action=map&center=41.624437999999998%2C-93.584514999999996&zoom=17&basemap=satellite | 71028 | [118 empty] | 0.41 |  |  | 66 |  |  | 0.35 | 0.39 |  |  | 58 |  |  | 0.4 | 0.44 |  |  | 73 |  |  | 0.3 | 0.05 |  |  | 76 |  |  | 0.05 | 0.18 |  |  | 77 |  |  | 0.12 | 0.08 |  |  | 72 |  |  | 0.06 | 0.13 |  |  | 39 |  |  | 0.16 | 0.6963 | 0.050501 | Coal | FRS_110067425799
1789 | 9872 | 2021 | TX | Air Liquide Bayport Complex | 10298 | CenterPoint Energy | 8901 | Air Liquide Large Industries U S LP | 327 | Industrial CHP | Electric Reliability Council of Texas, Inc. | ERCO | TRE | ERCT | ERCOT All | ERCOT | 48 | 201 | Harris | 29.6225 | -95.0458 | 4 | 4 | NG | GAS |  | 0.76523 | 318.4 | 0.057947 |  | Yes | 18795234.4 | 0.388 | 0.3407 |  | 10220949.38 | 4459054.85 | 10220949.38 | 4459054.85 | 2134372 | 926922 | 102.444 | 45.058 | 2.941 | 589432.531 | 23983.876 | 2397.951 | 590089.625 |  | 0.096 | 0.097 | 0.003 | 552.324 | 0.011 | 0.001 | 552.94 |  | 0.02 | 0.02 | 0.001 | 115.338 | 0.002 | 0 | 115.467 |  | 0.096 | 0.097 | 0.003 | 552.324 | 0.011 | 0.001 | 552.94 |  | 300.682 | 132.25 | 8.632 | 1730041.305 | 70394.988 | 7038.218 |  | 29999471.79 | 13087755.87 | 29999471.79 | 13087755.87 | EPA/CAMD | EPA/CAMD | EIA | EPA/CAMD | EIA | EIA | -- | EPA/CAMD | EPA/CAMD | [6 empty] | 19778522.41 | 8628701.016 | 198.238 | 87.192 | 5.691 | 1140608.774 | 46411.112 | 4640.267 | 4788.7384 | 0 | 0 | 1963027.1 | 0 | 0 | 0 | 0 | 0 | 0 | 171344.95 | 0 | 2134372.05 | 0 | 0 | 2134372.05 | 0 | 0 | 0 | 0.91972 | 0 | 0 | 0 | 0 | 0 | 0 | 0.080279 | 0 | 1 | 0 | 0 | 1 | 0 | Yes |  | 32549056.23 | 1910219.596 | 336.267 |  |  | https://www.google.com/maps/@?api=1&map_action=map&center=29.622499999999999%2C-95.0458&zoom=17&basemap=satellite | 17524 | [118 empty] | 0.28 |  |  | 47 |  |  | 0.35 | 0.37 |  |  | 57 |  |  | 0.4 | 0.18 |  |  | 33 |  |  | 0.3 | 0.01 |  |  | 58 |  |  | 0.05 | 0.09 |  |  | 53 |  |  | 0.12 | 0.06 |  |  | 62 |  |  | 0.06 | 0.12 |  |  | 37 |  |  | 0.16 | 33.16 | 0.028986 | Gas | FRS_110001867846
1790 | 4156 | 2021 | LA | Louisiana Sugar Refining | 10301 | Entergy Louisiana LLC | 11241 | Louisiana Sugar Refining LLC | 57145 | Industrial CHP | Midcontinent Independent Transmission System Operator, Inc.. | MISO | SERC | SRMV | SERC Mississippi Valley | MISO | 22 | 93 | St James | 30.0497 | -90.6839 | 3 | 3 | NG | GAS |  | 0.29425 | 6.7 | 0.84292 |  | Yes | 1668160 | 0.035 | 0.044992 |  | 96956.252 | 43936.89 | 96956.252 | 43936.89 | 17270 | 5840.388 | 8.04 | 3.644 | 0.155 | 5666.562 | 213.752 | 21.375 | 5672.419 |  | 0.931 | 1.248 | 0.018 | 656.232 | 0.012 | 0.001 | 656.91 |  | 0.166 | 0.166 | 0.003 | 116.889 | 0.002 | 0 | 117.01 |  | 0.931 | 1.248 | 0.018 | 656.232 | 0.012 | 0.001 | 656.91 |  | 178.704 | 80.982 | 3.444 | 125945.622 | 4750.877 | 475.088 |  | 2154960 | 976546 | 2154960 | 976546 | EIA | EIA | EIA | EIA | EIA | EIA | -- | EIA | EIA | [6 empty] | 2058003.748 | 932609.11 | 170.664 | 77.338 | 3.289 | 120279.06 | 4537.125 | 453.713 | 5614.1432 | 0 | 0 | 17270 | 0 | 0 | 0 | 0 | 0 | 0 | 0 | 0 | 17270 | 0 | 0 | 17270 | 0 | 0 | 0 | 1 | 0 | 0 | 0 | 0 | 0 | 0 | 0 | 0 | 1 | 0 | 0 | 1 | 0 | [7 empty] | https://www.google.com/maps/@?api=1&map_action=map&center=30.049700000000001%2C-90.683899999999994&zoom=17&basemap=satellite | 9817 | [118 empty] | 0.43 |  |  | 67 |  |  | 0.35 | 0.53 |  |  | 68 |  |  | 0.4 | 0.32 |  |  | 58 |  |  | 0.3 | 0.01 |  |  | 58 |  |  | 0.05 | 0.15 |  |  | 71 |  |  | 0.12 | 0.05 |  |  | 53 |  |  | 0.06 | 0.17 |  |  | 56 |  |  | 0.16 | 0.36806 | 0.04165 | Gas | FRS_110000448668
1791 | 9277 | 2021 | PA | Juniata Locomotive Shop | 10302 | Pennsylvania Electric Co | 14711 | Norfork Southern Corp | 13657 | Commercial Non-CHP | PJM Interconnection, LLC | PJM | RFC | RFCE | RFC East | PJM | 42 | 13 | Blair | 40.5333 | -78.3841 | 1 | 1 | NG | GAS |  | 0 | 1.5 | [11 empty] | 0 | 0 | 0 |  | 0 | 0 | [45 empty] | -- | [17 empty] | 0 | 0 | 0 | 0 | 0 | 0 | 0 | 0 | 0 | 0 | 0 | 0 | 0 | 0 | 0 | 0 | [23 empty] | https://www.google.com/maps/@?api=1&map_action=map&center=40.533299%2C-78.384124999999997&zoom=17&basemap=satellite | 43848 | [118 empty] | 0.26 |  |  | 45 |  |  | 0.35 | 0.09 |  |  | 22 |  |  | 0.4 | 0.43 |  |  | 73 |  |  | 0.3 | 0 |  |  | 0 |  |  | 0.05 | 0.11 |  |  | 58 |  |  | 0.12 | 0.06 |  |  | 57 |  |  | 0.06 | 0.17 |  |  | 55 |  |  | 0.16 | 0.0094243 | 0.0097762 | Gas | FRS_110064195240
1792 | 3032 | 2021 | IA | Bloomfield | 1127 | City of Bloomfield - (IA) | 1869 | City of Bloomfield - (IA) | 1869 | Electric Utility | Associated Electric Cooperative, Inc. | AECI | MRO | SRMW | SERC Midwest |  | 19 | 51 | Davis | 40.7031 | -92.4253 | 6 | 6 | NG | GAS |  | 0.00242 | 8.5 | 1 | [6 empty] | 2197.998 | 738 | 2197.998 | 738 | 180 | 60.001 | 3.254 | 1.082 | 0.29 | 132.064 | 13.642 | 2.684 | 132.634 |  | 36.156 | 36.066 | 3.217 | 1467.378 | 0.076 | 0.015 | 1473.716 |  | 2.961 | 2.932 | 0.263 | 120.168 | 0.006 | 0.001 | 120.687 |  | 36.156 | 36.066 | 3.217 | 1467.378 | 0.076 | 0.015 | 1473.716 |  | 3.254 | 1.082 | 0.29 | 132.064 | 13.642 | 2.684 |  | 2197.998 | 738 | 2197.998 | 738 | EIA | EIA | EIA | EIA | EIA | EIA | -- | EIA | EIA | [14 empty] | 12211.1 | 0 | 163.431 | 16.569 | 0 | 0 | 0 | 0 | 0 | 0 | 0 | 0 | 180 | 0 | 0 | 180 | 0 | 0 | 0.90795 | 0.09205 | 0 | 0 | 0 | 0 | 0 | 0 | 0 | 0 | 1 | 0 | 0 | 1 | 0 | [7 empty] | https://www.google.com/maps/@?api=1&map_action=map&center=40.703099999999999%2C-92.425299999999993&zoom=17&basemap=satellite | 513 | [118 empty] | 0.17 |  |  | 26 |  |  | 0.35 | 0.03 |  |  | 9 |  |  | 0.4 | 0.31 |  |  | 56 |  |  | 0.3 | 0 |  |  | 0 |  |  | 0.05 | 0.13 |  |  | 67 |  |  | 0.12 | 0.07 |  |  | 65 |  |  | 0.06 | 0.15 |  |  | 46 |  |  | 0.16 | 0.0071836 | 0.25657 | Gas | FRS_
1793 | 8097 | 2021 | NY | Dutchess Cnty Resource Recovery Facility | 10305 | Central Hudson Gas & Elec Corp | 3249 | Dutchess County RRA | 12834 | Commercial CHP | New York Independent System Operator | NYIS | NPCC | NYUP | NPCC Upstate NY | NYISO | 36 | 27 | Dutchess | 41.647 | -73.943 | 1 | 1 | MSW | BIOMASS |  | 0.50016 | 9.2 | 0.49973 | Yes | Yes | 43848 | 3.138 | 0.80708 |  | 1114085.643 | 490471.992 | 1114085.643 | 490471.992 | 40309 | 17745.298 | 299.712 | 131.205 | 101.902 | 62844.818 | 76193.193 | 9997.934 | 65286.925 |  | 14.871 | 14.788 | 5.056 | 3118.153 | 1.89 | 0.248 | 3239.322 |  | 0.538 | 0.535 | 0.183 | 112.819 | 0.068 | 0.009 | 117.203 |  | 14.871 | 14.788 | 5.056 | 3118.153 | 1.89 | 0.248 | 3239.322 |  | 371.355 | 162.568 | 126.261 | 138011.65 | 94406.504 | 12387.852 |  | 1380398 | 607715 | 1380398 | 607715 | EIA | EIA | EIA | EIA | EIA | EIA | -- | EIA | EIA |  |  |  | 60144.332 |  |  | 266312.357 | 117243.008 | 71.643 | 31.363 | 24.359 | 15022.5 | 18213.311 | 2389.918 | 27638.6326 | 0 | 0 | 1272.317 | 0 | 0 | 17566.344 | 0 | 0 | 0 | 21470.339 | 0 | 22742.656 | 17566.344 | 17566.344 | 40309 | 0 | 0 | 0 | 0.031564 | 0 | 0 | 0.43579 | 0 | 0 | 0 | 0.53264 | 0 | 0.56421 | 0.43579 | 0.43579 | 1 | 0 | [7 empty] | https://www.google.com/maps/@?api=1&map_action=map&center=41.646999999999998%2C-73.942999999999998&zoom=17&basemap=satellite | 23915 | [118 empty] | 0.19 |  |  | 30 |  |  | 0.35 | 0.25 |  |  | 46 |  |  | 0.4 | 0.12 |  |  | 22 |  |  | 0.3 | 0.02 |  |  | 64 |  |  | 0.05 | 0.06 |  |  | 38 |  |  | 0.12 | 0.04 |  |  | 44 |  |  | 0.06 | 0.22 |  |  | 72 |  |  | 0.16 | 105.8256 | 4.996 | Biomass | FRS_110028041456
1794 | 4250 | 2021 | MA | Bellingham | 10307 | NSTAR Electric Company | 54913 | Northeast Energy Associates LP | 21970 | IPP Non-CHP | ISO New England Inc. | ISNE | NPCC | NEWE | NPCC New England | ISONE | 25 | 21 | Norfolk | 42.0925 | -71.4833 | 2 | 3 | NG | GAS |  | 0.03875 | 386.1 | 1 |  | Yes | 0 |  | 1 |  | 1143928.595 | 874933.35 | 1143928.595 | 874933.35 | 131074 | 99517 | 45.705 | 34.777 | 2.8 | 68088.058 | 2567.254 | 259.784 | 68158.856 |  | 0.697 | 0.699 | 0.043 | 1038.925 | 0.02 | 0.002 | 1040.006 |  | 0.08 | 0.079 | 0.005 | 119.042 | 0.002 | 0 | 119.166 |  | 0.697 | 0.699 | 0.043 | 1038.925 | 0.02 | 0.002 | 1040.006 |  | 45.705 | 34.777 | 2.8 | 68088.058 | 2567.254 | 259.784 |  | 1143928.595 | 874933.35 | 1143928.595 | 874933.35 | EPA/CAMD | EPA/CAMD | EPA/CAMD | EPA/CAMD | EIA | EIA | -- | EPA/CAMD | EPA/CAMD | [6 empty] | 0 | 0 | 0 | 0 | 0 | 0 | 0 | 0 | 8727.3494 | 0 | 541.594 | 130532.406 | 0 | 0 | 0 | 0 | 0 | 0 | 0 | 0 | 131074 | 0 | 0 | 131074 | 0 | 0 | 0.004132 | 0.99587 | 0 | 0 | 0 | 0 | 0 | 0 | 0 | 0 | 1 | 0 | 0 | 1 | 0 | Yes |  | 1869680.354 | 112676.495 | 77.376 | 3.048 |  | https://www.google.com/maps/@?api=1&map_action=map&center=42.092500000000001%2C-71.4833&zoom=17&basemap=satellite | 20091 | [118 empty] | 0.13 |  |  | 16 |  |  | 0.35 | 0.15 |  |  | 32 |  |  | 0.4 | 0.1 |  |  | 18 |  |  | 0.3 | 0.01 |  |  | 58 |  |  | 0.05 | 0.05 |  |  | 32 |  |  | 0.12 | 0.04 |  |  | 43 |  |  | 0.06 | 0.16 |  |  | 53 |  |  | 0.16 | 1.4457 | 0.053506 | Gas | FRS_110000310486
1795 | 3038 | 2021 | IA | Cargill Corn Milling Division | 10855 | Interstate Power and Light Co | 9417 | Cargill Inc North America Sweetners | 3106 | Industrial CHP | Midcontinent Independent Transmission System Operator, Inc.. | MISO | MRO | MROW | MRO West | MISO | 19 | 135 | Monroe | 41.1386 | -92.6467 | 2 | 2 | NG | GAS |  | 0.31897 | 40 | 0.80172 |  | Yes | 3786675.2 | 0.101 | 0.11841 |  | 624021.827 | 261590.396 | 624021.827 | 261590.396 | 111765.48 | 47224.674 | 14.859 | 5.953 | 0.997 | 36470.662 | 1375.733 | 137.573 | 36508.357 |  | 0.266 | 0.252 | 0.018 | 652.628 | 0.012 | 0.001 | 653.303 |  | 0.048 | 0.046 | 0.003 | 116.889 | 0.002 | 0 | 117.01 |  | 0.266 | 0.252 | 0.018 | 652.628 | 0.012 | 0.001 | 653.303 |  | 125.486 | 50.277 | 8.421 | 308001.391 | 11618.32 | 1161.832 |  | 5269978.161 | 2209178.61 | 5269978.161 | 2209178.61 | EIA | EIA | EIA | EIA | EIA | EIA | -- | EIA | EIA | [6 empty] | 4645956.334 | 1947588.214 | 110.627 | 44.324 | 7.424 | 271530.729 | 10242.587 | 1024.259 | 5583.3145 | 0 | 0 | 111765.48 | 0 | 0 | 0 | 0 | 0 | 0 | 0 | 0 | 111765.48 | 0 | 0 | 111765.48 | 0 | 0 | 0 | 1 | 0 | 0 | 0 | 0 | 0 | 0 | 0 | 0 | 1 | 0 | 0 | 1 | 0 | [7 empty] | https://www.google.com/maps/@?api=1&map_action=map&center=41.138599999999997%2C-92.646699999999996&zoom=17&basemap=satellite | 1288 | [118 empty] | 0.21 |  |  | 34 |  |  | 0.35 | 0.04 |  |  | 11 |  |  | 0.4 | 0.38 |  |  | 65 |  |  | 0.3 | 0 |  |  | 0 |  |  | 0.05 | 0.06 |  |  | 40 |  |  | 0.12 | 0.05 |  |  | 49 |  |  | 0.06 | 0.22 |  |  | 74 |  |  | 0.16 | 2.5907 | 0.041485 | Gas | FRS_110017436130
1796 | 7620 | 2021 | NJ | Sayreville Power LP | 10308 | Jersey Central Power & Lt Co | 9726 | Sayreville Power Generation LP | 22290 | IPP Non-CHP | PJM Interconnection, LLC | PJM | RFC | RFCE | RFC East | PJM | 34 | 23 | Middlesex | 40.439 | -74.3444 | 2 | 3 | NG | GAS |  | 0.19633 | 430.2 | 1 |  | Yes | 0 |  | 1 |  | 5808161.3 | 3472544.528 | 5808161.3 | 3472544.528 | 739864 | 439851 | 242.195 | 138.463 | 1.742 | 345172.41 | 12832.118 | 1283.212 | 345524.01 |  | 0.655 | 0.63 | 0.005 | 933.07 | 0.017 | 0.002 | 934.02 |  | 0.083 | 0.08 | 0.001 | 118.858 | 0.002 | 0 | 118.979 |  | 0.655 | 0.63 | 0.005 | 933.07 | 0.017 | 0.002 | 934.02 |  | 242.195 | 138.463 | 1.742 | 345172.41 | 12832.118 | 1283.212 |  | 5808161.3 | 3472544.528 | 5808161.3 | 3472544.528 | EPA/CAMD | EPA/CAMD | EPA/CAMD | EPA/CAMD | EIA | EIA | -- | EPA/CAMD | EPA/CAMD | [6 empty] | 0 | 0 | 0 | 0 | 0 | 0 | 0 | 0 | 7850.3094 | 0 | 0 | 739864 | 0 | 0 | 0 | 0 | 0 | 0 | 0 | 0 | 739864 | 0 | 0 | 739864 | 0 | 0 | 0 | 1 | 0 | 0 | 0 | 0 | 0 | 0 | 0 | 0 | 1 | 0 | 0 | 1 | 0 | Yes |  | 5743016.311 | 341301.227 | 228.421 | 1.723 |  | https://www.google.com/maps/@?api=1&map_action=map&center=40.439%2C-74.344399999999993&zoom=17&basemap=satellite | 83608 | [118 empty] | 0.31 |  |  | 52 |  |  | 0.35 | 0.44 |  |  | 62 |  |  | 0.4 | 0.18 |  |  | 32 |  |  | 0.3 | 0.08 |  |  | 82 |  |  | 0.05 | 0.09 |  |  | 53 |  |  | 0.12 | 0.06 |  |  | 60 |  |  | 0.06 | 0.14 |  |  | 44 |  |  | 0.16 | 2.05 | 0.011846 | Gas | FRS_110029906127
1797 | 4138 | 2021 | LA | Geismar | 10319 | Entergy Louisiana LLC | 11241 | BASF Corporation | 1182 | Industrial CHP | Midcontinent Independent Transmission System Operator, Inc.. | MISO | SERC | SRMV | SERC Mississippi Valley | MISO | 22 | 5 | Ascension | 30.2 | -91 | 3 | 3 | NG | GAS |  | 0.76335 | 84.1 | 0.061076 |  | Yes | 4281176.8 | 0.448 | 0.37413 |  | 3096231.439 | 1116732.61 | 3096231.439 | 1116732.61 | 562375.25 | 250663.483 | 298.992 | 135.492 | 3.501 | 180957.788 | 6826.367 | 682.184 | 181144.763 |  | 1.063 | 1.081 | 0.012 | 643.548 | 0.012 | 0.001 | 644.213 |  | 0.193 | 0.243 | 0.002 | 116.889 | 0.002 | 0 | 117.01 |  | 1.063 | 1.081 | 0.012 | 643.549 | 0.012 | 0.001 | 644.214 |  | 799.166 | 362.152 | 9.358 | 483676.466 | 18245.986 | 1823.389 |  | 8275821.1 | 2984880 | 8275821.1 | 2984880 | EIA | EIA | EIA | EIA | EIA | EIA | -- | [8 empty] | 5179589.661 | 1868147.39 | 500.174 | 226.66 | 5.857 | 302718.678 | 11419.618 | 1141.205 | 5505.6357 | 0 | 0 | 372797.97 | 0 | 0 | 0 | 0 | 0 | 0 | 189576.95 | 0 | 562374.92 | 0 | 0 | 562374.92 | 0 | 0 | 0 | 0.6629 | 0 | 0 | 0 | 0 | 0 | 0 | 0.3371 | 0 | 1 | 0 | 0 | 1 | 0 | [7 empty] | https://www.google.com/maps/@?api=1&map_action=map&center=30.2%2C-91&zoom=17&basemap=satellite | 2159 | [118 empty] | 0.28 |  |  | 49 |  |  | 0.35 | 0.32 |  |  | 52 |  |  | 0.4 | 0.25 |  |  | 45 |  |  | 0.3 | 0 |  |  | 0 |  |  | 0.05 | 0.09 |  |  | 53 |  |  | 0.12 | 0.04 |  |  | 35 |  |  | 0.06 | 0.12 |  |  | 34 |  |  | 0.16 | 3.5215 | 0.011729 | Gas | FRS_110000597364
1798 | 5264 | 2021 | MI | T B Simon Power Plant | 10328 | Consumers Energy Co | 4254 | Michigan State University | 12436 | Commercial CHP | Midcontinent Independent Transmission System Operator, Inc.. | MISO | RFC | RFCM | RFC Michigan | MISO | 26 | 65 | Ingham | 42.7178 | -84.4836 | 4 | 6 | NG | GAS |  | 0.336 | 99.3 | 0.77333 | Yes | Yes | 3429858.4 | 0.291 | 0.27943 |  | 1605974.35 | 640266.788 | 1605974.35 | 640266.788 | 292279.39 | 124252.647 | 298.678 | 34.313 | 2.401 | 93860.414 | 3792.813 | 379.281 | 93964.337 |  | 2.044 | 0.552 | 0.016 | 642.265 | 0.013 | 0.001 | 642.976 |  | 0.372 | 0.107 | 0.003 | 116.889 | 0.002 | 0 | 117.018 |  | 2.044 | 0.552 | 0.016 | 642.265 | 0.013 | 0.001 | 642.976 |  | 1068.881 | 122.798 | 8.593 | 335899.465 | 13573.39 | 1357.339 |  | 5747320.94 | 2291330.94 | 5747320.94 | 2291330.94 | EPA/CAMD; EIA | EPA/CAMD | EIA | EIA | EIA | EIA | -- | EPA/CAMD; EIA | EPA/CAMD |  |  |  | 0 |  |  | 4141346.59 | 1651064.152 | 770.203 | 88.485 | 6.192 | 242039.051 | 9780.576 | 978.058 | 5494.6563 | 0 | 0 | 292279.31 | 0 | 0 | 0 | 0 | 0 | 0 | 0 | 0 | 292279.31 | 0 | 0 | 292279.31 | 0 | 0 | 0 | 1 | 0 | 0 | 0 | 0 | 0 | 0 | 0 | 0 | 1 | 0 | 0 | 1 | 0 | Yes |  | 1682292.498 |  | 96.512 |  |  | https://www.google.com/maps/@?api=1&map_action=map&center=42.717799999999997%2C-84.483599999999996&zoom=17&basemap=satellite | 83228 | [118 empty] | 0.35 |  |  | 59 |  |  | 0.35 | 0.31 |  |  | 52 |  |  | 0.4 | 0.46 |  |  | 76 |  |  | 0.3 | 0.05 |  |  | 74 |  |  | 0.05 | 0.04 |  |  | 30 |  |  | 0.12 | 0.04 |  |  | 40 |  |  | 0.06 | 0.1 |  |  | 27 |  |  | 0.16 | 5.7599 | 0.03979 | Gas | FRS_110064259056
1799 | 3050 | 2021 | IA | Coon Rapids II | 7847 | City of Coon Rapids | 4305 | City of Coon Rapids | 4305 | Electric Utility | Southwest Power Pool | SWPP | MRO | MROW | MRO West |  | 19 | 27 | Carroll | 41.871 | -94.6808 | 3 | 3 | DFO | OIL |  | 0.01562 | 5.4 | 1 | [6 empty] | 7233 | 2292 | 7233 | 2292 | 738.999 | 234 | 11.622 | 3.681 | 1.049 | 590.667 | 47.838 | 9.568 | 592.691 |  | 31.453 | 31.462 | 2.838 | 1598.56 | 0.065 | 0.013 | 1604.036 |  | 3.214 | 3.212 | 0.29 | 163.326 | 0.007 | 0.001 | 163.885 |  | 31.453 | 31.461 | 2.838 | 1598.558 | 0.065 | 0.013 | 1604.034 |  | 11.622 | 3.681 | 1.049 | 590.667 | 47.838 | 9.568 |  | 7233 | 2292 | 7233 | 2292 | EIA | EIA | EIA | EIA | EIA | EIA | -- | EIA | EIA | [14 empty] | 9787.5507 | 0 | 739 | 0 | 0 | 0 | 0 | 0 | 0 | 0 | 0 | 0 | 739 | 0 | 0 | 739 | 0 | 0 | 1 | 0 | 0 | 0 | 0 | 0 | 0 | 0 | 0 | 0 | 1 | 0 | 0 | 1 | 0 | [7 empty] | https://www.google.com/maps/@?api=1&map_action=map&center=41.871043%2C-94.680777000000006&zoom=17&basemap=satellite | 1372 | [118 empty] | 0.2 |  |  | 33 |  |  | 0.35 | 0.05 |  |  | 13 |  |  | 0.4 | 0.35 |  |  | 62 |  |  | 0.3 | 0.02 |  |  | 63 |  |  | 0.05 | 0.07 |  |  | 44 |  |  | 0.12 | 0.07 |  |  | 64 |  |  | 0.06 | 0.23 |  |  | 77 |  |  | 0.16 | 0.02294 | 4.5884 | Oil | FRS_110064193572
1800 | 7787 | 2021 | NM | Southside Water Reclamation Plant | 10339 | Public Service Co of NM | 15473 | Albuquerque City of | 194 | IPP CHP | Public Service Company of New Mexico | PNM | WECC | AZNM | WECC Southwest |  | 35 | 1 | Bernalillo | 35.0161 | -106.6697 | 4 | 4 | NG | GAS |  | 0.35027 | 6.6 | 0.74956 | Yes | Yes | 0 |  | 1 |  | 234980 | 105913 | 234980 | 105913 | 20251 | 8978 | 404.334 | 173.372 | 0.523 | 8438.341 | 528.921 | 52.892 | 8452.834 |  | 39.932 | 38.622 | 0.052 | 833.375 | 0.026 | 0.003 | 834.807 |  | 3.441 | 3.274 | 0.004 | 71.822 | 0.002 | 0 | 71.945 |  | 39.933 | 38.622 | 0.052 | 833.387 | 0.026 | 0.003 | 834.818 |  | 404.334 | 173.372 | 0.523 | 14129.256 | 528.921 | 52.892 |  | 234980 | 105913 | 234980 | 105913 | EIA | EIA | EIA | EIA | EIA | EIA | -- | EIA | EIA |  |  |  | 5690.915 |  |  | 0 | 0 | 0 | 0 | 0 | 0 | 0 | 0 | 11603.538 | 0 | 0 | 12249.733 | 0 | 0 | 8000.987 | 0 | 0 | 0 | 0 | 0 | 12249.733 | 8000.987 | 8000.987 | 20250.72 | 0 | 0 | 0 | 0.6049 | 0 | 0 | 0.3951 | 0 | 0 | 0 | 0 | 0 | 0.6049 | 0.3951 | 0.3951 | 1 | 0 | [7 empty] | https://www.google.com/maps/@?api=1&map_action=map&center=35.016111000000002%2C-106.66972199999999&zoom=17&basemap=satellite | 29360 | [118 empty] | 0.66 |  |  | 87 |  |  | 0.35 | 0.85 |  |  | 86 |  |  | 0.4 | 0.48 |  |  | 77 |  |  | 0.3 | 0.14 |  |  | 89 |  |  | 0.05 | 0.26 |  |  | 87 |  |  | 0.12 | 0.05 |  |  | 46 |  |  | 0.06 | 0.17 |  |  | 56 |  |  | 0.16 | 0.43896 | 0.066483 | Gas | FRS_110028024554
1801 | 3057 | 2021 | IA | Davenport Water Pollution Control Plant | 55035 | MidAmerican Energy Co | 12341 | Davenport City of | 29729 | Commercial CHP | Midcontinent Independent Transmission System Operator, Inc.. | MISO | MRO | MROW | MRO West | MISO | 19 | 163 | Scott | 41.4928 | -90.6275 | 2 | 2 | OBG | BIOMASS |  | 0.55144 | 1.6 | 0.41426 | Yes | Yes | 9267.2 | 2.846 | 0.79146 |  | 44666.264 | 19618.015 | 44666.264 | 19618.015 | 7729 | 3395 | 98.341 | 43.181 | 0.145 | 4.824 | 103.885 | 10.388 | 7.671 |  | 25.447 | 25.438 | 0.038 | 1.248 | 0.013 | 0.001 | 1.985 |  | 4.403 | 4.402 | 0.006 | 0.216 | 0.002 | 0 | 0.343 |  | 25.446 | 25.437 | 0.038 | 1.248 | 0.013 | 0.001 | 1.985 |  | 124.252 | 54.558 | 0.183 | 3583.61 | 131.256 | 13.126 |  | 56435 | 24787 | 56435 | 24787 | EIA | EIA | EIA | EIA | EIA | EIA | -- | EIA | EIA |  |  |  | 3577.515 |  |  | 11768.736 | 5168.985 | 25.911 | 11.377 | 0.038 | 1.271 | 27.372 | 2.737 | 5778.8538 | 0 | 0 | 13.107 | 0 | 0 | 7716.153 | 0 | 0 | 0 | 0 | 0 | 13.107 | 7716.153 | 7716.153 | 7729.26 | 0 | 0 | 0 | 0.0016958 | 0 | 0 | 0.9983 | 0 | 0 | 0 | 0 | 0 | 0.0016958 | 0.9983 | 0.9983 | 1 | 0 | [7 empty] | https://www.google.com/maps/@?api=1&map_action=map&center=41.492800000000003%2C-90.627499999999998&zoom=17&basemap=satellite | 27853 | [118 empty] | 0.45 |  |  | 69 |  |  | 0.35 | 0.4 |  |  | 59 |  |  | 0.4 | 0.5 |  |  | 79 |  |  | 0.3 | 0.03 |  |  | 67 |  |  | 0.05 | 0.17 |  |  | 75 |  |  | 0.12 | 0.06 |  |  | 62 |  |  | 0.06 | 0.15 |  |  | 47 |  |  | 0.16 | 0.30819 | 0.084971 | Biomass | FRS_110036191000
1802 | 9320 | 2021 | PA | Mt. Carmel Cogeneration | 10343 | PPL Electric Utilities Corp | 14715 | Mount Carmel Cogen Inc | 49889 | IPP CHP | PJM Interconnection, LLC | PJM | RFC | RFCE | RFC East | PJM | 42 | 97 | Northumberland | 40.8112 | -76.453 | 1 | 1 | WC | COAL | Yes | 0.005 | 47.3 | 1 |  | Yes | 2225.6 | 3.177 | 0.80904 |  | 16150.575 | 10873.613 | 16150.575 | 10873.613 | 2072 | 641 | 0.67 | 0.459 | 4.069 | 1900.696 | 584.161 | 84.003 | 1920.515 |  | 0.647 | 1.431 | 3.928 | 1834.649 | 0.282 | 0.041 | 1853.779 |  | 0.083 | 0.084 | 0.504 | 235.372 | 0.036 | 0.005 | 237.826 |  | 0.647 | 1.431 | 3.928 | 1834.649 | 0.282 | 0.041 | 1853.779 |  | 0.828 | 0.567 | 5.03 | 2349.333 | 722.045 | 103.831 |  | 19962.728 | 13440.201 | 19962.728 | 13440.201 | EPA/CAMD | EPA/CAMD | EPA/CAMD | EPA/CAMD | EIA | EIA | -- | EPA/CAMD | EPA/CAMD | [6 empty] | 3812.153 | 2566.588 | 0.158 | 0.108 | 0.961 | 448.637 | 137.884 | 19.828 | 7794.679 | 1468.197 | 0 | 603.803 | 0 | 0 | 0 | 0 | 0 | 0 | 0 | 0 | 2072 | 0 | 0 | 2072 | 0 | 0.70859 | 0 | 0.29141 | 0 | 0 | 0 | 0 | 0 | 0 | 0 | 0 | 1 | 0 | 0 | 1 | 0 | Yes |  | 2135064.79 | 251311.621 | 96.074 | 379.843 |  | https://www.google.com/maps/@?api=1&map_action=map&center=40.811188999999999%2C-76.452950999999999&zoom=17&basemap=satellite | 12434 | [118 empty] | 0.21 |  |  | 36 |  |  | 0.35 | 0.04 |  |  | 11 |  |  | 0.4 | 0.39 |  |  | 68 |  |  | 0.3 | 0 |  |  | 0 |  |  | 0.05 | 0.1 |  |  | 57 |  |  | 0.12 | 0.06 |  |  | 58 |  |  | 0.06 | 0.23 |  |  | 76 |  |  | 0.16 | 1.3889 | 0.066567 | Coal | FRS_110007026306
1803 | 5167 | 2021 | MI | Hillman Power LLC | 10346 | ITC Transmission | 56068 | Hillman Power Co | 8641 | IPP Non-CHP | Midcontinent Independent Transmission System Operator, Inc.. | MISO | RFC | RFCM | RFC Michigan | MISO | 26 | 119 | Montmorency | 45.0688 | -83.8932 | 1 | 1 | WDS | BIOMASS |  | 0.03361 | 22 | 1 | Yes | [5 empty] | 106785.3 | 93446 | 106785.3 | 93446 | 6477 | 5687 | 0.534 | 0.534 | 1.052 | 1717.838 | 6329.666 | 829.555 | 1920.562 |  | 0.165 | 0.188 | 0.325 | 530.442 | 0.977 | 0.128 | 593.041 |  | 0.01 | 0.011 | 0.02 | 32.174 | 0.059 | 0.008 | 35.971 |  | 0.165 | 0.188 | 0.325 | 530.442 | 0.977 | 0.128 | 593.041 |  | 0.534 | 0.534 | 1.052 | 10186.757 | 6329.666 | 829.555 |  | 106785.3 | 93446 | 106785.3 | 93446 | EIA | EIA | EIA | EIA | EIA | EIA | -- | EIA | EIA |  |  |  | 8468.919 | [10 empty] | 16486.8458 | 0 | 0 | 1061.252 | 0 | 0 | 4969.999 | 0 | 0 | 0 | 445.749 | 0 | 1507.001 | 4969.999 | 4969.999 | 6477 | 0 | 0 | 0 | 0.16385 | 0 | 0 | 0.76733 | 0 | 0 | 0 | 0.06882 | 0 | 0.23267 | 0.76733 | 0.76733 | 1 | 0 | [7 empty] | https://www.google.com/maps/@?api=1&map_action=map&center=45.068800000000003%2C-83.893199999999993&zoom=17&basemap=satellite | 1364 | [118 empty] | 0.24 |  |  | 41 |  |  | 0.35 | 0.04 |  |  | 11 |  |  | 0.4 | 0.45 |  |  | 74 |  |  | 0.3 | 0 |  |  | 0 |  |  | 0.05 | 0.13 |  |  | 65 |  |  | 0.12 | 0.03 |  |  | 34 |  |  | 0.06 | 0.32 |  |  | 91 |  |  | 0.16 | 0.051506 | 0.27037 | Biomass | FRS_110001840900
1804 | 3061 | 2021 | IA | Des Moines Wastewater Reclamation Fac | 50932 | MidAmerican Energy Co | 12341 | Des Moines Metro WRF | 5089 | Commercial CHP | Midcontinent Independent Transmission System Operator, Inc.. | MISO | MRO | MROW | MRO West | MISO | 19 | 153 | Polk | 41.5734 | -93.5577 | 2 | 2 | OBG | BIOMASS |  | 0.00551 | 2.8 | 1 | Yes | Yes | 449.6 | 1.027 | 0.57785 |  | 673.199 | 349.023 | 673.199 | 349.023 | 135.24 | 70.09 | 0 | 0 | 0 | 42.748 | 1.484 | 0.148 | 42.789 |  | 0 | 0 | 0 | 632.186 | 0.011 | 0.001 | 632.787 |  | 0 | 0 | 0 | 127.001 | 0.002 | 0 | 127.122 |  | 0 | 0 | 0 | 632.186 | 0.011 | 0.001 | 632.787 |  | 0 | 0 | 0 | 73.978 | 2.568 | 0.257 |  | 1165 | 604 | 1165 | 604 | EIA | EIA | EIA | EIA | EIA | EIA | -- | EIA | EIA |  |  |  | 0 |  |  | 491.801 | 254.977 | 0 | 0 | 0 | 31.23 | 1.084 | 0.108 | 4977.809 | 0 | 0 | 135.24 | 0 | 0 | 0 | 0 | 0 | 0 | 0 | 0 | 135.24 | 0 | 0 | 135.24 | 0 | 0 | 0 | 1 | 0 | 0 | 0 | 0 | 0 | 0 | 0 | 0 | 1 | 0 | 0 | 1 | 0 | [7 empty] | https://www.google.com/maps/@?api=1&map_action=map&center=41.573414999999997%2C-93.557743000000002&zoom=17&basemap=satellite | 48916 | [118 empty] | 0.4 |  |  | 64 |  |  | 0.35 | 0.41 |  |  | 60 |  |  | 0.4 | 0.38 |  |  | 66 |  |  | 0.3 | 0.05 |  |  | 75 |  |  | 0.05 | 0.15 |  |  | 72 |  |  | 0.12 | 0.07 |  |  | 67 |  |  | 0.06 | 0.12 |  |  | 34 |  |  | 0.16 | 0.056202 | 0.075338 | Biomass | FRS_110011869246
1805 | 3063 | 2021 | IA | Dike City Power Plant | 56194 | Corn Belt Power Coop | 4363 | City of Dike | 5155 | Electric Utility | Midcontinent Independent Transmission System Operator, Inc.. | MISO | MRO | MROW | MRO West | MISO | 19 | 75 | Grundy | 42.4622 | -92.6264 | 1 | 1 | DFO | OIL |  | 0.01614 | 2.2 | 1 | [6 empty] | 3051 | 970 | 3051 | 970 | 311 | 98 | 4.986 | 1.584 | 0.442 | 249.153 | 20.179 | 4.036 | 250.007 |  | 32.064 | 32.327 | 2.845 | 1602.27 | 0.065 | 0.013 | 1607.759 |  | 3.268 | 3.266 | 0.29 | 163.325 | 0.007 | 0.001 | 163.885 |  | 32.064 | 32.327 | 2.845 | 1602.27 | 0.065 | 0.013 | 1607.759 |  | 4.986 | 1.584 | 0.442 | 249.153 | 20.179 | 4.036 |  | 3051 | 970 | 3051 | 970 | EIA | EIA | EIA | EIA | EIA | EIA | -- | EIA | EIA | [14 empty] | 9810.2894 | 0 | 311 | 0 | 0 | 0 | 0 | 0 | 0 | 0 | 0 | 0 | 311 | 0 | 0 | 311 | 0 | 0 | 1 | 0 | 0 | 0 | 0 | 0 | 0 | 0 | 0 | 0 | 1 | 0 | 0 | 1 | 0 | [7 empty] | https://www.google.com/maps/@?api=1&map_action=map&center=42.462200000000003%2C-92.626400000000004&zoom=17&basemap=satellite | 1600 | [118 empty] | 0.12 |  |  | 15 |  |  | 0.35 | 0.05 |  |  | 13 |  |  | 0.4 | 0.2 |  |  | 36 |  |  | 0.3 | 0 |  |  | 0 |  |  | 0.05 | 0.07 |  |  | 45 |  |  | 0.12 | 0.07 |  |  | 71 |  |  | 0.06 | 0.13 |  |  | 40 |  |  | 0.16 | 0.19886 | 4.0585 | Oil | FRS_110021035262
1806 | 3064 | 2021 | IA | Downtown Generation Plant | 64552 | City of Greenfield - (IA) | 7626 | City of Greenfield - (IA) | 7626 | Electric Utility | Midcontinent Independent Transmission System Operator, Inc.. | MISO | MRO | MROW | MRO West | MISO | 19 | 1 | Adair | 41.304 | -94.4605 | 2 | 2 | DFO | OIL |  | 0.00171 | 5 | 1 | [6 empty] | 1020 | 318 | 1020 | 318 | 75 | 24 | 1.584 | 0.494 | 0.148 | 83.296 | 6.746 | 1.349 | 83.581 |  | 42.24 | 41.167 | 3.941 | 2221.227 | 0.09 | 0.018 | 2228.836 |  | 3.106 | 3.107 | 0.29 | 163.325 | 0.007 | 0.001 | 163.885 |  | 42.24 | 41.167 | 3.941 | 2221.227 | 0.09 | 0.018 | 2228.836 |  | 1.584 | 0.494 | 0.148 | 83.296 | 6.746 | 1.349 |  | 1020 | 318 | 1020 | 318 | EIA | EIA | EIA | EIA | EIA | EIA | -- | EIA | EIA | [14 empty] | 13600 | 0 | 75 | 0 | 0 | 0 | 0 | 0 | 0 | 0 | 0 | 0 | 75 | 0 | 0 | 75 | 0 | 0 | 1 | 0 | 0 | 0 | 0 | 0 | 0 | 0 | 0 | 0 | 1 | 0 | 0 | 1 | 0 | [7 empty] | https://www.google.com/maps/@?api=1&map_action=map&center=41.303989999999999%2C-94.460489999999993&zoom=17&basemap=satellite | 2096 | [118 empty] | 0.17 |  |  | 25 |  |  | 0.35 | 0.03 |  |  | 10 |  |  | 0.4 | 0.3 |  |  | 55 |  |  | 0.3 | 0 |  |  | 0 |  |  | 0.05 | 0.05 |  |  | 35 |  |  | 0.12 | 0.03 |  |  | 34 |  |  | 0.06 | 0.28 |  |  | 86 |  |  | 0.16 | 0.07905 | 3.6767 | Oil | FRS_
1807 | 5002 | 2021 | ME | ReEnergy Livermore Falls | 10354 | Central Maine Power Co | 3266 | ReEnergy Livermore Falls | 57432 | IPP Non-CHP | ISO New England Inc. | ISNE | NPCC | NEWE | NPCC New England | ISONE | 23 | 1 | Androscoggin | 44.4317 | -70.1619 | 1 | 1 | WDS | BIOMASS |  | 0.84695 | 39.6 | 0 | Yes | [5 empty] | 4846535.1 | 1952408.7 | 4846535.1 | 1952408.7 | 293803 | 118803 | 177.626 | 71.556 | 60.582 | 0.01 | 341913.261 | 44876.116 | 10960.467 |  | 1.209 | 1.205 | 0.412 | 0 | 1.164 | 0.153 | 74.611 |  | 0.073 | 0.073 | 0.025 | 0 | 0.071 | 0.009 | 4.523 |  | 1.209 | 1.205 | 0.412 | 0 | 1.164 | 0.153 | 74.611 |  | 177.626 | 71.556 | 60.582 | 501116.081 | 341913.261 | 44876.116 |  | 4846535.1 | 1952408.7 | 4846535.1 | 1952408.7 | EIA | EIA | EIA | EIA | EIA | EIA | -- | EIA | EIA |  |  |  | 501116.071 | [10 empty] | 16495.8666 | 0 | 0 | 0 | 0 | 0 | 293803 | 0 | 0 | 0 | 0 | 0 | 0 | 293803 | 293803 | 293803 | 0 | 0 | 0 | 0 | 0 | 0 | 1 | 0 | 0 | 0 | 0 | 0 | 0 | 1 | 1 | 1 | 0 | [7 empty] | https://www.google.com/maps/@?api=1&map_action=map&center=44.431666999999997%2C-70.161900000000003&zoom=17&basemap=satellite | 2262 | [118 empty] | 0.22 |  |  | 38 |  |  | 0.35 | 0.06 |  |  | 15 |  |  | 0.4 | 0.39 |  |  | 67 |  |  | 0.3 | 0 |  |  | 0 |  |  | 0.05 | 0.09 |  |  | 52 |  |  | 0.12 | 0.07 |  |  | 68 |  |  | 0.06 | 0.19 |  |  | 62 |  |  | 0.16 | 40.2596 | 0.30186 | Biomass | FRS_110007371085
1808 | 3067 | 2021 | IA | Earlville | 7865 | City of Earlville - (IA) | 5563 | City of Earlville - (IA) | 5563 | Electric Utility | Midcontinent Independent Transmission System Operator, Inc.. | MISO | MRO | MROW | MRO West | MISO | 19 | 55 | Delaware | 42.4942 | -91.2725 | 1 | 1 | DFO | OIL |  | 0.0014 | 1.8 | 1 | [6 empty] | 172 | 54 | 172 | 54 | 22 | 7 | 0.27 | 0.084 | 0.025 | 14.046 | 1.138 | 0.228 | 14.094 |  | 24.545 | 24 | 2.264 | 1276.909 | 0.052 | 0.01 | 1281.284 |  | 3.14 | 3.111 | 0.29 | 163.326 | 0.007 | 0.001 | 163.885 |  | 24.545 | 24 | 2.264 | 1276.909 | 0.052 | 0.01 | 1281.284 |  | 0.27 | 0.084 | 0.025 | 14.046 | 1.138 | 0.228 |  | 172 | 54 | 172 | 54 | EIA | EIA | EIA | EIA | EIA | EIA | -- | EIA | EIA | [14 empty] | 7818.1818 | 0 | 22 | 0 | 0 | 0 | 0 | 0 | 0 | 0 | 0 | 0 | 22 | 0 | 0 | 22 | 0 | 0 | 1 | 0 | 0 | 0 | 0 | 0 | 0 | 0 | 0 | 0 | 1 | 0 | 0 | 1 | 0 | [7 empty] | https://www.google.com/maps/@?api=1&map_action=map&center=42.494199999999999%2C-91.272499999999994&zoom=17&basemap=satellite | 1472 | [118 empty] | 0.13 |  |  | 17 |  |  | 0.35 | 0.05 |  |  | 13 |  |  | 0.4 | 0.22 |  |  | 40 |  |  | 0.3 | 0 |  |  | 0 |  |  | 0.05 | 0.09 |  |  | 53 |  |  | 0.12 | 0.1 |  |  | 84 |  |  | 0.06 | 0.15 |  |  | 50 |  |  | 0.16 | 0.01767 | 2.7185 | Oil | FRS_110028016554
1809 | 3075 | 2021 | IA | Exira Station | 56013 | WAPA-- Western Area Power Administration | 27000 | Western Minnesota Mun Pwr Agny | 20421 | Electric Utility | Midcontinent Independent Transmission System Operator, Inc.. | MISO | MRO | MROW | MRO West | MISO | 19 | 9 | Audubon | 41.5144 | -94.9197 | 3 | 3 | NG | GAS |  | 0.07762 | 181.5 | 1 | [6 empty] | 1310979.058 | 679421.519 | 1310979.058 | 679421.519 | 123414 | 63960 | 67.951 | 32.883 | 4.372 | 81401.576 | 3572.345 | 461.849 | 81515.046 |  | 1.101 | 1.028 | 0.071 | 1319.163 | 0.029 | 0.004 | 1321.002 |  | 0.104 | 0.097 | 0.007 | 124.184 | 0.003 | 0 | 124.358 |  | 1.101 | 1.028 | 0.071 | 1319.163 | 0.029 | 0.004 | 1321.002 |  | 67.951 | 32.883 | 4.372 | 81401.576 | 3572.345 | 461.849 |  | 1310979.058 | 679421.519 | 1310979.058 | 679421.519 | EPA/CAMD | EPA/CAMD | EPA/CAMD | EPA/CAMD | EIA | EIA | -- | EPA/CAMD | EPA/CAMD | [14 empty] | 10622.6119 | 0 | 14969.163 | 108444.84 | 0 | 0 | 0 | 0 | 0 | 0 | 0 | 0 | 123414.003 | 0 | 0 | 123414.003 | 0 | 0 | 0.12129 | 0.87871 | 0 | 0 | 0 | 0 | 0 | 0 | 0 | 0 | 1 | 0 | 0 | 1 | 0 | Yes |  | 1656813.323 | 99841.367 | 81.698 | 2.075 |  | https://www.google.com/maps/@?api=1&map_action=map&center=41.514364999999998%2C-94.919729000000004&zoom=17&basemap=satellite | 266 | [118 empty] | 0.16 |  |  | 22 |  |  | 0.35 | 0 |  |  | 0 |  |  | 0.4 | 0.31 |  |  | 56 |  |  | 0.3 | 0 |  |  | 0 |  |  | 0.05 | 0.05 |  |  | 33 |  |  | 0.12 | 0.06 |  |  | 60 |  |  | 0.06 | 0.24 |  |  | 79 |  |  | 0.16 | 2.8362 | 0.070873 | Gas | FRS_110036377266
1810 | 8842 | 2021 | OK | Georgia-Pacific Muskogee LLC | 10362 | Oklahoma Gas & Electric Co | 14063 | Georgia-Pacific Consumer Operations LLC | 6589 | Industrial CHP | Southwest Power Pool | SWPP | MRO | SPSO | SPP South |  | 40 | 101 | Muskogee | 35.7322 | -95.2939 | 4 | 3 | NG | GAS | Yes | 0.38697 | 114 | 0.68838 |  | Yes | 3381549.6 | 0.39 | 0.34213 |  | 2513806.763 | 1013776.018 | 2513806.763 | 1013776.018 | 386446.811 | 161644.419 | 168.046 | 78.097 | 62.112 | 159609.862 | 11326.704 | 1421.906 | 159963.309 |  | 0.87 | 0.966 | 0.321 | 826.038 | 0.029 | 0.004 | 827.867 |  | 0.134 | 0.154 | 0.049 | 126.987 | 0.005 | 0.001 | 127.268 |  | 0.87 | 0.966 | 0.321 | 826.038 | 0.029 | 0.004 | 827.867 |  | 491.177 | 228.269 | 181.546 | 466519.643 | 33106.538 | 4156.052 |  | 7347542.454 | 2963140.382 | 7347542.454 | 2963140.382 | EIA | EIA | EIA | EIA | EIA | EIA | -- | EIA | EIA | [6 empty] | 4833735.691 | 1949364.364 | 323.131 | 150.172 | 119.434 | 306909.781 | 21779.834 | 2734.147 | 6504.923 | 41181.133 | 0 | 345265.68 | 0 | 0 | 0 | 0 | 0 | 0 | 0 | 0 | 386446.813 | 0 | 0 | 386446.813 | 0 | 0.10656 | 0 | 0.89344 | 0 | 0 | 0 | 0 | 0 | 0 | 0 | 0 | 1 | 0 | 0 | 1 | 0 | [7 empty] | https://www.google.com/maps/@?api=1&map_action=map&center=35.732199999999999%2C-95.293899999999994&zoom=17&basemap=satellite | 10351 | [118 empty] | 0.41 |  |  | 65 |  |  | 0.35 | 0.41 |  |  | 60 |  |  | 0.4 | 0.4 |  |  | 68 |  |  | 0.3 | 0.01 |  |  | 59 |  |  | 0.05 | 0.12 |  |  | 63 |  |  | 0.12 | 0.07 |  |  | 65 |  |  | 0.06 | 0.19 |  |  | 64 |  |  | 0.16 | 10.4569 | 0.051694 | Gas | FRS_110000455604
1811 | 3076 | 2021 | IA | Farmers Electric Cooperative - Kalona | 62461 | ITC Midwest LLC | 56161 | Farmers Electric Coop - (IA) | 6168 | Electric Utility | Midcontinent Independent Transmission System Operator, Inc.. | MISO | MRO | MROW | MRO West | MISO | 19 | 103 | Johnson | 41.5667 | -91.7367 | 3 | 3 | DFO | OIL |  | 0.00693 | 6 | 1 | [6 empty] | 2868 | 903 | 2868 | 903 | 363.999 | 114.999 | 4.38 | 1.38 | 0.416 | 234.21 | 18.969 | 3.794 | 235.012 |  | 24.066 | 24 | 2.285 | 1286.872 | 0.052 | 0.01 | 1291.28 |  | 3.054 | 3.056 | 0.29 | 163.326 | 0.007 | 0.001 | 163.886 |  | 24.066 | 24 | 2.285 | 1286.868 | 0.052 | 0.01 | 1291.277 |  | 4.38 | 1.38 | 0.416 | 234.21 | 18.969 | 3.794 |  | 2868 | 903 | 2868 | 903 | EIA | EIA | EIA | EIA | EIA | EIA | -- | EIA | EIA | [14 empty] | 7879.1209 | 0 | 364 | 0 | 0 | 0 | 0 | 0 | 0 | 0 | 0 | 0 | 364 | 0 | 0 | 364 | 0 | 0 | 1 | 0 | 0 | 0 | 0 | 0 | 0 | 0 | 0 | 0 | 1 | 0 | 0 | 1 | 0 | [7 empty] | https://www.google.com/maps/@?api=1&map_action=map&center=41.566687999999999%2C-91.736662999999993&zoom=17&basemap=satellite | 1087 | [118 empty] | 0.17 |  |  | 24 |  |  | 0.35 | 0.05 |  |  | 13 |  |  | 0.4 | 0.28 |  |  | 51 |  |  | 0.3 | 0.02 |  |  | 66 |  |  | 0.05 | 0.3 |  |  | 91 |  |  | 0.12 | 0.04 |  |  | 44 |  |  | 0.06 | 0.24 |  |  | 78 |  |  | 0.16 | 0.25141 | 2.5654 | Oil | FRS_110001387874
1812 | 6421 | 2021 | NC | CPI USA North Carolina Southport | 10378 | Duke Energy Progress - (NC) | 3046 | CPI USA NC Southport LLC | 58209 | IPP CHP | Duke Energy Progress East | CPLE | SERC | SRVC | SERC Virginia/Carolina |  | 37 | 19 | Brunswick | 33.9444 | -78.0118 | 6 | 2 | WDS | BIOMASS | Yes | 0.04974 | 135 | 1 | Yes | Yes | 903188.8 | 0.222 | 0.22862 |  | 302636.493 | 0 | 302636.493 | 0 | 58823 | 0 | 36.498 | 0 | 121.331 | 15016.757 | 21684.415 | 2861.331 | 15714.151 |  | 1.241 |  | 4.125 | 510.574 | 0.369 | 0.049 | 534.286 |  | 0.241 |  | 0.802 | 99.24 | 0.072 | 0.009 | 103.848 |  | 1.241 |  | 4.125 | 510.574 | 0.369 | 0.049 | 534.286 |  | 159.647 | 0 | 530.714 | 136872.357 | 94849.528 | 12515.713 |  | 1323758.521 | 0 | 1323758.521 | 0 | EPA/CAMD | EIA | EPA/CAMD | EIA | EIA | EIA | -- | EPA/CAMD | EPA/CAMD |  |  |  | 71187.746 |  |  | 1021122.028 | 0 | 123.149 | 0 | 409.383 | 50667.853 | 73165.113 | 9654.382 | 5144.8667 | 7728.175 | 0 | 0 | 0 | 0 | 27504.767 | 0 | 0 | 0 | 23590.058 | 0 | 31318.233 | 27504.767 | 27504.767 | 58823 | 0 | 0.13138 | 0 | 0 | 0 | 0 | 0.46759 | 0 | 0 | 0 | 0.40103 | 0 | 0.53241 | 0.46759 | 0.46759 | 1 | 0 | Yes | [6 empty] | https://www.google.com/maps/@?api=1&map_action=map&center=33.944383999999999%2C-78.011824000000004&zoom=17&basemap=satellite | 5463 | [118 empty] | 0.21 |  |  | 34 |  |  | 0.35 | 0.15 |  |  | 32 |  |  | 0.4 | 0.27 |  |  | 49 |  |  | 0.3 | 0.01 |  |  | 60 |  |  | 0.05 | 0.07 |  |  | 43 |  |  | 0.12 | 0.04 |  |  | 38 |  |  | 0.06 | 0.37 |  |  | 94 |  |  | 0.16 | 120.2122 | 0.58666 | Biomass | FRS_110043787783
1813 | 6420 | 2021 | NC | CPI USA North Carolina Roxboro | 10379 | Duke Energy Progress - (NC) | 3046 | CPI USA NC Roxboro LLC | 58210 | IPP Non-CHP | Duke Energy Progress East | CPLE | SERC | SRVC | SERC Virginia/Carolina |  | 37 | 145 | Person | 36.435 | -78.9619 | 3 | 1 | WDS | BIOMASS | Yes | 0.09661 | 67.5 | 1 | Yes | Yes | 0 |  | 1 |  | 825088.499 | 0 | 825088.499 | 0 | 57125 | 0 | 86.928 | 0 | 362.398 | 42246.732 | 54958.167 | 7257.427 | 44015.066 |  | 3.043 |  | 12.688 | 1479.098 | 0.962 | 0.127 | 1541.009 |  | 0.211 |  | 0.878 | 102.405 | 0.067 | 0.009 | 106.692 |  | 3.043 |  | 12.688 | 1479.098 | 0.962 | 0.127 | 1541.009 |  | 86.928 | 0 | 362.398 | 85311.487 | 54958.167 | 7257.427 |  | 825088.499 | 0 | 825088.499 | 0 | EPA/CAMD | EIA | EPA/CAMD | EIA | EIA | EIA | -- | EPA/CAMD | EPA/CAMD |  |  |  | 43064.755 |  |  | 0 | 0 | 0 | 0 | 0 | 0 | 0 | 0 | 14443.5624 | 8499.618 | 0 | 0 | 0 | 0 | 27561.54 | 0 | 0 | 0 | 21063.842 | 0 | 29563.46 | 27561.54 | 27561.54 | 57125 | 0 | 0.14879 | 0 | 0 | 0 | 0 | 0.48248 | 0 | 0 | 0 | 0.36873 | 0 | 0.51752 | 0.48248 | 0.48248 | 1 | 0 | Yes | [6 empty] | https://www.google.com/maps/@?api=1&map_action=map&center=36.435000000000002%2C-78.9619&zoom=17&basemap=satellite | 7648 | [118 empty] | 0.44 |  |  | 69 |  |  | 0.35 | 0.49 |  |  | 66 |  |  | 0.4 | 0.39 |  |  | 67 |  |  | 0.3 | 0 |  |  | 0 |  |  | 0.05 | 0.18 |  |  | 77 |  |  | 0.12 | 0.03 |  |  | 30 |  |  | 0.06 | 0.24 |  |  | 78 |  |  | 0.16 | 55.71 | 0.33698 | Biomass | FRS_110000347045
1814 | 3089 | 2021 | IA | Gilliam South | 7857 | Central Iowa Power Cooperative | 3258 | City of Stuart - (IA) | 18231 | Electric Utility | Midcontinent Independent Transmission System Operator, Inc.. | MISO | MRO | MROW | MRO West | MISO | 19 | 1 | Adair | 41.4961 | -94.3272 | 2 | 2 | DFO | OIL |  | 0.0004 | 4.3 | 1 | [6 empty] | 210 | 66 | 210 | 66 | 15 | 5 | 0.327 | 0.103 | 0.03 | 17.149 | 1.389 | 0.278 | 17.208 |  | 43.6 | 41.2 | 4.053 | 2286.533 | 0.093 | 0.019 | 2294.367 |  | 3.114 | 3.121 | 0.29 | 163.324 | 0.007 | 0.001 | 163.883 |  | 43.6 | 41.2 | 4.053 | 2286.533 | 0.093 | 0.019 | 2294.367 |  | 0.327 | 0.103 | 0.03 | 17.149 | 1.389 | 0.278 |  | 210 | 66 | 210 | 66 | EIA | EIA | EIA | EIA | EIA | EIA | -- | EIA | EIA | [14 empty] | 14000 | 0 | 15 | 0 | 0 | 0 | 0 | 0 | 0 | 0 | 0 | 0 | 15 | 0 | 0 | 15 | 0 | 0 | 1 | 0 | 0 | 0 | 0 | 0 | 0 | 0 | 0 | 0 | 1 | 0 | 0 | 1 | 0 | [7 empty] | https://www.google.com/maps/@?api=1&map_action=map&center=41.496110999999999%2C-94.327222000000006&zoom=17&basemap=satellite | 1809 | [118 empty] | 0.16 |  |  | 23 |  |  | 0.35 | 0.06 |  |  | 15 |  |  | 0.4 | 0.26 |  |  | 48 |  |  | 0.3 | 0.01 |  |  | 59 |  |  | 0.05 | 0.1 |  |  | 55 |  |  | 0.12 | 0.06 |  |  | 57 |  |  | 0.06 | 0.19 |  |  | 64 |  |  | 0.16 | 0.04464 | 3.8817 | Oil | FRS_110028016634
1815 | 6741 | 2021 | NC | NC Renewable Power - Lumberton LLC | 10382 | Duke Energy Progress - (NC) | 3046 | NC Renewable Power - Lumberton LLC | 59593 | IPP CHP | Duke Energy Progress East | CPLE | SERC | SRVC | SERC Virginia/Carolina |  | 37 | 155 | Robeson | 34.59 | -78.9968 | 2 | 1 | WDS | BIOMASS |  | 0 | 34.7 |  |  | Yes | 0 |  | 1 |  |  | 0 |  | 0 | 0 | 0 | 0 |  | 0 | 0 | [36 empty] | 0 |  | 0 | [6 empty] | -- |  | EPA/CAMD | [7 empty] | 0 | [7 empty] | 0 | 0 | 0 | 0 | 0 | 0 | 0 | 0 | 0 | 0 | 0 | 0 | 0 | 0 | 0 | 0 | [16 empty] | Yes | [6 empty] | https://www.google.com/maps/@?api=1&map_action=map&center=34.590000000000003%2C-78.996799999999993&zoom=17&basemap=satellite | 15660 | [118 empty] | 0.63 |  |  | 85 |  |  | 0.35 | 0.66 |  |  | 76 |  |  | 0.4 | 0.6 |  |  | 88 |  |  | 0.3 | 0.02 |  |  | 65 |  |  | 0.05 | 0.24 |  |  | 85 |  |  | 0.12 | 0.08 |  |  | 77 |  |  | 0.06 | 0.15 |  |  | 47 |  |  | 0.16 | 20.18 | 0.42151 | Biomass | FRS_110007015050
1816 | 8635 | 2021 | OH | Arcelormittal Cleveland Inc | 10398 | Cleveland Electric Illum Co | 3755 | ArcelorMittal Cleveland Inc | 9454 | Industrial CHP | PJM Interconnection, LLC | PJM | RFC | RFCW | RFC West | PJM | 39 | 35 | Cuyahoga | 41.4739 | -81.6728 | 3 | 5 | BFG | OFSL |  | 0.25548 | 67 | 0.90753 |  | Yes | 3083543.2 | 0.166 | 0.18119 |  | 870064.267 | 366495.82 | 870064.267 | 366495.82 | 149946 | 64158 | 45.354 | 18.996 | 1.767 | 197323.31 | 623.538 | 191.817 | 197359.685 |  | 0.605 | 0.592 | 0.024 | 2631.925 | 0.004 | 0.001 | 2632.41 |  | 0.104 | 0.104 | 0.004 | 453.583 | 0.001 | 0 | 453.667 |  | 0.605 | 0.592 | 0.024 | 2631.925 | 0.004 | 0.001 | 2632.41 |  | 250.31 | 104.838 | 9.752 | 1089022.801 | 3441.291 | 1058.631 |  | 4801864.648 | 2022681.988 | 4801864.648 | 2022681.988 | EIA | EIA | EIA | EIA | EIA | EIA | -- | EIA | EIA | [6 empty] | 3931800.381 | 1656186.168 | 204.956 | 85.842 | 7.985 | 891699.491 | 2817.753 | 866.815 | 5802.5174 | 0 | 0 | 47038.06 | 0 | 0 | 0 | 0 | 0 | 0 | 102907.94 | 0 | 149946 | 0 | 0 | 149946 | 0 | 0 | 0 | 0.3137 | 0 | 0 | 0 | 0 | 0 | 0 | 0.6863 | 0 | 1 | 0 | 0 | 1 | 0 | [7 empty] | https://www.google.com/maps/@?api=1&map_action=map&center=41.4739%2C-81.672799999999995&zoom=17&basemap=satellite | 108966 | [118 empty] | 0.62 |  |  | 84 |  |  | 0.35 | 0.62 |  |  | 74 |  |  | 0.4 | 0.62 |  |  | 89 |  |  | 0.3 | 0.05 |  |  | 76 |  |  | 0.05 | 0.2 |  |  | 81 |  |  | 0.12 | 0.07 |  |  | 69 |  |  | 0.06 | 0.1 |  |  | 26 |  |  | 0.16 | 35.8895 | 0.42175 | Other Fossil | FRS_110011945681
1817 | 4331 | 2021 | MA | Clark University | 10408 | New England Power Company | 13433 | Clark University | 3692 | Commercial CHP | ISO New England Inc. | ISNE | NPCC | NEWE | NPCC New England | ISONE | 25 | 27 | Worcester | 42.2508 | -71.8226 | 1 | 1 | NG | GAS |  | 0.4726 | 2 | 0.54566 |  | Yes | 31349.6 | 0.901 | 0.54585 |  | 48521.12 | 22448.612 | 48521.12 | 22448.612 | 8280 | 3831 | 67.153 | 31.069 | 0.078 | 2835.794 | 106.971 | 10.697 | 2838.725 |  | 16.221 | 16.22 | 0.019 | 684.974 | 0.013 | 0.001 | 685.682 |  | 2.768 | 2.768 | 0.003 | 116.889 | 0.002 | 0 | 117.01 |  | 16.221 | 16.22 | 0.019 | 684.973 | 0.013 | 0.001 | 685.681 |  | 123.025 | 56.918 | 0.142 | 5195.193 | 195.971 | 19.597 |  | 88891 | 41126 | 88891 | 41126 | EIA | EIA | EIA | EIA | EIA | EIA | -- | EIA | EIA | [6 empty] | 40369.88 | 18677.388 | 55.872 | 25.849 | 0.064 | 2359.399 | 89 | 8.9 | 5860.0245 | 0 | 0 | 8280.02 | 0 | 0 | 0 | 0 | 0 | 0 | 0 | 0 | 8280.02 | 0 | 0 | 8280.02 | 0 | 0 | 0 | 1 | 0 | 0 | 0 | 0 | 0 | 0 | 0 | 0 | 1 | 0 | 0 | 1 | 0 | [7 empty] | https://www.google.com/maps/@?api=1&map_action=map&center=42.250799999999998%2C-71.822599999999994&zoom=17&basemap=satellite | 140859 | [118 empty] | 0.43 |  |  | 68 |  |  | 0.35 | 0.46 |  |  | 64 |  |  | 0.4 | 0.41 |  |  | 70 |  |  | 0.3 | 0.12 |  |  | 87 |  |  | 0.05 | 0.16 |  |  | 72 |  |  | 0.12 | 0.05 |  |  | 53 |  |  | 0.06 | 0.13 |  |  | 39 |  |  | 0.16 | 0.011696 | 0.0024724 | Gas | FRS_110001960263
1818 | 3101 | 2021 | IA | Harlan | 1146 | Harlan Municipal Utilities - (IA) | 8122 | Harlan Municipal Utilities - (IA) | 8122 | Electric Utility | Midcontinent Independent Transmission System Operator, Inc.. | MISO | MRO | MROW | MRO West | MISO | 19 | 165 | Shelby | 41.6445 | -95.3153 | 2 | 2 | DFO | OIL |  | 0.0002 | 3.4 | 1 | [6 empty] | 78 | 24 | 78 | 24 | 6 | 2 | 0.122 | 0.038 | 0.011 | 6.37 | 0.516 | 0.103 | 6.392 |  | 40.667 | 38 | 3.8 | 2123.333 | 0.086 | 0.017 | 2130.607 |  | 3.128 | 3.167 | 0.292 | 163.333 | 0.007 | 0.001 | 163.893 |  | 40.667 | 38 | 3.8 | 2123.333 | 0.086 | 0.017 | 2130.607 |  | 0.122 | 0.038 | 0.011 | 6.37 | 0.516 | 0.103 |  | 78 | 24 | 78 | 24 | EIA | EIA | EIA | EIA | EIA | EIA | -- | EIA | EIA | [14 empty] | 13000 | 0 | 6 | 0 | 0 | 0 | 0 | 0 | 0 | 0 | 0 | 0 | 6 | 0 | 0 | 6 | 0 | 0 | 1 | 0 | 0 | 0 | 0 | 0 | 0 | 0 | 0 | 0 | 1 | 0 | 0 | 1 | 0 | [7 empty] | https://www.google.com/maps/@?api=1&map_action=map&center=41.644542000000001%2C-95.315282999999994&zoom=17&basemap=satellite | 5290 | [118 empty] | 0.19 |  |  | 30 |  |  | 0.35 | 0.08 |  |  | 20 |  |  | 0.4 | 0.3 |  |  | 54 |  |  | 0.3 | 0.01 |  |  | 57 |  |  | 0.05 | 0.11 |  |  | 59 |  |  | 0.12 | 0.05 |  |  | 52 |  |  | 0.06 | 0.24 |  |  | 80 |  |  | 0.16 |  |  | Oil | FRS_
1819 | 3106 | 2021 | IA | Hopkinton | 8108 | City of Hopkinton - (IA) | 8847 | City of Hopkinton - (IA) | 8847 | Electric Utility | Midcontinent Independent Transmission System Operator, Inc.. | MISO | MRO | MROW | MRO West | MISO | 19 | 55 | Delaware | 42.3435 | -91.2471 | 2 | 2 | DFO | OIL |  | 0.0037 | 4.1 | 1 | [6 empty] | 1398 | 447 | 1398 | 447 | 133 | 42 | 2.247 | 0.718 | 0.203 | 114.165 | 9.246 | 1.849 | 114.556 |  | 33.789 | 34.19 | 3.048 | 1716.767 | 0.07 | 0.014 | 1722.648 |  | 3.215 | 3.213 | 0.29 | 163.326 | 0.007 | 0.001 | 163.886 |  | 33.789 | 34.19 | 3.048 | 1716.767 | 0.07 | 0.014 | 1722.648 |  | 2.247 | 0.718 | 0.203 | 114.165 | 9.246 | 1.849 |  | 1398 | 447 | 1398 | 447 | EIA | EIA | EIA | EIA | EIA | EIA | -- | EIA | EIA | [14 empty] | 10511.2782 | 0 | 133 | 0 | 0 | 0 | 0 | 0 | 0 | 0 | 0 | 0 | 133 | 0 | 0 | 133 | 0 | 0 | 1 | 0 | 0 | 0 | 0 | 0 | 0 | 0 | 0 | 0 | 1 | 0 | 0 | 1 | 0 | [7 empty] | https://www.google.com/maps/@?api=1&map_action=map&center=42.343541999999999%2C-91.247100000000003&zoom=17&basemap=satellite | 942 | [118 empty] | 0.18 |  |  | 27 |  |  | 0.35 | 0.07 |  |  | 19 |  |  | 0.4 | 0.28 |  |  | 50 |  |  | 0.3 | 0.01 |  |  | 57 |  |  | 0.05 | 0.1 |  |  | 56 |  |  | 0.12 | 0.05 |  |  | 46 |  |  | 0.06 | 0.14 |  |  | 44 |  |  | 0.16 | 0.075795 | 3.0937 | Oil | FRS_110001329385
1820 | 4477 | 2021 | MA | Indian Orchard Plant 1 | 10417 | Western Massachusetts Electric Company | 20455 | Solutia Inc-Indian | 39878 | Industrial CHP | ISO New England Inc. | ISNE | NPCC | NEWE | NPCC New England | ISONE | 25 | 13 | Hampden | 42.1569 | -72.5242 | 1 | 1 | NG | GAS |  | 0.37165 | 5.7 | 0.71392 |  | Yes | 1084060 | 0.058 | 0.072269 |  | 106596.299 | 39353.753 | 106596.299 | 39353.753 | 18557 | 5431 | 8.776 | 3.238 | 0.17 | 6229.97 | 235.005 | 23.5 | 6236.41 |  | 0.946 | 1.192 | 0.018 | 671.442 | 0.013 | 0.001 | 672.136 |  | 0.165 | 0.165 | 0.003 | 116.889 | 0.002 | 0 | 117.01 |  | 0.946 | 1.192 | 0.018 | 671.442 | 0.013 | 0.001 | 672.136 |  | 121.433 | 44.808 | 2.357 | 86205.388 | 3251.81 | 325.181 |  | 1474995 | 544546 | 1474995 | 544546 | EIA | EIA | EIA | EIA | EIA | EIA | -- | EIA | EIA | [6 empty] | 1368398.701 | 505192.247 | 112.657 | 41.57 | 2.187 | 79975.418 | 3016.805 | 301.681 | 5744.2636 | 0 | 0 | 18557 | 0 | 0 | 0 | 0 | 0 | 0 | 0 | 0 | 18557 | 0 | 0 | 18557 | 0 | 0 | 0 | 1 | 0 | 0 | 0 | 0 | 0 | 0 | 0 | 0 | 1 | 0 | 0 | 1 | 0 | [7 empty] | https://www.google.com/maps/@?api=1&map_action=map&center=42.156897999999998%2C-72.524152999999998&zoom=17&basemap=satellite | 67977 | [118 empty] | 0.42 |  |  | 67 |  |  | 0.35 | 0.49 |  |  | 66 |  |  | 0.4 | 0.35 |  |  | 62 |  |  | 0.3 | 0.06 |  |  | 78 |  |  | 0.05 | 0.17 |  |  | 74 |  |  | 0.12 | 0.06 |  |  | 56 |  |  | 0.06 | 0.17 |  |  | 56 |  |  | 0.16 | 0.31549 | 0.042654 | Gas | FRS_110000308435
1821 | 9886 | 2021 | TX | Ascend Performance Materials Texas Inc. | 10418 | CenterPoint Energy | 8901 | Ascend Performance Materials | 56488 | Industrial CHP | Electric Reliability Council of Texas, Inc. | ERCO | TRE | ERCT | ERCOT All | ERCOT | 48 | 39 | Brazoria | 29.2558 | -95.2103 | 4 | 2 | NG | GAS |  | 0.48761 | 52.1 | 0.52065 |  | Yes | 2367925.6 | 0.321 | 0.29957 |  | 1169215.402 | 521983.674 | 1169215.402 | 521983.674 | 222544.19 | 124535.39 | 41.854 | 19.598 | 1.868 | 68334.243 | 2577.681 | 257.768 | 68404.872 |  | 0.376 | 0.315 | 0.017 | 614.118 | 0.012 | 0.001 | 614.753 |  | 0.072 | 0.075 | 0.003 | 116.889 | 0.002 | 0 | 117.01 |  | 0.376 | 0.315 | 0.017 | 614.118 | 0.012 | 0.001 | 614.753 |  | 139.715 | 65.422 | 6.237 | 228111.572 | 8604.746 | 860.475 |  | 3903044.08 | 1742472.16 | 3903044.08 | 1742472.16 | EIA | EIA | EIA | EIA | EIA | EIA | -- | EIA | EIA | [6 empty] | 2733828.678 | 1220488.486 | 97.861 | 45.824 | 4.369 | 159777.329 | 6027.065 | 602.707 | 5253.8572 | 0 | 0 | 222544.19 | 0 | 0 | 0 | 0 | 0 | 0 | 0 | 0 | 222544.19 | 0 | 0 | 222544.19 | 0 | 0 | 0 | 1 | 0 | 0 | 0 | 0 | 0 | 0 | 0 | 0 | 1 | 0 | 0 | 1 | 0 | [7 empty] | https://www.google.com/maps/@?api=1&map_action=map&center=29.255800000000001%2C-95.210300000000004&zoom=17&basemap=satellite | 552 | [118 empty] | 0.2 |  |  | 32 |  |  | 0.35 | 0.27 |  |  | 48 |  |  | 0.4 | 0.12 |  |  | 21 |  |  | 0.3 | 0 |  |  | 0 |  |  | 0.05 | 0.11 |  |  | 61 |  |  | 0.12 | 0.1 |  |  | 84 |  |  | 0.06 | 0.08 |  |  | 20 |  |  | 0.16 | 4.2044 | 0.039083 | Gas | FRS_110000503722
1822 | 3117 | 2021 | IA | Iowa State University | 54201 | City of Ames - (IA) | 554 | Iowa State University | 9434 | Commercial CHP | Midcontinent Independent Transmission System Operator, Inc.. | MISO | MRO | MROW | MRO West | MISO | 19 | 169 | Story | 42.0275 | -93.6394 | 5 | 4 | BIT | COAL | Yes | 0.24778 | 46 | 0.92036 |  | Yes | 1615633.6 | 0.211 | 0.2195 |  | 565878.34 | 241741.502 | 565878.34 | 241741.502 | 99846 | 43853 | 16.585 | 6.126 | 56.137 | 44149.287 | 6733.815 | 947.696 | 44374.666 |  | 0.332 | 0.279 | 1.124 | 884.348 | 0.067 | 0.009 | 888.862 |  | 0.059 | 0.051 | 0.198 | 156.038 | 0.012 | 0.002 | 156.835 |  | 0.332 | 0.279 | 1.124 | 884.348 | 0.067 | 0.009 | 888.862 |  | 75.558 | 27.909 | 255.748 | 201135.268 | 30677.904 | 4317.512 |  | 2578027.868 | 1101325.65 | 2578027.868 | 1101325.65 | EIA | EIA | EIA | EIA | EIA | EIA | -- | EIA | EIA | [6 empty] | 2012149.528 | 859584.148 | 58.973 | 21.783 | 199.611 | 156985.981 | 23944.09 | 3369.816 | 5667.5114 | 45041.107 | 0.47 | 54804.423 | 0 | 0 | 0 | 0 | 0 | 0 | 0 | 0 | 99846 | 0 | 0 | 99846 | 0 | 0.45111 | 4.7072e-06 | 0.54889 | 0 | 0 | 0 | 0 | 0 | 0 | 0 | 0 | 1 | 0 | 0 | 1 | 0 | [7 empty] | https://www.google.com/maps/@?api=1&map_action=map&center=42.027500000000003%2C-93.639399999999995&zoom=17&basemap=satellite | 65802 | [118 empty] | 0.34 |  |  | 57 |  |  | 0.35 | 0.22 |  |  | 41 |  |  | 0.4 | 0.42 |  |  | 71 |  |  | 0.3 | 0.05 |  |  | 75 |  |  | 0.05 | 0.03 |  |  | 23 |  |  | 0.12 | 0.04 |  |  | 37 |  |  | 0.06 | 0.1 |  |  | 28 |  |  | 0.16 | 2.7613 | 0.058116 | Coal | FRS_110022692111
1823 | 10117 | 2021 | TX | International Paper - Orange | 10425 | Entergy Texas Inc. | 55937 | International Paper - Orange | 54745 | Industrial CHP | Midcontinent Independent Transmission System Operator, Inc.. | MISO | SERC | SRMV | SERC Mississippi Valley | MISO | 48 | 361 | Orange | 30.2178 | -93.7422 | 5 | 1 | BLQ | BIOMASS |  | 0.63235 | 48 | 0.27942 | Yes | Yes | 11051415.2 | 0.082 | 0.098682 |  | 1520280.143 | 624307.326 | 1520280.143 | 624307.326 | 265890 | 119651 | 107.335 | 46.638 | 252.172 | 28810.081 | 25105.939 | 6177.231 | 30044.312 |  | 0.807 | 0.78 | 1.897 | 216.707 | 0.094 | 0.023 | 225.991 |  | 0.141 | 0.149 | 0.332 | 37.901 | 0.017 | 0.004 | 39.525 |  | 0.807 | 0.78 | 1.897 | 216.707 | 0.094 | 0.023 | 225.991 |  | 1087.685 | 472.614 | 2555.4 | 1433860.407 | 254412.952 | 62597.438 |  | 15405875 | 6326466 | 15405875 | 6326466 | EIA | EIA | EIA | EIA | EIA | EIA | -- | EIA | EIA |  |  |  | 1141911.251 |  |  | 13885594.86 | 5702158.674 | 980.35 | 425.976 | 2303.229 | 263139.075 | 229307.013 | 56420.207 | 5717.7032 | 0 | 0 | 75363.219 | 0 | 0 | 188630.037 | 0 | 0 | 0 | 1896.749 | 0 | 77259.968 | 188630.037 | 188630.037 | 265890.005 | 0 | 0 | 0 | 0.28344 | 0 | 0 | 0.70943 | 0 | 0 | 0 | 0.0071336 | 0 | 0.29057 | 0.70943 | 0.70943 | 1 | 0 | [7 empty] | https://www.google.com/maps/@?api=1&map_action=map&center=30.2178%2C-93.742199999999997&zoom=17&basemap=satellite | 2511 | [118 empty] | 0.22 |  |  | 37 |  |  | 0.35 | 0.1 |  |  | 24 |  |  | 0.4 | 0.34 |  |  | 61 |  |  | 0.3 | 0 |  |  | 0 |  |  | 0.05 | 0.1 |  |  | 56 |  |  | 0.12 | 0.05 |  |  | 54 |  |  | 0.06 | 0.18 |  |  | 62 |  |  | 0.16 | 6.7285 | 0.047817 | Biomass | FRS_110037526442
1824 | 3119 | 2021 | IA | John Deere Dubuque Works | 54414 | ITC Midwest LLC | 56161 | John Deere Dubuque Works | 9765 | Industrial Non-CHP | Midcontinent Independent Transmission System Operator, Inc.. | MISO | MRO | MROW | MRO West | MISO | 19 | 61 | Dubuque | 42.5734 | -90.6926 | 6 | 6 | DFO | OIL |  | 0.00178 | 9 | 1 | [6 empty] | 1440 | 1077 | 1440 | 1077 | 139.998 | 103.998 | 2.37 | 1.77 | 0.209 | 117.594 | 9.524 | 1.905 | 117.997 |  | 33.858 | 34.039 | 2.983 | 1679.938 | 0.068 | 0.014 | 1685.694 |  | 3.292 | 3.287 | 0.29 | 163.325 | 0.007 | 0.001 | 163.885 |  | 33.857 | 34.039 | 2.983 | 1679.914 | 0.068 | 0.014 | 1685.669 |  | 2.37 | 1.77 | 0.209 | 117.594 | 9.524 | 1.905 |  | 1440 | 1077 | 1440 | 1077 | EIA | EIA | EIA | EIA | EIA | EIA | -- | EIA | EIA | [14 empty] | 10285.7143 | 0 | 140 | 0 | 0 | 0 | 0 | 0 | 0 | 0 | 0 | 0 | 140 | 0 | 0 | 140 | 0 | 0 | 1 | 0 | 0 | 0 | 0 | 0 | 0 | 0 | 0 | 0 | 1 | 0 | 0 | 1 | 0 | [7 empty] | https://www.google.com/maps/@?api=1&map_action=map&center=42.573399999999999%2C-90.692599999999999&zoom=17&basemap=satellite | 4452 | [118 empty] | 0.12 |  |  | 15 |  |  | 0.35 | 0.04 |  |  | 11 |  |  | 0.4 | 0.2 |  |  | 37 |  |  | 0.3 | 0 |  |  | 0 |  |  | 0.05 | 0.1 |  |  | 58 |  |  | 0.12 | 0.06 |  |  | 58 |  |  | 0.06 | 0.2 |  |  | 68 |  |  | 0.16 | 0.08928 | 2.8801 | Oil | FRS_110010507399
1825 | 3124 | 2021 | IA | Knoxville Industrial | 7849 | MidAmerican Energy Co | 12341 | MidAmerican Energy Co | 12341 | Electric Utility | Midcontinent Independent Transmission System Operator, Inc.. | MISO | MRO | MROW | MRO West | MISO | 19 | 125 | Marion | 41.316 | -93.061 | 8 | 8 | DFO | OIL |  | 0.00206 | 16 | 1 | [6 empty] | 3434 | 1080 | 3434 | 1080 | 289 | 92 | 5.6 | 1.76 | 0.498 | 280.432 | 22.712 | 4.542 | 281.393 |  | 38.754 | 38.261 | 3.444 | 1940.706 | 0.079 | 0.016 | 1947.354 |  | 3.262 | 3.259 | 0.29 | 163.327 | 0.007 | 0.001 | 163.886 |  | 38.754 | 38.261 | 3.444 | 1940.706 | 0.079 | 0.016 | 1947.354 |  | 5.6 | 1.76 | 0.498 | 280.432 | 22.712 | 4.542 |  | 3434 | 1080 | 3434 | 1080 | EIA | EIA | EIA | EIA | EIA | EIA | -- | EIA | EIA | [14 empty] | 11882.3529 | 0 | 289 | 0 | 0 | 0 | 0 | 0 | 0 | 0 | 0 | 0 | 289 | 0 | 0 | 289 | 0 | 0 | 1 | 0 | 0 | 0 | 0 | 0 | 0 | 0 | 0 | 0 | 1 | 0 | 0 | 1 | 0 | [7 empty] | https://www.google.com/maps/@?api=1&map_action=map&center=41.315961999999999%2C-93.060973000000004&zoom=17&basemap=satellite | 8015 | [118 empty] | 0.15 |  |  | 22 |  |  | 0.35 | 0.04 |  |  | 12 |  |  | 0.4 | 0.26 |  |  | 48 |  |  | 0.3 | 0 |  |  | 0 |  |  | 0.05 | 0.08 |  |  | 47 |  |  | 0.12 | 0.04 |  |  | 44 |  |  | 0.06 | 0.21 |  |  | 71 |  |  | 0.16 | 0.31605 | 3.2086 | Oil | FRS_110028016796
1826 | 5996 | 2021 | MO | Anheuser-Busch St Louis | 10430 | Union Electric Co - (MO) | 19436 | Anheuser-Busch Inc | 623 | Industrial CHP | Midcontinent Independent Transmission System Operator, Inc.. | MISO | SERC | SRMW | SERC Midwest | MISO | 29 | 510 | St Louis City | 38.5978 | -90.2107 | 4 | 3 | NG | GAS |  | 0.19105 | 26.1 | 1 | Yes | Yes | 1234134.4 | 0.121 | 0.13872 |  | 237607.578 | 91351.998 | 237607.578 | 91351.998 | 43680.615 | 14216 | 18.341 | 6.575 | 0.361 | 12973.152 | 525.734 | 52.573 | 12987.557 |  | 0.84 | 0.925 | 0.017 | 594 | 0.012 | 0.001 | 594.66 |  | 0.154 | 0.144 | 0.003 | 109.198 | 0.002 | 0 | 109.319 |  | 0.84 | 0.925 | 0.017 | 594 | 0.012 | 0.001 | 594.66 |  | 132.216 | 47.398 | 2.602 | 100675.553 | 3789.844 | 378.984 |  | 1712835 | 658526.55 | 1712835 | 658526.55 | EIA | EIA | EIA | EIA | EIA | EIA | -- | EIA | EIA |  |  |  | 7156.363 |  |  | 1475227.422 | 567174.552 | 113.875 | 40.823 | 2.241 | 80546.038 | 3264.11 | 326.411 | 5439.6573 | 0 | 0 | 40910.746 | 0 | 0 | 2769.869 | 0 | 0 | 0 | 0 | 0 | 40910.746 | 2769.869 | 2769.869 | 43680.615 | 0 | 0 | 0 | 0.93659 | 0 | 0 | 0.063412 | 0 | 0 | 0 | 0 | 0 | 0.93659 | 0.063412 | 0.063412 | 1 | 0 | [7 empty] | https://www.google.com/maps/@?api=1&map_action=map&center=38.597754999999999%2C-90.210671000000005&zoom=17&basemap=satellite | 114695 | [118 empty] | 0.5 |  |  | 74 |  |  | 0.35 | 0.56 |  |  | 71 |  |  | 0.4 | 0.43 |  |  | 72 |  |  | 0.3 | 0.03 |  |  | 67 |  |  | 0.05 | 0.11 |  |  | 59 |  |  | 0.12 | 0.07 |  |  | 68 |  |  | 0.06 | 0.1 |  |  | 25 |  |  | 0.16 | 0.80851 | 0.040473 | Gas | FRS_110000441291
1827 | 3128 | 2021 | IA | Lake Mills Gas Recovery | 56521 | Heartland Power Coop | 8319 | WM Renewable Energy LLC | 54842 | IPP Non-CHP | Midcontinent Independent Transmission System Operator, Inc.. | MISO | MRO | MROW | MRO West | MISO | 19 | 189 | Winnebago | 43.3864 | -93.5589 | 5 | 5 | LFG | BIOMASS |  | 0.37686 | 4 | 0.70524 | Yes | [5 empty] | 159181 | 69893 | 159181 | 69893 | 13205 | 5798 | 0 | 0 | 2.666 | 0 | 0 | 0 | 0 |  | 0 | 0 | 0.404 | 0 | 0 | 0 | 0 |  | 0 | 0 | 0.033 | 0 | 0 | 0 | 0 |  | 0 | 0 | 0.404 | 0 | 0 | 0 | 0 |  | 114.49 | 50.27 | 3.582 | 10107.96 | 370.255 | 37.026 |  | 159181 | 69893 | 159181 | 69893 | EIA | EIA | EIA | EIA | EIA | EIA | -- | EIA | EIA | 114.49 | 50.27 | 0.915 | 10107.96 | 370.255 | 37.026 | [8 empty] | 12054.6005 | 0 | 0 | 0 | 0 | 0 | 13205 | 0 | 0 | 0 | 0 | 0 | 0 | 13205 | 13205 | 13205 | 0 | 0 | 0 | 0 | 0 | 0 | 1 | 0 | 0 | 0 | 0 | 0 | 0 | 1 | 1 | 1 | 0 | [7 empty] | https://www.google.com/maps/@?api=1&map_action=map&center=43.386400000000002%2C-93.558899999999994&zoom=17&basemap=satellite | 2295 | [118 empty] | 0.17 |  |  | 26 |  |  | 0.35 | 0.07 |  |  | 18 |  |  | 0.4 | 0.27 |  |  | 49 |  |  | 0.3 | 0.01 |  |  | 61 |  |  | 0.05 | 0.05 |  |  | 37 |  |  | 0.12 | 0.04 |  |  | 42 |  |  | 0.06 | 0.23 |  |  | 77 |  |  | 0.16 | 1.1916 | 0.16812 | Biomass | FRS_110040572038
1828 | 10716 | 2021 | VA | Elkton | 52148 | Virginia Electric & Power Co | 19876 | Merck & Co Inc | 12320 | Industrial CHP | PJM Interconnection, LLC | PJM | SERC | SRVC | SERC Virginia/Carolina | PJM | 51 | 165 | Rockingham | 38.3836 | -78.6528 | 7 | 7 | NG | GAS |  | 0.09824 | 12.3 | 1 |  | Yes | 573229.6 | 0.063 | 0.077517 |  | 60411.156 | 27447.841 | 60411.156 | 27447.841 | 10585 | 4808.767 | 4.81 | 2.191 | 0.097 | 3531.015 | 136.579 | 14.167 | 3534.833 |  | 0.909 | 0.911 | 0.018 | 667.173 | 0.013 | 0.001 | 667.895 |  | 0.159 | 0.16 | 0.003 | 116.899 | 0.002 | 0 | 117.026 |  | 0.909 | 0.911 | 0.018 | 667.173 | 0.013 | 0.001 | 667.895 |  | 62.051 | 28.26 | 1.248 | 45551.618 | 1761.923 | 182.761 |  | 779329.999 | 354089 | 779329.999 | 354089 | EIA | EIA | EIA | EIA | EIA | EIA | -- | EIA | EIA | [6 empty] | 718918.843 | 326641.159 | 57.241 | 26.069 | 1.151 | 42020.603 | 1625.344 | 168.594 | 5707.2419 | 0 | 144.161 | 10440.839 | 0 | 0 | 0 | 0 | 0 | 0 | 0 | 0 | 10585 | 0 | 0 | 10585 | 0 | 0 | 0.013619 | 0.98638 | 0 | 0 | 0 | 0 | 0 | 0 | 0 | 0 | 1 | 0 | 0 | 1 | 0 | [7 empty] | https://www.google.com/maps/@?api=1&map_action=map&center=38.383600000000001%2C-78.652799999999999&zoom=17&basemap=satellite | 4567 | [118 empty] | 0.15 |  |  | 21 |  |  | 0.35 | 0.06 |  |  | 16 |  |  | 0.4 | 0.24 |  |  | 43 |  |  | 0.3 | 0 |  |  | 0 |  |  | 0.05 | 0.13 |  |  | 67 |  |  | 0.12 | 0.03 |  |  | 30 |  |  | 0.06 | 0.16 |  |  | 53 |  |  | 0.16 | 0.1759 | 0.044151 | Gas | FRS_110000341381
1829 | 5019 | 2021 | ME | Somerset Plant | 50406 | Central Maine Power Co | 3266 | Sappi Fine Paper North America-Somerset | 16190 | Industrial CHP | ISO New England Inc. | ISNE | NPCC | NEWE | NPCC New England | ISONE | 23 | 25 | Somerset | 44.7035 | -69.6474 | 3 | 2 | BLQ | BIOMASS |  | 0.59706 | 107.1 | 0.33823 | Yes | Yes | 14073852 | 0.136 | 0.15335 |  | 3108735.012 | 1281627.764 | 3108735.012 | 1281627.764 | 560162 | 241968 | 282.696 | 114.265 | 497.573 | 26694.207 | 104118.818 | 19656.281 | 30924.478 |  | 1.009 | 0.944 | 1.777 | 95.309 | 0.186 | 0.035 | 110.413 |  | 0.182 | 0.178 | 0.32 | 17.174 | 0.033 | 0.006 | 19.895 |  | 1.009 | 0.944 | 1.777 | 95.309 | 0.186 | 0.035 | 110.413 |  | 1843.481 | 745.129 | 3244.714 | 2118935.782 | 678967.503 | 128180.247 |  | 20272320.41 | 8357601.59 | 20272320.41 | 8357601.59 | EIA | EIA | EIA | EIA | EIA | EIA | -- | EIA | EIA |  |  |  | 1944860.633 |  |  | 17163585.4 | 7075973.826 | 1560.785 | 630.864 | 2747.141 | 147380.942 | 574848.685 | 108523.966 | 5549.7071 | 0 | 5912.14 | 21524.038 | 0 | 0 | 501041.581 | 0 | 0 | 0 | 31684.241 | 0 | 59120.419 | 501041.581 | 501041.581 | 560162 | 0 | 0 | 0.010554 | 0.038425 | 0 | 0 | 0.89446 | 0 | 0 | 0 | 0.056563 | 0 | 0.10554 | 0.89446 | 0.89446 | 1 | 0 | [7 empty] | https://www.google.com/maps/@?api=1&map_action=map&center=44.703467000000003%2C-69.647441000000001&zoom=17&basemap=satellite | 1316 | [118 empty] | 0.23 |  |  | 39 |  |  | 0.35 | 0.06 |  |  | 16 |  |  | 0.4 | 0.4 |  |  | 69 |  |  | 0.3 | 0.02 |  |  | 62 |  |  | 0.05 | 0.09 |  |  | 51 |  |  | 0.12 | 0.04 |  |  | 38 |  |  | 0.06 | 0.18 |  |  | 60 |  |  | 0.16 | 19.0852 | 0.0725 | Biomass | FRS_110063990935
1830 | 9216 | 2021 | PA | Chester Operations | 50410 | PECO Energy Co | 14940 | Kimberly-Clark Corp | 10273 | Industrial CHP | PJM Interconnection, LLC | PJM | RFC | RFCE | RFC East | PJM | 42 | 45 | Delaware | 39.8437 | -75.3588 | 5 | 4 | NG | GAS |  | 0.29373 | 69.2 | 0.84378 |  | Yes | 1303049.6 | 0.466 | 0.38342 |  | 913425.4 | 348894.926 | 913425.4 | 348894.926 | 178059 | 70364 | 141.061 | 54.058 | 1.46 | 53384.717 | 2013.76 | 201.376 | 53439.895 |  | 1.584 | 1.537 | 0.016 | 599.63 | 0.011 | 0.001 | 600.249 |  | 0.309 | 0.31 | 0.003 | 116.889 | 0.002 | 0 | 117.01 |  | 1.584 | 1.537 | 0.016 | 599.63 | 0.011 | 0.001 | 600.249 |  | 367.905 | 140.99 | 3.807 | 139234.449 | 5252.154 | 525.215 |  | 2382335.024 | 909964.407 | 2382335.024 | 909964.407 | EIA | EIA |  | EIA | EIA | EIA | -- | EIA | EIA | [6 empty] | 1468909.624 | 561069.481 | 226.844 | 86.932 | 2.347 | 85849.732 | 3238.394 | 323.839 | 5129.903 | 0 | 0 | 178059 | 0 | 0 | 0 | 0 | 0 | 0 | 0 | 0 | 178059 | 0 | 0 | 178059 | 0 | 0 | 0 | 1 | 0 | 0 | 0 | 0 | 0 | 0 | 0 | 0 | 1 | 0 | 0 | 1 | 0 | [7 empty] | https://www.google.com/maps/@?api=1&map_action=map&center=39.843743000000003%2C-75.358801&zoom=17&basemap=satellite | 72799 | [118 empty] | 0.48 |  |  | 72 |  |  | 0.35 | 0.55 |  |  | 70 |  |  | 0.4 | 0.4 |  |  | 68 |  |  | 0.3 | 0.02 |  |  | 64 |  |  | 0.05 | 0.11 |  |  | 61 |  |  | 0.12 | 0.07 |  |  | 65 |  |  | 0.06 | 0.14 |  |  | 45 |  |  | 0.16 | 0.018819 | 0.00039767 | Gas | FRS_110000603847
1831 | 7615 | 2021 | NJ | Rutgers Biomedical and Health Cogen | 50411 | Public Service Elec & Gas Co | 15477 | Rutgers, The State University of NJ | 58485 | Commercial CHP | PJM Interconnection, LLC | PJM | RFC | RFCE | RFC East | PJM | 34 | 13 | Essex | 40.7393 | -74.1876 | 3 | 3 | NG | GAS |  | 0 | 10.5 |  |  | Yes | 0 |  | 1 | [5 empty] | 0 | 0 | 0 |  | 0 | 0 | [45 empty] | -- | [17 empty] | 0 | 0 | 0 | 0 | 0 | 0 | 0 | 0 | 0 | 0 | 0 | 0 | 0 | 0 | 0 | 0 | [23 empty] | https://www.google.com/maps/@?api=1&map_action=map&center=40.739280000000001%2C-74.187633000000005&zoom=17&basemap=satellite | 420527 | [118 empty] | 0.68 |  |  | 88 |  |  | 0.35 | 0.89 |  |  | 88 |  |  | 0.4 | 0.46 |  |  | 76 |  |  | 0.3 | 0.15 |  |  | 90 |  |  | 0.05 | 0.2 |  |  | 80 |  |  | 0.12 | 0.07 |  |  | 67 |  |  | 0.06 | 0.11 |  |  | 33 |  |  | 0.16 | 0.02431 | 0.0056588 | Gas | FRS_110028022538
1832 | 5719 | 2021 | MN | Olmsted Waste Energy | 50413 | Rochester Public Utilities | 16181 | Olmsted County Public Works | 21995 | Commercial CHP | Midcontinent Independent Transmission System Operator, Inc.. | MISO | MRO | MROW | MRO West | MISO | 27 | 109 | Olmsted | 44.0261 | -92.4323 | 4 | 4 | MSW | BIOMASS |  | 0.3624 | 11.3 | 0.72933 | Yes | Yes | 736263.2 | 0.166 | 0.18149 |  | 202807.561 | 85957.336 | 202807.561 | 85957.336 | 35873.58 | 15204.135 | 50.378 | 21.439 | 17.125 | 11212.983 | 14214.805 | 1865.605 | 11668.643 |  | 2.809 | 2.82 | 0.955 | 625.139 | 0.396 | 0.052 | 650.542 |  | 0.497 | 0.499 | 0.169 | 110.578 | 0.07 | 0.009 | 115.071 |  | 2.809 | 2.82 | 0.955 | 625.139 | 0.396 | 0.052 | 650.542 |  | 277.589 | 118.131 | 94.36 | 111724.641 | 78324.582 | 10279.613 |  | 1117484.001 | 473631 | 1117484.001 | 473631 | EIA | EIA | EIA | EIA | EIA | EIA | -- | EIA | EIA |  |  |  | 49940.314 |  |  | 914676.44 | 387673.664 | 227.211 | 96.692 | 77.235 | 50571.345 | 64109.777 | 8414.009 | 5653.3962 | 0 | 6.86 | 238.695 | 0 | 0 | 16032.832 | 0 | 0 | 0 | 19595.193 | 0 | 19840.748 | 16032.832 | 16032.832 | 35873.58 | 0 | 0 | 0.00019123 | 0.0066538 | 0 | 0 | 0.44693 | 0 | 0 | 0 | 0.54623 | 0 | 0.55307 | 0.44693 | 0.44693 | 1 | 0 | [7 empty] | https://www.google.com/maps/@?api=1&map_action=map&center=44.026071999999999%2C-92.432312999999994&zoom=17&basemap=satellite | 55896 | [118 empty] | 0.27 |  |  | 46 |  |  | 0.35 | 0.28 |  |  | 48 |  |  | 0.4 | 0.25 |  |  | 46 |  |  | 0.3 | 0.04 |  |  | 71 |  |  | 0.05 | 0.08 |  |  | 47 |  |  | 0.12 | 0.06 |  |  | 60 |  |  | 0.06 | 0.17 |  |  | 55 |  |  | 0.16 | 13.5271 | 0.88299 | Biomass | FRS_110008816549
1833 | 3145 | 2021 | IA | Maquoketa 2 | 7921 | City of Maquoketa - (IA) | 11611 | City of Maquoketa - (IA) | 11611 | Electric Utility | Midcontinent Independent Transmission System Operator, Inc.. | MISO | MRO | MROW | MRO West | MISO | 19 | 97 | Jackson | 42.07 | -90.66 | 4 | 4 | DFO | OIL |  | 0 | 8 | [7 empty] | 0 | 0 | 0 | 0 | -177 | -56 | 0 | 0 | 0 | 0 | 0 | 0 | 0 |  | 0 | 0 | 0 | 0 | 0 | 0 | 0 | [9 empty] | 0 | 0 | 0 | 0 | 0 | 0 | 0 |  | 0 | 0 | 0 | 0 | 0 | 0 |  | 0 | 0 | 0 | 0 | EIA | EIA | EIA | EIA | EIA | EIA | -- | EIA | EIA | [14 empty] | 0 | 0 | -177 | 0 | 0 | 0 | 0 | 0 | 0 | 0 | 0 | 0 | -177 | 0 | 0 | -177 | 0 | [23 empty] | https://www.google.com/maps/@?api=1&map_action=map&center=42.07%2C-90.66&zoom=17&basemap=satellite | 6757 | [118 empty] | 0.24 |  |  | 41 |  |  | 0.35 | 0.08 |  |  | 21 |  |  | 0.4 | 0.39 |  |  | 68 |  |  | 0.3 | 0 |  |  | 0 |  |  | 0.05 | 0.05 |  |  | 34 |  |  | 0.12 | 0.07 |  |  | 66 |  |  | 0.06 | 0.22 |  |  | 74 |  |  | 0.16 | 0 | 0 | Oil | FRS_
1834 | 9305 | 2021 | PA | Merck & Company - West Point | 52149 | PECO Energy Co | 14940 | Merck & Co Inc-West Point | 12303 | Industrial CHP | PJM Interconnection, LLC | PJM | RFC | RFCE | RFC East | PJM | 42 | 91 | Montgomery | 40.218 | -75.2988 | 2 | 15 | NG | GAS |  | 0.37405 | 89.5 | 0.70992 |  | Yes | 1977672.8 | 0.506 | 0.40291 |  | 1558819.333 | 672633.42 | 1558819.333 | 672633.42 | 293260.501 | 126541.858 | 34.058 | 12.316 | 0.451 | 91104.461 | 3458.25 | 346.231 | 91199.278 |  | 0.232 | 0.195 | 0.003 | 621.321 | 0.012 | 0.001 | 621.968 |  | 0.044 | 0.037 | 0.001 | 116.889 | 0.002 | 0 | 117.011 |  | 0.232 | 0.195 | 0.003 | 621.322 | 0.012 | 0.001 | 621.969 |  | 84.53 | 30.567 | 1.12 | 226114.322 | 8583.112 | 859.319 |  | 3868870.646 | 1669424.827 | 3868870.646 | 1669424.827 | EPA/CAMD | EPA/CAMD | EIA | EIA | EIA | EIA | -- | EPA/CAMD | EPA/CAMD | [6 empty] | 2310051.313 | 996791.407 | 50.472 | 18.251 | 0.668 | 135009.861 | 5124.862 | 513.088 | 5315.4839 | 0 | 95.044 | 293165.055 | 0 | 0 | 0 | 0 | 0 | 0 | 0 | 0 | 293260.099 | 0 | 0 | 293260.099 | 0 | 0 | 0.00032409 | 0.99968 | 0 | 0 | 0 | 0 | 0 | 0 | 0 | 0 | 1 | 0 | 0 | 1 | 0 | Yes |  | 3852159.599 |  | 70.122 |  |  | https://www.google.com/maps/@?api=1&map_action=map&center=40.217962999999997%2C-75.298822999999999&zoom=17&basemap=satellite | 66809 | [118 empty] | 0.2 |  |  | 32 |  |  | 0.35 | 0.26 |  |  | 46 |  |  | 0.4 | 0.14 |  |  | 24 |  |  | 0.3 | 0.03 |  |  | 66 |  |  | 0.05 | 0.05 |  |  | 36 |  |  | 0.12 | 0.05 |  |  | 49 |  |  | 0.06 | 0.21 |  |  | 72 |  |  | 0.16 | 5.9259 | 0.041258 | Gas | FRS_110010992729
1835 | 3147 | 2021 | IA | Marshalltown Generating Station | 58236 | ITC Midwest LLC | 56161 | Interstate Power and Light Co | 9417 | Electric Utility | Midcontinent Independent Transmission System Operator, Inc.. | MISO | MRO | MROW | MRO West | MISO | 19 | 127 | Marshall | 42.0433 | -92.8728 | 3 | 5 | NG | GAS |  | 0.30949 | 708.8 | 0.81751 | [6 empty] | 14291568.35 | 8469878.183 | 14291568.35 | 8469878.183 | 1921675 | 1135453 | 50.639 | 29.541 | 4.288 | 849329.255 | 30903.25 | 3090.325 | 850176.004 |  | 0.053 | 0.052 | 0.004 | 883.947 | 0.016 | 0.002 | 884.828 |  | 0.007 | 0.007 | 0.001 | 118.857 | 0.002 | 0 | 118.976 |  | 0.053 | 0.052 | 0.004 | 883.947 | 0.016 | 0.002 | 884.828 |  | 50.639 | 29.541 | 4.288 | 849329.255 | 30903.25 | 3090.325 |  | 14291568.35 | 8469878.183 | 14291568.35 | 8469878.183 | EPA/CAMD | EPA/CAMD | EPA/CAMD | EPA/CAMD | EIA | EIA | -- | EPA/CAMD | EPA/CAMD | [14 empty] | 7437.0371 | 0 | 0 | 1921688 | 0 | 0 | 0 | 0 | 0 | 0 | 0 | -13 | 1921675 | 0 | 0 | 1921675 | 0 | 0 | 0 | 1 | 0 | 0 | 0 | 0 | 0 | 0 | 0 | 0 | 1 | 0 | 0 | 1 | 0 | Yes |  | 20344810.7 | 1209063.456 | 83.361 | 6.104 |  | https://www.google.com/maps/@?api=1&map_action=map&center=42.043332999999997%2C-92.872777999999997&zoom=17&basemap=satellite | 20438 | [118 empty] | 0.44 |  |  | 69 |  |  | 0.35 | 0.45 |  |  | 63 |  |  | 0.4 | 0.43 |  |  | 72 |  |  | 0.3 | 0.1 |  |  | 84 |  |  | 0.05 | 0.22 |  |  | 83 |  |  | 0.12 | 0.08 |  |  | 76 |  |  | 0.06 | 0.14 |  |  | 44 |  |  | 0.16 | 22.8476 | 0.017068 | Gas | FRS_110057114929
1836 | 7382 | 2021 | NJ | Camden Resource Recovery Facility | 10435 | Public Service Elec & Gas Co | 15477 | Covanta Camden Energy Recovery Center | 49966 | IPP Non-CHP | PJM Interconnection, LLC | PJM | RFC | RFCE | RFC East | PJM | 34 | 7 | Camden | 39.9092 | -75.1169 | 3 | 2 | MSW | BIOMASS |  | 0.53971 | 35 | 0.43381 | Yes | Yes | 0 |  | 1 |  | 3637803.552 | 1590700.965 | 3637803.552 | 1590700.965 | 165476 | 71269 | 369.044 | 161.08 | 336.102 | 200036.755 | 256640.505 | 33684.066 | 208263.687 |  | 4.46 | 4.52 | 4.062 | 2417.713 | 1.551 | 0.204 | 2517.147 |  | 0.203 | 0.203 | 0.185 | 109.977 | 0.071 | 0.009 | 114.5 |  | 4.46 | 4.52 | 4.062 | 2417.713 | 1.551 | 0.204 | 2517.147 |  | 369.044 | 161.08 | 336.102 | 363706.171 | 256640.505 | 33684.066 |  | 3637803.552 | 1590700.965 | 3637803.552 | 1590700.965 | EIA | EIA | EIA | EIA | EIA | EIA | -- | EIA | EIA |  |  |  | 163669.416 |  |  | 0 | 0 | 0 | 0 | 0 | 0 | 0 | 0 | 21983.8741 | 0 | 0 | 0 | 0 | 0 | 74464.739 | 0 | 0 | 0 | 91011.261 | 0 | 91011.261 | 74464.739 | 74464.739 | 165476 | 0 | 0 | 0 | 0 | 0 | 0 | 0.45 | 0 | 0 | 0 | 0.55 | 0 | 0.55 | 0.45 | 0.45 | 1 | 0 | [7 empty] | https://www.google.com/maps/@?api=1&map_action=map&center=39.909199999999998%2C-75.116900000000001&zoom=17&basemap=satellite | 190422 | [118 empty] | 0.44 |  |  | 68 |  |  | 0.35 | 0.49 |  |  | 66 |  |  | 0.4 | 0.38 |  |  | 66 |  |  | 0.3 | 0.08 |  |  | 81 |  |  | 0.05 | 0.17 |  |  | 75 |  |  | 0.12 | 0.07 |  |  | 66 |  |  | 0.06 | 0.14 |  |  | 43 |  |  | 0.16 |  |  | Biomass | FRS_110001538881
1837 | 7984 | 2021 | NY | Brentwood | 7912 | Public Service Elec & Gas Co | 15477 | New York Power Authority | 15296 | Electric Utility | New York Independent System Operator | NYIS | NPCC | NYLI | NPCC Long Island | NYISO | 36 | 103 | Suffolk | 40.7871 | -73.2934 | 1 | 1 | NG | GAS |  | 0.15212 | 47 | 1 | [6 empty] | 667723.485 | 415487.986 | 667723.485 | 415487.986 | 62629 | 38971 | 3.514 | 2.12 | 0.2 | 39683.429 | 1484.812 | 148.481 | 39724.113 |  | 0.112 | 0.109 | 0.006 | 1267.254 | 0.024 | 0.002 | 1268.553 |  | 0.011 | 0.01 | 0.001 | 118.862 | 0.002 | 0 | 118.984 |  | 0.112 | 0.109 | 0.006 | 1267.254 | 0.024 | 0.002 | 1268.553 |  | 3.514 | 2.12 | 0.2 | 39683.429 | 1484.812 | 148.481 |  | 667723.485 | 415487.986 | 667723.485 | 415487.986 | EPA/CAMD | EPA/CAMD | EPA/CAMD | EPA/CAMD | EIA | EIA | -- | EPA/CAMD | EPA/CAMD | [14 empty] | 10661.5701 | 0 | 0 | 62629.001 | 0 | 0 | 0 | 0 | 0 | 0 | 0 | 0 | 62629.001 | 0 | 0 | 62629.001 | 0 | 0 | 0 | 1 | 0 | 0 | 0 | 0 | 0 | 0 | 0 | 0 | 1 | 0 | 0 | 1 | 0 | Yes |  | 726157.871 | 43153.837 | 4.036 | 0.218 |  | https://www.google.com/maps/@?api=1&map_action=map&center=40.787061999999999%2C-73.293412000000004&zoom=17&basemap=satellite | 89012 | [118 empty] | 0.44 |  |  | 69 |  |  | 0.35 | 0.65 |  |  | 75 |  |  | 0.4 | 0.23 |  |  | 41 |  |  | 0.3 | 0.06 |  |  | 77 |  |  | 0.05 | 0.18 |  |  | 77 |  |  | 0.12 | 0.06 |  |  | 60 |  |  | 0.06 | 0.13 |  |  | 39 |  |  | 0.16 | 2.8997 | 0.072038 | Gas | FRS_110015378731
1838 | 3151 | 2021 | IA | Metro Methane Recovery Facility | 54700 | MidAmerican Energy Co | 12341 | WM Renewable Energy LLC | 54842 | IPP Non-CHP | Midcontinent Independent Transmission System Operator, Inc.. | MISO | MRO | MROW | MRO West | MISO | 19 | 153 | Polk | 41.5989 | -93.355 | 11 | 11 | LFG | BIOMASS |  | 0.89144 | 11.2 | 0 | Yes | Yes | 0 |  | 1 |  | 1009182.003 | 427630 | 1009182.003 | 427630 | 87460.999 | 36616.003 | 0 | 0 | 16.904 | 0 | 0 | 0 | 0 |  | 0 | 0 | 0.387 | 0 | 0 | 0 | 0 |  | 0 | 0 | 0.034 | 0 | 0 | 0 | 0 |  | 0 | 0 | 0.387 | 0 | 0 | 0 | 0 |  | 679.675 | 291.393 | 22.707 | 64082.844 | 2347.36 | 234.736 |  | 1009182.003 | 427630 | 1009182.003 | 427630 | EIA | EIA | EIA | EIA | EIA | EIA | -- | EIA | EIA | 679.675 | 291.393 | 5.803 | 64082.844 | 2347.36 | 234.736 | 0 | 0 | 0 | 0 | 0 | 0 | 0 | 0 | 11538.6516 | 0 | 0 | 0 | 0 | 0 | 87461 | 0 | 0 | 0 | 0 | 0 | 0 | 87461 | 87461 | 87461 | 0 | 0 | 0 | 0 | 0 | 0 | 1 | 0 | 0 | 0 | 0 | 0 | 0 | 1 | 1 | 1 | 0 | [7 empty] | https://www.google.com/maps/@?api=1&map_action=map&center=41.598889%2C-93.355000000000004&zoom=17&basemap=satellite | 578 | [118 empty] | 0.08 |  |  | 7 |  |  | 0.35 | 0.03 |  |  | 8 |  |  | 0.4 | 0.14 |  |  | 25 |  |  | 0.3 | 0 |  |  | 0 |  |  | 0.05 | 0.02 |  |  | 16 |  |  | 0.12 | 0.05 |  |  | 54 |  |  | 0.06 | 0.19 |  |  | 64 |  |  | 0.16 | 7.8665 | 0.17065 | Biomass | FRS_110036388021
1839 | 7992 | 2021 | NY | Bronx Zoo | 50427 | Consolidated Edison Co-NY Inc | 4226 | New York Zoological Society | 13487 | Commercial CHP | New York Independent System Operator | NYIS | NPCC | NYCW | NPCC NYC/Westchester | NYISO | 36 | 5 | Bronx | 40.8441 | -73.8769 | 4 | 4 | NG | GAS |  | 0.65224 | 3.6 | 0.24627 |  | Yes | 113168.8 | 0.62 | 0.45269 |  | 120769.535 | 58732.462 | 120769.535 | 58732.462 | 20569.001 | 10003.001 | 151.951 | 73.896 | 0.193 | 7058.319 | 266.251 | 26.625 | 7065.614 |  | 14.775 | 14.775 | 0.019 | 686.306 | 0.013 | 0.001 | 687.016 |  | 2.516 | 2.516 | 0.003 | 116.889 | 0.002 | 0 | 117.01 |  | 14.775 | 14.775 | 0.019 | 686.306 | 0.013 | 0.001 | 687.016 |  | 335.664 | 163.238 | 0.426 | 15592.066 | 588.159 | 58.816 |  | 266783.999 | 129742 | 266783.999 | 129742 | EIA | EIA | EIA | EIA | EIA | EIA | -- | EIA | EIA | [6 empty] | 146014.464 | 71009.538 | 183.713 | 89.342 | 0.233 | 8533.747 | 321.907 | 32.191 | 5871.4344 | 0 | 0 | 20569 | 0 | 0 | 0 | 0 | 0 | 0 | 0 | 0 | 20569 | 0 | 0 | 20569 | 0 | 0 | 0 | 1 | 0 | 0 | 0 | 0 | 0 | 0 | 0 | 0 | 1 | 0 | 0 | 1 | 0 | [7 empty] | https://www.google.com/maps/@?api=1&map_action=map&center=40.844113999999998%2C-73.876887999999994&zoom=17&basemap=satellite | 1246505 | [118 empty] | 0.73 |  |  | 91 |  |  | 0.35 | 0.93 |  |  | 91 |  |  | 0.4 | 0.52 |  |  | 82 |  |  | 0.3 | 0.2 |  |  | 93 |  |  | 0.05 | 0.28 |  |  | 90 |  |  | 0.12 | 0.07 |  |  | 70 |  |  | 0.06 | 0.12 |  |  | 35 |  |  | 0.16 | 0.024632 | 0.0024787 | Gas | FRS_110001565075
1840 | 5275 | 2021 | MI | University of Michigan | 50431 | Detroit Edison Co | 5109 | University of Michigan | 19588 | Commercial CHP | Midcontinent Independent Transmission System Operator, Inc.. | MISO | RFC | RFCM | RFC Michigan | MISO | 26 | 161 | Washtenaw | 42.2812 | -83.7346 | 8 | 5 | NG | GAS |  | 0.3731 | 44.5 | 0.7115 |  | Yes | 2136434.4 | 0.232 | 0.23652 |  | 785854.304 | 259435.094 | 785854.304 | 259435.094 | 145443 | 50671 | 67.594 | 23.213 | 1.353 | 46069.083 | 1759.14 | 179.908 | 46117.879 |  | 0.929 | 0.916 | 0.019 | 633.5 | 0.012 | 0.001 | 634.171 |  | 0.172 | 0.179 | 0.003 | 117.246 | 0.002 | 0 | 117.37 |  | 0.929 | 0.916 | 0.019 | 633.5 | 0.012 | 0.001 | 634.171 |  | 285.78 | 98.142 | 5.72 | 194776.039 | 7437.488 | 760.634 |  | 3322523 | 1096868.8 | 3322523 | 1096868.8 | EIA | EIA |  | EIA | EIA | EIA | -- | EIA | EIA | [6 empty] | 2536668.696 | 837433.706 | 218.186 | 74.929 | 4.367 | 148706.956 | 5678.348 | 580.726 | 5403.1772 | 0 | 2234.499 | 143208.501 | 0 | 0 | 0 | 0 | 0 | 0 | 0 | 0 | 145443 | 0 | 0 | 145443 | 0 | 0 | 0.015363 | 0.98464 | 0 | 0 | 0 | 0 | 0 | 0 | 0 | 0 | 1 | 0 | 0 | 1 | 0 | [7 empty] | https://www.google.com/maps/@?api=1&map_action=map&center=42.281167000000003%2C-83.734617&zoom=17&basemap=satellite | 110930 | [118 empty] | 0.35 |  |  | 58 |  |  | 0.35 | 0.32 |  |  | 52 |  |  | 0.4 | 0.33 |  |  | 59 |  |  | 0.3 | 0.04 |  |  | 71 |  |  | 0.05 | 0.02 |  |  | 18 |  |  | 0.12 | 0.03 |  |  | 34 |  |  | 0.06 | 0.12 |  |  | 36 |  |  | 0.16 | 0.74801 | 0.010757 | Gas | FRS_110002379364
1841 | 5012 | 2021 | ME | S D Warren Westbrook | 50447 | Central Maine Power Co | 3266 | Sappi North America Westbrook Mill | 16721 | Industrial CHP | ISO New England Inc. | ISNE | NPCC | NEWE | NPCC New England | ISONE | 23 | 5 | Cumberland | 43.6849 | -70.3532 | 17 | 16 | RFO | OIL |  | 0.03308 | 69.7 | 1 | Yes | Yes | 32764.8 | 2.104 | 0.73721 |  | 30193.276 | 0 | 208804.279 | 61188.997 | 20198.003 | 6918.997 | 4.73 | 0 | 13.115 | 2463.395 | 199.693 | 39.939 | 2471.842 |  | 0.468 | 0 | 1.299 | 243.925 | 0.01 | 0.002 | 244.761 |  | 0.313 |  | 0.869 | 163.175 | 0.007 | 0.001 | 163.735 | [9 empty] | 6.416 | 0 | 17.79 | 3341.524 | 270.878 | 54.176 |  | 40956.3 | 0 | 219567.303 | 61188.997 | EIA | EIA |  | EIA | EIA | EIA | -- | [5 empty] | 0 |  |  | 10763.024 | 0 | 1.686 | 0 | 4.675 | 878.129 | 71.185 | 14.237 |  | 0 | 0 | 0 | 0 | 20198 | 0 | 0 | 0 | 0 | 0 | 0 | 0 | 20198 | 0 | 0 | 20198 | 0 | 0 | 0 | 0 | 1 | 0 | 0 | 0 | 0 | 0 | 0 | 0 | 1 | 0 | 0 | 1 | [7 empty] | https://www.google.com/maps/@?api=1&map_action=map&center=43.684857000000001%2C-70.353151999999994&zoom=17&basemap=satellite | 30859 | [118 empty] | 0.19 |  |  | 30 |  |  | 0.35 | 0.13 |  |  | 28 |  |  | 0.4 | 0.25 |  |  | 46 |  |  | 0.3 | 0.03 |  |  | 66 |  |  | 0.05 | 0.06 |  |  | 41 |  |  | 0.12 | 0.06 |  |  | 63 |  |  | 0.06 | 0.18 |  |  | 58 |  |  | 0.16 | 5.0004 | 0.10561 | Oil | FRS_110020857134
1842 | 8229 | 2021 | NY | Indeck-Silver Springs Energy Center | 50449 | New York State Elec & Gas Corp | 13511 | Indeck-Energy Serv Silver Spg | 9245 | IPP CHP | New York Independent System Operator | NYIS | NPCC | NYUP | NPCC Upstate NY | NYISO | 36 | 121 | Wyoming | 42.6544 | -78.0772 | 1 | 2 | NG | GAS |  | 0.07594 | 56.6 | 1 |  | Yes | 6449.6 | 19.925 | 0.96373 |  | 360388.356 | 203439.938 | 360388.356 | 203439.938 | 37653.46 | 20912.23 | 19.51 | 11.482 | 0.108 | 21417.972 | 818.607 | 81.861 | 21440.401 |  | 1.036 | 1.098 | 0.006 | 1137.636 | 0.022 | 0.002 | 1138.828 |  | 0.108 | 0.113 | 0.001 | 118.861 | 0.002 | 0 | 118.985 |  | 1.036 | 1.098 | 0.006 | 1137.636 | 0.022 | 0.002 | 1138.828 |  | 20.244 | 11.914 | 0.112 | 22224.15 | 849.42 | 84.942 |  | 373953.475 | 211097.475 | 373953.475 | 211097.475 | EPA/CAMD | EPA/CAMD | EPA/CAMD | EPA/CAMD | EIA | EIA | -- | EPA/CAMD | EPA/CAMD | [6 empty] | 13565.119 | 7657.537 | 0.734 | 0.432 | 0.004 | 806.178 | 30.813 | 3.081 | 9571.1883 | 0 | 0 | 37653.46 | 0 | 0 | 0 | 0 | 0 | 0 | 0 | 0 | 37653.46 | 0 | 0 | 37653.46 | 0 | 0 | 0 | 1 | 0 | 0 | 0 | 0 | 0 | 0 | 0 | 0 | 1 | 0 | 0 | 1 | 0 | Yes |  | 150460.3 | 8941.775 | 8.078 | 0.045 |  | https://www.google.com/maps/@?api=1&map_action=map&center=42.654400000000003%2C-78.077200000000005&zoom=17&basemap=satellite | 2868 | [118 empty] | 0.21 |  |  | 34 |  |  | 0.35 | 0.06 |  |  | 15 |  |  | 0.4 | 0.36 |  |  | 63 |  |  | 0.3 | 0 |  |  | 0 |  |  | 0.05 | 0.09 |  |  | 53 |  |  | 0.12 | 0.06 |  |  | 62 |  |  | 0.06 | 0.18 |  |  | 61 |  |  | 0.16 | 0.1595 | 0.0068566 | Gas | FRS_110001587603
1843 | 3160 | 2021 | IA | NCAH Central Utility Plant | 58265 | Interstate Power and Light Co | 9417 | National Centers for Animal Health | 58247 | Commercial CHP | Midcontinent Independent Transmission System Operator, Inc.. | MISO | MRO | MROW | MRO West | MISO | 19 | 169 | Story | 42.0461 | -93.5794 | 10 | 10 | NG | GAS |  | 0.10762 | 14.9 | 1 |  | Yes | 123816 | 0.387 | 0.34049 |  | 72761.432 | 46001.146 | 72761.432 | 46001.146 | 14047.16 | 8520.92 | 11.302 | 7.124 | 0.166 | 4260.579 | 161.944 | 16.424 | 4265.051 |  | 1.609 | 1.672 | 0.024 | 606.611 | 0.012 | 0.001 | 607.247 |  | 0.311 | 0.31 | 0.005 | 117.111 | 0.002 | 0 | 117.234 |  | 1.609 | 1.672 | 0.024 | 606.604 | 0.012 | 0.001 | 607.24 |  | 33.193 | 20.924 | 0.488 | 12513.009 | 475.619 | 48.237 |  | 213695.001 | 135102 | 213695.001 | 135102 | EIA | EIA | EIA | EIA | EIA | EIA | -- | EIA | EIA | [6 empty] | 140933.569 | 89100.854 | 21.891 | 13.8 | 0.322 | 8252.43 | 313.675 | 31.813 | 5179.7376 | 0 | 90.16 | 13957.16 | 0 | 0 | 0 | 0 | 0 | 0 | 0 | 0 | 14047.32 | 0 | 0 | 14047.32 | 0 | 0 | 0.0064183 | 0.99358 | 0 | 0 | 0 | 0 | 0 | 0 | 0 | 0 | 1 | 0 | 0 | 1 | 0 | [7 empty] | https://www.google.com/maps/@?api=1&map_action=map&center=42.046111000000003%2C-93.579443999999995&zoom=17&basemap=satellite | 17307 | [118 empty] | 0.26 |  |  | 44 |  |  | 0.35 | 0.21 |  |  | 40 |  |  | 0.4 | 0.3 |  |  | 55 |  |  | 0.3 | 0.04 |  |  | 73 |  |  | 0.05 | 0.03 |  |  | 23 |  |  | 0.12 | 0.06 |  |  | 61 |  |  | 0.06 | 0.17 |  |  | 57 |  |  | 0.16 | 0.081898 | 0.0099135 | Gas | FRS_110057114616
1844 | 8228 | 2021 | NY | Indeck-Oswego Energy Center | 50450 | Niagara Mohawk Power Corp. | 13573 | Indeck-Oswego Ltd Partnership | 9244 | IPP CHP | New York Independent System Operator | NYIS | NPCC | NYUP | NPCC Upstate NY | NYISO | 36 | 75 | Oswego | 43.4717 | -76.4935 | 1 | 2 | NG | GAS |  | 0.04705 | 57.4 | 1 |  | Yes | 714.4 | 113.029 | 0.99341 |  | 220450.041 | 169951.894 | 220450.041 | 169951.894 | 23659 | 18332 | 13.405 | 10.088 | 0.067 | 13103.949 | 491.411 | 49.181 | 13117.42 |  | 1.133 | 1.101 | 0.006 | 1107.735 | 0.021 | 0.002 | 1108.874 |  | 0.122 | 0.119 | 0.001 | 118.884 | 0.002 | 0 | 119.006 |  | 1.133 | 1.101 | 0.006 | 1107.735 | 0.021 | 0.002 | 1108.874 |  | 13.494 | 10.155 | 0.067 | 13190.9 | 494.671 | 49.507 |  | 221912.825 | 171079.6 | 221912.825 | 171079.6 | EPA/CAMD | EPA/CAMD | EPA/CAMD | EPA/CAMD | EIA | EIA | -- | EPA/CAMD | EPA/CAMD | [6 empty] | 1462.784 | 1127.706 | 0.089 | 0.067 | 0 | 86.951 | 3.261 | 0.326 | 9317.8089 | 0 | 6.71 | 23652.29 | 0 | 0 | 0 | 0 | 0 | 0 | 0 | 0 | 23659 | 0 | 0 | 23659 | 0 | 0 | 0.00028361 | 0.99972 | 0 | 0 | 0 | 0 | 0 | 0 | 0 | 0 | 1 | 0 | 0 | 1 | 0 | Yes |  | 121385.625 | 7214.2 | 7.333 | 0.036 |  | https://www.google.com/maps/@?api=1&map_action=map&center=43.471744999999999%2C-76.493474000000006&zoom=17&basemap=satellite | 21650 | [118 empty] | 0.25 |  |  | 42 |  |  | 0.35 | 0.09 |  |  | 22 |  |  | 0.4 | 0.41 |  |  | 69 |  |  | 0.3 | 0.01 |  |  | 57 |  |  | 0.05 | 0.09 |  |  | 53 |  |  | 0.12 | 0.05 |  |  | 53 |  |  | 0.06 | 0.16 |  |  | 54 |  |  | 0.16 | 0.63692 | 0.064767 | Gas | FRS_110001599994
1845 | 8230 | 2021 | NY | Indeck-Yerkes Energy Center | 50451 | Niagara Mohawk Power Corp. | 13573 | Indeck-Yerkes Ltd Partnership | 9243 | IPP CHP | New York Independent System Operator | NYIS | NPCC | NYUP | NPCC Upstate NY | NYISO | 36 | 29 | Erie | 42.9671 | -78.9182 | 1 | 2 | NG | GAS |  | 0.04241 | 59.9 | 1 |  | Yes | 0 |  | 1 |  | 226822.775 | 188101.05 | 226822.775 | 188101.05 | 22256 | 18507 | 16.959 | 14.065 | 0.068 | 13483.55 | 497.762 | 49.865 | 13497.202 |  | 1.524 | 1.52 | 0.006 | 1211.678 | 0.022 | 0.002 | 1212.905 |  | 0.15 | 0.15 | 0.001 | 118.891 | 0.002 | 0 | 119.011 |  | 1.524 | 1.52 | 0.006 | 1211.678 | 0.022 | 0.002 | 1212.905 |  | 16.959 | 14.065 | 0.068 | 13483.55 | 497.762 | 49.865 |  | 226822.775 | 188101.05 | 226822.775 | 188101.05 | EPA/CAMD | EPA/CAMD | EPA/CAMD | EPA/CAMD | EIA | EIA | -- | EPA/CAMD | EPA/CAMD | [6 empty] | 0 | 0 | 0 | 0 | 0 | 0 | 0 | 0 | 10191.5337 | 0 | 13.135 | 22242.865 | 0 | 0 | 0 | 0 | 0 | 0 | 0 | 0 | 22256 | 0 | 0 | 22256 | 0 | 0 | 0.00059018 | 0.99941 | 0 | 0 | 0 | 0 | 0 | 0 | 0 | 0 | 1 | 0 | 0 | 1 | 0 | Yes |  | 149376.025 | 8890.2 | 11.242 | 0.045 |  | https://www.google.com/maps/@?api=1&map_action=map&center=42.967100000000002%2C-78.918199999999999&zoom=17&basemap=satellite | 69864 | [118 empty] | 0.35 |  |  | 58 |  |  | 0.35 | 0.33 |  |  | 53 |  |  | 0.4 | 0.39 |  |  | 67 |  |  | 0.3 | 0.04 |  |  | 73 |  |  | 0.05 | 0.1 |  |  | 58 |  |  | 0.12 | 0.06 |  |  | 58 |  |  | 0.06 | 0.14 |  |  | 44 |  |  | 0.16 | 2.571 | 0.23368 | Gas | FRS_110001600170
1846 | 3165 | 2021 | IA | North Generation Plant | 7856 | City of Greenfield - (IA) | 7626 | City of Greenfield - (IA) | 7626 | Electric Utility | Midcontinent Independent Transmission System Operator, Inc.. | MISO | MRO | MROW | MRO West | MISO | 19 | 1 | Adair | 41.3164 | -94.455 | 4 | 4 | DFO | OIL |  | 0.00178 | 8 | 1 | [6 empty] | 1266 | 402 | 1266 | 402 | 125 | 40 | 1.966 | 0.624 | 0.184 | 103.386 | 8.373 | 1.675 | 103.74 |  | 31.456 | 31.2 | 2.938 | 1654.176 | 0.067 | 0.013 | 1659.843 |  | 3.106 | 3.104 | 0.29 | 163.327 | 0.007 | 0.001 | 163.887 |  | 31.456 | 31.2 | 2.938 | 1654.176 | 0.067 | 0.013 | 1659.843 |  | 1.966 | 0.624 | 0.184 | 103.386 | 8.373 | 1.675 |  | 1266 | 402 | 1266 | 402 | EIA | EIA | EIA | EIA | EIA | EIA | -- | EIA | EIA | [14 empty] | 10128 | 0 | 125 | 0 | 0 | 0 | 0 | 0 | 0 | 0 | 0 | 0 | 125 | 0 | 0 | 125 | 0 | 0 | 1 | 0 | 0 | 0 | 0 | 0 | 0 | 0 | 0 | 0 | 1 | 0 | 0 | 1 | 0 | [7 empty] | https://www.google.com/maps/@?api=1&map_action=map&center=41.316400000000002%2C-94.454999999999998&zoom=17&basemap=satellite | 2089 | [118 empty] | 0.17 |  |  | 25 |  |  | 0.35 | 0.03 |  |  | 10 |  |  | 0.4 | 0.3 |  |  | 55 |  |  | 0.3 | 0 |  |  | 0 |  |  | 0.05 | 0.05 |  |  | 35 |  |  | 0.12 | 0.03 |  |  | 34 |  |  | 0.06 | 0.28 |  |  | 86 |  |  | 0.16 | 0.07905 | 8.3211 | Oil | FRS_110064256567
1847 | 8755 | 2021 | OH | Procter & Gamble Cincinnati Plant | 50456 | Duke Energy Ohio Inc | 3542 | Procter & Gamble Co | 15400 | Industrial CHP | PJM Interconnection, LLC | PJM | RFC | RFCW | RFC West | PJM | 39 | 61 | Hamilton | 39.175 | -84.5042 | 2 | 1 | NG | GAS |  | 0.06868 | 12.5 | 1 |  | Yes | 1440624 | 0.018 | 0.023203 |  | 44387.13 | 17235.42 | 44387.13 | 17235.42 | 7520 | 990 | 2.757 | 1.084 | 0.071 | 2594.185 | 97.857 | 9.786 | 2596.866 |  | 0.733 | 2.19 | 0.019 | 689.943 | 0.013 | 0.001 | 690.656 |  | 0.124 | 0.126 | 0.003 | 116.889 | 0.002 | 0 | 117.01 |  | 0.733 | 2.19 | 0.019 | 689.943 | 0.013 | 0.001 | 690.656 |  | 118.841 | 46.724 | 3.057 | 111803.254 | 4217.405 | 421.74 |  | 1912980.671 | 742805.973 | 1912980.671 | 742805.973 | EIA | EIA | EIA | EIA | EIA | EIA | -- | EIA | EIA | [6 empty] | 1868593.541 | 725570.553 | 116.084 | 45.64 | 2.986 | 109209.069 | 4119.548 | 411.955 | 5902.5439 | 0 | 0 | 7520 | 0 | 0 | 0 | 0 | 0 | 0 | 0 | 0 | 7520 | 0 | 0 | 7520 | 0 | 0 | 0 | 1 | 0 | 0 | 0 | 0 | 0 | 0 | 0 | 0 | 1 | 0 | 0 | 1 | 0 | [7 empty] | https://www.google.com/maps/@?api=1&map_action=map&center=39.174999999999997%2C-84.504199999999997&zoom=17&basemap=satellite | 106952 | [118 empty] | 0.51 |  |  | 76 |  |  | 0.35 | 0.56 |  |  | 70 |  |  | 0.4 | 0.48 |  |  | 77 |  |  | 0.3 | 0.01 |  |  | 60 |  |  | 0.05 | 0.13 |  |  | 65 |  |  | 0.12 | 0.06 |  |  | 63 |  |  | 0.06 | 0.14 |  |  | 46 |  |  | 0.16 | 0.3438 | 0.043238 | Gas | FRS_110000393333
1848 | 3168 | 2021 | IA | Oakdale Renewable Energy Plant | 57672 | Interstate Power and Light Co | 9417 | University of Iowa | 19539 | Commercial Non-CHP | Midcontinent Independent Transmission System Operator, Inc.. | MISO | MRO | MROW | MRO West | MISO | 19 | 103 | Johnson | 41.7053 | -91.6033 | 2 | 2 | NG | GAS |  | 0.01299 | 2.8 | 1 | [6 empty] | 21136 | 20362 | 21136 | 20362 | 318.5 | 256.76 | 27.328 | 26.326 | 0.034 | 1235.284 | 46.597 | 4.66 | 1236.561 |  | 171.604 | 205.063 | 0.212 | 7756.885 | 0.146 | 0.015 | 7764.903 |  | 2.586 | 2.586 | 0.003 | 116.889 | 0.002 | 0 | 117.01 |  | 171.604 | 205.063 | 0.212 | 7756.885 | 0.146 | 0.015 | 7764.903 |  | 27.328 | 26.326 | 0.034 | 1235.284 | 46.597 | 4.66 |  | 21136 | 20362 | 21136 | 20362 | EIA | EIA | EIA | EIA | EIA | EIA | -- | EIA | EIA | [14 empty] | 66361.0675 | 0 | 0 | 318.5 | 0 | 0 | 0 | 0 | 0 | 0 | 0 | 0 | 318.5 | 0 | 0 | 318.5 | 0 | 0 | 0 | 1 | 0 | 0 | 0 | 0 | 0 | 0 | 0 | 0 | 1 | 0 | 0 | 1 | 0 | [7 empty] | https://www.google.com/maps/@?api=1&map_action=map&center=41.705300000000001%2C-91.603300000000004&zoom=17&basemap=satellite | 36531 | [118 empty] | 0.27 |  |  | 47 |  |  | 0.35 | 0.3 |  |  | 50 |  |  | 0.4 | 0.25 |  |  | 46 |  |  | 0.3 | 0.05 |  |  | 76 |  |  | 0.05 | 0.03 |  |  | 26 |  |  | 0.12 | 0.09 |  |  | 79 |  |  | 0.06 | 0.11 |  |  | 30 |  |  | 0.16 | 0.0045692 | 0.0045061 | Gas | FRS_110045008031
1849 | 8226 | 2021 | NY | Indeck-Corinth Energy Center | 50458 | Niagara Mohawk Power Corp. | 13573 | Indeck-Corinth Ltd Partnership | 9263 | IPP CHP | New York Independent System Operator | NYIS | NPCC | NYUP | NPCC Upstate NY | NYISO | 36 | 91 | Saratoga | 43.25 | -73.8125 | 1 | 2 | NG | GAS |  | 0.43061 | 147 | 0.61566 |  | Yes | 147636 | 12.819 | 0.94473 |  | 4283503.708 | 1682817.463 | 4283503.708 | 1682817.463 | 554499 | 217131 | 58.741 | 21.717 | 1.285 | 254562.302 | 9390.553 | 939.055 | 254819.603 |  | 0.212 | 0.2 | 0.005 | 918.17 | 0.017 | 0.002 | 919.099 |  | 0.027 | 0.026 | 0.001 | 118.857 | 0.002 | 0 | 118.977 |  | 0.212 | 0.2 | 0.005 | 918.17 | 0.017 | 0.002 | 919.099 |  | 62.178 | 22.988 | 1.36 | 269456.275 | 9939.977 | 993.998 |  | 4534123.65 | 1781276.025 | 4534123.65 | 1781276.025 | EPA/CAMD | EPA/CAMD | EPA/CAMD | EPA/CAMD | EIA | EIA | -- | EPA/CAMD | EPA/CAMD | [6 empty] | 250619.942 | 98458.562 | 3.437 | 1.271 | 0.075 | 14893.973 | 549.424 | 54.942 | 7724.9981 | 0 | 0 | 554499 | 0 | 0 | 0 | 0 | 0 | 0 | 0 | 0 | 554499 | 0 | 0 | 554499 | 0 | 0 | 0 | 1 | 0 | 0 | 0 | 0 | 0 | 0 | 0 | 0 | 1 | 0 | 0 | 1 | 0 | Yes |  | 4964125.55 | 295010.125 | 65.673 | 1.489 |  | https://www.google.com/maps/@?api=1&map_action=map&center=43.25%2C-73.8125&zoom=17&basemap=satellite | 5538 | [118 empty] | 0.17 |  |  | 26 |  |  | 0.35 | 0.04 |  |  | 12 |  |  | 0.4 | 0.3 |  |  | 54 |  |  | 0.3 | 0 |  |  | 0 |  |  | 0.05 | 0.13 |  |  | 66 |  |  | 0.12 | 0.06 |  |  | 63 |  |  | 0.06 | 0.19 |  |  | 65 |  |  | 0.16 | 1.2329 | 0.006416 | Gas | FRS_110000324934
1850 | 9354 | 2021 | PA | Procter & Gamble Paper Products | 50463 | Pennsylvania Electric Co | 14711 | Procter & Gamble Ppr Prdts Co | 15394 | Industrial CHP | PJM Interconnection, LLC | PJM | RFC | RFCE | RFC East | PJM | 42 | 131 | Wyoming | 41.5743 | -76.0432 | 2 | 3 | NG | GAS |  | 0.80004 | 120.2 | 0 |  | Yes | 3074274.4 | 0.935 | 0.55495 |  | 4854774.072 | 2106939.348 | 4854774.072 | 2106939.348 | 842406 | 374160.52 | 563.5 | 62.351 | 1.444 | 283734.984 | 11036.31 | 1103.631 | 284037.379 |  | 1.338 | 0.333 | 0.003 | 673.63 | 0.013 | 0.001 | 674.348 |  | 0.232 | 0.059 | 0.001 | 116.889 | 0.002 | 0 | 117.014 |  | 1.338 | 0.333 | 0.003 | 673.63 | 0.013 | 0.001 | 674.348 |  | 1015.398 | 112.354 | 2.602 | 511275.658 | 19886.856 | 1988.686 |  | 8748049.925 | 3796594.925 | 8748049.925 | 3796594.925 | EPA/CAMD; EIA | EPA/CAMD | EIA | EIA | EIA | EIA | -- | EPA/CAMD; EIA | EPA/CAMD | [6 empty] | 3893275.853 | 1689655.577 | 451.898 | 50.003 | 1.158 | 227540.674 | 8850.546 | 885.055 | 5762.9861 | 0 | 0 | 842406 | 0 | 0 | 0 | 0 | 0 | 0 | 0 | 0 | 842406 | 0 | 0 | 842406 | 0 | 0 | 0 | 1 | 0 | 0 | 0 | 0 | 0 | 0 | 0 | 0 | 1 | 0 | 0 | 1 | 0 | Yes |  | 3858131.626 |  | 122.245 |  |  | https://www.google.com/maps/@?api=1&map_action=map&center=41.574258999999998%2C-76.043233000000001&zoom=17&basemap=satellite | 2559 | [118 empty] | 0.17 |  |  | 26 |  |  | 0.35 | 0.09 |  |  | 23 |  |  | 0.4 | 0.25 |  |  | 45 |  |  | 0.3 | 0 |  |  | 0 |  |  | 0.05 | 0.1 |  |  | 57 |  |  | 0.12 | 0.06 |  |  | 63 |  |  | 0.06 | 0.19 |  |  | 65 |  |  | 0.16 | 19.2007 | 0.041582 | Gas | FRS_110000584537
1851 | 3180 | 2021 | IA | Otter Creek Ethanol Poet - Ashton | 58138 | Osceola Electric Coop, Inc | 14202 | Otter Creek Ethanol LLC - Poet Ashton | 58093 | Industrial CHP | Midcontinent Independent Transmission System Operator, Inc.. | MISO | MRO | MROW | MRO West | MISO | 19 | 143 | Osceola | 43.275 | -95.8097 | 1 | 1 | NG | GAS |  | 0.64831 | 7.5 | 0.25282 |  | Yes | 257950.4 | 0.564 | 0.42904 |  | 228703.461 | 92256.74 | 228703.461 | 92256.74 | 42594 | 17134 | 33.528 | 13.546 | 0.365 | 13366.466 | 504.205 | 50.421 | 13380.281 |  | 1.574 | 1.581 | 0.017 | 627.622 | 0.012 | 0.001 | 628.271 |  | 0.293 | 0.294 | 0.003 | 116.889 | 0.002 | 0 | 117.01 |  | 1.574 | 1.581 | 0.017 | 627.622 | 0.012 | 0.001 | 628.271 |  | 78.146 | 31.574 | 0.852 | 31154.557 | 1175.202 | 117.52 |  | 533062 | 215032 | 533062 | 215032 | EIA | EIA | EIA | EIA | EIA | EIA | -- | EIA | EIA | [6 empty] | 304358.539 | 122775.26 | 44.618 | 18.028 | 0.486 | 17788.091 | 670.996 | 67.1 | 5369.3821 | 0 | 0 | 42594 | 0 | 0 | 0 | 0 | 0 | 0 | 0 | 0 | 42594 | 0 | 0 | 42594 | 0 | 0 | 0 | 1 | 0 | 0 | 0 | 0 | 0 | 0 | 0 | 0 | 1 | 0 | 0 | 1 | 0 | [7 empty] | https://www.google.com/maps/@?api=1&map_action=map&center=43.274999999999999%2C-95.809721999999994&zoom=17&basemap=satellite | 668 | [118 empty] | 0.2 |  |  | 33 |  |  | 0.35 | 0.07 |  |  | 19 |  |  | 0.4 | 0.33 |  |  | 59 |  |  | 0.3 | 0 |  |  | 0 |  |  | 0.05 | 0.09 |  |  | 52 |  |  | 0.12 | 0.06 |  |  | 57 |  |  | 0.06 | 0.2 |  |  | 67 |  |  | 0.16 | 0.070967 | 0.0053718 | Gas | FRS_110015723029
1852 | 3184 | 2021 | IA | Panora | 7584 | City of Panora - (IA) | 14433 | City of Panora - (IA) | 14433 | Electric Utility | Midcontinent Independent Transmission System Operator, Inc.. | MISO | MRO | MROW | MRO West | MISO | 19 | 77 | GUTHRIE | 41.6947 | -94.3676 | 3 | 3 | DFO | OIL |  | 0.00104 | 4.5 | 1 | [6 empty] | 408 | 126 | 408 | 126 | 41 | 13 | 0.634 | 0.195 | 0.059 | 33.318 | 2.698 | 0.54 | 33.432 |  | 30.927 | 30 | 2.883 | 1625.268 | 0.066 | 0.013 | 1630.836 |  | 3.108 | 3.095 | 0.29 | 163.324 | 0.007 | 0.001 | 163.883 |  | 30.927 | 30 | 2.883 | 1625.268 | 0.066 | 0.013 | 1630.836 |  | 0.634 | 0.195 | 0.059 | 33.318 | 2.698 | 0.54 |  | 408 | 126 | 408 | 126 | EIA | EIA | EIA | EIA | EIA | EIA | -- | EIA | EIA | [14 empty] | 9951.2195 | 0 | 41 | 0 | 0 | 0 | 0 | 0 | 0 | 0 | 0 | 0 | 41 | 0 | 0 | 41 | 0 | 0 | 1 | 0 | 0 | 0 | 0 | 0 | 0 | 0 | 0 | 0 | 1 | 0 | 0 | 1 | 0 | [7 empty] | https://www.google.com/maps/@?api=1&map_action=map&center=41.694673000000002%2C-94.367570999999998&zoom=17&basemap=satellite | 2377 | [118 empty] | 0.18 |  |  | 28 |  |  | 0.35 | 0.05 |  |  | 13 |  |  | 0.4 | 0.32 |  |  | 56 |  |  | 0.3 | 0.01 |  |  | 57 |  |  | 0.05 | 0.05 |  |  | 33 |  |  | 0.12 | 0.06 |  |  | 63 |  |  | 0.06 | 0.25 |  |  | 80 |  |  | 0.16 | 0.04464 | 3.0786 | Oil | FRS_110028016983
1853 | 3185 | 2021 | IA | Pella Peaking | 7971 | City of Pella - (IA) | 14645 | City of Pella - (IA) | 14645 | Electric Utility | Midcontinent Independent Transmission System Operator, Inc.. | MISO | MRO | MROW | MRO West | MISO | 19 | 125 | Marion | 41.4106 | -92.9378 | 14 | 14 | DFO | OIL |  | 0.00215 | 28 | 1 | [6 empty] | 5712.994 | 1813 | 5712.994 | 1813 | 527.996 | 167.006 | 9.128 | 2.898 | 0.829 | 466.536 | 37.785 | 7.557 | 468.134 |  | 34.576 | 34.705 | 3.139 | 1767.195 | 0.072 | 0.014 | 1773.249 |  | 3.196 | 3.197 | 0.29 | 163.325 | 0.007 | 0.001 | 163.884 |  | 34.576 | 34.705 | 3.139 | 1767.182 | 0.072 | 0.014 | 1773.236 |  | 9.128 | 2.898 | 0.829 | 466.536 | 37.785 | 7.557 |  | 5712.994 | 1813 | 5712.994 | 1813 | EIA | EIA | EIA | EIA | EIA | EIA | -- | EIA | EIA | [14 empty] | 10820.0644 | 0 | 528 | 0 | 0 | 0 | 0 | 0 | 0 | 0 | 0 | 0 | 528 | 0 | 0 | 528 | 0 | 0 | 1 | 0 | 0 | 0 | 0 | 0 | 0 | 0 | 0 | 0 | 1 | 0 | 0 | 1 | 0 | [7 empty] | https://www.google.com/maps/@?api=1&map_action=map&center=41.410600000000002%2C-92.937799999999996&zoom=17&basemap=satellite | 11533 | [118 empty] | 0.11 |  |  | 12 |  |  | 0.35 | 0.06 |  |  | 16 |  |  | 0.4 | 0.14 |  |  | 26 |  |  | 0.3 | 0.01 |  |  | 58 |  |  | 0.05 | 0.05 |  |  | 37 |  |  | 0.12 | 0.06 |  |  | 56 |  |  | 0.06 | 0.17 |  |  | 57 |  |  | 0.16 | 0.42594 | 3.2765 | Oil | FRS_110028017009
1854 | 3189 | 2021 | IA | POET Biorefining - Gowrie | 63923 | MidAmerican Energy Co | 12341 | POET Biorefining - Gowrie | 63591 | Industrial CHP | Midcontinent Independent Transmission System Operator, Inc.. | MISO | MRO | MROW | MRO West | MISO | 19 | 187 | Webster | 42.3198 | -94.2874 | 1 | 1 | NG | GAS |  | 0.48941 | 5 | 0.51765 |  | Yes | 784739.2 | 0.093 | 0.11056 |  | 136242.499 | 0 | 136242.499 | 0 | 21436.03 | 11109.456 | 10.925 | 5.662 | 0.218 | 7962.629 | 300.364 | 30.036 | 7970.859 |  | 1.019 | 1.019 | 0.02 | 742.92 | 0.014 | 0.001 | 743.688 |  | 0.16 |  | 0.003 | 116.889 | 0.002 | 0 | 117.01 |  | 1.019 | 1.019 | 0.02 | 742.92 | 0.014 | 0.001 | 743.688 |  | 98.814 | 51.211 | 1.969 | 72019.014 | 2716.679 | 271.668 |  | 1232262.72 | 0 | 1232262.72 | 0 | EIA | EIA | EIA | EIA | EIA | EIA | -- | EIA | EIA | [6 empty] | 1096020.221 | 0 | 87.889 | 45.549 | 1.751 | 64056.385 | 2416.315 | 241.632 | 6355.771 | 0 | 0 | 21436.03 | 0 | 0 | 0 | 0 | 0 | 0 | 0 | 0 | 21436.03 | 0 | 0 | 21436.03 | 0 | 0 | 0 | 1 | 0 | 0 | 0 | 0 | 0 | 0 | 0 | 0 | 1 | 0 | 0 | 1 | 0 | [7 empty] | https://www.google.com/maps/@?api=1&map_action=map&center=42.319817%2C-94.287352999999996&zoom=17&basemap=satellite | 1263 | [118 empty] | 0.19 |  |  | 31 |  |  | 0.35 | 0.09 |  |  | 22 |  |  | 0.4 | 0.3 |  |  | 53 |  |  | 0.3 | 0 |  |  | 0 |  |  | 0.05 | 0.03 |  |  | 25 |  |  | 0.12 | 0.07 |  |  | 67 |  |  | 0.06 | 0.24 |  |  | 79 |  |  | 0.16 | 0.4575 | 0.047135 | Gas | FRS_
1855 | 8066 | 2021 | NY | Covanta Niagara | 50472 | Niagara Mohawk Power Corp. | 13573 | Covanta Energy of Niagara LP | 470 | IPP CHP | New York Independent System Operator | NYIS | NPCC | NYUP | NPCC Upstate NY | NYISO | 36 | 63 | Niagara | 43.0839 | -79.0056 | 5 | 2 | NG | GAS |  | 0.4318 | 50 | 0.61366 | Yes | Yes | 5952611.2 | 0.108 | 0.12632 |  | 847019.866 | 230916.639 | 847019.866 | 230916.639 | 189130 | 82544 | 50.955 | 18.922 | 88.284 | 22842.771 | 71783.423 | 9416.175 | 25143.074 |  | 0.539 | 0.458 | 0.934 | 241.556 | 0.38 | 0.05 | 265.881 |  | 0.12 | 0.164 | 0.208 | 53.937 | 0.085 | 0.011 | 59.368 |  | 0.539 | 0.458 | 0.934 | 241.556 | 0.38 | 0.05 | 265.881 |  | 403.37 | 149.789 | 698.881 | 542356.851 | 568257.11 | 74541.006 |  | 6705239.718 | 1827998.942 | 6705239.718 | 1827998.942 | EPA/CAMD; EIA | EPA/CAMD; EIA |  | EPA/CAMD; EIA | EIA | EIA | -- | EPA/CAMD; EIA | EPA/CAMD |  |  |  | 361527.26 |  |  | 5858219.852 | 1597082.303 | 352.415 | 130.867 | 610.597 | 157986.82 | 496473.687 | 65124.83 | 4478.5061 | 0 | 0 | 13391.754 | 0 | 0 | 79082.734 | 0 | 0 | 0 | 96655.512 | 0 | 110047.266 | 79082.734 | 79082.734 | 189130 | 0 | 0 | 0 | 0.070807 | 0 | 0 | 0.41814 | 0 | 0 | 0 | 0.51105 | 0 | 0.58186 | 0.41814 | 0.41814 | 1 | 0 | Yes |  | 232275.525 | 12648.3 | 4.591 |  |  | https://www.google.com/maps/@?api=1&map_action=map&center=43.0839%2C-79.005600000000001&zoom=17&basemap=satellite | 49737 | [118 empty] | 0.36 |  |  | 60 |  |  | 0.35 | 0.31 |  |  | 51 |  |  | 0.4 | 0.41 |  |  | 70 |  |  | 0.3 | 0.02 |  |  | 62 |  |  | 0.05 | 0.12 |  |  | 63 |  |  | 0.12 | 0.06 |  |  | 59 |  |  | 0.06 | 0.19 |  |  | 64 |  |  | 0.16 | 26.3799 | 0.3127 | Gas | FRS_110001589282
1856 | 3190 | 2021 | IA | POET Biorefining - Jewell | 63826 | Corn Belt Power Coop | 4363 | POET Biorefining - Jewell | 63506 | Industrial CHP | Midcontinent Independent Transmission System Operator, Inc.. | MISO | MRO | MROW | MRO West | MISO | 19 | 79 | Hamilton | 42.3284 | -93.6623 | 1 | 1 | NG | GAS |  | 0.50432 | 5 | 0.49281 |  | Yes | 1502344 | 0.05 | 0.062713 |  | 133524.852 | 0 | 133524.852 | 0 | 22089 | 11447.866 | 10.913 | 5.656 | 0.213 | 7803.797 | 294.372 | 29.437 | 7811.863 |  | 0.988 | 0.988 | 0.019 | 706.578 | 0.013 | 0.001 | 707.308 |  | 0.163 |  | 0.003 | 116.889 | 0.002 | 0 | 117.01 |  | 0.988 | 0.988 | 0.019 | 706.578 | 0.013 | 0.001 | 707.308 |  | 174.018 | 90.187 | 3.402 | 124437.557 | 4693.987 | 469.399 |  | 2129156.64 | 0 | 2129156.64 | 0 | EIA | EIA | EIA | EIA | EIA | EIA | -- | EIA | EIA | [6 empty] | 1995631.788 | 0 | 163.105 | 84.531 | 3.189 | 116633.76 | 4399.615 | 439.962 | 6044.8573 | 0 | 0 | 22089 | 0 | 0 | 0 | 0 | 0 | 0 | 0 | 0 | 22089 | 0 | 0 | 22089 | 0 | 0 | 0 | 1 | 0 | 0 | 0 | 0 | 0 | 0 | 0 | 0 | 1 | 0 | 0 | 1 | 0 | [7 empty] | https://www.google.com/maps/@?api=1&map_action=map&center=42.328400000000002%2C-93.662300000000002&zoom=17&basemap=satellite | 1433 | [118 empty] | 0.11 |  |  | 12 |  |  | 0.35 | 0.05 |  |  | 14 |  |  | 0.4 | 0.17 |  |  | 30 |  |  | 0.3 | 0 |  |  | 0 |  |  | 0.05 | 0.03 |  |  | 23 |  |  | 0.12 | 0.06 |  |  | 55 |  |  | 0.06 | 0.13 |  |  | 38 |  |  | 0.16 | 0.47802 | 0.047048 | Gas | FRS_110031001305
1857 | 3191 | 2021 | IA | POET Biorefining LLC - Corning | 63919 | MidAmerican Energy Co | 12341 | POET Biorefining LLC - Corning | 63586 | Industrial CHP | Midcontinent Independent Transmission System Operator, Inc.. | MISO | MRO | MROW | MRO West | MISO | 19 | 3 | Adams | 40.9662 | -94.7958 | 1 | 1 | NG | GAS |  | 0.47285 | 5 | 0.54524 |  | Yes | 832092 | 0.085 | 0.10174 |  | 130532.217 | 67649.849 | 130532.217 | 67649.849 | 20711 | 10734 | 10.668 | 5.529 | 0.209 | 7628.894 | 287.775 | 28.777 | 7636.779 |  | 1.03 | 1.03 | 0.02 | 736.7 | 0.014 | 0.001 | 737.461 |  | 0.163 | 0.163 | 0.003 | 116.889 | 0.002 | 0 | 117.01 |  | 1.03 | 1.03 | 0.02 | 736.684 | 0.014 | 0.001 | 737.445 |  | 104.857 | 54.343 | 2.05 | 74981.876 | 2828.441 | 282.844 |  | 1282958 | 664908 | 1282958 | 664908 | EIA | EIA | EIA | EIA | EIA | EIA | -- | EIA | EIA | [6 empty] | 1152425.783 | 597258.151 | 94.189 | 48.814 | 1.842 | 67352.982 | 2540.666 | 254.067 | 6302.4211 | 0 | 0 | 20711.44 | 0 | 0 | 0 | 0 | 0 | 0 | 0 | 0 | 20711.44 | 0 | 0 | 20711.44 | 0 | 0 | 0 | 1 | 0 | 0 | 0 | 0 | 0 | 0 | 0 | 0 | 1 | 0 | 0 | 1 | 0 | [7 empty] | https://www.google.com/maps/@?api=1&map_action=map&center=40.966197999999999%2C-94.795750999999996&zoom=17&basemap=satellite | 262 | [118 empty] | 0.15 |  |  | 20 |  |  | 0.35 | 0.03 |  |  | 9 |  |  | 0.4 | 0.26 |  |  | 48 |  |  | 0.3 | 0 |  |  | 0 |  |  | 0.05 | 0.1 |  |  | 57 |  |  | 0.12 | 0.04 |  |  | 37 |  |  | 0.06 | 0.27 |  |  | 84 |  |  | 0.16 | 0.58922 | 0.04777 | Gas | FRS_
1858 | 9981 | 2021 | TX | Corpus Christi | 50475 | AEP Texas Central Company | 3278 | Equistar Chemicals LP | 5065 | Industrial CHP | Electric Reliability Council of Texas, Inc. | ERCO | TRE | ERCT | ERCOT All | ERCOT | 48 | 355 | Nueces | 27.8111 | -97.5958 | 1 | 1 | NG | GAS |  | 0.20417 | 41 | 0.99305 |  | Yes | 1277266.4 | 0.196 | 0.20714 |  | 573622.71 | 289169.031 | 573622.71 | 289169.031 | 73329 | 36966 | 105.131 | 52.998 | 0.917 | 33525.109 | 1264.623 | 126.462 | 33559.76 |  | 2.867 | 2.867 | 0.025 | 914.375 | 0.017 | 0.002 | 915.32 |  | 0.367 | 0.367 | 0.003 | 116.889 | 0.002 | 0 | 117.01 |  | 2.867 | 2.867 | 0.025 | 914.375 | 0.017 | 0.002 | 915.32 |  | 507.536 | 255.854 | 4.425 | 161847.044 | 6105.139 | 610.514 |  | 2769242 | 1396003 | 2769242 | 1396003 | EIA | EIA | EIA | EIA | EIA | EIA | -- | EIA | EIA | [6 empty] | 2195619.29 | 1106833.969 | 402.405 | 202.856 | 3.509 | 128321.935 | 4840.516 | 484.052 | 7822.5901 | 0 | 0 | 73329 | 0 | 0 | 0 | 0 | 0 | 0 | 0 | 0 | 73329 | 0 | 0 | 73329 | 0 | 0 | 0 | 1 | 0 | 0 | 0 | 0 | 0 | 0 | 0 | 0 | 1 | 0 | 0 | 1 | 0 | [7 empty] | https://www.google.com/maps/@?api=1&map_action=map&center=27.811083%2C-97.595813000000007&zoom=17&basemap=satellite | 19404 | [118 empty] | 0.51 |  |  | 75 |  |  | 0.35 | 0.66 |  |  | 76 |  |  | 0.4 | 0.35 |  |  | 62 |  |  | 0.3 | 0.02 |  |  | 62 |  |  | 0.05 | 0.13 |  |  | 66 |  |  | 0.12 | 0.07 |  |  | 66 |  |  | 0.06 | 0.1 |  |  | 27 |  |  | 0.16 | 0.36608 | 0.0075862 | Gas | FRS_110000465069
1859 | 3192 | 2021 | IA | POET Biorefining-Hanlontown, LLC | 63832 | Heartland Power Coop | 8319 | POET Biorefining-Hanlontown, LLC | 63508 | Industrial CHP | Midcontinent Independent Transmission System Operator, Inc.. | MISO | MRO | MROW | MRO West | MISO | 19 | 195 | Worth | 43.2924 | -93.3928 | 1 | 1 | NG | GAS |  | 0.4149 | 4 | 0.64184 |  | Yes | 762927.2 | 0.065 | 0.079796 |  | 89291.933 | 0 | 89291.933 | 0 | 14538 | 7534.477 | 7.298 | 3.782 | 0.143 | 5218.625 | 196.855 | 19.686 | 5224.019 |  | 1.004 | 1.004 | 0.02 | 717.929 | 0.014 | 0.001 | 718.671 |  | 0.163 |  | 0.003 | 116.889 | 0.002 | 0 | 117.01 |  | 1.004 | 1.004 | 0.02 | 717.929 | 0.014 | 0.001 | 718.671 |  | 91.457 | 47.399 | 1.788 | 65399.638 | 2466.986 | 246.699 |  | 1119003.6 | 0 | 1119003.6 | 0 | EIA | EIA | EIA | EIA | EIA | EIA | -- | EIA | EIA | [6 empty] | 1029711.667 | 0 | 84.159 | 43.617 | 1.646 | 60181.013 | 2270.13 | 227.013 | 6141.9681 | 0 | 0 | 14538 | 0 | 0 | 0 | 0 | 0 | 0 | 0 | 0 | 14538 | 0 | 0 | 14538 | 0 | 0 | 0 | 1 | 0 | 0 | 0 | 0 | 0 | 0 | 0 | 0 | 1 | 0 | 0 | 1 | 0 | [7 empty] | https://www.google.com/maps/@?api=1&map_action=map&center=43.292360000000002%2C-93.392797999999999&zoom=17&basemap=satellite | 639 | [118 empty] | 0.08 |  |  | 7 |  |  | 0.35 | 0.02 |  |  | 7 |  |  | 0.4 | 0.14 |  |  | 25 |  |  | 0.3 | 0 |  |  | 0 |  |  | 0.05 | 0.06 |  |  | 38 |  |  | 0.12 | 0.05 |  |  | 47 |  |  | 0.06 | 0.23 |  |  | 76 |  |  | 0.16 | 0.37036 | 0.046132 | Gas | FRS_110070239693
1860 | 3196 | 2021 | IA | Preston (IA) | 1176 | City of Preston | 15349 | City of Preston | 15349 | Electric Utility | Midcontinent Independent Transmission System Operator, Inc.. | MISO | MRO | MROW | MRO West | MISO | 19 | 97 | Jackson | 42.0507 | -90.3942 | 2 | 2 | NG | GAS |  | 0.0007 | 3.6 | 1 | [6 empty] | 685 | 321 | 685 | 321 | 22 | 10 | 0.998 | 0.46 | 0.026 | 47.987 | 2.273 | 0.342 | 48.066 |  | 90.727 | 92 | 2.355 | 4362.455 | 0.103 | 0.016 | 4369.666 |  | 2.914 | 2.866 | 0.076 | 140.108 | 0.003 | 0 | 140.34 |  | 90.727 | 92 | 2.355 | 4362.455 | 0.103 | 0.016 | 4369.666 |  | 0.998 | 0.46 | 0.026 | 47.987 | 2.273 | 0.342 |  | 685 | 321 | 685 | 321 | EIA | EIA | EIA | EIA | EIA | EIA | -- | EIA | EIA | [14 empty] | 31136.3636 | 0 | 5.496 | 16.504 | 0 | 0 | 0 | 0 | 0 | 0 | 0 | 0 | 22 | 0 | 0 | 22 | 0 | 0 | 0.24982 | 0.75018 | 0 | 0 | 0 | 0 | 0 | 0 | 0 | 0 | 1 | 0 | 0 | 1 | 0 | [7 empty] | https://www.google.com/maps/@?api=1&map_action=map&center=42.050699999999999%2C-90.394199999999998&zoom=17&basemap=satellite | 1476 | [118 empty] | 0.17 |  |  | 25 |  |  | 0.35 | 0.07 |  |  | 18 |  |  | 0.4 | 0.27 |  |  | 49 |  |  | 0.3 | 0 |  |  | 0 |  |  | 0.05 | 0.05 |  |  | 35 |  |  | 0.12 | 0.08 |  |  | 75 |  |  | 0.06 | 0.17 |  |  | 57 |  |  | 0.16 | 0.022506 | 1.7312 | Gas | FRS_
1861 | 10729 | 2021 | VA | GP Big Island, LLC | 50479 | Appalachian Power Co | 733 | GP Big Island LLC | 7167 | Industrial CHP | PJM Interconnection, LLC | PJM | RFC | RFCW | RFC West | PJM | 51 | 19 | Bedford | 37.534 | -79.357 | 3 | 3 | NG | GAS |  | 0.78376 | 7.9 | 0.027075 | Yes | Yes | 1324385.6 | 0.14 | 0.15709 |  | 265233.113 | 90054.414 | 268118.113 | 91275.414 | 54239 | 23068 | 22.254 | 1.07 | 0.04 | 1241.74 | 19630.129 | 2577.905 | 1871.224 |  | 0.821 | 0.093 | 0.001 | 45.788 | 0.362 | 0.048 | 68.999 |  | 0.168 | 0.024 | 0 | 9.363 | 0.074 | 0.01 | 14.11 |  | 0.826 | 0.093 | 0.001 | 46.065 | 0.364 | 0.048 | 69.416 |  | 141.66 | 6.812 | 0.257 | 98677.678 | 124959.842 | 16410.212 |  | 1688398.9 | 573260.9 | 1691283.9 | 574481.9 | EPA/CAMD; EIA | EPA/CAMD | EIA | EIA | EIA | EIA | -- |  | EPA/CAMD; EIA |  |  |  | 98677.678 |  |  | 1423165.787 | 483206.486 | 119.406 | 5.742 | 0.216 | 6662.824 | 105329.713 | 13832.307 | 4919.6504 | 0 | 0 | 3896.811 | 0 | 326 | 50016.189 | 0 | 0 | 0 | 0 | 0 | 3896.811 | 50342.189 | 50016.189 | 53913 | 326 | 0 | 0 | 0.071845 | 0 | 0.0060104 | 0.92214 | 0 | 0 | 0 | 0 | 0 | 0.071845 | 0.92815 | 0.92214 | 0.99399 | 0.0060104 | Yes |  | 591273.531 |  | 7.13 |  |  | https://www.google.com/maps/@?api=1&map_action=map&center=37.533999999999999%2C-79.356999999999999&zoom=17&basemap=satellite | 984 | [118 empty] | 0.16 |  |  | 24 |  |  | 0.35 | 0.08 |  |  | 21 |  |  | 0.4 | 0.24 |  |  | 44 |  |  | 0.3 | 0 |  |  | 0 |  |  | 0.05 | 0.08 |  |  | 49 |  |  | 0.12 | 0.02 |  |  | 23 |  |  | 0.06 | 0.25 |  |  | 80 |  |  | 0.16 | 0.54464 | 0.020366 | Gas | FRS_110000343922
1862 | 3197 | 2021 | IA | Primghar | 1177 | City of Primghar - (IA) | 15377 | City of Primghar - (IA) | 15377 | Electric Utility | Midcontinent Independent Transmission System Operator, Inc.. | MISO | MRO | MROW | MRO West | MISO | 19 | 141 | O'Brien | 43.0871 | -95.626 | 2 | 2 | DFO | OIL |  | 0 | 1.7 | [11 empty] | 0 | 0 | 0 |  | 0 | 0 | [45 empty] | -- | [17 empty] | 0 | 0 | 0 | 0 | 0 | 0 | 0 | 0 | 0 | 0 | 0 | 0 | 0 | 0 | 0 | 0 | [23 empty] | https://www.google.com/maps/@?api=1&map_action=map&center=43.087130000000002%2C-95.625960000000006&zoom=17&basemap=satellite | 1215 | [118 empty] | 0.24 |  |  | 42 |  |  | 0.35 | 0.18 |  |  | 37 |  |  | 0.4 | 0.31 |  |  | 55 |  |  | 0.3 | 0 |  |  | 0 |  |  | 0.05 | 0.07 |  |  | 45 |  |  | 0.12 | 0.08 |  |  | 76 |  |  | 0.06 | 0.17 |  |  | 56 |  |  | 0.16 |  |  | Oil | FRS_
1863 | 9814 | 2021 | TN | Eastman Chemical Company | 50481 | Kingsport Power Co | 10331 | Eastman Chemical Co-TN Ops | 5610 | Industrial CHP | PJM Interconnection, LLC | PJM | RFC | RFCW | RFC West |  | 47 | 163 | Sullivan | 36.5219 | -82.5431 | 9 | 19 | BIT | COAL | Yes | 0.66917 | 194.3 | 0.21805 | Yes | Yes | 27065418.4 | 0.144 | 0.16072 |  | 6519634.429 | 2776623.663 | 6519634.429 | 2776623.663 | 1138973 | 490647 | 601.044 | 239.084 | 627.592 | 483556.621 | 67329.124 | 9415.372 | 485801.126 |  | 1.055 | 0.975 | 1.102 | 849.11 | 0.059 | 0.008 | 853.051 |  | 0.184 | 0.172 | 0.193 | 148.339 | 0.01 | 0.001 | 149.027 |  | 1.055 | 0.975 | 1.102 | 849.11 | 0.059 | 0.008 | 853.051 |  | 3739.622 | 1487.549 | 3904.795 | 3039715.713 | 418913.246 | 58581.247 |  | 40564336.33 | 17275799.33 | 40564336.33 | 17275799.33 | EPA/CAMD; EIA | EPA/CAMD | EIA | EIA | EIA | EIA | -- | EPA/CAMD; EIA | EPA/CAMD |  |  |  | 31087.909 |  |  | 34044701.9 | 14499175.67 | 3138.578 | 1248.465 | 3277.203 | 2525071.183 | 351584.122 | 49165.875 | 5724.1343 | 425013.09 | 0 | 693094.91 | 0 | 0 | 9547.393 | 0 | 0 | 0 | 10653.664 | 663.946 | 1129425.61 | 9547.393 | 9547.393 | 1138973.003 | 0 | 0.37315 | 0 | 0.60853 | 0 | 0 | 0.0083825 | 0 | 0 | 0 | 0.0093537 | 0.00058293 | 0.99162 | 0.0083825 | 0.0083825 | 1 | 0 | Yes |  | 16909969.98 |  | 1515.858 |  |  | https://www.google.com/maps/@?api=1&map_action=map&center=36.521900000000002%2C-82.543099999999995&zoom=17&basemap=satellite | 27452 | [118 empty] | 0.28 |  |  | 48 |  |  | 0.35 | 0.1 |  |  | 23 |  |  | 0.4 | 0.46 |  |  | 76 |  |  | 0.3 | 0.01 |  |  | 57 |  |  | 0.05 | 0.14 |  |  | 68 |  |  | 0.12 | 0.05 |  |  | 46 |  |  | 0.06 | 0.25 |  |  | 81 |  |  | 0.16 | 37.9749 | 0.067247 | Coal | FRS_110000574423
1864 | 4177 | 2021 | LA | PPG Powerhouse C | 50489 | Entergy Gulf States - LA LLC | 55936 | Eagle 2 US LLC | 14306 | Industrial CHP | Midcontinent Independent Transmission System Operator, Inc.. | MISO | SERC | SRMV | SERC Mississippi Valley | MISO | 22 | 19 | Calcasieu | 30.2261 | -93.2952 | 5 | 5 | NG | GAS |  | 0.57759 | 357.7 | 0.37068 |  | Yes | 15926487.2 | 0.388 | 0.34086 |  | 9407784.502 | 3691212.225 | 9407784.502 | 3691212.225 | 1809854 | 705271 | 1358.579 | 538.985 | 4.371 | 549833.534 | 20740.694 | 2073.987 | 550401.816 |  | 1.501 | 1.528 | 0.005 | 607.6 | 0.011 | 0.001 | 608.228 |  | 0.289 | 0.292 | 0.001 | 116.889 | 0.002 | 0 | 117.01 |  | 1.501 | 1.528 | 0.005 | 607.6 | 0.011 | 0.001 | 608.228 |  | 3985.739 | 1581.249 | 12.823 | 1613076.831 | 60848.112 | 6084.569 |  | 27600134 | 10829112 | 27600134 | 10829112 | EIA | EIA |  | EIA | EIA | EIA | -- | EIA | EIA | [6 empty] | 18192349.5 | 7137899.775 | 2627.16 | 1042.264 | 8.452 | 1063243.297 | 40107.418 | 4010.582 | 5198.0903 | 0 | 0 | 1796721.8 | 0 | 0 | 0 | 0 | 0 | 0 | 13132.197 | 0 | 1809853.997 | 0 | 0 | 1809853.997 | 0 | 0 | 0 | 0.99274 | 0 | 0 | 0 | 0 | 0 | 0 | 0.0072559 | 0 | 1 | 0 | 0 | 1 | 0 | [7 empty] | https://www.google.com/maps/@?api=1&map_action=map&center=30.226120000000002%2C-93.295173000000005&zoom=17&basemap=satellite | 10785 | [118 empty] | 0.24 |  |  | 41 |  |  | 0.35 | 0.17 |  |  | 36 |  |  | 0.4 | 0.31 |  |  | 55 |  |  | 0.3 | 0 |  |  | 0 |  |  | 0.05 | 0.1 |  |  | 55 |  |  | 0.12 | 0.08 |  |  | 73 |  |  | 0.06 | 0.19 |  |  | 65 |  |  | 0.16 | 6.2933 | 0.0081837 | Gas | FRS_110028030217
1865 | 4175 | 2021 | LA | PPG Plant C Caustic | 50490 | Entergy Gulf States - LA LLC | 55936 | Eagle 2 US LLC | 14306 | Industrial CHP | Midcontinent Independent Transmission System Operator, Inc.. | MISO | SERC | SRMV | SERC Mississippi Valley | MISO | 22 | 19 | Calcasieu | 30.2264 | -93.2938 | 1 | 1 | NG | GAS |  | 0.06547 | 3.4 | 1 |  | Yes | 0 |  | 1 |  | 7089 | 3213 | 7089 | 3213 | 1950 | 883.667 | 0.58 | 0.263 | 0.011 | 414.313 | 15.629 | 1.563 | 414.741 |  | 0.595 | 0.595 | 0.012 | 424.936 | 0.008 | 0.001 | 425.376 |  | 0.164 | 0.164 | 0.003 | 116.889 | 0.002 | 0 | 117.01 |  | 0.595 | 0.595 | 0.012 | 424.936 | 0.008 | 0.001 | 425.376 |  | 0.58 | 0.263 | 0.011 | 414.313 | 15.629 | 1.563 |  | 7089 | 3213 | 7089 | 3213 | EIA | EIA | EIA | EIA | EIA | EIA | -- | EIA | EIA | [6 empty] | 0 | 0 | 0 | 0 | 0 | 0 | 0 | 0 | 3635.3846 | 0 | 0 | 1950 | 0 | 0 | 0 | 0 | 0 | 0 | 0 | 0 | 1950 | 0 | 0 | 1950 | 0 | 0 | 0 | 1 | 0 | 0 | 0 | 0 | 0 | 0 | 0 | 0 | 1 | 0 | 0 | 1 | 0 | [7 empty] | https://www.google.com/maps/@?api=1&map_action=map&center=30.226444000000001%2C-93.293764999999993&zoom=17&basemap=satellite | 10397 | [118 empty] | 0.24 |  |  | 41 |  |  | 0.35 | 0.18 |  |  | 36 |  |  | 0.4 | 0.3 |  |  | 54 |  |  | 0.3 | 0 |  |  | 0 |  |  | 0.05 | 0.1 |  |  | 55 |  |  | 0.12 | 0.08 |  |  | 74 |  |  | 0.06 | 0.2 |  |  | 66 |  |  | 0.16 | 0.0054832 | 0.027279 | Gas | FRS_110028030191
1866 | 3207 | 2021 | IA | Roquette America | 57953 | ITC Midwest LLC | 56161 | Roquette America | 57332 | Industrial CHP | Midcontinent Independent Transmission System Operator, Inc.. | MISO | MRO | MROW | MRO West | MISO | 19 | 111 | Lee | 40.3892 | -91.3942 | 3 | 3 | PC | OIL | Yes | 0.16345 | 84.4 | 1 |  | Yes | 1728855.2 | 0.239 | 0.24133 |  | 637230.458 | 220725.068 | 637230.458 | 220725.068 | 120847 | 56224 | 76.821 | 28.618 | 5.993 | 56210.916 | 5059.473 | 800.889 | 56393.492 |  | 1.271 | 1.018 | 0.099 | 930.282 | 0.042 | 0.007 | 933.304 |  | 0.241 | 0.259 | 0.019 | 176.423 | 0.008 | 0.001 | 176.996 |  | 1.271 | 1.018 | 0.099 | 930.282 | 0.042 | 0.007 | 933.304 |  | 318.325 | 118.587 | 24.833 | 232923.871 | 20965.18 | 3318.68 |  | 2640522.418 | 914629.052 | 2640522.418 | 914629.052 | EIA | EIA |  | EIA | EIA | EIA | -- | EIA | EIA | [6 empty] | 2003291.96 | 693903.984 | 241.504 | 89.969 | 18.84 | 176712.955 | 15905.707 | 2517.792 | 5273.035 | 11548.652 | 25587.348 | 83711 | 0 | 0 | 0 | 0 | 0 | 0 | 0 | 0 | 120847 | 0 | 0 | 120847 | 0 | 0.095564 | 0.21173 | 0.6927 | 0 | 0 | 0 | 0 | 0 | 0 | 0 | 0 | 1 | 0 | 0 | 1 | 0 | [7 empty] | https://www.google.com/maps/@?api=1&map_action=map&center=40.389167%2C-91.394166999999996&zoom=17&basemap=satellite | 12611 | [118 empty] | 0.26 |  |  | 45 |  |  | 0.35 | 0.12 |  |  | 26 |  |  | 0.4 | 0.41 |  |  | 70 |  |  | 0.3 | 0 |  |  | 0 |  |  | 0.05 | 0.08 |  |  | 50 |  |  | 0.12 | 0.06 |  |  | 57 |  |  | 0.06 | 0.21 |  |  | 71 |  |  | 0.16 | 3.4968 | 0.048331 | Oil | FRS_110000415505
1867 | 3211 | 2021 | IA | Shenandoah | 7850 | MidAmerican Energy Co | 12341 | MidAmerican Energy Co | 12341 | Electric Utility | Midcontinent Independent Transmission System Operator, Inc.. | MISO | MRO | MROW | MRO West | MISO | 19 | 145 | Page | 40.7707 | -95.3768 | 10 | 10 | DFO | OIL |  | 0.00176 | 20 | 1 | [6 empty] | 3330 | 1057 | 3330 | 1057 | 308 | 98 | 5.43 | 1.72 | 0.483 | 271.94 | 22.024 | 4.405 | 272.872 |  | 35.26 | 35.102 | 3.136 | 1765.844 | 0.072 | 0.014 | 1771.894 |  | 3.261 | 3.254 | 0.29 | 163.327 | 0.007 | 0.001 | 163.887 |  | 35.26 | 35.102 | 3.136 | 1765.844 | 0.072 | 0.014 | 1771.894 |  | 5.43 | 1.72 | 0.483 | 271.94 | 22.024 | 4.405 |  | 3330 | 1057 | 3330 | 1057 | EIA | EIA | EIA | EIA | EIA | EIA | -- | EIA | EIA | [14 empty] | 10811.6883 | 0 | 308 | 0 | 0 | 0 | 0 | 0 | 0 | 0 | 0 | 0 | 308 | 0 | 0 | 308 | 0 | 0 | 1 | 0 | 0 | 0 | 0 | 0 | 0 | 0 | 0 | 0 | 1 | 0 | 0 | 1 | 0 | [7 empty] | https://www.google.com/maps/@?api=1&map_action=map&center=40.770690000000002%2C-95.376829999999998&zoom=17&basemap=satellite | 5053 | [118 empty] | 0.23 |  |  | 40 |  |  | 0.35 | 0.1 |  |  | 24 |  |  | 0.4 | 0.37 |  |  | 64 |  |  | 0.3 | 0 |  |  | 0 |  |  | 0.05 | 0.09 |  |  | 53 |  |  | 0.12 | 0.06 |  |  | 55 |  |  | 0.06 | 0.23 |  |  | 76 |  |  | 0.16 | 0.3875 | 3.2025 | Oil | FRS_110028015181
1868 | 3212 | 2021 | IA | Sibley No Two | 7060 | ITC Midwest LLC | 56161 | City of Sibley - (IA) | 17141 | Electric Utility | Midcontinent Independent Transmission System Operator, Inc.. | MISO | MRO | MROW | MRO West | MISO | 19 | 143 | Osceola | 43.3969 | -95.7497 | 1 | 1 | DFO | OIL |  | 0.00695 | 1.1 | 1 | [6 empty] | 687 | 266 | 687 | 266 | 67 | 26 | 0.746 | 0.242 | 0.068 | 56.102 | 3.574 | 0.666 | 56.246 |  | 22.269 | 18.615 | 2.021 | 1674.687 | 0.053 | 0.01 | 1678.983 |  | 2.172 | 1.82 | 0.197 | 163.325 | 0.005 | 0.001 | 163.744 |  | 22.269 | 18.615 | 2.021 | 1674.687 | 0.053 | 0.01 | 1678.983 |  | 0.746 | 0.242 | 0.068 | 56.102 | 3.574 | 0.666 |  | 687 | 266 | 687 | 266 | EIA | EIA | EIA | EIA | EIA | EIA | -- | EIA | EIA | [14 empty] | 10253.7313 | 0 | 45.551 | 21.449 | 0 | 0 | 0 | 0 | 0 | 0 | 0 | 0 | 67 | 0 | 0 | 67 | 0 | 0 | 0.67987 | 0.32013 | 0 | 0 | 0 | 0 | 0 | 0 | 0 | 0 | 1 | 0 | 0 | 1 | 0 | [7 empty] | https://www.google.com/maps/@?api=1&map_action=map&center=43.396850999999998%2C-95.749660000000006&zoom=17&basemap=satellite | 2751 | [118 empty] | 0.24 |  |  | 41 |  |  | 0.35 | 0.13 |  |  | 29 |  |  | 0.4 | 0.35 |  |  | 62 |  |  | 0.3 | 0.03 |  |  | 69 |  |  | 0.05 | 0.12 |  |  | 64 |  |  | 0.12 | 0.08 |  |  | 73 |  |  | 0.06 | 0.25 |  |  | 81 |  |  | 0.16 | 0.060605 | 3.3669 | Oil | FRS_110028015190
1869 | 3215 | 2021 | IA | South Plant | 7758 | Waverly Municipal Elec Utility | 20214 | Waverly Municipal Elec Utility | 20214 | Electric Utility | Midcontinent Independent Transmission System Operator, Inc.. | MISO | MRO | MROW | MRO West | MISO | 19 | 17 | Bremer | 42.7317 | -92.4711 | 6 | 6 | DFO | OIL |  | 0.00049 | 12 | 1 | [6 empty] | 523.998 | 165 | 523.998 | 165 | 52.002 | 16.002 | 0.828 | 0.258 | 0.076 | 42.792 | 3.466 | 0.693 | 42.939 |  | 31.845 | 32.246 | 2.931 | 1645.783 | 0.067 | 0.013 | 1651.421 |  | 3.16 | 3.127 | 0.291 | 163.329 | 0.007 | 0.001 | 163.888 |  | 31.846 | 32.247 | 2.931 | 1645.846 | 0.067 | 0.013 | 1651.485 |  | 0.828 | 0.258 | 0.076 | 42.792 | 3.466 | 0.693 |  | 523.998 | 165 | 523.998 | 165 | EIA | EIA | EIA | EIA | EIA | EIA | -- | EIA | EIA | [14 empty] | 10076.8846 | 0 | 52 | 0 | 0 | 0 | 0 | 0 | 0 | 0 | 0 | 0 | 52 | 0 | 0 | 52 | 0 | 0 | 1 | 0 | 0 | 0 | 0 | 0 | 0 | 0 | 0 | 0 | 1 | 0 | 0 | 1 | 0 | [7 empty] | https://www.google.com/maps/@?api=1&map_action=map&center=42.731699999999996%2C-92.471100000000007&zoom=17&basemap=satellite | 10463 | [118 empty] | 0.17 |  |  | 25 |  |  | 0.35 | 0.09 |  |  | 21 |  |  | 0.4 | 0.22 |  |  | 40 |  |  | 0.3 | 0.01 |  |  | 59 |  |  | 0.05 | 0.04 |  |  | 31 |  |  | 0.12 | 0.06 |  |  | 55 |  |  | 0.06 | 0.18 |  |  | 62 |  |  | 0.16 | 0.068045 | 3.0931 | Oil | FRS_110001397872
1870 | 3216 | 2021 | IA | South Strawberry | 7926 | City of Strawberry Point | 18204 | City of Strawberry Point | 18204 | Electric Utility | Midcontinent Independent Transmission System Operator, Inc.. | MISO | MRO | MROW | MRO West | MISO | 19 | 43 | Clayton | 42.7114 | -91.5469 | 2 | 2 | DFO | OIL |  | 0.00133 | 3.6 | 1 | [6 empty] | 404 | 127 | 404 | 127 | 42 | 13 | 0.68 | 0.214 | 0.059 | 32.992 | 2.672 | 0.534 | 33.105 |  | 32.381 | 32.923 | 2.79 | 1571.048 | 0.064 | 0.013 | 1576.43 |  | 3.366 | 3.37 | 0.29 | 163.327 | 0.007 | 0.001 | 163.886 |  | 32.381 | 32.923 | 2.79 | 1571.048 | 0.064 | 0.013 | 1576.43 |  | 0.68 | 0.214 | 0.059 | 32.992 | 2.672 | 0.534 |  | 404 | 127 | 404 | 127 | EIA | EIA | EIA | EIA | EIA | EIA | -- | EIA | EIA | [14 empty] | 9619.0476 | 0 | 42 | 0 | 0 | 0 | 0 | 0 | 0 | 0 | 0 | 0 | 42 | 0 | 0 | 42 | 0 | 0 | 1 | 0 | 0 | 0 | 0 | 0 | 0 | 0 | 0 | 0 | 1 | 0 | 0 | 1 | 0 | [7 empty] | https://www.google.com/maps/@?api=1&map_action=map&center=42.711399999999998%2C-91.546899999999994&zoom=17&basemap=satellite | 1422 | [118 empty] | 0.13 |  |  | 16 |  |  | 0.35 | 0.02 |  |  | 6 |  |  | 0.4 | 0.24 |  |  | 44 |  |  | 0.3 | 0.01 |  |  | 57 |  |  | 0.05 | 0.07 |  |  | 45 |  |  | 0.12 | 0.06 |  |  | 56 |  |  | 0.06 | 0.25 |  |  | 81 |  |  | 0.16 | 0.02325 | 2.9062 | Oil | FRS_110028015225
1871 | 3427 | 2021 | IL | BioUrja Renewables - Peoria, IL | 10866 | Ameren Illinois Company | 56697 | BioUrja Renewables LLC | 64580 | Industrial CHP | Midcontinent Independent Transmission System Operator, Inc.. | MISO | SERC | SRMW | SERC Midwest | MISO | 17 | 143 | Peoria | 40.6772 | -89.6049 | 2 | 2 | NG | GAS |  | 0.16031 | 36 | 1 |  | Yes | 654199.2 | 0.264 | 0.26017 |  | 337997.331 | 337997.331 | 337997.331 | 337997.331 | 50554 | 23137 | 4.381 | 4.381 | 0.54 | 19754.095 | 585.434 | 58.543 | 19770.136 |  | 0.173 | 0.379 | 0.021 | 781.505 | 0.012 | 0.001 | 782.139 |  | 0.026 | 0.026 | 0.003 | 116.889 | 0.002 | 0 | 116.984 |  | 0.173 | 0.379 | 0.021 | 781.505 | 0.012 | 0.001 | 782.139 |  | 16.841 | 16.841 | 2.076 | 75928.256 | 2250.216 | 225.022 |  | 1299150.784 | 1299150.784 | 1299150.784 | 1299150.784 | EPA/CAMD | EPA/CAMD | EIA | EIA | EIA | EIA | -- | EPA/CAMD | EPA/CAMD | [6 empty] | 961153.453 | 961153.453 | 12.46 | 12.46 | 1.536 | 56174.161 | 1664.782 | 166.478 | 6685.8672 | 0 | 0 | 50554 | 0 | 0 | 0 | 0 | 0 | 0 | 0 | 0 | 50554 | 0 | 0 | 50554 | 0 | 0 | 0 | 1 | 0 | 0 | 0 | 0 | 0 | 0 | 0 | 0 | 1 | 0 | 0 | 1 | 0 | Yes |  | 1066378.9 |  | 19.401 |  |  | https://www.google.com/maps/@?api=1&map_action=map&center=40.677188000000001%2C-89.604911000000001&zoom=17&basemap=satellite | 55428 | [118 empty] | 0.51 |  |  | 75 |  |  | 0.35 | 0.47 |  |  | 65 |  |  | 0.4 | 0.55 |  |  | 85 |  |  | 0.3 | 0.01 |  |  | 57 |  |  | 0.05 | 0.16 |  |  | 74 |  |  | 0.12 | 0.07 |  |  | 67 |  |  | 0.06 | 0.13 |  |  | 39 |  |  | 0.16 | 1.4494 | 0.040515 | Gas | FRS_110000438107
1872 | 3230 | 2021 | IA | Tipton | 8106 | ITC Transmission | 56068 | City of Tipton - (IA) | 18947 | Electric Utility | Midcontinent Independent Transmission System Operator, Inc.. | MISO | MRO | MROW | MRO West | MISO | 19 | 31 | Cedar | 41.7717 | -91.1321 | 5 | 5 | DFO | OIL |  | 0.0043 | 9.3 | 1 | [6 empty] | 3515 | 1114 | 3515 | 1114 | 350.001 | 111 | 5.649 | 1.788 | 0.51 | 258.085 | 23.248 | 4.65 | 259.068 |  | 32.28 | 32.216 | 2.913 | 1474.767 | 0.066 | 0.013 | 1480.387 |  | 3.214 | 3.21 | 0.29 | 146.848 | 0.007 | 0.001 | 147.407 |  | 32.28 | 32.216 | 2.913 | 1474.771 | 0.066 | 0.013 | 1480.391 |  | 5.649 | 1.788 | 0.51 | 258.085 | 23.248 | 4.65 |  | 3515 | 1114 | 3515 | 1114 | EIA | EIA | EIA | EIA | EIA | EIA | -- | EIA | EIA | [14 empty] | 10042.8571 | 0 | 350 | 0 | 0 | 0 | 0 | 0 | 0 | 0 | 0 | 0 | 350 | 0 | 0 | 350 | 0 | 0 | 1 | 0 | 0 | 0 | 0 | 0 | 0 | 0 | 0 | 0 | 1 | 0 | 0 | 1 | 0 | [7 empty] | https://www.google.com/maps/@?api=1&map_action=map&center=41.771700000000003%2C-91.132099999999994&zoom=17&basemap=satellite | 3667 | [118 empty] | 0.15 |  |  | 20 |  |  | 0.35 | 0.08 |  |  | 20 |  |  | 0.4 | 0.22 |  |  | 40 |  |  | 0.3 | 0 |  |  | 0 |  |  | 0.05 | 0.07 |  |  | 45 |  |  | 0.12 | 0.02 |  |  | 23 |  |  | 0.06 | 0.21 |  |  | 71 |  |  | 0.16 | 0.17133 | 2.0767 | Oil | FRS_110001362301
1873 | 6847 | 2021 | NC | Rosemary Power Station | 50555 | Virginia Electric & Power Co | 19876 | Virginia Electric & Power Co | 19876 | Electric Utility | PJM Interconnection, LLC | PJM | SERC | SRVC | SERC Virginia/Carolina | PJM | 37 | 83 | Halifax | 36.4517 | -77.6594 | 2 | 3 | DFO | OIL |  | 0.00667 | 180 | 1 |  | Yes | 0 |  | 1 |  | 103327.415 | 40076.203 | 103327.415 | 40076.203 | 10517 | 3780 | 11.359 | 4.103 | 5.076 | 8379.35 | 681.408 | 136.282 | 8408.174 |  | 2.16 | 2.171 | 0.965 | 1593.487 | 0.065 | 0.013 | 1598.968 |  | 0.22 | 0.205 | 0.098 | 162.19 | 0.007 | 0.001 | 162.748 |  | 2.16 | 2.171 | 0.965 | 1593.487 | 0.065 | 0.013 | 1598.968 |  | 11.359 | 4.103 | 5.076 | 8379.35 | 681.408 | 136.282 |  | 103327.415 | 40076.203 | 103327.415 | 40076.203 | EPA/CAMD | EPA/CAMD | EPA/CAMD | EPA/CAMD | EIA | EIA | -- | EPA/CAMD | EPA/CAMD | [6 empty] | 0 | 0 | 0 | 0 | 0 | 0 | 0 | 0 | 9824.7994 | 0 | 10517 | 0 | 0 | 0 | 0 | 0 | 0 | 0 | 0 | 0 | 10517 | 0 | 0 | 10517 | 0 | 0 | 1 | 0 | 0 | 0 | 0 | 0 | 0 | 0 | 0 | 0 | 1 | 0 | 0 | 1 | 0 | Yes |  | 19018.885 | 1542.318 | 2.049 | 0.926 |  | https://www.google.com/maps/@?api=1&map_action=map&center=36.451700000000002%2C-77.659400000000005&zoom=17&basemap=satellite | 20339 | [118 empty] | 0.5 |  |  | 74 |  |  | 0.35 | 0.49 |  |  | 66 |  |  | 0.4 | 0.5 |  |  | 80 |  |  | 0.3 | 0.01 |  |  | 57 |  |  | 0.05 | 0.17 |  |  | 75 |  |  | 0.12 | 0.06 |  |  | 63 |  |  | 0.06 | 0.19 |  |  | 64 |  |  | 0.16 | 0.21 | 0.12027 | Oil | FRS_110001483261
1874 | 3232 | 2021 | IA | Traer East | 56025 | City of Traer - (IA) | 19062 | City of Traer - (IA) | 19062 | Electric Utility | Midcontinent Independent Transmission System Operator, Inc.. | MISO | MRO | MROW | MRO West | MISO | 19 | 171 | Tama | 42.1817 | -92.4663 | 2 | 2 | DFO | OIL |  | 0.00294 | 4 | 1 | [6 empty] | 2360 | 742 | 2360 | 742 | 103 | 33 | 3.794 | 1.192 | 0.342 | 192.724 | 15.609 | 3.122 | 193.384 |  | 73.67 | 72.242 | 6.645 | 3742.214 | 0.152 | 0.03 | 3755.034 |  | 3.215 | 3.213 | 0.29 | 163.325 | 0.007 | 0.001 | 163.885 |  | 73.67 | 72.242 | 6.645 | 3742.214 | 0.152 | 0.03 | 3755.034 |  | 3.794 | 1.192 | 0.342 | 192.724 | 15.609 | 3.122 |  | 2360 | 742 | 2360 | 742 | EIA | EIA | EIA | EIA | EIA | EIA | -- | EIA | EIA | [14 empty] | 22912.6214 | 0 | 103 | 0 | 0 | 0 | 0 | 0 | 0 | 0 | 0 | 0 | 103 | 0 | 0 | 103 | 0 | 0 | 1 | 0 | 0 | 0 | 0 | 0 | 0 | 0 | 0 | 0 | 1 | 0 | 0 | 1 | 0 | [7 empty] | https://www.google.com/maps/@?api=1&map_action=map&center=42.181699999999999%2C-92.466300000000004&zoom=17&basemap=satellite | 1863 | [118 empty] | 0.17 |  |  | 25 |  |  | 0.35 | 0.09 |  |  | 21 |  |  | 0.4 | 0.25 |  |  | 46 |  |  | 0.3 | 0 |  |  | 0 |  |  | 0.05 | 0.06 |  |  | 39 |  |  | 0.12 | 0.1 |  |  | 83 |  |  | 0.06 | 0.25 |  |  | 80 |  |  | 0.16 | 0.10587 | 0 | Oil | FRS_110028015323
1875 | 8839 | 2021 | OK | Frontier Generating Station | 50558 | Oklahoma Gas & Electric Co | 14063 | Oklahoma Gas & Electric Co | 14063 | Electric Utility | Southwest Power Pool | SWPP | MRO | SPSO | SPP South |  | 40 | 109 | Oklahoma | 35.4397 | -97.625 | 1 | 2 | NG | GAS |  | 0.33096 | 131.4 | 0.78173 |  | Yes | 0 |  | 1 |  | 3128773.338 | 1951479.529 | 3128773.338 | 1951479.529 | 380958 | 239214 | 174.487 | 106.499 | 0.939 | 185936.581 | 7086.044 | 708.604 | 186130.739 |  | 0.916 | 0.89 | 0.005 | 976.153 | 0.019 | 0.002 | 977.172 |  | 0.112 | 0.109 | 0.001 | 118.856 | 0.002 | 0 | 118.98 |  | 0.916 | 0.89 | 0.005 | 976.153 | 0.019 | 0.002 | 977.172 |  | 174.487 | 106.499 | 0.939 | 185936.581 | 7086.044 | 708.604 |  | 3128773.338 | 1951479.529 | 3128773.338 | 1951479.529 | EPA/CAMD | EPA/CAMD | EPA/CAMD | EPA/CAMD | EIA | EIA | -- | EPA/CAMD | EPA/CAMD | [6 empty] | 0 | 0 | 0 | 0 | 0 | 0 | 0 | 0 | 8212.9089 | 0 | 0 | 380958 | 0 | 0 | 0 | 0 | 0 | 0 | 0 | 0 | 380958 | 0 | 0 | 380958 | 0 | 0 | 0 | 1 | 0 | 0 | 0 | 0 | 0 | 0 | 0 | 0 | 1 | 0 | 0 | 1 | 0 | Yes |  | 3444699.323 | 204713.506 | 204.829 | 1.034 |  | https://www.google.com/maps/@?api=1&map_action=map&center=35.439722000000003%2C-97.625&zoom=17&basemap=satellite | 25254 | [118 empty] | 0.57 |  |  | 80 |  |  | 0.35 | 0.62 |  |  | 74 |  |  | 0.4 | 0.52 |  |  | 82 |  |  | 0.3 | 0.08 |  |  | 82 |  |  | 0.05 | 0.29 |  |  | 90 |  |  | 0.12 | 0.08 |  |  | 76 |  |  | 0.06 | 0.1 |  |  | 28 |  |  | 0.16 | 6.036 | 0.054207 | Gas | FRS_110002399887
1876 | 3234 | 2021 | IA | Traer South | 7920 | City of Traer - (IA) | 19062 | City of Traer - (IA) | 19062 | Electric Utility | Midcontinent Independent Transmission System Operator, Inc.. | MISO | MRO | MROW | MRO West | MISO | 19 | 171 | Tama | 42.1925 | -92.4747 | 1 | 1 | DFO | OIL |  | 0 | 2 | [7 empty] | 6 | 0 | 6 | 0 | -104 | 0 | 0.009 | 0 | 0.001 | 0.49 | 0.04 | 0.008 | 0.492 |  | 0 |  | 0 | 0 | 0 | 0 | 0 |  | 3 |  | 0.3 | 163.333 | 0.007 | 0.001 | 163.893 |  | 0 |  | 0 | 0 | 0 | 0 | 0 |  | 0.009 | 0 | 0.001 | 0.49 | 0.04 | 0.008 |  | 6 | 0 | 6 | 0 | EIA | EIA | EIA | EIA | EIA | EIA | -- | EIA | EIA | [14 empty] | -57.6923 | 0 | -104 | 0 | 0 | 0 | 0 | 0 | 0 | 0 | 0 | 0 | -104 | 0 | 0 | -104 | 0 | [23 empty] | https://www.google.com/maps/@?api=1&map_action=map&center=42.192500000000003%2C-92.474699999999999&zoom=17&basemap=satellite | 1868 | [118 empty] | 0.17 |  |  | 26 |  |  | 0.35 | 0.09 |  |  | 22 |  |  | 0.4 | 0.25 |  |  | 45 |  |  | 0.3 | 0 |  |  | 0 |  |  | 0.05 | 0.06 |  |  | 39 |  |  | 0.12 | 0.1 |  |  | 85 |  |  | 0.06 | 0.24 |  |  | 80 |  |  | 0.16 | 0.14028 | 0 | Oil | FRS_110028015341
1877 | 7434 | 2021 | NJ | Eagle Point Power Generation | 50561 | Public Service Elec & Gas Co | 15477 | Eagle Point Power Generation LLC | 49942 | IPP Non-CHP | PJM Interconnection, LLC | PJM | RFC | RFCE | RFC East | PJM | 34 | 15 | Gloucester | 39.8746 | -75.1592 | 2 | 4 | NG | GAS |  | 0.08522 | 251.8 | 1 | [6 empty] | 1631211.106 | 1413661.01 | 1631211.106 | 1413661.01 | 187969 | 164960 | 20.872 | 17.165 | 0.49 | 96968.817 | 3893.953 | 390.322 | 97075.649 |  | 0.222 | 0.208 | 0.005 | 1031.753 | 0.021 | 0.002 | 1032.89 |  | 0.026 | 0.024 | 0.001 | 118.892 | 0.002 | 0 | 119.023 |  | 0.222 | 0.208 | 0.005 | 1031.753 | 0.021 | 0.002 | 1032.89 |  | 20.872 | 17.165 | 0.49 | 96968.817 | 3893.953 | 390.322 |  | 1631211.106 | 1413661.01 | 1631211.106 | 1413661.01 | EPA/CAMD | EPA/CAMD | EPA/CAMD | EPA/CAMD | EIA | EIA | -- | EPA/CAMD | EPA/CAMD | [14 empty] | 8678.0858 | 0 | 116.552 | 187852.448 | 0 | 0 | 0 | 0 | 0 | 0 | 0 | 0 | 187969 | 0 | 0 | 187969 | 0 | 0 | 0.00062006 | 0.99938 | 0 | 0 | 0 | 0 | 0 | 0 | 0 | 0 | 1 | 0 | 0 | 1 | 0 | Yes |  | 2122852.647 | 127239.344 | 30.649 | 0.66 |  | https://www.google.com/maps/@?api=1&map_action=map&center=39.874600000000001%2C-75.159199999999998&zoom=17&basemap=satellite | 66450 | [118 empty] | 0.3 |  |  | 51 |  |  | 0.35 | 0.29 |  |  | 50 |  |  | 0.4 | 0.3 |  |  | 54 |  |  | 0.3 | 0.05 |  |  | 76 |  |  | 0.05 | 0.12 |  |  | 62 |  |  | 0.12 | 0.06 |  |  | 57 |  |  | 0.06 | 0.18 |  |  | 59 |  |  | 0.16 | 6.68 | 0.025518 | Gas | FRS_110046445548
1878 | 3237 | 2021 | IA | University of Iowa Main Power Plant | 54775 | MidAmerican Energy Co | 12341 | University of Iowa | 19539 | Commercial CHP | Midcontinent Independent Transmission System Operator, Inc.. | MISO | MRO | MROW | MRO West | MISO | 19 | 103 | Johnson | 41.6572 | -91.54 | 10 | 6 | BIT | COAL | Yes | 0.01906 | 24.7 | 1 | Yes | Yes | 1844253.6 | 0.008 | 0.010073 |  | 23438.013 | 9359.199 | 23438.013 | 9359.199 | 4123.68 | 0 | 2.003 | 0.853 | 1.423 | 1057.46 | 814.21 | 108.815 | 1083.851 |  | 0.972 |  | 0.69 | 512.872 | 0.197 | 0.026 | 525.672 |  | 0.171 | 0.182 | 0.121 | 90.235 | 0.035 | 0.005 | 92.487 |  | 0.972 |  | 0.69 | 512.872 | 0.197 | 0.026 | 525.672 |  | 198.904 | 84.708 | 141.26 | 208105.577 | 80833.952 | 10803.031 |  | 2326902.142 | 929171.809 | 2326902.142 | 929171.809 | EIA | EIA |  | EIA | EIA | EIA | -- | [5 empty] | 103122.012 |  |  | 2303464.129 | 919812.61 | 196.901 | 83.855 | 139.837 | 103926.105 | 80019.742 | 10694.216 | 5683.7614 | 894.738 | 0 | 1998.404 | 0 | 0 | 1230.538 | 0 | 0 | 0 | 0 | 0 | 2893.142 | 1230.538 | 1230.538 | 4123.68 | 0 | 0.21698 | 0 | 0.48462 | 0 | 0 | 0.29841 | 0 | 0 | 0 | 0 | 0 | 0.70159 | 0.29841 | 0.29841 | 1 | 0 | [7 empty] | https://www.google.com/maps/@?api=1&map_action=map&center=41.657200000000003%2C-91.54&zoom=17&basemap=satellite | 77114 | [118 empty] | 0.37 |  |  | 61 |  |  | 0.35 | 0.26 |  |  | 46 |  |  | 0.4 | 0.46 |  |  | 76 |  |  | 0.3 | 0.05 |  |  | 76 |  |  | 0.05 | 0.04 |  |  | 28 |  |  | 0.12 | 0.05 |  |  | 47 |  |  | 0.06 | 0.11 |  |  | 31 |  |  | 0.16 | 1.4738 | 0.070733 | Coal | FRS_110022723427
1879 | 3667 | 2021 | IL | Settlers Hill Gas Recovery | 50563 | City of Geneva- (IL) | 7096 | WM Illinois Renewable Energy LLC | 54843 | IPP Non-CHP | PJM Interconnection, LLC | PJM | RFC | RFCW | RFC West | PJM | 17 | 89 | Kane | 41.8719 | -88.2877 | 2 | 2 | LFG | BIOMASS |  | 0.52886 | 6 | 0.4519 | Yes | [5 empty] | 578938 | 240236 | 578938 | 240236 | 27797 | 11535 | 0 | 0 | 9.697 | 0.001 | 0 | 0 | 0.001 |  | 0 | 0 | 0.698 | 0 | 0 | 0 | 0 |  | 0 | 0 | 0.034 | 0 | 0 | 0 | 0 |  | 0 | 0 | 0.698 | 0 | 0 | 0 | 0 |  | 49.284 | 20.45 | 13.026 | 36762.442 | 1346.611 | 134.661 |  | 578938 | 240236 | 578938 | 240236 | EIA | EIA | EIA | EIA | EIA | EIA | -- | EIA | EIA | 49.284 | 20.45 | 3.329 | 36762.441 | 1346.611 | 134.661 | [8 empty] | 20827.3555 | 0 | 0 | 0 | 0 | 0 | 27797 | 0 | 0 | 0 | 0 | 0 | 0 | 27797 | 27797 | 27797 | 0 | 0 | 0 | 0 | 0 | 0 | 1 | 0 | 0 | 0 | 0 | 0 | 0 | 1 | 1 | 1 | 0 | [7 empty] | https://www.google.com/maps/@?api=1&map_action=map&center=41.871913999999997%2C-88.287721000000005&zoom=17&basemap=satellite | 48849 | [118 empty] | 0.16 |  |  | 23 |  |  | 0.35 | 0.16 |  |  | 33 |  |  | 0.4 | 0.16 |  |  | 29 |  |  | 0.3 | 0.01 |  |  | 58 |  |  | 0.05 | 0.05 |  |  | 34 |  |  | 0.12 | 0.06 |  |  | 63 |  |  | 0.06 | 0.15 |  |  | 47 |  |  | 0.16 | 6.6084 | 0.43278 | Biomass | FRS_110028018650
1880 | 3238 | 2021 | IA | University of Northern Iowa | 50088 | Cedar Falls Utilities | 3203 | University of Northern Iowa | 21223 | Commercial CHP | Midcontinent Independent Transmission System Operator, Inc.. | MISO | MRO | MROW | MRO West | MISO | 19 | 13 | Black Hawk | 42.5136 | -92.4591 | 1 | 1 | NG | GAS | Yes | 0.24093 | 7.5 | 0.93179 |  | Yes | 458831.2 | 0.118 | 0.13569 |  | 94383.821 | 41595.407 | 94383.821 | 41595.407 | 15829 | 7175 | 4.891 | 3.408 | 0.092 | 5516.218 | 578.755 | 87.448 | 5536.482 |  | 0.618 | 0.95 | 0.012 | 696.976 | 0.037 | 0.006 | 699.537 |  | 0.104 | 0.164 | 0.002 | 116.889 | 0.006 | 0.001 | 117.318 |  | 0.618 | 0.95 | 0.012 | 696.976 | 0.037 | 0.006 | 699.537 |  | 36.046 | 25.117 | 0.678 | 40653.313 | 4265.296 | 644.475 |  | 695588 | 306549 | 695588 | 306549 | EIA | EIA | EIA | EIA | EIA | EIA | -- | EIA | EIA | [6 empty] | 601204.179 | 264953.593 | 31.155 | 21.709 | 0.586 | 35137.095 | 3686.541 | 557.027 | 5962.7153 | 1853.794 | 3871.067 | 10104.139 | 0 | 0 | 0 | 0 | 0 | 0 | 0 | 0 | 15829 | 0 | 0 | 15829 | 0 | 0.11711 | 0.24456 | 0.63833 | 0 | 0 | 0 | 0 | 0 | 0 | 0 | 0 | 1 | 0 | 0 | 1 | 0 | [7 empty] | https://www.google.com/maps/@?api=1&map_action=map&center=42.513607999999998%2C-92.459121999999994&zoom=17&basemap=satellite | 39946 | [118 empty] | 0.19 |  |  | 30 |  |  | 0.35 | 0.1 |  |  | 24 |  |  | 0.4 | 0.3 |  |  | 54 |  |  | 0.3 | 0.01 |  |  | 59 |  |  | 0.05 | 0.03 |  |  | 25 |  |  | 0.12 | 0.06 |  |  | 57 |  |  | 0.06 | 0.15 |  |  | 47 |  |  | 0.16 | 0.38548 | 0.043924 | Gas | FRS_110044853628
1881 | 3585 | 2021 | IL | Milam Gas Recovery | 50566 | Union Electric Co - (MO) | 19436 | WM Illinois Renewable Energy LLC | 54843 | IPP Non-CHP | Midcontinent Independent Transmission System Operator, Inc.. | MISO | SERC | SRMW | SERC Midwest | MISO | 17 | 163 | St Clair | 38.6603 | -90.1317 | 3 | 3 | NG | GAS |  | 0.9306 | 2.4 | 0 | Yes | [5 empty] | 209877.999 | 96054.999 | 209877.999 | 96054.999 | 19565.001 | 8954.001 | 290.472 | 132.939 | 0.335 | 12266.22 | 462.702 | 46.27 | 12278.898 |  | 29.693 | 29.694 | 0.034 | 1253.894 | 0.024 | 0.002 | 1255.19 |  | 2.768 | 2.768 | 0.003 | 116.889 | 0.002 | 0 | 117.01 |  | 29.693 | 29.694 | 0.034 | 1253.894 | 0.024 | 0.002 | 1255.19 |  | 290.472 | 132.939 | 0.335 | 12266.22 | 462.702 | 46.27 |  | 209877.999 | 96054.999 | 209877.999 | 96054.999 | EIA | EIA | EIA | EIA | EIA | EIA | -- | EIA | EIA | 0 | 0 | 0 | 0 | 0 | 0 | [8 empty] | 10727.2169 | 0 | 0 | 19565 | 0 | 0 | 0 | 0 | 0 | 0 | 0 | 0 | 19565 | 0 | 0 | 19565 | 0 | 0 | 0 | 1 | 0 | 0 | 0 | 0 | 0 | 0 | 0 | 0 | 1 | 0 | 0 | 1 | 0 | [7 empty] | https://www.google.com/maps/@?api=1&map_action=map&center=38.660299999999999%2C-90.131699999999995&zoom=17&basemap=satellite | 20070 | [118 empty] | 0.73 |  |  | 91 |  |  | 0.35 | 0.82 |  |  | 85 |  |  | 0.4 | 0.64 |  |  | 90 |  |  | 0.3 | 0.01 |  |  | 59 |  |  | 0.05 | 0.22 |  |  | 83 |  |  | 0.12 | 0.05 |  |  | 52 |  |  | 0.06 | 0.16 |  |  | 53 |  |  | 0.16 | 0.043448 | 0.0045386 | Gas | FRS_110028018375
1882 | 3248 | 2021 | IA | Wapsie Valley Creamery Back Up Generator | 59379 | City of Independence - (IA) | 9230 | Wapsie Valley Creamery | 59156 | Industrial Non-CHP | Midcontinent Independent Transmission System Operator, Inc.. | MISO | MRO | MROW | MRO West | MISO | 19 | 19 | Buchanan | 42.4778 | -91.8911 | 1 | 1 | DFO | OIL |  | 0 | 1.8 | [11 empty] | 0 | 0 | 0 |  | 0 | 0 | [45 empty] | -- | [17 empty] | 0 | 0 | 0 | 0 | 0 | 0 | 0 | 0 | 0 | 0 | 0 | 0 | 0 | 0 | 0 | 0 | [23 empty] | https://www.google.com/maps/@?api=1&map_action=map&center=42.477778000000001%2C-91.891110999999995&zoom=17&basemap=satellite | 7235 | [118 empty] | 0.14 |  |  | 19 |  |  | 0.35 | 0.05 |  |  | 14 |  |  | 0.4 | 0.23 |  |  | 42 |  |  | 0.3 | 0.01 |  |  | 58 |  |  | 0.05 | 0.04 |  |  | 27 |  |  | 0.12 | 0.06 |  |  | 56 |  |  | 0.06 | 0.2 |  |  | 66 |  |  | 0.16 |  |  | Oil | FRS_
1883 | 8199 | 2021 | NY | High Acres Gas Recovery | 50568 | Rochester Gas & Electric Corp | 16183 | WM Renewable Energy LLC | 54842 | IPP Non-CHP | New York Independent System Operator | NYIS | NPCC | NYUP | NPCC Upstate NY | NYISO | 36 | 55 | Monroe | 43.0817 | -77.3817 | 8 | 8 | LFG | BIOMASS |  | 0.84288 | 9.6 | 0 | Yes | [5 empty] | 779249 | 339274 | 779249 | 339274 | 70883 | 30861 | 0 | 0 | 13.053 | 0 | 0 | 0 | 0 |  | 0 | 0 | 0.368 | 0 | 0 | 0 | 0 |  | 0 | 0 | 0.034 | 0 | 0 | 0 | 0 |  | 0 | 0 | 0.368 | 0 | 0 | 0 | 0 |  | 548.5 | 238.812 | 17.533 | 49482.148 | 1812.535 | 181.253 |  | 779249 | 339274 | 779249 | 339274 | EIA | EIA | EIA | EIA | EIA | EIA | -- | EIA | EIA | 548.5 | 238.812 | 4.481 | 49482.148 | 1812.535 | 181.253 | [8 empty] | 10993.454 | 0 | 0 | 0 | 0 | 0 | 70883 | 0 | 0 | 0 | 0 | 0 | 0 | 70883 | 70883 | 70883 | 0 | 0 | 0 | 0 | 0 | 0 | 1 | 0 | 0 | 0 | 0 | 0 | 0 | 1 | 1 | 1 | 0 | [7 empty] | https://www.google.com/maps/@?api=1&map_action=map&center=43.081667000000003%2C-77.381666999999993&zoom=17&basemap=satellite | 20256 | [118 empty] | 0.1 |  |  | 11 |  |  | 0.35 | 0.1 |  |  | 24 |  |  | 0.4 | 0.1 |  |  | 18 |  |  | 0.3 | 0.01 |  |  | 57 |  |  | 0.05 | 0.03 |  |  | 24 |  |  | 0.12 | 0.06 |  |  | 59 |  |  | 0.06 | 0.16 |  |  | 54 |  |  | 0.16 | 5.8779 | 0.16165 | Biomass | FRS_110001575420
1884 | 3249 | 2021 | IA | Waterloo Lundquist | 7851 | MidAmerican Energy Co | 12341 | MidAmerican Energy Co | 12341 | Electric Utility | Midcontinent Independent Transmission System Operator, Inc.. | MISO | MRO | MROW | MRO West | MISO | 19 | 13 | Black Hawk | 42.5062 | -92.3456 | 9 | 9 | DFO | OIL |  | 0.00282 | 18 | 1 | [6 empty] | 4444.002 | 1411.002 | 4444.002 | 1411.002 | 443.997 | 141.003 | 7.254 | 2.304 | 0.644 | 362.907 | 29.392 | 5.878 | 364.15 |  | 32.676 | 32.68 | 2.903 | 1634.727 | 0.066 | 0.013 | 1640.328 |  | 3.265 | 3.266 | 0.29 | 163.324 | 0.007 | 0.001 | 163.884 |  | 32.676 | 32.68 | 2.903 | 1634.716 | 0.066 | 0.013 | 1640.317 |  | 7.254 | 2.304 | 0.644 | 362.907 | 29.392 | 5.878 |  | 4444.002 | 1411.002 | 4444.002 | 1411.002 | EIA | EIA | EIA | EIA | EIA | EIA | -- | EIA | EIA | [14 empty] | 10009.0135 | 0 | 444 | 0 | 0 | 0 | 0 | 0 | 0 | 0 | 0 | 0 | 444 | 0 | 0 | 444 | 0 | 0 | 1 | 0 | 0 | 0 | 0 | 0 | 0 | 0 | 0 | 0 | 1 | 0 | 0 | 1 | 0 | [7 empty] | https://www.google.com/maps/@?api=1&map_action=map&center=42.506155999999997%2C-92.345579999999998&zoom=17&basemap=satellite | 51488 | [118 empty] | 0.4 |  |  | 65 |  |  | 0.35 | 0.35 |  |  | 55 |  |  | 0.4 | 0.45 |  |  | 74 |  |  | 0.3 | 0.03 |  |  | 70 |  |  | 0.05 | 0.12 |  |  | 64 |  |  | 0.12 | 0.08 |  |  | 72 |  |  | 0.06 | 0.15 |  |  | 48 |  |  | 0.16 | 0.29326 | 3.087 | Oil | FRS_110018868493
1885 | 9999 | 2021 | TX | DFW Gas Recovery | 50569 | Public Service Co of NM | 15473 | WM Renewable Energy LLC | 54842 | IPP Non-CHP | Public Service Company of New Mexico | PNM | TRE | ERCT | ERCOT All |  | 48 | 121 | Denton | 33.0196 | -96.962 | 6 | 6 | LFG | BIOMASS |  | 0.73091 | 12.4 | 0.11516 | Yes | [5 empty] | 1147135 | 487758 | 1147135 | 487758 | 79394 | 33262 | 0 | 0 | 19.215 | 0.001 | 0 | 0 | 0.001 |  | 0 | 0 | 0.484 | 0 | 0 | 0 | 0 |  | 0 | 0 | 0.034 | 0 | 0 | 0 | 0 |  | 0 | 0 | 0.484 | 0 | 0 | 0 | 0 |  | 387.75 | 169.842 | 25.811 | 72842.832 | 2668.239 | 266.824 |  | 1147135 | 487758 | 1147135 | 487758 | EIA | EIA | EIA | EIA | EIA | EIA | -- | EIA | EIA | 387.75 | 169.842 | 6.596 | 72842.831 | 2668.239 | 266.824 | [8 empty] | 14448.6359 | 0 | 0 | 0 | 0 | 0 | 79394 | 0 | 0 | 0 | 0 | 0 | 0 | 79394 | 79394 | 79394 | 0 | 0 | 0 | 0 | 0 | 0 | 1 | 0 | 0 | 0 | 0 | 0 | 0 | 1 | 1 | 1 | 0 | [7 empty] | https://www.google.com/maps/@?api=1&map_action=map&center=33.019646000000002%2C-96.961985999999996&zoom=17&basemap=satellite | 83094 | [118 empty] | 0.42 |  |  | 67 |  |  | 0.35 | 0.62 |  |  | 74 |  |  | 0.4 | 0.22 |  |  | 39 |  |  | 0.3 | 0.06 |  |  | 77 |  |  | 0.05 | 0.09 |  |  | 52 |  |  | 0.12 | 0.06 |  |  | 63 |  |  | 0.06 | 0.07 |  |  | 15 |  |  | 0.16 | 11.4737 | 0.26788 | Biomass | FRS_110028052595
1886 | 9806 | 2021 | TN | Chestnut Ridge Gas Recovery | 50570 | Knoxville Utilities Board | 10421 | WM Renewable Energy LLC | 54842 | IPP Non-CHP | Tennessee Valley Authority | TVA | SERC | SRTV | SERC Tennessee Valley |  | 47 | 1 | Anderson | 36.1172 | -84.0317 | 5 | 5 | LFG | BIOMASS |  | 0.54833 | 4.8 | 0.41946 | Yes | [5 empty] | 317017.001 | 131578.001 | 317017.001 | 131578.001 | 23056.001 | 9568.999 | 0 | 0 | 5.31 | 0 | 0 | 0 | 0 |  | 0 | 0 | 0.461 | 0 | 0 | 0 | 0 |  | 0 | 0 | 0.033 | 0 | 0 | 0 | 0 |  | 0 | 0 | 0.461 | 0 | 0 | 0 | 0 |  | 211.637 | 87.84 | 7.133 | 20130.511 | 737.382 | 73.738 |  | 317017.001 | 131578.001 | 317017.001 | 131578.001 | EIA | EIA | EIA | EIA | EIA | EIA | -- | EIA | EIA | 211.637 | 87.84 | 1.823 | 20130.511 | 737.382 | 73.738 | [8 empty] | 13749.8699 | 0 | 0 | 0 | 0 | 0 | 23056 | 0 | 0 | 0 | 0 | 0 | 0 | 23056 | 23056 | 23056 | 0 | 0 | 0 | 0 | 0 | 0 | 1 | 0 | 0 | 0 | 0 | 0 | 0 | 1 | 1 | 1 | 0 | [7 empty] | https://www.google.com/maps/@?api=1&map_action=map&center=36.117199999999997%2C-84.031700000000001&zoom=17&basemap=satellite | 4737 | [118 empty] | 0.2 |  |  | 33 |  |  | 0.35 | 0.03 |  |  | 9 |  |  | 0.4 | 0.38 |  |  | 65 |  |  | 0.3 | 0 |  |  | 0 |  |  | 0.05 | 0.16 |  |  | 73 |  |  | 0.12 | 0.06 |  |  | 60 |  |  | 0.06 | 0.16 |  |  | 53 |  |  | 0.16 | 2.8899 | 0.18138 | Biomass | FRS_110028050542
1887 | 3255 | 2021 | IA | West Diesel Generation Unit | 56517 | City of Pocahontas - (IA) | 15180 | City of Pocahontas - (IA) | 15180 | Electric Utility | Midcontinent Independent Transmission System Operator, Inc.. | MISO | MRO | MROW | MRO West | MISO | 19 | 151 | Pocahontas | 42.7303 | -94.6644 | 2 | 2 | DFO | OIL |  | 0 | 4 | [11 empty] | 0 | 0 | 0 |  | 0 | 0 | [45 empty] | -- | [17 empty] | 0 | 0 | 0 | 0 | 0 | 0 | 0 | 0 | 0 | 0 | 0 | 0 | 0 | 0 | 0 | 0 | [23 empty] | https://www.google.com/maps/@?api=1&map_action=map&center=42.730291000000001%2C-94.664394000000001&zoom=17&basemap=satellite | 1788 | [118 empty] | 0.18 |  |  | 28 |  |  | 0.35 | 0.06 |  |  | 17 |  |  | 0.4 | 0.3 |  |  | 53 |  |  | 0.3 | 0 |  |  | 0 |  |  | 0.05 | 0.06 |  |  | 42 |  |  | 0.12 | 0.06 |  |  | 60 |  |  | 0.06 | 0.22 |  |  | 75 |  |  | 0.16 |  |  | Oil | FRS_110040572010
1888 | 3457 | 2021 | IL | CID Gas Recovery | 50573 | Commonwealth Edison Co | 4110 | WM Illinois Renewable Energy LLC | 54843 | IPP Non-CHP | PJM Interconnection, LLC | PJM | RFC | RFCW | RFC West | PJM | 17 | 31 | Cook | 41.6588 | -87.5777 | 1 | 1 | LFG | BIOMASS |  | 0.72523 | 3 | 0.12462 | Yes | [5 empty] | 353505 | 146690 | 353505 | 146690 | 19059 | 7909 | 0 | 0 | 5.921 | 0 | 0 | 0 | 0 |  | 0 | 0 | 0.621 | 0 | 0 | 0 | 0 |  | 0 | 0 | 0.034 | 0 | 0 | 0 | 0 |  | 0 | 0 | 0.621 | 0 | 0 | 0 | 0 |  | 30.511 | 12.661 | 7.954 | 22447.493 | 822.253 | 82.225 |  | 353505 | 146690 | 353505 | 146690 | EIA | EIA | EIA | EIA | EIA | EIA | -- | EIA | EIA | 30.511 | 12.661 | 2.033 | 22447.493 | 822.253 | 82.225 | [8 empty] | 18547.9301 | 0 | 0 | 0 | 0 | 0 | 19059 | 0 | 0 | 0 | 0 | 0 | 0 | 19059 | 19059 | 19059 | 0 | 0 | 0 | 0 | 0 | 0 | 1 | 0 | 0 | 0 | 0 | 0 | 0 | 1 | 1 | 1 | 0 | [7 empty] | https://www.google.com/maps/@?api=1&map_action=map&center=41.658794%2C-87.577715999999995&zoom=17&basemap=satellite | 76452 | [118 empty] | 0.69 |  |  | 89 |  |  | 0.35 | 0.91 |  |  | 90 |  |  | 0.4 | 0.46 |  |  | 75 |  |  | 0.3 | 0.02 |  |  | 62 |  |  | 0.05 | 0.12 |  |  | 64 |  |  | 0.12 | 0.07 |  |  | 66 |  |  | 0.06 | 0.13 |  |  | 40 |  |  | 0.16 | 4.0518 | 0.39163 | Biomass | FRS_110028019383
1889 | 3558 | 2021 | IL | Lake Gas Recovery | 50575 | Commonwealth Edison Co | 4110 | WM Illinois Renewable Energy LLC | 54843 | IPP Non-CHP | PJM Interconnection, LLC | PJM | RFC | RFCW | RFC West | PJM | 17 | 31 | Cook | 42.1063 | -87.8137 | 2 | 2 | LFG | BIOMASS |  | 0.26929 | 6 | 0.88451 | Yes | [5 empty] | 286495 | 118884 | 286495 | 118884 | 14154 | 5873 | 0 | 0 | 4.799 | 0 | 0 | 0 | 0 |  | 0 | 0 | 0.678 | 0 | 0 | 0 | 0 |  | 0 | 0 | 0.034 | 0 | 0 | 0 | 0 |  | 0 | 0 | 0.678 | 0 | 0 | 0 | 0 |  | 23.92 | 9.926 | 6.446 | 18192.372 | 666.388 | 66.639 |  | 286495 | 118884 | 286495 | 118884 | EIA | EIA | EIA | EIA | EIA | EIA | -- | EIA | EIA | 23.92 | 9.926 | 1.647 | 18192.372 | 666.388 | 66.639 | [8 empty] | 20241.2745 | 0 | 0 | 0 | 0 | 0 | 14154 | 0 | 0 | 0 | 0 | 0 | 0 | 14154 | 14154 | 14154 | 0 | 0 | 0 | 0 | 0 | 0 | 1 | 0 | 0 | 0 | 0 | 0 | 0 | 1 | 1 | 1 | 0 | [7 empty] | https://www.google.com/maps/@?api=1&map_action=map&center=42.106250000000003%2C-87.813738000000001&zoom=17&basemap=satellite | 73495 | [118 empty] | 0.16 |  |  | 24 |  |  | 0.35 | 0.23 |  |  | 43 |  |  | 0.4 | 0.09 |  |  | 16 |  |  | 0.3 | 0.05 |  |  | 74 |  |  | 0.05 | 0.02 |  |  | 20 |  |  | 0.12 | 0.06 |  |  | 55 |  |  | 0.06 | 0.24 |  |  | 78 |  |  | 0.16 | 3.3663 | 0.42018 | Biomass | FRS_110000790172
1890 | 3258 | 2021 | IA | West Receiving | 7853 | City of Denison - (IA) | 5056 | City of Denison - (IA) | 5056 | Electric Utility | Southwest Power Pool | SWPP | MRO | MROW | MRO West |  | 19 | 47 | Crawford | 42.0217 | -95.3633 | 1 | 1 | DFO | OIL |  | 0.00945 | 1.8 | 1 | [6 empty] | 1446 | 462 | 1446 | 462 | 149 | 47 | 2.246 | 0.718 | 0.21 | 118.085 | 9.564 | 1.913 | 118.49 |  | 30.148 | 30.553 | 2.815 | 1585.034 | 0.064 | 0.013 | 1590.464 |  | 3.107 | 3.108 | 0.29 | 163.326 | 0.007 | 0.001 | 163.886 |  | 30.148 | 30.553 | 2.815 | 1585.034 | 0.064 | 0.013 | 1590.464 |  | 2.246 | 0.718 | 0.21 | 118.085 | 9.564 | 1.913 |  | 1446 | 462 | 1446 | 462 | EIA | EIA | EIA | EIA | EIA | EIA | -- | EIA | EIA | [14 empty] | 9704.698 | 0 | 149 | 0 | 0 | 0 | 0 | 0 | 0 | 0 | 0 | 0 | 149 | 0 | 0 | 149 | 0 | 0 | 1 | 0 | 0 | 0 | 0 | 0 | 0 | 0 | 0 | 0 | 1 | 0 | 0 | 1 | 0 | [7 empty] | https://www.google.com/maps/@?api=1&map_action=map&center=42.021667000000001%2C-95.363332999999997&zoom=17&basemap=satellite | 8844 | [118 empty] | 0.48 |  |  | 72 |  |  | 0.35 | 0.57 |  |  | 71 |  |  | 0.4 | 0.38 |  |  | 66 |  |  | 0.3 | 0.19 |  |  | 92 |  |  | 0.05 | 0.28 |  |  | 89 |  |  | 0.12 | 0.06 |  |  | 59 |  |  | 0.06 | 0.13 |  |  | 38 |  |  | 0.16 | 0.01209 | 3.0225 | Oil | FRS_110028015412
1891 | 9356 | 2021 | PA | Rausch Creek Generation, LLC | 50611 | PPL Electric Utilities Corp | 14715 | Rausch Creek Generation, LLC | 58224 | IPP Non-CHP | PJM Interconnection, LLC | PJM | RFC | RFCE | RFC East | PJM | 42 | 107 | Schuylkill | 40.6191 | -76.45 | 1 | 1 | WC | COAL | Yes | 0.4651 | 36 | 0.55817 | [6 empty] | 2873200.492 | 1394970.76 | 2873200.492 | 1394970.76 | 146673 | 72874 | 214.766 | 101.031 | 253.08 | 339504.097 | 55001.894 | 8004.79 | 341384.334 |  | 2.929 | 2.773 | 3.451 | 4629.401 | 0.375 | 0.055 | 4655.04 |  | 0.149 | 0.145 | 0.176 | 236.325 | 0.019 | 0.003 | 237.633 |  | 2.929 | 2.773 | 3.451 | 4629.401 | 0.375 | 0.055 | 4655.04 |  | 214.766 | 101.031 | 253.08 | 339504.097 | 55001.894 | 8004.79 |  | 2873200.492 | 1394970.76 | 2873200.492 | 1394970.76 | EPA/CAMD | EPA/CAMD | EPA/CAMD | EPA/CAMD | EIA | EIA | -- | EPA/CAMD | EPA/CAMD | [14 empty] | 19589.1576 | 145730.56 | 942.439 | 0 | 0 | 0 | 0 | 0 | 0 | 0 | 0 | 0 | 146672.999 | 0 | 0 | 146672.999 | 0 | 0.99357 | 0.0064254 | 0 | 0 | 0 | 0 | 0 | 0 | 0 | 0 | 0 | 1 | 0 | 0 | 1 | 0 | Yes |  | 3585365.696 | 423705.774 | 270.829 | 309.145 |  | https://www.google.com/maps/@?api=1&map_action=map&center=40.619100000000003%2C-76.45&zoom=17&basemap=satellite | 1300 | [118 empty] | 0.17 |  |  | 25 |  |  | 0.35 | 0.02 |  |  | 6 |  |  | 0.4 | 0.32 |  |  | 56 |  |  | 0.3 | 0 |  |  | 0 |  |  | 0.05 | 0.11 |  |  | 59 |  |  | 0.12 | 0.03 |  |  | 34 |  |  | 0.06 | 0.15 |  |  | 48 |  |  | 0.16 | 8.8456 | 0.092716 | Coal | FRS_110010970235
1892 | 3269 | 2021 | ID | Amalgamated Sugar LLC Nampa | 54690 | Idaho Power Co | 9191 | Amalgamated Sugar Co-Nampa | 24206 | Industrial CHP | Idaho Power Company | IPCO | WECC | NWPP | WECC Northwest |  | 16 | 27 | Canyon | 43.6058 | -116.5753 | 2 | 2 | NG | GAS |  | 0.68041 | 8.2 | 0.19931 |  | Yes | 2557609.6 | 0.065 | 0.080005 |  | 274115.711 | 114533.399 | 274115.711 | 114533.399 | 48875.39 | 20421.556 | 22.425 | 9.37 | 0.438 | 16020.564 | 604.322 | 60.432 | 16037.122 |  | 0.918 | 0.918 | 0.018 | 655.568 | 0.012 | 0.001 | 656.245 |  | 0.164 | 0.164 | 0.003 | 116.889 | 0.002 | 0 | 117.01 |  | 0.918 | 0.918 | 0.018 | 655.568 | 0.012 | 0.001 | 656.245 |  | 280.299 | 117.117 | 5.475 | 200244.808 | 7553.566 | 755.357 |  | 3426237 | 1431580 | 3426237 | 1431580 | EIA | EIA | EIA | EIA | EIA | EIA | -- | EIA | EIA | [6 empty] | 3152121.289 | 1317046.601 | 257.874 | 107.747 | 5.037 | 184224.244 | 6949.244 | 694.924 | 5608.4608 | 0 | 0 | 48875.39 | 0 | 0 | 0 | 0 | 0 | 0 | 0 | 0 | 48875.39 | 0 | 0 | 48875.39 | 0 | 0 | 0 | 1 | 0 | 0 | 0 | 0 | 0 | 0 | 0 | 0 | 1 | 0 | 0 | 1 | 0 | [7 empty] | https://www.google.com/maps/@?api=1&map_action=map&center=43.605800000000002%2C-116.5753&zoom=17&basemap=satellite | 61624 | [118 empty] | 0.38 |  |  | 62 |  |  | 0.35 | 0.31 |  |  | 51 |  |  | 0.4 | 0.45 |  |  | 74 |  |  | 0.3 | 0.05 |  |  | 74 |  |  | 0.05 | 0.15 |  |  | 71 |  |  | 0.12 | 0.07 |  |  | 65 |  |  | 0.06 | 0.15 |  |  | 47 |  |  | 0.16 | 1.0853 | 0.041527 | Gas | FRS_110000468609
1893 | 3270 | 2021 | ID | Amalgamated Sugar Twin Falls | 10504 | Idaho Power Co | 9191 | The Amalgamated Sugar Co | 450 | Industrial CHP | Idaho Power Company | IPCO | WECC | NWPP | WECC Northwest |  | 16 | 83 | Twin Falls | 42.5328 | -114.4328 | 2 | 3 | NG | GAS | Yes | 0.42302 | 10.2 | 0.62831 |  | Yes | 2451595.2 | 0.053 | 0.06556 |  | 213136.854 | 73821.707 | 213136.854 | 73821.707 | 37797.409 | 13181.078 | 29.695 | 10.86 | 27.466 | 16634.81 | 2539.294 | 357.4 | 16719.804 |  | 1.571 | 1.648 | 1.453 | 880.209 | 0.067 | 0.009 | 884.706 |  | 0.279 | 0.294 | 0.258 | 156.095 | 0.012 | 0.002 | 156.893 |  | 1.571 | 1.648 | 1.453 | 880.209 | 0.067 | 0.009 | 884.706 |  | 452.939 | 165.655 | 418.946 | 253733.715 | 38732.308 | 5451.483 |  | 3251014.36 | 1126015.64 | 3251014.36 | 1126015.64 | EIA | EIA | EIA | EIA | EIA | EIA | -- | EIA | EIA | [6 empty] | 3037877.506 | 1052193.933 | 423.244 | 154.795 | 391.48 | 237098.905 | 36193.014 | 5094.083 | 5638.9276 | 16115.027 | 0 | 21682.382 | 0 | 0 | 0 | 0 | 0 | 0 | 0 | 0 | 37797.409 | 0 | 0 | 37797.409 | 0 | 0.42635 | 0 | 0.57365 | 0 | 0 | 0 | 0 | 0 | 0 | 0 | 0 | 1 | 0 | 0 | 1 | 0 | [7 empty] | https://www.google.com/maps/@?api=1&map_action=map&center=42.532800000000002%2C-114.4328&zoom=17&basemap=satellite | 30298 | [118 empty] | 0.32 |  |  | 54 |  |  | 0.35 | 0.25 |  |  | 45 |  |  | 0.4 | 0.38 |  |  | 66 |  |  | 0.3 | 0.04 |  |  | 70 |  |  | 0.05 | 0.13 |  |  | 66 |  |  | 0.12 | 0.07 |  |  | 67 |  |  | 0.06 | 0.13 |  |  | 39 |  |  | 0.16 | 1.3161 | 0.058486 | Gas | FRS_110000468388
1894 | 3277 | 2021 | ID | Bannock County LFG to Energy | 59529 | Idaho Power Co | 9191 | Bannock County Landfill | 59239 | Commercial Non-CHP | Idaho Power Company | IPCO | WECC | NWPP | WECC Northwest |  | 16 | 5 | Bannock | 42.7878 | -112.3656 | 2 | 2 | LFG | BIOMASS |  | 0.4349 | 3.2 | 0.60851 | Yes | [5 empty] | 121649 | 51844 | 121649 | 51844 | 12191 | 5200 | 0 | 0 | 2.038 | 0 | 0 | 0 | 0 |  | 0 | 0 | 0.334 | 0 | 0 | 0 | 0 |  | 0 | 0 | 0.034 | 0 | 0 | 0 | 0 |  | 0 | 0 | 0.334 | 0 | 0 | 0 | 0 |  | 78.746 | 33.56 | 2.737 | 7724.686 | 282.956 | 28.296 |  | 121649 | 51844 | 121649 | 51844 | EIA | EIA | EIA | EIA | EIA | EIA | -- | EIA | EIA | 78.746 | 33.56 | 0.699 | 7724.686 | 282.956 | 28.296 | [8 empty] | 9978.5908 | 0 | 0 | 0 | 0 | 0 | 12191 | 0 | 0 | 0 | 0 | 0 | 0 | 12191 | 12191 | 12191 | 0 | 0 | 0 | 0 | 0 | 0 | 1 | 0 | 0 | 0 | 0 | 0 | 0 | 1 | 1 | 1 | 0 | [7 empty] | https://www.google.com/maps/@?api=1&map_action=map&center=42.787778000000003%2C-112.365556&zoom=17&basemap=satellite | 2156 | [118 empty] | 0.2 |  |  | 33 |  |  | 0.35 | 0.06 |  |  | 15 |  |  | 0.4 | 0.33 |  |  | 59 |  |  | 0.3 | 0 |  |  | 0 |  |  | 0.05 | 0.06 |  |  | 41 |  |  | 0.12 | 0.04 |  |  | 45 |  |  | 0.06 | 0.2 |  |  | 66 |  |  | 0.16 | 0.82876 | 0.14377 | Biomass | FRS_110070395633
1895 | 9483 | 2021 | RI | Central Power Plant | 50621 | The Narragansett Electric Co | 13214 | State of Rhode Island | 18000 | Commercial CHP | ISO New England Inc. | ISNE | NPCC | NEWE | NPCC New England | ISONE | 44 | 7 | Providence | 41.745 | -71.4584 | 4 | 4 | NG | GAS |  | 0.2689 | 11 | 0.88517 |  | Yes | 424498.4 | 0.208 | 0.21739 |  | 99983.065 | 46861.396 | 99983.065 | 46861.396 | 25911 | 11871 | 22.356 | 13.667 | 0.16 | 5843.463 | 317.973 | 31.867 | 5852.186 |  | 1.726 | 2.303 | 0.012 | 451.041 | 0.012 | 0.001 | 451.714 |  | 0.447 | 0.583 | 0.003 | 116.889 | 0.003 | 0 | 117.064 |  | 1.726 | 2.303 | 0.012 | 451.041 | 0.012 | 0.001 | 451.714 |  | 102.84 | 62.872 | 0.734 | 26880.626 | 1462.715 | 146.594 |  | 459934 | 215568 | 459934 | 215568 | EIA | EIA | EIA | EIA | EIA | EIA | -- | EIA | EIA | [6 empty] | 359950.935 | 168706.604 | 80.484 | 49.205 | 0.575 | 21037.163 | 1144.742 | 114.726 | 3858.7112 | 0 | 24.524 | 25886.476 | 0 | 0 | 0 | 0 | 0 | 0 | 0 | 0 | 25911 | 0 | 0 | 25911 | 0 | 0 | 0.00094647 | 0.99905 | 0 | 0 | 0 | 0 | 0 | 0 | 0 | 0 | 1 | 0 | 0 | 1 | 0 | [7 empty] | https://www.google.com/maps/@?api=1&map_action=map&center=41.744973000000002%2C-71.458415000000002&zoom=17&basemap=satellite | 77883 | [118 empty] | 0.23 |  |  | 38 |  |  | 0.35 | 0.25 |  |  | 45 |  |  | 0.4 | 0.2 |  |  | 37 |  |  | 0.3 | 0.02 |  |  | 66 |  |  | 0.05 | 0.09 |  |  | 53 |  |  | 0.12 | 0.06 |  |  | 56 |  |  | 0.06 | 0.18 |  |  | 61 |  |  | 0.16 | 0.22379 | 0.016901 | Gas | FRS_110010364845
1896 | 3280 | 2021 | ID | Bennett Mountain Power Project | 55733 | Idaho Power Co | 9191 | Idaho Power Co | 9191 | Electric Utility | Idaho Power Company | IPCO | WECC | NWPP | WECC Northwest |  | 16 | 39 | Elmore | 43.1472 | -115.6666 | 1 | 1 | NG | GAS |  | 0.23409 | 172.8 | 0.94319 | [6 empty] | 3873639.765 | 2439181.768 | 3873639.765 | 2439181.768 | 354344 | 223126 | 151.106 | 90.289 | 1.162 | 230204.939 | 8539.816 | 853.982 | 230438.93 |  | 0.853 | 0.809 | 0.007 | 1299.33 | 0.024 | 0.002 | 1300.651 |  | 0.078 | 0.074 | 0.001 | 118.857 | 0.002 | 0 | 118.978 |  | 0.853 | 0.809 | 0.007 | 1299.33 | 0.024 | 0.002 | 1300.651 |  | 151.106 | 90.289 | 1.162 | 230204.939 | 8539.816 | 853.982 |  | 3873639.765 | 2439181.768 | 3873639.765 | 2439181.768 | EPA/CAMD | EPA/CAMD | EPA/CAMD | EPA/CAMD | EIA | EIA | -- | EPA/CAMD | EPA/CAMD | [14 empty] | 10931.8622 | 0 | 0 | 354344 | 0 | 0 | 0 | 0 | 0 | 0 | 0 | 0 | 354344 | 0 | 0 | 354344 | 0 | 0 | 0 | 1 | 0 | 0 | 0 | 0 | 0 | 0 | 0 | 0 | 1 | 0 | 0 | 1 | 0 | Yes |  | 2686909.019 | 159679.167 | 86.292 | 0.806 |  | https://www.google.com/maps/@?api=1&map_action=map&center=43.147153000000003%2C-115.66663699999999&zoom=17&basemap=satellite | 17277 | [118 empty] | 0.34 |  |  | 57 |  |  | 0.35 | 0.26 |  |  | 46 |  |  | 0.4 | 0.43 |  |  | 72 |  |  | 0.3 | 0.02 |  |  | 66 |  |  | 0.05 | 0.09 |  |  | 53 |  |  | 0.12 | 0.07 |  |  | 66 |  |  | 0.06 | 0.13 |  |  | 40 |  |  | 0.16 | 11.2209 | 0.072373 | Gas | FRS_110013329558
1897 | 3281 | 2021 | ID | Big Sky Dairy Digester | 57393 | Idaho Power Co | 9191 | Amp Americas II Holdings, LLC | 64613 | IPP Non-CHP | Idaho Power Company | IPCO | WECC | NWPP | WECC Northwest |  | 16 | 47 | Gooding | 42.8656 | -114.7914 | 2 | 2 | OBG | BIOMASS |  | 0.6962 | 1.6 | 0.17299 | Yes | Yes | 0 |  | 1 |  | 101880 | 42286 | 101880 | 42286 | 9758 | 4050 | 233.24 | 96.806 | 0.331 | 0 | 236.973 | 23.697 | 6.492 |  | 47.805 | 47.805 | 0.068 | 0 | 0.024 | 0.002 | 1.331 |  | 4.579 | 4.579 | 0.007 | 0 | 0.002 | 0 | 0.127 |  | 47.805 | 47.805 | 0.068 | 0 | 0.024 | 0.002 | 1.331 |  | 233.24 | 96.806 | 0.331 | 6469.358 | 236.973 | 23.697 |  | 101880 | 42286 | 101880 | 42286 | EIA | EIA | EIA | EIA | EIA | EIA | -- | EIA | EIA |  |  |  | 6469.358 |  |  | 0 | 0 | 0 | 0 | 0 | 0 | 0 | 0 | 10440.6641 | 0 | 0 | 0 | 0 | 0 | 9758 | 0 | 0 | 0 | 0 | 0 | 0 | 9758 | 9758 | 9758 | 0 | 0 | 0 | 0 | 0 | 0 | 1 | 0 | 0 | 0 | 0 | 0 | 0 | 1 | 1 | 1 | 0 | [7 empty] | https://www.google.com/maps/@?api=1&map_action=map&center=42.865600000000001%2C-114.7914&zoom=17&basemap=satellite | 524 | [118 empty] | 0.25 |  |  | 43 |  |  | 0.35 | 0.12 |  |  | 28 |  |  | 0.4 | 0.38 |  |  | 66 |  |  | 0.3 | 0 |  |  | 0 |  |  | 0.05 | 0.06 |  |  | 41 |  |  | 0.12 | 0.03 |  |  | 28 |  |  | 0.06 | 0.22 |  |  | 72 |  |  | 0.16 | 0.81906 | 0.16748 | Biomass | FRS_110045005490
1898 | 3290 | 2021 | ID | BYUI Central Energy Facility | 59496 | PacifiCorp | 14354 | Brigham Young Univ Idaho | 59251 | Commercial CHP | PacifiCorp - East | PACE | WECC | NWPP | WECC Northwest |  | 16 | 65 | Madison | 43.8169 | -111.7858 | 1 | 1 | NG | GAS |  | 0.78853 | 5.6 | 0.019121 |  | Yes | 250178.4 | 0.528 | 0.41301 |  | 199951.272 | 82331.128 | 199951.272 | 82331.128 | 38682 | 15821 | 30.956 | 12.789 | 0.318 | 11686.058 | 443.786 | 44.824 | 11698.284 |  | 1.601 | 1.617 | 0.016 | 604.212 | 0.011 | 0.001 | 604.844 |  | 0.31 | 0.311 | 0.003 | 116.889 | 0.002 | 0 | 117.011 |  | 1.601 | 1.617 | 0.016 | 604.212 | 0.011 | 0.001 | 604.844 |  | 74.952 | 30.966 | 0.771 | 28294.691 | 1074.51 | 108.529 |  | 484129 | 199343 | 484129 | 199343 | EIA | EIA | EIA | EIA | EIA | EIA | -- | EIA | EIA | [6 empty] | 284177.728 | 117011.872 | 43.996 | 18.177 | 0.453 | 16608.633 | 630.724 | 63.705 | 5169.1038 | 0 | 125.919 | 38556.081 | 0 | 0 | 0 | 0 | 0 | 0 | 0 | 0 | 38682 | 0 | 0 | 38682 | 0 | 0 | 0.0032552 | 0.99674 | 0 | 0 | 0 | 0 | 0 | 0 | 0 | 0 | 1 | 0 | 0 | 1 | 0 | [7 empty] | https://www.google.com/maps/@?api=1&map_action=map&center=43.816943999999999%2C-111.785833&zoom=17&basemap=satellite | 30136 | [118 empty] | 0.36 |  |  | 60 |  |  | 0.35 | 0.13 |  |  | 30 |  |  | 0.4 | 0.59 |  |  | 87 |  |  | 0.3 | 0.02 |  |  | 61 |  |  | 0.05 | 0.04 |  |  | 27 |  |  | 0.12 | 0.1 |  |  | 85 |  |  | 0.06 | 0.05 |  |  | 11 |  |  | 0.16 | 0.10225 | 0.0051301 | Gas | FRS_110070395477
1899 | 10024 | 2021 | TX | ExxonMobil Beaumont Refinery | 50625 | Entergy Texas Inc. | 55937 | ExxonMobil Oil Corp | 6090 | Industrial CHP | Midcontinent Independent Transmission System Operator, Inc.. | MISO | SERC | SRMV | SERC Mississippi Valley | MISO | 48 | 245 | Jefferson | 30.0636 | -94.0753 | 3 | 10 | NG | GAS |  | 0.69784 | 677.8 | 0.17026 |  | Yes | 11767170.4 | 1.202 | 0.61574 |  | 23500932.31 | 9576251.173 | 23500932.31 | 9576251.173 | 4143471.999 | 1708559.999 | 96.58 | 36.555 | 5.751 | 1391889.511 | 61340.621 | 6132.61 | 1393570.028 |  | 0.047 | 0.043 | 0.003 | 671.847 | 0.015 | 0.001 | 672.658 |  | 0.008 | 0.008 | 0 | 118.454 | 0.003 | 0 | 118.597 |  | 0.047 | 0.043 | 0.003 | 671.847 | 0.015 | 0.001 | 672.658 |  | 156.853 | 59.368 | 9.34 | 2260524.605 | 99621.401 | 9959.781 |  | 38167135.61 | 15552492.66 | 38167135.61 | 15552492.66 | EPA/CAMD | EPA/CAMD | EPA/CAMD | EPA/CAMD | EIA | EIA | -- | EPA/CAMD | EPA/CAMD | [6 empty] | 14666203.3 | 5976241.484 | 60.273 | 22.813 | 3.589 | 868635.094 | 38280.78 | 3827.172 | 5671.7971 | 0 | 0 | 3992506.37 | 0 | 0 | 0 | 0 | 0 | 0 | 150965.63 | 0 | 4143472 | 0 | 0 | 4143472 | 0 | 0 | 0 | 0.96357 | 0 | 0 | 0 | 0 | 0 | 0 | 0.036435 | 0 | 1 | 0 | 0 | 1 | 0 | Yes |  | 41721964.64 | 2481279.788 | 260.816 | 12.272 |  | https://www.google.com/maps/@?api=1&map_action=map&center=30.063600000000001%2C-94.075299999999999&zoom=17&basemap=satellite | 30046 | [118 empty] | 0.7 |  |  | 90 |  |  | 0.35 | 0.87 |  |  | 87 |  |  | 0.4 | 0.53 |  |  | 83 |  |  | 0.3 | 0.09 |  |  | 84 |  |  | 0.05 | 0.25 |  |  | 87 |  |  | 0.12 | 0.06 |  |  | 62 |  |  | 0.06 | 0.12 |  |  | 37 |  |  | 0.16 | 54.5065 | 0.027444 | Gas | FRS_110041990913
1900 | 3294 | 2021 | ID | Cargill B6 Biofactory | 57343 | Idaho Power Co | 9191 | Pico Energy, LLC | 60524 | IPP CHP | Idaho Power Company | IPCO | WECC | NWPP | WECC Northwest |  | 16 | 47 | Gooding | 42.7167 | -114.6167 | 2 | 2 | OBG | BIOMASS |  | 0.36929 | 2.2 | 0.71785 | Yes | Yes | 18661.6 | 1.302 | 0.63443 |  | 63241.147 | 26247.858 | 63241.147 | 26247.858 | 7117 | 2954 | 151.601 | 62.922 | 0.206 | 0 | 147.099 | 14.71 | 4.03 |  | 42.602 | 42.601 | 0.058 | 0 | 0.021 | 0.002 | 1.133 |  | 4.794 | 4.794 | 0.007 | 0 | 0.002 | 0 | 0.127 |  | 42.602 | 42.601 | 0.058 | 0 | 0.021 | 0.002 | 1.133 |  | 238.954 | 99.178 | 0.324 | 6329.722 | 231.858 | 23.186 |  | 99681 | 41372 | 99681 | 41372 | EIA | EIA | EIA | EIA | EIA | EIA | -- | EIA | EIA |  |  |  | 6329.722 |  |  | 36439.853 | 15124.142 | 87.353 | 36.256 | 0.118 | 6329.722 | 84.759 | 8.476 | 8885.9276 | 0 | 0 | 0 | 0 | 0 | 7117 | 0 | 0 | 0 | 0 | 0 | 0 | 7117 | 7117 | 7117 | 0 | 0 | 0 | 0 | 0 | 0 | 1 | 0 | 0 | 0 | 0 | 0 | 0 | 1 | 1 | 1 | 0 | [7 empty] | https://www.google.com/maps/@?api=1&map_action=map&center=42.716700000000003%2C-114.61669999999999&zoom=17&basemap=satellite | 1432 | [118 empty] | 0.44 |  |  | 69 |  |  | 0.35 | 0.54 |  |  | 69 |  |  | 0.4 | 0.34 |  |  | 60 |  |  | 0.3 | 0.11 |  |  | 86 |  |  | 0.05 | 0.22 |  |  | 83 |  |  | 0.12 | 0.07 |  |  | 67 |  |  | 0.06 | 0.17 |  |  | 58 |  |  | 0.16 | 0.64082 | 0.10728 | Biomass | FRS_110039618358
1901 | 3301 | 2021 | ID | Clearwater Paper IPP Lewiston | 50637 | Avista Corp | 20169 | Clearwater Paper Corporation | 56225 | Industrial CHP | Avista Corporation | AVA | WECC | NWPP | WECC Northwest |  | 16 | 69 | Nez Perce | 46.4231 | -116.9764 | 5 | 4 | BLQ | BIOMASS |  | 0.39992 | 113.8 | 0.66681 | Yes | Yes | 13047644.8 | 0.104 | 0.12207 |  | 2214429.037 | 922215.155 | 2214429.037 | 922215.155 | 398671 | 163919 | 209.889 | 69.531 | 439.776 | 18020.035 | 42295.21 | 10987.351 | 20185.841 |  | 1.053 | 0.848 | 2.206 | 90.401 | 0.106 | 0.028 | 101.266 |  | 0.19 | 0.151 | 0.397 | 16.275 | 0.019 | 0.005 | 18.231 |  | 1.053 | 0.848 | 2.206 | 90.401 | 0.106 | 0.028 | 101.266 |  | 1719.384 | 569.588 | 3602.593 | 1851102.737 | 346477.298 | 90007.066 |  | 18140337.76 | 7554676.224 | 18140337.76 | 7554676.224 | EIA | EIA |  | EIA | EIA | EIA | -- | EIA | EIA |  |  |  | 1703484.765 |  |  | 15925908.73 | 6632461.069 | 1509.495 | 500.057 | 3162.817 | 129597.937 | 304182.088 | 79019.715 | 5554.5275 | 0 | 0 | 55837.622 | 0 | 0 | 342833.376 | 0 | 0 | 0 | 0 | 0 | 55837.622 | 342833.376 | 342833.376 | 398670.998 | 0 | 0 | 0 | 0.14006 | 0 | 0 | 0.85994 | 0 | 0 | 0 | 0 | 0 | 0.14006 | 0.85994 | 0.85994 | 1 | 0 | [7 empty] | https://www.google.com/maps/@?api=1&map_action=map&center=46.423056000000003%2C-116.976389&zoom=17&basemap=satellite | 18030 | [118 empty] | 0.23 |  |  | 39 |  |  | 0.35 | 0.1 |  |  | 24 |  |  | 0.4 | 0.35 |  |  | 62 |  |  | 0.3 | 0 |  |  | 0 |  |  | 0.05 | 0.09 |  |  | 51 |  |  | 0.12 | 0.05 |  |  | 46 |  |  | 0.06 | 0.18 |  |  | 62 |  |  | 0.16 | 15.8803 | 0.075658 | Biomass | FRS_110053991720
1902 | 7580 | 2021 | NJ | Paulsboro Refining Company LLC | 50628 | Atlantic City Electric Co | 963 | Paulsboro Refining Company - LLC | 19691 | Industrial CHP | PJM Interconnection, LLC | PJM | RFC | RFCE | RFC East | PJM | 34 | 15 | Gloucester | 39.84 | -75.2583 | 7 | 4 | NG | GAS |  | 0.31034 | 78.5 | 0.81611 |  | Yes | 4388948.8 | 0.166 | 0.18118 |  | 1192675.228 | 412572.624 | 1192675.228 | 412572.624 | 213405.44 | 90619.38 | 280.626 | 95.545 | 1.855 | 69705.342 | 2630.034 | 262.614 | 69777.347 |  | 2.63 | 2.109 | 0.017 | 653.267 | 0.012 | 0.001 | 653.942 |  | 0.471 | 0.463 | 0.003 | 116.889 | 0.002 | 0 | 117.01 |  | 2.63 | 2.109 | 0.017 | 653.267 | 0.012 | 0.001 | 653.942 |  | 1548.883 | 527.348 | 10.238 | 384731.101 | 14516.187 | 1449.468 |  | 6582842.001 | 2277150 | 6582842.001 | 2277150 | EIA | EIA | EIA | EIA | EIA | EIA | -- | EIA | EIA | [6 empty] | 5390166.773 | 1864577.376 | 1268.257 | 431.803 | 8.383 | 315025.759 | 11886.153 | 1186.855 | 5588.7814 | 0 | 4.192 | 121429.84 | 0 | 0 | 0 | 0 | 0 | 0 | 91971.208 | 0 | 213405.24 | 0 | 0 | 213405.24 | 0 | 0 | 1.9643e-05 | 0.56901 | 0 | 0 | 0 | 0 | 0 | 0 | 0.43097 | 0 | 1 | 0 | 0 | 1 | 0 | Yes | [6 empty] | https://www.google.com/maps/@?api=1&map_action=map&center=39.840000000000003%2C-75.258300000000006&zoom=17&basemap=satellite | 16424 | [118 empty] | 0.27 |  |  | 46 |  |  | 0.35 | 0.26 |  |  | 46 |  |  | 0.4 | 0.27 |  |  | 50 |  |  | 0.3 | 0.02 |  |  | 62 |  |  | 0.05 | 0.07 |  |  | 45 |  |  | 0.12 | 0.05 |  |  | 48 |  |  | 0.06 | 0.21 |  |  | 70 |  |  | 0.16 | 52.8577 | 0.23337 | Gas | FRS_110022294569
1903 | 3314 | 2021 | ID | Fighting Creek LFGTE Plant | 57902 | Kootenai Electric Cooperative | 10454 | Kootenai Electric Cooperative Inc | 57272 | Electric Utility | Avista Corporation | AVA | WECC | NWPP | WECC Northwest |  | 16 | 55 | Kootenai | 47.5317 | -116.93 | 2 | 2 | LFG | BIOMASS |  | 0.49001 | 3.2 | 0.51665 | Yes | [5 empty] | 179165 | 74363 | 179165 | 74363 | 13736 | 5701 | 0 | 0 | 3.001 | 0 | 0 | 0 | 0 |  | 0 | 0 | 0.437 | 0 | 0 | 0 | 0 |  | 0 | 0 | 0.033 | 0 | 0 | 0 | 0 |  | 0 | 0 | 0.437 | 0 | 0 | 0 | 0 |  | 122.08 | 50.67 | 4.031 | 11376.94 | 416.738 | 41.674 |  | 179165 | 74363 | 179165 | 74363 | EIA | EIA | EIA | EIA | EIA | EIA | -- | EIA | EIA | 122.08 | 50.67 | 1.03 | 11376.94 | 416.738 | 41.674 | [8 empty] | 13043.4624 | 0 | 0 | 0 | 0 | 0 | 13736 | 0 | 0 | 0 | 0 | 0 | 0 | 13736 | 13736 | 13736 | 0 | 0 | 0 | 0 | 0 | 0 | 1 | 0 | 0 | 0 | 0 | 0 | 0 | 1 | 1 | 1 | 0 | [7 empty] | https://www.google.com/maps/@?api=1&map_action=map&center=47.531666999999999%2C-116.93&zoom=17&basemap=satellite | 407 | [118 empty] | 0.15 |  |  | 20 |  |  | 0.35 | 0.1 |  |  | 23 |  |  | 0.4 | 0.2 |  |  | 36 |  |  | 0.3 | 0 |  |  | 0 |  |  | 0.05 | 0.04 |  |  | 28 |  |  | 0.12 | 0.01 |  |  | 15 |  |  | 0.06 | 0.39 |  |  | 95 |  |  | 0.16 | 1.3937 | 0.1562 | Biomass | FRS_110013948611
1904 | 3325 | 2021 | ID | Hidden Hollow Energy | 57861 | Idaho Power Co | 9191 | Hidden Hollow Energy LLC | 57189 | IPP Non-CHP | Idaho Power Company | IPCO | WECC | NWPP | WECC Northwest |  | 16 | 1 | Ada | 43.6972 | -116.2714 | 2 | 2 | LFG | BIOMASS |  | 0.90304 | 3.2 | 0 | Yes | [5 empty] | 242505 | 100652 | 242505 | 100652 | 25314 | 10507 | 0 | 0 | 4.062 | 0 | 0 | 0 | 0 |  | 0 | 0 | 0.321 | 0 | 0 | 0 | 0 |  | 0 | 0 | 0.034 | 0 | 0 | 0 | 0 |  | 0 | 0 | 0.321 | 0 | 0 | 0 | 0 |  | 194.486 | 80.722 | 5.456 | 15399.016 | 564.067 | 56.407 |  | 242505 | 100652 | 242505 | 100652 | EIA | EIA | EIA | EIA | EIA | EIA | -- | EIA | EIA | 194.486 | 80.722 | 1.394 | 15399.016 | 564.067 | 56.407 | [8 empty] | 9579.8767 | 0 | 0 | 0 | 0 | 0 | 25314 | 0 | 0 | 0 | 0 | 0 | 0 | 25314 | 25314 | 25314 | 0 | 0 | 0 | 0 | 0 | 0 | 1 | 0 | 0 | 0 | 0 | 0 | 0 | 1 | 1 | 1 | 0 | [7 empty] | https://www.google.com/maps/@?api=1&map_action=map&center=43.697221999999996%2C-116.271389&zoom=17&basemap=satellite | 29787 | [118 empty] | 0.14 |  |  | 18 |  |  | 0.35 | 0.1 |  |  | 24 |  |  | 0.4 | 0.17 |  |  | 32 |  |  | 0.3 | 0 |  |  | 0 |  |  | 0.05 | 0.04 |  |  | 27 |  |  | 0.12 | 0.04 |  |  | 37 |  |  | 0.06 | 0.2 |  |  | 68 |  |  | 0.16 | 1.8131 | 0.13954 | Biomass | FRS_
1905 | 8977 | 2021 | OR | Covanta Marion Inc | 50630 | Portland General Electric Co | 15248 | Covanta Marion Inc | 4476 | IPP Non-CHP | Portland General Electric Company | PGE | WECC | NWPP | WECC Northwest |  | 41 | 47 | MARION | 45.0485 | -122.9628 | 2 | 1 | MSW | BIOMASS |  | 0.56632 | 13.1 | 0.38946 | Yes | Yes | 0 |  | 1 |  | 1614463.405 | 660647.099 | 1614463.405 | 660647.099 | 64989 | 24893 | 278.752 | 120.729 | 4.489 | 88777.634 | 113894.901 | 14948.704 | 92428.677 |  | 8.578 | 9.7 | 0.138 | 2732.082 | 1.753 | 0.23 | 2844.441 |  | 0.345 | 0.365 | 0.006 | 109.978 | 0.071 | 0.009 | 114.501 |  | 8.578 | 9.7 | 0.138 | 2732.082 | 1.753 | 0.23 | 2844.441 |  | 278.752 | 120.729 | 4.489 | 161412.619 | 113894.901 | 14948.704 |  | 1614463.405 | 660647.099 | 1614463.405 | 660647.099 | EIA | EIA | EIA | EIA | EIA | EIA | -- | EIA | EIA |  |  |  | 72634.985 |  |  | 0 | 0 | 0 | 0 | 0 | 0 | 0 | 0 | 24842.1026 | 0 | 0 | 0.773 | 0 | 0 | 29244.919 | 0 | 0 | 0 | 35743.308 | 0 | 35744.081 | 29244.919 | 29244.919 | 64989 | 0 | 0 | 0 | 1.1894e-05 | 0 | 0 | 0.45 | 0 | 0 | 0 | 0.54999 | 0 | 0.55 | 0.45 | 0.45 | 1 | 0 | [7 empty] | https://www.google.com/maps/@?api=1&map_action=map&center=45.048467000000002%2C-122.962761&zoom=17&basemap=satellite | 6806 | [118 empty] | 0.29 |  |  | 50 |  |  | 0.35 | 0.32 |  |  | 53 |  |  | 0.4 | 0.26 |  |  | 47 |  |  | 0.3 | 0.06 |  |  | 77 |  |  | 0.05 | 0.17 |  |  | 75 |  |  | 0.12 | 0.07 |  |  | 67 |  |  | 0.06 | 0.16 |  |  | 53 |  |  | 0.16 |  |  | Biomass | FRS_110001653434
1906 | 3331 | 2021 | ID | Kettle Butte Digester, LLC | 57345 | PacifiCorp | 14354 | Kettle Butte Digester, LLC | 62697 | IPP CHP | PacifiCorp - East | PACE | WECC | NWPP | WECC Northwest |  | 16 | 51 | JEFFERSON | 43.6319 | -112.2797 | 2 | 2 | OBG | BIOMASS |  | 0 | 1.8 |  |  | Yes | 0 |  | 1 | [5 empty] | 0 | 0 | 0 |  | 0 | 0 | [45 empty] | -- | [17 empty] | 0 | 0 | 0 | 0 | 0 | 0 | 0 | 0 | 0 | 0 | 0 | 0 | 0 | 0 | 0 | 0 | [23 empty] | https://www.google.com/maps/@?api=1&map_action=map&center=43.631943999999997%2C-112.27972200000001&zoom=17&basemap=satellite | 11 | [118 empty] | 0.26 |  |  | 44 |  |  | 0.35 | 0.23 |  |  | 42 |  |  | 0.4 | 0.29 |  |  | 51 |  |  | 0.3 | 0.09 |  |  | 83 |  |  | 0.05 | 0.17 |  |  | 75 |  |  | 0.12 | 0.08 |  |  | 73 |  |  | 0.06 | 0.13 |  |  | 41 |  |  | 0.16 | 0.061251 | 0.087005 | Biomass | FRS_110040494060
1907 | 3333 | 2021 | ID | Langley Gulch Power Plant | 57028 | Idaho Power Co | 9191 | Idaho Power Co | 9191 | Electric Utility | Idaho Power Company | IPCO | WECC | NWPP | WECC Northwest |  | 16 | 75 | Payette | 43.9044 | -116.8197 | 1 | 2 | NG | GAS |  | 0.6907 | 318.5 | 0.18216 | [6 empty] | 13381446.9 | 6322162.603 | 13381446.9 | 6322162.603 | 1927107 | 909651 | 44.843 | 21.204 | 4.015 | 795241.225 | 30039.538 | 3003.954 | 796064.308 |  | 0.047 | 0.047 | 0.004 | 825.321 | 0.016 | 0.002 | 826.176 |  | 0.007 | 0.007 | 0.001 | 118.857 | 0.002 | 0 | 118.98 |  | 0.047 | 0.047 | 0.004 | 825.321 | 0.016 | 0.002 | 826.176 |  | 44.843 | 21.204 | 4.015 | 795241.225 | 30039.538 | 3003.954 |  | 13381446.9 | 6322162.603 | 13381446.9 | 6322162.603 | EPA/CAMD | EPA/CAMD | EPA/CAMD | EPA/CAMD | EIA | EIA | -- | EPA/CAMD | EPA/CAMD | [14 empty] | 6943.8007 | 0 | 0 | 1927107 | 0 | 0 | 0 | 0 | 0 | 0 | 0 | 0 | 1927107 | 0 | 0 | 1927107 | 0 | 0 | 0 | 1 | 0 | 0 | 0 | 0 | 0 | 0 | 0 | 0 | 1 | 0 | 0 | 1 | 0 | Yes |  | 10645433.52 | 632647.584 | 34.051 | 3.194 |  | https://www.google.com/maps/@?api=1&map_action=map&center=43.904443999999998%2C-116.819722&zoom=17&basemap=satellite | 633 | [118 empty] | 0.23 |  |  | 39 |  |  | 0.35 | 0.14 |  |  | 30 |  |  | 0.4 | 0.32 |  |  | 58 |  |  | 0.3 | 0 |  |  | 0 |  |  | 0.05 | 0.08 |  |  | 47 |  |  | 0.12 | 0.12 |  |  | 90 |  |  | 0.06 | 0.17 |  |  | 56 |  |  | 0.16 | 34.8341 | 0.045791 | Gas | FRS_110055511762
1908 | 3351 | 2021 | ID | Milner Butte LFGE | 63755 | Idaho Power Co | 9191 | Southern Idaho Solid Waste | 63439 | Commercial Non-CHP | Idaho Power Company | IPCO | WECC | NWPP | WECC Northwest |  | 16 | 31 | Cassia | 42.4669 | -114.0046 | 2 | 2 | LFG | BIOMASS |  | 0.80497 | 2.6 | 0 | Yes | [5 empty] | 159229 | 66087 | 159229 | 66087 | 18334 | 7610 | 0 | 0 | 2.667 | 0 | 0 | 0 | 0 |  | 0 | 0 | 0.291 | 0 | 0 | 0 | 0 |  | 0 | 0 | 0.033 | 0 | 0 | 0 | 0 |  | 0 | 0 | 0.291 | 0 | 0 | 0 | 0 |  | 112.956 | 46.882 | 3.583 | 10111.008 | 370.367 | 37.037 |  | 159229 | 66087 | 159229 | 66087 | EIA | EIA | EIA | EIA | EIA | EIA | -- | EIA | EIA | 112.956 | 46.882 | 0.916 | 10111.008 | 370.367 | 37.037 | [8 empty] | 8684.9024 | 0 | 0 | 0 | 0 | 0 | 18334 | 0 | 0 | 0 | 0 | 0 | 0 | 18334 | 18334 | 18334 | 0 | 0 | 0 | 0 | 0 | 0 | 1 | 0 | 0 | 0 | 0 | 0 | 0 | 1 | 1 | 1 | 0 | [7 empty] | https://www.google.com/maps/@?api=1&map_action=map&center=42.466911000000003%2C-114.00456699999999&zoom=17&basemap=satellite | 79 | [118 empty] | 0.38 |  |  | 62 |  |  | 0.35 | 0.4 |  |  | 59 |  |  | 0.4 | 0.36 |  |  | 63 |  |  | 0.3 | 0.15 |  |  | 90 |  |  | 0.05 | 0.29 |  |  | 90 |  |  | 0.12 | 0.1 |  |  | 85 |  |  | 0.06 | 0.13 |  |  | 40 |  |  | 0.16 | 1.1408 | 0.12917 | Biomass | FRS_110070871635
1909 | 3369 | 2021 | ID | Plummer Cogen | 55090 | Avista Corp | 20169 | Stimson Lumber Company | 54900 | IPP CHP | Avista Corporation | AVA | WECC | NWPP | WECC Northwest |  | 16 | 9 | Benewah | 47.331 | -116.8904 | 1 | 1 | WDS | BIOMASS |  | 0.64676 | 6.2 | 0.25539 | Yes | Yes | 389361.6 | 0.308 | 0.29106 |  | 197028.08 | 72372.625 | 197028.08 | 72372.625 | 35127 | 16337 | 12.314 | 4.523 | 2.463 | 0 | 13899.933 | 1824.366 | 445.58 |  | 0.701 | 0.554 | 0.14 | 0 | 0.396 | 0.052 | 25.37 |  | 0.125 | 0.125 | 0.025 | 0 | 0.071 | 0.009 | 4.523 |  | 0.701 | 0.554 | 0.14 | 0 | 0.396 | 0.052 | 25.37 |  | 42.309 | 15.541 | 8.462 | 69993.824 | 47757.033 | 6268.111 |  | 676944 | 248656 | 676944 | 248656 | EIA | EIA | EIA | EIA | EIA | EIA | -- | EIA | EIA |  |  |  | 69993.824 |  |  | 479915.92 | 176283.375 | 29.995 | 11.018 | 5.999 | 0 | 33857.099 | 4443.744 | 5609.021 | 0 | 0 | 0 | 0 | 0 | 35127 | 0 | 0 | 0 | 0 | 0 | 0 | 35127 | 35127 | 35127 | 0 | 0 | 0 | 0 | 0 | 0 | 1 | 0 | 0 | 0 | 0 | 0 | 0 | 1 | 1 | 1 | 0 | [7 empty] | https://www.google.com/maps/@?api=1&map_action=map&center=47.331006000000002%2C-116.89035199999999&zoom=17&basemap=satellite | 1318 | [118 empty] | 0.38 |  |  | 62 |  |  | 0.35 | 0.35 |  |  | 55 |  |  | 0.4 | 0.4 |  |  | 69 |  |  | 0.3 | 0 |  |  | 0 |  |  | 0.05 | 0.12 |  |  | 63 |  |  | 0.12 | 0.06 |  |  | 57 |  |  | 0.06 | 0.19 |  |  | 65 |  |  | 0.16 | 1.9171 | 0.10498 | Biomass | FRS_110022811876
1910 | 5782 | 2021 | MN | Sappi Cloquet Mill | 50639 | ALLETE, Inc. | 12647 | Sappi Cloquet LLC | 16653 | Industrial CHP | Midcontinent Independent Transmission System Operator, Inc.. | MISO | MRO | MROW | MRO West | MISO | 27 | 17 | Carlton | 46.7243 | -92.4298 | 8 | 7 | BLQ | BIOMASS |  | 0.61214 | 94.5 | 0.3131 | Yes | Yes | 10938331.2 | 0.158 | 0.17411 |  | 2782690.901 | 1053989.929 | 2895983.902 | 1085987.929 | 506742.31 | 208856.197 | 188.142 | 67.234 | 613.574 | 22378.553 | 47664.089 | 13399.605 | 24970.896 |  | 0.743 | 0.644 | 2.422 | 88.323 | 0.094 | 0.026 | 98.555 |  | 0.135 | 0.128 | 0.441 | 16.084 | 0.017 | 0.005 | 17.947 |  | 0.762 | 0.661 | 2.484 | 90.614 | 0.096 | 0.027 | 101.111 |  | 1080.575 | 386.153 | 3523.993 | 1635736.1 | 273753.472 | 76959.162 |  | 15982080.42 | 6053475.724 | 16095373.43 | 6085473.724 | EIA | EIA |  | EIA | EIA | EIA | -- | [5 empty] | 1507207.329 |  |  | 13199389.52 | 4999485.795 | 892.433 | 318.919 | 2910.42 | 106150.217 | 226089.384 | 63559.557 | 5633.7723 | 0 | 751.986 | 58120.435 | 0 | 12811.59 | 435057.889 | 0 | 0 | 0 | 0 | 0 | 58872.421 | 447869.479 | 435057.889 | 493930.31 | 12811.59 | 0 | 0.001484 | 0.11469 | 0 | 0.025282 | 0.85854 | 0 | 0 | 0 | 0 | 0 | 0.11618 | 0.88382 | 0.85854 | 0.97472 | 0.025282 | [7 empty] | https://www.google.com/maps/@?api=1&map_action=map&center=46.724299999999999%2C-92.4298&zoom=17&basemap=satellite | 13123 | [118 empty] | 0.19 |  |  | 30 |  |  | 0.35 | 0.1 |  |  | 24 |  |  | 0.4 | 0.28 |  |  | 51 |  |  | 0.3 | 0.01 |  |  | 59 |  |  | 0.05 | 0.04 |  |  | 30 |  |  | 0.12 | 0.06 |  |  | 57 |  |  | 0.06 | 0.17 |  |  | 55 |  |  | 0.16 | 12.4814 | 0.053478 | Biomass | FRS_110000426263
1911 | 3376 | 2021 | ID | Rock Creek Dairy | 58142 | Idaho Power Co | 9191 | New Energy One LLC | 58098 | IPP Non-CHP | Idaho Power Company | IPCO | WECC | NWPP | WECC Northwest |  | 16 | 83 | Twin Falls | 42.5003 | -114.615 | 2 | 2 | OBG | BIOMASS |  | 0.34297 | 3.2 | 0.76172 | Yes | [5 empty] | 115184 | 47808 | 115184 | 47808 | 9614 | 3990 | 255.736 | 106.144 | 0.374 | 0 | 267.918 | 26.792 | 7.341 |  | 53.201 | 53.205 | 0.078 | 0 | 0.028 | 0.003 | 1.527 |  | 4.44 | 4.44 | 0.007 | 0 | 0.002 | 0 | 0.127 |  | 53.201 | 53.205 | 0.078 | 0 | 0.028 | 0.003 | 1.527 |  | 255.736 | 106.144 | 0.374 | 7314.16 | 267.918 | 26.792 |  | 115184 | 47808 | 115184 | 47808 | EIA | EIA | EIA | EIA | EIA | EIA | -- | EIA | EIA |  |  |  | 7314.16 | [10 empty] | 11980.8612 | 0 | 0 | 0 | 0 | 0 | 9614 | 0 | 0 | 0 | 0 | 0 | 0 | 9614 | 9614 | 9614 | 0 | 0 | 0 | 0 | 0 | 0 | 1 | 0 | 0 | 0 | 0 | 0 | 0 | 1 | 1 | 1 | 0 | [7 empty] | https://www.google.com/maps/@?api=1&map_action=map&center=42.500278000000002%2C-114.61499999999999&zoom=17&basemap=satellite | 728 | [118 empty] | 0.29 |  |  | 49 |  |  | 0.35 | 0.25 |  |  | 45 |  |  | 0.4 | 0.32 |  |  | 58 |  |  | 0.3 | 0.01 |  |  | 57 |  |  | 0.05 | 0.17 |  |  | 74 |  |  | 0.12 | 0.06 |  |  | 60 |  |  | 0.06 | 0.16 |  |  | 51 |  |  | 0.16 | 0.97993 | 0.2339 | Biomass | FRS_110057111566
1912 | 3740 | 2021 | IN | Covanta Indianapolis Energy | 50647 | Indianapolis Power & Light Co | 9273 | Covanta Indianapolis Inc | 4497 | Commercial CHP | Midcontinent Independent Transmission System Operator, Inc.. | MISO | RFC | RFCW | RFC West | MISO | 18 | 97 | Marion | 39.7345 | -86.1891 | 1 | 1 | MSW | BIOMASS |  | 0.73653 | 6.5 | 0.10578 | Yes | Yes | 5650397.6 | 0.025 | 0.032672 |  | 240787.382 | 109761.788 | 240787.382 | 109761.788 | 41938 | 17633 | 56.102 | 25.117 | 19.075 | 13338.937 | 16837.63 | 2209.788 | 13878.665 |  | 2.675 | 2.849 | 0.91 | 636.126 | 0.401 | 0.053 | 661.866 |  | 0.466 | 0.458 | 0.158 | 110.794 | 0.07 | 0.009 | 115.277 |  | 2.675 | 2.849 | 0.91 | 636.126 | 0.401 | 0.053 | 661.866 |  | 1717.132 | 768.75 | 583.825 | 736830.709 | 515351.477 | 67635.271 |  | 7369810 | 3359493 | 7369810 | 3359493 | EIA | EIA | EIA | EIA | EIA | EIA | -- | EIA | EIA |  |  |  | 328564.183 |  |  | 7129022.618 | 3249731.212 | 1661.03 | 743.633 | 564.75 | 394927.589 | 498513.847 | 65425.482 | 5741.5085 | 0 | 0 | 379.78 | 0 | 0 | 18701.264 | 0 | 0 | 0 | 22856.956 | 0 | 23236.736 | 18701.264 | 18701.264 | 41938 | 0 | 0 | 0 | 0.0090557 | 0 | 0 | 0.44593 | 0 | 0 | 0 | 0.54502 | 0 | 0.55407 | 0.44593 | 0.44593 | 1 | 0 | [7 empty] | https://www.google.com/maps/@?api=1&map_action=map&center=39.734456000000002%2C-86.189075000000003&zoom=17&basemap=satellite | 51240 | [118 empty] | 0.42 |  |  | 67 |  |  | 0.35 | 0.36 |  |  | 56 |  |  | 0.4 | 0.5 |  |  | 80 |  |  | 0.3 | 0.05 |  |  | 75 |  |  | 0.05 | 0.28 |  |  | 89 |  |  | 0.12 | 0.07 |  |  | 69 |  |  | 0.06 | 0.09 |  |  | 25 |  |  | 0.16 | 19.9964 | 0.89638 | Biomass | FRS_110001351625
1913 | 3392 | 2021 | ID | Tamarack Energy Partnership | 50099 | Idaho Power Co | 9191 | Tamarack Energy | 18461 | IPP CHP | Idaho Power Company | IPCO | WECC | NWPP | WECC Northwest |  | 16 | 3 | Adams | 44.9549 | -116.3871 | 1 | 1 | WDS | BIOMASS |  | 0.24875 | 6.2 | 0.91875 | Yes | Yes | 326677.6 | 0.141 | 0.15839 |  | 79017.499 | 40846.892 | 79017.499 | 40846.892 | 13510 | 7745 | 9.296 | 4.805 | 0.988 | 0 | 5574.525 | 731.656 | 178.698 |  | 1.376 | 1.241 | 0.146 | 0 | 0.413 | 0.054 | 26.454 |  | 0.235 | 0.235 | 0.025 | 0 | 0.071 | 0.009 | 4.523 |  | 1.376 | 1.241 | 0.146 | 0 | 0.413 | 0.054 | 26.454 |  | 58.692 | 30.34 | 6.236 | 51583.098 | 35195.33 | 4619.387 |  | 498885 | 257891 | 498885 | 257891 | EIA | EIA | EIA | EIA | EIA | EIA | -- | EIA | EIA |  |  |  | 51583.098 |  |  | 419867.501 | 217044.108 | 49.396 | 25.535 | 5.248 | 51583.098 | 29620.805 | 3887.731 | 5848.8156 | 0 | 0 | 0 | 0 | 0 | 13510 | 0 | 0 | 0 | 0 | 0 | 0 | 13510 | 13510 | 13510 | 0 | 0 | 0 | 0 | 0 | 0 | 1 | 0 | 0 | 0 | 0 | 0 | 0 | 1 | 1 | 1 | 0 | [7 empty] | https://www.google.com/maps/@?api=1&map_action=map&center=44.954853%2C-116.387134&zoom=17&basemap=satellite | 93 | [118 empty] | 0.14 |  |  | 18 |  |  | 0.35 | 0.07 |  |  | 18 |  |  | 0.4 | 0.21 |  |  | 38 |  |  | 0.3 | 0 |  |  | 0 |  |  | 0.05 | 0.02 |  |  | 19 |  |  | 0.12 | 0.04 |  |  | 40 |  |  | 0.06 | 0.2 |  |  | 66 |  |  | 0.16 | 1.2414 | 0.10532 | Biomass | FRS_110020061653
1914 | 3406 | 2021 | IL | 1515 S Caron Road | 7770 | Rochelle Municipal Utilities | 16179 | Rochelle Municipal Utilities | 16179 | Electric Utility | PJM Interconnection, LLC | PJM | RFC | RFCW | RFC West | PJM | 17 | 141 | Ogle | 41.9084 | -89.0466 | 1 | 1 | NG | GAS |  | 0.00552 | 4.2 | 1 | [6 empty] | 3859 | 1766 | 3859 | 1766 | 203 | 93 | 0.588 | 0.269 | 0.006 | 225.537 | 8.508 | 0.851 | 225.77 |  | 5.793 | 5.785 | 0.061 | 2222.039 | 0.042 | 0.004 | 2224.336 |  | 0.305 | 0.305 | 0.003 | 116.889 | 0.002 | 0 | 117.01 |  | 5.793 | 5.785 | 0.061 | 2222.039 | 0.042 | 0.004 | 2224.336 |  | 0.588 | 0.269 | 0.006 | 225.537 | 8.508 | 0.851 |  | 3859 | 1766 | 3859 | 1766 | EIA | EIA | EIA | EIA | EIA | EIA | -- | EIA | EIA | [14 empty] | 19009.8522 | 0 | 0 | 203 | 0 | 0 | 0 | 0 | 0 | 0 | 0 | 0 | 203 | 0 | 0 | 203 | 0 | 0 | 0 | 1 | 0 | 0 | 0 | 0 | 0 | 0 | 0 | 0 | 1 | 0 | 0 | 1 | 0 | [7 empty] | https://www.google.com/maps/@?api=1&map_action=map&center=41.9084%2C-89.046599999999998&zoom=17&basemap=satellite | 9209 | [118 empty] | 0.27 |  |  | 46 |  |  | 0.35 | 0.27 |  |  | 47 |  |  | 0.4 | 0.28 |  |  | 50 |  |  | 0.3 | 0.08 |  |  | 81 |  |  | 0.05 | 0.15 |  |  | 72 |  |  | 0.12 | 0.05 |  |  | 45 |  |  | 0.06 | 0.16 |  |  | 54 |  |  | 0.16 | 0.0012383 | 0.016187 | Gas | FRS_110001809428
1915 | 8064 | 2021 | NY | Covanta Babylon Inc | 50649 | Long Island Power Authority | 11171 | Covanta Babylon Inc | 4484 | Commercial Non-CHP | New York Independent System Operator | NYIS | NPCC | NYLI | NPCC Long Island | NYISO | 36 | 103 | Suffolk | 40.7348 | -73.3868 | 2 | 1 | MSW | BIOMASS |  | 0.77205 | 17 | 0.046591 | Yes | Yes | 0 |  | 1 |  | 2482422.778 | 1053322.535 | 2482422.778 | 1053322.535 | 114973 | 48427 | 233.409 | 97.645 | 210.228 | 136702.53 | 174659.604 | 22927.411 | 142301.959 |  | 4.06 | 4.033 | 3.657 | 2377.994 | 1.519 | 0.199 | 2475.398 |  | 0.188 | 0.185 | 0.169 | 110.136 | 0.07 | 0.009 | 114.648 |  | 4.06 | 4.033 | 3.657 | 2377.994 | 1.519 | 0.199 | 2475.398 |  | 233.409 | 97.645 | 210.228 | 248057.217 | 174659.604 | 22927.411 |  | 2482422.778 | 1053322.535 | 2482422.778 | 1053322.535 | EIA | EIA | EIA | EIA | EIA | EIA | -- | EIA | EIA |  |  |  | 111354.687 |  |  | 0 | 0 | 0 | 0 | 0 | 0 | 0 | 0 | 21591.3543 | 0 | 338.408 | 0 | 0 | 0 | 51585.278 | 0 | 0 | 0 | 63049.314 | 0 | 63387.722 | 51585.278 | 51585.278 | 114973 | 0 | 0 | 0.0029434 | 0 | 0 | 0 | 0.44867 | 0 | 0 | 0 | 0.54838 | 0 | 0.55133 | 0.44867 | 0.44867 | 1 | 0 | [7 empty] | https://www.google.com/maps/@?api=1&map_action=map&center=40.7348%2C-73.386799999999994&zoom=17&basemap=satellite | 109180 | [118 empty] | 0.33 |  |  | 56 |  |  | 0.35 | 0.5 |  |  | 67 |  |  | 0.4 | 0.16 |  |  | 29 |  |  | 0.3 | 0.04 |  |  | 72 |  |  | 0.05 | 0.13 |  |  | 66 |  |  | 0.12 | 0.06 |  |  | 57 |  |  | 0.06 | 0.14 |  |  | 46 |  |  | 0.16 |  |  | Biomass | FRS_110028041349
1916 | 3408 | 2021 | IL | Adkins Energy LLC | 58136 | Commonwealth Edison Co | 4110 | Adkins Energy LLC | 58089 | Industrial CHP | PJM Interconnection, LLC | PJM | RFC | RFCW | RFC West | PJM | 17 | 177 | Stephenson | 42.3622 | -89.8036 | 2 | 2 | NG | GAS |  | 0.65782 | 6.8 | 0.23697 |  | Yes | 419040 | 0.319 | 0.29851 |  | 206879.738 | 94681.408 | 206879.738 | 94681.408 | 39185 | 17933.598 | 25.664 | 11.746 | 0.331 | 12090.989 | 456.092 | 45.609 | 12103.486 |  | 1.31 | 1.31 | 0.017 | 617.123 | 0.012 | 0.001 | 617.761 |  | 0.248 | 0.248 | 0.003 | 116.889 | 0.002 | 0 | 117.01 |  | 1.31 | 1.31 | 0.017 | 617.123 | 0.012 | 0.001 | 617.761 |  | 85.973 | 39.347 | 1.108 | 40504.338 | 1527.891 | 152.789 |  | 693039 | 317179 | 693039 | 317179 | EIA | EIA | EIA | EIA | EIA | EIA | -- | EIA | EIA | [6 empty] | 486159.262 | 222497.592 | 60.309 | 27.601 | 0.777 | 28413.349 | 1071.799 | 107.18 | 5279.5646 | 0 | 0 | 39185 | 0 | 0 | 0 | 0 | 0 | 0 | 0 | 0 | 39185 | 0 | 0 | 39185 | 0 | 0 | 0 | 1 | 0 | 0 | 0 | 0 | 0 | 0 | 0 | 0 | 1 | 0 | 0 | 1 | 0 | [7 empty] | https://www.google.com/maps/@?api=1&map_action=map&center=42.362222000000003%2C-89.803611000000004&zoom=17&basemap=satellite | 3190 | [118 empty] | 0.16 |  |  | 22 |  |  | 0.35 | 0.04 |  |  | 12 |  |  | 0.4 | 0.27 |  |  | 48 |  |  | 0.3 | 0.03 |  |  | 68 |  |  | 0.05 | 0.08 |  |  | 47 |  |  | 0.12 | 0.05 |  |  | 49 |  |  | 0.06 | 0.26 |  |  | 82 |  |  | 0.16 | 0.31384 | 0.019036 | Gas | FRS_110008978552
1917 | 5003 | 2021 | ME | ReEnergy Stratton LLC | 50650 | Central Maine Power Co | 3266 | ReEnergy Stratton LLC | 1950 | IPP Non-CHP | ISO New England Inc. | ISNE | NPCC | NEWE | NPCC New England | ISONE | 23 | 7 | Franklin | 45.1406 | -70.4256 | 1 | 1 | WDS | BIOMASS |  | 0.88677 | 47 | 0 | Yes | [5 empty] | 4539312 | 1833064 | 4539312 | 1833064 | 365100 | 150364 | 163.415 | 65.99 | 56.741 | 0 | 320239.299 | 42031.408 | 10265.671 |  | 0.895 | 0.878 | 0.311 | 0 | 0.877 | 0.115 | 56.235 |  | 0.072 | 0.072 | 0.025 | 0 | 0.071 | 0.009 | 4.523 |  | 0.895 | 0.878 | 0.311 | 0 | 0.877 | 0.115 | 56.235 |  | 163.415 | 65.99 | 56.741 | 469350.205 | 320239.299 | 42031.408 |  | 4539312 | 1833064 | 4539312 | 1833064 | EIA | EIA | EIA | EIA | EIA | EIA | -- | EIA | EIA |  |  |  | 469350.205 | [10 empty] | 12433.0649 | 0 | 0 | 0 | 0 | 0 | 365100 | 0 | 0 | 0 | 0 | 0 | 0 | 365100 | 365100 | 365100 | 0 | 0 | 0 | 0 | 0 | 0 | 1 | 0 | 0 | 0 | 0 | 0 | 0 | 1 | 1 | 1 | 0 | [7 empty] | https://www.google.com/maps/@?api=1&map_action=map&center=45.140613999999999%2C-70.425577000000004&zoom=17&basemap=satellite | 520 | [118 empty] | 0.26 |  |  | 44 |  |  | 0.35 | 0.04 |  |  | 12 |  |  | 0.4 | 0.48 |  |  | 77 |  |  | 0.3 | 0 |  |  | 0 |  |  | 0.05 | 0.1 |  |  | 58 |  |  | 0.12 | 0.05 |  |  | 53 |  |  | 0.06 | 0.21 |  |  | 72 |  |  | 0.16 | 36.6955 | 0.24633 | Biomass | FRS_110028023877
1918 | 3414 | 2021 | IL | Alsey Station | 7818 | Prairie Power, Inc | 40307 | Prairie Power, Inc | 40307 | Electric Utility | Midcontinent Independent Transmission System Operator, Inc.. | MISO | SERC | SRMW | SERC Midwest | MISO | 17 | 171 | Scott | 39.5698 | -90.436 | 4 | 6 | NG | GAS |  | 0.03679 | 173 | 1 | [6 empty] | 469164.386 | 256199.865 | 469164.386 | 256199.865 | 55749.001 | 25246.998 | 29.76 | 16.199 | 0.251 | 28273.34 | 1483.556 | 163.37 | 28316.227 |  | 1.068 | 1.283 | 0.009 | 1014.308 | 0.027 | 0.003 | 1015.847 |  | 0.127 | 0.126 | 0.001 | 120.526 | 0.003 | 0 | 120.709 |  | 1.068 | 1.283 | 0.009 | 1014.308 | 0.027 | 0.003 | 1015.847 |  | 29.76 | 16.199 | 0.251 | 28273.34 | 1483.556 | 163.37 |  | 469164.386 | 256199.865 | 469164.386 | 256199.865 | EPA/CAMD | EPA/CAMD | EPA/CAMD | EPA/CAMD; EIA | EIA | EIA | -- | EPA/CAMD | EPA/CAMD | [14 empty] | 8415.6556 | 0 | 2016.768 | 53732.232 | 0 | 0 | 0 | 0 | 0 | 0 | 0 | 0 | 55749 | 0 | 0 | 55749 | 0 | 0 | 0.036176 | 0.96382 | 0 | 0 | 0 | 0 | 0 | 0 | 0 | 0 | 1 | 0 | 0 | 1 | 0 | Yes |  | 629068.215 | 30352.492 | 37.707 | 0.188 |  | https://www.google.com/maps/@?api=1&map_action=map&center=39.569771000000003%2C-90.436019999999999&zoom=17&basemap=satellite | 553 | [118 empty] | 0.12 |  |  | 14 |  |  | 0.35 | 0.02 |  |  | 6 |  |  | 0.4 | 0.22 |  |  | 40 |  |  | 0.3 | 0 |  |  | 0 |  |  | 0.05 | 0.04 |  |  | 30 |  |  | 0.12 | 0.05 |  |  | 51 |  |  | 0.06 | 0.23 |  |  | 77 |  |  | 0.16 | 0.81876 | 0.055017 | Gas | FRS_110054912387
1919 | 8222 | 2021 | NY | Huntington Resource Recovery Facility | 50656 | Long Island Power Authority | 11171 | Huntington Resource Recovery | 9097 | IPP Non-CHP | New York Independent System Operator | NYIS | NPCC | NYLI | NPCC Long Island | NYISO | 36 | 103 | Suffolk | 40.8814 | -73.2906 | 3 | 1 | MSW | BIOMASS |  | 0.78205 | 28 | 0.029925 | Yes | [5 empty] | 3412369.944 | 1481190.779 | 3412369.944 | 1481190.779 | 191820 | 80591 | 366.25 | 155.984 | 2.892 | 187770.92 | 240094.594 | 31516.988 | 195468.134 |  | 3.819 | 3.871 | 0.03 | 1957.783 | 1.252 | 0.164 | 2038.037 |  | 0.215 | 0.211 | 0.002 | 110.053 | 0.07 | 0.009 | 114.564 |  | 3.819 | 3.871 | 0.03 | 1957.782 | 1.252 | 0.164 | 2038.037 |  | 366.25 | 155.984 | 2.892 | 340843.398 | 240094.594 | 31516.988 |  | 3412369.944 | 1481190.779 | 3412369.944 | 1481190.779 | EIA | EIA | EIA | EIA | EIA | EIA | -- | EIA | EIA |  |  |  | 153072.478 | [10 empty] | 17789.4374 | 0 | 0 | 561.391 | 0 | 0 | 86065.533 | 0 | 0 | 0 | 105193.08 | 0 | 105754.471 | 86065.533 | 86065.533 | 191820.004 | 0 | 0 | 0 | 0.0029267 | 0 | 0 | 0.44868 | 0 | 0 | 0 | 0.54839 | 0 | 0.55132 | 0.44868 | 0.44868 | 1 | 0 | [7 empty] | https://www.google.com/maps/@?api=1&map_action=map&center=40.881399999999999%2C-73.290599999999998&zoom=17&basemap=satellite | 70791 | [118 empty] | 0.11 |  |  | 11 |  |  | 0.35 | 0.12 |  |  | 28 |  |  | 0.4 | 0.09 |  |  | 15 |  |  | 0.3 | 0.01 |  |  | 60 |  |  | 0.05 | 0.03 |  |  | 23 |  |  | 0.12 | 0.05 |  |  | 53 |  |  | 0.06 | 0.19 |  |  | 64 |  |  | 0.16 |  |  | Biomass | FRS_110019785473
1920 | 3415 | 2021 | IL | Altamont | 7990 | City of Altamont - (IL) | 406 | City of Altamont - (IL) | 406 | Electric Utility | Midcontinent Independent Transmission System Operator, Inc.. | MISO | SERC | SRMW | SERC Midwest | MISO | 17 | 49 | Effingham | 39.0687 | -88.7555 | 4 | 4 | DFO | OIL |  | 0.00373 | 7.2 | 1 | [6 empty] | 2365 | 766 | 2365 | 766 | 235 | 76 | 3.832 | 1.24 | 0.343 | 193.132 | 15.642 | 3.128 | 193.794 |  | 32.613 | 32.632 | 2.917 | 1643.677 | 0.067 | 0.013 | 1649.308 |  | 3.241 | 3.238 | 0.29 | 163.325 | 0.007 | 0.001 | 163.885 |  | 32.613 | 32.632 | 2.917 | 1643.677 | 0.067 | 0.013 | 1649.308 |  | 3.832 | 1.24 | 0.343 | 193.132 | 15.642 | 3.128 |  | 2365 | 766 | 2365 | 766 | EIA | EIA | EIA | EIA | EIA | EIA | -- | EIA | EIA | [14 empty] | 10063.8298 | 0 | 235 | 0 | 0 | 0 | 0 | 0 | 0 | 0 | 0 | 0 | 235 | 0 | 0 | 235 | 0 | 0 | 1 | 0 | 0 | 0 | 0 | 0 | 0 | 0 | 0 | 0 | 1 | 0 | 0 | 1 | 0 | [7 empty] | https://www.google.com/maps/@?api=1&map_action=map&center=39.068747000000002%2C-88.755547000000007&zoom=17&basemap=satellite | 3199 | [118 empty] | 0.13 |  |  | 16 |  |  | 0.35 | 0 |  |  | 0 |  |  | 0.4 | 0.25 |  |  | 45 |  |  | 0.3 | 0 |  |  | 0 |  |  | 0.05 | 0.07 |  |  | 44 |  |  | 0.12 | 0.05 |  |  | 55 |  |  | 0.06 | 0.25 |  |  | 81 |  |  | 0.16 | 0.09548 | 3.2924 | Oil | FRS_110010024838
1921 | 4872 | 2021 | MD | Montgomery County Resource Recovery | 50657 | Potomac Electric Power Co | 15270 | Covanta Montgomery, Inc. | 49760 | IPP Non-CHP | PJM Interconnection, LLC | PJM | RFC | RFCE | RFC East | PJM | 24 | 31 | Montgomery | 39.2006 | -77.4556 | 3 | 1 | MSW | BIOMASS |  | 0.59334 | 67.8 | 0.34443 | Yes | [5 empty] | 6078819.617 | 2640365.131 | 6078819.617 | 2640365.131 | 352401 | 153410 | 425.517 | 171.624 | 14.886 | 334375.781 | 426742.072 | 56007.776 | 348055.215 |  | 2.415 | 2.237 | 0.084 | 1897.701 | 1.211 | 0.159 | 1975.336 |  | 0.14 | 0.13 | 0.005 | 110.013 | 0.07 | 0.009 | 114.514 |  | 2.415 | 2.237 | 0.084 | 1897.701 | 1.211 | 0.159 | 1975.336 |  | 425.517 | 171.624 | 14.886 | 606479.18 | 426742.072 | 56007.776 |  | 6078819.617 | 2640365.131 | 6078819.617 | 2640365.131 | EIA | EIA | EIA | EIA | EIA | EIA | -- | EIA | EIA |  |  |  | 272103.399 | [10 empty] | 17249.7229 | 0 | 0 | 1777.991 | 0 | 0 | 157779.75 | 0 | 0 | 0 | 192843.26 | 0 | 194621.251 | 157779.75 | 157779.75 | 352401.001 | 0 | 0 | 0 | 0.0050454 | 0 | 0 | 0.44773 | 0 | 0 | 0 | 0.54723 | 0 | 0.55227 | 0.44773 | 0.44773 | 1 | 0 | [7 empty] | https://www.google.com/maps/@?api=1&map_action=map&center=39.200600000000001%2C-77.455600000000004&zoom=17&basemap=satellite | 1032 | [118 empty] | 0.15 |  |  | 22 |  |  | 0.35 | 0.27 |  |  | 47 |  |  | 0.4 | 0.04 |  |  | 6 |  |  | 0.3 | 0 |  |  | 0 |  |  | 0.05 | 0.05 |  |  | 37 |  |  | 0.12 | 0.06 |  |  | 60 |  |  | 0.06 | 0.13 |  |  | 39 |  |  | 0.16 |  |  | Biomass | FRS_110000545768
1922 | 3419 | 2021 | IL | Archer Daniels Midland Co. | 10865 | Ameren Illinois Company | 56697 | Archer Daniels Midland Co | 772 | Industrial CHP | Midcontinent Independent Transmission System Operator, Inc.. | MISO | SERC | SRMW | SERC Midwest | MISO | 17 | 115 | Macon | 39.8701 | -88.8908 | 11 | 7 | BIT | COAL | Yes | 0.36976 | 335 | 0.71706 | Yes | Yes | 24345809.6 | 0.152 | 0.16862 |  | 5319307.65 | 2149890.762 | 5319307.65 | 2149890.762 | 1085111 | 453758 | 298.675 | 126.92 | 16199.946 | 540406.294 | 150723.249 | 21909.408 | 545554.836 |  | 0.55 | 0.559 | 29.859 | 996.039 | 0.139 | 0.02 | 1005.528 |  | 0.112 | 0.118 | 6.091 | 203.187 | 0.028 | 0.004 | 205.122 |  | 0.55 | 0.559 | 29.859 | 996.039 | 0.139 | 0.02 | 1005.528 |  | 1771.239 | 752.676 | 96070.85 | 3204781.778 | 893836.966 | 129929.78 |  | 31545191.86 | 12749538.29 | 31545191.86 | 12749538.29 | EPA/CAMD | EPA/CAMD | EIA | EIA | EIA | EIA | -- | EPA/CAMD; EIA | EPA/CAMD; EIA |  |  |  | 0 |  |  | 26225884.21 | 10599647.53 | 1472.564 | 625.756 | 79870.904 | 2664375.484 | 743113.717 | 108020.372 | 4902.0861 | 1081116.3 | 0 | 1705.699 | 0 | 0 | 0 | 0 | 0 | 0 | 2289.011 | 0 | 1085111.01 | 0 | 0 | 1085111.01 | 0 | 0.99632 | 0 | 0.0015719 | 0 | 0 | 0 | 0 | 0 | 0 | 0.0021095 | 0 | 1 | 0 | 0 | 1 | 0 | Yes |  | 10602524.58 |  | 1734.289 |  |  | https://www.google.com/maps/@?api=1&map_action=map&center=39.870074000000002%2C-88.890755999999996&zoom=17&basemap=satellite | 19210 | [118 empty] | 0.36 |  |  | 60 |  |  | 0.35 | 0.28 |  |  | 49 |  |  | 0.4 | 0.45 |  |  | 75 |  |  | 0.3 | 0 |  |  | 0 |  |  | 0.05 | 0.14 |  |  | 68 |  |  | 0.12 | 0.06 |  |  | 57 |  |  | 0.06 | 0.19 |  |  | 62 |  |  | 0.16 | 21.4675 | 0.036429 | Coal | FRS_110050297936
1923 | 10701 | 2021 | VA | Covanta Fairfax Energy | 50658 | Virginia Electric & Power Co | 19876 | Covanta Fairfax Inc | 4425 | IPP Non-CHP | PJM Interconnection, LLC | PJM | SERC | SRVC | SERC Virginia/Carolina | PJM | 51 | 59 | Fairfax | 38.695 | -77.2411 | 4 | 2 | MSW | BIOMASS |  | 0.63817 | 124 | 0.26972 | Yes | [5 empty] | 11815283.74 | 5122102.395 | 11815283.74 | 5122102.395 | 693204 | 285184 | 1072.655 | 916.095 | 145.368 | 649993.271 | 827915.801 | 108658.273 | 676532.301 |  | 3.095 | 6.425 | 0.419 | 1875.33 | 1.194 | 0.157 | 1951.9 |  | 0.182 | 0.358 | 0.025 | 110.026 | 0.07 | 0.009 | 114.518 |  | 3.095 | 6.425 | 0.419 | 1875.33 | 1.194 | 0.157 | 1951.9 |  | 1072.655 | 916.095 | 145.368 | 1177865.601 | 827915.801 | 108658.273 |  | 11815283.74 | 5122102.395 | 11815283.74 | 5122102.395 | EIA | EIA | EIA | EIA | EIA | EIA | -- | EIA | EIA |  |  |  | 527872.33 | [10 empty] | 17044.4539 | 0 | 0 | 4839.596 | 0 | 0 | 309763.33 | 0 | 0 | 0 | 378601.08 | 0 | 383440.676 | 309763.33 | 309763.33 | 693204.006 | 0 | 0 | 0 | 0.0069815 | 0 | 0 | 0.44686 | 0 | 0 | 0 | 0.54616 | 0 | 0.55314 | 0.44686 | 0.44686 | 1 | 0 | [7 empty] | https://www.google.com/maps/@?api=1&map_action=map&center=38.695%2C-77.241100000000003&zoom=17&basemap=satellite | 70035 | [118 empty] | 0.39 |  |  | 63 |  |  | 0.35 | 0.62 |  |  | 74 |  |  | 0.4 | 0.17 |  |  | 30 |  |  | 0.3 | 0.07 |  |  | 79 |  |  | 0.05 | 0.1 |  |  | 57 |  |  | 0.12 | 0.06 |  |  | 61 |  |  | 0.06 | 0.1 |  |  | 28 |  |  | 0.16 |  |  | Biomass | FRS_110001886987
1924 | 8828 | 2021 | OK | Covanta Tulsa Renewable Energy LLC | 50660 | Public Service Co of Oklahoma | 15474 | Covanta Tulsa Renewable Energy LLC | 56316 | Industrial CHP | Southwest Power Pool | SWPP | SERC | SPSO | SPP South |  | 40 | 143 | Tulsa | 36.1319 | -96.0181 | 3 | 1 | MSW | BIOMASS |  | 0.02159 | 16.8 | 1 | Yes | Yes | 2356868 | 0.005 | 0.006099 |  | 18736.695 | 8466.907 | 18736.695 | 8466.907 | 3178 | 6349 | 2.779 | 1.247 | 0.047 | 1031.58 | 1296.652 | 170.16 | 1073.142 |  | 1.749 | 0.393 | 0.03 | 649.201 | 0.408 | 0.054 | 675.357 |  | 0.297 | 0.295 | 0.005 | 110.113 | 0.069 | 0.009 | 114.55 |  | 1.749 | 0.393 | 0.03 | 649.201 | 0.408 | 0.054 | 675.357 |  | 455.647 | 204.549 | 7.781 | 304652.628 | 212611.439 | 27901.089 |  | 3072246.635 | 1388314.607 | 3072246.635 | 1388314.607 | EIA | EIA | EIA | EIA | EIA | EIA | -- | EIA | EIA |  |  |  | 135504.961 |  |  | 3053509.94 | 1379847.7 | 452.868 | 203.302 | 7.734 | 168116.087 | 211314.787 | 27730.929 | 5895.7506 | 0 | 0 | 66.616 | 0 | 0 | 1400.177 | 0 | 0 | 0 | 1711.207 | 0 | 1777.823 | 1400.177 | 1400.177 | 3178 | 0 | 0 | 0 | 0.020962 | 0 | 0 | 0.44058 | 0 | 0 | 0 | 0.53845 | 0 | 0.55942 | 0.44058 | 0.44058 | 1 | 0 | [7 empty] | https://www.google.com/maps/@?api=1&map_action=map&center=36.131900000000002%2C-96.018100000000004&zoom=17&basemap=satellite | 43646 | [118 empty] | 0.39 |  |  | 63 |  |  | 0.35 | 0.38 |  |  | 57 |  |  | 0.4 | 0.4 |  |  | 69 |  |  | 0.3 | 0.01 |  |  | 58 |  |  | 0.05 | 0.11 |  |  | 58 |  |  | 0.12 | 0.05 |  |  | 54 |  |  | 0.06 | 0.14 |  |  | 45 |  |  | 0.16 |  |  | Biomass | FRS_110008996051
1925 | 3420 | 2021 | IL | Argonne National Laboratory CHP | 60742 | Commonwealth Edison Co | 4110 | Argonne National Laboratory | 60444 | IPP CHP | PJM Interconnection, LLC | PJM | RFC | RFCW | RFC West | PJM | 17 | 43 | DuPage | 41.7165 | -87.9706 | 1 | 1 | NG | GAS |  | 0.58076 | 6.3 | 0.3654 |  | Yes | 4854.4 | 22.534 | 0.96779 |  | 363841.366 | 166517.832 | 363841.366 | 166517.832 | 32051 | 14669 | 55.443 | 25.374 | 0.581 | 21264.537 | 802.134 | 80.213 | 21286.516 |  | 3.46 | 3.46 | 0.036 | 1326.919 | 0.025 | 0.003 | 1328.29 |  | 0.305 | 0.305 | 0.003 | 116.889 | 0.002 | 0 | 117.01 |  | 3.46 | 3.46 | 0.036 | 1326.919 | 0.025 | 0.003 | 1328.29 |  | 57.288 | 26.219 | 0.601 | 21972.279 | 828.831 | 82.883 |  | 375951 | 172060 | 375951 | 172060 | EIA | EIA | EIA | EIA | EIA | EIA | -- | EIA | EIA | [6 empty] | 12109.634 | 5542.168 | 1.845 | 0.845 | 0.019 | 707.742 | 26.697 | 2.67 | 11351.9505 | 0 | 0 | 32051 | 0 | 0 | 0 | 0 | 0 | 0 | 0 | 0 | 32051 | 0 | 0 | 32051 | 0 | 0 | 0 | 1 | 0 | 0 | 0 | 0 | 0 | 0 | 0 | 0 | 1 | 0 | 0 | 1 | 0 | [7 empty] | https://www.google.com/maps/@?api=1&map_action=map&center=41.716534000000003%2C-87.970607999999999&zoom=17&basemap=satellite | 42200 | [118 empty] | 0.2 |  |  | 33 |  |  | 0.35 | 0.25 |  |  | 45 |  |  | 0.4 | 0.15 |  |  | 27 |  |  | 0.3 | 0.03 |  |  | 70 |  |  | 0.05 | 0.05 |  |  | 33 |  |  | 0.12 | 0.04 |  |  | 41 |  |  | 0.06 | 0.22 |  |  | 72 |  |  | 0.16 | 0.19857 | 0.010164 | Gas | FRS_110070397599
1926 | 4339 | 2021 | MA | Covanta Haverhill | 50661 | Massachusetts Electric Co | 11804 | Ogden Projects Inc-Haverhill | 13982 | IPP Non-CHP | ISO New England Inc. | ISNE | NPCC | NEWE | NPCC New England | ISONE | 25 | 9 | Essex | 42.765 | -71.1242 | 2 | 1 | MSW | BIOMASS |  | 0.83693 | 46 | 0 | Yes | [5 empty] | 5308309.141 | 2214720.04 | 5308309.141 | 2214720.04 | 337250 | 134287 | 871.39 | 371.253 | 502.61 | 292316.168 | 373503.893 | 49029.391 | 304290.346 |  | 5.168 | 5.529 | 2.981 | 1733.528 | 1.107 | 0.145 | 1804.539 |  | 0.328 | 0.335 | 0.189 | 110.135 | 0.07 | 0.009 | 114.647 |  | 5.168 | 5.529 | 2.981 | 1733.528 | 1.107 | 0.145 | 1804.539 |  | 871.39 | 371.253 | 502.61 | 530440.498 | 373503.893 | 49029.391 |  | 5308309.141 | 2214720.04 | 5308309.141 | 2214720.04 | EIA | EIA | EIA | EIA | EIA | EIA | -- | EIA | EIA |  |  |  | 238124.33 | [10 empty] | 15739.9827 | 0 | 982.109 | 0 | 0 | 0 | 151316.38 | 0 | 0 | 0 | 184951.51 | 0 | 185933.619 | 151316.38 | 151316.38 | 337249.999 | 0 | 0 | 0.0029121 | 0 | 0 | 0 | 0.44868 | 0 | 0 | 0 | 0.54841 | 0 | 0.55132 | 0.44868 | 0.44868 | 1 | 0 | [7 empty] | https://www.google.com/maps/@?api=1&map_action=map&center=42.765000000000001%2C-71.124200000000002&zoom=17&basemap=satellite | 65332 | [118 empty] | 0.31 |  |  | 53 |  |  | 0.35 | 0.34 |  |  | 54 |  |  | 0.4 | 0.28 |  |  | 51 |  |  | 0.3 | 0.04 |  |  | 72 |  |  | 0.05 | 0.1 |  |  | 55 |  |  | 0.12 | 0.05 |  |  | 48 |  |  | 0.06 | 0.14 |  |  | 46 |  |  | 0.16 |  |  | Biomass | FRS_110009023065
1927 | 3421 | 2021 | IL | Aurora | 55279 | Commonwealth Edison Co | 4110 | Aurora Generation LLC | 60503 | IPP Non-CHP | PJM Interconnection, LLC | PJM | RFC | RFCW | RFC West | PJM | 17 | 43 | DuPage | 41.8151 | -88.2265 | 10 | 10 | NG | GAS |  | 0.08136 | 1086.2 | 1 | [6 empty] | 7815525.35 | 7150994.928 | 7815525.35 | 7150994.928 | 774176 | 715247.004 | 220.772 | 190.301 | 2.345 | 464463.328 | 17355.304 | 1735.53 | 464938.863 |  | 0.57 | 0.532 | 0.006 | 1199.891 | 0.022 | 0.002 | 1201.119 |  | 0.056 | 0.053 | 0.001 | 118.857 | 0.002 | 0 | 118.978 |  | 0.57 | 0.532 | 0.006 | 1199.891 | 0.022 | 0.002 | 1201.119 |  | 220.772 | 190.301 | 2.345 | 464463.328 | 17355.304 | 1735.53 |  | 7815525.35 | 7150994.928 | 7815525.35 | 7150994.928 | EPA/CAMD | EPA/CAMD | EPA/CAMD | EPA/CAMD | EIA | EIA | -- | EPA/CAMD | EPA/CAMD | [14 empty] | 10095.2824 | 0 | 0 | 774176 | 0 | 0 | 0 | 0 | 0 | 0 | 0 | 0 | 774176 | 0 | 0 | 774176 | 0 | 0 | 0 | 1 | 0 | 0 | 0 | 0 | 0 | 0 | 0 | 0 | 1 | 0 | 0 | 1 | 0 | Yes |  | 3529728.304 | 209760.977 | 89.727 | 1.059 |  | https://www.google.com/maps/@?api=1&map_action=map&center=41.815100000000001%2C-88.226500000000001&zoom=17&basemap=satellite | 46409 | [118 empty] | 0.29 |  |  | 49 |  |  | 0.35 | 0.42 |  |  | 61 |  |  | 0.4 | 0.15 |  |  | 27 |  |  | 0.3 | 0.03 |  |  | 70 |  |  | 0.05 | 0.07 |  |  | 46 |  |  | 0.12 | 0.06 |  |  | 59 |  |  | 0.06 | 0.11 |  |  | 33 |  |  | 0.16 | 14.5371 | 0.037815 | Gas | FRS_110024834036
1928 | 8402 | 2021 | NY | Onondaga County Resource Recovery | 50662 | Niagara Mohawk Power Corp. | 13573 | Covanta Onondega LP | 4487 | Commercial Non-CHP | New York Independent System Operator | NYIS | NPCC | NYUP | NPCC Upstate NY | NYISO | 36 | 67 | Onondaga | 43.0047 | -76.1149 | 3 | 1 | MSW | BIOMASS |  | 0.64995 | 39.5 | 0.25009 | Yes | [5 empty] | 3992785.919 | 1766308.243 | 3992785.919 | 1766308.243 | 224895 | 103145 | 616.816 | 272.984 | 11.148 | 219619.837 | 280489.213 | 36813.007 | 228611.09 |  | 5.485 | 5.293 | 0.099 | 1953.088 | 1.247 | 0.164 | 2033.047 |  | 0.309 | 0.309 | 0.006 | 110.008 | 0.07 | 0.009 | 114.512 |  | 5.485 | 5.293 | 0.099 | 1953.088 | 1.247 | 0.164 | 2033.047 |  | 616.816 | 272.984 | 11.148 | 398472.157 | 280489.213 | 36813.007 |  | 3992785.919 | 1766308.243 | 3992785.919 | 1766308.243 | EIA | EIA | EIA | EIA | EIA | EIA | -- | EIA | EIA |  |  |  | 178852.32 | [10 empty] | 17754.0002 | 0 | 0 | 948.163 | 0 | 0 | 100775.82 | 0 | 0 | 0 | 123171.02 | 0 | 124119.183 | 100775.82 | 100775.82 | 224895.003 | 0 | 0 | 0 | 0.004216 | 0 | 0 | 0.4481 | 0 | 0 | 0 | 0.54768 | 0 | 0.5519 | 0.4481 | 0.4481 | 1 | 0 | [7 empty] | https://www.google.com/maps/@?api=1&map_action=map&center=43.0047%2C-76.114900000000006&zoom=17&basemap=satellite | 70787 | [118 empty] | 0.48 |  |  | 73 |  |  | 0.35 | 0.48 |  |  | 65 |  |  | 0.4 | 0.46 |  |  | 76 |  |  | 0.3 | 0.04 |  |  | 72 |  |  | 0.05 | 0.12 |  |  | 64 |  |  | 0.12 | 0.05 |  |  | 53 |  |  | 0.06 | 0.14 |  |  | 45 |  |  | 0.16 |  |  | Biomass | FRS_110000546124
1929 | 3422 | 2021 | IL | Avenue A Generator Sets | 7854 | City of Rock Falls - (IL) | 16198 | City of Rock Falls - (IL) | 16198 | Electric Utility | Midcontinent Independent Transmission System Operator, Inc.. | MISO | RFC | SRMW | SERC Midwest | MISO | 17 | 195 | Whiteside | 41.7807 | -89.6894 | 2 | 2 | DFO | OIL |  | 0.00682 | 3.6 | 1 | [6 empty] | 2162 | 701 | 2162 | 701 | 215 | 70 | 3.504 | 1.138 | 0.313 | 176.556 | 14.299 | 2.86 | 177.161 |  | 32.595 | 32.514 | 2.915 | 1642.381 | 0.067 | 0.013 | 1648.008 |  | 3.241 | 3.247 | 0.29 | 163.327 | 0.007 | 0.001 | 163.886 |  | 32.595 | 32.514 | 2.915 | 1642.381 | 0.067 | 0.013 | 1648.008 |  | 3.504 | 1.138 | 0.313 | 176.556 | 14.299 | 2.86 |  | 2162 | 701 | 2162 | 701 | EIA | EIA | EIA | EIA | EIA | EIA | -- | EIA | EIA | [14 empty] | 10055.8139 | 0 | 215 | 0 | 0 | 0 | 0 | 0 | 0 | 0 | 0 | 0 | 215 | 0 | 0 | 215 | 0 | 0 | 1 | 0 | 0 | 0 | 0 | 0 | 0 | 0 | 0 | 0 | 1 | 0 | 0 | 1 | 0 | [7 empty] | https://www.google.com/maps/@?api=1&map_action=map&center=41.780735%2C-89.689415999999994&zoom=17&basemap=satellite | 27301 | [118 empty] | 0.31 |  |  | 53 |  |  | 0.35 | 0.27 |  |  | 47 |  |  | 0.4 | 0.35 |  |  | 62 |  |  | 0.3 | 0.02 |  |  | 65 |  |  | 0.05 | 0.11 |  |  | 61 |  |  | 0.12 | 0.05 |  |  | 54 |  |  | 0.06 | 0.19 |  |  | 64 |  |  | 0.16 | 0.25513 | 3.1498 | Oil | FRS_110028021860
1930 | 10700 | 2021 | VA | Covanta Alexandria/Arlington Energy | 50663 | Virginia Electric & Power Co | 19876 | Covanta Alexandria/Arlington | 4496 | Commercial Non-CHP | PJM Interconnection, LLC | PJM | SERC | SRVC | SERC Virginia/Carolina | PJM | 51 | 510 | Alexandria City | 38.8014 | -77.1288 | 3 | 2 | MSW | BIOMASS |  | 0.5789 | 29 | 0.36849 | Yes | [5 empty] | 3391099.814 | 1442717.889 | 3391099.814 | 1442717.889 | 147065 | 62151 | 338.593 | 136.013 | 2.977 | 186472.147 | 239234.272 | 31399.498 | 194141.101 |  | 4.605 | 4.377 | 0.04 | 2535.915 | 1.627 | 0.214 | 2640.208 |  | 0.2 | 0.189 | 0.002 | 109.977 | 0.071 | 0.009 | 114.5 |  | 4.605 | 4.377 | 0.04 | 2535.915 | 1.627 | 0.214 | 2640.208 |  | 338.593 | 136.013 | 2.977 | 339040.828 | 239234.272 | 31399.498 |  | 3391099.814 | 1442717.889 | 3391099.814 | 1442717.889 | EIA | EIA | EIA | EIA | EIA | EIA | -- | EIA | EIA |  |  |  | 152568.681 | [10 empty] | 23058.5103 | 0 | 0 | 0 | 0 | 0 | 66179.644 | 0 | 0 | 0 | 80885.356 | 0 | 80885.356 | 66179.644 | 66179.644 | 147065 | 0 | 0 | 0 | 0 | 0 | 0 | 0.45 | 0 | 0 | 0 | 0.55 | 0 | 0.55 | 0.45 | 0.45 | 1 | 0 | [7 empty] | https://www.google.com/maps/@?api=1&map_action=map&center=38.801400000000001%2C-77.128799999999998&zoom=17&basemap=satellite | 188106 | [118 empty] | 0.4 |  |  | 64 |  |  | 0.35 | 0.58 |  |  | 72 |  |  | 0.4 | 0.21 |  |  | 39 |  |  | 0.3 | 0.07 |  |  | 79 |  |  | 0.05 | 0.09 |  |  | 52 |  |  | 0.12 | 0.07 |  |  | 68 |  |  | 0.06 | 0.12 |  |  | 35 |  |  | 0.16 |  |  | Biomass | FRS_110001888743
1931 | 3424 | 2021 | IL | Beecher Gas Recovery | 56419 | Commonwealth Edison Co | 4110 | Will County Energy LLC | 60539 | IPP Non-CHP | PJM Interconnection, LLC | PJM | RFC | RFCW | RFC West | PJM | 17 | 197 | Will | 41.3811 | -87.6375 | 3 | 3 | LFG | BIOMASS |  | 0.19078 | 3.3 | 1 | Yes | [5 empty] | 114354.999 | 47453.001 | 114354.999 | 47453.001 | 5514.999 | 2289 | 0 | 0 | 1.916 | 0 | 0 | 0 | 0 |  | 0 | 0 | 0.695 | 0 | 0 | 0 | 0 |  | 0 | 0 | 0.034 | 0 | 0 | 0 | 0 |  | 0 | 0 | 0.695 | 0 | 0 | 0 | 0 |  | 83.916 | 34.821 | 2.573 | 7261.518 | 265.99 | 26.599 |  | 114354.999 | 47453.001 | 114354.999 | 47453.001 | EIA | EIA | EIA | EIA | EIA | EIA | -- | EIA | EIA | 83.916 | 34.821 | 0.658 | 7261.518 | 265.99 | 26.599 | [8 empty] | 20735.2673 | 0 | 0 | 0 | 0 | 0 | 5515 | 0 | 0 | 0 | 0 | 0 | 0 | 5515 | 5515 | 5515 | 0 | 0 | 0 | 0 | 0 | 0 | 1 | 0 | 0 | 0 | 0 | 0 | 0 | 1 | 1 | 1 | 0 | [7 empty] | https://www.google.com/maps/@?api=1&map_action=map&center=41.38109%2C-87.637541999999996&zoom=17&basemap=satellite | 7307 | [118 empty] | 0.13 |  |  | 17 |  |  | 0.35 | 0.11 |  |  | 26 |  |  | 0.4 | 0.15 |  |  | 27 |  |  | 0.3 | 0.01 |  |  | 59 |  |  | 0.05 | 0.08 |  |  | 48 |  |  | 0.12 | 0.05 |  |  | 50 |  |  | 0.06 | 0.19 |  |  | 63 |  |  | 0.16 | 0.81254 | 0.1798 | Biomass | FRS_110045950459
1932 | 3532 | 2021 | IL | INEOS Naperville Cogeneration Plant | 50722 | City of Naperville - (IL) | 13208 | INEOS US Chemicals Company - Naperville Campus | 64451 | Commercial CHP | PJM Interconnection, LLC | PJM | RFC | RFCW | RFC West | PJM | 17 | 43 | DuPage | 41.8108 | -88.1486 | 1 | 1 | NG | GAS |  | 1.0366 | 8.3 | 0 |  | Yes | 451696 | 0.569 | 0.4316 |  | 410243.099 | 187753.751 | 410243.099 | 187753.751 | 75370 | 34494 | 62.632 | 28.665 | 0.656 | 23976.465 | 904.432 | 90.443 | 24001.246 |  | 1.662 | 1.662 | 0.017 | 636.234 | 0.012 | 0.001 | 636.891 |  | 0.305 | 0.305 | 0.003 | 116.889 | 0.002 | 0 | 117.01 |  | 1.662 | 1.662 | 0.017 | 636.235 | 0.012 | 0.001 | 636.893 |  | 145.117 | 66.415 | 1.519 | 55552.518 | 2095.533 | 209.553 |  | 950517 | 435018 | 950517 | 435018 | EIA | EIA | EIA | EIA | EIA | EIA | -- | EIA | EIA | [6 empty] | 540273.901 | 247264.249 | 82.485 | 37.75 | 0.863 | 31576.053 | 1191.101 | 119.11 | 5443.0671 | 0 | 0 | 75369.84 | 0 | 0 | 0 | 0 | 0 | 0 | 0 | 0 | 75369.84 | 0 | 0 | 75369.84 | 0 | 0 | 0 | 1 | 0 | 0 | 0 | 0 | 0 | 0 | 0 | 0 | 1 | 0 | 0 | 1 | 0 | [7 empty] | https://www.google.com/maps/@?api=1&map_action=map&center=41.8108%2C-88.148600000000002&zoom=17&basemap=satellite | 62700 | [118 empty] | 0.2 |  |  | 32 |  |  | 0.35 | 0.28 |  |  | 48 |  |  | 0.4 | 0.12 |  |  | 20 |  |  | 0.3 | 0.02 |  |  | 65 |  |  | 0.05 | 0.04 |  |  | 28 |  |  | 0.12 | 0.06 |  |  | 57 |  |  | 0.06 | 0.16 |  |  | 52 |  |  | 0.16 | 0.18308 | 0.0054238 | Gas | FRS_110017300678
1933 | 3442 | 2021 | IL | Calumet Energy Team, LLC | 55296 | Commonwealth Edison Co | 4110 | IPA Operations Inc - Calumet | 56213 | IPP Non-CHP | PJM Interconnection, LLC | PJM | RFC | RFCW | RFC West | PJM | 17 | 31 | Cook | 41.6835 | -87.5563 | 2 | 2 | NG | GAS |  | 0.00706 | 312.8 | 1 | [6 empty] | 390480.781 | 303013.327 | 390480.781 | 303013.327 | 19348 | 8855 | 15.526 | 12.317 | 0.117 | 22682.096 | 365.972 | 36.597 | 22692.124 |  | 1.605 | 2.782 | 0.012 | 2344.645 | 0.019 | 0.002 | 2345.682 |  | 0.08 | 0.081 | 0.001 | 116.175 | 0.001 | 0 | 116.227 |  | 1.605 | 2.782 | 0.012 | 2344.645 | 0.019 | 0.002 | 2345.682 |  | 15.526 | 12.317 | 0.117 | 22682.096 | 365.972 | 36.597 |  | 390480.781 | 303013.327 | 390480.781 | 303013.327 | EPA/CAMD | EPA/CAMD | EPA/CAMD | EPA/CAMD | EIA | EIA | -- | EPA/CAMD | EPA/CAMD | [14 empty] | 20181.9713 | 0 | 0 | 19348 | 0 | 0 | 0 | 0 | 0 | 0 | 0 | 0 | 19348 | 0 | 0 | 19348 | 0 | 0 | 0 | 1 | 0 | 0 | 0 | 0 | 0 | 0 | 0 | 0 | 1 | 0 | 0 | 1 | 0 | Yes |  | 89411.234 | 5313.675 | 3.775 | 0.026 |  | https://www.google.com/maps/@?api=1&map_action=map&center=41.683500000000002%2C-87.556299999999993&zoom=17&basemap=satellite | 64938 | [118 empty] | 0.64 |  |  | 85 |  |  | 0.35 | 0.81 |  |  | 84 |  |  | 0.4 | 0.46 |  |  | 76 |  |  | 0.3 | 0.07 |  |  | 79 |  |  | 0.05 | 0.2 |  |  | 81 |  |  | 0.12 | 0.06 |  |  | 63 |  |  | 0.06 | 0.15 |  |  | 48 |  |  | 0.16 | 0.19394 | 0.026878 | Gas | FRS_110012280316
1934 | 3685 | 2021 | IL | Tazewell Gas Recovery | 50721 | Ameren Illinois Company | 56697 | WM Illinois Renewable Energy LLC | 54843 | IPP Non-CHP | Midcontinent Independent Transmission System Operator, Inc.. | MISO | SERC | SRMW | SERC Midwest | MISO | 17 | 179 | Tazewell | 40.6817 | -89.5167 | 3 | 3 | LFG | BIOMASS |  | 0.76075 | 2.4 | 0.065417 | Yes | [5 empty] | 203366.001 | 84387.999 | 203366.001 | 84387.999 | 15993.999 | 6636.999 | 0 | 0 | 3.406 | 0 | 0 | 0 | 0 |  | 0 | 0 | 0.426 | 0 | 0 | 0 | 0 |  | 0 | 0 | 0.033 | 0 | 0 | 0 | 0 |  | 0 | 0 | 0.426 | 0 | 0 | 0 | 0 |  | 136.266 | 56.544 | 4.576 | 12913.698 | 473.03 | 47.303 |  | 203366.001 | 84387.999 | 203366.001 | 84387.999 | EIA | EIA | EIA | EIA | EIA | EIA | -- | EIA | EIA | 136.266 | 56.544 | 1.169 | 12913.698 | 473.03 | 47.303 | [8 empty] | 12715.1432 | 0 | 0 | 0 | 0 | 0 | 15994 | 0 | 0 | 0 | 0 | 0 | 0 | 15994 | 15994 | 15994 | 0 | 0 | 0 | 0 | 0 | 0 | 1 | 0 | 0 | 0 | 0 | 0 | 0 | 1 | 1 | 1 | 0 | [7 empty] | https://www.google.com/maps/@?api=1&map_action=map&center=40.681699999999999%2C-89.5167&zoom=17&basemap=satellite | 21556 | [118 empty] | 0.16 |  |  | 23 |  |  | 0.35 | 0.1 |  |  | 23 |  |  | 0.4 | 0.22 |  |  | 41 |  |  | 0.3 | 0.01 |  |  | 57 |  |  | 0.05 | 0.06 |  |  | 40 |  |  | 0.12 | 0.06 |  |  | 58 |  |  | 0.06 | 0.2 |  |  | 67 |  |  | 0.16 | 1.5908 | 0.1839 | Biomass | FRS_110001349416
1935 | 9401 | 2021 | PA | US Steel (Clairton Coke) | 50729 | Duquesne Light Co | 5487 | United States Steel- Clairton | 19517 | Industrial CHP | PJM Interconnection, LLC | PJM | RFC | RFCW | RFC West | PJM | 42 | 3 | Allegheny | 40.3097 | -79.8819 | 2 | 2 | COG | COAL | Yes | 0.40555 | 31 | 0.65742 |  | Yes | 4669297.6 | 0.08 | 0.096928 |  | 602210.776 | 240533.41 | 602210.776 | 240533.41 | 110130 | 29926 | 115.324 | 20.943 | 0.329 | 31100.134 | 1350.384 | 134.763 | 31137.093 |  | 2.094 | 1.4 | 0.006 | 564.789 | 0.012 | 0.001 | 565.461 |  | 0.383 | 0.174 | 0.001 | 103.287 | 0.002 | 0 | 103.409 |  | 2.094 | 1.4 | 0.006 | 564.789 | 0.012 | 0.001 | 565.461 |  | 1189.788 | 216.07 | 3.397 | 320856.607 | 13931.764 | 1390.339 |  | 6212941.336 | 2481556.336 | 6212941.336 | 2481556.336 | EPA/CAMD; EIA | EPA/CAMD | EIA | EIA | EIA | EIA | -- | EPA/CAMD; EIA | EPA/CAMD | [6 empty] | 5610730.56 | 2241022.926 | 1074.464 | 195.127 | 3.067 | 289756.473 | 12581.38 | 1255.575 | 5468.181 | 0 | 0 | 11444.268 | 0 | 0 | 0 | 0 | 0 | 0 | 98685.732 | 0 | 110130 | 0 | 0 | 110130 | 0 | 0 | 0 | 0.10392 | 0 | 0 | 0 | 0 | 0 | 0 | 0.89608 | 0 | 1 | 0 | 0 | 1 | 0 | Yes |  | 2215402.867 |  | 151.234 |  |  | https://www.google.com/maps/@?api=1&map_action=map&center=40.309699999999999%2C-79.881900000000002&zoom=17&basemap=satellite | 36459 | [118 empty] | 0.32 |  |  | 54 |  |  | 0.35 | 0.23 |  |  | 43 |  |  | 0.4 | 0.4 |  |  | 69 |  |  | 0.3 | 0 |  |  | 0 |  |  | 0.05 | 0.08 |  |  | 48 |  |  | 0.12 | 0.06 |  |  | 58 |  |  | 0.06 | 0.2 |  |  | 67 |  |  | 0.16 | 3.8685 | 0.070253 | Coal | FRS_110042043384
1936 | 3447 | 2021 | IL | Casey City of | 56053 | City of Casey - (IL) | 3153 | City of Casey - (IL) | 3153 | Electric Utility | Midcontinent Independent Transmission System Operator, Inc.. | MISO | SERC | SRMW | SERC Midwest | MISO | 17 | 23 | Clark | 39.3106 | -87.9926 | 3 | 3 | DFO | OIL |  | 0.00531 | 5.4 | 1 | [6 empty] | 2321.001 | 747.999 | 2321.001 | 747.999 | 251.001 | 81.999 | 3.729 | 1.203 | 0.337 | 189.54 | 15.351 | 3.07 | 190.189 |  | 29.713 | 29.342 | 2.682 | 1510.273 | 0.061 | 0.012 | 1515.447 |  | 3.213 | 3.217 | 0.29 | 163.326 | 0.007 | 0.001 | 163.886 |  | 29.713 | 29.342 | 2.682 | 1510.279 | 0.061 | 0.012 | 1515.453 |  | 3.729 | 1.203 | 0.337 | 189.54 | 15.351 | 3.07 |  | 2321.001 | 747.999 | 2321.001 | 747.999 | EIA | EIA | EIA | EIA | EIA | EIA | -- | EIA | EIA | [14 empty] | 9247.0159 | 0 | 251 | 0 | 0 | 0 | 0 | 0 | 0 | 0 | 0 | 0 | 251 | 0 | 0 | 251 | 0 | 0 | 1 | 0 | 0 | 0 | 0 | 0 | 0 | 0 | 0 | 0 | 1 | 0 | 0 | 1 | 0 | [7 empty] | https://www.google.com/maps/@?api=1&map_action=map&center=39.310555000000001%2C-87.992592000000002&zoom=17&basemap=satellite | 3511 | [118 empty] | 0.19 |  |  | 30 |  |  | 0.35 | 0.03 |  |  | 9 |  |  | 0.4 | 0.34 |  |  | 60 |  |  | 0.3 | 0 |  |  | 0 |  |  | 0.05 | 0.1 |  |  | 56 |  |  | 0.12 | 0.06 |  |  | 56 |  |  | 0.06 | 0.18 |  |  | 60 |  |  | 0.16 | 0.087265 | 3.3564 | Oil | FRS_110028019356
1937 | 3454 | 2021 | IL | Charter Dura-Bar | 54540 | Commonwealth Edison Co | 4110 | Wells Manufacturing Co | 20328 | Industrial Non-CHP | PJM Interconnection, LLC | PJM | RFC | RFCW | RFC West | PJM | 17 | 111 | McHenry | 42.2891 | -88.413 | 6 | 6 | NG | GAS |  | 0.10624 | 6 | 1 |  | Yes | 0 |  | 1 |  | 120883.002 | 58134 | 120883.002 | 58134 | 5584.002 | 2794.002 | 116.67 | 57.192 | 0.193 | 7064.952 | 266.502 | 26.65 | 7072.254 |  | 41.787 | 40.939 | 0.069 | 2530.426 | 0.048 | 0.005 | 2533.041 |  | 1.93 | 1.968 | 0.003 | 116.889 | 0.002 | 0 | 117.01 |  | 41.787 | 40.939 | 0.069 | 2530.409 | 0.048 | 0.005 | 2533.024 |  | 116.67 | 57.192 | 0.193 | 7064.952 | 266.502 | 26.65 |  | 120883.002 | 58134 | 120883.002 | 58134 | EIA | EIA | EIA | EIA | EIA | EIA | -- | EIA | EIA | [6 empty] | 0 | 0 | 0 | 0 | 0 | 0 | 0 | 0 | 21647.947 | 0 | 0 | 5584.04 | 0 | 0 | 0 | 0 | 0 | 0 | 0 | 0 | 5584.04 | 0 | 0 | 5584.04 | 0 | 0 | 0 | 1 | 0 | 0 | 0 | 0 | 0 | 0 | 0 | 0 | 1 | 0 | 0 | 1 | 0 | [7 empty] | https://www.google.com/maps/@?api=1&map_action=map&center=42.289099999999998%2C-88.412999999999997&zoom=17&basemap=satellite | 17160 | [118 empty] | 0.24 |  |  | 42 |  |  | 0.35 | 0.23 |  |  | 42 |  |  | 0.4 | 0.26 |  |  | 48 |  |  | 0.3 | 0.02 |  |  | 66 |  |  | 0.05 | 0.08 |  |  | 50 |  |  | 0.12 | 0.06 |  |  | 62 |  |  | 0.06 | 0.16 |  |  | 51 |  |  | 0.16 | 0.029329 | 0.0087119 | Gas | FRS_110002388041
1938 | 3456 | 2021 | IL | Chicago West Side Energy Center | 59794 | Commonwealth Edison Co | 4110 | Energy Systems Group LLC | 58303 | IPP CHP | PJM Interconnection, LLC | PJM | RFC | RFCW | RFC West | PJM | 17 | 31 | Cook | 41.8708 | -87.6784 | 1 | 1 | NG | GAS |  | 0 | 3.5 |  |  | Yes | 0 |  | 1 | [5 empty] | 0 | 0 | 0 |  | 0 | 0 | [45 empty] | -- | [17 empty] | 0 | 0 | 0 | 0 | 0 | 0 | 0 | 0 | 0 | 0 | 0 | 0 | 0 | 0 | 0 | 0 | [23 empty] | https://www.google.com/maps/@?api=1&map_action=map&center=41.870750999999998%2C-87.678377999999995&zoom=17&basemap=satellite | 421565 | [118 empty] | 0.5 |  |  | 75 |  |  | 0.35 | 0.65 |  |  | 76 |  |  | 0.4 | 0.35 |  |  | 62 |  |  | 0.3 | 0.09 |  |  | 83 |  |  | 0.05 | 0.15 |  |  | 71 |  |  | 0.12 | 0.05 |  |  | 53 |  |  | 0.06 | 0.1 |  |  | 25 |  |  | 0.16 | 0.04692 | 0.0058427 | Gas | FRS_110070396560
1939 | 7316 | 2021 | NH | Stored Solar Tamworth, LLC | 50739 | Public Service Co of NH | 15472 | Stored Solar Services, LLC | 64003 | IPP Non-CHP | ISO New England Inc. | ISNE | NPCC | NEWE | NPCC New England | ISONE | 33 | 3 | Carroll | 43.8358 | -71.1967 | 1 | 1 | WDS | BIOMASS |  | 0.26286 | 25 | 0.89523 | Yes | [5 empty] | 862215 | 247815 | 862215 | 247815 | 57567 | 17349 | 30.178 | 8.674 | 10.778 | 0 | 60827.739 | 7983.641 | 1949.599 |  | 1.048 | 1 | 0.374 | 0 | 1.057 | 0.139 | 67.733 |  | 0.07 | 0.07 | 0.025 | 0 | 0.071 | 0.009 | 4.522 |  | 1.048 | 1 | 0.374 | 0 | 1.057 | 0.139 | 67.733 |  | 30.178 | 8.674 | 10.778 | 89150.247 | 60827.739 | 7983.641 |  | 862215 | 247815 | 862215 | 247815 | EIA | EIA | EIA | EIA | EIA | EIA | -- | EIA | EIA |  |  |  | 89150.247 | [10 empty] | 14977.5913 | 0 | 0 | 0 | 0 | 0 | 57567 | 0 | 0 | 0 | 0 | 0 | 0 | 57567 | 57567 | 57567 | 0 | 0 | 0 | 0 | 0 | 0 | 1 | 0 | 0 | 0 | 0 | 0 | 0 | 1 | 1 | 1 | 0 | [7 empty] | https://www.google.com/maps/@?api=1&map_action=map&center=43.835833000000001%2C-71.196700000000007&zoom=17&basemap=satellite | 2238 | [118 empty] | 0.15 |  |  | 22 |  |  | 0.35 | 0.04 |  |  | 11 |  |  | 0.4 | 0.27 |  |  | 49 |  |  | 0.3 | 0 |  |  | 0 |  |  | 0.05 | 0.09 |  |  | 51 |  |  | 0.12 | 0.03 |  |  | 31 |  |  | 0.06 | 0.18 |  |  | 60 |  |  | 0.16 | 6.784 | 0.28888 | Biomass | FRS_110007380618
1940 | 8523 | 2021 | NY | Sterling Power Plant | 50744 | Niagara Mohawk Power Corp. | 13573 | Sterling Power Partners LP | 14182 | IPP Non-CHP | New York Independent System Operator | NYIS | NPCC | NYUP | NPCC Upstate NY | NYISO | 36 | 65 | Oneida | 43.0803 | -75.601 | 1 | 3 | NG | GAS |  | 0.02652 | 65.3 | 1 |  | Yes | 0 |  | 1 |  | 130298.278 | 127716.17 | 130298.278 | 127716.17 | 15171 | 14883 | 14.972 | 14.464 | 0.039 | 7743.303 | 322.914 | 32.299 | 7752.152 |  | 1.974 | 1.944 | 0.005 | 1020.803 | 0.021 | 0.002 | 1021.97 |  | 0.23 | 0.227 | 0.001 | 118.855 | 0.002 | 0 | 118.991 |  | 1.974 | 1.944 | 0.005 | 1020.803 | 0.021 | 0.002 | 1021.97 |  | 14.972 | 14.464 | 0.039 | 7743.303 | 322.914 | 32.299 |  | 130298.278 | 127716.17 | 130298.278 | 127716.17 | EPA/CAMD | EPA/CAMD | EPA/CAMD | EPA/CAMD | EIA | EIA | -- | EPA/CAMD | EPA/CAMD | [6 empty] | 0 | 0 | 0 | 0 | 0 | 0 | 0 | 0 | 8588.6414 | 0 | 1 | 15170 | 0 | 0 | 0 | 0 | 0 | 0 | 0 | 0 | 15171 | 0 | 0 | 15171 | 0 | 0 | 6.5915e-05 | 0.99993 | 0 | 0 | 0 | 0 | 0 | 0 | 0 | 0 | 1 | 0 | 0 | 1 | 0 | Yes |  | 32852.37 | 1951.849 | 2.634 | 0.01 |  | https://www.google.com/maps/@?api=1&map_action=map&center=43.080337999999998%2C-75.600962999999993&zoom=17&basemap=satellite | 12311 | [118 empty] | 0.17 |  |  | 27 |  |  | 0.35 | 0.08 |  |  | 19 |  |  | 0.4 | 0.27 |  |  | 49 |  |  | 0.3 | 0 |  |  | 0 |  |  | 0.05 | 0.08 |  |  | 47 |  |  | 0.12 | 0.05 |  |  | 52 |  |  | 0.06 | 0.21 |  |  | 71 |  |  | 0.16 | 0.12258 | 0.059782 | Gas | FRS_110001594695
1941 | 3459 | 2021 | IL | Clinton LFGTE | 59635 | Ameren Illinois Company | 56697 | Wabash Valley Power Assn, Inc | 40211 | Electric Utility | Midcontinent Independent Transmission System Operator, Inc.. | MISO | SERC | SRMW | SERC Midwest | MISO | 17 | 39 | Dewitt | 40.1208 | -88.9611 | 2 | 2 | LFG | BIOMASS |  | 0.61237 | 3.2 | 0.31271 | Yes | [5 empty] | 180257 | 89220 | 180257 | 89220 | 17166 | 8497 | 0 | 0 | 3.019 | 0 | 0 | 0 | 0 |  | 0 | 0 | 0.352 | 0 | 0 | 0 | 0 |  | 0 | 0 | 0.034 | 0 | 0 | 0 | 0 |  | 0 | 0 | 0.352 | 0 | 0 | 0 | 0 |  | 118.806 | 58.804 | 4.056 | 11446.282 | 419.278 | 41.928 |  | 180257 | 89220 | 180257 | 89220 | EIA | EIA | EIA | EIA | EIA | EIA | -- | EIA | EIA | 118.806 | 58.804 | 1.036 | 11446.282 | 419.278 | 41.928 | [8 empty] | 10500.8156 | 0 | 0 | 0 | 0 | 0 | 17166 | 0 | 0 | 0 | 0 | 0 | 0 | 17166 | 17166 | 17166 | 0 | 0 | 0 | 0 | 0 | 0 | 1 | 0 | 0 | 0 | 0 | 0 | 0 | 1 | 1 | 1 | 0 | [7 empty] | https://www.google.com/maps/@?api=1&map_action=map&center=40.120832999999998%2C-88.961111000000002&zoom=17&basemap=satellite | 8349 | [118 empty] | 0.2 |  |  | 33 |  |  | 0.35 | 0.07 |  |  | 18 |  |  | 0.4 | 0.34 |  |  | 60 |  |  | 0.3 | 0 |  |  | 0 |  |  | 0.05 | 0.09 |  |  | 54 |  |  | 0.12 | 0.06 |  |  | 60 |  |  | 0.06 | 0.19 |  |  | 66 |  |  | 0.16 | 1.745 | 0.15434 | Biomass | FRS_110063678346
1942 | 3464 | 2021 | IL | Cordova Energy Company | 55188 | MidAmerican Energy Co | 12341 | Cordova Energy Co LLC | 4210 | IPP Non-CHP | PJM Interconnection, LLC | PJM | RFC | MROW | MRO West | PJM | 17 | 161 | Rock Island | 41.7122 | -90.2797 | 2 | 3 | NG | GAS |  | 0.41656 | 611.2 | 0.63906 | [6 empty] | 15246182.24 | 9524118.996 | 15246182.24 | 9524118.996 | 2230323 | 1396501 | 96.541 | 59.701 | 4.574 | 906090.393 | 33931.974 | 3393.197 | 907020.129 |  | 0.087 | 0.086 | 0.004 | 812.519 | 0.015 | 0.002 | 813.353 |  | 0.013 | 0.013 | 0.001 | 118.861 | 0.002 | 0 | 118.983 |  | 0.087 | 0.086 | 0.004 | 812.519 | 0.015 | 0.002 | 813.353 |  | 96.541 | 59.701 | 4.574 | 906090.393 | 33931.974 | 3393.197 |  | 15246182.24 | 9524118.996 | 15246182.24 | 9524118.996 | EPA/CAMD | EPA/CAMD | EPA/CAMD | EPA/CAMD | EIA | EIA | -- | EPA/CAMD | EPA/CAMD | [14 empty] | 6835.8629 | 0 | 0 | 2230323 | 0 | 0 | 0 | 0 | 0 | 0 | 0 | 0 | 2230323 | 0 | 0 | 2230323 | 0 | 0 | 0 | 1 | 0 | 0 | 0 | 0 | 0 | 0 | 0 | 0 | 1 | 0 | 0 | 1 | 0 | Yes |  | 2559258.895 | 152097.01 | 17.652 | 0.768 |  | https://www.google.com/maps/@?api=1&map_action=map&center=41.712215999999998%2C-90.279679000000002&zoom=17&basemap=satellite | 543 | [118 empty] | 0.13 |  |  | 16 |  |  | 0.35 | 0.04 |  |  | 10 |  |  | 0.4 | 0.21 |  |  | 39 |  |  | 0.3 | 0 |  |  | 0 |  |  | 0.05 | 0.07 |  |  | 42 |  |  | 0.12 | 0.04 |  |  | 36 |  |  | 0.06 | 0.21 |  |  | 71 |  |  | 0.16 | 11.1805 | 0.011231 | Gas | FRS_110002073005
1943 | 3467 | 2021 | IL | Crete Energy Park | 55253 | Commonwealth Edison Co | 4110 | Crete Energy Venture LLC | 50166 | IPP Non-CHP | PJM Interconnection, LLC | PJM | RFC | RFCW | RFC West | PJM | 17 | 197 | Will | 41.4294 | -87.6187 | 4 | 4 | NG | GAS |  | 0.00871 | 356 | 1 | [6 empty] | 403374.89 | 305427.37 | 403374.89 | 305427.37 | 27150 | 12426 | 6.403 | 4.954 | 0.121 | 23972.051 | 1881.85 | 188.185 | 24023.614 |  | 0.472 | 0.797 | 0.009 | 1765.897 | 0.069 | 0.007 | 1769.695 |  | 0.032 | 0.032 | 0.001 | 118.857 | 0.005 | 0 | 119.113 |  | 0.472 | 0.797 | 0.009 | 1765.897 | 0.069 | 0.007 | 1769.695 |  | 6.403 | 4.954 | 0.121 | 23972.051 | 1881.85 | 188.185 |  | 403374.89 | 305427.37 | 403374.89 | 305427.37 | EPA/CAMD | EPA/CAMD | EPA/CAMD | EPA/CAMD | EIA | EIA | -- | EPA/CAMD | EPA/CAMD | [14 empty] | 14857.2704 | 0 | 0 | 27150 | 0 | 0 | 0 | 0 | 0 | 0 | 0 | 0 | 27150 | 0 | 0 | 27150 | 0 | 0 | 0 | 1 | 0 | 0 | 0 | 0 | 0 | 0 | 0 | 0 | 1 | 0 | 0 | 1 | 0 | Yes |  | 305739.201 | 18169.153 | 4.454 | 0.092 |  | https://www.google.com/maps/@?api=1&map_action=map&center=41.429443999999997%2C-87.618700000000004&zoom=17&basemap=satellite | 16186 | [118 empty] | 0.32 |  |  | 55 |  |  | 0.35 | 0.36 |  |  | 56 |  |  | 0.4 | 0.29 |  |  | 52 |  |  | 0.3 | 0 |  |  | 0 |  |  | 0.05 | 0.08 |  |  | 49 |  |  | 0.12 | 0.05 |  |  | 49 |  |  | 0.06 | 0.22 |  |  | 74 |  |  | 0.16 | 1.6581 | 0.087402 | Gas | FRS_110040957364
1944 | 3469 | 2021 | IL | CSL Behring LLC | 54790 | Commonwealth Edison Co | 4110 | CSL Behring LLC | 8683 | Industrial CHP | PJM Interconnection, LLC | PJM | RFC | RFCW | RFC West | PJM | 17 | 91 | Kankakee | 41.1603 | -87.8542 | 1 | 1 | NG | GAS |  | 0.72456 | 4.2 | 0.12573 |  | Yes | 10816 | 8.412 | 0.91814 |  | 375505.399 | 171855.568 | 375505.399 | 171855.568 | 26658 | 12200 | 57.329 | 26.238 | 0.6 | 21946.236 | 827.848 | 82.785 | 21968.919 |  | 4.301 | 4.301 | 0.045 | 1646.503 | 0.031 | 0.003 | 1648.205 |  | 0.305 | 0.305 | 0.003 | 116.889 | 0.002 | 0 | 117.01 |  | 4.301 | 4.301 | 0.045 | 1646.503 | 0.031 | 0.003 | 1648.205 |  | 62.44 | 28.577 | 0.654 | 23902.936 | 901.658 | 90.166 |  | 408985 | 187178 | 408985 | 187178 | EIA | EIA | EIA | EIA | EIA | EIA | -- | EIA | EIA | [6 empty] | 33479.601 | 15322.432 | 5.111 | 2.339 | 0.054 | 1956.7 | 73.81 | 7.381 | 14086.0304 | 0 | 0 | 26658 | 0 | 0 | 0 | 0 | 0 | 0 | 0 | 0 | 26658 | 0 | 0 | 26658 | 0 | 0 | 0 | 1 | 0 | 0 | 0 | 0 | 0 | 0 | 0 | 0 | 1 | 0 | 0 | 1 | 0 | [7 empty] | https://www.google.com/maps/@?api=1&map_action=map&center=41.160299999999999%2C-87.854200000000006&zoom=17&basemap=satellite | 48034 | [118 empty] | 0.32 |  |  | 54 |  |  | 0.35 | 0.31 |  |  | 51 |  |  | 0.4 | 0.32 |  |  | 57 |  |  | 0.3 | 0.01 |  |  | 57 |  |  | 0.05 | 0.12 |  |  | 61 |  |  | 0.12 | 0.06 |  |  | 61 |  |  | 0.06 | 0.15 |  |  | 48 |  |  | 0.16 | 0.13366 | 0.014729 | Gas | FRS_110000557594
1945 | 5281 | 2021 | MI | Viking Energy of McBain | 50770 | Consumers Energy Co | 4254 | Viking Energy Corp | 19781 | IPP Non-CHP | Midcontinent Independent Transmission System Operator, Inc.. | MISO | RFC | RFCM | RFC Michigan | MISO | 26 | 113 | Missaukee | 44.204 | -85.2206 | 1 | 1 | WDS | BIOMASS |  | 0 | 18 | [13 empty] | 0 |  | 0 | 0 | [45 empty] | -- | [56 empty] | https://www.google.com/maps/@?api=1&map_action=map&center=44.204000000000001%2C-85.220600000000005&zoom=17&basemap=satellite | 1535 | [118 empty] | 0.19 |  |  | 31 |  |  | 0.35 | 0.03 |  |  | 10 |  |  | 0.4 | 0.35 |  |  | 62 |  |  | 0.3 | 0 |  |  | 0 |  |  | 0.05 | 0.08 |  |  | 47 |  |  | 0.12 | 0.07 |  |  | 70 |  |  | 0.06 | 0.18 |  |  | 60 |  |  | 0.16 | 14.5029 | 0.20881 | Biomass | FRS_110000900062
1946 | 9647 | 2021 | SC | International Paper-Eastover Mill | 52151 | Dominion Energy South Carolina | 17539 | Sylvamo Corporation - Eastover | 9424 | Industrial CHP | South Carolina Electric & Gas Company | SCEG | SERC | SRVC | SERC Virginia/Carolina |  | 45 | 79 | Richland | 33.8872 | -80.6397 | 3 | 2 | BLQ | BIOMASS |  | 0.55982 | 109.6 | 0.4003 | Yes | Yes | 9873503.2 | 0.186 | 0.19854 |  | 2977671.79 | 1157718.519 | 2977671.79 | 1157718.519 | 537481 | 194235 | 186.584 | 71.812 | 303.419 | 8218.375 | 33713.511 | 13665.227 | 10675.913 |  | 0.694 | 0.739 | 1.129 | 30.581 | 0.063 | 0.025 | 39.726 |  | 0.125 | 0.124 | 0.204 | 5.52 | 0.011 | 0.005 | 7.171 |  | 0.694 | 0.739 | 1.129 | 30.581 | 0.063 | 0.025 | 39.726 |  | 939.779 | 361.7 | 1528.25 | 1531404.237 | 169806.925 | 68828.493 |  | 14997823.7 | 5831152.48 | 14997823.7 | 5831152.48 | EIA | EIA |  | EIA | EIA | EIA | -- |  | EIA |  |  |  | 1490010.239 |  |  | 12020151.91 | 4673433.961 | 753.195 | 289.888 | 1224.831 | 33175.623 | 136093.415 | 55163.266 | 5540.0503 | 0 | 2814.948 | 85033.337 | 0 | 0 | 449632.717 | 0 | 0 | 0 | 0 | 0 | 87848.285 | 449632.717 | 449632.717 | 537481.002 | 0 | 0 | 0.0052373 | 0.15821 | 0 | 0 | 0.83656 | 0 | 0 | 0 | 0 | 0 | 0.16344 | 0.83656 | 0.83656 | 1 | 0 | Yes | [6 empty] | https://www.google.com/maps/@?api=1&map_action=map&center=33.8872%2C-80.639700000000005&zoom=17&basemap=satellite | 582 | [118 empty] | 0.62 |  |  | 84 |  |  | 0.35 | 0.77 |  |  | 82 |  |  | 0.4 | 0.46 |  |  | 76 |  |  | 0.3 | 0 |  |  | 0 |  |  | 0.05 | 0.22 |  |  | 83 |  |  | 0.12 | 0.03 |  |  | 31 |  |  | 0.06 | 0.24 |  |  | 78 |  |  | 0.16 | 18.5254 | 0.064387 | Biomass | FRS_110043816289
1947 | 3479 | 2021 | IL | Elgin Energy Center, LLC | 55438 | Commonwealth Edison Co | 4110 | Lincoln Operating Services, LLC | 64030 | IPP Non-CHP | PJM Interconnection, LLC | PJM | RFC | RFCW | RFC West | PJM | 17 | 31 | Cook | 42.0001 | -88.2446 | 4 | 4 | NG | GAS |  | 0.10501 | 540 | 1 | [6 empty] | 5758840.809 | 4164123.499 | 5758840.809 | 4164123.499 | 496717 | 359168 | 163.525 | 119.268 | 1.727 | 342238.991 | 12654.615 | 1265.461 | 342585.727 |  | 0.658 | 0.664 | 0.007 | 1378.004 | 0.025 | 0.003 | 1379.4 |  | 0.057 | 0.057 | 0.001 | 118.857 | 0.002 | 0 | 118.977 |  | 0.658 | 0.664 | 0.007 | 1378.004 | 0.025 | 0.003 | 1379.4 |  | 163.525 | 119.268 | 1.727 | 342238.991 | 12654.615 | 1265.461 |  | 5758840.809 | 4164123.499 | 5758840.809 | 4164123.499 | EPA/CAMD | EPA/CAMD | EPA/CAMD | EPA/CAMD | EIA | EIA | -- | EPA/CAMD | EPA/CAMD | [14 empty] | 11593.8065 | 0 | 0 | 496717 | 0 | 0 | 0 | 0 | 0 | 0 | 0 | 0 | 496717 | 0 | 0 | 496717 | 0 | 0 | 0 | 1 | 0 | 0 | 0 | 0 | 0 | 0 | 0 | 0 | 1 | 0 | 0 | 1 | 0 | Yes |  | 1520217.984 | 90344.317 | 43.725 | 0.456 |  | https://www.google.com/maps/@?api=1&map_action=map&center=42.000061000000002%2C-88.244572000000005&zoom=17&basemap=satellite | 54045 | [118 empty] | 0.41 |  |  | 65 |  |  | 0.35 | 0.57 |  |  | 71 |  |  | 0.4 | 0.25 |  |  | 45 |  |  | 0.3 | 0.07 |  |  | 80 |  |  | 0.05 | 0.17 |  |  | 75 |  |  | 0.12 | 0.07 |  |  | 66 |  |  | 0.06 | 0.14 |  |  | 43 |  |  | 0.16 | 11.0515 | 0.058438 | Gas | FRS_110001229796
1948 | 10748 | 2021 | VA | International Paper Franklin Mill | 52152 | Virginia Electric & Power Co | 19876 | International Paper | 9348 | Industrial CHP | PJM Interconnection, LLC | PJM | SERC | SRVC | SERC Virginia/Carolina | PJM | 51 | 93 | Isle of Wight | 36.6803 | -76.9128 | 2 | 2 | BLQ | BIOMASS |  | 0.33958 | 82.5 | 0.76737 | Yes | Yes | 4458044.8 | 0.188 | 0.20033 |  | 0 | 0 | 0 | 0 | 245414.12 | 106437 | 0 | 0 | 0 | 0 | 8297.697 | 5148.407 | 0 |  | 0 | 0 | 0 | 0 | 0.034 | 0.021 | 0 | [9 empty] | 0 | 0 | 0 | 0 | 0.034 | 0.021 | 0 |  | 0 | 0 | 0 | 0 | 41420.527 | 25699.869 |  | 0 | 0 | 0 | 0 | EIA | EIA | EIA | EIA | EIA | EIA | -- | EIA | EIA |  |  |  | 0 |  |  | 0 | 0 | 0 | 0 | 0 | 0 | 33122.83 | 20551.462 | 0 | 0 | 0 | 53882.068 | 0 | 0 | 191532.06 | 0 | 0 | 0 | 0 | 0 | 53882.068 | 191532.06 | 191532.06 | 245414.128 | 0 | 0 | 0 | 0.21956 | 0 | 0 | 0.78044 | 0 | 0 | 0 | 0 | 0 | 0.21956 | 0.78044 | 0.78044 | 1 | 0 | [7 empty] | https://www.google.com/maps/@?api=1&map_action=map&center=36.680300000000003%2C-76.912800000000004&zoom=17&basemap=satellite | 9034 | [118 empty] | 0.51 |  |  | 75 |  |  | 0.35 | 0.63 |  |  | 75 |  |  | 0.4 | 0.38 |  |  | 66 |  |  | 0.3 | 0 |  |  | 0 |  |  | 0.05 | 0.18 |  |  | 76 |  |  | 0.12 | 0.06 |  |  | 58 |  |  | 0.06 | 0.22 |  |  | 73 |  |  | 0.16 | 5.246 | 0.037986 | Biomass | FRS_110000560492
1949 | 3480 | 2021 | IL | Elwood Energy Facility | 55199 | Commonwealth Edison Co | 4110 | Elwood Energy LLC | 5259 | IPP Non-CHP | PJM Interconnection, LLC | PJM | RFC | RFCW | RFC West | PJM | 17 | 197 | Will | 41.4388 | -88.1236 | 9 | 9 | NG | GAS |  | 0.05527 | 1728 | 1 | [6 empty] | 9382343.073 | 6015286.456 | 9382343.073 | 6015286.456 | 836575.002 | 535147.002 | 163.311 | 103.113 | 2.816 | 557575.139 | 21599.867 | 2159.987 | 558166.975 |  | 0.39 | 0.385 | 0.007 | 1332.995 | 0.026 | 0.003 | 1334.41 |  | 0.035 | 0.034 | 0.001 | 118.856 | 0.002 | 0 | 118.982 |  | 0.39 | 0.385 | 0.007 | 1332.995 | 0.026 | 0.003 | 1334.41 |  | 163.311 | 103.113 | 2.816 | 557575.139 | 21599.867 | 2159.987 |  | 9382343.073 | 6015286.456 | 9382343.073 | 6015286.456 | EPA/CAMD | EPA/CAMD | EPA/CAMD | EPA/CAMD | EIA | EIA | -- | EPA/CAMD | EPA/CAMD | [14 empty] | 11215.1846 | 0 | 0 | 836575 | 0 | 0 | 0 | 0 | 0 | 0 | 0 | 0 | 836575 | 0 | 0 | 836575 | 0 | 0 | 0 | 1 | 0 | 0 | 0 | 0 | 0 | 0 | 0 | 0 | 1 | 0 | 0 | 1 | 0 | Yes |  | 1802628.115 | 107127.026 | 31.305 | 0.54 |  | https://www.google.com/maps/@?api=1&map_action=map&center=41.438800000000001%2C-88.123599999999996&zoom=17&basemap=satellite | 3494 | [118 empty] | 0.15 |  |  | 20 |  |  | 0.35 | 0.13 |  |  | 29 |  |  | 0.4 | 0.16 |  |  | 30 |  |  | 0.3 | 0.02 |  |  | 63 |  |  | 0.05 | 0.05 |  |  | 33 |  |  | 0.12 | 0.05 |  |  | 50 |  |  | 0.06 | 0.15 |  |  | 49 |  |  | 0.16 | 11.5861 | 0.05908 | Gas | FRS_110043787701
1950 | 3998 | 2021 | KS | McPherson Municipal Power Plant #3 | 7515 | City of McPherson - (KS) | 12208 | City of McPherson - (KS) | 12208 | Electric Utility | Southwest Power Pool | SWPP | MRO | SPNO | SPP North |  | 20 | 113 | McPherson | 38.3893 | -97.6111 | 1 | 1 | NG | GAS |  | 0.02257 | 115.6 | 1 | [6 empty] | 285874.841 | 101297.396 | 285874.841 | 101297.396 | 22853 | 8098 | 23.767 | 8.354 | 0.092 | 20083.672 | 1290.536 | 224.731 | 20133.289 |  | 2.08 | 2.063 | 0.008 | 1757.64 | 0.056 | 0.01 | 1761.982 |  | 0.166 | 0.165 | 0.001 | 140.507 | 0.005 | 0.001 | 140.854 |  | 2.08 | 2.063 | 0.008 | 1757.64 | 0.056 | 0.01 | 1761.982 |  | 23.767 | 8.354 | 0.092 | 20083.672 | 1290.536 | 224.731 |  | 285874.841 | 101297.396 | 285874.841 | 101297.396 | EPA/CAMD | EPA/CAMD | EPA/CAMD | EPA/CAMD | EIA | EIA | -- | EPA/CAMD | EPA/CAMD | [14 empty] | 12509.2927 | 0 | 11166.699 | 11686.299 | 0 | 0 | 0 | 0 | 0 | 0 | 0 | 0 | 22852.998 | 0 | 0 | 22852.998 | 0 | 0 | 0.48863 | 0.51137 | 0 | 0 | 0 | 0 | 0 | 0 | 0 | 0 | 1 | 0 | 0 | 1 | 0 | Yes |  | 365450.801 | 22361.199 | 30.206 | 0.112 |  | https://www.google.com/maps/@?api=1&map_action=map&center=38.389319999999998%2C-97.611080000000001&zoom=17&basemap=satellite | 8568 | [118 empty] | 0.21 |  |  | 34 |  |  | 0.35 | 0.1 |  |  | 23 |  |  | 0.4 | 0.32 |  |  | 57 |  |  | 0.3 | 0 |  |  | 0 |  |  | 0.05 | 0.07 |  |  | 42 |  |  | 0.12 | 0.05 |  |  | 51 |  |  | 0.06 | 0.21 |  |  | 70 |  |  | 0.16 | 0.44578 | 1.6727 | Gas | FRS_110007021613
1951 | 3484 | 2021 | IL | Evanston Township High School | 54788 | Commonwealth Edison Co | 4110 | Evanston Board of Education | 6883 | Commercial Non-CHP | PJM Interconnection, LLC | PJM | RFC | RFCW | RFC West | PJM | 17 | 31 | Cook | 42.044 | -87.6996 | 3 | 3 | NG | GAS |  | 0 | 2.4 | [11 empty] | 0 | 0 | 0 |  | 0 | 0 | [45 empty] | -- | [17 empty] | 0 | 0 | 0 | 0 | 0 | 0 | 0 | 0 | 0 | 0 | 0 | 0 | 0 | 0 | 0 | 0 | [23 empty] | https://www.google.com/maps/@?api=1&map_action=map&center=42.044038%2C-87.699556000000001&zoom=17&basemap=satellite | 211486 | [118 empty] | 0.36 |  |  | 59 |  |  | 0.35 | 0.46 |  |  | 64 |  |  | 0.4 | 0.26 |  |  | 47 |  |  | 0.3 | 0.07 |  |  | 79 |  |  | 0.05 | 0.09 |  |  | 51 |  |  | 0.12 | 0.06 |  |  | 63 |  |  | 0.06 | 0.17 |  |  | 55 |  |  | 0.16 |  |  | Gas | FRS_
1952 | 10022 | 2021 | TX | ExxonMobil Baytown Refinery | 10436 | CenterPoint Energy | 8901 | Exxon Mobil Refining and Supply Co. | 6091 | Industrial CHP | Electric Reliability Council of Texas, Inc. | ERCO | TRE | ERCT | ERCOT All | ERCOT | 48 | 201 | Harris | 29.7535 | -94.9973 | 7 | 7 | NG | GAS |  | 0.65626 | 209.3 | 0.23956 |  | Yes | 0 |  | 1 |  | 1633163 | 823294.998 | 1633163 | 823294.998 | 1203234 | 606562.998 | 257.192 | 129.65 | 2.61 | 95449.442 | 3600.511 | 360.051 | 95548.096 |  | 0.428 | 0.427 | 0.004 | 158.655 | 0.003 | 0 | 158.819 |  | 0.315 | 0.315 | 0.003 | 116.889 | 0.002 | 0 | 117.01 |  | 0.428 | 0.427 | 0.004 | 158.655 | 0.003 | 0 | 158.819 |  | 257.192 | 129.65 | 2.61 | 95449.442 | 3600.511 | 360.051 |  | 1633163 | 823294.998 | 1633163 | 823294.998 | EIA | EIA | EIA | EIA | EIA | EIA | -- | EIA | EIA | [6 empty] | 0 | 0 | 0 | 0 | 0 | 0 | 0 | 0 | 1357.3112 | 0 | 0 | 1203234 | 0 | 0 | 0 | 0 | 0 | 0 | 0 | 0 | 1203234 | 0 | 0 | 1203234 | 0 | 0 | 0 | 1 | 0 | 0 | 0 | 0 | 0 | 0 | 0 | 0 | 1 | 0 | 0 | 1 | 0 | [7 empty] | https://www.google.com/maps/@?api=1&map_action=map&center=29.753516999999999%2C-94.997276999999997&zoom=17&basemap=satellite | 54411 | [118 empty] | 0.58 |  |  | 81 |  |  | 0.35 | 0.75 |  |  | 81 |  |  | 0.4 | 0.42 |  |  | 71 |  |  | 0.3 | 0.11 |  |  | 86 |  |  | 0.05 | 0.26 |  |  | 88 |  |  | 0.12 | 0.1 |  |  | 84 |  |  | 0.06 | 0.1 |  |  | 28 |  |  | 0.16 | 2.6497 | 0.0053054 | Gas | FRS_110000502901
1953 | 3487 | 2021 | IL | Factory Gas Turbine | 8016 | City of Springfield - (IL) | 17828 | City of Springfield - (IL) | 17828 | Electric Utility | Midcontinent Independent Transmission System Operator, Inc.. | MISO | SERC | SRMW | SERC Midwest | MISO | 17 | 167 | Sangamon | 39.8259 | -89.6373 | 1 | 1 | DFO | OIL |  | 0.00047 | 26.6 | 1 | [6 empty] | 2398.9 | 1897.9 | 2398.9 | 1897.9 | 110 | 87 | 1.439 | 1.139 | 0.6 | 195.901 | 16.151 | 3.23 | 196.584 |  | 26.164 | 26.184 | 10.909 | 3561.836 | 0.147 | 0.029 | 3574.258 |  | 1.2 | 1.2 | 0.5 | 163.326 | 0.007 | 0.001 | 163.895 |  | 26.164 | 26.184 | 10.909 | 3561.836 | 0.147 | 0.029 | 3574.258 |  | 1.439 | 1.139 | 0.6 | 195.901 | 16.151 | 3.23 |  | 2398.9 | 1897.9 | 2398.9 | 1897.9 | EPA/CAMD | EPA/CAMD | EPA/CAMD | EIA | EIA | EIA | -- | EPA/CAMD | EPA/CAMD | [14 empty] | 21808.1818 | 0 | 110 | 0 | 0 | 0 | 0 | 0 | 0 | 0 | 0 | 0 | 110 | 0 | 0 | 110 | 0 | 0 | 1 | 0 | 0 | 0 | 0 | 0 | 0 | 0 | 0 | 0 | 1 | 0 | 0 | 1 | 0 | Yes |  | 5061 |  | 3.037 | 1.266 |  | https://www.google.com/maps/@?api=1&map_action=map&center=39.825933999999997%2C-89.637281999999999&zoom=17&basemap=satellite | 49785 | [118 empty] | 0.4 |  |  | 65 |  |  | 0.35 | 0.34 |  |  | 54 |  |  | 0.4 | 0.46 |  |  | 75 |  |  | 0.3 | 0.01 |  |  | 0 |  |  | 0.05 | 0.14 |  |  | 68 |  |  | 0.12 | 0.06 |  |  | 64 |  |  | 0.06 | 0.15 |  |  | 48 |  |  | 0.16 | 0.14664 | 1.504 | Oil | FRS_110007269650
1954 | 3491 | 2021 | IL | Five Oaks Gas Recovery | 56529 | Ameren Illinois Company | 56697 | WM Renewable Energy LLC | 54842 | IPP Non-CHP | Midcontinent Independent Transmission System Operator, Inc.. | MISO | SERC | SRMW | SERC Midwest | MISO | 17 | 21 | Christian | 39.5678 | -89.3683 | 4 | 4 | LFG | BIOMASS |  | 0.75071 | 3.2 | 0.082144 | Yes | [5 empty] | 264881 | 109915 | 264881 | 109915 | 21044 | 8732 | 0 | 0 | 4.437 | 0 | 0 | 0 | 0 |  | 0 | 0 | 0.422 | 0 | 0 | 0 | 0 |  | 0 | 0 | 0.034 | 0 | 0 | 0 | 0 |  | 0 | 0 | 0.422 | 0 | 0 | 0 | 0 |  | 176.184 | 73.108 | 5.96 | 16819.888 | 616.114 | 61.611 |  | 264881 | 109915 | 264881 | 109915 | EIA | EIA | EIA | EIA | EIA | EIA | -- | EIA | EIA | 176.184 | 73.108 | 1.523 | 16819.888 | 616.114 | 61.611 | [8 empty] | 12587.0082 | 0 | 0 | 0 | 0 | 0 | 21044 | 0 | 0 | 0 | 0 | 0 | 0 | 21044 | 21044 | 21044 | 0 | 0 | 0 | 0 | 0 | 0 | 1 | 0 | 0 | 0 | 0 | 0 | 0 | 1 | 1 | 1 | 0 | [7 empty] | https://www.google.com/maps/@?api=1&map_action=map&center=39.567799999999998%2C-89.368300000000005&zoom=17&basemap=satellite | 2117 | [118 empty] | 0.17 |  |  | 26 |  |  | 0.35 | 0.01 |  |  | 5 |  |  | 0.4 | 0.33 |  |  | 59 |  |  | 0.3 | 0 |  |  | 0 |  |  | 0.05 | 0.12 |  |  | 62 |  |  | 0.12 | 0.05 |  |  | 52 |  |  | 0.06 | 0.26 |  |  | 82 |  |  | 0.16 | 2.1751 | 0.18003 | Biomass | FRS_110045950663
1955 | 7212 | 2021 | NE | Nebraska City # 2 | 7555 | Omaha Public Power District | 14127 | City of Nebraska City | 13334 | Electric Utility | Southwest Power Pool | SWPP | MRO | MROW | MRO West |  | 31 | 131 | Otoe | 40.6661 | -95.8683 | 3 | 3 | NG | GAS |  | 0 | 13.5 | [7 empty] | 587.001 | 267 | 587.001 | 267 | -717.999 | -324 | 0.865 | 0.387 | 0.028 | 38.851 | 2.136 | 0.34 | 38.928 |  | 0 | 0 | 0 | 0 | 0 | 0 | 0 |  | 2.947 | 2.899 | 0.096 | 132.371 | 0.004 | 0.001 | 132.635 |  | 0 | 0 | 0 | 0 | 0 | 0 | 0 |  | 0.865 | 0.387 | 0.028 | 38.851 | 2.136 | 0.34 |  | 587.001 | 267 | 587.001 | 267 | EIA | EIA | EIA | EIA | EIA | EIA | -- | EIA | EIA | [14 empty] | -817.5501 | 0 | -230.302 | -487.698 | 0 | 0 | 0 | 0 | 0 | 0 | 0 | 0 | -718 | 0 | 0 | -718 | 0 | [23 empty] | https://www.google.com/maps/@?api=1&map_action=map&center=40.6661%2C-95.868333000000007&zoom=17&basemap=satellite | 7665 | [118 empty] | 0.27 |  |  | 46 |  |  | 0.35 | 0.19 |  |  | 38 |  |  | 0.4 | 0.35 |  |  | 61 |  |  | 0.3 | 0.04 |  |  | 71 |  |  | 0.05 | 0.09 |  |  | 53 |  |  | 0.12 | 0.08 |  |  | 77 |  |  | 0.06 | 0.18 |  |  | 61 |  |  | 0.16 | 0.024557 | 0 | Gas | FRS_110028031868
1956 | 3492 | 2021 | IL | Flora Site A | 56117 | City of Flora - (IL) | 6417 | City of Flora - (IL) | 6417 | Electric Utility | Midcontinent Independent Transmission System Operator, Inc.. | MISO | SERC | SRMW | SERC Midwest | MISO | 17 | 25 | Clay | 38.6693 | -88.4635 | 3 | 3 | DFO | OIL |  | 0.00247 | 5.4 | 1 | [6 empty] | 1317 | 429 | 1317 | 429 | 117 | 38.001 | 2.115 | 0.69 | 0.191 | 107.55 | 8.71 | 1.742 | 107.918 |  | 36.154 | 36.315 | 3.267 | 1838.462 | 0.074 | 0.015 | 1844.76 |  | 3.212 | 3.217 | 0.29 | 163.326 | 0.007 | 0.001 | 163.885 |  | 36.154 | 36.315 | 3.267 | 1838.462 | 0.074 | 0.015 | 1844.76 |  | 2.115 | 0.69 | 0.191 | 107.55 | 8.71 | 1.742 |  | 1317 | 429 | 1317 | 429 | EIA | EIA | EIA | EIA | EIA | EIA | -- | EIA | EIA | [14 empty] | 11256.4103 | 0 | 117 | 0 | 0 | 0 | 0 | 0 | 0 | 0 | 0 | 0 | 117 | 0 | 0 | 117 | 0 | 0 | 1 | 0 | 0 | 0 | 0 | 0 | 0 | 0 | 0 | 0 | 1 | 0 | 0 | 1 | 0 | [7 empty] | https://www.google.com/maps/@?api=1&map_action=map&center=38.6693%2C-88.463499999999996&zoom=17&basemap=satellite | 5118 | [118 empty] | 0.25 |  |  | 42 |  |  | 0.35 | 0.07 |  |  | 18 |  |  | 0.4 | 0.43 |  |  | 72 |  |  | 0.3 | 0.02 |  |  | 61 |  |  | 0.05 | 0.11 |  |  | 61 |  |  | 0.12 | 0.03 |  |  | 32 |  |  | 0.06 | 0.19 |  |  | 64 |  |  | 0.16 | 0.06913 | 3.4566 | Oil | FRS_110028019524
1957 | 3676 | 2021 | IL | State Farm | 7556 | Ameren Illinois Company | 56697 | State Farm Insurance | 56076 | Commercial Non-CHP | Midcontinent Independent Transmission System Operator, Inc.. | MISO | RFC | SRMW | SERC Midwest | MISO | 17 | 113 | McLean | 40.4535 | -88.9605 | 3 | 3 | DFO | OIL |  | 0.00047 | 5.1 | 1 | [6 empty] | 405 | 191.001 | 405 | 191.001 | 21 | 9.999 | 0.651 | 0.309 | 0.059 | 33.072 | 2.679 | 0.536 | 33.185 |  | 62 | 61.806 | 5.6 | 3149.714 | 0.128 | 0.026 | 3160.505 |  | 3.215 | 3.236 | 0.29 | 163.319 | 0.007 | 0.001 | 163.878 |  | 62 | 61.806 | 5.6 | 3149.714 | 0.128 | 0.026 | 3160.505 |  | 0.651 | 0.309 | 0.059 | 33.072 | 2.679 | 0.536 |  | 405 | 191.001 | 405 | 191.001 | EIA | EIA | EIA | EIA | EIA | EIA | -- | EIA | EIA | [14 empty] | 19285.7143 | 0 | 21 | 0 | 0 | 0 | 0 | 0 | 0 | 0 | 0 | 0 | 21 | 0 | 0 | 21 | 0 | 0 | 1 | 0 | 0 | 0 | 0 | 0 | 0 | 0 | 0 | 0 | 1 | 0 | 0 | 1 | 0 | [7 empty] | https://www.google.com/maps/@?api=1&map_action=map&center=40.453499999999998%2C-88.960499999999996&zoom=17&basemap=satellite | 44278 | [118 empty] | 0.28 |  |  | 48 |  |  | 0.35 | 0.25 |  |  | 45 |  |  | 0.4 | 0.31 |  |  | 55 |  |  | 0.3 | 0.02 |  |  | 66 |  |  | 0.05 | 0.06 |  |  | 38 |  |  | 0.12 | 0.06 |  |  | 59 |  |  | 0.06 | 0.16 |  |  | 52 |  |  | 0.16 | 0.060915 | 6.7683 | Oil | FRS_110001336368
1958 | 3493 | 2021 | IL | Flora Site B | 56118 | City of Flora - (IL) | 6417 | City of Flora - (IL) | 6417 | Electric Utility | Midcontinent Independent Transmission System Operator, Inc.. | MISO | SERC | SRMW | SERC Midwest | MISO | 17 | 25 | Clay | 38.6714 | -88.4894 | 2 | 2 | DFO | OIL |  | 0.00381 | 3.6 | 1 | [6 empty] | 1358 | 441 | 1358 | 441 | 120 | 39 | 2.18 | 0.708 | 0.197 | 110.898 | 8.982 | 1.796 | 111.278 |  | 36.333 | 36.308 | 3.283 | 1848.3 | 0.075 | 0.015 | 1854.632 |  | 3.211 | 3.211 | 0.29 | 163.325 | 0.007 | 0.001 | 163.885 |  | 36.333 | 36.308 | 3.283 | 1848.3 | 0.075 | 0.015 | 1854.632 |  | 2.18 | 0.708 | 0.197 | 110.898 | 8.982 | 1.796 |  | 1358 | 441 | 1358 | 441 | EIA | EIA | EIA | EIA | EIA | EIA | -- | EIA | EIA | [14 empty] | 11316.6667 | 0 | 120 | 0 | 0 | 0 | 0 | 0 | 0 | 0 | 0 | 0 | 120 | 0 | 0 | 120 | 0 | 0 | 1 | 0 | 0 | 0 | 0 | 0 | 0 | 0 | 0 | 0 | 1 | 0 | 0 | 1 | 0 | [7 empty] | https://www.google.com/maps/@?api=1&map_action=map&center=38.671399999999998%2C-88.489400000000003&zoom=17&basemap=satellite | 5357 | [118 empty] | 0.25 |  |  | 42 |  |  | 0.35 | 0.07 |  |  | 17 |  |  | 0.4 | 0.42 |  |  | 71 |  |  | 0.3 | 0.01 |  |  | 61 |  |  | 0.05 | 0.12 |  |  | 61 |  |  | 0.12 | 0.03 |  |  | 33 |  |  | 0.06 | 0.19 |  |  | 64 |  |  | 0.16 | 0.044795 | 3.5836 | Oil | FRS_110028019533
1959 | 3684 | 2021 | IL | Tate & Lyle | 10867 | Ameren Illinois Company | 56697 | Primary Products Ingredients Americas, LLC | 7 | Industrial CHP | Midcontinent Independent Transmission System Operator, Inc.. | MISO | SERC | SRMW | SERC Midwest | MISO | 17 | 115 | Macon | 39.8492 | -88.9319 | 2 | 1 | BIT | COAL | Yes | 0.57701 | 64.8 | 0.37164 |  | Yes | 5028336.8 | 0.222 | 0.22865 |  | 795371.424 | 382605.938 | 795371.424 | 382605.938 | 327541 | 167747 | 36.841 | 14.947 | 2627.369 | 81888.139 | 21821.822 | 3078.742 | 82619.644 |  | 0.225 | 0.178 | 16.043 | 500.018 | 0.067 | 0.009 | 504.484 |  | 0.093 | 0.078 | 6.607 | 205.912 | 0.027 | 0.004 | 207.751 |  | 0.225 | 0.178 | 16.043 | 500.018 | 0.067 | 0.009 | 504.484 |  | 161.124 | 65.372 | 11490.858 | 358139.65 | 95438.237 | 13464.949 |  | 3478575.145 | 1673335.836 | 3478575.145 | 1673335.836 | EPA/CAMD | EPA/CAMD | EIA | EIA | EIA | EIA | -- | EPA/CAMD | EPA/CAMD | [6 empty] | 2683203.721 | 1290729.898 | 124.283 | 50.425 | 8863.489 | 276251.511 | 73616.416 | 10386.207 | 2428.311 | 157269.52 | 0 | 170271.48 | 0 | 0 | 0 | 0 | 0 | 0 | 0 | 0 | 327541 | 0 | 0 | 327541 | 0 | 0.48015 | 0 | 0.51985 | 0 | 0 | 0 | 0 | 0 | 0 | 0 | 0 | 1 | 0 | 0 | 1 | 0 | Yes | [6 empty] | https://www.google.com/maps/@?api=1&map_action=map&center=39.84919%2C-88.931944000000001&zoom=17&basemap=satellite | 50775 | [118 empty] | 0.41 |  |  | 66 |  |  | 0.35 | 0.38 |  |  | 58 |  |  | 0.4 | 0.44 |  |  | 73 |  |  | 0.3 | 0 |  |  | 0 |  |  | 0.05 | 0.12 |  |  | 63 |  |  | 0.12 | 0.06 |  |  | 61 |  |  | 0.06 | 0.18 |  |  | 61 |  |  | 0.16 | 0 | 0 | Coal | FRS_110000578072
1960 | 3496 | 2021 | IL | Freedom Power Project | 7842 | Southwestern Electric Coop Inc - (IL) | 17697 | Southwestern Electric Coop Inc - (IL) | 17697 | Electric Utility | Midcontinent Independent Transmission System Operator, Inc.. | MISO | SERC | SRMW | SERC Midwest | MISO | 17 | 51 | Fayette | 39.1033 | -88.859 | 1 | 1 | NG | GAS |  | 0.00273 | 71 | 1 | [6 empty] | 17614.517 | 17372.746 | 17614.517 | 17372.746 | 1695 | 1672 | 0.835 | 0.823 | 0.005 | 1046.924 | 38.843 | 3.884 | 1047.988 |  | 0.985 | 0.984 | 0.006 | 1235.309 | 0.023 | 0.002 | 1236.564 |  | 0.095 | 0.095 | 0.001 | 118.871 | 0.002 | 0 | 118.991 |  | 0.985 | 0.984 | 0.006 | 1235.309 | 0.023 | 0.002 | 1236.564 |  | 0.835 | 0.823 | 0.005 | 1046.924 | 38.843 | 3.884 |  | 17614.517 | 17372.746 | 17614.517 | 17372.746 | EPA/CAMD | EPA/CAMD | EPA/CAMD | EPA/CAMD | EIA | EIA | -- | EPA/CAMD | EPA/CAMD | [14 empty] | 10392.0454 | 0 | 0 | 1695 | 0 | 0 | 0 | 0 | 0 | 0 | 0 | 0 | 1695 | 0 | 0 | 1695 | 0 | 0 | 0 | 1 | 0 | 0 | 0 | 0 | 0 | 0 | 0 | 0 | 1 | 0 | 0 | 1 | 0 | Yes |  | 18796.207 | 1117.258 | 0.916 | 0.006 |  | https://www.google.com/maps/@?api=1&map_action=map&center=39.103332999999999%2C-88.858980000000003&zoom=17&basemap=satellite | 517 | [118 empty] | 0.23 |  |  | 39 |  |  | 0.35 | 0 |  |  | 0 |  |  | 0.4 | 0.46 |  |  | 76 |  |  | 0.3 | 0.01 |  |  | 60 |  |  | 0.05 | 0.13 |  |  | 67 |  |  | 0.12 | 0.02 |  |  | 24 |  |  | 0.06 | 0.24 |  |  | 77 |  |  | 0.16 | 0.0759 | 0.16554 | Gas | FRS_110043783475
1961 | 8757 | 2021 | OH | Prospect Municipal | 7603 | Prospect Corporation | 15432 | American Mun Power-Ohio, Inc | 40577 | Electric Utility | PJM Interconnection, LLC | PJM | RFC | RFCW | RFC West | PJM | 39 | 101 | Marion | 40.4411 | -83.1883 | 1 | 1 | DFO | OIL |  | 0.00552 | 1.8 | 1 | [6 empty] | 1021 | 464 | 1021 | 464 | 87 | 39 | 1.64 | 0.746 | 0.148 | 83.378 | 6.753 | 1.351 | 83.664 |  | 37.701 | 38.256 | 3.402 | 1916.736 | 0.078 | 0.016 | 1923.302 |  | 3.213 | 3.216 | 0.29 | 163.326 | 0.007 | 0.001 | 163.886 |  | 37.701 | 38.256 | 3.402 | 1916.736 | 0.078 | 0.016 | 1923.302 |  | 1.64 | 0.746 | 0.148 | 83.378 | 6.753 | 1.351 |  | 1021 | 464 | 1021 | 464 | EIA | EIA | EIA | EIA | EIA | EIA | -- | EIA | EIA | [14 empty] | 11735.6322 | 0 | 87 | 0 | 0 | 0 | 0 | 0 | 0 | 0 | 0 | 0 | 87 | 0 | 0 | 87 | 0 | 0 | 1 | 0 | 0 | 0 | 0 | 0 | 0 | 0 | 0 | 0 | 1 | 0 | 0 | 1 | 0 | [7 empty] | https://www.google.com/maps/@?api=1&map_action=map&center=40.441099999999999%2C-83.188299999999998&zoom=17&basemap=satellite | 2096 | [118 empty] | 0.13 |  |  | 17 |  |  | 0.35 | 0.05 |  |  | 14 |  |  | 0.4 | 0.21 |  |  | 38 |  |  | 0.3 | 0 |  |  | 0 |  |  | 0.05 | 0.04 |  |  | 30 |  |  | 0.12 | 0.1 |  |  | 84 |  |  | 0.06 | 0.15 |  |  | 50 |  |  | 0.16 | 0.1488 | 3.068 | Oil | FRS_110064256834
1962 | 3497 | 2021 | IL | Fuyao Glass Illinois Inc. | 54360 | Ameren Illinois Company | 56697 | Fuyao Glass Illinois, Inc | 60194 | Industrial Non-CHP | Midcontinent Independent Transmission System Operator, Inc.. | MISO | SERC | SRMW | SERC Midwest | MISO | 17 | 115 | Macon | 39.779 | -88.9016 | 3 | 3 | DFO | OIL |  | 0 | 4.7 | [11 empty] | 0 | 0 | 0 |  | 0 | 0 | [45 empty] | -- | [17 empty] | 0 | 0 | 0 | 0 | 0 | 0 | 0 | 0 | 0 | 0 | 0 | 0 | 0 | 0 | 0 | 0 | [23 empty] | https://www.google.com/maps/@?api=1&map_action=map&center=39.778959999999998%2C-88.901629&zoom=17&basemap=satellite | 12693 | [118 empty] | 0.13 |  |  | 17 |  |  | 0.35 | 0.08 |  |  | 20 |  |  | 0.4 | 0.18 |  |  | 33 |  |  | 0.3 | 0 |  |  | 0 |  |  | 0.05 | 0.04 |  |  | 27 |  |  | 0.12 | 0.04 |  |  | 44 |  |  | 0.06 | 0.24 |  |  | 79 |  |  | 0.16 |  |  | Oil | FRS_
1963 | 6104 | 2021 | MO | St. Francis Power Plant | 7604 | Associated Electric Coop, Inc | 924 | Associated Electric Coop, Inc | 924 | Electric Utility | Associated Electric Cooperative, Inc. | AECI | SERC | SRMW | SERC Midwest |  | 29 | 69 | Dunklin | 36.5852 | -90.1779 | 2 | 2 | NG | GAS |  | 0.19113 | 506.6 | 1 | [6 empty] | 6534223.015 | 3107054.629 | 6534223.015 | 3107054.629 | 848197 | 397334 | 36.024 | 18.506 | 1.96 | 388320.553 | 13988.031 | 1398.803 | 388703.825 |  | 0.085 | 0.093 | 0.005 | 915.638 | 0.016 | 0.002 | 916.541 |  | 0.011 | 0.012 | 0.001 | 118.857 | 0.002 | 0 | 118.975 |  | 0.085 | 0.093 | 0.005 | 915.638 | 0.016 | 0.002 | 916.541 |  | 36.024 | 18.506 | 1.96 | 388320.553 | 13988.031 | 1398.803 |  | 6534223.015 | 3107054.629 | 6534223.015 | 3107054.629 | EPA/CAMD | EPA/CAMD | EPA/CAMD | EPA/CAMD | EIA | EIA | -- | EPA/CAMD | EPA/CAMD | [14 empty] | 7703.662 | 0 | 0 | 848197 | 0 | 0 | 0 | 0 | 0 | 0 | 0 | 0 | 848197 | 0 | 0 | 848197 | 0 | 0 | 0 | 1 | 0 | 0 | 0 | 0 | 0 | 0 | 0 | 0 | 1 | 0 | 0 | 1 | 0 | Yes |  | 9787465.607 | 581656.516 | 55.151 | 2.936 |  | https://www.google.com/maps/@?api=1&map_action=map&center=36.5852%2C-90.177899999999994&zoom=17&basemap=satellite | 386 | [118 empty] | 0.25 |  |  | 42 |  |  | 0.35 | 0.07 |  |  | 18 |  |  | 0.4 | 0.42 |  |  | 71 |  |  | 0.3 | 0 |  |  | 0 |  |  | 0.05 | 0.2 |  |  | 80 |  |  | 0.12 | 0.06 |  |  | 59 |  |  | 0.06 | 0.16 |  |  | 52 |  |  | 0.16 | 0.0231 | 4.8232e-05 | Gas | FRS_110017976403
1964 | 3502 | 2021 | IL | Geneva Generation Facility | 56462 | City of Geneva- (IL) | 7096 | City of Geneva- (IL) | 7096 | Electric Utility | PJM Interconnection, LLC | PJM | RFC | RFCW | RFC West | PJM | 17 | 89 | Kane | 41.8911 | -88.2711 | 5 | 5 | NG | GAS |  | 0.01685 | 29.5 | 1 | [6 empty] | 37477 | 17152 | 37477 | 17152 | 4355 | 1993 | 53.25 | 24.37 | 0.06 | 2190.325 | 82.623 | 8.262 | 2192.589 |  | 24.455 | 24.456 | 0.028 | 1005.89 | 0.019 | 0.002 | 1006.929 |  | 2.842 | 2.842 | 0.003 | 116.889 | 0.002 | 0 | 117.01 |  | 24.455 | 24.456 | 0.028 | 1005.89 | 0.019 | 0.002 | 1006.929 |  | 53.25 | 24.37 | 0.06 | 2190.325 | 82.623 | 8.262 |  | 37477 | 17152 | 37477 | 17152 | EIA | EIA | EIA | EIA | EIA | EIA | -- | EIA | EIA | [14 empty] | 8605.5109 | 0 | 0 | 4355 | 0 | 0 | 0 | 0 | 0 | 0 | 0 | 0 | 4355 | 0 | 0 | 4355 | 0 | 0 | 0 | 1 | 0 | 0 | 0 | 0 | 0 | 0 | 0 | 0 | 1 | 0 | 0 | 1 | 0 | [7 empty] | https://www.google.com/maps/@?api=1&map_action=map&center=41.891100000000002%2C-88.271100000000004&zoom=17&basemap=satellite | 37311 | [118 empty] | 0.18 |  |  | 29 |  |  | 0.35 | 0.2 |  |  | 39 |  |  | 0.4 | 0.17 |  |  | 30 |  |  | 0.3 | 0.01 |  |  | 57 |  |  | 0.05 | 0.06 |  |  | 37 |  |  | 0.12 | 0.05 |  |  | 53 |  |  | 0.06 | 0.15 |  |  | 49 |  |  | 0.16 | 0.01021 | 0.0036192 | Gas | FRS_110012153784
1965 | 3503 | 2021 | IL | Gibson City Energy Center, LLC | 55201 | Ameren Illinois Company | 56697 | Gibson City Energy Center LLC | 64670 | IPP Non-CHP | Midcontinent Independent Transmission System Operator, Inc.. | MISO | SERC | SRMW | SERC Midwest | MISO | 17 | 53 | Ford | 40.4705 | -88.3987 | 2 | 2 | NG | GAS |  | 0.06505 | 270 | 1 | [6 empty] | 1953047.886 | 1356833.418 | 1953047.886 | 1356833.418 | 153845 | 106880 | 67.717 | 44.035 | 0.586 | 116063.387 | 4380.214 | 438.021 | 116183.405 |  | 0.88 | 0.824 | 0.008 | 1508.835 | 0.028 | 0.003 | 1510.396 |  | 0.069 | 0.065 | 0.001 | 118.854 | 0.002 | 0 | 118.977 |  | 0.88 | 0.824 | 0.008 | 1508.835 | 0.028 | 0.003 | 1510.396 |  | 67.717 | 44.035 | 0.586 | 116063.387 | 4380.214 | 438.021 |  | 1953047.886 | 1356833.418 | 1953047.886 | 1356833.418 | EPA/CAMD | EPA/CAMD | EPA/CAMD | EPA/CAMD | EIA | EIA | -- | EPA/CAMD | EPA/CAMD | [14 empty] | 12694.9065 | 0 | 0 | 153845 | 0 | 0 | 0 | 0 | 0 | 0 | 0 | 0 | 153845 | 0 | 0 | 153845 | 0 | 0 | 0 | 1 | 0 | 0 | 0 | 0 | 0 | 0 | 0 | 0 | 1 | 0 | 0 | 1 | 0 | Yes |  | 297453.839 | 17677.919 | 10.779 | 0.089 |  | https://www.google.com/maps/@?api=1&map_action=map&center=40.470500000000001%2C-88.398700000000005&zoom=17&basemap=satellite | 3635 | [118 empty] | 0.18 |  |  | 28 |  |  | 0.35 | 0.05 |  |  | 14 |  |  | 0.4 | 0.31 |  |  | 56 |  |  | 0.3 | 0 |  |  | 0 |  |  | 0.05 | 0.12 |  |  | 62 |  |  | 0.12 | 0.05 |  |  | 53 |  |  | 0.06 | 0.2 |  |  | 69 |  |  | 0.16 | 13.6593 | 0.13408 | Gas | FRS_110018482747
1966 | 3505 | 2021 | IL | Goose Creek Power Plant | 55496 | Ameren Illinois Company | 56697 | Union Electric Co - (MO) | 19436 | Electric Utility | Midcontinent Independent Transmission System Operator, Inc.. | MISO | SERC | SRMW | SERC Midwest | MISO | 17 | 147 | Piatt | 40.1069 | -88.5999 | 6 | 6 | NG | GAS |  | 0.00716 | 684 | 1 | [6 empty] | 602143.456 | 395492.917 | 602143.456 | 395492.917 | 42904.002 | 28180.002 | 6.359 | 4.196 | 0.181 | 35784.757 | 1442.486 | 144.249 | 35824.281 |  | 0.296 | 0.298 | 0.008 | 1668.131 | 0.034 | 0.003 | 1669.974 |  | 0.021 | 0.021 | 0.001 | 118.858 | 0.002 | 0 | 118.989 |  | 0.296 | 0.298 | 0.008 | 1668.131 | 0.034 | 0.003 | 1669.974 |  | 6.359 | 4.196 | 0.181 | 35784.757 | 1442.486 | 144.249 |  | 602143.456 | 395492.917 | 602143.456 | 395492.917 | EPA/CAMD | EPA/CAMD | EPA/CAMD | EPA/CAMD | EIA | EIA | -- | EPA/CAMD | EPA/CAMD | [14 empty] | 14034.6691 | 0 | 0 | 42904.001 | 0 | 0 | 0 | 0 | 0 | 0 | 0 | 0 | 42904.001 | 0 | 0 | 42904.001 | 0 | 0 | 0 | 1 | 0 | 0 | 0 | 0 | 0 | 0 | 0 | 0 | 1 | 0 | 0 | 1 | 0 | Yes |  | 63185.941 | 3755.019 | 0.695 | 0.02 |  | https://www.google.com/maps/@?api=1&map_action=map&center=40.106931000000003%2C-88.599867000000003&zoom=17&basemap=satellite | 817 | [118 empty] | 0.09 |  |  | 9 |  |  | 0.35 | 0.05 |  |  | 13 |  |  | 0.4 | 0.14 |  |  | 24 |  |  | 0.3 | 0 |  |  | 0 |  |  | 0.05 | 0.07 |  |  | 44 |  |  | 0.12 | 0.09 |  |  | 78 |  |  | 0.06 | 0.13 |  |  | 41 |  |  | 0.16 | 1.07 | 0.14112 | Gas | FRS_110043795275
1967 | 3510 | 2021 | IL | Granite City Works | 57072 | Ameren Illinois Company | 56697 | United States Steel Granite City Works | 56364 | Industrial CHP | Midcontinent Independent Transmission System Operator, Inc.. | MISO | SERC | SRMW | SERC Midwest | MISO | 17 | 119 | Madison | 38.6972 | -90.1283 | 1 | 1 | BFG | OFSL |  | 0.77277 | 78 | 0.045386 |  | Yes | 1292247.2 | 1.395 | 0.65028 |  | 2239503.062 | 936781.089 | 2239503.062 | 936781.089 | 528017 | 229972 | 50.837 | 20.703 | 5.807 | 444055.478 | 2169.259 | 493.726 | 444156.159 |  | 0.193 | 0.18 | 0.022 | 1681.974 | 0.004 | 0.001 | 1682.356 |  | 0.045 | 0.044 | 0.005 | 396.566 | 0.001 | 0 | 396.656 |  | 0.193 | 0.18 | 0.022 | 1681.974 | 0.004 | 0.001 | 1682.356 |  | 78.177 | 31.837 | 8.929 | 682869.543 | 3335.891 | 759.253 |  | 3443913 | 1440584.13 | 3443913 | 1440584.13 | EIA | EIA | EIA | EIA | EIA | EIA | -- | EIA | EIA | [6 empty] | 1204409.938 | 503803.041 | 27.34 | 11.134 | 3.123 | 238814.065 | 1166.632 | 265.527 | 4241.3465 | 0 | 0 | 212816.37 | 0 | 0 | 0 | 0 | 0 | 0 | 55333.274 | 259867.36 | 528017.004 | 0 | 0 | 528017.004 | 0 | 0 | 0 | 0.40305 | 0 | 0 | 0 | 0 | 0 | 0 | 0.10479 | 0.49216 | 1 | 0 | 0 | 1 | 0 | [7 empty] | https://www.google.com/maps/@?api=1&map_action=map&center=38.697200000000002%2C-90.128299999999996&zoom=17&basemap=satellite | 34578 | [118 empty] | 0.34 |  |  | 57 |  |  | 0.35 | 0.29 |  |  | 49 |  |  | 0.4 | 0.4 |  |  | 68 |  |  | 0.3 | 0 |  |  | 0 |  |  | 0.05 | 0.12 |  |  | 64 |  |  | 0.12 | 0.05 |  |  | 53 |  |  | 0.06 | 0.17 |  |  | 57 |  |  | 0.16 | 0.49054 | 0.0018374 | Other Fossil | FRS_110018406679
1968 | 3512 | 2021 | IL | Greene Valley Gas Recovery | 55014 | Commonwealth Edison Co | 4110 | WM Illinois Renewable Energy LLC | 54843 | IPP Non-CHP | PJM Interconnection, LLC | PJM | RFC | RFCW | RFC West | PJM | 17 | 43 | DuPage | 41.7338 | -88.0849 | 2 | 2 | LFG | BIOMASS |  | 0.5166 | 6.6 | 0.47233 | Yes | [5 empty] | 619941 | 257251 | 619941 | 257251 | 29868 | 12394 | 0 | 0 | 10.384 | 0.001 | 0 | 0 | 0.001 |  | 0 | 0 | 0.695 | 0 | 0 | 0 | 0 |  | 0 | 0 | 0.033 | 0 | 0 | 0 | 0 |  | 0 | 0 | 0.695 | 0 | 0 | 0 | 0 |  | 51.268 | 21.274 | 13.949 | 39366.124 | 1441.984 | 144.198 |  | 619941 | 257251 | 619941 | 257251 | EIA | EIA | EIA | EIA | EIA | EIA | -- | EIA | EIA | 51.268 | 21.274 | 3.565 | 39366.123 | 1441.984 | 144.198 | [8 empty] | 20756.0265 | 0 | 0 | 0 | 0 | 0 | 29868 | 0 | 0 | 0 | 0 | 0 | 0 | 29868 | 29868 | 29868 | 0 | 0 | 0 | 0 | 0 | 0 | 1 | 0 | 0 | 0 | 0 | 0 | 0 | 1 | 1 | 1 | 0 | [7 empty] | https://www.google.com/maps/@?api=1&map_action=map&center=41.733789999999999%2C-88.084907999999999&zoom=17&basemap=satellite | 105341 | [118 empty] | 0.29 |  |  | 50 |  |  | 0.35 | 0.42 |  |  | 61 |  |  | 0.4 | 0.16 |  |  | 29 |  |  | 0.3 | 0.05 |  |  | 75 |  |  | 0.05 | 0.06 |  |  | 40 |  |  | 0.12 | 0.06 |  |  | 56 |  |  | 0.06 | 0.14 |  |  | 44 |  |  | 0.16 | 7.1476 | 0.42232 | Biomass | FRS_110002389898
1969 | 3520 | 2021 | IL | Hoffer Plastics | 54523 | Commonwealth Edison Co | 4110 | Hoffer Plastics | 8705 | Industrial Non-CHP | PJM Interconnection, LLC | PJM | RFC | RFCW | RFC West | PJM | 17 | 89 | Kane | 41.9989 | -88.3022 | 9 | 9 | NG | GAS |  | 0.11969 | 7.2 | 1 | [6 empty] | 89857.998 | 74914.002 | 89857.998 | 74914.002 | 7549.002 | 6166.998 | 124.362 | 103.68 | 0.144 | 5251.707 | 198.103 | 19.81 | 5257.135 |  | 32.948 | 33.624 | 0.038 | 1391.365 | 0.026 | 0.003 | 1392.803 |  | 2.768 | 2.768 | 0.003 | 116.889 | 0.002 | 0 | 117.01 |  | 32.948 | 33.624 | 0.038 | 1391.365 | 0.026 | 0.003 | 1392.803 |  | 124.362 | 103.68 | 0.144 | 5251.707 | 198.103 | 19.81 |  | 89857.998 | 74914.002 | 89857.998 | 74914.002 | EIA | EIA | EIA | EIA | EIA | EIA | -- | EIA | EIA | [14 empty] | 11903.2982 | 0 | 0 | 7549 | 0 | 0 | 0 | 0 | 0 | 0 | 0 | 0 | 7549 | 0 | 0 | 7549 | 0 | 0 | 0 | 1 | 0 | 0 | 0 | 0 | 0 | 0 | 0 | 0 | 1 | 0 | 0 | 1 | 0 | [7 empty] | https://www.google.com/maps/@?api=1&map_action=map&center=41.998888999999998%2C-88.302222&zoom=17&basemap=satellite | 74294 | [118 empty] | 0.37 |  |  | 61 |  |  | 0.35 | 0.51 |  |  | 67 |  |  | 0.4 | 0.24 |  |  | 43 |  |  | 0.3 | 0.06 |  |  | 77 |  |  | 0.05 | 0.17 |  |  | 75 |  |  | 0.12 | 0.07 |  |  | 67 |  |  | 0.06 | 0.13 |  |  | 38 |  |  | 0.16 | 0.0028346 | 0.0054511 | Gas | FRS_110018481622
1970 | 3521 | 2021 | IL | Holland Energy Facility | 55334 | Ameren Illinois Company | 56697 | NAES Corporation - (WA) | 49974 | Electric Utility | Midcontinent Independent Transmission System Operator, Inc.. | MISO | SERC | SRMW | SERC Midwest | MISO | 17 | 173 | Shelby | 39.2231 | -88.7584 | 2 | 3 | NG | GAS |  | 0.27364 | 702.1 | 0.87727 | [6 empty] | 12754256.48 | 5009087.48 | 12754256.48 | 5009087.48 | 1682994 | 658897 | 87.07 | 35.963 | 3.827 | 757969.618 | 27064.221 | 2706.422 | 758711.178 |  | 0.103 | 0.109 | 0.005 | 900.74 | 0.016 | 0.002 | 901.621 |  | 0.014 | 0.014 | 0.001 | 118.858 | 0.002 | 0 | 118.974 |  | 0.103 | 0.109 | 0.005 | 900.74 | 0.016 | 0.002 | 901.621 |  | 87.07 | 35.963 | 3.827 | 757969.618 | 27064.221 | 2706.422 |  | 12754256.48 | 5009087.48 | 12754256.48 | 5009087.48 | EPA/CAMD | EPA/CAMD | EPA/CAMD | EPA/CAMD | EIA | EIA | -- | EPA/CAMD | EPA/CAMD | [14 empty] | 7578.3137 | 0 | 0 | 1682994 | 0 | 0 | 0 | 0 | 0 | 0 | 0 | 0 | 1682994 | 0 | 0 | 1682994 | 0 | 0 | 0 | 1 | 0 | 0 | 0 | 0 | 0 | 0 | 0 | 0 | 1 | 0 | 0 | 1 | 0 | Yes |  | 14919729.83 | 886655.807 | 99.11 | 4.476 |  | https://www.google.com/maps/@?api=1&map_action=map&center=39.223143999999998%2C-88.758405999999994&zoom=17&basemap=satellite | 641 | [118 empty] | 0.16 |  |  | 23 |  |  | 0.35 | 0.03 |  |  | 9 |  |  | 0.4 | 0.28 |  |  | 51 |  |  | 0.3 | 0 |  |  | 0 |  |  | 0.05 | 0.05 |  |  | 32 |  |  | 0.12 | 0.03 |  |  | 31 |  |  | 0.06 | 0.22 |  |  | 72 |  |  | 0.16 | 79.8501 | 0.07038 | Gas | FRS_110018128417
1971 | 3529 | 2021 | IL | IMEA Flora | 56116 | City of Flora - (IL) | 6417 | Illinois Municipal Elec Agency | 9286 | Electric Utility | Midcontinent Independent Transmission System Operator, Inc.. | MISO | SERC | SRMW | SERC Midwest | MISO | 17 | 25 | Clay | 38.6658 | -88.4625 | 5 | 5 | DFO | OIL |  | 0.00198 | 9 | 1 | [6 empty] | 1536 | 505 | 1536 | 505 | 156 | 51 | 2.47 | 0.81 | 0.222 | 125.435 | 10.159 | 2.032 | 125.865 |  | 31.667 | 31.765 | 2.853 | 1608.141 | 0.065 | 0.013 | 1613.65 |  | 3.216 | 3.208 | 0.29 | 163.327 | 0.007 | 0.001 | 163.886 |  | 31.667 | 31.765 | 2.853 | 1608.141 | 0.065 | 0.013 | 1613.65 |  | 2.47 | 0.81 | 0.222 | 125.435 | 10.159 | 2.032 |  | 1536 | 505 | 1536 | 505 | EIA | EIA | EIA | EIA | EIA | EIA | -- | EIA | EIA | [14 empty] | 9846.1538 | 0 | 156 | 0 | 0 | 0 | 0 | 0 | 0 | 0 | 0 | 0 | 156 | 0 | 0 | 156 | 0 | 0 | 1 | 0 | 0 | 0 | 0 | 0 | 0 | 0 | 0 | 0 | 1 | 0 | 0 | 1 | 0 | [7 empty] | https://www.google.com/maps/@?api=1&map_action=map&center=38.665799999999997%2C-88.462500000000006&zoom=17&basemap=satellite | 5033 | [118 empty] | 0.25 |  |  | 42 |  |  | 0.35 | 0.07 |  |  | 18 |  |  | 0.4 | 0.43 |  |  | 72 |  |  | 0.3 | 0.02 |  |  | 61 |  |  | 0.05 | 0.11 |  |  | 60 |  |  | 0.12 | 0.03 |  |  | 33 |  |  | 0.06 | 0.19 |  |  | 63 |  |  | 0.16 | 0.10153 | 3.5009 | Oil | FRS_110002350679
1972 | 6153 | 2021 | MS | Meridian | 7719 | Tennessee Valley Authority | 18642 | Tennessee Valley Authority | 18642 | Electric Utility | Tennessee Valley Authority | TVA | SERC | SRTV | SERC Tennessee Valley |  | 28 | 75 | Lauderdale | 32.5508 | -88.6067 | 5 | 5 | DFO | OIL |  | 0.00055 | 9 | 1 | [6 empty] | 1375 | 587 | 1375 | 587 | 43 | 18 | 2.225 | 0.95 | 0.199 | 112.285 | 9.094 | 1.819 | 112.67 |  | 103.488 | 105.556 | 9.279 | 5222.558 | 0.211 | 0.042 | 5240.45 |  | 3.236 | 3.237 | 0.29 | 163.324 | 0.007 | 0.001 | 163.883 |  | 103.488 | 105.556 | 9.279 | 5222.558 | 0.211 | 0.042 | 5240.45 |  | 2.225 | 0.95 | 0.199 | 112.285 | 9.094 | 1.819 |  | 1375 | 587 | 1375 | 587 | EIA | EIA | EIA | EIA | EIA | EIA | -- | EIA | EIA | [14 empty] | 31976.7442 | 0 | 43 | 0 | 0 | 0 | 0 | 0 | 0 | 0 | 0 | 0 | 43 | 0 | 0 | 43 | 0 | 0 | 1 | 0 | 0 | 0 | 0 | 0 | 0 | 0 | 0 | 0 | 1 | 0 | 0 | 1 | 0 | [7 empty] | https://www.google.com/maps/@?api=1&map_action=map&center=32.550780000000003%2C-88.60669&zoom=17&basemap=satellite | 1149 | [118 empty] | 0.31 |  |  | 52 |  |  | 0.35 | 0.32 |  |  | 52 |  |  | 0.4 | 0.29 |  |  | 53 |  |  | 0.3 | 0.04 |  |  | 73 |  |  | 0.05 | 0.07 |  |  | 45 |  |  | 0.12 | 0.04 |  |  | 38 |  |  | 0.06 | 0.06 |  |  | 14 |  |  | 0.16 | 0.04836 | 9.672 | Oil | FRS_110002228027
1973 | 3530 | 2021 | IL | IMEA Highland | 56114 | City of Highland | 8573 | City of Highland | 8573 | Electric Utility | Midcontinent Independent Transmission System Operator, Inc.. | MISO | SERC | SRMW | SERC Midwest | MISO | 17 | 119 | Madison | 38.7417 | -89.6847 | 2 | 2 | DFO | OIL |  | 0 | 3.6 | [11 empty] | 0 | 0 | 0 |  | 0 | 0 | [45 empty] | -- | [17 empty] | 0 | 0 | 0 | 0 | 0 | 0 | 0 | 0 | 0 | 0 | 0 | 0 | 0 | 0 | 0 | 0 | [23 empty] | https://www.google.com/maps/@?api=1&map_action=map&center=38.741700000000002%2C-89.684700000000007&zoom=17&basemap=satellite | 12870 | [118 empty] | 0.13 |  |  | 16 |  |  | 0.35 | 0.07 |  |  | 17 |  |  | 0.4 | 0.18 |  |  | 33 |  |  | 0.3 | 0 |  |  | 0 |  |  | 0.05 | 0.05 |  |  | 33 |  |  | 0.12 | 0.06 |  |  | 56 |  |  | 0.06 | 0.19 |  |  | 63 |  |  | 0.16 |  |  | Oil | FRS_
1974 | 3531 | 2021 | IL | Industrial Park | 7934 | City of Rock Falls - (IL) | 16198 | City of Rock Falls - (IL) | 16198 | Electric Utility | Midcontinent Independent Transmission System Operator, Inc.. | MISO | RFC | SRMW | SERC Midwest | MISO | 17 | 195 | Whiteside | 41.7682 | -89.6744 | 7 | 7 | DFO | OIL |  | 0.00614 | 13.4 | 1 | [6 empty] | 7193.998 | 2339.998 | 7193.998 | 2339.998 | 721.001 | 234.001 | 11.658 | 3.796 | 1.043 | 587.484 | 47.58 | 9.516 | 589.497 |  | 32.338 | 32.444 | 2.893 | 1629.634 | 0.066 | 0.013 | 1635.217 |  | 3.241 | 3.244 | 0.29 | 163.326 | 0.007 | 0.001 | 163.886 |  | 32.338 | 32.444 | 2.893 | 1629.637 | 0.066 | 0.013 | 1635.22 |  | 11.658 | 3.796 | 1.043 | 587.484 | 47.58 | 9.516 |  | 7193.998 | 2339.998 | 7193.998 | 2339.998 | EIA | EIA | EIA | EIA | EIA | EIA | -- | EIA | EIA | [14 empty] | 9977.8058 | 0 | 721 | 0 | 0 | 0 | 0 | 0 | 0 | 0 | 0 | 0 | 721 | 0 | 0 | 721 | 0 | 0 | 1 | 0 | 0 | 0 | 0 | 0 | 0 | 0 | 0 | 0 | 1 | 0 | 0 | 1 | 0 | [7 empty] | https://www.google.com/maps/@?api=1&map_action=map&center=41.768199000000003%2C-89.674385000000001&zoom=17&basemap=satellite | 25600 | [118 empty] | 0.31 |  |  | 53 |  |  | 0.35 | 0.26 |  |  | 46 |  |  | 0.4 | 0.36 |  |  | 63 |  |  | 0.3 | 0.02 |  |  | 66 |  |  | 0.05 | 0.11 |  |  | 61 |  |  | 0.12 | 0.05 |  |  | 55 |  |  | 0.06 | 0.18 |  |  | 61 |  |  | 0.16 | 0.86924 | 3.4425 | Oil | FRS_110028019640
1975 | 8969 | 2021 | OR | Coffin Butte | 7725 | Bonneville Power Administration | 1738 | Pacific Northwest Generating Coop | 14323 | Electric Utility | Bonneville Power Administration | BPAT | WECC | NWPP | WECC Northwest |  | 41 | 3 | Benton | 44.6969 | -123.2234 | 5 | 5 | LFG | BIOMASS |  | 0.86528 | 5.6 | 0 | Yes | Yes | 0 |  | 1 |  | 454281 | 189078.001 | 454281 | 189078.001 | 42446.999 | 17666.999 | 0 | 0 | 7.609 | 0 | 0 | 0 | 0 |  | 0 | 0 | 0.359 | 0 | 0 | 0 | 0 |  | 0 | 0 | 0.034 | 0 | 0 | 0 | 0 |  | 0 | 0 | 0.359 | 0 | 0 | 0 | 0 |  | 329.35 | 137.081 | 10.221 | 28846.748 | 1056.659 | 105.666 |  | 454281 | 189078.001 | 454281 | 189078.001 | EIA | EIA | EIA | EIA | EIA | EIA | -- | EIA | EIA | 329.35 | 137.081 | 2.612 | 28846.748 | 1056.659 | 105.666 | 0 | 0 | 0 | 0 | 0 | 0 | 0 | 0 | 10702.3111 | 0 | 0 | 0 | 0 | 0 | 42447 | 0 | 0 | 0 | 0 | 0 | 0 | 42447 | 42447 | 42447 | 0 | 0 | 0 | 0 | 0 | 0 | 1 | 0 | 0 | 0 | 0 | 0 | 0 | 1 | 1 | 1 | 0 | [7 empty] | https://www.google.com/maps/@?api=1&map_action=map&center=44.696899999999999%2C-123.2234&zoom=17&basemap=satellite | 1936 | [118 empty] | 0.18 |  |  | 27 |  |  | 0.35 | 0.19 |  |  | 37 |  |  | 0.4 | 0.16 |  |  | 30 |  |  | 0.3 | 0.02 |  |  | 62 |  |  | 0.05 | 0.04 |  |  | 31 |  |  | 0.12 | 0.05 |  |  | 47 |  |  | 0.06 | 0.17 |  |  | 58 |  |  | 0.16 | 3.4467 | 0.16117 | Biomass | FRS_110067387802
1976 | 3533 | 2021 | IL | Ingredion Incorporated Argo Plant | 54556 | Commonwealth Edison Co | 4110 | Ingredion Inc - Illinois | 4222 | Industrial CHP | PJM Interconnection, LLC | PJM | RFC | RFCW | RFC West | PJM | 17 | 31 | Cook | 41.7775 | -87.8233 | 4 | 4 | NG | GAS | Yes | 0.53067 | 54.6 | 0.44888 |  | Yes | 5234143.2 | 0.166 | 0.18078 |  | 1744117.451 | 726129.377 | 1744117.451 | 726129.377 | 253819 | 99548 | 43.388 | 16.983 | 1.794 | 101934.123 | 7256.175 | 900.519 | 102159.002 |  | 0.342 | 0.341 | 0.014 | 803.203 | 0.029 | 0.004 | 804.975 |  | 0.05 | 0.047 | 0.002 | 116.889 | 0.004 | 0.001 | 117.147 |  | 0.342 | 0.341 | 0.014 | 803.203 | 0.029 | 0.004 | 804.975 |  | 240.005 | 93.943 | 9.926 | 563853.347 | 40137.868 | 4981.261 |  | 9647666.887 | 4016618.458 | 9647666.887 | 4016618.458 | EPA/CAMD | EPA/CAMD | EIA | EIA | EIA | EIA | -- | EPA/CAMD | EPA/CAMD | [6 empty] | 7903549.436 | 3290489.081 | 196.617 | 76.96 | 8.131 | 461919.224 | 32881.694 | 4080.742 | 6871.5008 | 24213.44 | 0 | 229605.56 | 0 | 0 | 0 | 0 | 0 | 0 | 0 | 0 | 253819 | 0 | 0 | 253819 | 0 | 0.095396 | 0 | 0.9046 | 0 | 0 | 0 | 0 | 0 | 0 | 0 | 0 | 1 | 0 | 0 | 1 | 0 | Yes |  | 9081622.521 |  | 195.121 |  |  | https://www.google.com/maps/@?api=1&map_action=map&center=41.777500000000003%2C-87.823300000000003&zoom=17&basemap=satellite | 107821 | [118 empty] | 0.4 |  |  | 64 |  |  | 0.35 | 0.51 |  |  | 67 |  |  | 0.4 | 0.29 |  |  | 52 |  |  | 0.3 | 0.09 |  |  | 84 |  |  | 0.05 | 0.15 |  |  | 71 |  |  | 0.12 | 0.07 |  |  | 67 |  |  | 0.06 | 0.14 |  |  | 45 |  |  | 0.16 | 10.1039 | 0.079707 | Gas | FRS_110017414742
1977 | 9734 | 2021 | SC | WestRock Charleston Kraft, LLC | 7737 | Dominion Energy South Carolina | 17539 | WestRock North Charleston | 63284 | IPP CHP | South Carolina Electric & Gas Company | SCEG | SERC | SRVC | SERC Virginia/Carolina |  | 45 | 19 | Charleston | 32.9 | -79.9667 | 4 | 1 | BIT | COAL | Yes | 0.42197 | 99.2 | 0.63005 | Yes | Yes | 6844677.6 | 0.183 | 0.19601 |  | 2093604.628 | 883819.275 | 2093604.628 | 883819.275 | 366689 | 141089 | 397.122 | 170.498 | 44.265 | 88545.286 | 107513 | 14409.938 | 92036.28 |  | 2.166 | 2.417 | 0.241 | 482.945 | 0.293 | 0.039 | 501.985 |  | 0.379 | 0.386 | 0.042 | 84.586 | 0.051 | 0.007 | 87.921 |  | 2.166 | 2.417 | 0.241 | 482.945 | 0.293 | 0.039 | 501.985 |  | 2026.056 | 869.856 | 225.831 | 1099698.478 | 548515.518 | 73517.387 |  | 10681263 | 4509116 | 10681263 | 4509116 | EIA | EIA | EIA | EIA | EIA | EIA | -- | EIA | EIA |  |  |  | 647953.445 |  |  | 8587658.372 | 3625296.725 | 1628.934 | 699.358 | 181.567 | 363199.747 | 441002.518 | 59107.449 | 5709.4831 | 149861.46 | 1201.298 | 0 | 0 | 0 | 215626.24 | 0 | 0 | 0 | 0 | 0 | 151062.758 | 215626.24 | 215626.24 | 366688.998 | 0 | 0.40869 | 0.0032761 | 0 | 0 | 0 | 0.58804 | 0 | 0 | 0 | 0 | 0 | 0.41196 | 0.58804 | 0.58804 | 1 | 0 | Yes | [6 empty] | https://www.google.com/maps/@?api=1&map_action=map&center=32.9%2C-79.966700000000003&zoom=17&basemap=satellite | 31614 | [118 empty] | 0.48 |  |  | 73 |  |  | 0.35 | 0.55 |  |  | 69 |  |  | 0.4 | 0.42 |  |  | 71 |  |  | 0.3 | 0.04 |  |  | 73 |  |  | 0.05 | 0.16 |  |  | 74 |  |  | 0.12 | 0.08 |  |  | 73 |  |  | 0.06 | 0.13 |  |  | 38 |  |  | 0.16 | 22.0633 | 0.10414 | Coal | FRS_110016966381
1978 | 3534 | 2021 | IL | Interstate | 7425 | City of Springfield - (IL) | 17828 | City of Springfield - (IL) | 17828 | Electric Utility | Midcontinent Independent Transmission System Operator, Inc.. | MISO | SERC | SRMW | SERC Midwest | MISO | 17 | 167 | Sangamon | 39.8233 | -89.5891 | 1 | 1 | NG | GAS |  | 0.00095 | 138.6 | 1 | [6 empty] | 12080.265 | 0 | 12080.265 | 0 | 1152 | 0 | 1.481 | 0 | 0.005 | 930.87 | 67.775 | 12.838 | 933.63 |  | 2.571 |  | 0.009 | 1616.094 | 0.059 | 0.011 | 1620.886 |  | 0.245 |  | 0.001 | 154.114 | 0.006 | 0.001 | 154.571 |  | 2.571 |  | 0.009 | 1616.094 | 0.059 | 0.011 | 1620.886 |  | 1.481 | 0 | 0.005 | 930.87 | 67.775 | 12.838 |  | 12080.265 | 0 | 12080.265 | 0 | EPA/CAMD | EIA | EPA/CAMD | EPA/CAMD | EIA | EIA | -- | EPA/CAMD | EPA/CAMD | [14 empty] | 10486.3412 | 0 | 850.405 | 301.595 | 0 | 0 | 0 | 0 | 0 | 0 | 0 | 0 | 1152 | 0 | 0 | 1152 | 0 | 0 | 0.7382 | 0.2618 | 0 | 0 | 0 | 0 | 0 | 0 | 0 | 0 | 1 | 0 | 0 | 1 | 0 | Yes |  | 13930.158 | 905.407 | 1.363 | 0.005 |  | https://www.google.com/maps/@?api=1&map_action=map&center=39.823300000000003%2C-89.589100000000002&zoom=17&basemap=satellite | 27934 | [118 empty] | 0.39 |  |  | 63 |  |  | 0.35 | 0.33 |  |  | 53 |  |  | 0.4 | 0.45 |  |  | 74 |  |  | 0.3 | 0.01 |  |  | 0 |  |  | 0.05 | 0.13 |  |  | 66 |  |  | 0.12 | 0.07 |  |  | 65 |  |  | 0.06 | 0.16 |  |  | 54 |  |  | 0.16 | 11.3069 | 0.77982 | Gas | FRS_110018334284
1979 | 6020 | 2021 | MO | Essex Power Plant | 7749 | Associated Electric Coop, Inc | 924 | Associated Electric Coop, Inc | 924 | Electric Utility | Associated Electric Cooperative, Inc. | AECI | SERC | SRMW | SERC Midwest |  | 29 | 207 | Stoddard | 36.8682 | -89.8402 | 1 | 1 | NG | GAS |  | 0.03373 | 121.2 | 1 | [6 empty] | 412555.203 | 84990.418 | 412555.203 | 84990.418 | 35810 | 7377 | 20.358 | 4.274 | 0.124 | 24519.082 | 911.293 | 91.129 | 24544.051 |  | 1.137 | 1.159 | 0.007 | 1369.399 | 0.025 | 0.003 | 1370.793 |  | 0.099 | 0.101 | 0.001 | 118.864 | 0.002 | 0 | 118.986 |  | 1.137 | 1.159 | 0.007 | 1369.399 | 0.025 | 0.003 | 1370.793 |  | 20.358 | 4.274 | 0.124 | 24519.082 | 911.293 | 91.129 |  | 412555.203 | 84990.418 | 412555.203 | 84990.418 | EPA/CAMD | EPA/CAMD | EPA/CAMD | EPA/CAMD | EIA | EIA | -- | EPA/CAMD | EPA/CAMD | [14 empty] | 11520.6703 | 0 | 0 | 35810 | 0 | 0 | 0 | 0 | 0 | 0 | 0 | 0 | 35810 | 0 | 0 | 35810 | 0 | 0 | 0 | 1 | 0 | 0 | 0 | 0 | 0 | 0 | 0 | 0 | 1 | 0 | 0 | 1 | 0 | Yes |  | 855800.075 | 50858.735 | 38.438 | 0.257 |  | https://www.google.com/maps/@?api=1&map_action=map&center=36.868206000000001%2C-89.840172999999993&zoom=17&basemap=satellite | 404 | [118 empty] | 0.25 |  |  | 42 |  |  | 0.35 | 0.03 |  |  | 10 |  |  | 0.4 | 0.46 |  |  | 76 |  |  | 0.3 | 0 |  |  | 0 |  |  | 0.05 | 0.11 |  |  | 59 |  |  | 0.12 | 0.03 |  |  | 31 |  |  | 0.06 | 0.2 |  |  | 68 |  |  | 0.16 | 6.9265 | 0.1535 | Gas | FRS_110007107219
1980 | 3536 | 2021 | IL | ITT Cogen Facility | 52021 | Commonwealth Edison Co | 4110 | Illinois Institute-Technology | 29767 | Commercial CHP | PJM Interconnection, LLC | PJM | RFC | RFCW | RFC West | PJM | 17 | 31 | Cook | 41.8344 | -87.6285 | 2 | 2 | NG | GAS |  | 0.00207 | 7.4 | 1 |  | Yes | 103.2 | 4.432 | 0.85526 |  | 1972.223 | 902.296 | 1972.223 | 902.296 | 134 | 61 | 0.31 | 0.142 | 0.003 | 115.266 | 4.348 | 0.435 | 115.386 |  | 4.621 | 4.655 | 0.046 | 1720.395 | 0.032 | 0.003 | 1722.173 |  | 0.314 | 0.315 | 0.003 | 116.89 | 0.002 | 0 | 117.011 |  | 4.621 | 4.655 | 0.046 | 1720.395 | 0.032 | 0.003 | 1722.173 |  | 0.362 | 0.166 | 0.004 | 134.774 | 5.084 | 0.508 |  | 2306 | 1055 | 2306 | 1055 | EIA | EIA | EIA | EIA | EIA | EIA | -- | EIA | EIA | [6 empty] | 333.777 | 152.704 | 0.052 | 0.024 | 0.001 | 19.508 | 0.736 | 0.074 | 14718.0846 | 0 | 0 | 134 | 0 | 0 | 0 | 0 | 0 | 0 | 0 | 0 | 134 | 0 | 0 | 134 | 0 | 0 | 0 | 1 | 0 | 0 | 0 | 0 | 0 | 0 | 0 | 0 | 1 | 0 | 0 | 1 | 0 | [7 empty] | https://www.google.com/maps/@?api=1&map_action=map&center=41.834420000000001%2C-87.628465000000006&zoom=17&basemap=satellite | 262599 | [118 empty] | 0.56 |  |  | 79 |  |  | 0.35 | 0.74 |  |  | 80 |  |  | 0.4 | 0.39 |  |  | 67 |  |  | 0.3 | 0.09 |  |  | 83 |  |  | 0.05 | 0.15 |  |  | 71 |  |  | 0.12 | 0.06 |  |  | 56 |  |  | 0.06 | 0.13 |  |  | 41 |  |  | 0.16 | 0.00011775 | 0.013853 | Gas | FRS_110001812254
1981 | 6078 | 2021 | MO | Nodaway Power Plant | 7754 | Associated Electric Coop, Inc | 924 | Associated Electric Coop, Inc | 924 | Electric Utility | Associated Electric Cooperative, Inc. | AECI | SERC | SRMW | SERC Midwest |  | 29 | 147 | Nodaway | 40.2877 | -94.7913 | 2 | 2 | NG | GAS |  | 0.0046 | 315.6 | 1 | [6 empty] | 149824.978 | 0 | 149824.978 | 0 | 12718 | 0 | 6.497 | 0 | 0.045 | 8903.856 | 322.905 | 32.29 | 8912.704 |  | 1.022 |  | 0.007 | 1400.198 | 0.025 | 0.003 | 1401.589 |  | 0.087 |  | 0.001 | 118.857 | 0.002 | 0 | 118.975 |  | 1.022 |  | 0.007 | 1400.198 | 0.025 | 0.003 | 1401.589 |  | 6.497 | 0 | 0.045 | 8903.856 | 322.905 | 32.29 |  | 149824.978 | 0 | 149824.978 | 0 | EPA/CAMD | EIA | EPA/CAMD | EPA/CAMD | EIA | EIA | -- | EPA/CAMD | EPA/CAMD | [14 empty] | 11780.5455 | 0 | 0 | 12718 | 0 | 0 | 0 | 0 | 0 | 0 | 0 | 0 | 12718 | 0 | 0 | 12718 | 0 | 0 | 0 | 1 | 0 | 0 | 0 | 0 | 0 | 0 | 0 | 0 | 1 | 0 | 0 | 1 | 0 | Yes |  | 253168.519 | 15045.91 | 10.747 | 0.076 |  | https://www.google.com/maps/@?api=1&map_action=map&center=40.287700000000001%2C-94.791300000000007&zoom=17&basemap=satellite | 358 | [118 empty] | 0.15 |  |  | 22 |  |  | 0.35 | 0.08 |  |  | 19 |  |  | 0.4 | 0.24 |  |  | 44 |  |  | 0.3 | 0 |  |  | 0 |  |  | 0.05 | 0.1 |  |  | 55 |  |  | 0.12 | 0.05 |  |  | 48 |  |  | 0.06 | 0.18 |  |  | 61 |  |  | 0.16 | 0.3649 | 0.083875 | Gas | FRS_110011873534
1982 | 8826 | 2021 | OK | Chouteau Power Plant | 7757 | Associated Electric Coop, Inc | 924 | Associated Electric Coop, Inc | 924 | Electric Utility | Associated Electric Cooperative, Inc. | AECI | SERC | SRMW | SERC Midwest |  | 40 | 97 | Mayes | 36.2221 | -95.2771 | 4 | 6 | NG | GAS |  | 0.48265 | 1069.6 | 0.52892 | [6 empty] | 32276210.83 | 15237139.82 | 32276210.83 | 15237139.82 | 4522255 | 2127370 | 255.614 | 121.757 | 9.684 | 1918126.934 | 73382.652 | 7338.265 | 1920137.619 |  | 0.113 | 0.114 | 0.004 | 848.306 | 0.016 | 0.002 | 849.195 |  | 0.016 | 0.016 | 0.001 | 118.857 | 0.002 | 0 | 118.982 |  | 0.113 | 0.114 | 0.004 | 848.306 | 0.016 | 0.002 | 849.195 |  | 255.614 | 121.757 | 9.684 | 1918126.934 | 73382.652 | 7338.265 |  | 32276210.83 | 15237139.82 | 32276210.83 | 15237139.82 | EPA/CAMD | EPA/CAMD | EPA/CAMD | EPA/CAMD | EIA | EIA | -- | EPA/CAMD | EPA/CAMD | [14 empty] | 7137.1939 | 0 | 0 | 4522255 | 0 | 0 | 0 | 0 | 0 | 0 | 0 | 0 | 4522255 | 0 | 0 | 4522255 | 0 | 0 | 0 | 1 | 0 | 0 | 0 | 0 | 0 | 0 | 0 | 0 | 1 | 0 | 0 | 1 | 0 | Yes |  | 37560165.41 | 2232152.477 | 293.946 | 11.269 |  | https://www.google.com/maps/@?api=1&map_action=map&center=36.222057999999997%2C-95.277063999999996&zoom=17&basemap=satellite | 1398 | [118 empty] | 0.37 |  |  | 60 |  |  | 0.35 | 0.34 |  |  | 54 |  |  | 0.4 | 0.39 |  |  | 67 |  |  | 0.3 | 0 |  |  | 0 |  |  | 0.05 | 0.13 |  |  | 65 |  |  | 0.12 | 0.06 |  |  | 63 |  |  | 0.06 | 0.18 |  |  | 59 |  |  | 0.16 | 52.5101 | 0.016946 | Gas | FRS_110001649930
1983 | 3765 | 2021 | IN | Georgetown Substation | 7759 | Indianapolis Power & Light Co | 9273 | Indianapolis Power & Light Co | 9273 | Electric Utility | Midcontinent Independent Transmission System Operator, Inc.. | MISO | RFC | RFCW | RFC West | MISO | 18 | 97 | Marion | 39.9026 | -86.2441 | 4 | 4 | NG | GAS |  | 0.10661 | 340 | 1 | [6 empty] | 4000217.61 | 2193101.139 | 4000217.61 | 2193101.139 | 317533 | 174086 | 54.04 | 28.247 | 1.2 | 237729.059 | 9038.764 | 903.876 | 237976.721 |  | 0.34 | 0.325 | 0.008 | 1497.35 | 0.028 | 0.003 | 1498.91 |  | 0.027 | 0.026 | 0.001 | 118.858 | 0.002 | 0 | 118.982 |  | 0.34 | 0.325 | 0.008 | 1497.35 | 0.028 | 0.003 | 1498.91 |  | 54.04 | 28.247 | 1.2 | 237729.059 | 9038.764 | 903.876 |  | 4000217.61 | 2193101.139 | 4000217.61 | 2193101.139 | EPA/CAMD | EPA/CAMD | EPA/CAMD | EPA/CAMD | EIA | EIA | -- | EPA/CAMD | EPA/CAMD | [14 empty] | 12597.8012 | 0 | 0 | 317533 | 0 | 0 | 0 | 0 | 0 | 0 | 0 | 0 | 317533 | 0 | 0 | 317533 | 0 | 0 | 0 | 1 | 0 | 0 | 0 | 0 | 0 | 0 | 0 | 0 | 1 | 0 | 0 | 1 | 0 | Yes |  | 3101892.669 | 184338.456 | 39.384 | 0.931 |  | https://www.google.com/maps/@?api=1&map_action=map&center=39.902555999999997%2C-86.244050000000001&zoom=17&basemap=satellite | 55040 | [118 empty] | 0.45 |  |  | 70 |  |  | 0.35 | 0.59 |  |  | 72 |  |  | 0.4 | 0.31 |  |  | 56 |  |  | 0.3 | 0.04 |  |  | 72 |  |  | 0.05 | 0.08 |  |  | 50 |  |  | 0.12 | 0.07 |  |  | 67 |  |  | 0.06 | 0.14 |  |  | 43 |  |  | 0.16 | 11.185 | 0.10425 | Gas | FRS_110003137203
1984 | 3547 | 2021 | IL | Kendall Energy Facility | 55131 | Commonwealth Edison Co | 4110 | Dynegy Kendall Energy LLC | 57141 | IPP Non-CHP | PJM Interconnection, LLC | PJM | RFC | RFCW | RFC West | PJM | 17 | 93 | Kendall | 41.4797 | -88.2581 | 4 | 8 | NG | GAS |  | 0.54229 | 1256 | 0.42952 | [6 empty] | 45801221.36 | 15897185.56 | 45801221.36 | 15897185.56 | 5966561 | 2010330 | 342.318 | 129.839 | 13.741 | 2721899.654 | 99227.568 | 9922.757 | 2724618.489 |  | 0.115 | 0.129 | 0.005 | 912.385 | 0.017 | 0.002 | 913.296 |  | 0.015 | 0.016 | 0.001 | 118.857 | 0.002 | 0 | 118.976 |  | 0.115 | 0.129 | 0.005 | 912.385 | 0.017 | 0.002 | 913.296 |  | 342.318 | 129.839 | 13.741 | 2721899.654 | 99227.568 | 9922.757 |  | 45801221.36 | 15897185.56 | 45801221.36 | 15897185.56 | EPA/CAMD | EPA/CAMD | EPA/CAMD | EPA/CAMD | EIA | EIA | -- | EPA/CAMD | EPA/CAMD | [14 empty] | 7676.3183 | 0 | 0 | 5966561 | 0 | 0 | 0 | 0 | 0 | 0 | 0 | 0 | 5966561 | 0 | 0 | 5966561 | 0 | 0 | 0 | 1 | 0 | 0 | 0 | 0 | 0 | 0 | 0 | 0 | 1 | 0 | 0 | 1 | 0 | Yes |  | 38951150.6 | 2314819.441 | 284.141 | 11.685 |  | https://www.google.com/maps/@?api=1&map_action=map&center=41.479700000000001%2C-88.258099999999999&zoom=17&basemap=satellite | 15416 | [118 empty] | 0.13 |  |  | 17 |  |  | 0.35 | 0.18 |  |  | 37 |  |  | 0.4 | 0.08 |  |  | 14 |  |  | 0.3 | 0 |  |  | 0 |  |  | 0.05 | 0.03 |  |  | 24 |  |  | 0.12 | 0.05 |  |  | 52 |  |  | 0.06 | 0.16 |  |  | 52 |  |  | 0.16 | 150.0481 | 0.041272 | Gas | FRS_110007280977
1985 | 3689 | 2021 | IL | Tilton Power Station | 7760 | Ameren Illinois Company | 56697 | Tilton Energy LLC | 56491 | IPP Non-CHP | Midcontinent Independent Transmission System Operator, Inc.. | MISO | SERC | SRMW | SERC Midwest | MISO | 17 | 183 | Vermilion | 40.1061 | -87.6538 | 4 | 4 | NG | GAS |  | 0.08862 | 188 | 1 | [6 empty] | 1574652.727 | 1026767.162 | 1574652.727 | 1026767.162 | 145954 | 95171 | 86.079 | 56.316 | 0.473 | 93578.895 | 3467.297 | 346.73 | 93673.899 |  | 1.18 | 1.183 | 0.006 | 1282.307 | 0.024 | 0.002 | 1283.609 |  | 0.109 | 0.11 | 0.001 | 118.857 | 0.002 | 0 | 118.977 |  | 1.18 | 1.183 | 0.006 | 1282.307 | 0.024 | 0.002 | 1283.609 |  | 86.079 | 56.316 | 0.473 | 93578.895 | 3467.297 | 346.73 |  | 1574652.727 | 1026767.162 | 1574652.727 | 1026767.162 | EPA/CAMD | EPA/CAMD | EPA/CAMD | EPA/CAMD | EIA | EIA | -- | EPA/CAMD | EPA/CAMD | [14 empty] | 10788.6918 | 0 | 0 | 145954 | 0 | 0 | 0 | 0 | 0 | 0 | 0 | 0 | 145954 | 0 | 0 | 145954 | 0 | 0 | 0 | 1 | 0 | 0 | 0 | 0 | 0 | 0 | 0 | 0 | 1 | 0 | 0 | 1 | 0 | Yes |  | 432187.442 | 25684.044 | 25.132 | 0.129 |  | https://www.google.com/maps/@?api=1&map_action=map&center=40.106124999999999%2C-87.653818000000001&zoom=17&basemap=satellite | 17567 | [118 empty] | 0.37 |  |  | 61 |  |  | 0.35 | 0.23 |  |  | 43 |  |  | 0.4 | 0.51 |  |  | 80 |  |  | 0.3 | 0.01 |  |  | 57 |  |  | 0.05 | 0.14 |  |  | 68 |  |  | 0.12 | 0.06 |  |  | 64 |  |  | 0.06 | 0.18 |  |  | 59 |  |  | 0.16 | 1.125 | 0.020381 | Gas | FRS_110018104353
1986 | 9945 | 2021 | TX | Calpine Hidalgo Energy Center | 7762 | AEP Texas Central Company | 3278 | Calpine Corp - Hidalgo | 2934 | IPP Non-CHP | Electric Reliability Council of Texas, Inc. | ERCO | TRE | ERCT | ERCOT All | ERCOT | 48 | 215 | Hidalgo | 26.3417 | -98.1758 | 2 | 3 | NG | GAS |  | 0.50854 | 551.3 | 0.48577 | [6 empty] | 17616556.29 | 9211015.957 | 17616556.29 | 9211015.957 | 2455918 | 1290162 | 334.498 | 168.286 | 5.285 | 1046928.798 | 40350.676 | 4035.068 | 1048034.407 |  | 0.272 | 0.261 | 0.004 | 852.576 | 0.016 | 0.002 | 853.477 |  | 0.038 | 0.037 | 0.001 | 118.857 | 0.002 | 0 | 118.983 |  | 0.272 | 0.261 | 0.004 | 852.576 | 0.016 | 0.002 | 853.477 |  | 334.498 | 168.286 | 5.285 | 1046928.798 | 40350.676 | 4035.068 |  | 17616556.29 | 9211015.957 | 17616556.29 | 9211015.957 | EPA/CAMD | EPA/CAMD | EPA/CAMD | EPA/CAMD | EIA | EIA | -- | EPA/CAMD | EPA/CAMD | [15 empty] | 0 | 0 | 2455918 | 0 | 0 | 0 | 0 | 0 | 0 | 0 | 0 | 2455918 | 0 | 0 | 2455918 | 0 | 0 | 0 | 1 | 0 | 0 | 0 | 0 | 0 | 0 | 0 | 0 | 1 | 0 | 0 | 1 | 0 | Yes |  | 18202208.59 | 1081725.983 | 319.532 | 5.461 |  | https://www.google.com/maps/@?api=1&map_action=map&center=26.341719999999999%2C-98.175758999999999&zoom=17&basemap=satellite | 37591 | [118 empty] | 0.74 |  |  | 92 |  |  | 0.35 | 0.92 |  |  | 90 |  |  | 0.4 | 0.56 |  |  | 85 |  |  | 0.3 | 0.15 |  |  | 90 |  |  | 0.05 | 0.23 |  |  | 85 |  |  | 0.12 | 0.08 |  |  | 77 |  |  | 0.06 | 0.08 |  |  | 19 |  |  | 0.16 | 43.86 | 0.034681 | Gas | FRS_110005187760
1987 | 3551 | 2021 | IL | Kinmundy Power Plant | 55204 | Union Electric Co - (MO) | 19436 | Union Electric Co - (MO) | 19436 | Electric Utility | Midcontinent Independent Transmission System Operator, Inc.. | MISO | SERC | SRMW | SERC Midwest | MISO | 17 | 121 | Marion | 38.7619 | -89.0128 | 2 | 2 | NG | GAS |  | 0.00746 | 270 | 1 | [6 empty] | 231762.078 | 199384.095 | 231762.078 | 199384.095 | 17656 | 15189 | 8.173 | 6.917 | 0.072 | 13773.601 | 548.182 | 54.818 | 13788.621 |  | 0.926 | 0.911 | 0.008 | 1560.218 | 0.031 | 0.003 | 1561.919 |  | 0.071 | 0.069 | 0.001 | 118.86 | 0.002 | 0 | 118.989 |  | 0.926 | 0.911 | 0.008 | 1560.218 | 0.031 | 0.003 | 1561.919 |  | 8.173 | 6.917 | 0.072 | 13773.601 | 548.182 | 54.818 |  | 231762.078 | 199384.095 | 231762.078 | 199384.095 | EPA/CAMD | EPA/CAMD | EPA/CAMD | EPA/CAMD | EIA | EIA | -- | EPA/CAMD | EPA/CAMD | [14 empty] | 13126.5336 | 0 | 0 | 17656 | 0 | 0 | 0 | 0 | 0 | 0 | 0 | 0 | 17656 | 0 | 0 | 17656 | 0 | 0 | 0 | 1 | 0 | 0 | 0 | 0 | 0 | 0 | 0 | 0 | 1 | 0 | 0 | 1 | 0 | Yes |  | 30602.029 | 1818.643 | 1.276 | 0.01 |  | https://www.google.com/maps/@?api=1&map_action=map&center=38.761899999999997%2C-89.012799999999999&zoom=17&basemap=satellite | 382 | [118 empty] | 0.11 |  |  | 12 |  |  | 0.35 | 0.02 |  |  | 8 |  |  | 0.4 | 0.2 |  |  | 36 |  |  | 0.3 | 0 |  |  | 0 |  |  | 0.05 | 0.08 |  |  | 48 |  |  | 0.12 | 0.04 |  |  | 39 |  |  | 0.06 | 0.19 |  |  | 64 |  |  | 0.16 | 1.1443 | 0.14608 | Gas | FRS_110053423345
1988 | 3774 | 2021 | IN | Henry County Generating Station | 7763 | Duke Energy Indiana Inc | 15470 | Duke Energy Indiana, LLC | 15470 | Electric Utility | Midcontinent Independent Transmission System Operator, Inc.. | MISO | RFC | RFCW | RFC West | MISO | 18 | 65 | Henry | 39.9528 | -85.5039 | 3 | 3 | NG | GAS |  | 0.10197 | 181.5 | 1 | [6 empty] | 1795429.498 | 886811.287 | 1795429.498 | 886811.287 | 162126.999 | 68987.001 | 78.961 | 38.456 | 0.538 | 106697.299 | 4455.531 | 445.553 | 106819.381 |  | 0.974 | 1.115 | 0.007 | 1316.219 | 0.027 | 0.003 | 1317.725 |  | 0.088 | 0.087 | 0.001 | 118.854 | 0.002 | 0 | 118.99 |  | 0.974 | 1.115 | 0.007 | 1316.219 | 0.027 | 0.003 | 1317.725 |  | 78.961 | 38.456 | 0.538 | 106697.299 | 4455.531 | 445.553 |  | 1795429.498 | 886811.287 | 1795429.498 | 886811.287 | EPA/CAMD | EPA/CAMD | EPA/CAMD | EPA/CAMD | EIA | EIA | -- | EPA/CAMD | EPA/CAMD | [14 empty] | 11074.2165 | 0 | 0 | 162127 | 0 | 0 | 0 | 0 | 0 | 0 | 0 | 0 | 162127 | 0 | 0 | 162127 | 0 | 0 | 0 | 1 | 0 | 0 | 0 | 0 | 0 | 0 | 0 | 0 | 1 | 0 | 0 | 1 | 0 | Yes |  | 2055387.256 | 122146.818 | 91.953 | 0.617 |  | https://www.google.com/maps/@?api=1&map_action=map&center=39.952800000000003%2C-85.503900000000002&zoom=17&basemap=satellite | 984 | [118 empty] | 0.15 |  |  | 20 |  |  | 0.35 | 0.02 |  |  | 7 |  |  | 0.4 | 0.27 |  |  | 49 |  |  | 0.3 | 0 |  |  | 0 |  |  | 0.05 | 0.09 |  |  | 54 |  |  | 0.12 | 0.03 |  |  | 33 |  |  | 0.06 | 0.16 |  |  | 54 |  |  | 0.16 | 11.338 | 0.083219 | Gas | FRS_110013667031
1989 | 3553 | 2021 | IL | Kishwaukee CHP Plant | 58177 | Commonwealth Edison Co | 4110 | Four Rivers Sanitation Authority | 58129 | IPP CHP | PJM Interconnection, LLC | PJM | RFC | RFCW | RFC West | PJM | 17 | 201 | Winnebago | 42.2219 | -89.0933 | 3 | 3 | OBG | BIOMASS |  | 0.19368 | 3 | 1 | Yes | Yes | 33787.2 | 0.514 | 0.40672 |  | 26328.788 | 6493.328 | 26328.788 | 6493.328 | 5090.001 | 1146 | 58.411 | 14.203 | 0.081 | 85.435 | 61.078 | 6.108 | 87.108 |  | 22.951 | 24.787 | 0.032 | 33.57 | 0.012 | 0.001 | 34.227 |  | 4.437 | 4.375 | 0.006 | 6.49 | 0.002 | 0 | 6.617 |  | 22.951 | 24.787 | 0.032 | 33.57 | 0.012 | 0.001 | 34.227 |  | 143.613 | 34.92 | 0.2 | 4110.594 | 150.17 | 15.017 |  | 64734 | 15965.001 | 64734 | 15965.001 | EIA | EIA | EIA | EIA | EIA | EIA | -- | EIA | EIA |  |  |  | 3900.538 |  |  | 38405.212 | 9471.673 | 85.202 | 20.717 | 0.118 | 124.621 | 89.092 | 8.909 | 5172.6498 | 0 | 0 | 270.32 | 0 | 0 | 4819.68 | 0 | 0 | 0 | 0 | 0 | 270.32 | 4819.68 | 4819.68 | 5090 | 0 | 0 | 0 | 0.053108 | 0 | 0 | 0.94689 | 0 | 0 | 0 | 0 | 0 | 0.053108 | 0.94689 | 0.94689 | 1 | 0 | [7 empty] | https://www.google.com/maps/@?api=1&map_action=map&center=42.221944000000001%2C-89.093333000000001&zoom=17&basemap=satellite | 41818 | [118 empty] | 0.56 |  |  | 79 |  |  | 0.35 | 0.55 |  |  | 70 |  |  | 0.4 | 0.56 |  |  | 85 |  |  | 0.3 | 0.05 |  |  | 76 |  |  | 0.05 | 0.25 |  |  | 87 |  |  | 0.12 | 0.09 |  |  | 78 |  |  | 0.06 | 0.12 |  |  | 35 |  |  | 0.16 | 0.32806 | 0.075252 | Biomass | FRS_110057113840
1990 | 3557 | 2021 | IL | Lake Forest Hospital Central Energy Plant | 60797 | Commonwealth Edison Co | 4110 | Northwestern Lake Forest Hospital | 60481 | IPP Non-CHP | PJM Interconnection, LLC | PJM | RFC | RFCW | RFC West | PJM | 17 | 97 | Lake | 42.2542 | -87.8643 | 4 | 4 | NG | GAS |  | 0.01309 | 3.2 | 1 | [6 empty] | 4144 | 1896 | 4144 | 1896 | 367 | 168 | 5.512 | 2.524 | 0.007 | 242.196 | 9.136 | 0.914 | 242.446 |  | 30.038 | 30.048 | 0.037 | 1319.869 | 0.025 | 0.002 | 1321.233 |  | 2.66 | 2.662 | 0.003 | 116.89 | 0.002 | 0 | 117.011 |  | 30.038 | 30.048 | 0.037 | 1319.869 | 0.025 | 0.002 | 1321.233 |  | 5.512 | 2.524 | 0.007 | 242.196 | 9.136 | 0.914 |  | 4144 | 1896 | 4144 | 1896 | EIA | EIA | EIA | EIA | EIA | EIA | -- | EIA | EIA | [14 empty] | 11291.5531 | 0 | 0 | 367 | 0 | 0 | 0 | 0 | 0 | 0 | 0 | 0 | 367 | 0 | 0 | 367 | 0 | 0 | 0 | 1 | 0 | 0 | 0 | 0 | 0 | 0 | 0 | 0 | 1 | 0 | 0 | 1 | 0 | [7 empty] | https://www.google.com/maps/@?api=1&map_action=map&center=42.254159999999999%2C-87.864282000000003&zoom=17&basemap=satellite | 28676 | [118 empty] | 0.15 |  |  | 21 |  |  | 0.35 | 0.21 |  |  | 40 |  |  | 0.4 | 0.09 |  |  | 15 |  |  | 0.3 | 0.01 |  |  | 60 |  |  | 0.05 | 0.02 |  |  | 15 |  |  | 0.12 | 0.04 |  |  | 42 |  |  | 0.06 | 0.22 |  |  | 73 |  |  | 0.16 | 0.0012466 | 0.0047671 | Gas | FRS_110018350773
1991 | 3952 | 2021 | KS | Erie Energy Center | 7766 | City of Erie - (KS) | 5957 | City of Erie - (KS) | 5957 | Electric Utility | Southwest Power Pool | SWPP | MRO | SPNO | SPP North |  | 20 | 133 | Neosho | 37.5742 | -95.2372 | 8 | 8 | DFO | OIL |  | 0.00876 | 20 | 1 | [6 empty] | 40336 | 12771 | 40336 | 12771 | 1534 | 486 | 64.264 | 20.344 | 5.849 | 3293.952 | 266.777 | 53.355 | 3305.237 |  | 83.786 | 83.72 | 7.626 | 4294.592 | 0.174 | 0.035 | 4309.305 |  | 3.186 | 3.186 | 0.29 | 163.326 | 0.007 | 0.001 | 163.885 |  | 83.786 | 83.72 | 7.626 | 4294.592 | 0.174 | 0.035 | 4309.305 |  | 64.264 | 20.344 | 5.849 | 3293.952 | 266.777 | 53.355 |  | 40336 | 12771 | 40336 | 12771 | EIA | EIA | EIA | EIA | EIA | EIA | -- | EIA | EIA | [14 empty] | 26294.6545 | 0 | 1534 | 0 | 0 | 0 | 0 | 0 | 0 | 0 | 0 | 0 | 1534 | 0 | 0 | 1534 | 0 | 0 | 1 | 0 | 0 | 0 | 0 | 0 | 0 | 0 | 0 | 0 | 1 | 0 | 0 | 1 | 0 | [7 empty] | https://www.google.com/maps/@?api=1&map_action=map&center=37.574167000000003%2C-95.237222000000003&zoom=17&basemap=satellite | 1658 | [118 empty] | 0.26 |  |  | 45 |  |  | 0.35 | 0.12 |  |  | 27 |  |  | 0.4 | 0.41 |  |  | 69 |  |  | 0.3 | 0 |  |  | 0 |  |  | 0.05 | 0.05 |  |  | 32 |  |  | 0.12 | 0.11 |  |  | 88 |  |  | 0.06 | 0.21 |  |  | 71 |  |  | 0.16 | 2.575 | 3.3312 | Oil | FRS_110017594539
1992 | 3559 | 2021 | IL | Lakeside | 964 | City of Springfield - (IL) | 17828 | City of Springfield - (IL) | 17828 | Electric Utility | Midcontinent Independent Transmission System Operator, Inc.. | MISO | SERC | SRMW | SERC Midwest | MISO | 17 | 167 | Sangamon | 39.7573 | -89.6005 | 3 | 3 | DFO | OIL |  | 0 | 5.4 | [11 empty] | 0 | 0 | 0 |  | 0 | 0 | [45 empty] | -- | [17 empty] | 0 | 0 | 0 | 0 | 0 | 0 | 0 | 0 | 0 | 0 | 0 | 0 | 0 | 0 | 0 | 0 | [23 empty] | https://www.google.com/maps/@?api=1&map_action=map&center=39.757326999999997%2C-89.600511999999995&zoom=17&basemap=satellite | 30198 | [118 empty] | 0.36 |  |  | 59 |  |  | 0.35 | 0.34 |  |  | 54 |  |  | 0.4 | 0.39 |  |  | 67 |  |  | 0.3 | 0 |  |  | 0 |  |  | 0.05 | 0.12 |  |  | 64 |  |  | 0.12 | 0.06 |  |  | 57 |  |  | 0.06 | 0.17 |  |  | 57 |  |  | 0.16 |  |  | Oil | FRS_
1993 | 3561 | 2021 | IL | Lee County Generating Station, LLC | 55236 | Commonwealth Edison Co | 4110 | Lee County Generating Station | 59921 | IPP Non-CHP | PJM Interconnection, LLC | PJM | RFC | RFCW | RFC West | PJM | 17 | 103 | Lee | 41.8287 | -89.4054 | 8 | 8 | NG | GAS |  | 0.0542 | 692 | 1 | [6 empty] | 4477937.687 | 2644610.275 | 4477937.687 | 2644610.275 | 328567 | 194047 | 72.324 | 40.058 | 1.343 | 266113.911 | 9825.78 | 982.578 | 266383.137 |  | 0.44 | 0.413 | 0.008 | 1619.846 | 0.03 | 0.003 | 1621.484 |  | 0.032 | 0.03 | 0.001 | 118.856 | 0.002 | 0 | 118.976 |  | 0.44 | 0.413 | 0.008 | 1619.846 | 0.03 | 0.003 | 1621.484 |  | 72.324 | 40.058 | 1.343 | 266113.911 | 9825.78 | 982.578 |  | 4477937.687 | 2644610.275 | 4477937.687 | 2644610.275 | EPA/CAMD | EPA/CAMD | EPA/CAMD | EPA/CAMD | EIA | EIA | -- | EPA/CAMD | EPA/CAMD | [14 empty] | 13628.6897 | 0 | 0 | 328567 | 0 | 0 | 0 | 0 | 0 | 0 | 0 | 0 | 328567 | 0 | 0 | 328567 | 0 | 0 | 0 | 1 | 0 | 0 | 0 | 0 | 0 | 0 | 0 | 0 | 1 | 0 | 0 | 1 | 0 | Yes |  | 1056499.056 | 62786.973 | 16.749 | 0.315 |  | https://www.google.com/maps/@?api=1&map_action=map&center=41.828699999999998%2C-89.4054&zoom=17&basemap=satellite | 724 | [118 empty] | 0.15 |  |  | 20 |  |  | 0.35 | 0.09 |  |  | 22 |  |  | 0.4 | 0.2 |  |  | 37 |  |  | 0.3 | 0 |  |  | 0 |  |  | 0.05 | 0.05 |  |  | 37 |  |  | 0.12 | 0.04 |  |  | 38 |  |  | 0.06 | 0.2 |  |  | 68 |  |  | 0.16 | 10.4059 | 0.080865 | Gas | FRS_110007399537
1994 | 3563 | 2021 | IL | Lincoln Generating Facility | 55222 | Commonwealth Edison Co | 4110 | Lincoln Generating Facility LLC | 50094 | IPP Non-CHP | PJM Interconnection, LLC | PJM | RFC | RFCW | RFC West | PJM | 17 | 197 | Will | 41.3933 | -87.9436 | 8 | 8 | NG | GAS |  | 0.00274 | 692 | 1 | [6 empty] | 240939.465 | 239214.447 | 240939.465 | 239214.447 | 16637 | 16518 | 2.932 | 2.912 | 0.073 | 14319.447 | 486.492 | 48.649 | 14332.777 |  | 0.352 | 0.353 | 0.009 | 1721.398 | 0.029 | 0.003 | 1723 |  | 0.024 | 0.024 | 0.001 | 118.863 | 0.002 | 0 | 118.974 |  | 0.352 | 0.353 | 0.009 | 1721.398 | 0.029 | 0.003 | 1723 |  | 2.932 | 2.912 | 0.073 | 14319.447 | 486.492 | 48.649 |  | 240939.465 | 239214.447 | 240939.465 | 239214.447 | EPA/CAMD | EPA/CAMD | EPA/CAMD | EPA/CAMD | EIA | EIA | -- | EPA/CAMD | EPA/CAMD | [14 empty] | 14482.1461 | 0 | 0 | 16637 | 0 | 0 | 0 | 0 | 0 | 0 | 0 | 0 | 16637 | 0 | 0 | 16637 | 0 | 0 | 0 | 1 | 0 | 0 | 0 | 0 | 0 | 0 | 0 | 0 | 1 | 0 | 0 | 1 | 0 | Yes |  | 29214.857 | 1736.219 | 0.396 | 0.01 |  | https://www.google.com/maps/@?api=1&map_action=map&center=41.393315000000001%2C-87.943612000000002&zoom=17&basemap=satellite | 2788 | [118 empty] | 0.06 |  |  | 4 |  |  | 0.35 | 0.04 |  |  | 12 |  |  | 0.4 | 0.08 |  |  | 14 |  |  | 0.3 | 0 |  |  | 0 |  |  | 0.05 | 0.07 |  |  | 44 |  |  | 0.12 | 0.09 |  |  | 81 |  |  | 0.06 | 0.21 |  |  | 70 |  |  | 0.16 | 0.09416 | 0.047688 | Gas | FRS_110002073096
1995 | 8658 | 2021 | OH | Cleveland Peaking | 7774 | City of Cleveland - (OH) | 3762 | American Mun Power-Ohio, Inc | 40577 | Electric Utility | PJM Interconnection, LLC | PJM | RFC | RFCW | RFC West | PJM | 39 | 35 | Cuyahoga | 41.5567 | -81.5882 | 6 | 6 | DFO | OIL |  | 0.00498 | 10.8 | 1 | [6 empty] | 5095.002 | 2295 | 5095.002 | 2295 | 471 | 211.998 | 8.19 | 3.69 | 0.739 | 416.07 | 33.698 | 6.74 | 417.495 |  | 34.777 | 34.812 | 3.136 | 1766.752 | 0.072 | 0.014 | 1772.804 |  | 3.215 | 3.216 | 0.29 | 163.325 | 0.007 | 0.001 | 163.884 |  | 34.777 | 34.812 | 3.136 | 1766.752 | 0.072 | 0.014 | 1772.804 |  | 8.19 | 3.69 | 0.739 | 416.07 | 33.698 | 6.74 |  | 5095.002 | 2295 | 5095.002 | 2295 | EIA | EIA | EIA | EIA | EIA | EIA | -- | EIA | EIA | [14 empty] | 10817.414 | 0 | 471 | 0 | 0 | 0 | 0 | 0 | 0 | 0 | 0 | 0 | 471 | 0 | 0 | 471 | 0 | 0 | 1 | 0 | 0 | 0 | 0 | 0 | 0 | 0 | 0 | 0 | 1 | 0 | 0 | 1 | 0 | [7 empty] | https://www.google.com/maps/@?api=1&map_action=map&center=41.556713999999999%2C-81.588233000000002&zoom=17&basemap=satellite | 90697 | [118 empty] | 0.72 |  |  | 91 |  |  | 0.35 | 0.87 |  |  | 87 |  |  | 0.4 | 0.58 |  |  | 86 |  |  | 0.3 | 0.02 |  |  | 62 |  |  | 0.05 | 0.15 |  |  | 71 |  |  | 0.12 | 0.06 |  |  | 61 |  |  | 0.06 | 0.19 |  |  | 65 |  |  | 0.16 | 0.75935 | 3.0743 | Oil | FRS_110028051792
1996 | 3566 | 2021 | IL | Livingston Generating Facility | 55054 | Commonwealth Edison Co | 4110 | Hoosier Energy R E C, Inc | 9267 | Electric Utility | PJM Interconnection, LLC | PJM | RFC | RFCW | RFC West | PJM | 17 | 105 | Livingston | 40.9314 | -88.6548 | 3 | 3 | LFG | BIOMASS |  | 0.49111 | 15 | 0.51481 | Yes | [5 empty] | 1168062.999 | 484698.999 | 1168062.999 | 484698.999 | 64532.001 | 26778 | 0 | 0 | 19.565 | 0 | 0 | 0 | 0 |  | 0 | 0 | 0.606 | 0 | 0 | 0 | 0 |  | 0 | 0 | 0.034 | 0 | 0 | 0 | 0 |  | 0 | 0 | 0.606 | 0 | 0 | 0 | 0 |  | 95.868 | 39.783 | 26.282 | 74171.754 | 2716.917 | 271.692 |  | 1168062.999 | 484698.999 | 1168062.999 | 484698.999 | EIA | EIA | EIA | EIA | EIA | EIA | -- | EIA | EIA | 95.868 | 39.783 | 6.716 | 74171.754 | 2716.917 | 271.692 | [8 empty] | 18100.5238 | 0 | 0 | 0 | 0 | 0 | 64532 | 0 | 0 | 0 | 0 | 0 | 0 | 64532 | 64532 | 64532 | 0 | 0 | 0 | 0 | 0 | 0 | 1 | 0 | 0 | 0 | 0 | 0 | 0 | 1 | 1 | 1 | 0 | [7 empty] | https://www.google.com/maps/@?api=1&map_action=map&center=40.931399999999996%2C-88.654799999999994&zoom=17&basemap=satellite | 1321 | [118 empty] | 0.36 |  |  | 60 |  |  | 0.35 | 0.21 |  |  | 41 |  |  | 0.4 | 0.51 |  |  | 80 |  |  | 0.3 | 0 |  |  | 0 |  |  | 0.05 | 0.1 |  |  | 58 |  |  | 0.12 | 0.07 |  |  | 68 |  |  | 0.06 | 0.12 |  |  | 35 |  |  | 0.16 | 12.49 | 0.38795 | Biomass | FRS_110028021931
1997 | 8785 | 2021 | OH | Versailles Peaking | 7775 | Village of Versailles - (OH) | 19805 | American Mun Power-Ohio, Inc | 40577 | Electric Utility | PJM Interconnection, LLC | PJM | RFC | RFCW | RFC West | PJM | 39 | 37 | Darke | 40.2247 | -84.4769 | 3 | 3 | DFO | OIL |  | 0.00583 | 5.4 | 1 | [6 empty] | 4305.999 | 1947 | 4305.999 | 1947 | 276 | 123.999 | 6.924 | 3.132 | 0.624 | 351.639 | 28.479 | 5.696 | 352.844 |  | 50.174 | 50.517 | 4.524 | 2548.109 | 0.103 | 0.021 | 2556.838 |  | 3.216 | 3.217 | 0.29 | 163.325 | 0.007 | 0.001 | 163.885 |  | 50.174 | 50.517 | 4.524 | 2548.109 | 0.103 | 0.021 | 2556.838 |  | 6.924 | 3.132 | 0.624 | 351.639 | 28.479 | 5.696 |  | 4305.999 | 1947 | 4305.999 | 1947 | EIA | EIA | EIA | EIA | EIA | EIA | -- | EIA | EIA | [14 empty] | 15601.4456 | 0 | 276 | 0 | 0 | 0 | 0 | 0 | 0 | 0 | 0 | 0 | 276 | 0 | 0 | 276 | 0 | 0 | 1 | 0 | 0 | 0 | 0 | 0 | 0 | 0 | 0 | 0 | 1 | 0 | 0 | 1 | 0 | [7 empty] | https://www.google.com/maps/@?api=1&map_action=map&center=40.224699999999999%2C-84.476900000000001&zoom=17&basemap=satellite | 4211 | [118 empty] | 0.09 |  |  | 9 |  |  | 0.35 | 0.01 |  |  | 5 |  |  | 0.4 | 0.17 |  |  | 31 |  |  | 0.3 | 0 |  |  | 0 |  |  | 0.05 | 0.04 |  |  | 31 |  |  | 0.12 | 0.06 |  |  | 63 |  |  | 0.06 | 0.17 |  |  | 58 |  |  | 0.16 | 0.37773 | 3.071 | Oil | FRS_110054261197
1998 | 3570 | 2021 | IL | Loyola University Health Plant | 58181 | Commonwealth Edison Co | 4110 | Loyola University Health System | 58151 | Commercial CHP | PJM Interconnection, LLC | PJM | RFC | RFCW | RFC West | PJM | 17 | 31 | Cook | 41.8558 | -87.8356 | 2 | 2 | NG | GAS |  | 0.02865 | 10.6 | 1 |  | Yes | 9856.8 | 0.921 | 0.55118 |  | 23465.924 | 10740.288 | 23465.924 | 10740.288 | 2660 | 1217 | 3.62 | 1.657 | 0.037 | 1371.455 | 51.734 | 5.173 | 1372.873 |  | 2.722 | 2.723 | 0.028 | 1031.169 | 0.019 | 0.002 | 1032.235 |  | 0.309 | 0.309 | 0.003 | 116.889 | 0.002 | 0 | 117.01 |  | 2.722 | 2.723 | 0.028 | 1031.169 | 0.019 | 0.002 | 1032.235 |  | 6.568 | 3.006 | 0.068 | 2488.218 | 93.86 | 9.386 |  | 42574 | 19486 | 42574 | 19486 | EIA | EIA | EIA | EIA | EIA | EIA | -- | EIA | EIA | [6 empty] | 19108.076 | 8745.712 | 2.948 | 1.349 | 0.031 | 1116.763 | 42.126 | 4.213 | 8821.7761 | 0 | 0 | 2660 | 0 | 0 | 0 | 0 | 0 | 0 | 0 | 0 | 2660 | 0 | 0 | 2660 | 0 | 0 | 0 | 1 | 0 | 0 | 0 | 0 | 0 | 0 | 0 | 0 | 1 | 0 | 0 | 1 | 0 | [7 empty] | https://www.google.com/maps/@?api=1&map_action=map&center=41.855832999999997%2C-87.835555999999997&zoom=17&basemap=satellite | 191363 | [118 empty] | 0.42 |  |  | 67 |  |  | 0.35 | 0.59 |  |  | 72 |  |  | 0.4 | 0.25 |  |  | 45 |  |  | 0.3 | 0.04 |  |  | 73 |  |  | 0.05 | 0.11 |  |  | 61 |  |  | 0.12 | 0.06 |  |  | 62 |  |  | 0.06 | 0.16 |  |  | 51 |  |  | 0.16 | 0.0043348 | 0.0088465 | Gas | FRS_110001685926
1999 | 8728 | 2021 | OH | Napoleon Peaking | 7776 | City of Napoleon - (OH) | 13209 | American Mun Power-Ohio, Inc | 40577 | Electric Utility | PJM Interconnection, LLC | PJM | RFC | RFCW | RFC West | PJM | 39 | 69 | Henry | 41.4079 | -84.1095 | 3 | 3 | DFO | OIL |  | 0.00461 | 5.4 | 1 | [6 empty] | 2564.001 | 1158 | 2564.001 | 1158 | 218.001 | 98.001 | 4.128 | 1.863 | 0.372 | 209.385 | 16.958 | 3.392 | 210.102 |  | 37.871 | 38.02 | 3.41 | 1920.954 | 0.078 | 0.016 | 1927.535 |  | 3.22 | 3.218 | 0.29 | 163.327 | 0.007 | 0.001 | 163.886 |  | 37.872 | 38.02 | 3.41 | 1920.963 | 0.078 | 0.016 | 1927.544 |  | 4.128 | 1.863 | 0.372 | 209.385 | 16.958 | 3.392 |  | 2564.001 | 1158 | 2564.001 | 1158 | EIA | EIA | EIA | EIA | EIA | EIA | -- | EIA | EIA | [14 empty] | 11761.4725 | 0 | 218 | 0 | 0 | 0 | 0 | 0 | 0 | 0 | 0 | 0 | 218 | 0 | 0 | 218 | 0 | 0 | 1 | 0 | 0 | 0 | 0 | 0 | 0 | 0 | 0 | 0 | 1 | 0 | 0 | 1 | 0 | [7 empty] | https://www.google.com/maps/@?api=1&map_action=map&center=41.407899999999998%2C-84.109499999999997&zoom=17&basemap=satellite | 9057 | [118 empty] | 0.25 |  |  | 43 |  |  | 0.35 | 0.14 |  |  | 31 |  |  | 0.4 | 0.36 |  |  | 63 |  |  | 0.3 | 0.01 |  |  | 61 |  |  | 0.05 | 0.07 |  |  | 43 |  |  | 0.12 | 0.08 |  |  | 75 |  |  | 0.06 | 0.19 |  |  | 65 |  |  | 0.16 | 0.48282 | 3.0753 | Oil | FRS_110006233726
2000 | 3571 | 2021 | IL | LSP University Park, LLC | 55640 | Commonwealth Edison Co | 4110 | LSP University Park LLC | 56928 | IPP Non-CHP | PJM Interconnection, LLC | PJM | RFC | RFCW | RFC West | PJM | 17 | 197 | Will | 41.4425 | -87.7514 | 12 | 12 | NG | GAS |  | 0.13226 | 726 | 1 | [6 empty] | 8699857.245 | 4854775.026 | 8699857.245 | 4854775.026 | 841110.996 | 384945.996 | 72.687 | 41.594 | 2.7 | 517025.28 | 22540.274 | 2254.027 | 517642.884 |  | 0.173 | 0.216 | 0.006 | 1229.387 | 0.027 | 0.003 | 1230.855 |  | 0.017 | 0.017 | 0.001 | 118.858 | 0.003 | 0 | 119 |  | 0.173 | 0.216 | 0.006 | 1229.387 | 0.027 | 0.003 | 1230.855 |  | 72.687 | 41.594 | 2.7 | 517025.28 | 22540.274 | 2254.027 |  | 8699857.245 | 4854775.026 | 8699857.245 | 4854775.026 | EPA/CAMD | EPA/CAMD | EPA/CAMD | EPA/CAMD | EIA | EIA | -- | EPA/CAMD | EPA/CAMD | [14 empty] | 10343.2927 | 0 | 0 | 841111 | 0 | 0 | 0 | 0 | 0 | 0 | 0 | 0 | 841111 | 0 | 0 | 841111 | 0 | 0 | 0 | 1 | 0 | 0 | 0 | 0 | 0 | 0 | 0 | 0 | 1 | 0 | 0 | 1 | 0 | Yes |  | 2063826.647 | 122652.462 | 20.608 | 0.603 |  | https://www.google.com/maps/@?api=1&map_action=map&center=41.442500000000003%2C-87.751400000000004&zoom=17&basemap=satellite | 14603 | [118 empty] | 0.44 |  |  | 68 |  |  | 0.35 | 0.69 |  |  | 77 |  |  | 0.4 | 0.18 |  |  | 34 |  |  | 0.3 | 0 |  |  | 0 |  |  | 0.05 | 0.05 |  |  | 35 |  |  | 0.12 | 0.07 |  |  | 69 |  |  | 0.06 | 0.14 |  |  | 42 |  |  | 0.16 | 30.9022 | 0.074719 | Gas | FRS_110015743800
2001 | 8684 | 2021 | OH | Dover Peaking | 7777 | City of Dover - (OH) | 5336 | American Mun Power-Ohio, Inc | 40577 | Electric Utility | PJM Interconnection, LLC | PJM | RFC | RFCW | RFC West | PJM | 39 | 157 | Tuscarawas | 40.5416 | -81.4985 | 6 | 6 | DFO | OIL |  | 0.00784 | 10.8 | 1 | [6 empty] | 8290.002 | 3739.002 | 8290.002 | 3739.002 | 742.002 | 334.002 | 13.326 | 6.012 | 1.202 | 676.986 | 54.829 | 10.966 | 679.305 |  | 35.919 | 36 | 3.239 | 1824.755 | 0.074 | 0.015 | 1831.007 |  | 3.215 | 3.216 | 0.29 | 163.326 | 0.007 | 0.001 | 163.885 |  | 35.919 | 36 | 3.239 | 1824.76 | 0.074 | 0.015 | 1831.012 |  | 13.326 | 6.012 | 1.202 | 676.986 | 54.829 | 10.966 |  | 8290.002 | 3739.002 | 8290.002 | 3739.002 | EIA | EIA | EIA | EIA | EIA | EIA | -- | EIA | EIA | [14 empty] | 11172.5094 | 0 | 742 | 0 | 0 | 0 | 0 | 0 | 0 | 0 | 0 | 0 | 742 | 0 | 0 | 742 | 0 | 0 | 1 | 0 | 0 | 0 | 0 | 0 | 0 | 0 | 0 | 0 | 1 | 0 | 0 | 1 | 0 | [7 empty] | https://www.google.com/maps/@?api=1&map_action=map&center=40.541600000000003%2C-81.498500000000007&zoom=17&basemap=satellite | 16145 | [118 empty] | 0.18 |  |  | 29 |  |  | 0.35 | 0.07 |  |  | 18 |  |  | 0.4 | 0.3 |  |  | 53 |  |  | 0.3 | 0.01 |  |  | 57 |  |  | 0.05 | 0.08 |  |  | 50 |  |  | 0.12 | 0.05 |  |  | 45 |  |  | 0.06 | 0.21 |  |  | 70 |  |  | 0.16 | 0.83003 | 3.0742 | Oil | FRS_110006234020
2002 | 8741 | 2021 | OH | Orrville Peaking | 7778 | City of Orrville - (OH) | 14194 | American Mun Power-Ohio, Inc | 40577 | Electric Utility | PJM Interconnection, LLC | PJM | RFC | RFCW | RFC West | PJM | 39 | 169 | Wayne | 40.86 | -81.7586 | 3 | 3 | DFO | OIL |  | 0.00643 | 5.4 | 1 | [6 empty] | 3768 | 1698 | 3768 | 1698 | 303.999 | 137.001 | 6.057 | 2.73 | 0.546 | 307.707 | 24.921 | 4.984 | 308.761 |  | 39.849 | 39.854 | 3.594 | 2024.395 | 0.082 | 0.016 | 2031.33 |  | 3.215 | 3.216 | 0.29 | 163.326 | 0.007 | 0.001 | 163.886 |  | 39.849 | 39.854 | 3.594 | 2024.388 | 0.082 | 0.016 | 2031.323 |  | 6.057 | 2.73 | 0.546 | 307.707 | 24.921 | 4.984 |  | 3768 | 1698 | 3768 | 1698 | EIA | EIA | EIA | EIA | EIA | EIA | -- | EIA | EIA | [14 empty] | 12394.7368 | 0 | 304 | 0 | 0 | 0 | 0 | 0 | 0 | 0 | 0 | 0 | 304 | 0 | 0 | 304 | 0 | 0 | 1 | 0 | 0 | 0 | 0 | 0 | 0 | 0 | 0 | 0 | 1 | 0 | 0 | 1 | 0 | [7 empty] | https://www.google.com/maps/@?api=1&map_action=map&center=40.86%2C-81.758600000000001&zoom=17&basemap=satellite | 10853 | [118 empty] | 0.21 |  |  | 35 |  |  | 0.35 | 0.15 |  |  | 32 |  |  | 0.4 | 0.27 |  |  | 50 |  |  | 0.3 | 0.01 |  |  | 58 |  |  | 0.05 | 0.08 |  |  | 47 |  |  | 0.12 | 0.07 |  |  | 66 |  |  | 0.06 | 0.19 |  |  | 62 |  |  | 0.16 | 0.47259 | 3.0788 | Oil | FRS_110009617174
2003 | 3577 | 2021 | IL | Mars Snackfood US | 54855 | Commonwealth Edison Co | 4110 | M&M Mars Inc | 11390 | Industrial CHP | PJM Interconnection, LLC | PJM | RFC | RFCW | RFC West | PJM | 17 | 31 | Cook | 41.9171 | -87.7922 | 1 | 1 | NG | GAS |  | 0 | 3.5 |  |  | Yes | [10 empty] | 0 |  | 0 | 0 | [45 empty] | -- | [56 empty] | https://www.google.com/maps/@?api=1&map_action=map&center=41.917079999999999%2C-87.792180000000002&zoom=17&basemap=satellite | 350728 | [118 empty] | 0.49 |  |  | 73 |  |  | 0.35 | 0.66 |  |  | 76 |  |  | 0.4 | 0.32 |  |  | 58 |  |  | 0.3 | 0.11 |  |  | 86 |  |  | 0.05 | 0.17 |  |  | 75 |  |  | 0.12 | 0.06 |  |  | 59 |  |  | 0.06 | 0.14 |  |  | 45 |  |  | 0.16 |  |  | Gas | FRS_110028019837
2004 | 8650 | 2021 | OH | Bryan Peaking | 7779 | City of Bryan - (OH) | 2439 | American Mun Power-Ohio, Inc | 40577 | Electric Utility | PJM Interconnection, LLC | PJM | RFC | RFCW | RFC West | PJM | 39 | 171 | Williams | 41.4609 | -84.527 | 6 | 6 | DFO | OIL |  | 0.00721 | 10.8 | 1 | [6 empty] | 7768.002 | 3501 | 7768.002 | 3501 | 682.002 | 307.002 | 12.486 | 5.628 | 1.126 | 634.356 | 51.377 | 10.275 | 636.529 |  | 36.616 | 36.664 | 3.303 | 1860.276 | 0.075 | 0.015 | 1866.649 |  | 3.215 | 3.215 | 0.29 | 163.325 | 0.007 | 0.001 | 163.885 |  | 36.616 | 36.664 | 3.303 | 1860.282 | 0.075 | 0.015 | 1866.655 |  | 12.486 | 5.628 | 1.126 | 634.356 | 51.377 | 10.275 |  | 7768.002 | 3501 | 7768.002 | 3501 | EIA | EIA | EIA | EIA | EIA | EIA | -- | EIA | EIA | [14 empty] | 11390.0323 | 0 | 682 | 0 | 0 | 0 | 0 | 0 | 0 | 0 | 0 | 0 | 682 | 0 | 0 | 682 | 0 | 0 | 1 | 0 | 0 | 0 | 0 | 0 | 0 | 0 | 0 | 0 | 1 | 0 | 0 | 1 | 0 | [7 empty] | https://www.google.com/maps/@?api=1&map_action=map&center=41.460900000000002%2C-84.527000000000001&zoom=17&basemap=satellite | 9865 | [118 empty] | 0.2 |  |  | 32 |  |  | 0.35 | 0.06 |  |  | 17 |  |  | 0.4 | 0.33 |  |  | 59 |  |  | 0.3 | 0 |  |  | 0 |  |  | 0.05 | 0.06 |  |  | 38 |  |  | 0.12 | 0.06 |  |  | 55 |  |  | 0.06 | 0.2 |  |  | 68 |  |  | 0.16 | 0.91496 | 3.0755 | Oil | FRS_110001627482
2005 | 8708 | 2021 | OH | Jackson Cntr Peaking | 7780 | Village of Jackson Center - (OH) | 9572 | American Mun Power-Ohio, Inc | 40577 | Electric Utility | PJM Interconnection, LLC | PJM | RFC | RFCW | RFC West | PJM | 39 | 149 | Shelby | 40.4597 | -84.0401 | 1 | 1 | DFO | OIL |  | 0.00742 | 1.8 | 1 | [6 empty] | 1273 | 579 | 1273 | 579 | 117 | 53 | 2.05 | 0.932 | 0.185 | 103.957 | 8.419 | 1.684 | 104.313 |  | 35.043 | 35.17 | 3.156 | 1777.043 | 0.072 | 0.014 | 1783.131 |  | 3.221 | 3.219 | 0.29 | 163.326 | 0.007 | 0.001 | 163.886 |  | 35.043 | 35.17 | 3.156 | 1777.043 | 0.072 | 0.014 | 1783.131 |  | 2.05 | 0.932 | 0.185 | 103.957 | 8.419 | 1.684 |  | 1273 | 579 | 1273 | 579 | EIA | EIA | EIA | EIA | EIA | EIA | -- | EIA | EIA | [14 empty] | 10880.3419 | 0 | 117 | 0 | 0 | 0 | 0 | 0 | 0 | 0 | 0 | 0 | 117 | 0 | 0 | 117 | 0 | 0 | 1 | 0 | 0 | 0 | 0 | 0 | 0 | 0 | 0 | 0 | 1 | 0 | 0 | 1 | 0 | [7 empty] | https://www.google.com/maps/@?api=1&map_action=map&center=40.459699999999998%2C-84.040099999999995&zoom=17&basemap=satellite | 2196 | [118 empty] | 0.17 |  |  | 26 |  |  | 0.35 | 0.08 |  |  | 20 |  |  | 0.4 | 0.26 |  |  | 48 |  |  | 0.3 | 0 |  |  | 0 |  |  | 0.05 | 0.06 |  |  | 38 |  |  | 0.12 | 0.08 |  |  | 75 |  |  | 0.06 | 0.21 |  |  | 69 |  |  | 0.16 | 0.1488 | 3.068 | Oil | FRS_110011943834
2006 | 8634 | 2021 | OH | Arcanum Peaking | 7781 | City of Arcanum - (OH) | 768 | American Mun Power-Ohio, Inc | 40577 | Electric Utility | PJM Interconnection, LLC | PJM | RFC | RFCW | RFC West | PJM | 39 | 37 | Darke | 39.9867 | -84.5513 | 1 | 1 | DFO | OIL |  | 0.00564 | 1.8 | 1 | [6 empty] | 5095 | 2295 | 5095 | 2295 | 89 | 40 | 8.192 | 3.691 | 0.739 | 416.072 | 33.698 | 6.74 | 417.497 |  | 184.09 | 184.55 | 16.602 | 9349.933 | 0.379 | 0.076 | 9381.964 |  | 3.216 | 3.217 | 0.29 | 163.326 | 0.007 | 0.001 | 163.885 |  | 184.09 | 184.55 | 16.602 | 9349.933 | 0.379 | 0.076 | 9381.964 |  | 8.192 | 3.691 | 0.739 | 416.072 | 33.698 | 6.74 |  | 5095 | 2295 | 5095 | 2295 | EIA | EIA | EIA | EIA | EIA | EIA | -- | EIA | EIA | [14 empty] | 57247.191 | 0 | 89 | 0 | 0 | 0 | 0 | 0 | 0 | 0 | 0 | 0 | 89 | 0 | 0 | 89 | 0 | 0 | 1 | 0 | 0 | 0 | 0 | 0 | 0 | 0 | 0 | 0 | 1 | 0 | 0 | 1 | 0 | [7 empty] | https://www.google.com/maps/@?api=1&map_action=map&center=39.986699999999999%2C-84.551299999999998&zoom=17&basemap=satellite | 4130 | [118 empty] | 0.19 |  |  | 30 |  |  | 0.35 | 0.05 |  |  | 14 |  |  | 0.4 | 0.33 |  |  | 59 |  |  | 0.3 | 0 |  |  | 0 |  |  | 0.05 | 0.09 |  |  | 52 |  |  | 0.12 | 0.06 |  |  | 63 |  |  | 0.06 | 0.15 |  |  | 48 |  |  | 0.16 | 0.15391 | 3.0783 | Oil | FRS_110006235118
2007 | 3584 | 2021 | IL | MEPI GT Facility | 7858 | Electric Energy Inc | 5748 | Midwest Electric Power Inc | 12159 | IPP Non-CHP | GridLiance | GLHB | SERC | SRMW | SERC Midwest |  | 17 | 127 | Massac | 37.2175 | -88.8661 | 5 | 5 | NG | GAS |  | 0.02325 | 301.5 | 1 | [6 empty] | 967126.099 | 736887.209 | 967126.099 | 736887.209 | 61402.999 | 46784.999 | 52.638 | 40.105 | 0.291 | 57476.244 | 1958.258 | 195.826 | 57529.9 |  | 1.715 | 1.714 | 0.009 | 1872.099 | 0.032 | 0.003 | 1873.847 |  | 0.109 | 0.109 | 0.001 | 118.86 | 0.002 | 0 | 118.971 |  | 1.715 | 1.714 | 0.009 | 1872.099 | 0.032 | 0.003 | 1873.847 |  | 52.638 | 40.105 | 0.291 | 57476.244 | 1958.258 | 195.826 |  | 967126.099 | 736887.209 | 967126.099 | 736887.209 | EPA/CAMD | EPA/CAMD | EPA/CAMD | EPA/CAMD | EIA | EIA | -- | EPA/CAMD | EPA/CAMD | [14 empty] | 15750.4701 | 0 | 0 | 61402.999 | 0 | 0 | 0 | 0 | 0 | 0 | 0 | 0 | 61402.999 | 0 | 0 | 61402.999 | 0 | 0 | 0 | 1 | 0 | 0 | 0 | 0 | 0 | 0 | 0 | 0 | 1 | 0 | 0 | 1 | 0 | Yes | [6 empty] | https://www.google.com/maps/@?api=1&map_action=map&center=37.217500000000001%2C-88.866100000000003&zoom=17&basemap=satellite | 1010 | [118 empty] | 0.21 |  |  | 34 |  |  | 0.35 | 0.05 |  |  | 13 |  |  | 0.4 | 0.37 |  |  | 64 |  |  | 0.3 | 0 |  |  | 0 |  |  | 0.05 | 0.12 |  |  | 63 |  |  | 0.12 | 0.04 |  |  | 39 |  |  | 0.06 | 0.25 |  |  | 80 |  |  | 0.16 | 0.55413 | 0.05718 | Gas | FRS_110012515046
2008 | 8738 | 2021 | OH | Omega JV2 Hamilton | 7782 | City of Hamilton - (OH) | 7977 | American Mun Power-Ohio, Inc | 40577 | Electric Utility | PJM Interconnection, LLC | PJM | RFC | RFCW | RFC West | PJM | 39 | 17 | Butler | 39.3528 | -84.5183 | 1 | 1 | NG | GAS |  | 0.00837 | 32 | 1 | [6 empty] | 31077.1 | 31077.1 | 31077.1 | 31077.1 | 2345 | 2345 | 10.877 | 10.877 | 0.009 | 1835.1 | 68.683 | 6.868 | 1836.982 |  | 9.277 | 9.277 | 0.008 | 1565.117 | 0.029 | 0.003 | 1566.722 |  | 0.7 | 0.7 | 0.001 | 118.1 | 0.002 | 0 | 118.221 |  | 9.277 | 9.277 | 0.008 | 1565.117 | 0.029 | 0.003 | 1566.722 |  | 10.877 | 10.877 | 0.009 | 1835.1 | 68.683 | 6.868 |  | 31077.1 | 31077.1 | 31077.1 | 31077.1 | EPA/CAMD | EPA/CAMD | EPA/CAMD | EPA/CAMD | EIA | EIA | -- | EPA/CAMD | EPA/CAMD | [14 empty] | 13252.489 | 0 | 0 | 2345.001 | 0 | 0 | 0 | 0 | 0 | 0 | 0 | 0 | 2345.001 | 0 | 0 | 2345.001 | 0 | 0 | 0 | 1 | 0 | 0 | 0 | 0 | 0 | 0 | 0 | 0 | 1 | 0 | 0 | 1 | 0 | Yes |  | 15139.6 | 893 | 5.299 | 0.005 |  | https://www.google.com/maps/@?api=1&map_action=map&center=39.352800000000002%2C-84.518299999999996&zoom=17&basemap=satellite | 60761 | [118 empty] | 0.31 |  |  | 52 |  |  | 0.35 | 0.31 |  |  | 51 |  |  | 0.4 | 0.3 |  |  | 54 |  |  | 0.3 | 0.04 |  |  | 70 |  |  | 0.05 | 0.09 |  |  | 52 |  |  | 0.12 | 0.07 |  |  | 65 |  |  | 0.06 | 0.14 |  |  | 45 |  |  | 0.16 | 0.31721 | 0.22986 | Gas | FRS_110043972403
2009 | 8737 | 2021 | OH | Omega JV2 Bowling Green | 7783 | City of Bowling Green - (OH) | 2054 | American Mun Power-Ohio, Inc | 40577 | Electric Utility | PJM Interconnection, LLC | PJM | RFC | RFCW | RFC West | PJM | 39 | 173 | Wood | 41.3884 | -83.6402 | 1 | 1 | NG | GAS |  | 0.00787 | 32 | 1 | [6 empty] | 30037.9 | 29364.9 | 30037.9 | 29364.9 | 2207 | 2158 | 10.513 | 10.277 | 0.008 | 1770.8 | 61.095 | 6.109 | 1772.474 |  | 9.527 | 9.525 | 0.007 | 1604.712 | 0.028 | 0.003 | 1606.229 |  | 0.7 | 0.7 | 0.001 | 117.904 | 0.002 | 0 | 118.016 |  | 9.527 | 9.525 | 0.007 | 1604.712 | 0.028 | 0.003 | 1606.229 |  | 10.513 | 10.277 | 0.008 | 1770.8 | 61.095 | 6.109 |  | 30037.9 | 29364.9 | 30037.9 | 29364.9 | EPA/CAMD | EPA/CAMD | EPA/CAMD | EPA/CAMD | EIA | EIA | -- | EPA/CAMD | EPA/CAMD | [14 empty] | 13610.2855 | 0 | 0 | 2207 | 0 | 0 | 0 | 0 | 0 | 0 | 0 | 0 | 2207 | 0 | 0 | 2207 | 0 | 0 | 0 | 1 | 0 | 0 | 0 | 0 | 0 | 0 | 0 | 0 | 1 | 0 | 0 | 1 | 0 | Yes |  | 10769.9 | 635.3 | 3.769 | 0.003 |  | https://www.google.com/maps/@?api=1&map_action=map&center=41.388399999999997%2C-83.640199999999993&zoom=17&basemap=satellite | 32482 | [118 empty] | 0.37 |  |  | 61 |  |  | 0.35 | 0.18 |  |  | 36 |  |  | 0.4 | 0.51 |  |  | 80 |  |  | 0.3 | 0.02 |  |  | 61 |  |  | 0.05 | 0.04 |  |  | 31 |  |  | 0.12 | 0.04 |  |  | 42 |  |  | 0.06 | 0.09 |  |  | 24 |  |  | 0.16 | 0.24044 | 0.22335 | Gas | FRS_110006235626
2010 | 3588 | 2021 | IL | Mondelez Global LLC | 54933 | Commonwealth Edison Co | 4110 | Mondelez Global, LLC | 49778 | Industrial CHP | PJM Interconnection, LLC | PJM | RFC | RFCW | RFC West | PJM | 17 | 201 | Winnebago | 42.3156 | -89.0356 | 1 | 1 | NG | GAS |  | 0 | 4.7 |  |  | Yes | [10 empty] | 0 |  | 0 | 0 | [45 empty] | -- | [56 empty] | https://www.google.com/maps/@?api=1&map_action=map&center=42.315600000000003%2C-89.035600000000002&zoom=17&basemap=satellite | 71912 | [118 empty] | 0.27 |  |  | 46 |  |  | 0.35 | 0.24 |  |  | 44 |  |  | 0.4 | 0.29 |  |  | 52 |  |  | 0.3 | 0.01 |  |  | 59 |  |  | 0.05 | 0.08 |  |  | 50 |  |  | 0.12 | 0.06 |  |  | 57 |  |  | 0.06 | 0.21 |  |  | 70 |  |  | 0.16 |  |  | Gas | FRS_110001290969
2011 | 10558 | 2021 | UT | Bonanza | 7790 | Deseret Generation & Tran Coop | 40230 | Deseret Generation & Tran Coop | 40230 | Electric Utility | PacifiCorp - East | PACE | WECC | NWPP | WECC Northwest |  | 49 | 47 | Uintah | 40.0864 | -109.2844 | 1 | 1 | BIT | COAL | Yes | 0.66644 | 499.5 | 0.2226 | [6 empty] | 31776552.05 | 15299875.9 | 31776552.05 | 15299875.9 | 2916083 | 1442712 | 3867.462 | 1835.708 | 849.251 | 3260271.826 | 716985.099 | 104301.433 | 3284775.053 |  | 2.653 | 2.545 | 0.582 | 2236.062 | 0.246 | 0.036 | 2252.868 |  | 0.243 | 0.24 | 0.053 | 205.2 | 0.023 | 0.003 | 206.742 |  | 2.653 | 2.545 | 0.582 | 2236.062 | 0.246 | 0.036 | 2252.868 |  | 3867.462 | 1835.708 | 849.251 | 3260271.826 | 716985.099 | 104301.433 |  | 31776552.05 | 15299875.9 | 31776552.05 | 15299875.9 | EPA/CAMD | EPA/CAMD | EPA/CAMD | EPA/CAMD | EIA | EIA | -- | EPA/CAMD | EPA/CAMD | [14 empty] | 10896.9986 | 2912627.1 | 3455.868 | 0 | 0 | 0 | 0 | 0 | 0 | 0 | 0 | 0 | 2916082.968 | 0 | 0 | 2916082.968 | 0 | 0.99881 | 0.0011851 | 0 | 0 | 0 | 0 | 0 | 0 | 0 | 0 | 0 | 1 | 0 | 0 | 1 | 0 | Yes |  | 38044950.62 | 3903410.663 | 4699.227 | 959.421 |  | https://www.google.com/maps/@?api=1&map_action=map&center=40.086399999999998%2C-109.28440000000001&zoom=17&basemap=satellite | 0 | [121 empty] | 0 |  |  | 0.35 |  |  |  | 0 |  |  | 0.4 |  |  |  | 0 |  |  | 0.3 |  |  |  | 0 |  |  | 0.05 |  |  |  | 0 |  |  | 0.12 |  |  |  | 0 |  |  | 0.06 |  |  |  | 0 |  |  | 0.16 | 444.5273 | 0.27292 | Coal | FRS_110015757670
2012 | 3589 | 2021 | IL | Mooseheart Power House | 50337 | Commonwealth Edison Co | 4110 | Moose International | 21690 | Commercial CHP | PJM Interconnection, LLC | PJM | RFC | RFCW | RFC West | PJM | 17 | 89 | Kane | 41.8244 | -88.3331 | 4 | 4 | NG | GAS |  | 0 | 1.8 |  |  | Yes | 0 |  | 1 | [5 empty] | 0 | 0 | 0 |  | 0 | 0 | [45 empty] | -- | [17 empty] | 0 | 0 | 0 | 0 | 0 | 0 | 0 | 0 | 0 | 0 | 0 | 0 | 0 | 0 | 0 | 0 | [23 empty] | https://www.google.com/maps/@?api=1&map_action=map&center=41.824399999999997%2C-88.333100000000002&zoom=17&basemap=satellite | 52697 | [118 empty] | 0.2 |  |  | 32 |  |  | 0.35 | 0.24 |  |  | 44 |  |  | 0.4 | 0.16 |  |  | 29 |  |  | 0.3 | 0.02 |  |  | 64 |  |  | 0.05 | 0.07 |  |  | 43 |  |  | 0.12 | 0.07 |  |  | 66 |  |  | 0.06 | 0.13 |  |  | 40 |  |  | 0.16 |  |  | Gas | FRS_
2013 | 8724 | 2021 | OH | Montpelier | 7791 | Village of Montpelier - (OH) | 12861 | American Mun Power-Ohio, Inc | 40577 | Electric Utility | PJM Interconnection, LLC | PJM | RFC | RFCW | RFC West | PJM | 39 | 171 | Williams | 41.5855 | -84.5794 | 6 | 6 | DFO | OIL |  | 0.00617 | 10.8 | 1 | [6 empty] | 6513 | 2944.998 | 6513 | 2944.998 | 583.998 | 262.998 | 10.476 | 4.734 | 0.944 | 531.87 | 43.076 | 8.615 | 533.692 |  | 35.877 | 36 | 3.234 | 1821.479 | 0.074 | 0.015 | 1827.719 |  | 3.217 | 3.215 | 0.29 | 163.326 | 0.007 | 0.001 | 163.885 |  | 35.877 | 36 | 3.234 | 1821.473 | 0.074 | 0.015 | 1827.713 |  | 10.476 | 4.734 | 0.944 | 531.87 | 43.076 | 8.615 |  | 6513 | 2944.998 | 6513 | 2944.998 | EIA | EIA | EIA | EIA | EIA | EIA | -- | EIA | EIA | [14 empty] | 11152.3973 | 0 | 584 | 0 | 0 | 0 | 0 | 0 | 0 | 0 | 0 | 0 | 584 | 0 | 0 | 584 | 0 | 0 | 1 | 0 | 0 | 0 | 0 | 0 | 0 | 0 | 0 | 0 | 1 | 0 | 0 | 1 | 0 | [7 empty] | https://www.google.com/maps/@?api=1&map_action=map&center=41.585500000000003%2C-84.579400000000007&zoom=17&basemap=satellite | 5014 | [118 empty] | 0.24 |  |  | 40 |  |  | 0.35 | 0.1 |  |  | 23 |  |  | 0.4 | 0.38 |  |  | 66 |  |  | 0.3 | 0.01 |  |  | 59 |  |  | 0.05 | 0.12 |  |  | 62 |  |  | 0.12 | 0.06 |  |  | 63 |  |  | 0.06 | 0.2 |  |  | 68 |  |  | 0.16 | 0.99184 | 3.0755 | Oil | FRS_110054261231
2014 | 3596 | 2021 | IL | Morris Cogeneration, LLC | 55216 | Commonwealth Edison Co | 4110 | Morris Cogeneration LLC | 54755 | IPP CHP | PJM Interconnection, LLC | PJM | RFC | RFCW | RFC West | PJM | 17 | 63 | Grundy | 41.4119 | -88.3328 | 5 | 4 | NG | GAS |  | 0.32113 | 218.8 | 0.79811 |  | Yes | 2718058.4 | 0.773 | 0.50751 |  | 4024480.635 | 1770466.188 | 4024480.635 | 1770466.188 | 615510 | 266613 | 78.542 | 30.807 | 1.297 | 235208.875 | 8679.021 | 867.902 | 235446.68 |  | 0.255 | 0.231 | 0.004 | 764.273 | 0.014 | 0.001 | 765.046 |  | 0.039 | 0.035 | 0.001 | 116.889 | 0.002 | 0 | 117.007 |  | 0.255 | 0.231 | 0.004 | 764.273 | 0.014 | 0.001 | 765.046 |  | 154.759 | 60.702 | 2.555 | 463454.441 | 17101.102 | 1710.11 |  | 7929817.38 | 3488518.103 | 7929817.38 | 3488518.103 | EPA/CAMD | EPA/CAMD | EPA/CAMD; EIA | EIA | EIA | EIA | -- | EPA/CAMD | EPA/CAMD | [6 empty] | 3905336.745 | 1718051.915 | 76.217 | 29.895 | 1.258 | 228245.566 | 8422.081 | 842.208 | 6538.4488 | 0 | 0 | 615510 | 0 | 0 | 0 | 0 | 0 | 0 | 0 | 0 | 615510 | 0 | 0 | 615510 | 0 | 0 | 0 | 1 | 0 | 0 | 0 | 0 | 0 | 0 | 0 | 0 | 1 | 0 | 0 | 1 | 0 | Yes |  | 7683432.048 |  | 141.379 | 2.249 |  | https://www.google.com/maps/@?api=1&map_action=map&center=41.411943999999998%2C-88.332778000000005&zoom=17&basemap=satellite | 2920 | [118 empty] | 0.27 |  |  | 45 |  |  | 0.35 | 0.27 |  |  | 47 |  |  | 0.4 | 0.26 |  |  | 48 |  |  | 0.3 | 0 |  |  | 0 |  |  | 0.05 | 0.08 |  |  | 48 |  |  | 0.12 | 0.08 |  |  | 77 |  |  | 0.06 | 0.09 |  |  | 23 |  |  | 0.16 | 2.6164 | 0.008595 | Gas | FRS_110009385888
2015 | 3597 | 2021 | IL | MPEA Energy Center | 55067 | Commonwealth Edison Co | 4110 | Metropolitan Pier and Exposition Auth | 54704 | IPP Non-CHP | PJM Interconnection, LLC | PJM | RFC | RFCW | RFC West | PJM | 17 | 31 | Cook | 41.8527 | -87.6185 | 3 | 3 | DFO | OIL |  | 0.00024 | 6 | 1 | [6 empty] | 158.001 | 59.001 | 158.001 | 59.001 | 12.741 | 4.143 | 0.252 | 0.093 | 0.023 | 12.903 | 1.045 | 0.209 | 12.947 |  | 39.557 | 44.895 | 3.579 | 2025.43 | 0.082 | 0.016 | 2032.368 |  | 3.19 | 3.152 | 0.289 | 163.328 | 0.007 | 0.001 | 163.888 |  | 39.56 | 44.899 | 3.579 | 2025.589 | 0.082 | 0.016 | 2032.528 |  | 0.252 | 0.093 | 0.023 | 12.903 | 1.045 | 0.209 |  | 158.001 | 59.001 | 158.001 | 59.001 | EIA | EIA | EIA | EIA | EIA | EIA | -- | EIA | EIA | [14 empty] | 12401.9623 | 0 | 12.74 | 0 | 0 | 0 | 0 | 0 | 0 | 0 | 0 | 0 | 12.74 | 0 | 0 | 12.74 | 0 | 0 | 1 | 0 | 0 | 0 | 0 | 0 | 0 | 0 | 0 | 0 | 1 | 0 | 0 | 1 | 0 | [7 empty] | https://www.google.com/maps/@?api=1&map_action=map&center=41.852708999999997%2C-87.618510000000001&zoom=17&basemap=satellite | 266485 | [118 empty] | 0.44 |  |  | 69 |  |  | 0.35 | 0.6 |  |  | 73 |  |  | 0.4 | 0.29 |  |  | 52 |  |  | 0.3 | 0.07 |  |  | 79 |  |  | 0.05 | 0.1 |  |  | 56 |  |  | 0.12 | 0.05 |  |  | 50 |  |  | 0.06 | 0.12 |  |  | 37 |  |  | 0.16 | 0.01953 | 3.9853 | Oil | FRS_
2016 | 10710 | 2021 | VA | Dominion/Lo Mar | 7797 | City of Manassas - (VA) | 11560 | City of Manassas - (VA) | 11560 | Electric Utility | PJM Interconnection, LLC | PJM | SERC | SRVC | SERC Virginia/Carolina | PJM | 51 | 153 | Prince William | 38.7443 | -77.4974 | 5 | 5 | DFO | OIL |  | 0.00296 | 19.2 | 1 | [6 empty] | 6902 | 2436 | 6902 | 2436 | 498 | 176 | 9.131 | 3.225 | 1.015 | 563.637 | 45.649 | 9.13 | 565.568 |  | 36.671 | 36.648 | 4.077 | 2263.602 | 0.092 | 0.018 | 2271.357 |  | 2.646 | 2.648 | 0.294 | 163.326 | 0.007 | 0.001 | 163.885 |  | 36.671 | 36.648 | 4.077 | 2263.602 | 0.092 | 0.018 | 2271.357 |  | 9.131 | 3.225 | 1.015 | 563.637 | 45.649 | 9.13 |  | 6902 | 2436 | 6902 | 2436 | EIA | EIA | EIA | EIA | EIA | EIA | -- | EIA | EIA | [14 empty] | 13859.4377 | 0 | 498 | 0 | 0 | 0 | 0 | 0 | 0 | 0 | 0 | 0 | 498 | 0 | 0 | 498 | 0 | 0 | 1 | 0 | 0 | 0 | 0 | 0 | 0 | 0 | 0 | 0 | 1 | 0 | 0 | 1 | 0 | [7 empty] | https://www.google.com/maps/@?api=1&map_action=map&center=38.744300000000003%2C-77.497399999999999&zoom=17&basemap=satellite | 77260 | [118 empty] | 0.43 |  |  | 68 |  |  | 0.35 | 0.63 |  |  | 75 |  |  | 0.4 | 0.23 |  |  | 42 |  |  | 0.3 | 0.1 |  |  | 85 |  |  | 0.05 | 0.17 |  |  | 75 |  |  | 0.12 | 0.08 |  |  | 71 |  |  | 0.06 | 0.09 |  |  | 24 |  |  | 0.16 | 0.81995 | 3.8586 | Oil | FRS_110028042990
2017 | 3599 | 2021 | IL | MTHS Co-Gen Buildings | 58825 | 4-County Electric Power Assn | 6641 | Maine Township High School Dist 207 | 58701 | IPP CHP | PJM Interconnection, LLC | PJM | RFC | RFCW | RFC West | PJM | 17 | 31 | Cook | 42.0019 | -87.8522 | 2 | 2 | NG | GAS |  | 0 | 1.2 |  |  | Yes | 0 |  | 1 | [5 empty] | 0 | 0 | 0 |  | 0 | 0 | [45 empty] | -- | [17 empty] | 0 | 0 | 0 | 0 | 0 | 0 | 0 | 0 | 0 | 0 | 0 | 0 | 0 | 0 | 0 | 0 | [23 empty] | https://www.google.com/maps/@?api=1&map_action=map&center=42.001944000000002%2C-87.852221999999998&zoom=17&basemap=satellite | 136155 | [118 empty] | 0.22 |  |  | 38 |  |  | 0.35 | 0.26 |  |  | 47 |  |  | 0.4 | 0.18 |  |  | 33 |  |  | 0.3 | 0.1 |  |  | 84 |  |  | 0.05 | 0.09 |  |  | 53 |  |  | 0.12 | 0.06 |  |  | 61 |  |  | 0.06 | 0.2 |  |  | 66 |  |  | 0.16 |  |  | Gas | FRS_
2018 | 10725 | 2021 | VA | Gateway Gen | 7798 | City of Manassas - (VA) | 11560 | City of Manassas - (VA) | 11560 | Electric Utility | PJM Interconnection, LLC | PJM | SERC | SRVC | SERC Virginia/Carolina | PJM | 51 | 153 | Prince William | 38.7253 | -77.5097 | 2 | 2 | DFO | OIL |  | 0.00878 | 3.6 | 1 | [6 empty] | 1968 | 702 | 1968 | 702 | 277 | 98 | 3.16 | 1.128 | 0.285 | 160.712 | 13.016 | 2.603 | 161.263 |  | 22.816 | 23.02 | 2.061 | 1160.375 | 0.047 | 0.009 | 1164.351 |  | 3.211 | 3.214 | 0.29 | 163.325 | 0.007 | 0.001 | 163.885 |  | 22.816 | 23.02 | 2.061 | 1160.375 | 0.047 | 0.009 | 1164.351 |  | 3.16 | 1.128 | 0.285 | 160.712 | 13.016 | 2.603 |  | 1968 | 702 | 1968 | 702 | EIA | EIA | EIA | EIA | EIA | EIA | -- | EIA | EIA | [14 empty] | 7104.6931 | 0 | 277 | 0 | 0 | 0 | 0 | 0 | 0 | 0 | 0 | 0 | 277 | 0 | 0 | 277 | 0 | 0 | 1 | 0 | 0 | 0 | 0 | 0 | 0 | 0 | 0 | 0 | 1 | 0 | 0 | 1 | 0 | [7 empty] | https://www.google.com/maps/@?api=1&map_action=map&center=38.725278000000003%2C-77.509721999999996&zoom=17&basemap=satellite | 44807 | [118 empty] | 0.37 |  |  | 60 |  |  | 0.35 | 0.52 |  |  | 68 |  |  | 0.4 | 0.21 |  |  | 39 |  |  | 0.3 | 0.07 |  |  | 79 |  |  | 0.05 | 0.12 |  |  | 63 |  |  | 0.12 | 0.07 |  |  | 71 |  |  | 0.06 | 0.09 |  |  | 23 |  |  | 0.16 | 0.24087 | 2.5761 | Oil | FRS_110028046816
2019 | 3600 | 2021 | IL | Museum of Science and Industry | 58635 | Commonwealth Edison Co | 4110 | Museum of Science and Industry | 58583 | Commercial CHP | PJM Interconnection, LLC | PJM | RFC | RFCW | RFC West | PJM | 17 | 31 | Cook | 41.7906 | -87.5828 | 1 | 1 | NG | GAS |  | 0 | 1.7 |  |  | Yes | 0 |  | 1 | [5 empty] | 0 | 0 | 0 |  | 0 | 0 | [45 empty] | -- | [17 empty] | 0 | 0 | 0 | 0 | 0 | 0 | 0 | 0 | 0 | 0 | 0 | 0 | 0 | 0 | 0 | 0 | [23 empty] | https://www.google.com/maps/@?api=1&map_action=map&center=41.790556000000002%2C-87.582778000000005&zoom=17&basemap=satellite | 193810 | [118 empty] | 0.68 |  |  | 88 |  |  | 0.35 | 0.89 |  |  | 88 |  |  | 0.4 | 0.48 |  |  | 77 |  |  | 0.3 | 0.02 |  |  | 65 |  |  | 0.05 | 0.1 |  |  | 57 |  |  | 0.12 | 0.06 |  |  | 63 |  |  | 0.06 | 0.15 |  |  | 48 |  |  | 0.16 |  |  | Gas | FRS_
2020 | 6834 | 2021 | NC | Richmond County Plant | 7805 | Duke Energy Progress - (NC) | 3046 | Duke Energy Progress - (NC) | 3046 | Electric Utility | Duke Energy Progress East | CPLE | SERC | SRVC | SERC Virginia/Carolina |  | 37 | 153 | Richmond | 34.8392 | -79.7406 | 9 | 11 | NG | GAS |  | 0.42038 | 2244.8 | 0.6327 | [6 empty] | 63453986.05 | 27895136.84 | 63453986.05 | 27895136.84 | 8266519 | 3665468 | 451.029 | 177.902 | 19.616 | 3775822.483 | 143399.425 | 14462.289 | 3779769.857 |  | 0.109 | 0.097 | 0.005 | 913.522 | 0.017 | 0.002 | 914.477 |  | 0.014 | 0.013 | 0.001 | 119.01 | 0.002 | 0 | 119.134 |  | 0.109 | 0.097 | 0.005 | 913.522 | 0.017 | 0.002 | 914.477 |  | 451.029 | 177.902 | 19.616 | 3775822.483 | 143399.425 | 14462.289 |  | 63453986.05 | 27895136.84 | 63453986.05 | 27895136.84 | EPA/CAMD | EPA/CAMD | EPA/CAMD | EPA/CAMD | EIA | EIA | -- | EPA/CAMD | EPA/CAMD | [14 empty] | 7676.0226 | 0 | 17536.458 | 8248982.5 | 0 | 0 | 0 | 0 | 0 | 0 | 0 | 0 | 8266518.958 | 0 | 0 | 8266518.958 | 0 | 0 | 0.0021214 | 0.99788 | 0 | 0 | 0 | 0 | 0 | 0 | 0 | 0 | 1 | 0 | 0 | 1 | 0 | Yes |  | 76865087.05 | 4572766.604 | 557.411 | 22.88 |  | https://www.google.com/maps/@?api=1&map_action=map&center=34.839199999999998%2C-79.740600000000001&zoom=17&basemap=satellite | 2450 | [118 empty] | 0.4 |  |  | 65 |  |  | 0.35 | 0.37 |  |  | 57 |  |  | 0.4 | 0.44 |  |  | 73 |  |  | 0.3 | 0 |  |  | 0 |  |  | 0.05 | 0.15 |  |  | 70 |  |  | 0.12 | 0.09 |  |  | 81 |  |  | 0.06 | 0.18 |  |  | 59 |  |  | 0.16 | 179.7 | 0.041883 | Gas | FRS_110004060417
2021 | 3601 | 2021 | IL | Nalco | 50326 | City of Naperville - (IL) | 13208 | Nalco Co | 14293 | Commercial CHP | PJM Interconnection, LLC | PJM | RFC | RFCW | RFC West | PJM | 17 | 43 | DuPage | 41.8009 | -88.1972 | 2 | 2 | NG | GAS |  | 0.34162 | 4.7 | 0.76397 |  | Yes | 109667.2 | 0.438 | 0.36854 |  | 77729.794 | 0 | 77729.794 | 0 | 14065 | 6437.048 | 12.265 | 5.613 | 0.124 | 4542.881 | 171.367 | 17.137 | 4547.577 |  | 1.744 | 1.744 | 0.018 | 645.984 | 0.012 | 0.001 | 646.652 |  | 0.316 |  | 0.003 | 116.889 | 0.002 | 0 | 117.01 |  | 1.744 | 1.744 | 0.018 | 645.984 | 0.012 | 0.001 | 646.652 |  | 33.28 | 15.231 | 0.337 | 12326.712 | 464.988 | 46.499 |  | 210913.014 | 0 | 210913.014 | 0 | EIA | EIA | EIA | EIA | EIA | EIA | -- | EIA | EIA | [6 empty] | 133183.22 | 0 | 21.015 | 9.618 | 0.213 | 7783.831 | 293.622 | 29.362 | 5526.4695 | 0 | 0 | 14065 | 0 | 0 | 0 | 0 | 0 | 0 | 0 | 0 | 14065 | 0 | 0 | 14065 | 0 | 0 | 0 | 1 | 0 | 0 | 0 | 0 | 0 | 0 | 0 | 0 | 1 | 0 | 0 | 1 | 0 | [7 empty] | https://www.google.com/maps/@?api=1&map_action=map&center=41.800908999999997%2C-88.197156000000007&zoom=17&basemap=satellite | 61194 | [118 empty] | 0.27 |  |  | 46 |  |  | 0.35 | 0.4 |  |  | 60 |  |  | 0.4 | 0.14 |  |  | 24 |  |  | 0.3 | 0.02 |  |  | 65 |  |  | 0.05 | 0.06 |  |  | 39 |  |  | 0.12 | 0.06 |  |  | 60 |  |  | 0.06 | 0.13 |  |  | 39 |  |  | 0.16 | 0.27354 | 0.034135 | Gas | FRS_110011268984
2022 | 3602 | 2021 | IL | Nelson Energy Center | 55183 | Commonwealth Edison Co | 4110 | Invenergy Services LLC | 49893 | IPP Non-CHP | PJM Interconnection, LLC | PJM | RFC | RFCW | RFC West | PJM | 17 | 103 | Lee | 41.7744 | -89.6072 | 2 | 4 | NG | GAS |  | 0.40665 | 627.5 | 0.65559 | [6 empty] | 15851504.86 | 7040463.438 | 15851504.86 | 7040463.438 | 2235299 | 990089 | 152.203 | 68.789 | 4.755 | 942035.956 | 37164.725 | 3716.473 | 943054.269 |  | 0.136 | 0.139 | 0.004 | 842.872 | 0.017 | 0.002 | 843.784 |  | 0.019 | 0.02 | 0.001 | 118.858 | 0.002 | 0 | 118.986 |  | 0.136 | 0.139 | 0.004 | 842.872 | 0.017 | 0.002 | 843.784 |  | 152.203 | 68.789 | 4.755 | 942035.956 | 37164.725 | 3716.473 |  | 15851504.86 | 7040463.438 | 15851504.86 | 7040463.438 | EPA/CAMD | EPA/CAMD | EPA/CAMD | EPA/CAMD | EIA | EIA | -- | EPA/CAMD | EPA/CAMD | [14 empty] | 7091.4472 | 0 | 0 | 2235299 | 0 | 0 | 0 | 0 | 0 | 0 | 0 | 0 | 2235299 | 0 | 0 | 2235299 | 0 | 0 | 0 | 1 | 0 | 0 | 0 | 0 | 0 | 0 | 0 | 0 | 1 | 0 | 0 | 1 | 0 | Yes |  | 19067343.58 | 1133145.851 | 168.176 | 5.72 |  | https://www.google.com/maps/@?api=1&map_action=map&center=41.774444000000003%2C-89.607221999999993&zoom=17&basemap=satellite | 1788 | [118 empty] | 0.18 |  |  | 28 |  |  | 0.35 | 0.12 |  |  | 27 |  |  | 0.4 | 0.24 |  |  | 44 |  |  | 0.3 | 0 |  |  | 0 |  |  | 0.05 | 0.09 |  |  | 52 |  |  | 0.12 | 0.04 |  |  | 41 |  |  | 0.06 | 0.21 |  |  | 70 |  |  | 0.16 | 26.7286 | 0.013974 | Gas | FRS_110007399644
2023 | 9732 | 2021 | SC | Webb Forging | 7814 | Broad River Electric Coop, Inc | 2212 | Central Electric Power | 59159 | Electric Utility | Duke Energy Carolinas | DUK | SERC | SRVC | SERC Virginia/Carolina |  | 45 | 87 | Union | 34.5567 | -81.4919 | 2 | 2 | DFO | OIL |  | 0.00187 | 5.8 | 1 | [6 empty] | 972 | 420 | 972 | 420 | 95 | 41 | 1.51 | 0.652 | 0.141 | 79.376 | 6.429 | 1.286 | 79.648 |  | 31.789 | 31.805 | 2.968 | 1671.074 | 0.068 | 0.014 | 1676.799 |  | 3.107 | 3.105 | 0.29 | 163.325 | 0.007 | 0.001 | 163.885 |  | 31.789 | 31.805 | 2.968 | 1671.074 | 0.068 | 0.014 | 1676.799 |  | 1.51 | 0.652 | 0.141 | 79.376 | 6.429 | 1.286 |  | 972 | 420 | 972 | 420 | EIA | EIA | EIA | EIA | EIA | EIA | -- | EIA | EIA | [14 empty] | 10231.5789 | 0 | 95 | 0 | 0 | 0 | 0 | 0 | 0 | 0 | 0 | 0 | 95 | 0 | 0 | 95 | 0 | 0 | 1 | 0 | 0 | 0 | 0 | 0 | 0 | 0 | 0 | 0 | 1 | 0 | 0 | 1 | 0 | [7 empty] | https://www.google.com/maps/@?api=1&map_action=map&center=34.556699999999999%2C-81.491900000000001&zoom=17&basemap=satellite | 563 | [118 empty] | 0.68 |  |  | 88 |  |  | 0.35 | 0.86 |  |  | 86 |  |  | 0.4 | 0.51 |  |  | 80 |  |  | 0.3 | 0 |  |  | 0 |  |  | 0.05 | 0.21 |  |  | 82 |  |  | 0.12 | 0.02 |  |  | 18 |  |  | 0.06 | 0.18 |  |  | 60 |  |  | 0.16 | 0.15345 | 38.3625 | Oil | FRS_110012165361
2024 | 3604 | 2021 | IL | North Chicago Energy Center | 58328 | Commonwealth Edison Co | 4110 | Energy Systems Group LLC | 58303 | Commercial CHP | PJM Interconnection, LLC | PJM | RFC | RFCW | RFC West | PJM | 17 | 97 | Lake | 42.3064 | -87.8519 | 2 | 2 | NG | GAS |  | 0.33403 | 12.4 | 0.77661 |  | Yes | 211941.6 | 0.584 | 0.43791 |  | 205829.498 | 94200.834 | 205829.498 | 94200.834 | 36284 | 16606 | 32.932 | 15.072 | 0.329 | 12029.608 | 453.777 | 45.378 | 12042.042 |  | 1.815 | 1.815 | 0.018 | 663.081 | 0.013 | 0.001 | 663.766 |  | 0.32 | 0.32 | 0.003 | 116.889 | 0.002 | 0 | 117.01 |  | 1.815 | 1.815 | 0.018 | 663.081 | 0.013 | 0.001 | 663.766 |  | 75.204 | 34.419 | 0.751 | 27470.682 | 1036.24 | 103.624 |  | 470030 | 215116 | 470030 | 215116 | EIA | EIA | EIA | EIA | EIA | EIA | -- | EIA | EIA | [6 empty] | 264200.502 | 120915.166 | 42.272 | 19.347 | 0.422 | 15441.074 | 582.463 | 58.246 | 5672.7345 | 0 | 0 | 36284 | 0 | 0 | 0 | 0 | 0 | 0 | 0 | 0 | 36284 | 0 | 0 | 36284 | 0 | 0 | 0 | 1 | 0 | 0 | 0 | 0 | 0 | 0 | 0 | 0 | 1 | 0 | 0 | 1 | 0 | [7 empty] | https://www.google.com/maps/@?api=1&map_action=map&center=42.306389000000003%2C-87.851944000000003&zoom=17&basemap=satellite | 49249 | [118 empty] | 0.52 |  |  | 76 |  |  | 0.35 | 0.64 |  |  | 75 |  |  | 0.4 | 0.39 |  |  | 68 |  |  | 0.3 | 0.06 |  |  | 78 |  |  | 0.05 | 0.18 |  |  | 77 |  |  | 0.12 | 0.06 |  |  | 57 |  |  | 0.06 | 0.11 |  |  | 30 |  |  | 0.16 | 0.10217 | 0.0056316 | Gas | FRS_110022525212
2025 | 3606 | 2021 | IL | Northeastern Illinois University Cogen | 58245 | Commonwealth Edison Co | 4110 | Northeastern Illinois University | 58220 | Commercial CHP | PJM Interconnection, LLC | PJM | RFC | RFCW | RFC West | PJM | 17 | 31 | Cook | 41.9811 | -87.7192 | 4 | 4 | NG | GAS |  | 0.00035 | 3.2 | 1 |  | Yes | 0 |  | 1 |  | 35 | 16 | 35 | 16 | 9.8 | 4.488 | 0.048 | 0.024 | 0 | 2.044 | 0.077 | 0.008 | 2.046 |  | 9.796 | 10.695 | 0 | 417.143 | 0.008 | 0.001 | 417.574 |  | 2.743 | 3 | 0 | 116.8 | 0.002 | 0 | 116.921 |  | 9.796 | 10.695 | 0 | 417.143 | 0.008 | 0.001 | 417.574 |  | 0.048 | 0.024 | 0 | 2.044 | 0.077 | 0.008 |  | 35 | 16 | 35 | 16 | EIA | EIA | EIA | EIA | EIA | EIA | -- | EIA | EIA | [6 empty] | 0 | 0 | 0 | 0 | 0 | 0 | 0 | 0 | 3571.4286 | 0 | 0 | 9.8 | 0 | 0 | 0 | 0 | 0 | 0 | 0 | 0 | 9.8 | 0 | 0 | 9.8 | 0 | 0 | 0 | 1 | 0 | 0 | 0 | 0 | 0 | 0 | 0 | 0 | 1 | 0 | 0 | 1 | 0 | [7 empty] | https://www.google.com/maps/@?api=1&map_action=map&center=41.981110999999999%2C-87.719166999999999&zoom=17&basemap=satellite | 408215 | [118 empty] | 0.39 |  |  | 63 |  |  | 0.35 | 0.5 |  |  | 66 |  |  | 0.4 | 0.29 |  |  | 52 |  |  | 0.3 | 0.11 |  |  | 86 |  |  | 0.05 | 0.12 |  |  | 63 |  |  | 0.12 | 0.07 |  |  | 66 |  |  | 0.06 | 0.12 |  |  | 37 |  |  | 0.16 | 1.2238e-05 | 0.0014691 | Gas | FRS_110001821119
2026 | 3609 | 2021 | IL | Northwest Community Hospital | 59847 | Commonwealth Edison Co | 4110 | Northwest Community Hospital | 59626 | IPP CHP | PJM Interconnection, LLC | PJM | RFC | RFCW | RFC West | PJM | 17 | 31 | Cook | 42.0678 | -87.9935 | 4 | 4 | NG | GAS |  | 0.03103 | 4.4 | 1 |  | Yes | 1531.2 | 2.666 | 0.78043 |  | 12110.014 | 5541.871 | 12110.014 | 5541.871 | 1196 | 547 | 16.761 | 7.67 | 0.019 | 707.764 | 26.698 | 2.67 | 708.496 |  | 28.028 | 28.044 | 0.032 | 1183.552 | 0.022 | 0.002 | 1184.776 |  | 2.768 | 2.768 | 0.003 | 116.889 | 0.002 | 0 | 117.01 |  | 28.028 | 28.044 | 0.032 | 1183.552 | 0.022 | 0.002 | 1184.776 |  | 21.476 | 9.828 | 0.025 | 906.884 | 34.209 | 3.421 |  | 15517 | 7101 | 15517 | 7101 | EIA | EIA | EIA | EIA | EIA | EIA | -- | EIA | EIA | [6 empty] | 3406.986 | 1559.129 | 4.715 | 2.158 | 0.005 | 199.12 | 7.511 | 0.751 | 10125.4297 | 0 | 0 | 1196 | 0 | 0 | 0 | 0 | 0 | 0 | 0 | 0 | 1196 | 0 | 0 | 1196 | 0 | 0 | 0 | 1 | 0 | 0 | 0 | 0 | 0 | 0 | 0 | 0 | 1 | 0 | 0 | 1 | 0 | [7 empty] | https://www.google.com/maps/@?api=1&map_action=map&center=42.067753000000003%2C-87.993492000000003&zoom=17&basemap=satellite | 107291 | [118 empty] | 0.24 |  |  | 40 |  |  | 0.35 | 0.3 |  |  | 50 |  |  | 0.4 | 0.17 |  |  | 32 |  |  | 0.3 | 0.07 |  |  | 80 |  |  | 0.05 | 0.08 |  |  | 49 |  |  | 0.12 | 0.07 |  |  | 69 |  |  | 0.06 | 0.17 |  |  | 56 |  |  | 0.16 | 0.0018901 | 0.0038932 | Gas | FRS_110041376016
2027 | 6803 | 2021 | NC | Plant Rowan County | 7826 | Duke Energy Carolinas, LLC | 5416 | Southern Power Co | 17650 | IPP Non-CHP | Duke Energy Carolinas | DUK | SERC | SRVC | SERC Virginia/Carolina |  | 37 | 159 | Rowan | 35.7314 | -80.6019 | 5 | 6 | NG | GAS |  | 0.41974 | 1192 | 0.63377 | [6 empty] | 32488957.74 | 14707192.57 | 32488957.74 | 14707192.57 | 4382858.999 | 1935070.999 | 239.592 | 118.778 | 9.748 | 1930907.211 | 70589.356 | 7063.067 | 1932841.975 |  | 0.109 | 0.123 | 0.004 | 881.118 | 0.016 | 0.002 | 882.001 |  | 0.015 | 0.016 | 0.001 | 118.865 | 0.002 | 0 | 118.985 |  | 0.109 | 0.123 | 0.004 | 881.118 | 0.016 | 0.002 | 882.001 |  | 239.592 | 118.778 | 9.748 | 1930907.211 | 70589.356 | 7063.067 |  | 32488957.74 | 14707192.57 | 32488957.74 | 14707192.57 | EPA/CAMD | EPA/CAMD | EPA/CAMD | EPA/CAMD | EIA | EIA | -- | EPA/CAMD | EPA/CAMD | [14 empty] | 7412.7317 | 0 | 589.519 | 4382269.48 | 0 | 0 | 0 | 0 | 0 | 0 | 0 | 0 | 4382858.999 | 0 | 0 | 4382858.999 | 0 | 0 | 0.00013451 | 0.99987 | 0 | 0 | 0 | 0 | 0 | 0 | 0 | 0 | 1 | 0 | 0 | 1 | 0 | Yes |  | 33899814.93 | 2016935.42 | 260.486 | 10.349 |  | https://www.google.com/maps/@?api=1&map_action=map&center=35.731400000000001%2C-80.601900000000001&zoom=17&basemap=satellite | 3065 | [118 empty] | 0.22 |  |  | 37 |  |  | 0.35 | 0.25 |  |  | 45 |  |  | 0.4 | 0.2 |  |  | 36 |  |  | 0.3 | 0.01 |  |  | 57 |  |  | 0.05 | 0.12 |  |  | 62 |  |  | 0.12 | 0.03 |  |  | 25 |  |  | 0.06 | 0.23 |  |  | 77 |  |  | 0.16 | 77.23 | 0.035409 | Gas | FRS_110020516486
2028 | 3614 | 2021 | IL | Orchard Hills Renewable Energy Station | 59792 | Commonwealth Edison Co | 4110 | Hoosier Energy R E C, Inc | 9267 | Electric Utility | PJM Interconnection, LLC | PJM | RFC | RFCW | RFC West | PJM | 17 | 141 | Ogle | 42.1424 | -89.079 | 6 | 6 | LFG | BIOMASS |  | 0.54815 | 16.2 | 0.41975 | Yes | [5 empty] | 823849.002 | 341865 | 823849.002 | 341865 | 77788.998 | 32278.998 | 0 | 0 | 13.799 | 0.002 | 0 | 0 | 0.002 |  | 0 | 0 | 0.355 | 0 | 0 | 0 | 0 |  | 0 | 0 | 0.033 | 0 | 0 | 0 | 0 |  | 0 | 0 | 0.355 | 0 | 0 | 0 | 0 |  | 597.288 | 247.854 | 18.536 | 52314.24 | 1916.275 | 191.627 |  | 823849.002 | 341865 | 823849.002 | 341865 | EIA | EIA | EIA | EIA | EIA | EIA | -- | EIA | EIA | 597.288 | 247.854 | 4.737 | 52314.238 | 1916.275 | 191.627 | [8 empty] | 10590.8162 | 0 | 0 | 0 | 0 | 0 | 77789 | 0 | 0 | 0 | 0 | 0 | 0 | 77789 | 77789 | 77789 | 0 | 0 | 0 | 0 | 0 | 0 | 1 | 0 | 0 | 0 | 0 | 0 | 0 | 1 | 1 | 1 | 0 | [7 empty] | https://www.google.com/maps/@?api=1&map_action=map&center=42.142400000000002%2C-89.078999999999994&zoom=17&basemap=satellite | 1933 | [118 empty] | 0.21 |  |  | 34 |  |  | 0.35 | 0.13 |  |  | 28 |  |  | 0.4 | 0.28 |  |  | 51 |  |  | 0.3 | 0 |  |  | 0 |  |  | 0.05 | 0.12 |  |  | 62 |  |  | 0.12 | 0.04 |  |  | 40 |  |  | 0.06 | 0.2 |  |  | 67 |  |  | 0.16 | 3.0969 | 0.16584 | Biomass | FRS_110070396558
2029 | 8769 | 2021 | OH | Shelby North | 7827 | City of Shelby - (OH) | 17043 | American Mun Power-Ohio, Inc | 40577 | Electric Utility | PJM Interconnection, LLC | PJM | RFC | RFCW | RFC West | PJM | 39 | 139 | Richland | 40.8969 | -82.6625 | 1 | 1 | DFO | OIL |  | 0.00837 | 1.8 | 1 | [6 empty] | 1436 | 649 | 1436 | 649 | 132 | 59 | 2.311 | 1.044 | 0.208 | 117.268 | 9.498 | 1.9 | 117.67 |  | 35.015 | 35.39 | 3.155 | 1776.788 | 0.072 | 0.014 | 1782.875 |  | 3.219 | 3.217 | 0.29 | 163.326 | 0.007 | 0.001 | 163.885 |  | 35.015 | 35.39 | 3.155 | 1776.788 | 0.072 | 0.014 | 1782.875 |  | 2.311 | 1.044 | 0.208 | 117.268 | 9.498 | 1.9 |  | 1436 | 649 | 1436 | 649 | EIA | EIA | EIA | EIA | EIA | EIA | -- | EIA | EIA | [14 empty] | 10878.7879 | 0 | 132 | 0 | 0 | 0 | 0 | 0 | 0 | 0 | 0 | 0 | 132 | 0 | 0 | 132 | 0 | 0 | 1 | 0 | 0 | 0 | 0 | 0 | 0 | 0 | 0 | 0 | 1 | 0 | 0 | 1 | 0 | [7 empty] | https://www.google.com/maps/@?api=1&map_action=map&center=40.896900000000002%2C-82.662499999999994&zoom=17&basemap=satellite | 10013 | [118 empty] | 0.19 |  |  | 30 |  |  | 0.35 | 0.03 |  |  | 9 |  |  | 0.4 | 0.34 |  |  | 61 |  |  | 0.3 | 0 |  |  | 0 |  |  | 0.05 | 0.11 |  |  | 60 |  |  | 0.12 | 0.05 |  |  | 54 |  |  | 0.06 | 0.2 |  |  | 69 |  |  | 0.16 | 0.16012 | 3.0791 | Oil | FRS_110064256692
2030 | 8771 | 2021 | OH | Shelby South | 7828 | City of Shelby - (OH) | 17043 | City of Shelby - (OH) | 17043 | Electric Utility | PJM Interconnection, LLC | PJM | RFC | RFCW | RFC West | PJM | 39 | 139 | Richland | 40.9089 | -82.6533 | 1 | 1 | DFO | OIL |  | 0.00888 | 1.8 | 1 | [6 empty] | 1530 | 687 | 1530 | 687 | 140 | 63 | 2.302 | 1.034 | 0.222 | 124.944 | 10.119 | 2.024 | 125.372 |  | 32.886 | 32.825 | 3.169 | 1784.914 | 0.072 | 0.014 | 1791.029 |  | 3.009 | 3.01 | 0.29 | 163.325 | 0.007 | 0.001 | 163.885 |  | 32.886 | 32.825 | 3.169 | 1784.914 | 0.072 | 0.014 | 1791.029 |  | 2.302 | 1.034 | 0.222 | 124.944 | 10.119 | 2.024 |  | 1530 | 687 | 1530 | 687 | EIA | EIA | EIA | EIA | EIA | EIA | -- | EIA | EIA | [14 empty] | 10928.5714 | 0 | 140 | 0 | 0 | 0 | 0 | 0 | 0 | 0 | 0 | 0 | 140 | 0 | 0 | 140 | 0 | 0 | 1 | 0 | 0 | 0 | 0 | 0 | 0 | 0 | 0 | 0 | 1 | 0 | 0 | 1 | 0 | [7 empty] | https://www.google.com/maps/@?api=1&map_action=map&center=40.908889000000002%2C-82.653333000000003&zoom=17&basemap=satellite | 9596 | [118 empty] | 0.19 |  |  | 30 |  |  | 0.35 | 0.03 |  |  | 10 |  |  | 0.4 | 0.34 |  |  | 61 |  |  | 0.3 | 0 |  |  | 0 |  |  | 0.05 | 0.12 |  |  | 61 |  |  | 0.12 | 0.06 |  |  | 55 |  |  | 0.06 | 0.2 |  |  | 68 |  |  | 0.16 | 0.22367 | 3.4677 | Oil | FRS_110064256709
2031 | 3622 | 2021 | IL | Pinckneyville Power Plant | 55202 | Ameren Illinois Company | 56697 | Union Electric Co - (MO) | 19436 | Electric Utility | Midcontinent Independent Transmission System Operator, Inc.. | MISO | SERC | SRMW | SERC Midwest | MISO | 17 | 145 | Perry | 38.1114 | -89.3467 | 8 | 8 | NG | GAS |  | 0.03321 | 380 | 1 | [6 empty] | 1178666.616 | 1058039.564 | 1178666.616 | 1058039.564 | 110537 | 99224 | 52.111 | 46.54 | 0.354 | 70047.091 | 2695.103 | 269.51 | 70120.937 |  | 0.943 | 0.938 | 0.006 | 1267.396 | 0.024 | 0.002 | 1268.732 |  | 0.088 | 0.088 | 0.001 | 118.858 | 0.002 | 0 | 118.983 |  | 0.943 | 0.938 | 0.006 | 1267.396 | 0.024 | 0.002 | 1268.732 |  | 52.111 | 46.54 | 0.354 | 70047.091 | 2695.103 | 269.51 |  | 1178666.616 | 1058039.564 | 1178666.616 | 1058039.564 | EPA/CAMD | EPA/CAMD | EPA/CAMD | EPA/CAMD | EIA | EIA | -- | EPA/CAMD | EPA/CAMD | [14 empty] | 10663.0958 | 0 | 0 | 110537 | 0 | 0 | 0 | 0 | 0 | 0 | 0 | 0 | 110537 | 0 | 0 | 110537 | 0 | 0 | 0 | 1 | 0 | 0 | 0 | 0 | 0 | 0 | 0 | 0 | 1 | 0 | 0 | 1 | 0 | Yes |  | 334609.753 | 19887.529 | 15.559 | 0.101 |  | https://www.google.com/maps/@?api=1&map_action=map&center=38.111400000000003%2C-89.346699999999998&zoom=17&basemap=satellite | 3967 | [118 empty] | 0.33 |  |  | 56 |  |  | 0.35 | 0.41 |  |  | 60 |  |  | 0.4 | 0.28 |  |  | 51 |  |  | 0.3 | 0.02 |  |  | 65 |  |  | 0.05 | 0.31 |  |  | 92 |  |  | 0.12 | 0.03 |  |  | 30 |  |  | 0.06 | 0.14 |  |  | 42 |  |  | 0.16 | 4.3074 | 0.1202 | Gas | FRS_110009387207
2032 | 5059 | 2021 | MI | Beaver Island | 7831 | Great Lakes Energy Coop | 38084 | Great Lakes Energy Coop | 38084 | Electric Utility | Midcontinent Independent Transmission System Operator, Inc.. | MISO | RFC | RFCM | RFC Michigan | MISO | 26 | 29 | Charlevoix | 45.7291 | -85.5244 | 3 | 3 | DFO | OIL |  | 0.00291 | 3.3 | 1 | [6 empty] | 2300.999 | 1024.001 | 2300.999 | 1024.001 | 83.999 | 37.001 | 3.644 | 1.622 | 0.334 | 187.907 | 15.219 | 3.044 | 188.551 |  | 86.763 | 87.673 | 7.943 | 4474.029 | 0.181 | 0.036 | 4489.357 |  | 3.167 | 3.168 | 0.29 | 163.326 | 0.007 | 0.001 | 163.886 |  | 86.762 | 87.672 | 7.943 | 4473.976 | 0.181 | 0.036 | 4489.303 |  | 3.644 | 1.622 | 0.334 | 187.907 | 15.219 | 3.044 |  | 2300.999 | 1024.001 | 2300.999 | 1024.001 | EIA | EIA | EIA | EIA | EIA | EIA | -- | EIA | EIA | [14 empty] | 27392.8452 | 0 | 84 | 0 | 0 | 0 | 0 | 0 | 0 | 0 | 0 | 0 | 84 | 0 | 0 | 84 | 0 | 0 | 1 | 0 | 0 | 0 | 0 | 0 | 0 | 0 | 0 | 0 | 1 | 0 | 0 | 1 | 0 | [7 empty] | https://www.google.com/maps/@?api=1&map_action=map&center=45.729100000000003%2C-85.5244&zoom=17&basemap=satellite | 389 | [118 empty] | 0.12 |  |  | 14 |  |  | 0.35 | 0.02 |  |  | 6 |  |  | 0.4 | 0.22 |  |  | 40 |  |  | 0.3 | 0 |  |  | 0 |  |  | 0.05 | 0.04 |  |  | 26 |  |  | 0.12 | 0.1 |  |  | 85 |  |  | 0.06 | 0.48 |  |  | 97 |  |  | 0.16 | 0.39199 | 19.6002 | Oil | FRS_110006175931
2033 | 3627 | 2021 | IL | Prairie State Generating Station | 55856 | Ameren Illinois Company | 56697 | Prairie State Generating Co LLC | 15330 | IPP Non-CHP | Midcontinent Independent Transmission System Operator, Inc.. | MISO | SERC | SRMW | SERC Midwest | MISO | 17 | 163 | St Clair | 38.2792 | -89.6669 | 2 | 2 | BIT | COAL | Yes | 0.82001 | 1766 | 0 | [6 empty] | 132472363.4 | 59609275.28 | 132472363.4 | 59609275.28 | 12685744 | 5734090 | 4121.607 | 1878.477 | 10537.318 | 13591665.05 | 2940236.27 | 427648.322 | 13692137.6 |  | 0.65 | 0.655 | 1.661 | 2142.825 | 0.232 | 0.034 | 2158.665 |  | 0.062 | 0.063 | 0.159 | 205.2 | 0.022 | 0.003 | 206.717 |  | 0.65 | 0.655 | 1.661 | 2142.825 | 0.232 | 0.034 | 2158.665 |  | 4121.607 | 1878.477 | 10537.318 | 13591665.05 | 2940236.27 | 427648.322 |  | 132472363.4 | 59609275.28 | 132472363.4 | 59609275.28 | EPA/CAMD | EPA/CAMD | EPA/CAMD | EPA/CAMD | EIA | EIA | -- | EPA/CAMD | EPA/CAMD | [14 empty] | 10442.617 | 12662396 | 0 | 23347.806 | 0 | 0 | 0 | 0 | 0 | 0 | 0 | 0 | 12685743.81 | 0 | 0 | 12685743.81 | 0 | 0.99816 | 0 | 0.0018405 | 0 | 0 | 0 | 0 | 0 | 0 | 0 | 0 | 1 | 0 | 0 | 1 | 0 | Yes |  | 116426241.4 | 11945331.66 | 3701.635 | 9186.477 |  | https://www.google.com/maps/@?api=1&map_action=map&center=38.279167000000001%2C-89.666944000000001&zoom=17&basemap=satellite | 304 | [118 empty] | 0.12 |  |  | 15 |  |  | 0.35 | 0.03 |  |  | 10 |  |  | 0.4 | 0.21 |  |  | 38 |  |  | 0.3 | 0.01 |  |  | 58 |  |  | 0.05 | 0.13 |  |  | 66 |  |  | 0.12 | 0.07 |  |  | 67 |  |  | 0.06 | 0.3 |  |  | 89 |  |  | 0.16 | 238.4221 | 0.042169 | Coal | FRS_110044852068
2034 | 9654 | 2021 | SC | John S. Rainey Generating Station | 7834 | South Carolina Public Service Authority | 17543 | South Carolina Public Service Authority | 17543 | Electric Utility | South Carolina Public Service Authority | SC | SERC | SRVC | SERC Virginia/Carolina |  | 45 | 7 | Anderson | 34.3477 | -82.7745 | 7 | 8 | NG | GAS |  | 0.51976 | 1102 | 0.46707 | [6 empty] | 41440464.25 | 16932683.37 | 41440464.25 | 16932683.37 | 5017490 | 2099744 | 424.812 | 119.706 | 12.439 | 2461893.516 | 92245.813 | 9224.581 | 2464421.051 |  | 0.169 | 0.114 | 0.005 | 981.325 | 0.018 | 0.002 | 982.332 |  | 0.021 | 0.014 | 0.001 | 118.816 | 0.002 | 0 | 118.938 |  | 0.169 | 0.114 | 0.005 | 981.325 | 0.018 | 0.002 | 982.332 |  | 424.812 | 119.706 | 12.439 | 2461893.516 | 92245.813 | 9224.581 |  | 41440464.25 | 16932683.37 | 41440464.25 | 16932683.37 | EPA/CAMD | EPA/CAMD | EPA/CAMD | EPA/CAMD | EIA | EIA | -- | EPA/CAMD | EPA/CAMD | [14 empty] | 8259.2013 | 0 | 0 | 5017490.5 | 0 | 0 | 0 | 0 | 0 | 0 | 0 | 0 | 5017490.5 | 0 | 0 | 5017490.5 | 0 | 0 | 0 | 1 | 0 | 0 | 0 | 0 | 0 | 0 | 0 | 0 | 1 | 0 | 0 | 1 | 0 | Yes |  | 48084516.27 | 2856006.025 | 514.55 | 14.427 |  | https://www.google.com/maps/@?api=1&map_action=map&center=34.347734000000003%2C-82.774478000000002&zoom=17&basemap=satellite | 645 | [118 empty] | 0.09 |  |  | 8 |  |  | 0.35 | 0.07 |  |  | 19 |  |  | 0.4 | 0.1 |  |  | 17 |  |  | 0.3 | 0 |  |  | 0 |  |  | 0.05 | 0.1 |  |  | 56 |  |  | 0.12 | 0 |  |  | 0 |  |  | 0.06 | 0.16 |  |  | 53 |  |  | 0.16 | 282.0032 | 0.10309 | Gas | FRS_110017413734
2035 | 3629 | 2021 | IL | Prairie View IL | 57406 | Commonwealth Edison Co | 4110 | WM Renewable Energy LLC | 54842 | IPP Non-CHP | PJM Interconnection, LLC | PJM | RFC | RFCW | RFC West | PJM | 17 | 197 | Will | 41.3431 | -88.1014 | 3 | 3 | LFG | BIOMASS |  | 0.86508 | 4.8 | 0 | Yes | [5 empty] | 396693.999 | 164612.001 | 396693.999 | 164612.001 | 36375 | 15093.999 | 0 | 0 | 6.645 | 0 | 0 | 0 | 0 |  | 0 | 0 | 0.365 | 0 | 0 | 0 | 0 |  | 0 | 0 | 0.033 | 0 | 0 | 0 | 0 |  | 0 | 0 | 0.365 | 0 | 0 | 0 | 0 |  | 266.298 | 110.502 | 8.926 | 25189.986 | 922.711 | 92.271 |  | 396693.999 | 164612.001 | 396693.999 | 164612.001 | EIA | EIA | EIA | EIA | EIA | EIA | -- | EIA | EIA | 266.298 | 110.502 | 2.281 | 25189.986 | 922.711 | 92.271 | [8 empty] | 10905.6769 | 0 | 0 | 0 | 0 | 0 | 36375 | 0 | 0 | 0 | 0 | 0 | 0 | 36375 | 36375 | 36375 | 0 | 0 | 0 | 0 | 0 | 0 | 1 | 0 | 0 | 0 | 0 | 0 | 0 | 1 | 1 | 1 | 0 | [7 empty] | https://www.google.com/maps/@?api=1&map_action=map&center=41.343055999999997%2C-88.101388999999998&zoom=17&basemap=satellite | 1686 | [118 empty] | 0.21 |  |  | 34 |  |  | 0.35 | 0.12 |  |  | 27 |  |  | 0.4 | 0.29 |  |  | 53 |  |  | 0.3 | 0 |  |  | 0 |  |  | 0.05 | 0.06 |  |  | 39 |  |  | 0.12 | 0.06 |  |  | 59 |  |  | 0.06 | 0.13 |  |  | 40 |  |  | 0.16 | 3.0854 | 0.15974 | Biomass | FRS_110021292199
2036 | 4894 | 2021 | MD | Rock Springs Generating Facility | 7835 | PECO Energy Co | 14940 | Essential Power Rock Springs LLC | 56386 | IPP Non-CHP | PJM Interconnection, LLC | PJM | RFC | RFCE | RFC East | PJM | 24 | 15 | Cecil | 39.719 | -76.1598 | 4 | 4 | NG | GAS |  | 0.03485 | 772.6 | 1 | [6 empty] | 2460872.842 | 2250860.576 | 2460872.842 | 2250860.576 | 235891.001 | 215760.001 | 41.243 | 37.371 | 0.738 | 146247.286 | 5502.412 | 550.241 | 146398.052 |  | 0.35 | 0.346 | 0.006 | 1239.956 | 0.023 | 0.002 | 1241.235 |  | 0.034 | 0.033 | 0.001 | 118.858 | 0.002 | 0 | 118.981 |  | 0.35 | 0.346 | 0.006 | 1239.956 | 0.023 | 0.002 | 1241.235 |  | 41.243 | 37.371 | 0.738 | 146247.286 | 5502.412 | 550.241 |  | 2460872.842 | 2250860.576 | 2460872.842 | 2250860.576 | EPA/CAMD | EPA/CAMD | EPA/CAMD | EPA/CAMD | EIA | EIA | -- | EPA/CAMD | EPA/CAMD | [14 empty] | 10432.2456 | 0 | 0 | 235891 | 0 | 0 | 0 | 0 | 0 | 0 | 0 | 0 | 235891 | 0 | 0 | 235891 | 0 | 0 | 0 | 1 | 0 | 0 | 0 | 0 | 0 | 0 | 0 | 0 | 1 | 0 | 0 | 1 | 0 | Yes |  | 2413367.495 | 143423.96 | 40.378 | 0.725 |  | https://www.google.com/maps/@?api=1&map_action=map&center=39.719009999999997%2C-76.159760000000006&zoom=17&basemap=satellite | 5016 | [118 empty] | 0.13 |  |  | 17 |  |  | 0.35 | 0.08 |  |  | 19 |  |  | 0.4 | 0.18 |  |  | 34 |  |  | 0.3 | 0.01 |  |  | 59 |  |  | 0.05 | 0.14 |  |  | 69 |  |  | 0.12 | 0.05 |  |  | 49 |  |  | 0.06 | 0.19 |  |  | 64 |  |  | 0.16 | 5.0226 | 0.038439 | Gas | FRS_110012274797
2037 | 3631 | 2021 | IL | Presence Saint Mary of Nazareth Hospital | 54886 | Commonwealth Edison Co | 4110 | Presence Health | 15917 | Commercial Non-CHP | PJM Interconnection, LLC | PJM | RFC | RFCW | RFC West | PJM | 17 | 31 | Cook | 41.9031 | -87.6831 | 5 | 5 | DFO | OIL |  | 0.00027 | 4.2 | 1 |  | Yes | 0 |  | 1 |  | 302 | 111.001 | 302 | 111.001 | 10.001 | 4 | 0.457 | 0.167 | 0.033 | 21.992 | 1.671 | 0.318 | 22.06 |  | 91.391 | 83.5 | 6.639 | 4397.96 | 0.167 | 0.032 | 4411.61 |  | 3.026 | 3.009 | 0.22 | 145.642 | 0.006 | 0.001 | 146.094 |  | 91.4 | 83.508 | 6.64 | 4398.4 | 0.167 | 0.032 | 4412.051 |  | 0.457 | 0.167 | 0.033 | 21.992 | 1.671 | 0.318 |  | 302 | 111.001 | 302 | 111.001 | EIA | EIA | EIA | EIA | EIA | EIA | -- | EIA | EIA | [6 empty] | 0 | 0 | 0 | 0 | 0 | 0 | 0 | 0 | 30200 | 0 | 7.539 | 2.461 | 0 | 0 | 0 | 0 | 0 | 0 | 0 | 0 | 10 | 0 | 0 | 10 | 0 | 0 | 0.7539 | 0.2461 | 0 | 0 | 0 | 0 | 0 | 0 | 0 | 0 | 1 | 0 | 0 | 1 | 0 | [7 empty] | https://www.google.com/maps/@?api=1&map_action=map&center=41.903100000000002%2C-87.683099999999996&zoom=17&basemap=satellite | 517385 | [118 empty] | 0.37 |  |  | 61 |  |  | 0.35 | 0.48 |  |  | 65 |  |  | 0.4 | 0.26 |  |  | 48 |  |  | 0.3 | 0.05 |  |  | 74 |  |  | 0.05 | 0.08 |  |  | 50 |  |  | 0.12 | 0.06 |  |  | 58 |  |  | 0.06 | 0.09 |  |  | 21 |  |  | 0.16 | 0.017862 | 7.1477 | Oil | FRS_110028018641
2038 | 10756 | 2021 | VA | Marsh Run Generation Facility | 7836 | Virginia Electric & Power Co | 19876 | Old Dominion Electric Coop | 40229 | Electric Utility | PJM Interconnection, LLC | PJM | SERC | SRVC | SERC Virginia/Carolina | PJM | 51 | 61 | Fauquier | 38.5283 | -77.7681 | 3 | 3 | NG | GAS |  | 0.14958 | 513.3 | 1 | [6 empty] | 6928418.768 | 2875437.082 | 6928418.768 | 2875437.082 | 672609 | 279147 | 117.951 | 46.188 | 2.086 | 413274.972 | 16333.893 | 1684.35 | 413730.114 |  | 0.351 | 0.331 | 0.006 | 1228.871 | 0.024 | 0.003 | 1230.225 |  | 0.034 | 0.032 | 0.001 | 119.298 | 0.002 | 0 | 119.43 |  | 0.351 | 0.331 | 0.006 | 1228.871 | 0.024 | 0.003 | 1230.225 |  | 117.951 | 46.188 | 2.086 | 413274.972 | 16333.893 | 1684.35 |  | 6928418.768 | 2875437.082 | 6928418.768 | 2875437.082 | EPA/CAMD | EPA/CAMD | EPA/CAMD | EPA/CAMD | EIA | EIA | -- | EPA/CAMD | EPA/CAMD | [14 empty] | 10300.8119 | 0 | 7143.209 | 665465.79 | 0 | 0 | 0 | 0 | 0 | 0 | 0 | 0 | 672608.999 | 0 | 0 | 672608.999 | 0 | 0 | 0.01062 | 0.98938 | 0 | 0 | 0 | 0 | 0 | 0 | 0 | 0 | 1 | 0 | 0 | 1 | 0 | Yes |  | 3659615.876 | 223459.915 | 78.269 | 1.135 |  | https://www.google.com/maps/@?api=1&map_action=map&center=38.528300000000002%2C-77.768100000000004&zoom=17&basemap=satellite | 5092 | [118 empty] | 0.34 |  |  | 57 |  |  | 0.35 | 0.36 |  |  | 56 |  |  | 0.4 | 0.32 |  |  | 57 |  |  | 0.3 | 0.04 |  |  | 73 |  |  | 0.05 | 0.21 |  |  | 82 |  |  | 0.12 | 0.11 |  |  | 89 |  |  | 0.06 | 0.07 |  |  | 17 |  |  | 0.16 | 34.002 | 0.11848 | Gas | FRS_110007395826
2039 | 10753 | 2021 | VA | Louisa Generation Facility | 7837 | Virginia Electric & Power Co | 19876 | Old Dominion Electric Coop | 40229 | Electric Utility | PJM Interconnection, LLC | PJM | SERC | SRVC | SERC Virginia/Carolina | PJM | 51 | 109 | Louisa | 38.1181 | -78.2139 | 5 | 5 | NG | GAS |  | 0.10743 | 509.1 | 1 | [6 empty] | 5370564.877 | 2141457.549 | 5370564.877 | 2141457.549 | 479108.998 | 191039.999 | 92.257 | 34.247 | 1.688 | 320698.38 | 12664.478 | 1317.891 | 321053.052 |  | 0.385 | 0.359 | 0.007 | 1338.728 | 0.026 | 0.003 | 1340.209 |  | 0.034 | 0.032 | 0.001 | 119.428 | 0.002 | 0 | 119.56 |  | 0.385 | 0.359 | 0.007 | 1338.728 | 0.026 | 0.003 | 1340.209 |  | 92.257 | 34.247 | 1.688 | 320698.38 | 12664.478 | 1317.891 |  | 5370564.877 | 2141457.549 | 5370564.877 | 2141457.549 | EPA/CAMD | EPA/CAMD | EPA/CAMD | EPA/CAMD | EIA | EIA | -- | EPA/CAMD | EPA/CAMD | [14 empty] | 11209.4845 | 0 | 6667.608 | 472441.39 | 0 | 0 | 0 | 0 | 0 | 0 | 0 | 0 | 479108.998 | 0 | 0 | 479108.998 | 0 | 0 | 0.013917 | 0.98608 | 0 | 0 | 0 | 0 | 0 | 0 | 0 | 0 | 1 | 0 | 0 | 1 | 0 | Yes |  | 2762360.315 | 168789.283 | 55.683 | 0.964 |  | https://www.google.com/maps/@?api=1&map_action=map&center=38.118099999999998%2C-78.213899999999995&zoom=17&basemap=satellite | 3957 | [118 empty] | 0.34 |  |  | 57 |  |  | 0.35 | 0.31 |  |  | 52 |  |  | 0.4 | 0.36 |  |  | 63 |  |  | 0.3 | 0 |  |  | 0 |  |  | 0.05 | 0.12 |  |  | 63 |  |  | 0.12 | 0.08 |  |  | 74 |  |  | 0.06 | 0.15 |  |  | 49 |  |  | 0.16 | 22.4592 | 0.1273 | Gas | FRS_110014436306
2040 | 3636 | 2021 | IL | Raccoon Creek Power Plant | 55417 | Union Electric Co - (MO) | 19436 | Union Electric Co - (MO) | 19436 | Electric Utility | Midcontinent Independent Transmission System Operator, Inc.. | MISO | SERC | SRMW | SERC Midwest | MISO | 17 | 25 | Clay | 38.6996 | -88.5392 | 4 | 4 | NG | GAS |  | 0.00515 | 456 | 1 | [6 empty] | 252886.264 | 226306.666 | 252886.264 | 226306.666 | 20566 | 18404 | 2.876 | 2.577 | 0.075 | 15028.589 | 609.153 | 60.915 | 15045.28 |  | 0.28 | 0.28 | 0.007 | 1461.498 | 0.03 | 0.003 | 1463.122 |  | 0.023 | 0.023 | 0.001 | 118.857 | 0.002 | 0 | 118.989 |  | 0.28 | 0.28 | 0.007 | 1461.498 | 0.03 | 0.003 | 1463.122 |  | 2.876 | 2.577 | 0.075 | 15028.589 | 609.153 | 60.915 |  | 252886.264 | 226306.666 | 252886.264 | 226306.666 | EPA/CAMD | EPA/CAMD | EPA/CAMD | EPA/CAMD | EIA | EIA | -- | EPA/CAMD | EPA/CAMD | [14 empty] | 12296.3265 | 0 | 0 | 20566.001 | 0 | 0 | 0 | 0 | 0 | 0 | 0 | 0 | 20566.001 | 0 | 0 | 20566.001 | 0 | 0 | 0 | 1 | 0 | 0 | 0 | 0 | 0 | 0 | 0 | 0 | 1 | 0 | 0 | 1 | 0 | Yes |  | 30922.307 | 1837.77 | 0.411 | 0.009 |  | https://www.google.com/maps/@?api=1&map_action=map&center=38.699599999999997%2C-88.539199999999994&zoom=17&basemap=satellite | 1753 | [118 empty] | 0.23 |  |  | 38 |  |  | 0.35 | 0.03 |  |  | 9 |  |  | 0.4 | 0.42 |  |  | 71 |  |  | 0.3 | 0.01 |  |  | 57 |  |  | 0.05 | 0.15 |  |  | 71 |  |  | 0.12 | 0.04 |  |  | 36 |  |  | 0.06 | 0.23 |  |  | 75 |  |  | 0.16 | 0.29922 | 0.11203 | Gas | FRS_110007399396
2041 | 10796 | 2021 | VA | Remington Combustion Turbine Station | 7838 | Virginia Electric & Power Co | 19876 | Virginia Electric & Power Co | 19876 | Electric Utility | PJM Interconnection, LLC | PJM | SERC | SRVC | SERC Virginia/Carolina | PJM | 51 | 61 | Fauquier | 38.5442 | -77.7714 | 4 | 4 | NG | GAS |  | 0.08069 | 705.5 | 1 | [6 empty] | 5123664.057 | 2907768.24 | 5123664.057 | 2907768.24 | 498678.999 | 283009.001 | 84.426 | 45.571 | 2.602 | 306170.887 | 11775.642 | 1236.856 | 306502.374 |  | 0.339 | 0.322 | 0.01 | 1227.928 | 0.024 | 0.002 | 1229.257 |  | 0.033 | 0.031 | 0.001 | 119.512 | 0.002 | 0 | 119.642 |  | 0.339 | 0.322 | 0.01 | 1227.928 | 0.024 | 0.002 | 1229.257 |  | 84.426 | 45.571 | 2.602 | 306170.887 | 11775.642 | 1236.856 |  | 5123664.057 | 2907768.24 | 5123664.057 | 2907768.24 | EPA/CAMD | EPA/CAMD | EPA/CAMD | EPA/CAMD | EIA | EIA | -- | EPA/CAMD | EPA/CAMD | [14 empty] | 10274.4733 | 0 | 8660.849 | 490018.15 | 0 | 0 | 0 | 0 | 0 | 0 | 0 | 0 | 498678.999 | 0 | 0 | 498678.999 | 0 | 0 | 0.017368 | 0.98263 | 0 | 0 | 0 | 0 | 0 | 0 | 0 | 0 | 1 | 0 | 0 | 1 | 0 | Yes |  | 7245536.364 | 441691.57 | 141.784 | 8.905 |  | https://www.google.com/maps/@?api=1&map_action=map&center=38.544199999999996%2C-77.7714&zoom=17&basemap=satellite | 8605 | [118 empty] | 0.29 |  |  | 50 |  |  | 0.35 | 0.36 |  |  | 56 |  |  | 0.4 | 0.23 |  |  | 42 |  |  | 0.3 | 0.03 |  |  | 69 |  |  | 0.05 | 0.17 |  |  | 75 |  |  | 0.12 | 0.1 |  |  | 84 |  |  | 0.06 | 0.08 |  |  | 20 |  |  | 0.16 | 20.3019 | 0.058229 | Gas | FRS_110006363960
2042 | 10751 | 2021 | VA | Ladysmith Combustion Turbine Sta | 7839 | Virginia Electric & Power Co | 19876 | Virginia Electric & Power Co | 19876 | Electric Utility | PJM Interconnection, LLC | PJM | SERC | SRVC | SERC Virginia/Carolina | PJM | 51 | 33 | Caroline | 38.0722 | -77.5133 | 5 | 5 | NG | GAS |  | 0.06081 | 892.5 | 1 | [6 empty] | 4846898.377 | 2273982.146 | 4846898.377 | 2273982.146 | 475467 | 222069 | 89.282 | 36.391 | 4.988 | 295405.641 | 12378.023 | 1468.919 | 295779.235 |  | 0.376 | 0.328 | 0.021 | 1242.592 | 0.026 | 0.003 | 1244.163 |  | 0.037 | 0.032 | 0.002 | 121.895 | 0.003 | 0 | 122.049 |  | 0.376 | 0.328 | 0.021 | 1242.592 | 0.026 | 0.003 | 1244.163 |  | 89.282 | 36.391 | 4.988 | 295405.641 | 12378.023 | 1468.919 |  | 4846898.377 | 2273982.146 | 4846898.377 | 2273982.146 | EPA/CAMD | EPA/CAMD | EPA/CAMD | EPA/CAMD | EIA | EIA | -- | EPA/CAMD | EPA/CAMD | [14 empty] | 10193.9743 | 0 | 32457.799 | 443009.2 | 0 | 0 | 0 | 0 | 0 | 0 | 0 | 0 | 475466.999 | 0 | 0 | 475466.999 | 0 | 0 | 0.068265 | 0.93173 | 0 | 0 | 0 | 0 | 0 | 0 | 0 | 0 | 1 | 0 | 0 | 1 | 0 | Yes |  | 8957829.605 | 550696.401 | 176.206 | 11.334 |  | https://www.google.com/maps/@?api=1&map_action=map&center=38.072200000000002%2C-77.513300000000001&zoom=17&basemap=satellite | 2780 | [118 empty] | 0.29 |  |  | 50 |  |  | 0.35 | 0.34 |  |  | 54 |  |  | 0.4 | 0.25 |  |  | 45 |  |  | 0.3 | 0.02 |  |  | 64 |  |  | 0.05 | 0.14 |  |  | 70 |  |  | 0.12 | 0.06 |  |  | 62 |  |  | 0.06 | 0.18 |  |  | 58 |  |  | 0.16 | 37.2054 | 0.06451 | Gas | FRS_110032891850
2043 | 3645 | 2021 | IL | Rochelle Energy Center | 58377 | Rochelle Municipal Utilities | 16179 | Frontier Operation Services | 63199 | IPP Non-CHP | PJM Interconnection, LLC | PJM | RFC | RFCW | RFC West | PJM | 17 | 141 | Ogle | 41.9247 | -88.9986 | 3 | 3 | LFG | BIOMASS |  | 0.4287 | 4.8 | 0.61883 | Yes | [5 empty] | 202121.001 | 83873.001 | 202121.001 | 83873.001 | 18026.001 | 7479.999 | 0 | 0 | 3.386 | 0.001 | 0 | 0 | 0.001 |  | 0 | 0 | 0.376 | 0 | 0 | 0 | 0 |  | 0 | 0 | 0.033 | 0 | 0 | 0 | 0 |  | 0 | 0 | 0.376 | 0 | 0 | 0 | 0 |  | 146.535 | 60.807 | 4.548 | 12834.642 | 470.134 | 47.013 |  | 202121.001 | 83873.001 | 202121.001 | 83873.001 | EIA | EIA | EIA | EIA | EIA | EIA | -- | EIA | EIA | 146.535 | 60.807 | 1.162 | 12834.641 | 470.134 | 47.013 | [8 empty] | 11212.7483 | 0 | 0 | 0 | 0 | 0 | 18026 | 0 | 0 | 0 | 0 | 0 | 0 | 18026 | 18026 | 18026 | 0 | 0 | 0 | 0 | 0 | 0 | 1 | 0 | 0 | 0 | 0 | 0 | 0 | 1 | 1 | 1 | 0 | [7 empty] | https://www.google.com/maps/@?api=1&map_action=map&center=41.924722000000003%2C-88.998610999999997&zoom=17&basemap=satellite | 855 | [118 empty] | 0.2 |  |  | 33 |  |  | 0.35 | 0.24 |  |  | 44 |  |  | 0.4 | 0.17 |  |  | 30 |  |  | 0.3 | 0 |  |  | 0 |  |  | 0.05 | 0.09 |  |  | 52 |  |  | 0.12 | 0.07 |  |  | 65 |  |  | 0.06 | 0.28 |  |  | 86 |  |  | 0.16 | 1.6072 | 0.16337 | Biomass | FRS_110043699913
2044 | 5736 | 2021 | MN | Pleasant Valley Station | 7843 | Great River Energy | 7570 | Great River Energy | 7570 | Electric Utility | Midcontinent Independent Transmission System Operator, Inc.. | MISO | MRO | MROW | MRO West | MISO | 27 | 99 | Mower | 43.7994 | -92.6829 | 3 | 3 | NG | GAS |  | 0.03092 | 467.8 | 1 | [6 empty] | 1551132.132 | 928235.818 | 1551132.132 | 928235.818 | 126705.001 | 75823.001 | 80.729 | 41.845 | 0.461 | 94375.114 | 3748.441 | 444.754 | 94488.238 |  | 1.274 | 1.104 | 0.007 | 1489.683 | 0.03 | 0.004 | 1491.468 |  | 0.104 | 0.09 | 0.001 | 121.685 | 0.002 | 0 | 121.831 |  | 1.274 | 1.104 | 0.007 | 1489.683 | 0.03 | 0.004 | 1491.468 |  | 80.729 | 41.845 | 0.461 | 94375.114 | 3748.441 | 444.754 |  | 1551132.132 | 928235.818 | 1551132.132 | 928235.818 | EPA/CAMD | EPA/CAMD | EPA/CAMD | EPA/CAMD | EIA | EIA | -- | EPA/CAMD | EPA/CAMD | [14 empty] | 12242.0752 | 0 | 8995.359 | 117709.64 | 0 | 0 | 0 | 0 | 0 | 0 | 0 | 0 | 126704.999 | 0 | 0 | 126704.999 | 0 | 0 | 0.070995 | 0.92901 | 0 | 0 | 0 | 0 | 0 | 0 | 0 | 0 | 1 | 0 | 0 | 1 | 0 | Yes |  | 1433081.89 | 86995.354 | 68.461 | 0.429 |  | https://www.google.com/maps/@?api=1&map_action=map&center=43.799446000000003%2C-92.682873999999998&zoom=17&basemap=satellite | 216 | [118 empty] | 0.09 |  |  | 9 |  |  | 0.35 | 0.02 |  |  | 6 |  |  | 0.4 | 0.17 |  |  | 30 |  |  | 0.3 | 0 |  |  | 0 |  |  | 0.05 | 0.06 |  |  | 38 |  |  | 0.12 | 0.05 |  |  | 54 |  |  | 0.06 | 0.18 |  |  | 61 |  |  | 0.16 | 0.064109 | 0.0042847 | Gas | FRS_110012145507
2045 | 3649 | 2021 | IL | Rockford Energy Center | 55238 | Commonwealth Edison Co | 4110 | Rockford Generation LLC | 60504 | IPP Non-CHP | PJM Interconnection, LLC | PJM | RFC | RFCW | RFC West | PJM | 17 | 201 | Winnebago | 42.2386 | -89.1012 | 2 | 2 | NG | GAS |  | 0.09548 | 316 | 1 | [6 empty] | 2867676.131 | 2387034.999 | 2867676.131 | 2387034.999 | 264296 | 219998 | 62.748 | 47.547 | 0.86 | 170422.448 | 6092.872 | 609.287 | 170589.393 |  | 0.475 | 0.432 | 0.007 | 1289.633 | 0.023 | 0.002 | 1290.897 |  | 0.044 | 0.04 | 0.001 | 118.858 | 0.002 | 0 | 118.974 |  | 0.475 | 0.432 | 0.007 | 1289.633 | 0.023 | 0.002 | 1290.897 |  | 62.748 | 47.547 | 0.86 | 170422.448 | 6092.872 | 609.287 |  | 2867676.131 | 2387034.999 | 2867676.131 | 2387034.999 | EPA/CAMD | EPA/CAMD | EPA/CAMD | EPA/CAMD | EIA | EIA | -- | EPA/CAMD | EPA/CAMD | [14 empty] | 10850.2442 | 0 | 0 | 264296 | 0 | 0 | 0 | 0 | 0 | 0 | 0 | 0 | 264296 | 0 | 0 | 264296 | 0 | 0 | 0 | 1 | 0 | 0 | 0 | 0 | 0 | 0 | 0 | 0 | 1 | 0 | 0 | 1 | 0 | Yes |  | 813776.569 | 48360.484 | 16.078 | 0.244 |  | https://www.google.com/maps/@?api=1&map_action=map&center=42.238557999999998%2C-89.101202000000001&zoom=17&basemap=satellite | 55128 | [118 empty] | 0.6 |  |  | 82 |  |  | 0.35 | 0.58 |  |  | 71 |  |  | 0.4 | 0.61 |  |  | 88 |  |  | 0.3 | 0.05 |  |  | 74 |  |  | 0.05 | 0.25 |  |  | 86 |  |  | 0.12 | 0.08 |  |  | 75 |  |  | 0.06 | 0.12 |  |  | 35 |  |  | 0.16 | 4.5942 | 0.071092 | Gas | FRS_110005980741
2046 | 5643 | 2021 | MN | Minnesota River Station | 7844 | Northern States Power Co - Minnesota | 13781 | Minnesota Municipal Power Agny | 12667 | Electric Utility | Midcontinent Independent Transmission System Operator, Inc.. | MISO | MRO | MROW | MRO West | MISO | 27 | 19 | Carver | 44.7952 | -93.581 | 1 | 1 | NG | GAS |  | 0.00511 | 49 | 1 | [6 empty] | 16017.468 | 15534.784 | 16017.468 | 15534.784 | 2193 | 967 | 1.398 | 1.351 | 0.005 | 952.924 | 55.678 | 5.568 | 954.45 |  | 1.275 | 2.794 | 0.005 | 869.06 | 0.025 | 0.003 | 870.451 |  | 0.175 | 0.174 | 0.001 | 118.986 | 0.003 | 0 | 119.176 |  | 1.275 | 2.794 | 0.005 | 869.06 | 0.025 | 0.003 | 870.451 |  | 1.398 | 1.351 | 0.005 | 952.924 | 55.678 | 5.568 |  | 16017.468 | 15534.784 | 16017.468 | 15534.784 | EPA/CAMD | EPA/CAMD | EPA/CAMD | EPA/CAMD | EIA | EIA | -- | EPA/CAMD | EPA/CAMD | [14 empty] | 7303.907 | 0 | 0 | 2193 | 0 | 0 | 0 | 0 | 0 | 0 | 0 | 0 | 2193 | 0 | 0 | 2193 | 0 | 0 | 0 | 1 | 0 | 0 | 0 | 0 | 0 | 0 | 0 | 0 | 1 | 0 | 0 | 1 | 0 | Yes |  | 9500.646 | 564.703 | 0.733 | 0.003 |  | https://www.google.com/maps/@?api=1&map_action=map&center=44.795231000000001%2C-93.581012999999999&zoom=17&basemap=satellite | 34786 | [118 empty] | 0.18 |  |  | 27 |  |  | 0.35 | 0.2 |  |  | 39 |  |  | 0.4 | 0.15 |  |  | 27 |  |  | 0.3 | 0.02 |  |  | 64 |  |  | 0.05 | 0.08 |  |  | 47 |  |  | 0.12 | 0.06 |  |  | 62 |  |  | 0.06 | 0.11 |  |  | 33 |  |  | 0.16 | 0.0047277 | 0.013336 | Gas | FRS_110035428105
2047 | 3650 | 2021 | IL | Rockford II Energy Center | 55936 | Commonwealth Edison Co | 4110 | Rockford Generation LLC | 60504 | IPP Non-CHP | PJM Interconnection, LLC | PJM | RFC | RFCW | RFC West | PJM | 17 | 201 | Winnebago | 42.2383 | -89.1011 | 1 | 1 | NG | GAS |  | 0.11403 | 168 | 1 | [6 empty] | 1710671.024 | 1404343.328 | 1710671.024 | 1404343.328 | 167822 | 137770 | 48.867 | 38.685 | 0.513 | 101663.435 | 3868.838 | 386.884 | 101769.441 |  | 0.582 | 0.562 | 0.006 | 1211.563 | 0.023 | 0.002 | 1212.826 |  | 0.057 | 0.055 | 0.001 | 118.858 | 0.002 | 0 | 118.982 |  | 0.582 | 0.562 | 0.006 | 1211.563 | 0.023 | 0.002 | 1212.826 |  | 48.867 | 38.685 | 0.513 | 101663.435 | 3868.838 | 386.884 |  | 1710671.024 | 1404343.328 | 1710671.024 | 1404343.328 | EPA/CAMD | EPA/CAMD | EPA/CAMD | EPA/CAMD | EIA | EIA | -- | EPA/CAMD | EPA/CAMD | [14 empty] | 10193.3657 | 0 | 0 | 167822 | 0 | 0 | 0 | 0 | 0 | 0 | 0 | 0 | 167822 | 0 | 0 | 167822 | 0 | 0 | 0 | 1 | 0 | 0 | 0 | 0 | 0 | 0 | 0 | 0 | 1 | 0 | 0 | 1 | 0 | Yes |  | 618895.827 | 36780.067 | 17.398 | 0.186 |  | https://www.google.com/maps/@?api=1&map_action=map&center=42.238300000000002%2C-89.101100000000002&zoom=17&basemap=satellite | 54740 | [118 empty] | 0.6 |  |  | 82 |  |  | 0.35 | 0.58 |  |  | 72 |  |  | 0.4 | 0.61 |  |  | 88 |  |  | 0.3 | 0.05 |  |  | 75 |  |  | 0.05 | 0.25 |  |  | 86 |  |  | 0.12 | 0.08 |  |  | 75 |  |  | 0.06 | 0.12 |  |  | 35 |  |  | 0.16 | 2.8126 | 0.067826 | Gas | FRS_110005980741
2048 | 9826 | 2021 | TN | Lagoon Creek | 7845 | Tennessee Valley Authority | 18642 | Tennessee Valley Authority | 18642 | Electric Utility | Tennessee Valley Authority | TVA | SERC | SRTV | SERC Tennessee Valley |  | 47 | 75 | Haywood | 35.6578 | -89.3964 | 14 | 15 | NG | GAS |  | 0.21178 | 1625.2 | 0.98036 | [6 empty] | 20643808.1 | 11055424 | 20643808.1 | 11055424 | 3015108.996 | 1605289 | 141.882 | 73.841 | 6.67 | 1227268.594 | 48175.446 | 4835.861 | 1228591.33 |  | 0.094 | 0.092 | 0.004 | 814.079 | 0.016 | 0.002 | 814.956 |  | 0.014 | 0.013 | 0.001 | 118.899 | 0.002 | 0 | 119.028 |  | 0.094 | 0.092 | 0.004 | 814.079 | 0.016 | 0.002 | 814.956 |  | 141.882 | 73.841 | 6.67 | 1227268.594 | 48175.446 | 4835.861 |  | 20643808.1 | 11055424 | 20643808.1 | 11055424 | EPA/CAMD | EPA/CAMD | EPA/CAMD | EPA/CAMD | EIA | EIA | -- | EPA/CAMD | EPA/CAMD | [14 empty] | 6846.7867 | 0 | 2294.315 | 3012814.69 | 0 | 0 | 0 | 0 | 0 | 0 | 0 | 0 | 3015109.005 | 0 | 0 | 3015109.005 | 0 | 0 | 0.00076094 | 0.99924 | 0 | 0 | 0 | 0 | 0 | 0 | 0 | 0 | 1 | 0 | 0 | 1 | 0 | Yes |  | 29045460.94 | 1730814.958 | 231.242 | 13.814 |  | https://www.google.com/maps/@?api=1&map_action=map&center=35.657800000000002%2C-89.3964&zoom=17&basemap=satellite | 209 | [118 empty] | 0.44 |  |  | 68 |  |  | 0.35 | 0.37 |  |  | 56 |  |  | 0.4 | 0.51 |  |  | 81 |  |  | 0.3 | 0 |  |  | 0 |  |  | 0.05 | 0.08 |  |  | 50 |  |  | 0.12 | 0.05 |  |  | 47 |  |  | 0.06 | 0.19 |  |  | 63 |  |  | 0.16 | 44.2072 | 0.023487 | Gas | FRS_110006537373
2049 | 3653 | 2021 | IL | Rocky Road Power, LLC | 55109 | Commonwealth Edison Co | 4110 | Lincoln Operating Services, LLC | 64030 | IPP Non-CHP | PJM Interconnection, LLC | PJM | RFC | RFCW | RFC West | PJM | 17 | 89 | Kane | 42.0931 | -88.2397 | 4 | 4 | NG | GAS |  | 0.03852 | 415.5 | 1 | [6 empty] | 1669700.68 | 1271142.941 | 1669700.68 | 1271142.941 | 140187.999 | 106725 | 78.026 | 55.406 | 0.501 | 99351.066 | 3693.696 | 369.37 | 99452.273 |  | 1.113 | 1.038 | 0.007 | 1417.398 | 0.026 | 0.003 | 1418.841 |  | 0.093 | 0.087 | 0.001 | 119.005 | 0.002 | 0 | 119.126 |  | 1.113 | 1.038 | 0.007 | 1417.398 | 0.026 | 0.003 | 1418.841 |  | 78.026 | 55.406 | 0.501 | 99351.066 | 3693.696 | 369.37 |  | 1669700.68 | 1271142.941 | 1669700.68 | 1271142.941 | EPA/CAMD | EPA/CAMD | EPA/CAMD | EPA/CAMD | EIA | EIA | -- | EPA/CAMD | EPA/CAMD | [14 empty] | 11910.4394 | 0 | 0 | 140188 | 0 | 0 | 0 | 0 | 0 | 0 | 0 | 0 | 140188 | 0 | 0 | 140188 | 0 | 0 | 0 | 1 | 0 | 0 | 0 | 0 | 0 | 0 | 0 | 0 | 1 | 0 | 0 | 1 | 0 | Yes |  | 217348.991 | 12917.101 | 9.982 | 0.066 |  | https://www.google.com/maps/@?api=1&map_action=map&center=42.0931%2C-88.239699999999999&zoom=17&basemap=satellite | 45247 | [118 empty] | 0.43 |  |  | 68 |  |  | 0.35 | 0.59 |  |  | 72 |  |  | 0.4 | 0.28 |  |  | 50 |  |  | 0.3 | 0.06 |  |  | 77 |  |  | 0.05 | 0.19 |  |  | 79 |  |  | 0.12 | 0.07 |  |  | 69 |  |  | 0.06 | 0.14 |  |  | 42 |  |  | 0.16 | 5.776 | 0.15039 | Gas | FRS_110001345982
2050 | 3655 | 2021 | IL | Saint Francis Hospital | 50952 | Commonwealth Edison Co | 4110 | St Francis Hospital | 16548 | Commercial CHP | PJM Interconnection, LLC | PJM | RFC | RFCW | RFC West | PJM | 17 | 31 | Cook | 42.0242 | -87.6847 | 2 | 2 | NG | GAS |  | 0 | 1.6 |  |  | Yes | [10 empty] | 0 |  | 0 | 0 | [45 empty] | -- | [56 empty] | https://www.google.com/maps/@?api=1&map_action=map&center=42.0242%2C-87.684700000000007&zoom=17&basemap=satellite | 279349 | [118 empty] | 0.42 |  |  | 67 |  |  | 0.35 | 0.51 |  |  | 67 |  |  | 0.4 | 0.33 |  |  | 59 |  |  | 0.3 | 0.1 |  |  | 84 |  |  | 0.05 | 0.11 |  |  | 61 |  |  | 0.12 | 0.07 |  |  | 65 |  |  | 0.06 | 0.14 |  |  | 43 |  |  | 0.16 |  |  | Gas | FRS_
2051 | 6038 | 2021 | MO | Holden Power Plant | 7848 | Associated Electric Coop, Inc | 924 | Associated Electric Coop, Inc | 924 | Electric Utility | Associated Electric Cooperative, Inc. | AECI | SERC | SRMW | SERC Midwest |  | 29 | 101 | Johnson | 38.7538 | -93.9983 | 3 | 3 | NG | GAS |  | 0.03353 | 321.3 | 1 | [6 empty] | 1223021.09 | 740818.262 | 1223021.09 | 740818.262 | 94365 | 57159.999 | 22.845 | 8.545 | 0.394 | 77588.511 | 3571.024 | 502.915 | 77708.083 |  | 0.484 | 0.299 | 0.008 | 1644.434 | 0.038 | 0.005 | 1646.968 |  | 0.037 | 0.023 | 0.001 | 126.88 | 0.003 | 0 | 127.076 |  | 0.484 | 0.299 | 0.008 | 1644.434 | 0.038 | 0.005 | 1646.968 |  | 22.845 | 8.545 | 0.394 | 77588.511 | 3571.024 | 502.915 |  | 1223021.09 | 740818.262 | 1223021.09 | 740818.262 | EPA/CAMD | EPA/CAMD | EPA/CAMD | EPA/CAMD | EIA | EIA | -- | EPA/CAMD | EPA/CAMD | [14 empty] | 12960.5369 | 0 | 17647.706 | 76717.296 | 0 | 0 | 0 | 0 | 0 | 0 | 0 | 0 | 94365.002 | 0 | 0 | 94365.002 | 0 | 0 | 0.18702 | 0.81298 | 0 | 0 | 0 | 0 | 0 | 0 | 0 | 0 | 1 | 0 | 0 | 1 | 0 | Yes |  | 2491689.156 | 149134.199 | 35.834 | 0.757 |  | https://www.google.com/maps/@?api=1&map_action=map&center=38.753799999999998%2C-93.9983&zoom=17&basemap=satellite | 2484 | [118 empty] | 0.21 |  |  | 35 |  |  | 0.35 | 0.1 |  |  | 24 |  |  | 0.4 | 0.32 |  |  | 57 |  |  | 0.3 | 0 |  |  | 0 |  |  | 0.05 | 0.13 |  |  | 66 |  |  | 0.12 | 0.05 |  |  | 53 |  |  | 0.06 | 0.12 |  |  | 35 |  |  | 0.16 | 9.1663 | 0.081081 | Gas | FRS_110015869826
2052 | 3670 | 2021 | IL | Shelby County | 55237 | Ameren Illinois Company | 56697 | Shelby County Energy Center, LLC | 60168 | IPP Non-CHP | Midcontinent Independent Transmission System Operator, Inc.. | MISO | SERC | SRMW | SERC Midwest | MISO | 17 | 173 | Shelby | 39.2794 | -88.4772 | 8 | 8 | NG | GAS |  | 0.07474 | 483 | 1 | [6 empty] | 3230831.2 | 3222755.4 | 3230831.2 | 3222755.4 | 316248.002 | 315457.998 | 197.643 | 194.815 | 1.06 | 190580.7 | 7065.31 | 706.531 | 190774.289 |  | 1.25 | 1.235 | 0.007 | 1205.261 | 0.022 | 0.002 | 1206.485 |  | 0.122 | 0.121 | 0.001 | 117.976 | 0.002 | 0 | 118.096 |  | 1.25 | 1.235 | 0.007 | 1205.261 | 0.022 | 0.002 | 1206.485 |  | 197.643 | 194.815 | 1.06 | 190580.7 | 7065.31 | 706.531 |  | 3230831.2 | 3222755.4 | 3230831.2 | 3222755.4 | EPA/CAMD | EPA/CAMD | EPA/CAMD | EPA/CAMD | EIA | EIA | -- | EPA/CAMD | EPA/CAMD | [14 empty] | 10216.1316 | 0 | 0 | 316248 | 0 | 0 | 0 | 0 | 0 | 0 | 0 | 0 | 316248 | 0 | 0 | 316248 | 0 | 0 | 0 | 1 | 0 | 0 | 0 | 0 | 0 | 0 | 0 | 0 | 1 | 0 | 0 | 1 | 0 | Yes |  | 1324131 | 78082.2 | 89.501 | 0.433 |  | https://www.google.com/maps/@?api=1&map_action=map&center=39.279400000000003%2C-88.477199999999996&zoom=17&basemap=satellite | 675 | [118 empty] | 0.14 |  |  | 20 |  |  | 0.35 | 0 |  |  | 4 |  |  | 0.4 | 0.28 |  |  | 51 |  |  | 0.3 | 0 |  |  | 0 |  |  | 0.05 | 0.06 |  |  | 41 |  |  | 0.12 | 0.08 |  |  | 72 |  |  | 0.06 | 0.23 |  |  | 75 |  |  | 0.16 | 7.5577 | 0.048712 | Gas | FRS_110007362086
2053 | 3671 | 2021 | IL | SIUC | 57928 | Ameren Illinois Company | 56697 | Southern Illinois University Carbondale | 57306 | Commercial CHP | Midcontinent Independent Transmission System Operator, Inc.. | MISO | SERC | SRMW | SERC Midwest | MISO | 17 | 77 | Jackson | 37.7119 | -89.215 | 2 | 2 | BIT | COAL | Yes | 0.16248 | 5.1 | 1 |  | Yes | 665642.4 | 0.037 | 0.04728 |  | 42257.416 | 19905.483 | 42257.416 | 19905.483 | 7259 | 3483 | 11.525 | 5.429 | 131.382 | 4350.648 | 1024.779 | 149.059 | 4385.668 |  | 3.175 | 3.117 | 36.198 | 1198.691 | 0.141 | 0.021 | 1208.339 |  | 0.545 | 0.545 | 6.218 | 205.912 | 0.024 | 0.004 | 207.569 |  | 3.175 | 3.117 | 36.198 | 1198.691 | 0.141 | 0.021 | 1208.339 |  | 243.756 | 114.822 | 2778.818 | 92019.053 | 21674.747 | 3152.691 |  | 893772 | 421014 | 893772 | 421014 | EIA | EIA | EIA | EIA | EIA | EIA | -- | EIA | EIA | [6 empty] | 851514.584 | 401108.517 | 232.231 | 109.393 | 2647.436 | 87668.405 | 20649.968 | 3003.632 | 5821.3825 | 7259 | 0 | 0 | 0 | 0 | 0 | 0 | 0 | 0 | 0 | 0 | 7259 | 0 | 0 | 7259 | 0 | 1 | 0 | 0 | 0 | 0 | 0 | 0 | 0 | 0 | 0 | 0 | 1 | 0 | 0 | 1 | 0 | [7 empty] | https://www.google.com/maps/@?api=1&map_action=map&center=37.711944000000003%2C-89.215000000000003&zoom=17&basemap=satellite | 27242 | [118 empty] | 0.5 |  |  | 75 |  |  | 0.35 | 0.41 |  |  | 60 |  |  | 0.4 | 0.58 |  |  | 86 |  |  | 0.3 | 0.03 |  |  | 67 |  |  | 0.05 | 0.05 |  |  | 34 |  |  | 0.12 | 0.03 |  |  | 33 |  |  | 0.06 | 0.11 |  |  | 31 |  |  | 0.16 | 0.26903 | 0.081264 | Coal | FRS_110043969701
2054 | 3674 | 2021 | IL | Southeast Chicago Energy Project | 55281 | Commonwealth Edison Co | 4110 | Exelon Power | 6035 | IPP Non-CHP | PJM Interconnection, LLC | PJM | RFC | RFCW | RFC West | PJM | 17 | 31 | Cook | 41.7181 | -87.5449 | 8 | 8 | NG | GAS |  | 0 | 407.2 | [8 empty] | 0 |  | 0 |  |  | 0 |  | 0 | 0 | [36 empty] | 0 |  | 0 | [6 empty] | -- |  | EPA/CAMD | [47 empty] | Yes | [6 empty] | https://www.google.com/maps/@?api=1&map_action=map&center=41.7181%2C-87.544899999999998&zoom=17&basemap=satellite | 106895 | [118 empty] | 0.7 |  |  | 89 |  |  | 0.35 | 0.94 |  |  | 91 |  |  | 0.4 | 0.46 |  |  | 75 |  |  | 0.3 | 0.05 |  |  | 76 |  |  | 0.05 | 0.16 |  |  | 73 |  |  | 0.12 | 0.06 |  |  | 61 |  |  | 0.06 | 0.17 |  |  | 56 |  |  | 0.16 | 0 |  | Gas | FRS_110012514662
2055 | 3687 | 2021 | IL | Thornridge High School | 55005 | Commonwealth Edison Co | 4110 | Thorton Township School Dist | 18850 | Commercial Non-CHP | PJM Interconnection, LLC | PJM | RFC | RFCW | RFC West | PJM | 17 | 31 | Cook | 41.6225 | -87.5978 | 2 | 2 | NG | GAS |  | 0 | 1 | [11 empty] | 0 | 0 | 0 |  | 0 | 0 | [45 empty] | -- | [17 empty] | 0 | 0 | 0 | 0 | 0 | 0 | 0 | 0 | 0 | 0 | 0 | 0 | 0 | 0 | 0 | 0 | [23 empty] | https://www.google.com/maps/@?api=1&map_action=map&center=41.622500000000002%2C-87.597800000000007&zoom=17&basemap=satellite | 102702 | [118 empty] | 0.69 |  |  | 89 |  |  | 0.35 | 0.94 |  |  | 92 |  |  | 0.4 | 0.44 |  |  | 74 |  |  | 0.3 | 0.01 |  |  | 59 |  |  | 0.05 | 0.11 |  |  | 60 |  |  | 0.12 | 0.06 |  |  | 63 |  |  | 0.06 | 0.14 |  |  | 45 |  |  | 0.16 |  |  | Gas | FRS_
2056 | 6097 | 2021 | MO | Shelbina Power #3 | 7860 | Northeast Missouri El Pwr Coop | 13738 | City of Shelbina - (MO) | 17035 | Electric Utility | Associated Electric Cooperative, Inc. | AECI | SERC | SRMW | SERC Midwest |  | 29 | 205 | Shelby | 39.6975 | -92.0535 | 2 | 2 | DFO | OIL |  | 0.00051 | 3.6 | 1 | [6 empty] | 207 | 58 | 207 | 58 | 16 | 5 | 0.336 | 0.094 | 0.03 | 16.904 | 1.369 | 0.274 | 16.962 |  | 42 | 37.6 | 3.75 | 2113 | 0.086 | 0.017 | 2120.239 |  | 3.246 | 3.241 | 0.29 | 163.324 | 0.007 | 0.001 | 163.883 |  | 42 | 37.6 | 3.75 | 2113 | 0.086 | 0.017 | 2120.239 |  | 0.336 | 0.094 | 0.03 | 16.904 | 1.369 | 0.274 |  | 207 | 58 | 207 | 58 | EIA | EIA | EIA | EIA | EIA | EIA | -- | EIA | EIA | [14 empty] | 12937.5 | 0 | 16 | 0 | 0 | 0 | 0 | 0 | 0 | 0 | 0 | 0 | 16 | 0 | 0 | 16 | 0 | 0 | 1 | 0 | 0 | 0 | 0 | 0 | 0 | 0 | 0 | 0 | 1 | 0 | 0 | 1 | 0 | [7 empty] | https://www.google.com/maps/@?api=1&map_action=map&center=39.69755%2C-92.053455999999997&zoom=17&basemap=satellite | 1899 | [118 empty] | 0.25 |  |  | 43 |  |  | 0.35 | 0.05 |  |  | 14 |  |  | 0.4 | 0.45 |  |  | 75 |  |  | 0.3 | 0 |  |  | 0 |  |  | 0.05 | 0.09 |  |  | 54 |  |  | 0.12 | 0.07 |  |  | 71 |  |  | 0.06 | 0.23 |  |  | 77 |  |  | 0.16 | 0.06014 | 4.0093 | Oil | FRS_110028027061
2057 | 3688 | 2021 | IL | Thornwood High School | 55004 | Commonwealth Edison Co | 4110 | Thorton Township School Dist | 18850 | Commercial Non-CHP | PJM Interconnection, LLC | PJM | RFC | RFCW | RFC West | PJM | 17 | 31 | Cook | 41.5839 | -87.6047 | 2 | 2 | NG | GAS |  | 0 | 1.4 |  |  | Yes | 0 |  | 1 | [5 empty] | 0 | 0 | 0 |  | 0 | 0 | [45 empty] | -- | [17 empty] | 0 | 0 | 0 | 0 | 0 | 0 | 0 | 0 | 0 | 0 | 0 | 0 | 0 | 0 | 0 | 0 | [23 empty] | https://www.google.com/maps/@?api=1&map_action=map&center=41.5839%2C-87.604699999999994&zoom=17&basemap=satellite | 70136 | [118 empty] | 0.59 |  |  | 82 |  |  | 0.35 | 0.85 |  |  | 86 |  |  | 0.4 | 0.34 |  |  | 60 |  |  | 0.3 | 0.01 |  |  | 61 |  |  | 0.05 | 0.1 |  |  | 58 |  |  | 0.12 | 0.05 |  |  | 52 |  |  | 0.06 | 0.17 |  |  | 55 |  |  | 0.16 |  |  | Gas | FRS_
2058 | 3691 | 2021 | IL | Triton East and West Cogen | 58375 | Commonwealth Edison Co | 4110 | Triton College | 58361 | Commercial CHP | PJM Interconnection, LLC | PJM | RFC | RFCW | RFC West | PJM | 17 | 31 | Cook | 41.9169 | -87.8456 | 5 | 5 | NG | GAS |  | 0.00238 | 3.6 | 1 |  | Yes | 0 |  | 1 |  | 288.999 | 115.002 | 288.999 | 115.002 | 75.001 | 45 | 0.387 | 0.153 | 0 | 16.889 | 0.637 | 0.064 | 16.906 |  | 10.32 | 6.8 | 0.013 | 450.367 | 0.008 | 0.001 | 450.833 |  | 2.678 | 2.661 | 0.003 | 116.879 | 0.002 | 0 | 117 |  | 10.32 | 6.8 | 0.013 | 450.373 | 0.008 | 0.001 | 450.839 |  | 0.387 | 0.153 | 0 | 16.889 | 0.637 | 0.064 |  | 288.999 | 115.002 | 288.999 | 115.002 | EIA | EIA | EIA | EIA | EIA | EIA | -- | EIA | EIA | [6 empty] | 0 | 0 | 0 | 0 | 0 | 0 | 0 | 0 | 3853.32 | 0 | 0 | 75 | 0 | 0 | 0 | 0 | 0 | 0 | 0 | 0 | 75 | 0 | 0 | 75 | 0 | 0 | 0 | 1 | 0 | 0 | 0 | 0 | 0 | 0 | 0 | 0 | 1 | 0 | 0 | 1 | 0 | [7 empty] | https://www.google.com/maps/@?api=1&map_action=map&center=41.916944000000001%2C-87.845556000000002&zoom=17&basemap=satellite | 196121 | [118 empty] | 0.43 |  |  | 68 |  |  | 0.35 | 0.58 |  |  | 72 |  |  | 0.4 | 0.28 |  |  | 50 |  |  | 0.3 | 0.12 |  |  | 87 |  |  | 0.05 | 0.17 |  |  | 75 |  |  | 0.12 | 0.06 |  |  | 58 |  |  | 0.06 | 0.14 |  |  | 44 |  |  | 0.16 | 0.00016912 | 0.001208 | Gas | FRS_110057112654
2059 | 8158 | 2021 | NY | Glenwood Landing Energy Center | 7869 | Long Island Power Authority | 11171 | National Grid Generation LLC | 56505 | Electric Utility | New York Independent System Operator | NYIS | NPCC | NYLI | NPCC Long Island | NYISO | 36 | 59 | Nassau | 40.8275 | -73.6478 | 3 | 3 | NG | GAS |  | 0.13424 | 122 | 1 | [6 empty] | 1473985.336 | 922485.675 | 1473985.336 | 922485.675 | 143463 | 89785.999 | 8.182 | 5.13 | 0.492 | 87926.293 | 3297.153 | 339.496 | 88018.092 |  | 0.114 | 0.114 | 0.007 | 1225.77 | 0.023 | 0.002 | 1227.049 |  | 0.011 | 0.011 | 0.001 | 119.304 | 0.002 | 0 | 119.429 |  | 0.114 | 0.114 | 0.007 | 1225.77 | 0.023 | 0.002 | 1227.049 |  | 8.182 | 5.13 | 0.492 | 87926.293 | 3297.153 | 339.496 |  | 1473985.336 | 922485.675 | 1473985.336 | 922485.675 | EPA/CAMD | EPA/CAMD; EIA | EPA/CAMD; EIA | EPA/CAMD | EIA | EIA | -- | EPA/CAMD | EPA/CAMD | [14 empty] | 10274.3239 | 0 | 1447.271 | 142015.73 | 0 | 0 | 0 | 0 | 0 | 0 | 0 | 0 | 143463.001 | 0 | 0 | 143463.001 | 0 | 0 | 0.010088 | 0.98991 | 0 | 0 | 0 | 0 | 0 | 0 | 0 | 0 | 1 | 0 | 0 | 1 | 0 | Yes |  | 2086930.211 | 124888.717 | 10.233 | 0.624 |  | https://www.google.com/maps/@?api=1&map_action=map&center=40.827500000000001%2C-73.647800000000004&zoom=17&basemap=satellite | 78073 | [118 empty] | 0.22 |  |  | 37 |  |  | 0.35 | 0.29 |  |  | 50 |  |  | 0.4 | 0.15 |  |  | 27 |  |  | 0.3 | 0.06 |  |  | 78 |  |  | 0.05 | 0.07 |  |  | 46 |  |  | 0.12 | 0.05 |  |  | 48 |  |  | 0.06 | 0.19 |  |  | 63 |  |  | 0.16 | 7.445 | 0.13998 | Gas | FRS_110006532751
2060 | 3692 | 2021 | IL | Tuscola Station | 55245 | Ameren Illinois Company | 56697 | DTE Tuscola, LLC | 19145 | Industrial CHP | Midcontinent Independent Transmission System Operator, Inc.. | MISO | SERC | SRMW | SERC Midwest | MISO | 17 | 41 | Douglas | 39.7982 | -88.3498 | 2 | 1 | NG | GAS |  | 0.54538 | 6 | 0.42437 |  | Yes | 1879225.6 | 0.052 | 0.064908 |  | 160534.017 | 77399.892 | 160534.017 | 77399.892 | 28664.956 | 15191.946 | 7.022 | 6.353 | 0.257 | 9382.335 | 353.917 | 35.392 | 9392.032 |  | 0.49 | 0.836 | 0.018 | 654.621 | 0.012 | 0.001 | 655.297 |  | 0.087 | 0.164 | 0.003 | 116.889 | 0.002 | 0 | 117.01 |  | 0.49 | 0.836 | 0.018 | 654.621 | 0.012 | 0.001 | 655.297 |  | 108.185 | 97.877 | 3.952 | 144547.117 | 5452.556 | 545.256 |  | 2473236.079 | 1192446.37 | 2473236.079 | 1192446.37 | EIA | EIA | EIA | EIA | EIA | EIA | -- | EIA | EIA | [6 empty] | 2312702.062 | 1115046.478 | 101.163 | 91.524 | 3.696 | 135164.782 | 5098.639 | 509.864 | 5600.358 | 0 | 0 | 28664.956 | 0 | 0 | 0 | 0 | 0 | 0 | 0 | 0 | 28664.956 | 0 | 0 | 28664.956 | 0 | 0 | 0 | 1 | 0 | 0 | 0 | 0 | 0 | 0 | 0 | 0 | 1 | 0 | 0 | 1 | 0 | [7 empty] | https://www.google.com/maps/@?api=1&map_action=map&center=39.798175000000001%2C-88.349771000000004&zoom=17&basemap=satellite | 318 | [118 empty] | 0.19 |  |  | 29 |  |  | 0.35 | 0.04 |  |  | 12 |  |  | 0.4 | 0.33 |  |  | 59 |  |  | 0.3 | 0.02 |  |  | 64 |  |  | 0.05 | 0.19 |  |  | 79 |  |  | 0.12 | 0.05 |  |  | 46 |  |  | 0.06 | 0.18 |  |  | 61 |  |  | 0.16 | 0.80687 | 0.041518 | Gas | FRS_110000746211
2061 | 3693 | 2021 | IL | University of Illinois Abbott Power Plt | 54780 | Ameren Illinois Company | 56697 | University of Illinois | 19528 | Commercial CHP | Midcontinent Independent Transmission System Operator, Inc.. | MISO | SERC | SRMW | SERC Midwest | MISO | 17 | 19 | Champaign | 40.1052 | -88.2415 | 11 | 11 | NG | GAS | Yes | 0.33586 | 80.3 | 0.77356 |  | Yes | 1689620 | 0.477 | 0.38887 |  | 1352125.374 | 523555.402 | 1352125.374 | 523555.402 | 236255.68 | 101956.918 | 140.111 | 59.693 | 19.449 | 79845.227 | 3387.516 | 359.081 | 79941.075 |  | 1.186 | 1.171 | 0.165 | 675.922 | 0.014 | 0.002 | 676.734 |  | 0.207 | 0.228 | 0.029 | 118.103 | 0.003 | 0 | 118.245 |  | 1.186 | 1.171 | 0.165 | 675.922 | 0.014 | 0.002 | 676.733 |  | 360.305 | 153.504 | 50.015 | 205327.022 | 8711.21 | 923.399 |  | 3477075.4 | 1346355.63 | 3477075.4 | 1346355.63 | EIA | EIA |  | EIA | EIA | EIA | -- | [8 empty] | 2124950.026 | 822800.228 | 220.194 | 93.811 | 30.566 | 125481.795 | 5323.694 | 564.318 | 5723.1405 | 1854.321 | 0 | 234401.519 | 0 | 0 | 0 | 0 | 0 | 0 | 0 | 0 | 236255.84 | 0 | 0 | 236255.84 | 0 | 0.0078488 | 0 | 0.99215 | 0 | 0 | 0 | 0 | 0 | 0 | 0 | 0 | 1 | 0 | 0 | 1 | 0 | [7 empty] | https://www.google.com/maps/@?api=1&map_action=map&center=40.105168999999997%2C-88.241528000000002&zoom=17&basemap=satellite | 111982 | [118 empty] | 0.46 |  |  | 70 |  |  | 0.35 | 0.42 |  |  | 61 |  |  | 0.4 | 0.48 |  |  | 78 |  |  | 0.3 | 0.06 |  |  | 77 |  |  | 0.05 | 0.05 |  |  | 33 |  |  | 0.12 | 0.05 |  |  | 47 |  |  | 0.06 | 0.11 |  |  | 29 |  |  | 0.16 | 2.4846 | 0.026262 | Gas | FRS_110018284809
2062 | 8763 | 2021 | OH | Robert P Mone | 7872 | Ohio Power Co | 14006 | National Power Coop Inc | 25422 | Electric Utility | PJM Interconnection, LLC | PJM | RFC | RFCW | RFC West | PJM | 39 | 161 | Van Wert | 40.9297 | -84.7392 | 3 | 3 | NG | GAS |  | 0.05369 | 594 | 1 | [6 empty] | 2995274.6 | 2113313.9 | 2995274.6 | 2113313.9 | 279393 | 197126.001 | 150.331 | 99.455 | 1.788 | 177522.8 | 6882.359 | 711.42 | 177714.831 |  | 1.076 | 1.009 | 0.013 | 1270.775 | 0.025 | 0.003 | 1272.149 |  | 0.1 | 0.094 | 0.001 | 118.535 | 0.002 | 0 | 118.663 |  | 1.076 | 1.009 | 0.013 | 1270.775 | 0.025 | 0.003 | 1272.149 |  | 150.331 | 99.455 | 1.788 | 177522.8 | 6882.359 | 711.42 |  | 2995274.6 | 2113313.9 | 2995274.6 | 2113313.9 | EPA/CAMD | EPA/CAMD | EPA/CAMD | EPA/CAMD | EIA | EIA | -- | EPA/CAMD | EPA/CAMD | [14 empty] | 10720.6501 | 0 | 3208.631 | 276184.37 | 0 | 0 | 0 | 0 | 0 | 0 | 0 | 0 | 279393.001 | 0 | 0 | 279393.001 | 0 | 0 | 0.011484 | 0.98852 | 0 | 0 | 0 | 0 | 0 | 0 | 0 | 0 | 1 | 0 | 0 | 1 | 0 | Yes |  | 5928549.8 | 350158.1 | 245.604 | 2.201 |  | https://www.google.com/maps/@?api=1&map_action=map&center=40.929699999999997%2C-84.739199999999997&zoom=17&basemap=satellite | 1784 | [118 empty] | 0.13 |  |  | 17 |  |  | 0.35 | 0.04 |  |  | 11 |  |  | 0.4 | 0.22 |  |  | 41 |  |  | 0.3 | 0 |  |  | 0 |  |  | 0.05 | 0.07 |  |  | 42 |  |  | 0.12 | 0.08 |  |  | 75 |  |  | 0.06 | 0.16 |  |  | 54 |  |  | 0.16 | 7.12 | 0.081757 | Gas | FRS_110006539200
2063 | 3694 | 2021 | IL | University of Illinois Cogen Facility | 54044 | Commonwealth Edison Co | 4110 | University of Illinois | 19528 | Commercial CHP | PJM Interconnection, LLC | PJM | RFC | RFCW | RFC West | PJM | 17 | 31 | Cook | 41.8675 | -87.6524 | 10 | 10 | NG | GAS |  | 0.23571 | 59.9 | 0.94048 |  | Yes | 690054.4 | 0.612 | 0.44923 |  | 663853.509 | 325408.371 | 663853.509 | 325408.371 | 123683.999 | 61610.002 | 236.088 | 175.501 | 1.058 | 38798.604 | 1470.528 | 148.1 | 38839.052 |  | 3.818 | 5.697 | 0.017 | 627.383 | 0.012 | 0.001 | 628.037 |  | 0.711 | 1.079 | 0.003 | 116.889 | 0.002 | 0 | 117.011 |  | 3.818 | 5.697 | 0.017 | 627.379 | 0.012 | 0.001 | 628.033 |  | 525.535 | 390.667 | 2.356 | 86366.165 | 3273.413 | 329.672 |  | 1477746 | 724362.999 | 1477746 | 724362.999 | EIA | EIA | EIA | EIA | EIA | EIA | -- | EIA | EIA | [6 empty] | 813892.491 | 398954.628 | 289.447 | 215.166 | 1.297 | 47567.561 | 1802.885 | 181.572 | 5367.2998 | 0 | 340.843 | 123343.977 | 0 | 0 | 0 | 0 | 0 | 0 | 0 | 0 | 123684.82 | 0 | 0 | 123684.82 | 0 | 0 | 0.0027557 | 0.99724 | 0 | 0 | 0 | 0 | 0 | 0 | 0 | 0 | 1 | 0 | 0 | 1 | 0 | [7 empty] | https://www.google.com/maps/@?api=1&map_action=map&center=41.8675%2C-87.6524&zoom=17&basemap=satellite | 412915 | [118 empty] | 0.42 |  |  | 66 |  |  | 0.35 | 0.55 |  |  | 70 |  |  | 0.4 | 0.27 |  |  | 50 |  |  | 0.3 | 0.07 |  |  | 80 |  |  | 0.05 | 0.11 |  |  | 59 |  |  | 0.12 | 0.05 |  |  | 46 |  |  | 0.06 | 0.11 |  |  | 32 |  |  | 0.16 | 0.25592 | 0.0048129 | Gas | FRS_110028020059
2064 | 3695 | 2021 | IL | University Park Energy | 55250 | Commonwealth Edison Co | 4110 | University Park Energy LLC | 57043 | IPP Non-CHP | PJM Interconnection, LLC | PJM | RFC | RFCW | RFC West | PJM | 17 | 197 | Will | 41.4409 | -87.7532 | 12 | 6 | NG | GAS |  | 0.07321 | 353.4 | 1 | [6 empty] | 2508870.9 | 1791861.6 | 2508870.9 | 1791861.6 | 226635 | 103723.002 | 284.779 | 184.706 | 0.771 | 147989 | 6456.161 | 645.616 | 148165.899 |  | 2.513 | 3.562 | 0.007 | 1305.968 | 0.028 | 0.003 | 1307.529 |  | 0.227 | 0.206 | 0.001 | 117.973 | 0.003 | 0 | 118.114 |  | 2.513 | 3.562 | 0.007 | 1305.968 | 0.028 | 0.003 | 1307.529 |  | 284.779 | 184.706 | 0.771 | 147989 | 6456.161 | 645.616 |  | 2508870.9 | 1791861.6 | 2508870.9 | 1791861.6 | EPA/CAMD | EPA/CAMD | EPA/CAMD | EPA/CAMD | EIA | EIA | -- | EPA/CAMD | EPA/CAMD | [14 empty] | 11070.0946 | 0 | 0 | 226635 | 0 | 0 | 0 | 0 | 0 | 0 | 0 | 0 | 226635 | 0 | 0 | 226635 | 0 | 0 | 0 | 1 | 0 | 0 | 0 | 0 | 0 | 0 | 0 | 0 | 1 | 0 | 0 | 1 | 0 | Yes |  | 845937.8 | 49900.8 | 92.156 | 0.292 |  | https://www.google.com/maps/@?api=1&map_action=map&center=41.440893000000003%2C-87.753189000000006&zoom=17&basemap=satellite | 13417 | [118 empty] | 0.42 |  |  | 67 |  |  | 0.35 | 0.67 |  |  | 76 |  |  | 0.4 | 0.17 |  |  | 32 |  |  | 0.3 | 0 |  |  | 0 |  |  | 0.05 | 0.05 |  |  | 34 |  |  | 0.12 | 0.07 |  |  | 68 |  |  | 0.06 | 0.13 |  |  | 41 |  |  | 0.16 | 14.6408 | 0.075342 | Gas | FRS_110002073130
2065 | 8687 | 2021 | OH | Edgerton | 7874 | Village of Edgerton - (OH) | 5653 | American Mun Power-Ohio, Inc | 40577 | Electric Utility | PJM Interconnection, LLC | PJM | RFC | RFCW | RFC West | PJM | 39 | 171 | Williams | 41.45 | -84.7672 | 2 | 2 | DFO | OIL |  | 0.00577 | 3.6 | 1 | [6 empty] | 2009 | 903 | 2009 | 903 | 182 | 82 | 3.234 | 1.454 | 0.291 | 164.06 | 13.287 | 2.657 | 164.622 |  | 35.538 | 35.463 | 3.202 | 1802.857 | 0.073 | 0.015 | 1809.034 |  | 3.22 | 3.22 | 0.29 | 163.325 | 0.007 | 0.001 | 163.885 |  | 35.538 | 35.463 | 3.202 | 1802.857 | 0.073 | 0.015 | 1809.034 |  | 3.234 | 1.454 | 0.291 | 164.06 | 13.287 | 2.657 |  | 2009 | 903 | 2009 | 903 | EIA | EIA | EIA | EIA | EIA | EIA | -- | EIA | EIA | [14 empty] | 11038.4615 | 0 | 182 | 0 | 0 | 0 | 0 | 0 | 0 | 0 | 0 | 0 | 182 | 0 | 0 | 182 | 0 | 0 | 1 | 0 | 0 | 0 | 0 | 0 | 0 | 0 | 0 | 0 | 1 | 0 | 0 | 1 | 0 | [7 empty] | https://www.google.com/maps/@?api=1&map_action=map&center=41.449992000000002%2C-84.767207999999997&zoom=17&basemap=satellite | 2909 | [118 empty] | 0.21 |  |  | 35 |  |  | 0.35 | 0.08 |  |  | 19 |  |  | 0.4 | 0.35 |  |  | 61 |  |  | 0.3 | 0 |  |  | 0 |  |  | 0.05 | 0.07 |  |  | 43 |  |  | 0.12 | 0.06 |  |  | 58 |  |  | 0.06 | 0.2 |  |  | 68 |  |  | 0.16 | 0.33093 | 3.0784 | Oil | FRS_110063915740
2066 | 8792 | 2021 | OH | Wellington | 7878 | Village of Wellington - (OH) | 20313 | American Mun Power-Ohio, Inc | 40577 | Electric Utility | PJM Interconnection, LLC | PJM | RFC | RFCW | RFC West | PJM | 39 | 93 | Lorain | 41.1631 | -82.2272 | 1 | 1 | DFO | OIL |  | 0.00639 | 1 | 1 | [6 empty] | 594 | 262 | 594 | 262 | 56 | 25 | 0.951 | 0.419 | 0.086 | 48.508 | 3.929 | 0.786 | 48.674 |  | 33.964 | 33.52 | 3.075 | 1732.429 | 0.07 | 0.014 | 1738.364 |  | 3.202 | 3.198 | 0.29 | 163.327 | 0.007 | 0.001 | 163.886 |  | 33.964 | 33.52 | 3.075 | 1732.429 | 0.07 | 0.014 | 1738.364 |  | 0.951 | 0.419 | 0.086 | 48.508 | 3.929 | 0.786 |  | 594 | 262 | 594 | 262 | EIA | EIA | EIA | EIA | EIA | EIA | -- | EIA | EIA | [14 empty] | 10607.1429 | 0 | 56 | 0 | 0 | 0 | 0 | 0 | 0 | 0 | 0 | 0 | 56 | 0 | 0 | 56 | 0 | 0 | 1 | 0 | 0 | 0 | 0 | 0 | 0 | 0 | 0 | 0 | 1 | 0 | 0 | 1 | 0 | [7 empty] | https://www.google.com/maps/@?api=1&map_action=map&center=41.163069%2C-82.227208000000005&zoom=17&basemap=satellite | 6559 | [118 empty] | 0.14 |  |  | 20 |  |  | 0.35 | 0.04 |  |  | 12 |  |  | 0.4 | 0.25 |  |  | 45 |  |  | 0.3 | 0 |  |  | 0 |  |  | 0.05 | 0.1 |  |  | 55 |  |  | 0.12 | 0.07 |  |  | 65 |  |  | 0.06 | 0.2 |  |  | 69 |  |  | 0.16 | 0.07781 | 2.7302 | Oil | FRS_110028029988
2067 | 9844 | 2021 | TN | Powell Valley | 7883 | Powell Valley Electric Coop | 15293 | Powell Valley Electric Coop | 15293 | Electric Utility | Tennessee Valley Authority | TVA | SERC | SRTV | SERC Tennessee Valley |  | 47 | 67 | Hancock | 36.5748 | -83.0321 | 11 | 11 | DFO | OIL |  | 0 | 22 | [11 empty] | 0 | 0 | 0 |  | 0 | 0 | [45 empty] | -- | [17 empty] | 0 | 0 | 0 | 0 | 0 | 0 | 0 | 0 | 0 | 0 | 0 | 0 | 0 | 0 | 0 | 0 | [23 empty] | https://www.google.com/maps/@?api=1&map_action=map&center=36.574800000000003%2C-83.0321&zoom=17&basemap=satellite | 411 | [118 empty] | 0.28 |  |  | 49 |  |  | 0.35 | 0.03 |  |  | 9 |  |  | 0.4 | 0.54 |  |  | 83 |  |  | 0.3 | 0 |  |  | 0 |  |  | 0.05 | 0.12 |  |  | 64 |  |  | 0.12 | 0.05 |  |  | 50 |  |  | 0.06 | 0.26 |  |  | 83 |  |  | 0.16 | 0.017671 | 11.7686 | Oil | FRS_110028043258
2068 | 7248 | 2021 | NE | Terry Bundy Generating Station | 7887 | Lincoln Electric System | 11018 | Lincoln Electric System | 11018 | Electric Utility | Southwest Power Pool | SWPP | MRO | MROW | MRO West |  | 31 | 109 | Lancaster | 40.9097 | -96.6131 | 3 | 8 | NG | GAS |  | 0.11729 | 216.3 | 1 | Yes | [5 empty] | 1888454.036 | 953196.438 | 1888454.036 | 953196.438 | 222238.999 | 112979 | 0 | 0 | 0 | 95150.855 | 4419.668 | 479.139 | 95277.492 |  | 0 | 0 | 0 | 856.293 | 0.02 | 0.002 | 857.433 |  | 0 | 0 | 0 | 100.771 | 0.002 | 0 | 100.905 |  | 0 | 0 | 0 | 856.293 | 0.02 | 0.002 | 857.433 |  | 47.078 | 20.927 | 1.55 | 113433.841 | 5089.375 | 546.11 |  | 1888454.036 | 953196.438 | 1888454.036 | 953196.438 | EPA/CAMD | EPA/CAMD | EPA/CAMD | EPA/CAMD | EIA | EIA | -- | EPA/CAMD | EPA/CAMD | 47.078 | 20.927 | 1.55 | 18282.986 | 669.707 | 66.971 | [8 empty] | 8497.4018 | 0 | 5525.896 | 189433.51 | 0 | 0 | 27279.59 | 0 | 0 | 0 | 0 | 0 | 194959.406 | 27279.59 | 27279.59 | 222238.996 | 0 | 0 | 0.024865 | 0.85239 | 0 | 0 | 0.12275 | 0 | 0 | 0 | 0 | 0 | 0.87725 | 0.12275 | 0.12275 | 1 | 0 | Yes |  | 1946924.358 | 116027.624 | 44.139 | 0.857 |  | https://www.google.com/maps/@?api=1&map_action=map&center=40.909652999999999%2C-96.613085999999996&zoom=17&basemap=satellite | 668 | [118 empty] | 0.12 |  |  | 13 |  |  | 0.35 | 0.08 |  |  | 20 |  |  | 0.4 | 0.15 |  |  | 26 |  |  | 0.3 | 0.01 |  |  | 57 |  |  | 0.05 | 0.03 |  |  | 24 |  |  | 0.12 | 0.04 |  |  | 40 |  |  | 0.06 | 0.16 |  |  | 51 |  |  | 0.16 | 5.4176 | 0.058725 | Gas | FRS_110014390514
2069 | 3705 | 2021 | IL | WestRock (IL) | 54513 | Commonwealth Edison Co | 4110 | WestRock (IL) | 30038 | Industrial Non-CHP | PJM Interconnection, LLC | PJM | RFC | RFCW | RFC West | PJM | 17 | 89 | Kane | 41.7697 | -88.28 | 4 | 4 | NG | GAS |  | 0.00071 | 2.9 | 1 | [6 empty] | 190 | 87 | 190 | 87 | 18.001 | 8 | 0.257 | 0.116 | 0 | 11.103 | 0.419 | 0.042 | 11.114 |  | 28.554 | 29 | 0.044 | 1233.598 | 0.023 | 0.002 | 1234.873 |  | 2.705 | 2.667 | 0.004 | 116.874 | 0.002 | 0 | 116.994 |  | 28.556 | 29.002 | 0.044 | 1233.667 | 0.023 | 0.002 | 1234.942 |  | 0.257 | 0.116 | 0 | 11.103 | 0.419 | 0.042 |  | 190 | 87 | 190 | 87 | EIA | EIA | EIA | EIA | EIA | EIA | -- | EIA | EIA | [14 empty] | 10555.5556 | 0 | 0 | 18 | 0 | 0 | 0 | 0 | 0 | 0 | 0 | 0 | 18 | 0 | 0 | 18 | 0 | 0 | 0 | 1 | 0 | 0 | 0 | 0 | 0 | 0 | 0 | 0 | 1 | 0 | 0 | 1 | 0 | [7 empty] | https://www.google.com/maps/@?api=1&map_action=map&center=41.7697%2C-88.28&zoom=17&basemap=satellite | 128840 | [118 empty] | 0.54 |  |  | 78 |  |  | 0.35 | 0.73 |  |  | 80 |  |  | 0.4 | 0.35 |  |  | 62 |  |  | 0.3 | 0.09 |  |  | 83 |  |  | 0.05 | 0.27 |  |  | 88 |  |  | 0.12 | 0.07 |  |  | 70 |  |  | 0.06 | 0.1 |  |  | 27 |  |  | 0.16 | 1.4137e-05 | 0.0056547 | Gas | FRS_110028018589
2070 | 10322 | 2021 | TX | Sand Hill Energy Center | 7900 | Austin Energy | 1015 | Austin Energy | 1015 | Electric Utility | Electric Reliability Council of Texas, Inc. | ERCO | TRE | ERCT | ERCOT All | ERCOT | 48 | 453 | Travis | 30.2098 | -97.6129 | 7 | 8 | NG | GAS |  | 0.22461 | 696.4 | 0.95898 | [6 empty] | 11558998.93 | 5981217.162 | 11558998.93 | 5981217.162 | 1370225 | 714343 | 111.448 | 41.682 | 3.468 | 686907.736 | 25564.066 | 2556.407 | 687608.191 |  | 0.163 | 0.117 | 0.005 | 1002.62 | 0.019 | 0.002 | 1003.643 |  | 0.019 | 0.014 | 0.001 | 118.852 | 0.002 | 0 | 118.974 |  | 0.163 | 0.117 | 0.005 | 1002.62 | 0.019 | 0.002 | 1003.643 |  | 111.448 | 41.682 | 3.468 | 686907.736 | 25564.066 | 2556.407 |  | 11558998.93 | 5981217.162 | 11558998.93 | 5981217.162 | EPA/CAMD | EPA/CAMD | EPA/CAMD | EPA/CAMD | EIA | EIA | -- | EPA/CAMD | EPA/CAMD | [14 empty] | 8435.84 | 0 | 0 | 1370225 | 0 | 0 | 0 | 0 | 0 | 0 | 0 | 0 | 1370225 | 0 | 0 | 1370225 | 0 | 0 | 0 | 1 | 0 | 0 | 0 | 0 | 0 | 0 | 0 | 0 | 1 | 0 | 0 | 1 | 0 | Yes |  | 13551170.31 | 805362.038 | 95.17 | 4.066 |  | https://www.google.com/maps/@?api=1&map_action=map&center=30.209800000000001%2C-97.612899999999996&zoom=17&basemap=satellite | 17101 | [118 empty] | 0.63 |  |  | 85 |  |  | 0.35 | 0.81 |  |  | 84 |  |  | 0.4 | 0.36 |  |  | 63 |  |  | 0.3 | 0.05 |  |  | 76 |  |  | 0.05 | 0.24 |  |  | 86 |  |  | 0.12 | 0.06 |  |  | 61 |  |  | 0.06 | 0.06 |  |  | 11 |  |  | 0.16 | 19.7808 | 0.02512 | Gas | FRS_110008975804
2071 | 10076 | 2021 | TX | H W Pirkey Power Plant | 7902 | Southwestern Electric Power Co | 17698 | Southwestern Electric Power Co | 17698 | Electric Utility | Southwest Power Pool | SWPP | MRO | SPSO | SPP South |  | 48 | 203 | Harrison | 32.4607 | -94.4852 | 1 | 1 | LIG | COAL | Yes | 0.42586 | 721 | 0.62356 | [6 empty] | 30822883.37 | 13957774.07 | 30822883.37 | 13957774.07 | 2689736 | 1182102 | 3030.207 | 1367.149 | 3131.276 | 3355690.209 | 723179.99 | 105175.544 | 3380401.115 |  | 2.253 | 2.313 | 2.328 | 2495.182 | 0.269 | 0.039 | 2513.556 |  | 0.197 | 0.196 | 0.203 | 217.74 | 0.023 | 0.003 | 219.344 |  | 2.253 | 2.313 | 2.328 | 2495.182 | 0.269 | 0.039 | 2513.556 |  | 3030.207 | 1367.149 | 3131.276 | 3355690.209 | 723179.99 | 105175.544 |  | 30822883.37 | 13957774.07 | 30822883.37 | 13957774.07 | EPA/CAMD | EPA/CAMD | EPA/CAMD | EPA/CAMD | EIA | EIA | -- | EPA/CAMD | EPA/CAMD | [14 empty] | 11459.4454 | 2677060.3 | 0 | 12675.748 | 0 | 0 | 0 | 0 | 0 | 0 | 0 | 0 | 2689736.048 | 0 | 0 | 2689736.048 | 0 | 0.99529 | 0 | 0.0047126 | 0 | 0 | 0 | 0 | 0 | 0 | 0 | 0 | 1 | 0 | 0 | 1 | 0 | Yes |  | 33619252.51 | 3660121.652 | 2949.843 | 1247.038 |  | https://www.google.com/maps/@?api=1&map_action=map&center=32.460700000000003%2C-94.485200000000006&zoom=17&basemap=satellite | 338 | [118 empty] | 0.3 |  |  | 51 |  |  | 0.35 | 0.16 |  |  | 33 |  |  | 0.4 | 0.44 |  |  | 73 |  |  | 0.3 | 0.02 |  |  | 65 |  |  | 0.05 | 0.17 |  |  | 74 |  |  | 0.12 | 0.04 |  |  | 36 |  |  | 0.06 | 0.17 |  |  | 57 |  |  | 0.16 | 42.8 | 0.039166 | Coal | FRS_110000458282
2072 | 3712 | 2021 | IL | Woodland Landfill Gas Recovery | 54662 | Commonwealth Edison Co | 4110 | WM Illinois Renewable Energy LLC | 54843 | IPP Non-CHP | PJM Interconnection, LLC | PJM | RFC | RFCW | RFC West | PJM | 17 | 89 | Kane | 41.981 | -88.2745 | 4 | 4 | LFG | BIOMASS |  | 0.29288 | 4.8 | 0.8452 | Yes | [5 empty] | 136433 | 56614 | 136433 | 56614 | 12315 | 5110 | 0 | 0 | 2.285 | 0 | 0 | 0 | 0 |  | 0 | 0 | 0.371 | 0 | 0 | 0 | 0 |  | 0 | 0 | 0.033 | 0 | 0 | 0 | 0 |  | 0 | 0 | 0.371 | 0 | 0 | 0 | 0 |  | 82.29 | 34.146 | 3.07 | 8663.466 | 317.343 | 31.734 |  | 136433 | 56614 | 136433 | 56614 | EIA | EIA | EIA | EIA | EIA | EIA | -- | EIA | EIA | 82.29 | 34.146 | 0.784 | 8663.466 | 317.343 | 31.734 | [8 empty] | 11078.6033 | 0 | 0 | 0 | 0 | 0 | 12315 | 0 | 0 | 0 | 0 | 0 | 0 | 12315 | 12315 | 12315 | 0 | 0 | 0 | 0 | 0 | 0 | 1 | 0 | 0 | 0 | 0 | 0 | 0 | 1 | 1 | 1 | 0 | [7 empty] | https://www.google.com/maps/@?api=1&map_action=map&center=41.981003999999999%2C-88.274519999999995&zoom=17&basemap=satellite | 35129 | [118 empty] | 0.3 |  |  | 51 |  |  | 0.35 | 0.42 |  |  | 61 |  |  | 0.4 | 0.18 |  |  | 33 |  |  | 0.3 | 0.05 |  |  | 74 |  |  | 0.05 | 0.12 |  |  | 63 |  |  | 0.12 | 0.06 |  |  | 60 |  |  | 0.06 | 0.14 |  |  | 44 |  |  | 0.16 | 1.8985 | 0.16021 | Biomass | FRS_110028020102
2073 | 6065 | 2021 | MO | McCartney Generating Station | 7903 | City Utilities of Springfield - (MO) | 17833 | City Utilities of Springfield - (MO) | 17833 | Electric Utility | Southwest Power Pool | SWPP | MRO | SPSO | SPP South |  | 29 | 77 | Greene | 37.2484 | -93.1708 | 4 | 2 | NG | GAS |  | 0.04167 | 117.8 | 1 | [6 empty] | 495846.323 | 267931.696 | 495846.323 | 267931.696 | 42997 | 23234 | 27.288 | 14.369 | 0.15 | 29466.866 | 1093.666 | 109.367 | 29496.832 |  | 1.269 | 1.237 | 0.007 | 1370.648 | 0.025 | 0.003 | 1372.041 |  | 0.11 | 0.107 | 0.001 | 118.855 | 0.002 | 0 | 118.976 |  | 1.269 | 1.237 | 0.007 | 1370.648 | 0.025 | 0.003 | 1372.041 |  | 27.288 | 14.369 | 0.15 | 29466.866 | 1093.666 | 109.367 |  | 495846.323 | 267931.696 | 495846.323 | 267931.696 | EPA/CAMD | EPA/CAMD | EPA/CAMD | EPA/CAMD | EIA | EIA | -- | EPA/CAMD | EPA/CAMD | [14 empty] | 11532.1144 | 0 | 0 | 42997 | 0 | 0 | 0 | 0 | 0 | 0 | 0 | 0 | 42997 | 0 | 0 | 42997 | 0 | 0 | 0 | 1 | 0 | 0 | 0 | 0 | 0 | 0 | 0 | 0 | 1 | 0 | 0 | 1 | 0 | Yes |  | 1093876.87 | 65002.324 | 58.785 | 0.328 |  | https://www.google.com/maps/@?api=1&map_action=map&center=37.248430999999997%2C-93.170839000000001&zoom=17&basemap=satellite | 3808 | [118 empty] | 0.14 |  |  | 18 |  |  | 0.35 | 0.09 |  |  | 22 |  |  | 0.4 | 0.18 |  |  | 34 |  |  | 0.3 | 0 |  |  | 0 |  |  | 0.05 | 0.06 |  |  | 37 |  |  | 0.12 | 0.07 |  |  | 70 |  |  | 0.06 | 0.21 |  |  | 70 |  |  | 0.16 | 1.0049 | 0.04864 | Gas | FRS_110009882234
2074 | 3715 | 2021 | IL | Zion Energy Center | 55392 | Commonwealth Edison Co | 4110 | Zion Energy LLC | 21191 | IPP Non-CHP | PJM Interconnection, LLC | PJM | RFC | RFCW | RFC West | PJM | 17 | 97 | Lake | 42.4776 | -87.895 | 3 | 3 | NG | GAS |  | 0.12214 | 596.7 | 1 | [6 empty] | 7063246.565 | 4382574.737 | 7063246.565 | 4382574.737 | 638453.001 | 396144.999 | 121.911 | 71.101 | 2.636 | 422265.153 | 16162.75 | 1689.578 | 422718.934 |  | 0.382 | 0.359 | 0.008 | 1322.776 | 0.025 | 0.003 | 1324.198 |  | 0.035 | 0.032 | 0.001 | 119.567 | 0.002 | 0 | 119.695 |  | 0.382 | 0.359 | 0.008 | 1322.776 | 0.025 | 0.003 | 1324.197 |  | 121.911 | 71.101 | 2.636 | 422265.153 | 16162.75 | 1689.578 |  | 7063246.565 | 4382574.737 | 7063246.565 | 4382574.737 | EPA/CAMD | EPA/CAMD | EPA/CAMD | EPA/CAMD | EIA | EIA | -- | EPA/CAMD | EPA/CAMD | [14 empty] | 11063.0641 | 0 | 9952.867 | 628500.14 | 0 | 0 | 0 | 0 | 0 | 0 | 0 | 0 | 638453.007 | 0 | 0 | 638453.007 | 0 | 0 | 0.015589 | 0.98441 | 0 | 0 | 0 | 0 | 0 | 0 | 0 | 0 | 1 | 0 | 0 | 1 | 0 | Yes |  | 3723004.23 | 222882.282 | 65.779 | 1.117 |  | https://www.google.com/maps/@?api=1&map_action=map&center=42.477600000000002%2C-87.894999999999996&zoom=17&basemap=satellite | 19289 | [118 empty] | 0.36 |  |  | 59 |  |  | 0.35 | 0.53 |  |  | 68 |  |  | 0.4 | 0.19 |  |  | 35 |  |  | 0.3 | 0.02 |  |  | 61 |  |  | 0.05 | 0.12 |  |  | 64 |  |  | 0.12 | 0.06 |  |  | 56 |  |  | 0.06 | 0.13 |  |  | 40 |  |  | 0.16 | 20.767 | 0.075698 | Gas | FRS_110021292260
2075 | 8577 | 2021 | NY | Vernon Boulevard | 7909 | Consolidated Edison Co-NY Inc | 4226 | New York Power Authority | 15296 | Electric Utility | New York Independent System Operator | NYIS | NPCC | NYCW | NPCC NYC/Westchester | NYISO | 36 | 81 | Queens | 40.7537 | -73.9508 | 2 | 2 | NG | GAS |  | 0.10461 | 94 | 1 | [6 empty] | 946788.508 | 605262.219 | 946788.508 | 605262.219 | 86137 | 55066 | 5.792 | 3.373 | 0.284 | 56265.408 | 2108.948 | 210.895 | 56323.193 |  | 0.134 | 0.123 | 0.007 | 1306.417 | 0.024 | 0.002 | 1307.758 |  | 0.012 | 0.011 | 0.001 | 118.855 | 0.002 | 0 | 118.977 |  | 0.134 | 0.123 | 0.007 | 1306.417 | 0.024 | 0.002 | 1307.758 |  | 5.792 | 3.373 | 0.284 | 56265.408 | 2108.948 | 210.895 |  | 946788.508 | 605262.219 | 946788.508 | 605262.219 | EPA/CAMD | EPA/CAMD | EPA/CAMD | EPA/CAMD | EIA | EIA | -- | EPA/CAMD | EPA/CAMD | [14 empty] | 10991.6589 | 0 | 0 | 86136.999 | 0 | 0 | 0 | 0 | 0 | 0 | 0 | 0 | 86136.999 | 0 | 0 | 86136.999 | 0 | 0 | 0 | 1 | 0 | 0 | 0 | 0 | 0 | 0 | 0 | 0 | 1 | 0 | 0 | 1 | 0 | Yes |  | 1331338.106 | 79119.581 | 7.758 | 0.4 |  | https://www.google.com/maps/@?api=1&map_action=map&center=40.753700000000002%2C-73.950800000000001&zoom=17&basemap=satellite | 1243463 | [118 empty] | 0.32 |  |  | 55 |  |  | 0.35 | 0.43 |  |  | 61 |  |  | 0.4 | 0.22 |  |  | 40 |  |  | 0.3 | 0.08 |  |  | 81 |  |  | 0.05 | 0.08 |  |  | 48 |  |  | 0.12 | 0.05 |  |  | 47 |  |  | 0.06 | 0.16 |  |  | 54 |  |  | 0.16 | 4.562 | 0.14197 | Gas | FRS_110012158734
2076 | 3716 | 2021 | IL | Zion Landfill Gas to Energy Facility | 56871 | Commonwealth Edison Co | 4110 | EDL Inc | 55858 | IPP Non-CHP | PJM Interconnection, LLC | PJM | RFC | RFCW | RFC West | PJM | 17 | 97 | Lake | 42.4803 | -87.8861 | 5 | 5 | LFG | BIOMASS |  | 0 | 7 | [11 empty] | 0 | 0 | 0 |  | 0 | 0 | [45 empty] | -- | [17 empty] | 0 | 0 | 0 | 0 | 0 | 0 | 0 | 0 | 0 | 0 | 0 | 0 | 0 | 0 | 0 | 0 | [23 empty] | https://www.google.com/maps/@?api=1&map_action=map&center=42.4803%2C-87.886099999999999&zoom=17&basemap=satellite | 22440 | [118 empty] | 0.36 |  |  | 60 |  |  | 0.35 | 0.52 |  |  | 68 |  |  | 0.4 | 0.2 |  |  | 37 |  |  | 0.3 | 0.02 |  |  | 63 |  |  | 0.05 | 0.12 |  |  | 64 |  |  | 0.12 | 0.06 |  |  | 56 |  |  | 0.06 | 0.13 |  |  | 39 |  |  | 0.16 | 0.81559 | 0.23995 | Biomass | FRS_110045952251
2077 | 8455 | 2021 | NY | Riverbay Corp. - Co-Op City | 52168 | Consolidated Edison Co-NY Inc | 4226 | Riverbay Corp | 24210 | Commercial CHP | New York Independent System Operator | NYIS | NPCC | NYCW | NPCC NYC/Westchester | NYISO | 36 | 5 | Bronx | 40.87 | -73.8244 | 5 | 4 | NG | GAS |  | 0 | 43.5 |  |  | Yes | [6 empty] | 1087618.4 |  |  |  | 0 |  | 0 | 0 | [28 empty] | 15.032 | 15.032 | 1.738 | 63565.344 |  |  |  | 1087618.4 | 1087618.4 | 1087618.4 | 1087618.4 | EPA/CAMD | EPA/CAMD | EIA | EIA |  |  | -- | EPA/CAMD | EPA/CAMD | [47 empty] | Yes |  | 1279520.65 |  | 22.368 |  |  | https://www.google.com/maps/@?api=1&map_action=map&center=40.869971999999997%2C-73.824437000000003&zoom=17&basemap=satellite | 491311 | [118 empty] | 0.6 |  |  | 83 |  |  | 0.35 | 0.85 |  |  | 86 |  |  | 0.4 | 0.35 |  |  | 62 |  |  | 0.3 | 0.11 |  |  | 86 |  |  | 0.05 | 0.19 |  |  | 79 |  |  | 0.12 | 0.06 |  |  | 62 |  |  | 0.06 | 0.16 |  |  | 52 |  |  | 0.16 | 2.2325 | 0.025284 | Gas | FRS_110001588210
2078 | 3720 | 2021 | IN | Anderson | 7336 | Indiana Michigan Power Co | 9324 | Indiana Municipal Power Agency | 9234 | Electric Utility | PJM Interconnection, LLC | PJM | RFC | RFCW | RFC West | PJM | 18 | 95 | Madison | 40.0529 | -85.7389 | 3 | 3 | NG | GAS |  | 0.0122 | 168.7 | 1 | [6 empty] | 245393.139 | 200813.737 | 245393.139 | 200813.737 | 18030.999 | 14755 | 9.098 | 6.909 | 0.102 | 14852.092 | 590.357 | 67.261 | 14869.493 |  | 1.009 | 0.936 | 0.011 | 1647.395 | 0.033 | 0.004 | 1649.326 |  | 0.074 | 0.069 | 0.001 | 121.047 | 0.002 | 0 | 121.189 |  | 1.009 | 0.936 | 0.011 | 1647.395 | 0.033 | 0.004 | 1649.325 |  | 9.098 | 6.909 | 0.102 | 14852.092 | 590.357 | 67.261 |  | 245393.139 | 200813.737 | 245393.139 | 200813.737 | EPA/CAMD | EPA/CAMD | EPA/CAMD | EPA/CAMD | EIA | EIA | -- | EPA/CAMD | EPA/CAMD | [14 empty] | 13609.512 | 0 | 923.482 | 17107.52 | 0 | 0 | 0 | 0 | 0 | 0 | 0 | 0 | 18031.002 | 0 | 0 | 18031.002 | 0 | 0 | 0.051216 | 0.94878 | 0 | 0 | 0 | 0 | 0 | 0 | 0 | 0 | 1 | 0 | 0 | 1 | 0 | Yes |  | 519368.372 | 31462.846 | 18.393 | 0.218 |  | https://www.google.com/maps/@?api=1&map_action=map&center=40.052900000000001%2C-85.738900000000001&zoom=17&basemap=satellite | 9946 | [118 empty] | 0.29 |  |  | 49 |  |  | 0.35 | 0.16 |  |  | 34 |  |  | 0.4 | 0.41 |  |  | 70 |  |  | 0.3 | 0.01 |  |  | 57 |  |  | 0.05 | 0.1 |  |  | 57 |  |  | 0.12 | 0.06 |  |  | 62 |  |  | 0.06 | 0.2 |  |  | 66 |  |  | 0.16 | 0.49196 | 0.11482 | Gas | FRS_110001678006
2079 | 5280 | 2021 | MI | Viking Energy of Lincoln | 50772 | ITC Transmission | 56068 | Viking Energy Corp | 19781 | IPP Non-CHP | Midcontinent Independent Transmission System Operator, Inc.. | MISO | RFC | RFCM | RFC Michigan | MISO | 26 | 1 | Alcona | 44.68 | -83.4167 | 1 | 1 | WDS | BIOMASS |  | 0.84215 | 18 | 0 | Yes | Yes | 0 |  | 1 |  | 1611425.302 | 670958.4 | 1611425.302 | 670958.4 | 132791 | 60823 | 384.728 | 160.191 | 17.064 | 23005.963 | 112736.977 | 14795.775 | 26619.746 |  | 5.794 | 5.267 | 0.257 | 346.499 | 0.849 | 0.111 | 400.927 |  | 0.478 | 0.477 | 0.021 | 28.554 | 0.07 | 0.009 | 33.039 |  | 5.794 | 5.267 | 0.257 | 346.499 | 0.849 | 0.111 | 400.927 |  | 384.728 | 160.191 | 17.064 | 163972.365 | 112736.977 | 14795.775 |  | 1611425.302 | 670958.4 | 1611425.302 | 670958.4 | EIA | EIA | EIA | EIA | EIA | EIA | -- | EIA | EIA |  |  |  | 140966.402 |  |  | 0 | 0 | 0 | 0 | 0 | 0 | 0 | 0 | 12135.0493 | 0 | 0 | 939.748 | 0 | 0 | 111949.64 | 0 | 0 | 0 | 19901.61 | 0 | 20841.358 | 111949.64 | 111949.64 | 132790.998 | 0 | 0 | 0 | 0.0070769 | 0 | 0 | 0.84305 | 0 | 0 | 0 | 0.14987 | 0 | 0.15695 | 0.84305 | 0.84305 | 1 | 0 | [7 empty] | https://www.google.com/maps/@?api=1&map_action=map&center=44.68%2C-83.416700000000006&zoom=17&basemap=satellite | 1033 | [118 empty] | 0.23 |  |  | 38 |  |  | 0.35 | 0.04 |  |  | 11 |  |  | 0.4 | 0.42 |  |  | 71 |  |  | 0.3 | 0 |  |  | 0 |  |  | 0.05 | 0.11 |  |  | 60 |  |  | 0.12 | 0.04 |  |  | 42 |  |  | 0.06 | 0.34 |  |  | 92 |  |  | 0.16 | 15.2153 | 0.21266 | Biomass | FRS_110009900438
2080 | 3727 | 2021 | IN | BioTown Ag | 59774 | Northern Indiana Pub Serv Co | 13756 | BioTown Ag | 59539 | Industrial CHP | Midcontinent Independent Transmission System Operator, Inc.. | MISO | RFC | RFCW | RFC West | MISO | 18 | 181 | White | 40.7656 | -86.8797 | 6 | 6 | OBG | BIOMASS |  | 0.65205 | 6 | 0.24658 | Yes | Yes | 32116 | 3.642 | 0.82924 |  | 361338.69 | 149940.628 | 361338.69 | 149940.628 | 34272 | 14221.998 | 771.183 | 320.01 | 1.174 | 0 | 840.475 | 84.047 | 23.027 |  | 45.004 | 45.002 | 0.069 | 0 | 0.025 | 0.002 | 1.344 |  | 4.268 | 4.268 | 0.006 | 0 | 0.002 | 0 | 0.127 |  | 45.004 | 45.002 | 0.069 | 0 | 0.025 | 0.002 | 1.344 |  | 929.988 | 385.908 | 1.416 | 27669.84 | 1013.548 | 101.355 |  | 435747 | 180817.002 | 435747 | 180817.002 | EIA | EIA | EIA | EIA | EIA | EIA | -- | EIA | EIA |  |  |  | 27669.84 |  |  | 74408.31 | 30876.374 | 158.805 | 65.898 | 0.242 | 27669.84 | 173.074 | 17.307 | 10543.2624 | 0 | 0 | 0 | 0 | 0 | 34272 | 0 | 0 | 0 | 0 | 0 | 0 | 34272 | 34272 | 34272 | 0 | 0 | 0 | 0 | 0 | 0 | 1 | 0 | 0 | 0 | 0 | 0 | 0 | 1 | 1 | 1 | 0 | [7 empty] | https://www.google.com/maps/@?api=1&map_action=map&center=40.765611%2C-86.879682000000003&zoom=17&basemap=satellite | 886 | [118 empty] | 0.13 |  |  | 16 |  |  | 0.35 | 0.03 |  |  | 10 |  |  | 0.4 | 0.22 |  |  | 40 |  |  | 0.3 | 0 |  |  | 0 |  |  | 0.05 | 0.06 |  |  | 39 |  |  | 0.12 | 0.09 |  |  | 78 |  |  | 0.06 | 0.16 |  |  | 51 |  |  | 0.16 | 2.6419 | 0.14318 | Biomass | FRS_110064589761
2081 | 8950 | 2021 | OR | Biomass One LP | 10869 | PacifiCorp | 14354 | Biomass One LP | 1745 | IPP Non-CHP | PacifiCorp - West | PACW | WECC | NWPP | WECC Northwest |  | 41 | 29 | Jackson | 42.4361 | -122.85 | 2 | 3 | WDS | BIOMASS |  | 0.55166 | 40 | 0.41391 | Yes | Yes | 0 |  | 1 |  | 3528997.404 | 1118640.32 | 3528997.404 | 1118640.32 | 193300 | 62280 | 386.585 | 121.733 | 44.112 | 0 | 248963.685 | 32676.484 | 7980.78 |  | 4 | 3.909 | 0.456 | 0 | 1.288 | 0.169 | 82.574 |  | 0.219 | 0.218 | 0.025 | 0 | 0.071 | 0.009 | 4.523 |  | 4 | 3.909 | 0.456 | 0 | 1.288 | 0.169 | 82.574 |  | 386.585 | 121.733 | 44.112 | 364886.937 | 248963.685 | 32676.484 |  | 3528997.404 | 1118640.32 | 3528997.404 | 1118640.32 | EIA | EIA | EIA | EIA | EIA | EIA | -- | EIA | EIA |  |  |  | 364886.937 |  |  | 0 | 0 | 0 | 0 | 0 | 0 | 0 | 0 | 18256.5825 | 0 | 0 | 0 | 0 | 0 | 193300 | 0 | 0 | 0 | 0 | 0 | 0 | 193300 | 193300 | 193300 | 0 | 0 | 0 | 0 | 0 | 0 | 1 | 0 | 0 | 0 | 0 | 0 | 0 | 1 | 1 | 1 | 0 | [7 empty] | https://www.google.com/maps/@?api=1&map_action=map&center=42.436110999999997%2C-122.849958&zoom=17&basemap=satellite | 14643 | [118 empty] | 0.37 |  |  | 61 |  |  | 0.35 | 0.33 |  |  | 53 |  |  | 0.4 | 0.41 |  |  | 70 |  |  | 0.3 | 0.05 |  |  | 74 |  |  | 0.05 | 0.21 |  |  | 81 |  |  | 0.12 | 0.07 |  |  | 71 |  |  | 0.06 | 0.17 |  |  | 58 |  |  | 0.16 | 28.6487 | 0.34397 | Biomass | FRS_110028049859
2082 | 3730 | 2021 | IN | Bos Dairy, LLC | 57625 | Jasper County Rural E M C | 9665 | Bos Dairy, LLC | 56953 | Industrial Non-CHP | Midcontinent Independent Transmission System Operator, Inc.. | MISO | RFC | RFCW | RFC West | MISO | 18 | 73 | Jasper | 41.1153 | -87.2328 | 1 | 1 | NG | GAS |  | 0.87534 | 1 | 0 | Yes | [5 empty] | 90788 | 38632 | 90788 | 38632 | 7668 | 3263 | 125.651 | 53.467 | 0.145 | 5306.062 | 200.153 | 20.015 | 5311.546 |  | 32.773 | 32.772 | 0.038 | 1383.949 | 0.026 | 0.003 | 1385.38 |  | 2.768 | 2.768 | 0.003 | 116.889 | 0.002 | 0 | 117.01 |  | 32.773 | 32.772 | 0.038 | 1383.949 | 0.026 | 0.003 | 1385.38 |  | 125.651 | 53.467 | 0.145 | 5306.062 | 200.153 | 20.015 |  | 90788 | 38632 | 90788 | 38632 | EIA | EIA | EIA | EIA | EIA | EIA | -- | EIA | EIA |  |  |  | 0 | [10 empty] | 11839.8539 | 0 | 0 | 7668 | 0 | 0 | 0 | 0 | 0 | 0 | 0 | 0 | 7668 | 0 | 0 | 7668 | 0 | 0 | 0 | 1 | 0 | 0 | 0 | 0 | 0 | 0 | 0 | 0 | 1 | 0 | 0 | 1 | 0 | [7 empty] | https://www.google.com/maps/@?api=1&map_action=map&center=41.115299999999998%2C-87.232799999999997&zoom=17&basemap=satellite | 978 | [118 empty] | 0.18 |  |  | 29 |  |  | 0.35 | 0.1 |  |  | 24 |  |  | 0.4 | 0.26 |  |  | 48 |  |  | 0.3 | 0 |  |  | 0 |  |  | 0.05 | 0.18 |  |  | 77 |  |  | 0.12 | 0.07 |  |  | 69 |  |  | 0.06 | 0.16 |  |  | 51 |  |  | 0.16 | 0.012166 | 0.0036733 | Gas | FRS_110028140483
2083 | 10641 | 2021 | UT | St George Red Rock | 7080 | City of St George | 17874 | City of St George | 17874 | Electric Utility | PacifiCorp - East | PACE | WECC | NWPP | WECC Northwest |  | 49 | 53 | Washington | 37.1137 | -113.5689 | 2 | 2 | DFO | OIL |  | 0.01257 | 14 | 1 | [6 empty] | 11686 | 4748 | 11686 | 4748 | 1542 | 627 | 19.796 | 8.042 | 1.694 | 954.312 | 77.29 | 15.458 | 957.581 |  | 25.676 | 25.652 | 2.198 | 1237.759 | 0.05 | 0.01 | 1241.999 |  | 3.388 | 3.388 | 0.29 | 163.326 | 0.007 | 0.001 | 163.885 |  | 25.676 | 25.652 | 2.198 | 1237.759 | 0.05 | 0.01 | 1241.999 |  | 19.796 | 8.042 | 1.694 | 954.312 | 77.29 | 15.458 |  | 11686 | 4748 | 11686 | 4748 | EIA | EIA | EIA | EIA | EIA | EIA | -- | EIA | EIA | [14 empty] | 7578.4695 | 0 | 1542 | 0 | 0 | 0 | 0 | 0 | 0 | 0 | 0 | 0 | 1542 | 0 | 0 | 1542 | 0 | 0 | 1 | 0 | 0 | 0 | 0 | 0 | 0 | 0 | 0 | 0 | 1 | 0 | 0 | 1 | 0 | [7 empty] | https://www.google.com/maps/@?api=1&map_action=map&center=37.113736000000003%2C-113.568944&zoom=17&basemap=satellite | 53014 | [118 empty] | 0.29 |  |  | 49 |  |  | 0.35 | 0.22 |  |  | 41 |  |  | 0.4 | 0.36 |  |  | 63 |  |  | 0.3 | 0.02 |  |  | 65 |  |  | 0.05 | 0.07 |  |  | 42 |  |  | 0.12 | 0.07 |  |  | 71 |  |  | 0.06 | 0.21 |  |  | 70 |  |  | 0.16 | 0.29729 | 2.3046 | Oil | FRS_110028051612
2084 | 3732 | 2021 | IN | Bunge North America East LLC | 50316 | Indiana Michigan Power Co | 9324 | Bunge North America East LLC | 3283 | Industrial CHP | PJM Interconnection, LLC | PJM | RFC | RFCW | RFC West | PJM | 18 | 1 | Adams | 40.8465 | -84.9333 | 1 | 1 | NG | GAS |  | 0.76547 | 2 | 0.057553 |  | Yes | 489821.6 | 0.093 | 0.11079 |  | 74358.569 | 26926.514 | 74358.569 | 26926.514 | 13411 | 5169 | 6.32 | 2.289 | 0.119 | 4345.852 | 163.933 | 16.393 | 4350.343 |  | 0.943 | 0.886 | 0.018 | 648.103 | 0.012 | 0.001 | 648.772 |  | 0.17 | 0.17 | 0.003 | 116.889 | 0.002 | 0 | 117.01 |  | 0.943 | 0.886 | 0.018 | 648.103 | 0.012 | 0.001 | 648.772 |  | 57.049 | 20.658 | 1.072 | 39225.864 | 1479.665 | 147.966 |  | 671164 | 243040 | 671164 | 243040 | EIA | EIA | EIA | EIA | EIA | EIA | -- | EIA | EIA | [6 empty] | 596805.431 | 216113.486 | 50.729 | 18.369 | 0.954 | 34880.012 | 1315.732 | 131.573 | 5544.5954 | 0 | 0 | 13411 | 0 | 0 | 0 | 0 | 0 | 0 | 0 | 0 | 13411 | 0 | 0 | 13411 | 0 | 0 | 0 | 1 | 0 | 0 | 0 | 0 | 0 | 0 | 0 | 0 | 1 | 0 | 0 | 1 | 0 | [7 empty] | https://www.google.com/maps/@?api=1&map_action=map&center=40.846525%2C-84.933263999999994&zoom=17&basemap=satellite | 12190 | [118 empty] | 0.21 |  |  | 36 |  |  | 0.35 | 0.09 |  |  | 21 |  |  | 0.4 | 0.34 |  |  | 60 |  |  | 0.3 | 0 |  |  | 0 |  |  | 0.05 | 0.1 |  |  | 55 |  |  | 0.12 | 0.07 |  |  | 68 |  |  | 0.06 | 0.18 |  |  | 60 |  |  | 0.16 | 0.26545 | 0.041561 | Gas | FRS_110000400325
2085 | 7844 | 2021 | NV | Harry Allen | 7082 | Nevada Power Co | 13407 | Nevada Power Co | 13407 | Electric Utility | Nevada Power Company | NEVP | WECC | AZNM | WECC Southwest |  | 32 | 3 | Clark | 36.4306 | -114.9024 | 4 | 5 | NG | GAS |  | 0.47318 | 745 | 0.5447 | [6 empty] | 23114296.84 | 11135671.45 | 23114296.84 | 11135671.45 | 3088051 | 1477793 | 107.706 | 47.798 | 6.935 | 1373643.194 | 50922.027 | 5092.203 | 1375038.458 |  | 0.07 | 0.065 | 0.004 | 889.651 | 0.016 | 0.002 | 890.554 |  | 0.009 | 0.009 | 0.001 | 118.857 | 0.002 | 0 | 118.977 |  | 0.07 | 0.065 | 0.004 | 889.651 | 0.016 | 0.002 | 890.554 |  | 107.706 | 47.798 | 6.935 | 1373643.194 | 50922.027 | 5092.203 |  | 23114296.84 | 11135671.45 | 23114296.84 | 11135671.45 | EPA/CAMD | EPA/CAMD | EPA/CAMD | EPA/CAMD | EIA | EIA | -- | EPA/CAMD | EPA/CAMD | [14 empty] | 7485.0761 | 0 | 0 | 3088051 | 0 | 0 | 0 | 0 | 0 | 0 | 0 | 0 | 3088051 | 0 | 0 | 3088051 | 0 | 0 | 0 | 1 | 0 | 0 | 0 | 0 | 0 | 0 | 0 | 0 | 1 | 0 | 0 | 1 | 0 | Yes |  | 22036778.04 | 1309619.374 | 118.05 | 6.612 |  | https://www.google.com/maps/@?api=1&map_action=map&center=36.430554000000001%2C-114.902405&zoom=17&basemap=satellite | 0 | [121 empty] | 0 |  |  | 0.35 |  |  |  | 0 |  |  | 0.4 |  |  |  | 0 |  |  | 0.3 |  |  |  | 0 |  |  | 0.05 |  |  |  | 0 |  |  | 0.12 |  |  |  | 0 |  |  | 0.06 |  |  |  | 0 |  |  | 0.16 | 83.77 | 0.048658 | Gas | FRS_110004304011
2086 | 10119 | 2021 | TX | J K Spruce | 7097 | City of San Antonio - (TX) | 16604 | City of San Antonio - (TX) | 16604 | Electric Utility | Electric Reliability Council of Texas, Inc. | ERCO | TRE | ERCT | ERCOT All | ERCOT | 48 | 29 | Bexar | 29.3097 | -98.3203 | 2 | 2 | SUB | COAL | Yes | 0.56208 | 1488.5 | 0.39654 | [6 empty] | 85463766.84 | 41333101.65 | 85463766.84 | 41333101.65 | 7329045 | 3545957 | 3122.818 | 1650.773 | 956.34 | 8768574.848 | 1777608.359 | 258464.904 | 8829306.223 |  | 0.852 | 0.931 | 0.261 | 2392.829 | 0.243 | 0.035 | 2409.402 |  | 0.073 | 0.08 | 0.022 | 205.2 | 0.021 | 0.003 | 206.621 |  | 0.852 | 0.931 | 0.261 | 2392.829 | 0.243 | 0.035 | 2409.402 |  | 3122.818 | 1650.773 | 956.34 | 8768574.848 | 1777608.359 | 258464.904 |  | 85463766.84 | 41333101.65 | 85463766.84 | 41333101.65 | EPA/CAMD | EPA/CAMD | EPA/CAMD | EPA/CAMD | EIA | EIA | -- | EPA/CAMD | EPA/CAMD | [14 empty] | 11660.969 | 7235965.6 | 0 | 93079.44 | 0 | 0 | 0 | 0 | 0 | 0 | 0 | 0 | 7329045.04 | 0 | 0 | 7329045.04 | 0 | 0.9873 | 0 | 0.0127 | 0 | 0 | 0 | 0 | 0 | 0 | 0 | 0 | 1 | 0 | 0 | 1 | 0 | Yes |  | 75230611 | 7718659.126 | 3390.758 | 1125.449 |  | https://www.google.com/maps/@?api=1&map_action=map&center=29.309722000000001%2C-98.320300000000003&zoom=17&basemap=satellite | 3188 | [118 empty] | 0.5 |  |  | 75 |  |  | 0.35 | 0.6 |  |  | 73 |  |  | 0.4 | 0.41 |  |  | 69 |  |  | 0.3 | 0.06 |  |  | 77 |  |  | 0.05 | 0.2 |  |  | 81 |  |  | 0.12 | 0.06 |  |  | 57 |  |  | 0.06 | 0.14 |  |  | 46 |  |  | 0.16 | 156.37 | 0.058517 | Coal | FRS_110000464916
2087 | 3735 | 2021 | IN | Caterpillar | 50935 | Duke Energy Indiana Inc | 15470 | Caterpillar Inc | 3179 | Industrial Non-CHP | Midcontinent Independent Transmission System Operator, Inc.. | MISO | RFC | RFCW | RFC West | MISO | 18 | 157 | Tippecanoe | 40.4175 | -86.8447 | 8 | 8 | NG | GAS |  | 0.21135 | 12.6 | 0.98108 |  | Yes | 0 |  | 1 |  | 229973 | 126620.998 | 229973 | 126620.998 | 23327.998 | 12967 | 302.069 | 166.102 | 0.889 | 15262.907 | 523.036 | 54.708 | 15277.597 |  | 25.898 | 25.619 | 0.076 | 1308.548 | 0.022 | 0.002 | 1309.808 |  | 2.627 | 2.624 | 0.008 | 132.737 | 0.002 | 0 | 132.864 |  | 25.898 | 25.619 | 0.076 | 1308.548 | 0.022 | 0.002 | 1309.808 |  | 302.069 | 166.102 | 0.889 | 15262.907 | 523.036 | 54.708 |  | 229973 | 126620.998 | 229973 | 126620.998 | EIA | EIA | EIA | EIA | EIA | EIA | -- | EIA | EIA | [6 empty] | 0 | 0 | 0 | 0 | 0 | 0 | 0 | 0 | 9858.239 | 0 | 376.891 | 22951.109 | 0 | 0 | 0 | 0 | 0 | 0 | 0 | 0 | 23328 | 0 | 0 | 23328 | 0 | 0 | 0.016156 | 0.98384 | 0 | 0 | 0 | 0 | 0 | 0 | 0 | 0 | 1 | 0 | 0 | 1 | 0 | [7 empty] | https://www.google.com/maps/@?api=1&map_action=map&center=40.417499999999997%2C-86.844700000000003&zoom=17&basemap=satellite | 63499 | [118 empty] | 0.35 |  |  | 58 |  |  | 0.35 | 0.27 |  |  | 47 |  |  | 0.4 | 0.43 |  |  | 72 |  |  | 0.3 | 0.03 |  |  | 69 |  |  | 0.05 | 0.12 |  |  | 61 |  |  | 0.12 | 0.07 |  |  | 66 |  |  | 0.06 | 0.13 |  |  | 42 |  |  | 0.16 | 25.9408 | 1.5298 | Gas | FRS_110000404278
2088 | 10590 | 2021 | UT | Heber City | 7111 | Heber Light & Power Company | 8366 | Heber Light & Power Company | 8366 | Electric Utility | PacifiCorp - East | PACE | WECC | NWPP | WECC Northwest |  | 49 | 51 | Wasatch | 40.5037 | -111.4252 | 9 | 9 | NG | GAS |  | 0.14249 | 14.1 | 1 | [6 empty] | 193104.999 | 91119.001 | 193104.999 | 91119.001 | 17600 | 8304.998 | 257.72 | 121.609 | 0.308 | 11285.929 | 425.724 | 42.572 | 11297.594 |  | 29.286 | 29.286 | 0.035 | 1282.492 | 0.024 | 0.002 | 1283.817 |  | 2.669 | 2.669 | 0.003 | 116.889 | 0.002 | 0 | 117.01 |  | 29.286 | 29.286 | 0.035 | 1282.492 | 0.024 | 0.002 | 1283.817 |  | 257.72 | 121.609 | 0.308 | 11285.929 | 425.724 | 42.572 |  | 193104.999 | 91119.001 | 193104.999 | 91119.001 | EIA | EIA | EIA | EIA | EIA | EIA | -- | EIA | EIA | [14 empty] | 10971.8749 | 0 | 0 | 17600 | 0 | 0 | 0 | 0 | 0 | 0 | 0 | 0 | 17600 | 0 | 0 | 17600 | 0 | 0 | 0 | 1 | 0 | 0 | 0 | 0 | 0 | 0 | 0 | 0 | 1 | 0 | 0 | 1 | 0 | [7 empty] | https://www.google.com/maps/@?api=1&map_action=map&center=40.503680000000003%2C-111.425246&zoom=17&basemap=satellite | 22802 | [118 empty] | 0.18 |  |  | 28 |  |  | 0.35 | 0.18 |  |  | 36 |  |  | 0.4 | 0.18 |  |  | 33 |  |  | 0.3 | 0.01 |  |  | 60 |  |  | 0.05 | 0.05 |  |  | 35 |  |  | 0.12 | 0.08 |  |  | 74 |  |  | 0.06 | 0.1 |  |  | 26 |  |  | 0.16 | 0.036532 | 0.0047465 | Gas | FRS_110028051364
2089 | 5142 | 2021 | MI | Gladstone | 7119 | Upper Peninsula Power Co | 19578 | Upper Peninsula Power Company | 19578 | Electric Utility | Midcontinent Independent Transmission System Operator, Inc.. | MISO | MRO | MROE | MRO East | MISO | 26 | 41 | Delta | 45.8475 | -87.0036 | 1 | 1 | DFO | OIL |  | 0 | 22.6 | [7 empty] | 445 | 196 | 445 | 196 | -177 | -79 | 0.197 | 0.087 | 0.068 | 36.34 | 2.943 | 0.589 | 36.464 |  | 0 | 0 | 0 | 0 | 0 | 0 | 0 |  | 0.885 | 0.888 | 0.307 | 163.326 | 0.007 | 0.001 | 163.885 |  | 0 | 0 | 0 | 0 | 0 | 0 | 0 |  | 0.197 | 0.087 | 0.068 | 36.34 | 2.943 | 0.589 |  | 445 | 196 | 445 | 196 | EIA | EIA | EIA | EIA | EIA | EIA | -- | EIA | EIA | [14 empty] | -2514.1243 | 0 | -177 | 0 | 0 | 0 | 0 | 0 | 0 | 0 | 0 | 0 | -177 | 0 | 0 | -177 | 0 | [23 empty] | https://www.google.com/maps/@?api=1&map_action=map&center=45.847499999999997%2C-87.003600000000006&zoom=17&basemap=satellite | 6341 | [118 empty] | 0.16 |  |  | 24 |  |  | 0.35 | 0.04 |  |  | 12 |  |  | 0.4 | 0.28 |  |  | 51 |  |  | 0.3 | 0 |  |  | 0 |  |  | 0.05 | 0.05 |  |  | 32 |  |  | 0.12 | 0.05 |  |  | 51 |  |  | 0.06 | 0.2 |  |  | 68 |  |  | 0.16 | 0.0055575 | 0 | Oil | FRS_110028027864
2090 | 3746 | 2021 | IN | Crawfordsville Power Plant | 1024 | Crawfordsville Elec, Lgt & Pwr | 4508 | Crawfordsville Energy LLC | 59774 | IPP Non-CHP | Midcontinent Independent Transmission System Operator, Inc.. | MISO | RFC | RFCW | RFC West | MISO | 18 | 107 | Montgomery | 40.0489 | -86.8992 | 3 | 3 | BIT | COAL | Yes | 0 | 24.9 |  | Yes | [5 empty] | 0 | 0 | 0 | 0 | 0 | 0 | 0 | 0 | 0 | 0 | 0 | 0 | 0 | [25 empty] | 0 | 0 | 0 | 0 | 0 | 0 |  | 0 | 0 | 0 | 0 | EIA | EIA | EIA | EIA | EIA | EIA | -- | EIA | EIA |  |  |  | 0 | [11 empty] | 0 | 0 | 0 | 0 | 0 | 0 | 0 | 0 | 0 | 0 | 0 | 0 | 0 | 0 | 0 | 0 | [23 empty] | https://www.google.com/maps/@?api=1&map_action=map&center=40.048889000000003%2C-86.899199999999993&zoom=17&basemap=satellite | 18687 | [118 empty] | 0.27 |  |  | 46 |  |  | 0.35 | 0.13 |  |  | 29 |  |  | 0.4 | 0.41 |  |  | 70 |  |  | 0.3 | 0.03 |  |  | 69 |  |  | 0.05 | 0.11 |  |  | 60 |  |  | 0.12 | 0.06 |  |  | 63 |  |  | 0.06 | 0.19 |  |  | 64 |  |  | 0.16 | 0 |  | Coal | FRS_
2091 | 9922 | 2021 | TX | Brandon Station | 7131 | City of Lubbock - (TX) | 11292 | City of Lubbock - (TX) | 11292 | Electric Utility | Southwest Power Pool | SWPP | TRE | ERCT | ERCOT All |  | 48 | 303 | Lubbock | 33.5853 | -101.8861 | 1 | 1 | NG | GAS |  | 0.0425 | 21 | 1 |  | Yes | 2724.8 | 9.793 | 0.92886 |  | 76543.633 | 38586.7 | 76543.633 | 38586.7 | 7818 | 3941 | 11.664 | 5.88 | 0.122 | 4473.557 | 168.75 | 16.875 | 4478.18 |  | 2.984 | 2.984 | 0.031 | 1144.425 | 0.022 | 0.002 | 1145.608 |  | 0.305 | 0.305 | 0.003 | 116.889 | 0.002 | 0 | 117.01 |  | 2.984 | 2.984 | 0.031 | 1144.425 | 0.022 | 0.002 | 1145.608 |  | 12.557 | 6.33 | 0.132 | 4816.18 | 181.674 | 18.167 |  | 82406 | 41542 | 82406 | 41542 | EIA | EIA | EIA | EIA | EIA | EIA | -- | EIA | EIA | [6 empty] | 5862.367 | 2955.3 | 0.893 | 0.45 | 0.009 | 342.623 | 12.924 | 1.292 | 9790.6924 | 0 | 0 | 7818 | 0 | 0 | 0 | 0 | 0 | 0 | 0 | 0 | 7818 | 0 | 0 | 7818 | 0 | 0 | 0 | 1 | 0 | 0 | 0 | 0 | 0 | 0 | 0 | 0 | 1 | 0 | 0 | 1 | 0 | [7 empty] | https://www.google.com/maps/@?api=1&map_action=map&center=33.585256999999999%2C-101.886093&zoom=17&basemap=satellite | 96334 | [118 empty] | 0.51 |  |  | 75 |  |  | 0.35 | 0.54 |  |  | 69 |  |  | 0.4 | 0.52 |  |  | 82 |  |  | 0.3 | 0.04 |  |  | 71 |  |  | 0.05 | 0.17 |  |  | 74 |  |  | 0.12 | 0.05 |  |  | 48 |  |  | 0.06 | 0.1 |  |  | 26 |  |  | 0.16 | 0.076381 | 0.00993 | Gas | FRS_110005024491
2092 | 3750 | 2021 | IN | Deercroft I & II LFGTE | 54956 | Northern Indiana Pub Serv Co | 13756 | Wabash Valley Power Assn, Inc | 40211 | Electric Utility | Midcontinent Independent Transmission System Operator, Inc.. | MISO | RFC | RFCW | RFC West | MISO | 18 | 91 | LaPorte | 41.6514 | -86.9036 | 8 | 8 | LFG | BIOMASS |  | 0.27353 | 6.4 | 0.87746 | Yes | [5 empty] | 189774 | 78749 | 189774 | 78749 | 15335 | 6363 | 0 | 0 | 3.33 | 0 | 0 | 0 | 0 |  | 0 | 0 | 0.434 | 0 | 0 | 0 | 0 |  | 0 | 0 | 0.035 | 0 | 0 | 0 | 0 |  | 0 | 0 | 0.434 | 0 | 0 | 0 | 0 |  | 256.404 | 106.4 | 4.422 | 11570.932 | 441.415 | 44.141 |  | 189774 | 78749 | 189774 | 78749 | EIA | EIA | EIA | EIA | EIA | EIA | -- | EIA | EIA | 256.404 | 106.4 | 1.091 | 11570.932 | 441.415 | 44.141 | [8 empty] | 12375.2201 | 0 | 0 | 0 | 0 | 0 | 15335 | 0 | 0 | 0 | 0 | 0 | 0 | 15335 | 15335 | 15335 | 0 | 0 | 0 | 0 | 0 | 0 | 1 | 0 | 0 | 0 | 0 | 0 | 0 | 1 | 1 | 1 | 0 | [7 empty] | https://www.google.com/maps/@?api=1&map_action=map&center=41.651400000000002%2C-86.903599999999997&zoom=17&basemap=satellite | 8032 | [118 empty] | 0.32 |  |  | 54 |  |  | 0.35 | 0.26 |  |  | 47 |  |  | 0.4 | 0.38 |  |  | 66 |  |  | 0.3 | 0.01 |  |  | 59 |  |  | 0.05 | 0.09 |  |  | 51 |  |  | 0.12 | 0.07 |  |  | 67 |  |  | 0.06 | 0.25 |  |  | 80 |  |  | 0.16 | 1.0091 | 0.093567 | Biomass | FRS_110028018874
2093 | 7450 | 2021 | NJ | Forked River Power | 7138 | Jersey Central Power & Lt Co | 9726 | Forked River Power, LLC | 61358 | IPP Non-CHP | PJM Interconnection, LLC | PJM | RFC | RFCE | RFC East | PJM | 34 | 29 | Ocean | 39.8154 | -74.2098 | 2 | 2 | DFO | OIL |  | 0.01209 | 76.8 | 1 | [6 empty] | 119140.8 | 87395.3 | 119140.8 | 87395.3 | 8137 | 5969 | 9.865 | 6.498 | 0.103 | 7086 | 264.905 | 27.45 | 7093.401 |  | 2.425 | 2.177 | 0.025 | 1741.674 | 0.033 | 0.003 | 1743.493 |  | 0.166 | 0.149 | 0.002 | 118.952 | 0.002 | 0 | 119.076 |  | 2.425 | 2.177 | 0.025 | 1741.674 | 0.033 | 0.003 | 1743.493 |  | 9.865 | 6.498 | 0.103 | 7086 | 264.905 | 27.45 |  | 119140.8 | 87395.3 | 119140.8 | 87395.3 | EPA/CAMD | EPA/CAMD | EPA/CAMD | EPA/CAMD | EIA | EIA | -- | EPA/CAMD | EPA/CAMD | [14 empty] | 14641.8582 | 0 | 101.019 | 8035.981 | 0 | 0 | 0 | 0 | 0 | 0 | 0 | 0 | 8137 | 0 | 0 | 8137 | 0 | 0 | 0.012415 | 0.98759 | 0 | 0 | 0 | 0 | 0 | 0 | 0 | 0 | 1 | 0 | 0 | 1 | 0 | Yes |  | 103871.6 | 6134.8 | 7.85 | 0.038 |  | https://www.google.com/maps/@?api=1&map_action=map&center=39.815399999999997%2C-74.209800000000001&zoom=17&basemap=satellite | 24384 | [118 empty] | 0.17 |  |  | 25 |  |  | 0.35 | 0.15 |  |  | 31 |  |  | 0.4 | 0.19 |  |  | 35 |  |  | 0.3 | 0 |  |  | 0 |  |  | 0.05 | 0.07 |  |  | 42 |  |  | 0.12 | 0.05 |  |  | 50 |  |  | 0.06 | 0.23 |  |  | 77 |  |  | 0.16 | 0.2491 | 0.095716 | Oil | FRS_110007141654
2094 | 3754 | 2021 | IN | Earthmovers LFGTE | 57250 | Indiana Michigan Power Co | 9324 | Wabash Valley Power Assn, Inc | 40211 | Electric Utility | PJM Interconnection, LLC | PJM | RFC | RFCW | RFC West | PJM | 18 | 39 | Elkhart | 41.6229 | -85.9752 | 6 | 6 | LFG | BIOMASS |  | 0.52138 | 4.8 | 0.46437 | Yes | [5 empty] | 271300.998 | 112579.002 | 271300.998 | 112579.002 | 21922.998 | 9097.002 | 0 | 0 | 4.544 | 0 | 0 | 0 | 0 |  | 0 | 0 | 0.415 | 0 | 0 | 0 | 0 |  | 0 | 0 | 0.034 | 0 | 0 | 0 | 0 |  | 0 | 0 | 0.415 | 0 | 0 | 0 | 0 |  | 178.812 | 74.202 | 6.104 | 17227.554 | 631.047 | 63.105 |  | 271300.998 | 112579.002 | 271300.998 | 112579.002 | EIA | EIA | EIA | EIA | EIA | EIA | -- | EIA | EIA | 178.812 | 74.202 | 1.56 | 17227.554 | 631.047 | 63.105 | [8 empty] | 12375.1767 | 0 | 0 | 0 | 0 | 0 | 21923 | 0 | 0 | 0 | 0 | 0 | 0 | 21923 | 21923 | 21923 | 0 | 0 | 0 | 0 | 0 | 0 | 1 | 0 | 0 | 0 | 0 | 0 | 0 | 1 | 1 | 1 | 0 | [7 empty] | https://www.google.com/maps/@?api=1&map_action=map&center=41.622942000000002%2C-85.975161&zoom=17&basemap=satellite | 20483 | [118 empty] | 0.43 |  |  | 68 |  |  | 0.35 | 0.44 |  |  | 62 |  |  | 0.4 | 0.44 |  |  | 73 |  |  | 0.3 | 0.05 |  |  | 75 |  |  | 0.05 | 0.23 |  |  | 84 |  |  | 0.12 | 0.07 |  |  | 71 |  |  | 0.06 | 0.14 |  |  | 44 |  |  | 0.16 | 2.7095 | 0.18191 | Biomass | FRS_110011954778
2095 | 8586 | 2021 | NY | Wading River Facility | 7146 | Long Island Power Authority | 11171 | National Grid Generation LLC | 56505 | Electric Utility | New York Independent System Operator | NYIS | NPCC | NYLI | NPCC Long Island | NYISO | 36 | 103 | Suffolk | 40.9616 | -72.865 | 5 | 5 | DFO | OIL |  | 0.01189 | 310 | 1 | [6 empty] | 443400.158 | 333798.89 | 443400.158 | 333798.89 | 32283.999 | 2078.001 | 67.799 | 52.279 | 2.594 | 35969.769 | 408.003 | 81.601 | 35987.028 |  | 4.2 | 50.317 | 0.161 | 2228.334 | 0.013 | 0.003 | 2229.403 |  | 0.306 | 0.313 | 0.012 | 162.245 | 0.001 | 0 | 162.323 |  | 4.2 | 50.317 | 0.161 | 2228.334 | 0.013 | 0.003 | 2229.403 |  | 67.799 | 52.279 | 2.594 | 35969.769 | 408.003 | 81.601 |  | 443400.158 | 333798.89 | 443400.158 | 333798.89 | EPA/CAMD | EPA/CAMD | EPA/CAMD; EIA | EPA/CAMD | EIA | EIA | -- | EPA/CAMD | EPA/CAMD | [14 empty] | 13734.3625 | 0 | 32284 | 0 | 0 | 0 | 0 | 0 | 0 | 0 | 0 | 0 | 32284 | 0 | 0 | 32284 | 0 | 0 | 1 | 0 | 0 | 0 | 0 | 0 | 0 | 0 | 0 | 0 | 1 | 0 | 0 | 1 | 0 | Yes |  | 299687.658 | 24315.87 | 50.216 | 0.132 |  | https://www.google.com/maps/@?api=1&map_action=map&center=40.961590000000001%2C-72.864975999999999&zoom=17&basemap=satellite | 19098 | [118 empty] | 0.13 |  |  | 17 |  |  | 0.35 | 0.15 |  |  | 31 |  |  | 0.4 | 0.12 |  |  | 21 |  |  | 0.3 | 0 |  |  | 0 |  |  | 0.05 | 0.05 |  |  | 36 |  |  | 0.12 | 0.04 |  |  | 43 |  |  | 0.06 | 0.18 |  |  | 59 |  |  | 0.16 | 1.9988 | 0.10957 | Oil | FRS_110007994723
2096 | 3759 | 2021 | IN | Evonik Industries AG | 54835 | Duke Energy Indiana Inc | 15470 | Evonik Degussa Corporation | 56537 | Industrial Non-CHP | Midcontinent Independent Transmission System Operator, Inc.. | MISO | RFC | RFCW | RFC West | MISO | 18 | 157 | Tippecanoe | 40.3872 | -86.9391 | 1 | 1 | DFO | OIL |  | 0.00067 | 1.2 | 1 | [6 empty] | 47 | 0 | 47 | 0 | 7 | 0 | 0.075 | 0 | 0.007 | 3.838 | 0.311 | 0.062 | 3.851 |  | 21.429 |  | 1.943 | 1096.571 | 0.044 | 0.009 | 1100.328 |  | 3.191 |  | 0.289 | 163.319 | 0.007 | 0.001 | 163.879 |  | 21.429 |  | 1.943 | 1096.571 | 0.044 | 0.009 | 1100.328 |  | 0.075 | 0 | 0.007 | 3.838 | 0.311 | 0.062 |  | 47 | 0 | 47 | 0 | EIA | EIA | EIA | EIA | EIA | EIA | -- | EIA | EIA | [14 empty] | 6714.2857 | 0 | 7 | 0 | 0 | 0 | 0 | 0 | 0 | 0 | 0 | 0 | 7 | 0 | 0 | 7 | 0 | 0 | 1 | 0 | 0 | 0 | 0 | 0 | 0 | 0 | 0 | 0 | 1 | 0 | 0 | 1 | 0 | [7 empty] | https://www.google.com/maps/@?api=1&map_action=map&center=40.387242000000001%2C-86.939136000000005&zoom=17&basemap=satellite | 31627 | [118 empty] | 0.33 |  |  | 55 |  |  | 0.35 | 0.29 |  |  | 49 |  |  | 0.4 | 0.46 |  |  | 76 |  |  | 0.3 | 0.02 |  |  | 64 |  |  | 0.05 | 0.09 |  |  | 52 |  |  | 0.12 | 0.05 |  |  | 51 |  |  | 0.06 | 0.08 |  |  | 19 |  |  | 0.16 | 0.029295 | 3.255 | Oil | FRS_
2097 | 3760 | 2021 | IN | Expander Turbine | 10475 | Northern Indiana Pub Serv Co | 13756 | ArcelorMittal USA Inc | 56150 | Industrial Non-CHP | Midcontinent Independent Transmission System Operator, Inc.. | MISO | RFC | RFCW | RFC West | MISO | 18 | 89 | Lake | 41.6836 | -87.4233 | 1 | 1 | BFG | OFSL |  | 0.19801 | 20 | 1 | [6 empty] | 0 | 0 | 0 | 0 | 34691 | 15568 | 0 |  | 0 | 0 | 0 | 0 | 0 |  |  |  |  | 0 | 0 | 0 | 0 | [12 empty] | 0 | 0 | 0 | 0 |  |  |  |  | 0 | 0 | 0 |  | 0 | 0 | 0 | 0 |  |  |  | EIA | EIA | EIA | -- | EIA | EIA | [14 empty] | 0 | 0 | 0 | 0 | 0 | 0 | 0 | 0 | 0 | 0 | 34691 | 0 | 34691 | 0 | 0 | 34691 | 0 | 0 | 0 | 0 | 0 | 0 | 0 | 0 | 0 | 0 | 1 | 0 | 1 | 0 | 0 | 1 | 0 | [7 empty] | https://www.google.com/maps/@?api=1&map_action=map&center=41.683599999999998%2C-87.423299999999998&zoom=17&basemap=satellite | 5279 | [118 empty] | 0.85 |  |  | 97 |  |  | 0.35 | 0.97 |  |  | 94 |  |  | 0.4 | 0.73 |  |  | 95 |  |  | 0.3 | 0.04 |  |  | 72 |  |  | 0.05 | 0.3 |  |  | 91 |  |  | 0.12 | 0.1 |  |  | 85 |  |  | 0.06 | 0.14 |  |  | 43 |  |  | 0.16 | 0 | 0 | Other Fossil | FRS_
2098 | 8799 | 2021 | OH | Woodsdale | 7158 | Duke Energy Ohio Inc | 3542 | Duke Energy Kentucky Inc | 55729 | Electric Utility | PJM Interconnection, LLC | PJM | RFC | RFCW | RFC West | PJM | 39 | 17 | Butler | 39.4492 | -84.4611 | 6 | 6 | NG | GAS |  | 0.01049 | 571.8 | 1 | [6 empty] | 1115808.831 | 722407.066 | 1115808.831 | 722407.066 | 52519.998 | 42037.002 | 71.634 | 45.03 | 0.596 | 67482.212 | 2134.074 | 248.212 | 67545.872 |  | 2.728 | 2.142 | 0.023 | 2569.772 | 0.041 | 0.005 | 2572.196 |  | 0.128 | 0.125 | 0.001 | 120.957 | 0.002 | 0 | 121.071 |  | 2.728 | 2.142 | 0.023 | 2569.772 | 0.041 | 0.005 | 2572.196 |  | 71.634 | 45.03 | 0.596 | 67482.212 | 2134.074 | 248.212 |  | 1115808.831 | 722407.066 | 1115808.831 | 722407.066 | EPA/CAMD | EPA/CAMD | EPA/CAMD | EPA/CAMD | EIA | EIA | -- | EPA/CAMD | EPA/CAMD | [14 empty] | 21245.408 | 0 | 1819.881 | 50700.119 | 0 | 0 | 0 | 0 | 0 | 0 | 0 | 0 | 52520 | 0 | 0 | 52520 | 0 | 0 | 0.034651 | 0.96535 | 0 | 0 | 0 | 0 | 0 | 0 | 0 | 0 | 1 | 0 | 0 | 1 | 0 | Yes |  | 1833385.824 | 116535.156 | 129.118 | 2.222 |  | https://www.google.com/maps/@?api=1&map_action=map&center=39.449199999999998%2C-84.461100000000002&zoom=17&basemap=satellite | 27680 | [118 empty] | 0.18 |  |  | 27 |  |  | 0.35 | 0.15 |  |  | 32 |  |  | 0.4 | 0.2 |  |  | 36 |  |  | 0.3 | 0.01 |  |  | 58 |  |  | 0.05 | 0.07 |  |  | 43 |  |  | 0.12 | 0.07 |  |  | 68 |  |  | 0.06 | 0.12 |  |  | 37 |  |  | 0.16 | 3.8748 | 0.14104 | Gas | FRS_110004685868
2099 | 3767 | 2021 | IN | Green Cow Power | 60721 | Northern Indiana Pub Serv Co | 13756 | Green Cow Power LLC | 60441 | Industrial Non-CHP | Midcontinent Independent Transmission System Operator, Inc.. | MISO | RFC | RFCW | RFC West | MISO | 18 | 39 | Elkhart | 41.5367 | -85.9272 | 4 | 4 | OBG | BIOMASS |  | 0.63197 | 4.3 | 0.28005 | Yes | [5 empty] | 284321.001 | 117981.999 | 284321.001 | 117981.999 | 23805.001 | 9877.999 | 606.816 | 251.804 | 0.924 | 0 | 661.331 | 66.133 | 18.121 |  | 50.982 | 50.983 | 0.078 | 0 | 0.028 | 0.003 | 1.522 |  | 4.269 | 4.269 | 0.007 | 0 | 0.002 | 0 | 0.127 |  | 50.982 | 50.983 | 0.078 | 0 | 0.028 | 0.003 | 1.522 |  | 606.816 | 251.804 | 0.924 | 18054.324 | 661.331 | 66.133 |  | 284321.001 | 117981.999 | 284321.001 | 117981.999 | EIA | EIA | EIA | EIA | EIA | EIA | -- | EIA | EIA |  |  |  | 18054.324 | [10 empty] | 11943.7514 | 0 | 0 | 0 | 0 | 0 | 23805 | 0 | 0 | 0 | 0 | 0 | 0 | 23805 | 23805 | 23805 | 0 | 0 | 0 | 0 | 0 | 0 | 1 | 0 | 0 | 0 | 0 | 0 | 0 | 1 | 1 | 1 | 0 | [7 empty] | https://www.google.com/maps/@?api=1&map_action=map&center=41.536735%2C-85.927204000000003&zoom=17&basemap=satellite | 2312 | [118 empty] | 0.15 |  |  | 21 |  |  | 0.35 | 0.06 |  |  | 17 |  |  | 0.4 | 0.24 |  |  | 43 |  |  | 0.3 | 0.03 |  |  | 67 |  |  | 0.05 | 0.26 |  |  | 87 |  |  | 0.12 | 0.09 |  |  | 79 |  |  | 0.06 | 0.14 |  |  | 45 |  |  | 0.16 | 1.9492 | 0.17372 | Biomass | FRS_110070397580
2100 | 3773 | 2021 | IN | Hendricks Regional Health | 54731 | Duke Energy Indiana Inc | 15470 | Hendricks Regional Health | 8453 | Commercial Non-CHP | Midcontinent Independent Transmission System Operator, Inc.. | MISO | RFC | RFCW | RFC West | MISO | 18 | 63 | Hendricks | 39.7615 | -86.5016 | 6 | 6 | DFO | OIL |  | 0.00032 | 4.3 | 1 | [6 empty] | 321 | 105.001 | 321 | 105.001 | 12 | 5 | 0.513 | 0.169 | 0.046 | 26.213 | 2.123 | 0.425 | 26.303 |  | 85.5 | 67.6 | 7.733 | 4368.833 | 0.177 | 0.035 | 4383.801 |  | 3.196 | 3.219 | 0.289 | 163.321 | 0.007 | 0.001 | 163.88 |  | 85.5 | 67.6 | 7.733 | 4368.833 | 0.177 | 0.035 | 4383.801 |  | 0.513 | 0.169 | 0.046 | 26.213 | 2.123 | 0.425 |  | 321 | 105.001 | 321 | 105.001 | EIA | EIA | EIA | EIA | EIA | EIA | -- | EIA | EIA | [14 empty] | 26750 | 0 | 12 | 0 | 0 | 0 | 0 | 0 | 0 | 0 | 0 | 0 | 12 | 0 | 0 | 12 | 0 | 0 | 1 | 0 | 0 | 0 | 0 | 0 | 0 | 0 | 0 | 0 | 1 | 0 | 0 | 1 | 0 | [7 empty] | https://www.google.com/maps/@?api=1&map_action=map&center=39.761513000000001%2C-86.501587999999998&zoom=17&basemap=satellite | 13156 | [118 empty] | 0.11 |  |  | 12 |  |  | 0.35 | 0.08 |  |  | 19 |  |  | 0.4 | 0.15 |  |  | 26 |  |  | 0.3 | 0 |  |  | 0 |  |  | 0.05 | 0.06 |  |  | 39 |  |  | 0.12 | 0.06 |  |  | 56 |  |  | 0.06 | 0.14 |  |  | 43 |  |  | 0.16 | 0.060915 | 7.6149 | Oil | FRS_110028018936
2101 | 3776 | 2021 | IN | Hidden View Dairy, LLC | 59260 | Jasper County Rural E M C | 9665 | Hidden View Dairy, LLC | 59093 | Industrial Non-CHP | Midcontinent Independent Transmission System Operator, Inc.. | MISO | RFC | RFCW | RFC West | MISO | 18 | 73 | Jasper | 41.0328 | -87.0725 | 1 | 1 | OBG | BIOMASS |  | 0.25114 | 0.8 | 0.91476 | Yes | [5 empty] | 28873 | 11982 | 28873 | 11982 | 1760 | 730 | 63.785 | 26.469 | 0.094 | 0 | 67.159 | 6.716 | 1.84 |  | 72.483 | 72.518 | 0.107 | 0 | 0.038 | 0.004 | 2.091 |  | 4.418 | 4.418 | 0.006 | 0 | 0.002 | 0 | 0.127 |  | 72.483 | 72.518 | 0.107 | 0 | 0.038 | 0.004 | 2.091 |  | 63.785 | 26.469 | 0.094 | 1833.429 | 67.159 | 6.716 |  | 28873 | 11982 | 28873 | 11982 | EIA | EIA | EIA | EIA | EIA | EIA | -- | EIA | EIA |  |  |  | 1833.429 | [10 empty] | 16405.1136 | 0 | 0 | 0 | 0 | 0 | 1760 | 0 | 0 | 0 | 0 | 0 | 0 | 1760 | 1760 | 1760 | 0 | 0 | 0 | 0 | 0 | 0 | 1 | 0 | 0 | 0 | 0 | 0 | 0 | 1 | 1 | 1 | 0 | [7 empty] | https://www.google.com/maps/@?api=1&map_action=map&center=41.032778%2C-87.072500000000005&zoom=17&basemap=satellite | 402 | [118 empty] | 0.32 |  |  | 55 |  |  | 0.35 | 0.26 |  |  | 46 |  |  | 0.4 | 0.39 |  |  | 67 |  |  | 0.3 | 0.05 |  |  | 75 |  |  | 0.05 | 0.14 |  |  | 69 |  |  | 0.12 | 0.05 |  |  | 49 |  |  | 0.06 | 0.16 |  |  | 52 |  |  | 0.16 | 0.67907 | 0.27876 | Biomass | FRS_110058488284
2102 | 3778 | 2021 | IN | Hoosier Energy Lawrence Co Station | 7948 | Hoosier Energy R E C, Inc | 9267 | Hoosier Energy R E C, Inc | 9267 | Electric Utility | Midcontinent Independent Transmission System Operator, Inc.. | MISO | RFC | RFCW | RFC West | MISO | 18 | 93 | Lawrence | 38.8003 | -86.4511 | 6 | 6 | NG | GAS |  | 0.03231 | 402 | 1 | [6 empty] | 1247944.558 | 554210.698 | 1247944.558 | 554210.698 | 113791.002 | 50533.998 | 54.33 | 23.949 | 0.375 | 74168.403 | 2829.371 | 282.937 | 74245.928 |  | 0.955 | 0.948 | 0.007 | 1303.59 | 0.025 | 0.002 | 1304.953 |  | 0.087 | 0.086 | 0.001 | 118.865 | 0.002 | 0 | 118.989 |  | 0.955 | 0.948 | 0.007 | 1303.59 | 0.025 | 0.002 | 1304.953 |  | 54.33 | 23.949 | 0.375 | 74168.403 | 2829.371 | 282.937 |  | 1247944.558 | 554210.698 | 1247944.558 | 554210.698 | EPA/CAMD | EPA/CAMD | EPA/CAMD | EPA/CAMD | EIA | EIA | -- | EPA/CAMD | EPA/CAMD | [14 empty] | 10966.9882 | 0 | 0 | 113791 | 0 | 0 | 0 | 0 | 0 | 0 | 0 | 0 | 113791 | 0 | 0 | 113791 | 0 | 0 | 0 | 1 | 0 | 0 | 0 | 0 | 0 | 0 | 0 | 0 | 1 | 0 | 0 | 1 | 0 | Yes |  | 641840.119 | 38143.66 | 27.972 | 0.193 |  | https://www.google.com/maps/@?api=1&map_action=map&center=38.8003%2C-86.451099999999997&zoom=17&basemap=satellite | 3445 | [118 empty] | 0.15 |  |  | 20 |  |  | 0.35 | 0.03 |  |  | 10 |  |  | 0.4 | 0.26 |  |  | 47 |  |  | 0.3 | 0 |  |  | 0 |  |  | 0.05 | 0.08 |  |  | 48 |  |  | 0.12 | 0.07 |  |  | 66 |  |  | 0.06 | 0.21 |  |  | 71 |  |  | 0.16 | 2.076 | 0.078204 | Gas | FRS_110012514476
2103 | 9608 | 2021 | SC | Cope Station | 7210 | Dominion Energy South Carolina, Inc | 17539 | Dominion Energy South Carolina, Inc | 17539 | Electric Utility | South Carolina Electric & Gas Company | SCEG | SERC | SRVC | SERC Virginia/Carolina |  | 45 | 75 | Orangeburg | 33.3644 | -81.03 | 1 | 1 | NG | GAS | Yes | 0.43627 | 417.3 | 0.60622 | [6 empty] | 18003784.61 | 6098023.489 | 18003784.61 | 6098023.489 | 1594795 | 527306 | 931.397 | 304.734 | 507.743 | 1386475.989 | 187434.75 | 26349.006 | 1392744.925 |  | 1.168 | 1.156 | 0.637 | 1738.751 | 0.118 | 0.017 | 1746.613 |  | 0.103 | 0.1 | 0.056 | 154.021 | 0.01 | 0.001 | 154.717 |  | 1.168 | 1.156 | 0.637 | 1738.751 | 0.118 | 0.017 | 1746.613 |  | 931.397 | 304.734 | 507.743 | 1386475.989 | 187434.75 | 26349.006 |  | 18003784.61 | 6098023.489 | 18003784.61 | 6098023.489 | EPA/CAMD | EPA/CAMD | EPA/CAMD | EPA/CAMD | EIA | EIA | -- | EPA/CAMD | EPA/CAMD | [14 empty] | 11289.0902 | 687951.07 | 1685.149 | 905158.78 | 0 | 0 | 0 | 0 | 0 | 0 | 0 | 0 | 1594794.999 | 0 | 0 | 1594794.999 | 0 | 0.43137 | 0.0010567 | 0.56757 | 0 | 0 | 0 | 0 | 0 | 0 | 0 | 0 | 1 | 0 | 0 | 1 | 0 | Yes |  | 20180568.19 | 1475718.94 | 1093.248 | 717.55 |  | https://www.google.com/maps/@?api=1&map_action=map&center=33.364400000000003%2C-81.03&zoom=17&basemap=satellite | 563 | [118 empty] | 0.36 |  |  | 59 |  |  | 0.35 | 0.32 |  |  | 52 |  |  | 0.4 | 0.39 |  |  | 67 |  |  | 0.3 | 0 |  |  | 0 |  |  | 0.05 | 0.11 |  |  | 61 |  |  | 0.12 | 0.07 |  |  | 68 |  |  | 0.06 | 0.16 |  |  | 54 |  |  | 0.16 | 59.0226 | 0.12227 | Gas | FRS_110002232209
2104 | 3780 | 2021 | IN | Hurricane Creek Lift Station | 61267 | Johnson County Rural E M C | 9778 | Johnson County Rural E M C | 9778 | Electric Utility | Midcontinent Independent Transmission System Operator, Inc.. | MISO | RFC | RFCW | RFC West | MISO | 18 | 81 | Johnson | 39.5879 | -86.1858 | 1 | 1 | DFO | OIL |  | 0.00816 | 2 | 1 | [6 empty] | 1242 | 592 | 1242 | 592 | 143 | 68 | 2.069 | 0.988 | 0.18 | 101.425 | 8.214 | 1.643 | 101.772 |  | 28.937 | 29.059 | 2.519 | 1418.531 | 0.057 | 0.011 | 1423.391 |  | 3.332 | 3.338 | 0.29 | 163.325 | 0.007 | 0.001 | 163.885 |  | 28.937 | 29.059 | 2.519 | 1418.531 | 0.057 | 0.011 | 1423.391 |  | 2.069 | 0.988 | 0.18 | 101.425 | 8.214 | 1.643 |  | 1242 | 592 | 1242 | 592 | EIA | EIA | EIA | EIA | EIA | EIA | -- | EIA | EIA | [14 empty] | 8685.3147 | 0 | 143 | 0 | 0 | 0 | 0 | 0 | 0 | 0 | 0 | 0 | 143 | 0 | 0 | 143 | 0 | 0 | 1 | 0 | 0 | 0 | 0 | 0 | 0 | 0 | 0 | 0 | 1 | 0 | 0 | 1 | 0 | [7 empty] | https://www.google.com/maps/@?api=1&map_action=map&center=39.587899999999998%2C-86.1858&zoom=17&basemap=satellite | 40677 | [118 empty] | 0.12 |  |  | 14 |  |  | 0.35 | 0.1 |  |  | 24 |  |  | 0.4 | 0.14 |  |  | 24 |  |  | 0.3 | 0.01 |  |  | 57 |  |  | 0.05 | 0.04 |  |  | 29 |  |  | 0.12 | 0.06 |  |  | 64 |  |  | 0.06 | 0.14 |  |  | 45 |  |  | 0.16 | 0.18863 | 3.1439 | Oil | FRS_110070395768
2105 | 10707 | 2021 | VA | Darbytown Combustion Turbine | 7212 | Virginia Electric & Power Co | 19876 | Virginia Electric & Power Co | 19876 | Electric Utility | PJM Interconnection, LLC | PJM | SERC | SRVC | SERC Virginia/Carolina | PJM | 51 | 87 | Henrico | 37.4982 | -77.3685 | 4 | 4 | NG | GAS |  | 0.01557 | 368.4 | 1 | [6 empty] | 657384.5 | 320359.6 | 657384.5 | 320359.6 | 50237 | 21914 | 54.367 | 25.565 | 10.154 | 40965.9 | 1604.285 | 226.563 | 41019.711 |  | 2.164 | 2.333 | 0.404 | 1630.906 | 0.032 | 0.005 | 1633.048 |  | 0.165 | 0.16 | 0.031 | 124.633 | 0.002 | 0 | 124.797 |  | 2.164 | 2.333 | 0.404 | 1630.906 | 0.032 | 0.005 | 1633.048 |  | 54.367 | 25.565 | 10.154 | 40965.9 | 1604.285 | 226.563 |  | 657384.5 | 320359.6 | 657384.5 | 320359.6 | EPA/CAMD | EPA/CAMD | EPA/CAMD | EPA/CAMD | EIA | EIA | -- | EPA/CAMD | EPA/CAMD | [14 empty] | 13085.664 | 0 | 9519.231 | 40717.769 | 0 | 0 | 0 | 0 | 0 | 0 | 0 | 0 | 50237 | 0 | 0 | 50237 | 0 | 0 | 0.18949 | 0.81051 | 0 | 0 | 0 | 0 | 0 | 0 | 0 | 0 | 1 | 0 | 0 | 1 | 0 | Yes |  | 703207.4 | 48689.5 | 67.016 | 33.186 |  | https://www.google.com/maps/@?api=1&map_action=map&center=37.498223000000003%2C-77.368544&zoom=17&basemap=satellite | 31305 | [118 empty] | 0.56 |  |  | 80 |  |  | 0.35 | 0.78 |  |  | 82 |  |  | 0.4 | 0.35 |  |  | 61 |  |  | 0.3 | 0.01 |  |  | 58 |  |  | 0.05 | 0.12 |  |  | 64 |  |  | 0.12 | 0.05 |  |  | 45 |  |  | 0.06 | 0.16 |  |  | 51 |  |  | 0.16 | 9.0614 | 0.17135 | Gas | FRS_110064332253
2106 | 10694 | 2021 | VA | Clover Power Station | 7213 | Virginia Electric & Power Co | 19876 | Virginia Electric & Power Co | 19876 | Electric Utility | PJM Interconnection, LLC | PJM | SERC | SRVC | SERC Virginia/Carolina | PJM | 51 | 83 | Halifax | 36.869 | -78.704 | 2 | 2 | BIT | COAL | Yes | 0.12017 | 848 | 1 | [6 empty] | 10263990.48 | 5143967.879 | 10263990.48 | 5143967.879 | 892660 | 427096 | 1318.376 | 589.365 | 326.764 | 1053088.107 | 244617.859 | 35598.484 | 1061450.004 |  | 2.954 | 2.76 | 0.732 | 2359.438 | 0.274 | 0.04 | 2378.173 |  | 0.257 | 0.229 | 0.064 | 205.201 | 0.024 | 0.003 | 206.83 |  | 2.954 | 2.76 | 0.732 | 2359.438 | 0.274 | 0.04 | 2378.173 |  | 1318.376 | 589.365 | 326.764 | 1053088.107 | 244617.859 | 35598.484 |  | 10263990.48 | 5143967.879 | 10263990.48 | 5143967.879 | EPA/CAMD | EPA/CAMD | EPA/CAMD | EPA/CAMD | EIA | EIA | -- | EPA/CAMD | EPA/CAMD | [14 empty] | 11498.2082 | 888402.56 | 4257.44 | 0 | 0 | 0 | 0 | 0 | 0 | 0 | 0 | 0 | 892660 | 0 | 0 | 892660 | 0 | 0.99523 | 0.0047694 | 0 | 0 | 0 | 0 | 0 | 0 | 0 | 0 | 0 | 1 | 0 | 0 | 1 | 0 | Yes |  | 7158959.638 | 734507.26 | 957.207 | 193.56 |  | https://www.google.com/maps/@?api=1&map_action=map&center=36.869%2C-78.703999999999994&zoom=17&basemap=satellite | 675 | [118 empty] | 0.41 |  |  | 65 |  |  | 0.35 | 0.5 |  |  | 66 |  |  | 0.4 | 0.32 |  |  | 57 |  |  | 0.3 | 0 |  |  | 0 |  |  | 0.05 | 0.17 |  |  | 76 |  |  | 0.12 | 0.1 |  |  | 84 |  |  | 0.06 | 0.21 |  |  | 69 |  |  | 0.16 | 198.6171 | 0.32019 | Coal | FRS_110007008175
2107 | 3807 | 2021 | IN | Jay County LFGTE | 56464 | Jay County Rural E M C | 9666 | Wabash Valley Power Assn, Inc | 40211 | Electric Utility | PJM Interconnection, LLC | PJM | RFC | RFCW | RFC West | PJM | 18 | 75 | Jay | 40.3797 | -85.0882 | 4 | 4 | LFG | BIOMASS |  | 0.71065 | 3.2 | 0.14891 | Yes | [5 empty] | 246519 | 102295 | 246519 | 102295 | 19921 | 8266 | 0 | 0 | 4.129 | 0 | 0 | 0 | 0 |  | 0 | 0 | 0.415 | 0 | 0 | 0 | 0 |  | 0 | 0 | 0.034 | 0 | 0 | 0 | 0 |  | 0 | 0 | 0.415 | 0 | 0 | 0 | 0 |  | 162.48 | 67.424 | 5.547 | 15653.904 | 573.404 | 57.34 |  | 246519 | 102295 | 246519 | 102295 | EIA | EIA | EIA | EIA | EIA | EIA | -- | EIA | EIA | 162.48 | 67.424 | 1.417 | 15653.904 | 573.404 | 57.34 | [8 empty] | 12374.8306 | 0 | 0 | 0 | 0 | 0 | 19921 | 0 | 0 | 0 | 0 | 0 | 0 | 19921 | 19921 | 19921 | 0 | 0 | 0 | 0 | 0 | 0 | 1 | 0 | 0 | 0 | 0 | 0 | 0 | 1 | 1 | 1 | 0 | [7 empty] | https://www.google.com/maps/@?api=1&map_action=map&center=40.379702999999999%2C-85.088192000000006&zoom=17&basemap=satellite | 771 | [118 empty] | 0.22 |  |  | 37 |  |  | 0.35 | 0.02 |  |  | 7 |  |  | 0.4 | 0.42 |  |  | 71 |  |  | 0.3 | 0 |  |  | 0 |  |  | 0.05 | 0.1 |  |  | 55 |  |  | 0.12 | 0.08 |  |  | 75 |  |  | 0.06 | 0.17 |  |  | 57 |  |  | 0.16 | 1.8992 | 0.18191 | Biomass | FRS_110013327541
2108 | 9745 | 2021 | SD | Angus Anson | 7237 | Northern States Power Co - Minnesota | 13781 | Northern States Power Co - Minnesota | 13781 | Electric Utility | Midcontinent Independent Transmission System Operator, Inc.. | MISO | MRO | MROW | MRO West | MISO | 46 | 99 | Minnehaha | 43.6035 | -96.6356 | 3 | 3 | NG | GAS |  | 0.04478 | 405.7 | 1 | [6 empty] | 1997209.871 | 1435464.17 | 1997209.871 | 1435464.17 | 159141 | 114380 | 46.235 | 30.135 | 0.612 | 121332.174 | 4747.919 | 562.147 | 121475.283 |  | 0.581 | 0.527 | 0.008 | 1524.839 | 0.03 | 0.004 | 1526.637 |  | 0.046 | 0.042 | 0.001 | 121.502 | 0.002 | 0 | 121.645 |  | 0.581 | 0.527 | 0.008 | 1524.839 | 0.03 | 0.004 | 1526.637 |  | 46.235 | 30.135 | 0.612 | 121332.174 | 4747.919 | 562.147 |  | 1997209.871 | 1435464.17 | 1997209.871 | 1435464.17 | EPA/CAMD | EPA/CAMD | EPA/CAMD | EPA/CAMD | EIA | EIA | -- | EPA/CAMD | EPA/CAMD | [14 empty] | 12549.9393 | 0 | 11124.268 | 148016.73 | 0 | 0 | 0 | 0 | 0 | 0 | 0 | 0 | 159140.998 | 0 | 0 | 159140.998 | 0 | 0 | 0.069902 | 0.9301 | 0 | 0 | 0 | 0 | 0 | 0 | 0 | 0 | 1 | 0 | 0 | 1 | 0 | Yes |  | 1464832.394 | 87387.695 | 29.012 | 0.44 |  | https://www.google.com/maps/@?api=1&map_action=map&center=43.603470000000002%2C-96.635599999999997&zoom=17&basemap=satellite | 6666 | [118 empty] | 0.1 |  |  | 10 |  |  | 0.35 | 0.06 |  |  | 16 |  |  | 0.4 | 0.14 |  |  | 24 |  |  | 0.3 | 0 |  |  | 0 |  |  | 0.05 | 0.03 |  |  | 25 |  |  | 0.12 | 0.07 |  |  | 66 |  |  | 0.06 | 0.1 |  |  | 27 |  |  | 0.16 | 6.4259 | 0.096339 | Gas | FRS_110025317173
2109 | 3812 | 2021 | IN | Lawrenceburg Energy Facility | 55502 | Indiana Michigan Power Co | 9324 | Lawrenceburg Power, LLC | 61137 | IPP Non-CHP | PJM Interconnection, LLC | PJM | RFC | RFCW | RFC West | PJM | 18 | 29 | Dearborn | 39.0911 | -84.8669 | 4 | 6 | NG | GAS |  | 0.73717 | 1232 | 0.10472 | [6 empty] | 58949126.36 | 22005619.64 | 58949126.36 | 22005619.64 | 7955751 | 2953803 | 280.837 | 101.193 | 17.686 | 3503256.723 | 126211.633 | 12621.163 | 3506714.922 |  | 0.071 | 0.069 | 0.004 | 880.685 | 0.016 | 0.002 | 881.555 |  | 0.01 | 0.009 | 0.001 | 118.857 | 0.002 | 0 | 118.974 |  | 0.071 | 0.069 | 0.004 | 880.685 | 0.016 | 0.002 | 881.555 |  | 280.837 | 101.193 | 17.686 | 3503256.723 | 126211.633 | 12621.163 |  | 58949126.36 | 22005619.64 | 58949126.36 | 22005619.64 | EPA/CAMD | EPA/CAMD | EPA/CAMD | EPA/CAMD | EIA | EIA | -- | EPA/CAMD | EPA/CAMD | [14 empty] | 7409.6244 | 0 | 0 | 7955751 | 0 | 0 | 0 | 0 | 0 | 0 | 0 | 0 | 7955751 | 0 | 0 | 7955751 | 0 | 0 | 0 | 1 | 0 | 0 | 0 | 0 | 0 | 0 | 0 | 0 | 1 | 0 | 0 | 1 | 0 | Yes |  | 62947829.07 | 3740898.519 | 302.028 | 18.886 |  | https://www.google.com/maps/@?api=1&map_action=map&center=39.091099999999997%2C-84.866900000000001&zoom=17&basemap=satellite | 12142 | [118 empty] | 0.19 |  |  | 30 |  |  | 0.35 | 0.06 |  |  | 15 |  |  | 0.4 | 0.32 |  |  | 58 |  |  | 0.3 | 0 |  |  | 0 |  |  | 0.05 | 0.09 |  |  | 54 |  |  | 0.12 | 0.06 |  |  | 57 |  |  | 0.06 | 0.18 |  |  | 60 |  |  | 0.16 | 80.32 | 0.018783 | Gas | FRS_110006764171
2110 | 3814 | 2021 | IN | Liberty I & II LFGTE | 56465 | Carroll-White REMC | 27599 | Wabash Valley Power Assn, Inc | 40211 | Electric Utility | Midcontinent Independent Transmission System Operator, Inc.. | MISO | RFC | RFCW | RFC West | MISO | 18 | 181 | White | 40.8856 | -86.7044 | 12 | 12 | LFG | BIOMASS |  | 0.79297 | 12.8 | 0.011719 | Yes | [5 empty] | 1000792 | 415288.996 | 1000792 | 415288.996 | 88914 | 36896 | 0 | 0 | 16.763 | 0 | 0 | 0 | 0 |  | 0 | 0 | 0.377 | 0 | 0 | 0 | 0 |  | 0 | 0 | 0.034 | 0 | 0 | 0 | 0 |  | 0 | 0 | 0.377 | 0 | 0 | 0 | 0 |  | 659.612 | 273.712 | 22.518 | 63550.08 | 2327.844 | 232.784 |  | 1000792 | 415288.996 | 1000792 | 415288.996 | EIA | EIA | EIA | EIA | EIA | EIA | -- | EIA | EIA | 659.612 | 273.712 | 5.755 | 63550.08 | 2327.844 | 232.784 | [8 empty] | 11255.7303 | 0 | 0 | 0 | 0 | 0 | 88914 | 0 | 0 | 0 | 0 | 0 | 0 | 88914 | 88914 | 88914 | 0 | 0 | 0 | 0 | 0 | 0 | 1 | 0 | 0 | 0 | 0 | 0 | 0 | 1 | 1 | 1 | 0 | [7 empty] | https://www.google.com/maps/@?api=1&map_action=map&center=40.885556000000001%2C-86.704443999999995&zoom=17&basemap=satellite | 1150 | [118 empty] | 0.1 |  |  | 10 |  |  | 0.35 | 0.05 |  |  | 14 |  |  | 0.4 | 0.15 |  |  | 26 |  |  | 0.3 | 0 |  |  | 0 |  |  | 0.05 | 0.14 |  |  | 68 |  |  | 0.12 | 0.03 |  |  | 29 |  |  | 0.06 | 0.17 |  |  | 57 |  |  | 0.16 | 6.7621 | 0.16666 | Biomass | FRS_110040570922
2111 | 3815 | 2021 | IN | Lilly Technical Center | 58043 | Indianapolis Power & Light Co | 9273 | Eli Lilly and Company | 57414 | Industrial Non-CHP | Midcontinent Independent Transmission System Operator, Inc.. | MISO | RFC | RFCW | RFC West | MISO | 18 | 97 | Marion | 39.7475 | -86.1831 | 4 | 4 | DFO | OIL |  | 0 | 6 | [11 empty] | 0 | 0 | 0 |  | 0 | 0 | [45 empty] | -- | [17 empty] | 0 | 0 | 0 | 0 | 0 | 0 | 0 | 0 | 0 | 0 | 0 | 0 | 0 | 0 | 0 | 0 | [23 empty] | https://www.google.com/maps/@?api=1&map_action=map&center=39.747500000000002%2C-86.183055999999993&zoom=17&basemap=satellite | 72436 | [118 empty] | 0.45 |  |  | 70 |  |  | 0.35 | 0.4 |  |  | 59 |  |  | 0.4 | 0.52 |  |  | 81 |  |  | 0.3 | 0.05 |  |  | 74 |  |  | 0.05 | 0.23 |  |  | 85 |  |  | 0.12 | 0.06 |  |  | 56 |  |  | 0.06 | 0.09 |  |  | 22 |  |  | 0.16 |  |  | Oil | FRS_
2112 | 9789 | 2021 | SD | Watertown Power Plant | 7247 | WAPA-- Western Area Power Administration | 27000 | Missouri Basin Muni Power Agny | 12710 | Electric Utility | Southwest Power Pool | SWPP | MRO | MROW | MRO West |  | 46 | 29 | Codington | 44.9017 | -97.1083 | 1 | 1 | DFO | OIL |  | 0.01229 | 67.5 | 1 | [6 empty] | 97271 | 30794 | 97271 | 30794 | 7266 | 2301 | 43.288 | 13.704 | 14.945 | 7943.429 | 643.338 | 128.668 | 7970.642 |  | 11.915 | 11.911 | 4.114 | 2186.465 | 0.089 | 0.018 | 2193.956 |  | 0.89 | 0.89 | 0.307 | 163.326 | 0.007 | 0.001 | 163.885 |  | 11.915 | 11.911 | 4.114 | 2186.465 | 0.089 | 0.018 | 2193.956 |  | 43.288 | 13.704 | 14.945 | 7943.429 | 643.338 | 128.668 |  | 97271 | 30794 | 97271 | 30794 | EIA | EIA | EIA | EIA | EIA | EIA | -- | EIA | EIA | [14 empty] | 13387.1456 | 0 | 7266 | 0 | 0 | 0 | 0 | 0 | 0 | 0 | 0 | 0 | 7266 | 0 | 0 | 7266 | 0 | 0 | 1 | 0 | 0 | 0 | 0 | 0 | 0 | 0 | 0 | 0 | 1 | 0 | 0 | 1 | 0 | [7 empty] | https://www.google.com/maps/@?api=1&map_action=map&center=44.901667000000003%2C-97.108333000000002&zoom=17&basemap=satellite | 20674 | [118 empty] | 0.21 |  |  | 36 |  |  | 0.35 | 0.09 |  |  | 22 |  |  | 0.4 | 0.34 |  |  | 60 |  |  | 0.3 | 0.01 |  |  | 57 |  |  | 0.05 | 0.1 |  |  | 55 |  |  | 0.12 | 0.06 |  |  | 62 |  |  | 0.06 | 0.17 |  |  | 58 |  |  | 0.16 | 0.097093 | 0.32582 | Oil | FRS_110028050418
2113 | 3832 | 2021 | IN | Montpelier Electric Gen Station | 55229 | Indiana Michigan Power Co | 9324 | Kimura Power LLC | 61919 | IPP Non-CHP | Midcontinent Independent Transmission System Operator, Inc.. | MISO | RFC | RFCW | RFC West | MISO | 18 | 179 | Wells | 40.6206 | -85.3057 | 8 | 4 | NG | GAS |  | 0.17868 | 236 | 1 | [6 empty] | 3902423.5 | 2216740.4 | 3902423.5 | 2216740.4 | 369398 | 208251 | 372.629 | 172.592 | 10.798 | 231062 | 9194.792 | 942.469 | 231317.363 |  | 2.017 | 1.658 | 0.058 | 1251.019 | 0.025 | 0.003 | 1252.402 |  | 0.191 | 0.156 | 0.006 | 118.42 | 0.002 | 0 | 118.551 |  | 2.017 | 1.658 | 0.058 | 1251.019 | 0.025 | 0.003 | 1252.402 |  | 372.629 | 172.592 | 10.798 | 231062 | 9194.792 | 942.469 |  | 3902423.5 | 2216740.4 | 3902423.5 | 2216740.4 | EPA/CAMD | EPA/CAMD | EPA/CAMD | EPA/CAMD | EIA | EIA | -- | EPA/CAMD | EPA/CAMD | [14 empty] | 10564.2789 | 0 | 3311.479 | 366086.52 | 0 | 0 | 0 | 0 | 0 | 0 | 0 | 0 | 369397.999 | 0 | 0 | 369397.999 | 0 | 0 | 0.0089645 | 0.99104 | 0 | 0 | 0 | 0 | 0 | 0 | 0 | 0 | 1 | 0 | 0 | 1 | 0 | Yes |  | 3793460 | 224353.4 | 330.327 | 7.108 |  | https://www.google.com/maps/@?api=1&map_action=map&center=40.620600000000003%2C-85.305700000000002&zoom=17&basemap=satellite | 769 | [118 empty] | 0.16 |  |  | 23 |  |  | 0.35 | 0.07 |  |  | 17 |  |  | 0.4 | 0.25 |  |  | 46 |  |  | 0.3 | 0 |  |  | 0 |  |  | 0.05 | 0.07 |  |  | 43 |  |  | 0.12 | 0.04 |  |  | 38 |  |  | 0.06 | 0.1 |  |  | 26 |  |  | 0.16 | 5.9395 | 0.083643 | Gas | FRS_110021089061
2114 | 5042 | 2021 | MI | 48th Street Peaking Station | 7258 | City of Holland | 8723 | City of Holland | 8723 | Electric Utility | Midcontinent Independent Transmission System Operator, Inc.. | MISO | RFC | RFCM | RFC Michigan | MISO | 26 | 5 | Allegan | 42.7553 | -86.0853 | 3 | 3 | NG | GAS |  | 0.04233 | 161.7 | 1 | [6 empty] | 706878.719 | 603036.409 | 706878.719 | 603036.409 | 59963 | 26044.001 | 15.993 | 12.896 | 0.246 | 42033.032 | 1521.632 | 152.94 | 42074.841 |  | 0.533 | 0.99 | 0.008 | 1401.966 | 0.025 | 0.003 | 1403.36 |  | 0.045 | 0.043 | 0.001 | 118.926 | 0.002 | 0 | 119.044 |  | 0.533 | 0.99 | 0.008 | 1401.966 | 0.025 | 0.003 | 1403.36 |  | 15.993 | 12.896 | 0.246 | 42033.032 | 1521.632 | 152.94 |  | 706878.719 | 603036.409 | 706878.719 | 603036.409 | EPA/CAMD | EPA/CAMD | EPA/CAMD | EPA/CAMD | EIA | EIA | -- | EPA/CAMD | EPA/CAMD | [15 empty] | 0 | 102.36 | 59860.64 | 0 | 0 | 0 | 0 | 0 | 0 | 0 | 0 | 59963 | 0 | 0 | 59963 | 0 | 0 | 0.0017071 | 0.99829 | 0 | 0 | 0 | 0 | 0 | 0 | 0 | 0 | 1 | 0 | 0 | 1 | 0 | Yes |  | 1018701.84 | 60553.629 | 26.346 | 0.325 |  | https://www.google.com/maps/@?api=1&map_action=map&center=42.755299999999998%2C-86.085300000000004&zoom=17&basemap=satellite | 33776 | [118 empty] | 0.31 |  |  | 53 |  |  | 0.35 | 0.33 |  |  | 53 |  |  | 0.4 | 0.28 |  |  | 51 |  |  | 0.3 | 0.03 |  |  | 66 |  |  | 0.05 | 0.09 |  |  | 51 |  |  | 0.12 | 0.06 |  |  | 56 |  |  | 0.06 | 0.16 |  |  | 52 |  |  | 0.16 | 4.5866 | 0.15301 | Gas | FRS_110040862527
2115 | 3833 | 2021 | IN | Munster Landfill Gas-to-Energy | 59808 | Northern Indiana Pub Serv Co | 13756 | Town of Munster | 59591 | IPP Non-CHP | Midcontinent Independent Transmission System Operator, Inc.. | MISO | RFC | RFCW | RFC West | MISO | 18 | 89 | Lake | 41.5244 | -87.5091 | 1 | 1 | LFG | BIOMASS |  | 0.34205 | 1.1 | 0.76325 | Yes | [5 empty] | 58287 | 24186 | 58287 | 24186 | 3296 | 1368 | 0 | 0 | 0.976 | 0 | 0 | 0 | 0 |  | 0 | 0 | 0.592 | 0 | 0 | 0 | 0 |  | 0 | 0 | 0.034 | 0 | 0 | 0 | 0 |  | 0 | 0 | 0.592 | 0 | 0 | 0 | 0 |  | 42.257 | 17.535 | 1.312 | 3701.212 | 135.576 | 13.558 |  | 58287 | 24186 | 58287 | 24186 | EIA | EIA | EIA | EIA | EIA | EIA | -- | EIA | EIA | 42.257 | 17.535 | 0.335 | 3701.212 | 135.576 | 13.558 | [8 empty] | 17684.1626 | 0 | 0 | 0 | 0 | 0 | 3296 | 0 | 0 | 0 | 0 | 0 | 0 | 3296 | 3296 | 3296 | 0 | 0 | 0 | 0 | 0 | 0 | 1 | 0 | 0 | 0 | 0 | 0 | 0 | 1 | 1 | 1 | 0 | [7 empty] | https://www.google.com/maps/@?api=1&map_action=map&center=41.524386%2C-87.509067000000002&zoom=17&basemap=satellite | 65078 | [118 empty] | 0.27 |  |  | 47 |  |  | 0.35 | 0.37 |  |  | 56 |  |  | 0.4 | 0.18 |  |  | 33 |  |  | 0.3 | 0.02 |  |  | 64 |  |  | 0.05 | 0.04 |  |  | 29 |  |  | 0.12 | 0.06 |  |  | 58 |  |  | 0.06 | 0.21 |  |  | 69 |  |  | 0.16 | 0.55756 | 0.37635 | Biomass | FRS_110070396573
2116 | 3840 | 2021 | IN | Oak Ridge LFGTE | 56463 | City of Logansport - (IN) | 11142 | Wabash Valley Power Assn, Inc | 40211 | Electric Utility | Midcontinent Independent Transmission System Operator, Inc.. | MISO | RFC | RFCW | RFC West | MISO | 18 | 17 | Cass | 40.7213 | -86.3421 | 4 | 4 | LFG | BIOMASS |  | 0.83358 | 3.2 | 0 | Yes | [5 empty] | 289169 | 119994 | 289169 | 119994 | 23367 | 9696 | 0 | 0 | 4.844 | 0.001 | 0 | 0 | 0.001 |  | 0 | 0 | 0.415 | 0 | 0 | 0 | 0 |  | 0 | 0 | 0.034 | 0 | 0 | 0 | 0 |  | 0 | 0 | 0.415 | 0 | 0 | 0 | 0 |  | 190.588 | 79.088 | 6.506 | 18362.172 | 672.608 | 67.261 |  | 289169 | 119994 | 289169 | 119994 | EIA | EIA | EIA | EIA | EIA | EIA | -- | EIA | EIA | 190.588 | 79.088 | 1.663 | 18362.171 | 672.608 | 67.261 | [8 empty] | 12375.1016 | 0 | 0 | 0 | 0 | 0 | 23367 | 0 | 0 | 0 | 0 | 0 | 0 | 23367 | 23367 | 23367 | 0 | 0 | 0 | 0 | 0 | 0 | 1 | 0 | 0 | 0 | 0 | 0 | 0 | 1 | 1 | 1 | 0 | [7 empty] | https://www.google.com/maps/@?api=1&map_action=map&center=40.721322000000001%2C-86.342144000000005&zoom=17&basemap=satellite | 16027 | [118 empty] | 0.41 |  |  | 65 |  |  | 0.35 | 0.36 |  |  | 56 |  |  | 0.4 | 0.46 |  |  | 75 |  |  | 0.3 | 0.07 |  |  | 80 |  |  | 0.05 | 0.22 |  |  | 83 |  |  | 0.12 | 0.07 |  |  | 69 |  |  | 0.06 | 0.15 |  |  | 49 |  |  | 0.16 | 2.3096 | 0.18192 | Biomass | FRS_110034154313
2117 | 3843 | 2021 | IN | Osprey Point RES | 59255 | Hoosier Energy R E C, Inc | 9267 | Hoosier Energy R E C, Inc | 9267 | Electric Utility | Midcontinent Independent Transmission System Operator, Inc.. | MISO | RFC | RFCW | RFC West | MISO | 18 | 153 | Sullivan | 39.0592 | -87.5061 | 4 | 4 | OG | OFSL |  | 0 | 13.2 | [13 empty] | 0 |  | 0 | 0 | [45 empty] | -- | [56 empty] | https://www.google.com/maps/@?api=1&map_action=map&center=39.059167000000002%2C-87.506111000000004&zoom=17&basemap=satellite | 462 | [118 empty] | 0.16 |  |  | 24 |  |  | 0.35 | 0.07 |  |  | 17 |  |  | 0.4 | 0.26 |  |  | 47 |  |  | 0.3 | 0 |  |  | 0 |  |  | 0.05 | 0.12 |  |  | 64 |  |  | 0.12 | 0.1 |  |  | 83 |  |  | 0.06 | 0.2 |  |  | 68 |  |  | 0.16 |  |  | Other Fossil | FRS_
2118 | 6655 | 2021 | NC | Lincoln Combustion Turbine | 7277 | Duke Energy Carolinas, LLC | 5416 | Duke Energy Carolinas, LLC | 5416 | Electric Utility | Duke Energy Carolinas | DUK | SERC | SRVC | SERC Virginia/Carolina |  | 37 | 109 | Lincoln | 35.4317 | -81.0347 | 17 | 16 | NG | GAS |  | 0.00179 | 1753.6 | 1 | [6 empty] | 4098496.016 | 3293619.792 | 4098496.016 | 3293619.792 | 27526 | 2746 | 88.237 | 41.887 | 84.159 | 247693.322 | 6587.466 | 769.651 | 247890.343 |  | 6.411 | 30.508 | 6.115 | 17997.044 | 0.239 | 0.028 | 18011.36 |  | 0.043 | 0.025 | 0.041 | 120.87 | 0.002 | 0 | 120.966 |  | 6.411 | 30.508 | 6.115 | 17997.044 | 0.239 | 0.028 | 18011.36 |  | 88.237 | 41.887 | 84.159 | 247693.322 | 6587.466 | 769.651 |  | 4098496.016 | 3293619.792 | 4098496.016 | 3293619.792 | EPA/CAMD | EPA/CAMD | EPA/CAMD | EPA/CAMD | EIA | EIA | -- | EPA/CAMD | EPA/CAMD | [14 empty] | 148895.4449 | 0 | 11928.918 | 15597.082 | 0 | 0 | 0 | 0 | 0 | 0 | 0 | 0 | 27526 | 0 | 0 | 27526 | 0 | 0 | 0.43337 | 0.56663 | 0 | 0 | 0 | 0 | 0 | 0 | 0 | 0 | 1 | 0 | 0 | 1 | 0 | Yes |  | 2138351.501 | 135974.033 | 88.699 | 2.062 |  | https://www.google.com/maps/@?api=1&map_action=map&center=35.431699999999999%2C-81.034700000000001&zoom=17&basemap=satellite | 7909 | [118 empty] | 0.16 |  |  | 23 |  |  | 0.35 | 0.11 |  |  | 25 |  |  | 0.4 | 0.22 |  |  | 39 |  |  | 0.3 | 0.01 |  |  | 58 |  |  | 0.05 | 0.1 |  |  | 57 |  |  | 0.12 | 0.06 |  |  | 58 |  |  | 0.06 | 0.21 |  |  | 70 |  |  | 0.16 | 11.1967 | 1.4203 | Gas | FRS_110001495347
2119 | 3845 | 2021 | IN | Peru (IN) | 1037 | City of Peru - (IN) | 14839 | City of Peru - (IN) | 14839 | Electric Utility | Midcontinent Independent Transmission System Operator, Inc.. | MISO | RFC | RFCW | RFC West | MISO | 18 | 103 | Miami | 40.7551 | -86.0575 | 1 | 1 | DFO | OIL |  | 0 | 1.8 | [11 empty] | 0 | 0 | 0 |  | 0 | 0 | [45 empty] | -- | [17 empty] | 0 | 0 | 0 | 0 | 0 | 0 | 0 | 0 | 0 | 0 | 0 | 0 | 0 | 0 | 0 | 0 | [23 empty] | https://www.google.com/maps/@?api=1&map_action=map&center=40.755099999999999%2C-86.057500000000005&zoom=17&basemap=satellite | 12917 | [118 empty] | 0.27 |  |  | 47 |  |  | 0.35 | 0.12 |  |  | 28 |  |  | 0.4 | 0.43 |  |  | 72 |  |  | 0.3 | 0 |  |  | 0 |  |  | 0.05 | 0.14 |  |  | 68 |  |  | 0.12 | 0.05 |  |  | 52 |  |  | 0.06 | 0.19 |  |  | 64 |  |  | 0.16 |  |  | Oil | FRS_
2120 | 3960 | 2021 | KS | Gardner Energy Center | 7281 | City of Gardner - (KS) | 6949 | City of Gardner - (KS) | 6949 | Electric Utility | Southwest Power Pool | SWPP | MRO | SPNO | SPP North |  | 20 | 91 | Johnson | 38.8308 | -94.8903 | 2 | 2 | NG | GAS |  | 4e-05 | 39.2 | 1 | [6 empty] | 287 | 123 | 287 | 123 | 14 | 6 | 0.046 | 0.02 | 0 | 16.774 | 0.633 | 0.063 | 16.791 |  | 6.571 | 6.667 | 0.057 | 2396.286 | 0.045 | 0.005 | 2398.762 |  | 0.321 | 0.325 | 0.003 | 116.892 | 0.002 | 0 | 117.013 |  | 6.571 | 6.667 | 0.057 | 2396.286 | 0.045 | 0.005 | 2398.762 |  | 0.046 | 0.02 | 0 | 16.774 | 0.633 | 0.063 |  | 287 | 123 | 287 | 123 | EIA | EIA | EIA | EIA | EIA | EIA | -- | EIA | EIA | [14 empty] | 20500 | 0 | 0 | 14 | 0 | 0 | 0 | 0 | 0 | 0 | 0 | 0 | 14 | 0 | 0 | 14 | 0 | 0 | 0 | 1 | 0 | 0 | 0 | 0 | 0 | 0 | 0 | 0 | 1 | 0 | 0 | 1 | 0 | [7 empty] | https://www.google.com/maps/@?api=1&map_action=map&center=38.830832999999998%2C-94.890277999999995&zoom=17&basemap=satellite | 20684 | [118 empty] | 0.19 |  |  | 29 |  |  | 0.35 | 0.2 |  |  | 39 |  |  | 0.4 | 0.18 |  |  | 33 |  |  | 0.3 | 0.03 |  |  | 66 |  |  | 0.05 | 0.05 |  |  | 37 |  |  | 0.12 | 0.08 |  |  | 74 |  |  | 0.06 | 0.08 |  |  | 21 |  |  | 0.16 | 0.00023165 | 0.033094 | Gas | FRS_110007286962
2121 | 3847 | 2021 | IN | POET Biorefining - North Manchester, LLC | 63852 | Duke Energy Indiana, LLC | 15470 | POET Biorefining - North Manchester, LLC | 63530 | Industrial CHP | Midcontinent Independent Transmission System Operator, Inc.. | MISO | RFC | RFCW | RFC West | MISO | 18 | 169 | Wabash | 40.942 | -85.8036 | 1 | 1 | NG | GAS |  | 0.59826 | 3.9 | 0.33624 |  | Yes | 896439.2 | 0.078 | 0.094002 |  | 127861.562 | 54406.615 | 127861.562 | 54406.615 | 20438.87 | 8696.982 | 10.45 | 4.447 | 0.204 | 7472.809 | 281.887 | 28.189 | 7480.532 |  | 1.023 | 1.023 | 0.02 | 731.235 | 0.014 | 0.001 | 731.991 |  | 0.163 | 0.163 | 0.003 | 116.889 | 0.002 | 0 | 117.01 |  | 1.023 | 1.023 | 0.02 | 731.235 | 0.014 | 0.001 | 731.991 |  | 111.17 | 47.304 | 2.174 | 79496.073 | 2998.724 | 299.872 |  | 1360197 | 578780 | 1360197 | 578780 | EIA | EIA | EIA | EIA | EIA | EIA | -- | EIA | EIA | [6 empty] | 1232335.438 | 524373.385 | 100.72 | 42.857 | 1.969 | 72023.264 | 2716.837 | 271.684 | 6255.8039 | 0 | 0 | 20438.87 | 0 | 0 | 0 | 0 | 0 | 0 | 0 | 0 | 20438.87 | 0 | 0 | 20438.87 | 0 | 0 | 0 | 1 | 0 | 0 | 0 | 0 | 0 | 0 | 0 | 0 | 1 | 0 | 0 | 1 | 0 | [7 empty] | https://www.google.com/maps/@?api=1&map_action=map&center=40.941966999999998%2C-85.803584999999998&zoom=17&basemap=satellite | 1034 | [118 empty] | 0.27 |  |  | 46 |  |  | 0.35 | 0.09 |  |  | 22 |  |  | 0.4 | 0.45 |  |  | 74 |  |  | 0.3 | 0 |  |  | 0 |  |  | 0.05 | 0.15 |  |  | 70 |  |  | 0.12 | 0.05 |  |  | 48 |  |  | 0.06 | 0.18 |  |  | 61 |  |  | 0.16 | 0.4519 | 0.046553 | Gas | FRS_
2122 | 3848 | 2021 | IN | POET Biorefining - Portland | 63922 | Indiana Michigan Power Co | 9324 | POET Biorefining - Portland | 63585 | Industrial CHP | PJM Interconnection, LLC | PJM | RFC | RFCW | RFC West | PJM | 18 | 75 | Jay | 40.4145 | -85.0255 | 1 | 1 | NG | GAS |  | 0.74214 | 3.5 | 0.096434 |  | Yes | 842884.8 | 0.092 | 0.10941 |  | 143584.793 | 0 | 143584.793 | 0 | 22754 | 9682.096 | 11.735 | 4.994 | 0.229 | 8391.746 | 316.551 | 31.655 | 8400.419 |  | 1.031 | 1.032 | 0.02 | 737.606 | 0.014 | 0.001 | 738.369 |  | 0.163 |  | 0.003 | 116.889 | 0.002 | 0 | 117.01 |  | 1.031 | 1.032 | 0.02 | 737.606 | 0.014 | 0.001 | 738.369 |  | 107.263 | 45.642 | 2.097 | 76702.291 | 2893.338 | 289.334 |  | 1312394.72 | 0 | 1312394.72 | 0 | EIA | EIA | EIA | EIA | EIA | EIA | -- | EIA | EIA | [6 empty] | 1168809.927 | 0 | 95.528 | 40.648 | 1.868 | 68310.545 | 2576.787 | 257.679 | 6310.31 | 0 | 0 | 22754 | 0 | 0 | 0 | 0 | 0 | 0 | 0 | 0 | 22754 | 0 | 0 | 22754 | 0 | 0 | 0 | 1 | 0 | 0 | 0 | 0 | 0 | 0 | 0 | 0 | 1 | 0 | 0 | 1 | 0 | [7 empty] | https://www.google.com/maps/@?api=1&map_action=map&center=40.414454999999997%2C-85.025544999999994&zoom=17&basemap=satellite | 5367 | [118 empty] | 0.25 |  |  | 43 |  |  | 0.35 | 0.1 |  |  | 23 |  |  | 0.4 | 0.4 |  |  | 69 |  |  | 0.3 | 0 |  |  | 0 |  |  | 0.05 | 0.1 |  |  | 57 |  |  | 0.12 | 0.06 |  |  | 59 |  |  | 0.06 | 0.19 |  |  | 63 |  |  | 0.16 | 0.41333 | 0.046736 | Gas | FRS_
2123 | 7629 | 2021 | NJ | Sherman Avenue | 7288 | Atlantic City Electric Co | 963 | Calpine New Jersey Generation LLC | 56606 | IPP Non-CHP | PJM Interconnection, LLC | PJM | RFC | RFCE | RFC East | PJM | 34 | 11 | Cumberland | 39.451 | -75.0578 | 1 | 1 | NG | GAS |  | 0.01267 | 112.8 | 1 | [6 empty] | 170086.324 | 132877.993 | 170086.324 | 132877.993 | 12521 | 9782 | 6.078 | 4.686 | 0.051 | 10106.561 | 383.633 | 38.363 | 10117.073 |  | 0.971 | 0.958 | 0.008 | 1614.338 | 0.031 | 0.003 | 1616.017 |  | 0.071 | 0.071 | 0.001 | 118.84 | 0.002 | 0 | 118.964 |  | 0.971 | 0.958 | 0.008 | 1614.338 | 0.031 | 0.003 | 1616.017 |  | 6.078 | 4.686 | 0.051 | 10106.561 | 383.633 | 38.363 |  | 170086.324 | 132877.993 | 170086.324 | 132877.993 | EPA/CAMD | EPA/CAMD | EPA/CAMD | EPA/CAMD | EIA | EIA | -- | EPA/CAMD | EPA/CAMD | [14 empty] | 13584.0847 | 0 | 0 | 12521 | 0 | 0 | 0 | 0 | 0 | 0 | 0 | 0 | 12521 | 0 | 0 | 12521 | 0 | 0 | 0 | 1 | 0 | 0 | 0 | 0 | 0 | 0 | 0 | 0 | 1 | 0 | 0 | 1 | 0 | Yes |  | 283920.557 | 17702.018 | 10.791 | 0.084 |  | https://www.google.com/maps/@?api=1&map_action=map&center=39.451000000000001%2C-75.0578&zoom=17&basemap=satellite | 21498 | [118 empty] | 0.58 |  |  | 81 |  |  | 0.35 | 0.7 |  |  | 78 |  |  | 0.4 | 0.46 |  |  | 75 |  |  | 0.3 | 0.12 |  |  | 87 |  |  | 0.05 | 0.24 |  |  | 85 |  |  | 0.12 | 0.07 |  |  | 68 |  |  | 0.06 | 0.14 |  |  | 45 |  |  | 0.16 | 0.28 | 0.033203 | Gas | FRS_110007140432
2124 | 3849 | 2021 | IN | POET Biorefining - Shelbyville | 63921 | Midwest Energy Cooperative | 12377 | POET Biorefing- Shelbyville | 63589 | Industrial Non-CHP | Midcontinent Independent Transmission System Operator, Inc.. | MISO | RFC | RFCW | RFC West | MISO | 18 | 145 | Shelby | 39.56 | -85.822 | 1 | 1 | NG | GAS |  | 0 | 6.1 | [13 empty] | 0 |  | 0 | 0 | [45 empty] | -- | [56 empty] | https://www.google.com/maps/@?api=1&map_action=map&center=39.56%2C-85.822000000000003&zoom=17&basemap=satellite | 4476 | [118 empty] | 0.25 |  |  | 42 |  |  | 0.35 | 0.15 |  |  | 31 |  |  | 0.4 | 0.35 |  |  | 61 |  |  | 0.3 | 0.01 |  |  | 58 |  |  | 0.05 | 0.11 |  |  | 59 |  |  | 0.12 | 0.05 |  |  | 53 |  |  | 0.06 | 0.19 |  |  | 65 |  |  | 0.16 | 3.118 | 0.33181 | Gas | FRS_
2125 | 6106 | 2021 | MO | State Line (MO) | 7296 | Empire District Electric Co | 5860 | Empire District Electric Co | 5860 | Electric Utility | Southwest Power Pool | SWPP | MRO | SPNO | SPP North |  | 29 | 97 | Jasper | 37.0659 | -94.614 | 3 | 4 | NG | GAS |  | 0.3218 | 690.5 | 0.797 | [6 empty] | 14178229.82 | 7062671.261 | 14178229.82 | 7062671.261 | 1946512 | 972693 | 139.559 | 63.532 | 7.521 | 846132.808 | 33812.609 | 3503.67 | 847077.513 |  | 0.143 | 0.131 | 0.008 | 869.384 | 0.017 | 0.002 | 870.354 |  | 0.02 | 0.018 | 0.001 | 119.357 | 0.002 | 0 | 119.49 |  | 0.143 | 0.131 | 0.008 | 869.384 | 0.017 | 0.002 | 870.354 |  | 139.559 | 63.532 | 7.521 | 846132.808 | 33812.609 | 3503.67 |  | 14178229.82 | 7062671.261 | 14178229.82 | 7062671.261 | EPA/CAMD | EPA/CAMD | EPA/CAMD | EPA/CAMD | EIA | EIA | -- | EPA/CAMD | EPA/CAMD | [14 empty] | 7283.916 | 0 | 16098.086 | 1930413.91 | 0 | 0 | 0 | 0 | 0 | 0 | 0 | 0 | 1946511.996 | 0 | 0 | 1946511.996 | 0 | 0 | 0.0082702 | 0.99173 | 0 | 0 | 0 | 0 | 0 | 0 | 0 | 0 | 1 | 0 | 0 | 1 | 0 | Yes |  | 17305832.33 | 1029503.332 | 139.302 | 5.684 |  | https://www.google.com/maps/@?api=1&map_action=map&center=37.065899999999999%2C-94.614000000000004&zoom=17&basemap=satellite | 6347 | [118 empty] | 0.24 |  |  | 41 |  |  | 0.35 | 0.15 |  |  | 31 |  |  | 0.4 | 0.34 |  |  | 60 |  |  | 0.3 | 0 |  |  | 0 |  |  | 0.05 | 0.09 |  |  | 54 |  |  | 0.12 | 0.06 |  |  | 57 |  |  | 0.06 | 0.22 |  |  | 72 |  |  | 0.16 | 67.5108 | 0.051456 | Gas | FRS_110017996873
2126 | 3850 | 2021 | IN | POET Biorefining- Alexandria, LLC | 63924 | AEP Texas Central Company | 3278 | POET Biorefining - Alexandria, LLC. | 63587 | Industrial CHP | PJM Interconnection, LLC | PJM | RFC | RFCW | RFC West | PJM | 18 | 95 | Madison | 40.2943 | -85.6544 | 1 | 1 | NG | GAS |  | 0.5266 | 3.6 | 0.45566 |  | Yes | 1014144 | 0.056 | 0.069351 |  | 101013.666 | 0 | 101013.666 | 0 | 16607 | 7066.475 | 8.256 | 3.513 | 0.161 | 5903.696 | 222.697 | 22.27 | 5909.798 |  | 0.994 | 0.994 | 0.019 | 710.989 | 0.013 | 0.001 | 711.724 |  | 0.163 |  | 0.003 | 116.889 | 0.002 | 0 | 117.01 |  | 0.994 | 0.994 | 0.019 | 710.989 | 0.013 | 0.001 | 711.724 |  | 119.046 | 50.655 | 2.328 | 85127.813 | 3211.161 | 321.116 |  | 1456557.44 | 0 | 1456557.44 | 0 | EIA | EIA | EIA | EIA | EIA | EIA | -- | EIA | EIA | [6 empty] | 1355543.774 | 0 | 110.79 | 47.142 | 2.166 | 79224.117 | 2988.464 | 298.846 | 6082.5956 | 0 | 0 | 16607 | 0 | 0 | 0 | 0 | 0 | 0 | 0 | 0 | 16607 | 0 | 0 | 16607 | 0 | 0 | 0 | 1 | 0 | 0 | 0 | 0 | 0 | 0 | 0 | 0 | 1 | 0 | 0 | 1 | 0 | [7 empty] | https://www.google.com/maps/@?api=1&map_action=map&center=40.294347000000002%2C-85.654443999999998&zoom=17&basemap=satellite | 6698 | [118 empty] | 0.16 |  |  | 23 |  |  | 0.35 | 0.01 |  |  | 6 |  |  | 0.4 | 0.31 |  |  | 55 |  |  | 0.3 | 0 |  |  | 0 |  |  | 0.05 | 0.09 |  |  | 54 |  |  | 0.12 | 0.08 |  |  | 73 |  |  | 0.06 | 0.14 |  |  | 42 |  |  | 0.16 | 0.3404 | 0.045688 | Gas | FRS_
2127 | 3852 | 2021 | IN | Portside Energy | 55096 | Northern Indiana Pub Serv Co | 13756 | Portside Energy Corp | 15343 | IPP CHP | Midcontinent Independent Transmission System Operator, Inc.. | MISO | RFC | RFCW | RFC West | MISO | 18 | 127 | Porter | 41.6317 | -87.1728 | 3 | 2 | NG | GAS |  | 0.51362 | 61 | 0.4773 |  | Yes | 2656295.2 | 0.353 | 0.31982 |  | 1388085.066 | 497301.076 | 1388085.066 | 497301.076 | 274458 | 113901 | 159.168 | 9.398 | 0.921 | 81125.978 | 3154.832 | 315.483 | 81212.42 |  | 1.16 | 0.165 | 0.007 | 591.172 | 0.011 | 0.001 | 591.802 |  | 0.229 | 0.038 | 0.001 | 116.889 | 0.002 | 0 | 117.014 |  | 1.16 | 0.165 | 0.007 | 591.172 | 0.011 | 0.001 | 591.802 |  | 497.687 | 29.385 | 2.88 | 253664.218 | 9864.51 | 986.451 |  | 4340256 | 1554958 | 4340256 | 1554958 | EPA/CAMD; EIA | EPA/CAMD | EIA | EIA | EIA | EIA | -- | EPA/CAMD; EIA | EPA/CAMD | [6 empty] | 2952170.934 | 1057656.924 | 338.519 | 19.987 | 1.959 | 172538.24 | 6709.678 | 670.968 | 5057.55 | 0 | 0 | 274458 | 0 | 0 | 0 | 0 | 0 | 0 | 0 | 0 | 274458 | 0 | 0 | 274458 | 0 | 0 | 0 | 1 | 0 | 0 | 0 | 0 | 0 | 0 | 0 | 0 | 1 | 0 | 0 | 1 | 0 | Yes |  | 1450915.1 |  | 27.281 |  |  | https://www.google.com/maps/@?api=1&map_action=map&center=41.631700000000002%2C-87.172799999999995&zoom=17&basemap=satellite | 7123 | [118 empty] | 0.28 |  |  | 48 |  |  | 0.35 | 0.29 |  |  | 49 |  |  | 0.4 | 0.26 |  |  | 48 |  |  | 0.3 | 0 |  |  | 0 |  |  | 0.05 | 0.08 |  |  | 49 |  |  | 0.12 | 0.07 |  |  | 71 |  |  | 0.06 | 0.17 |  |  | 55 |  |  | 0.16 | 3.8844 | 0.032652 | Gas | FRS_110006010583
2128 | 3853 | 2021 | IN | Prairie View I & II LFGTE | 54926 | Northern Indiana Pub Serv Co | 13756 | Wabash Valley Power Assn, Inc | 40211 | Electric Utility | Midcontinent Independent Transmission System Operator, Inc.. | MISO | RFC | RFCW | RFC West | MISO | 18 | 141 | St Joseph | 41.4936 | -86.1658 | 8 | 8 | LFG | BIOMASS |  | 0.5721 | 6.4 | 0.37984 | Yes | [5 empty] | 396915 | 164703 | 396915 | 164703 | 32074 | 13309 | 0 | 0 | 6.648 | 0 | 0 | 0 | 0 |  | 0 | 0 | 0.415 | 0 | 0 | 0 | 0 |  | 0 | 0 | 0.033 | 0 | 0 | 0 | 0 |  | 0 | 0 | 0.415 | 0 | 0 | 0 | 0 |  | 261.6 | 108.552 | 8.93 | 25204.016 | 923.225 | 92.323 |  | 396915 | 164703 | 396915 | 164703 | EIA | EIA | EIA | EIA | EIA | EIA | -- | EIA | EIA | 261.6 | 108.552 | 2.282 | 25204.016 | 923.225 | 92.323 | [8 empty] | 12374.9766 | 0 | 0 | 0 | 0 | 0 | 32074 | 0 | 0 | 0 | 0 | 0 | 0 | 32074 | 32074 | 32074 | 0 | 0 | 0 | 0 | 0 | 0 | 1 | 0 | 0 | 0 | 0 | 0 | 0 | 1 | 1 | 1 | 0 | [7 empty] | https://www.google.com/maps/@?api=1&map_action=map&center=41.493600000000001%2C-86.165800000000004&zoom=17&basemap=satellite | 1238 | [118 empty] | 0.16 |  |  | 24 |  |  | 0.35 | 0.07 |  |  | 18 |  |  | 0.4 | 0.25 |  |  | 46 |  |  | 0.3 | 0.03 |  |  | 70 |  |  | 0.05 | 0.17 |  |  | 75 |  |  | 0.12 | 0.06 |  |  | 63 |  |  | 0.06 | 0.2 |  |  | 67 |  |  | 0.16 | 3.6687 | 0.18191 | Biomass | FRS_110028019025
2129 | 8449 | 2021 | NY | Richard M Flynn (Holtsville) | 7314 | Public Service Elec & Gas Co | 15477 | New York Power Authority | 15296 | Electric Utility | New York Independent System Operator | NYIS | NPCC | NYLI | NPCC Long Island | NYISO | 36 | 103 | Suffolk | 40.8158 | -73.064 | 1 | 2 | NG | GAS |  | 0.08383 | 170 | 1 | [6 empty] | 1084042.569 | 0 | 1084042.569 | 0 | 124835 | 0 | 20.989 | 0 | 2.062 | 64990.927 | 2428.167 | 258.974 | 65059.866 |  | 0.336 |  | 0.033 | 1041.229 | 0.019 | 0.002 | 1042.334 |  | 0.039 |  | 0.004 | 119.905 | 0.002 | 0 | 120.032 |  | 0.336 |  | 0.033 | 1041.229 | 0.019 | 0.002 | 1042.334 |  | 20.989 | 0 | 2.062 | 64990.927 | 2428.167 | 258.974 |  | 1084042.569 | 0 | 1084042.569 | 0 | EPA/CAMD | EIA | EPA/CAMD | EPA/CAMD | EIA | EIA | -- | EPA/CAMD | EPA/CAMD | [14 empty] | 8683.8031 | 0 | 2812.921 | 122022.08 | 0 | 0 | 0 | 0 | 0 | 0 | 0 | 0 | 124835.001 | 0 | 0 | 124835.001 | 0 | 0 | 0.022533 | 0.97747 | 0 | 0 | 0 | 0 | 0 | 0 | 0 | 0 | 1 | 0 | 0 | 1 | 0 | Yes |  | 5778094.01 | 359947.268 | 142.395 | 2.087 |  | https://www.google.com/maps/@?api=1&map_action=map&center=40.815800000000003%2C-73.063999999999993&zoom=17&basemap=satellite | 87562 | [118 empty] | 0.2 |  |  | 31 |  |  | 0.35 | 0.26 |  |  | 47 |  |  | 0.4 | 0.13 |  |  | 22 |  |  | 0.3 | 0.02 |  |  | 61 |  |  | 0.05 | 0.08 |  |  | 47 |  |  | 0.12 | 0.06 |  |  | 55 |  |  | 0.06 | 0.15 |  |  | 46 |  |  | 0.16 | 1.8775 | 0.0066875 | Gas | FRS_110000323953
2130 | 3854 | 2021 | IN | Prairies Edge Generating Facility | 58129 | Jasper County Rural E M C | 9665 | Prairies Edge Dairy Farms LLC | 58082 | Industrial Non-CHP | Midcontinent Independent Transmission System Operator, Inc.. | MISO | RFC | RFCW | RFC West | MISO | 18 | 73 | Jasper | 41.0606 | -87.3071 | 1 | 1 | NG | GAS |  | 0 | 1.1 |  |  | Yes | 0 |  | 1 | [5 empty] | 0 | 0 | 0 |  | 0 | 0 | [45 empty] | -- | [17 empty] | 0 | 0 | 0 | 0 | 0 | 0 | 0 | 0 | 0 | 0 | 0 | 0 | 0 | 0 | 0 | 0 | [23 empty] | https://www.google.com/maps/@?api=1&map_action=map&center=41.060580000000002%2C-87.307136&zoom=17&basemap=satellite | 332 | [118 empty] | 0.21 |  |  | 35 |  |  | 0.35 | 0.13 |  |  | 28 |  |  | 0.4 | 0.29 |  |  | 53 |  |  | 0.3 | 0 |  |  | 0 |  |  | 0.05 | 0.19 |  |  | 78 |  |  | 0.12 | 0.08 |  |  | 73 |  |  | 0.06 | 0.17 |  |  | 57 |  |  | 0.16 | 0.0040666 | 0.0041623 | Gas | FRS_110057117472
2131 | 3855 | 2021 | IN | Purdue University-Wade Utility | 50240 | Duke Energy Indiana Inc | 15470 | Purdue University | 15526 | Commercial CHP | Midcontinent Independent Transmission System Operator, Inc.. | MISO | RFC | RFCW | RFC West | MISO | 18 | 157 | Tippecanoe | 40.4172 | -86.9122 | 4 | 3 | NG | GAS | Yes | 0.35754 | 43.2 | 0.73744 |  | Yes | 2678680 | 0.172 | 0.1869 |  | 1042376.735 | 424760.669 | 1042376.735 | 424760.669 | 135303.432 | 53226.656 | 50.096 | 16.724 | 404.875 | 70112.406 | 5940.091 | 799.062 | 70305.718 |  | 0.74 | 0.628 | 5.985 | 1036.373 | 0.044 | 0.006 | 1039.23 |  | 0.096 | 0.079 | 0.777 | 134.524 | 0.006 | 0.001 | 134.895 |  | 0.74 | 0.628 | 5.985 | 1036.373 | 0.044 | 0.006 | 1039.23 |  | 268.035 | 89.48 | 2166.277 | 375134.902 | 31782.329 | 4275.364 |  | 5577214.002 | 2272672.703 | 5577214.002 | 2272672.703 | EPA/CAMD | EPA/CAMD | EIA | EIA | EIA | EIA | -- | EPA/CAMD | EPA/CAMD | [6 empty] | 4534837.267 | 1847912.034 | 217.939 | 72.756 | 1761.402 | 305022.496 | 25842.237 | 3476.302 | 7703.9934 | 30834.746 | 88.2 | 102792.62 | 0 | 0 | 0 | 0 | 0 | 0 | 1587.864 | 0 | 135303.43 | 0 | 0 | 135303.43 | 0 | 0.22789 | 0.00065187 | 0.75972 | 0 | 0 | 0 | 0 | 0 | 0 | 0.011736 | 0 | 1 | 0 | 0 | 1 | 0 | Yes |  | 4317343.561 |  | 230.448 |  |  | https://www.google.com/maps/@?api=1&map_action=map&center=40.417200000000001%2C-86.912199999999999&zoom=17&basemap=satellite | 87270 | [118 empty] | 0.38 |  |  | 63 |  |  | 0.35 | 0.28 |  |  | 49 |  |  | 0.4 | 0.53 |  |  | 83 |  |  | 0.3 | 0.03 |  |  | 69 |  |  | 0.05 | 0.09 |  |  | 52 |  |  | 0.12 | 0.04 |  |  | 45 |  |  | 0.06 | 0.09 |  |  | 24 |  |  | 0.16 | 4.2472 | 0.066232 | Gas | FRS_110006766990
2132 | 10318 | 2021 | TX | San Jacinto Steam Electric Station | 7325 | CenterPoint Energy | 8901 | NRG Texas Power LLC | 54888 | IPP Non-CHP | Electric Reliability Council of Texas, Inc. | ERCO | TRE | ERCT | ERCOT All | ERCOT | 48 | 201 | Harris | 29.6948 | -95.0406 | 2 | 2 | NG | GAS |  | 0.54369 | 176.4 | 0.42718 |  | Yes | 0 |  | 1 |  | 11642397.28 | 5069797.899 | 11642397.28 | 5069797.899 | 840149 | 365851 | 133.819 | 51.353 | 3.493 | 691964.777 | 25856.838 | 2585.684 | 692673.254 |  | 0.319 | 0.281 | 0.008 | 1647.243 | 0.031 | 0.003 | 1648.93 |  | 0.023 | 0.02 | 0.001 | 118.87 | 0.002 | 0 | 118.992 |  | 0.319 | 0.281 | 0.008 | 1647.243 | 0.031 | 0.003 | 1648.93 |  | 133.819 | 51.353 | 3.493 | 691964.777 | 25856.838 | 2585.684 |  | 11642397.28 | 5069797.899 | 11642397.28 | 5069797.899 | EPA/CAMD | EPA/CAMD | EPA/CAMD | EPA/CAMD | EIA | EIA | -- | EPA/CAMD | EPA/CAMD | [6 empty] | 0 | 0 | 0 | 0 | 0 | 0 | 0 | 0 | 13857.5387 | 0 | 0 | 840149 | 0 | 0 | 0 | 0 | 0 | 0 | 0 | 0 | 840149 | 0 | 0 | 840149 | 0 | 0 | 0 | 1 | 0 | 0 | 0 | 0 | 0 | 0 | 0 | 0 | 1 | 0 | 0 | 1 | 0 | Yes |  | 10003719 | 594568.053 | 118.049 | 3.002 |  | https://www.google.com/maps/@?api=1&map_action=map&center=29.694838000000001%2C-95.040621999999999&zoom=17&basemap=satellite | 18238 | [118 empty] | 0.39 |  |  | 64 |  |  | 0.35 | 0.5 |  |  | 66 |  |  | 0.4 | 0.29 |  |  | 52 |  |  | 0.3 | 0.02 |  |  | 65 |  |  | 0.05 | 0.15 |  |  | 70 |  |  | 0.12 | 0.07 |  |  | 68 |  |  | 0.06 | 0.11 |  |  | 30 |  |  | 0.16 | 74.8039 | 0.16043 | Gas | FRS_110012511120
2133 | 3861 | 2021 | IN | Richmond (IN) | 7335 | Indiana Michigan Power Co | 9324 | Indiana Municipal Power Agency | 9234 | Electric Utility | PJM Interconnection, LLC | PJM | RFC | RFCW | RFC West | PJM | 18 | 177 | Wayne | 39.8396 | -84.9657 | 2 | 2 | NG | GAS |  | 0.01318 | 82.8 | 1 | [6 empty] | 132672.899 | 92915.04 | 132672.899 | 92915.04 | 9560 | 7174 | 8.799 | 6.009 | 0.04 | 7991.018 | 318.01 | 34.865 | 8000.188 |  | 1.841 | 1.675 | 0.008 | 1671.761 | 0.033 | 0.004 | 1673.68 |  | 0.133 | 0.129 | 0.001 | 120.462 | 0.002 | 0 | 120.6 |  | 1.841 | 1.675 | 0.008 | 1671.761 | 0.033 | 0.004 | 1673.68 |  | 8.799 | 6.009 | 0.04 | 7991.018 | 318.01 | 34.865 |  | 132672.899 | 92915.04 | 132672.899 | 92915.04 | EPA/CAMD | EPA/CAMD | EPA/CAMD | EPA/CAMD | EIA | EIA | -- | EPA/CAMD | EPA/CAMD | [14 empty] | 13877.9198 | 0 | 327.996 | 9232.003 | 0 | 0 | 0 | 0 | 0 | 0 | 0 | 0 | 9559.999 | 0 | 0 | 9559.999 | 0 | 0 | 0.034309 | 0.96569 | 0 | 0 | 0 | 0 | 0 | 0 | 0 | 0 | 1 | 0 | 0 | 1 | 0 | Yes |  | 175945.399 | 10863.66 | 12.267 | 0.162 |  | https://www.google.com/maps/@?api=1&map_action=map&center=39.839571999999997%2C-84.965682000000001&zoom=17&basemap=satellite | 12456 | [118 empty] | 0.22 |  |  | 37 |  |  | 0.35 | 0.1 |  |  | 23 |  |  | 0.4 | 0.35 |  |  | 61 |  |  | 0.3 | 0 |  |  | 0 |  |  | 0.05 | 0.13 |  |  | 67 |  |  | 0.12 | 0.06 |  |  | 58 |  |  | 0.06 | 0.2 |  |  | 69 |  |  | 0.16 | 0.27645 | 0.11293 | Gas | FRS_110001678015
2134 | 4052 | 2021 | KS | Wellington 2 | 7339 | Westar Energy Inc | 22500 | City of Wellington - (KS) | 20315 | Electric Utility | Southwest Power Pool | SWPP | MRO | SPNO | SPP North |  | 20 | 191 | Sumner | 37.2678 | -97.3497 | 1 | 1 | NG | GAS |  | 0.01152 | 20 | 1 | [6 empty] | 31279 | 13366 | 31279 | 13366 | 2019 | 863 | 4.931 | 2.107 | 0.05 | 1828.086 | 68.958 | 6.896 | 1829.975 |  | 4.885 | 4.883 | 0.05 | 1810.883 | 0.034 | 0.003 | 1812.754 |  | 0.315 | 0.315 | 0.003 | 116.889 | 0.002 | 0 | 117.01 |  | 4.885 | 4.883 | 0.05 | 1810.883 | 0.034 | 0.003 | 1812.754 |  | 4.931 | 2.107 | 0.05 | 1828.086 | 68.958 | 6.896 |  | 31279 | 13366 | 31279 | 13366 | EIA | EIA | EIA | EIA | EIA | EIA | -- | EIA | EIA | [14 empty] | 15492.3229 | 0 | 0 | 2019 | 0 | 0 | 0 | 0 | 0 | 0 | 0 | 0 | 2019 | 0 | 0 | 2019 | 0 | 0 | 0 | 1 | 0 | 0 | 0 | 0 | 0 | 0 | 0 | 0 | 1 | 0 | 0 | 1 | 0 | [7 empty] | https://www.google.com/maps/@?api=1&map_action=map&center=37.267800000000001%2C-97.349699999999999&zoom=17&basemap=satellite | 5127 | [118 empty] | 0.32 |  |  | 54 |  |  | 0.35 | 0.16 |  |  | 34 |  |  | 0.4 | 0.47 |  |  | 77 |  |  | 0.3 | 0 |  |  | 0 |  |  | 0.05 | 0.07 |  |  | 46 |  |  | 0.12 | 0.06 |  |  | 59 |  |  | 0.06 | 0.16 |  |  | 54 |  |  | 0.16 | 0.0070695 | 0.015692 | Gas | FRS_110040981006
2135 | 3871 | 2021 | IN | SABIC Innovative Plastics Mt. Vernon | 58063 | Southern Indiana Gas & Elec Co | 17633 | SABIC IP Mt. Vernon, LLC | 57440 | Industrial CHP | Midcontinent Independent Transmission System Operator, Inc.. | MISO | RFC | RFCW | RFC West | MISO | 18 | 129 | Posey | 37.9103 | -87.9261 | 1 | 1 | NG | GAS |  | 0.54446 | 108 | 0.42591 |  | Yes | 127289.6 | 13.811 | 0.94849 |  | 5756561.042 | 2356081.703 | 5756561.042 | 2356081.703 | 515099 | 217185 | 897.972 | 363.437 | 9.199 | 336439.498 | 12691.055 | 1269.106 | 336787.233 |  | 3.487 | 3.347 | 0.036 | 1306.31 | 0.025 | 0.002 | 1307.66 |  | 0.312 | 0.309 | 0.003 | 116.889 | 0.002 | 0 | 117.01 |  | 3.487 | 3.347 | 0.036 | 1306.31 | 0.025 | 0.002 | 1307.66 |  | 946.735 | 383.173 | 9.698 | 354709.314 | 13380.223 | 1338.022 |  | 6069162 | 2484025 | 6069162 | 2484025 | EIA | EIA | EIA | EIA | EIA | EIA | -- | EIA | EIA | [6 empty] | 312600.958 | 127943.297 | 48.763 | 19.736 | 0.5 | 18269.816 | 689.168 | 68.917 | 11175.6401 | 0 | 0 | 515099 | 0 | 0 | 0 | 0 | 0 | 0 | 0 | 0 | 515099 | 0 | 0 | 515099 | 0 | 0 | 0 | 1 | 0 | 0 | 0 | 0 | 0 | 0 | 0 | 0 | 1 | 0 | 0 | 1 | 0 | [7 empty] | https://www.google.com/maps/@?api=1&map_action=map&center=37.910277999999998%2C-87.926111000000006&zoom=17&basemap=satellite | 6723 | [118 empty] | 0.19 |  |  | 31 |  |  | 0.35 | 0.09 |  |  | 22 |  |  | 0.4 | 0.3 |  |  | 53 |  |  | 0.3 | 0.01 |  |  | 60 |  |  | 0.05 | 0.09 |  |  | 54 |  |  | 0.12 | 0.06 |  |  | 57 |  |  | 0.06 | 0.2 |  |  | 67 |  |  | 0.16 | 2.5685 | 0.010545 | Gas | FRS_110000403670
2136 | 3872 | 2021 | IN | Sagamore Plant Cogeneration | 50903 | Duke Energy Indiana Inc | 15470 | Tate & Lyle Ingredients Americas Inc | 8 | Industrial CHP | Midcontinent Independent Transmission System Operator, Inc.. | MISO | RFC | RFCW | RFC West | MISO | 18 | 157 | Tippecanoe | 40.4439 | -86.86 | 1 | 1 | NG | GAS |  | 0.10629 | 7.4 | 1 |  | Yes | 940390.4 | 0.025 | 0.032265 |  | 43140.608 | 17788.383 | 43140.608 | 17788.383 | 6889.91 | 5.82 | 3.54 | 1.459 | 0.069 | 2521.333 | 95.109 | 9.511 | 2523.939 |  | 1.027 | 501.532 | 0.02 | 731.891 | 0.014 | 0.001 | 732.648 |  | 0.164 | 0.164 | 0.003 | 116.889 | 0.002 | 0 | 117.01 |  | 1.027 | 501.532 | 0.02 | 731.891 | 0.014 | 0.001 | 732.648 |  | 109.701 | 45.233 | 2.137 | 78143.608 | 2947.706 | 294.771 |  | 1337056 | 551315 | 1337056 | 551315 | EIA | EIA | EIA | EIA | EIA | EIA | -- | EIA | EIA | [6 empty] | 1293915.392 | 533526.617 | 106.161 | 43.774 | 2.068 | 75622.275 | 2852.597 | 285.26 | 6261.4183 | 0 | 0 | 6889.91 | 0 | 0 | 0 | 0 | 0 | 0 | 0 | 0 | 6889.91 | 0 | 0 | 6889.91 | 0 | 0 | 0 | 1 | 0 | 0 | 0 | 0 | 0 | 0 | 0 | 0 | 1 | 0 | 0 | 1 | 0 | [7 empty] | https://www.google.com/maps/@?api=1&map_action=map&center=40.443899999999999%2C-86.86&zoom=17&basemap=satellite | 61335 | [118 empty] | 0.38 |  |  | 62 |  |  | 0.35 | 0.26 |  |  | 46 |  |  | 0.4 | 0.49 |  |  | 78 |  |  | 0.3 | 0.03 |  |  | 67 |  |  | 0.05 | 0.1 |  |  | 55 |  |  | 0.12 | 0.05 |  |  | 48 |  |  | 0.06 | 0.12 |  |  | 35 |  |  | 0.16 | 0.26891 | 0.054385 | Gas | FRS_110000493902
2137 | 3877 | 2021 | IN | St. Joseph Energy Center LLC | 57794 | Indiana Michigan Power Co | 9324 | St Joseph Energy Center LLC | 57109 | IPP Non-CHP | PJM Interconnection, LLC | PJM | RFC | RFCW | RFC West | PJM | 18 | 141 | St Joseph | 41.699 | -86.4797 | 2 | 3 | NG | GAS |  | 0.65125 | 780 | 0.24792 | [6 empty] | 30248571.66 | 13572627.06 | 30248571.66 | 13572627.06 | 4449837 | 1984962 | 102.28 | 46.736 | 9.075 | 1797632.63 | 68072.376 | 6807.238 | 1799497.813 |  | 0.046 | 0.047 | 0.004 | 807.954 | 0.015 | 0.002 | 808.793 |  | 0.007 | 0.007 | 0.001 | 118.857 | 0.002 | 0 | 118.981 |  | 0.046 | 0.047 | 0.004 | 807.954 | 0.015 | 0.002 | 808.793 |  | 102.28 | 46.736 | 9.075 | 1797632.63 | 68072.376 | 6807.238 |  | 30248571.66 | 13572627.06 | 30248571.66 | 13572627.06 | EPA/CAMD | EPA/CAMD | EPA/CAMD | EPA/CAMD | EIA | EIA | -- | EPA/CAMD | EPA/CAMD | [14 empty] | 6797.6808 | 0 | 0 | 4449837 | 0 | 0 | 0 | 0 | 0 | 0 | 0 | 0 | 4449837 | 0 | 0 | 4449837 | 0 | 0 | 0 | 1 | 0 | 0 | 0 | 0 | 0 | 0 | 0 | 0 | 1 | 0 | 0 | 1 | 0 | Yes |  | 34323168.82 | 2039774.734 | 110.213 | 10.298 |  | https://www.google.com/maps/@?api=1&map_action=map&center=41.698991999999997%2C-86.479698999999997&zoom=17&basemap=satellite | 4379 | [118 empty] | 0.17 |  |  | 26 |  |  | 0.35 | 0.04 |  |  | 11 |  |  | 0.4 | 0.3 |  |  | 54 |  |  | 0.3 | 0.01 |  |  | 59 |  |  | 0.05 | 0.1 |  |  | 56 |  |  | 0.12 | 0.07 |  |  | 67 |  |  | 0.06 | 0.17 |  |  | 58 |  |  | 0.16 | 98.271 | 0.041489 | Gas | FRS_110057110834
2138 | 8978 | 2021 | OR | Coyote Springs | 7350 | Bonneville Power Administration | 1738 | Portland General Electric Co | 15248 | Electric Utility | Portland General Electric Company | PGE | WECC | NWPP | WECC Northwest |  | 41 | 49 | Morrow | 45.848 | -119.6739 | 2 | 2 | NG | GAS |  | 0.66673 | 296 | 0.22211 |  | Yes | 676917.6 | 8.717 | 0.92077 |  | 20917917.52 | 7521254.337 | 20917917.52 | 7521254.337 | 1728811 | 599572 | 154.435 | 55.29 | 6.276 | 1243122.352 | 25698.186 | 2569.819 | 1243826.482 |  | 0.179 | 0.184 | 0.007 | 1438.124 | 0.015 | 0.001 | 1438.939 |  | 0.015 | 0.015 | 0.001 | 118.857 | 0.001 | 0 | 118.925 |  | 0.179 | 0.184 | 0.007 | 1438.124 | 0.015 | 0.001 | 1438.939 |  | 167.723 | 60.047 | 6.816 | 1350083.767 | 27909.324 | 2790.932 |  | 22717748.44 | 8168402.226 | 22717748.44 | 8168402.226 | EPA/CAMD | EPA/CAMD | EPA/CAMD | EPA/CAMD | EIA | EIA | -- | EPA/CAMD | EPA/CAMD | [6 empty] | 1799830.926 | 647147.889 | 13.288 | 4.757 | 0.54 | 106961.415 | 2211.137 | 221.114 | 12099.5976 | 0 | 0 | 1728811 | 0 | 0 | 0 | 0 | 0 | 0 | 0 | 0 | 1728811 | 0 | 0 | 1728811 | 0 | 0 | 0 | 1 | 0 | 0 | 0 | 0 | 0 | 0 | 0 | 0 | 1 | 0 | 0 | 1 | 0 | Yes |  | 22453201.26 | 1334368.277 | 151.802 | 6.737 |  | https://www.google.com/maps/@?api=1&map_action=map&center=45.847997999999997%2C-119.67392&zoom=17&basemap=satellite | 4155 | [118 empty] | 0.56 |  |  | 79 |  |  | 0.35 | 0.63 |  |  | 74 |  |  | 0.4 | 0.48 |  |  | 78 |  |  | 0.3 | 0.16 |  |  | 90 |  |  | 0.05 | 0.32 |  |  | 92 |  |  | 0.12 | 0.11 |  |  | 88 |  |  | 0.06 | 0.1 |  |  | 27 |  |  | 0.16 | 23.4682 | 0.029314 | Gas | FRS_110000488847
2139 | 3880 | 2021 | IN | Sugar Creek Generating Station | 55364 | Duke Energy Indiana Inc | 15470 | Northern Indiana Pub Serv Co | 13756 | Electric Utility | Midcontinent Independent Transmission System Operator, Inc.. | MISO | RFC | RFCW | RFC West | MISO | 18 | 167 | Vigo | 39.3931 | -87.5108 | 2 | 3 | NG | GAS |  | 0.53066 | 619.4 | 0.44889 | [6 empty] | 20678128.51 | 7207442.817 | 20678128.51 | 7207442.817 | 2879354 | 987935 | 106.85 | 44.693 | 6.203 | 1228891.884 | 44741.971 | 4474.197 | 1230117.814 |  | 0.074 | 0.09 | 0.004 | 853.589 | 0.016 | 0.002 | 854.44 |  | 0.01 | 0.012 | 0.001 | 118.859 | 0.002 | 0 | 118.978 |  | 0.074 | 0.09 | 0.004 | 853.589 | 0.016 | 0.002 | 854.44 |  | 106.85 | 44.693 | 6.203 | 1228891.884 | 44741.971 | 4474.197 |  | 20678128.51 | 7207442.817 | 20678128.51 | 7207442.817 | EPA/CAMD | EPA/CAMD | EPA/CAMD | EPA/CAMD | EIA | EIA | -- | EPA/CAMD | EPA/CAMD | [14 empty] | 7181.5166 | 0 | 0 | 2879354 | 0 | 0 | 0 | 0 | 0 | 0 | 0 | 0 | 2879354 | 0 | 0 | 2879354 | 0 | 0 | 0 | 1 | 0 | 0 | 0 | 0 | 0 | 0 | 0 | 0 | 1 | 0 | 0 | 1 | 0 | Yes |  | 24687969.31 | 1467175.505 | 117.386 | 7.407 |  | https://www.google.com/maps/@?api=1&map_action=map&center=39.393099999999997%2C-87.510800000000003&zoom=17&basemap=satellite | 1316 | [118 empty] | 0.15 |  |  | 21 |  |  | 0.35 | 0.02 |  |  | 6 |  |  | 0.4 | 0.28 |  |  | 50 |  |  | 0.3 | 0 |  |  | 0 |  |  | 0.05 | 0.12 |  |  | 64 |  |  | 0.12 | 0.02 |  |  | 21 |  |  | 0.06 | 0.18 |  |  | 61 |  |  | 0.16 | 175.4199 | 0.10414 | Gas | FRS_110008978151
2140 | 3882 | 2021 | IN | Tate & Lyle Lafayette South | 64854 | Duke Energy Indiana, LLC | 15470 | Tate & Lyle Lafayette South Plant | 64367 | Industrial CHP | Midcontinent Independent Transmission System Operator, Inc.. | MISO | RFC | RFCW | RFC West | MISO | 18 | 157 | Tippecanoe | 40.3763 | -86.8437 | 2 | 2 | NG | GAS |  | 0.24322 | 61.8 | 0.92796 |  | Yes | 73457.6 | 6.118 | 0.8908 |  | 384680.69 | 0 | 384680.69 | 0 | 131673 | 74011 | 11.006 | 11.006 | 0.401 | 22482.482 | 3121.341 | 312.134 | 22568.006 |  | 0.167 | 0.297 | 0.006 | 341.49 | 0.024 | 0.002 | 342.789 |  | 0.057 |  | 0.002 | 116.889 | 0.008 | 0.001 | 117.334 |  | 0.167 | 0.297 | 0.006 | 341.49 | 0.024 | 0.002 | 342.789 |  | 12.355 | 12.355 | 0.45 | 25238.672 | 3503.995 | 350.399 |  | 431839.775 | 0 | 431839.775 | 0 | EPA/CAMD | EIA | EIA | EIA | EIA | EIA | -- | EPA/CAMD | EPA/CAMD | [6 empty] | 47159.085 | 0 | 1.349 | 1.349 | 0.049 | 2756.19 | 382.654 | 38.265 | 2921.485 | 0 | 0 | 131673 | 0 | 0 | 0 | 0 | 0 | 0 | 0 | 0 | 131673 | 0 | 0 | 131673 | 0 | 0 | 0 | 1 | 0 | 0 | 0 | 0 | 0 | 0 | 0 | 0 | 1 | 0 | 0 | 1 | 0 | Yes |  | 4322721.9 |  | 145.407 |  |  | https://www.google.com/maps/@?api=1&map_action=map&center=40.376319000000002%2C-86.843694999999997&zoom=17&basemap=satellite | 44506 | [118 empty] | 0.31 |  |  | 53 |  |  | 0.35 | 0.27 |  |  | 48 |  |  | 0.4 | 0.35 |  |  | 61 |  |  | 0.3 | 0.03 |  |  | 68 |  |  | 0.05 | 0.1 |  |  | 58 |  |  | 0.12 | 0.09 |  |  | 80 |  |  | 0.06 | 0.12 |  |  | 36 |  |  | 0.16 |  |  | Gas | FRS_
2141 | 6087 | 2021 | MO | Poplar Bluff Generating Station | 7392 | City of Poplar Bluff - (MO) | 15229 | City of Poplar Bluff - (MO) | 15229 | Electric Utility | Southwest Power Pool | SWPP | SERC | SPSO | SPP South |  | 29 | 23 | Butler | 36.7597 | -90.3903 | 5 | 5 | NG | GAS |  | 0.00776 | 34.1 | 1 | [6 empty] | 38701.001 | 16237.999 | 38701.001 | 16237.999 | 2316.998 | 971.999 | 53.436 | 21.856 | 2.838 | 2791.519 | 170.693 | 29.875 | 2798.104 |  | 46.125 | 44.971 | 2.45 | 2409.6 | 0.074 | 0.013 | 2415.284 |  | 2.761 | 2.692 | 0.147 | 144.261 | 0.004 | 0.001 | 144.601 |  | 46.125 | 44.971 | 2.45 | 2409.598 | 0.074 | 0.013 | 2415.282 |  | 53.436 | 21.856 | 2.838 | 2791.519 | 170.693 | 29.875 |  | 38701.001 | 16237.999 | 38701.001 | 16237.999 | EIA | EIA | EIA | EIA | EIA | EIA | -- | EIA | EIA | [14 empty] | 16703.0647 | 0 | 1159.236 | 1157.764 | 0 | 0 | 0 | 0 | 0 | 0 | 0 | 0 | 2317 | 0 | 0 | 2317 | 0 | 0 | 0.50032 | 0.49968 | 0 | 0 | 0 | 0 | 0 | 0 | 0 | 0 | 1 | 0 | 0 | 1 | 0 | [7 empty] | https://www.google.com/maps/@?api=1&map_action=map&center=36.759700000000002%2C-90.390299999999996&zoom=17&basemap=satellite | 18849 | [118 empty] | 0.37 |  |  | 61 |  |  | 0.35 | 0.19 |  |  | 37 |  |  | 0.4 | 0.56 |  |  | 85 |  |  | 0.3 | 0.01 |  |  | 58 |  |  | 0.05 | 0.17 |  |  | 76 |  |  | 0.12 | 0.08 |  |  | 71 |  |  | 0.06 | 0.19 |  |  | 62 |  |  | 0.16 | 1.1407 | 3.6561 | Gas | FRS_110001460507
2142 | 3889 | 2021 | IN | Twin Bridges LFGTE | 54925 | Hendricks County Rural E M C | 8447 | Wabash Valley Power Assn, Inc | 40211 | Electric Utility | Midcontinent Independent Transmission System Operator, Inc.. | MISO | RFC | RFCW | RFC West | MISO | 18 | 63 | Hendricks | 39.745 | -86.4947 | 14 | 14 | LFG | BIOMASS |  | 0.67983 | 12.8 | 0.20028 | Yes | [5 empty] | 913631.006 | 379121.006 | 913631.006 | 379121.006 | 76228 | 31632 | 0 | 0 | 15.303 | 0 | 0 | 0 | 0 |  | 0 | 0 | 0.402 | 0 | 0 | 0 | 0 |  | 0 | 0 | 0.034 | 0 | 0 | 0 | 0 |  | 0 | 0 | 0.402 | 0 | 0 | 0 | 0 |  | 602.162 | 249.872 | 20.557 | 58015.376 | 2125.108 | 212.511 |  | 913631.006 | 379121.006 | 913631.006 | 379121.006 | EIA | EIA | EIA | EIA | EIA | EIA | -- | EIA | EIA | 602.162 | 249.872 | 5.253 | 58015.376 | 2125.108 | 212.511 | [8 empty] | 11985.5041 | 0 | 0 | 0 | 0 | 0 | 76228 | 0 | 0 | 0 | 0 | 0 | 0 | 76228 | 76228 | 76228 | 0 | 0 | 0 | 0 | 0 | 0 | 1 | 0 | 0 | 0 | 0 | 0 | 0 | 1 | 1 | 1 | 0 | [7 empty] | https://www.google.com/maps/@?api=1&map_action=map&center=39.744982999999998%2C-86.494658000000001&zoom=17&basemap=satellite | 12964 | [118 empty] | 0.12 |  |  | 14 |  |  | 0.35 | 0.09 |  |  | 22 |  |  | 0.4 | 0.15 |  |  | 27 |  |  | 0.3 | 0 |  |  | 0 |  |  | 0.05 | 0.06 |  |  | 39 |  |  | 0.12 | 0.06 |  |  | 55 |  |  | 0.06 | 0.14 |  |  | 45 |  |  | 0.16 | 7.4506 | 0.17485 | Biomass | FRS_110009567012
2143 | 4420 | 2021 | MA | Front Street | 7396 | City of Chicopee - (MA) | 3477 | City of Chicopee - (MA) | 3477 | Electric Utility | ISO New England Inc. | ISNE | NPCC | NEWE | NPCC New England | ISONE | 25 | 13 | Hampden | 42.1483 | -72.5911 | 3 | 3 | DFO | OIL |  | 0.00602 | 8.1 | 1 | [6 empty] | 4466.001 | 759 | 4466.001 | 759 | 426.999 | 72.999 | 7.131 | 1.212 | 0.648 | 364.707 | 29.538 | 5.908 | 365.956 |  | 33.401 | 33.206 | 3.034 | 1708.234 | 0.069 | 0.014 | 1714.086 |  | 3.193 | 3.194 | 0.29 | 163.326 | 0.007 | 0.001 | 163.886 |  | 33.4 | 33.206 | 3.034 | 1708.23 | 0.069 | 0.014 | 1714.082 |  | 7.131 | 1.212 | 0.648 | 364.707 | 29.538 | 5.908 |  | 4466.001 | 759 | 4466.001 | 759 | EIA | EIA | EIA | EIA | EIA | EIA | -- | EIA | EIA | [14 empty] | 10459.0187 | 0 | 427 | 0 | 0 | 0 | 0 | 0 | 0 | 0 | 0 | 0 | 427 | 0 | 0 | 427 | 0 | 0 | 1 | 0 | 0 | 0 | 0 | 0 | 0 | 0 | 0 | 0 | 1 | 0 | 0 | 1 | 0 | [7 empty] | https://www.google.com/maps/@?api=1&map_action=map&center=42.148299999999999%2C-72.591099999999997&zoom=17&basemap=satellite | 98145 | [118 empty] | 0.52 |  |  | 76 |  |  | 0.35 | 0.57 |  |  | 71 |  |  | 0.4 | 0.46 |  |  | 76 |  |  | 0.3 | 0.13 |  |  | 88 |  |  | 0.05 | 0.21 |  |  | 82 |  |  | 0.12 | 0.06 |  |  | 61 |  |  | 0.06 | 0.15 |  |  | 49 |  |  | 0.16 | 0.49941 | 3.2429 | Oil | FRS_110024378163
2144 | 3891 | 2021 | IN | University of Notre Dame | 50366 | Indiana Michigan Power Co | 9324 | University of Notre Dame | 19564 | Commercial CHP | PJM Interconnection, LLC | PJM | RFC | RFCW | RFC West | PJM | 18 | 141 | St Joseph | 41.7094 | -86.2367 | 13 | 12 | NG | GAS |  | 0.21037 | 39.6 | 0.98272 |  | Yes | 1377218.4 | 0.181 | 0.19428 |  | 412824.764 | 192855.505 | 412824.764 | 192855.505 | 72975.683 | 35722.593 | 29.211 | 13.282 | 0.884 | 24163.557 | 916.998 | 92.731 | 24188.836 |  | 0.801 | 0.744 | 0.024 | 662.236 | 0.013 | 0.001 | 662.929 |  | 0.142 | 0.138 | 0.004 | 117.064 | 0.002 | 0 | 117.187 |  | 0.801 | 0.744 | 0.024 | 662.241 | 0.013 | 0.001 | 662.934 |  | 150.354 | 68.367 | 4.551 | 124373.424 | 4719.927 | 477.301 |  | 2124870.507 | 992655.989 | 2124870.507 | 992655.989 | EIA | EIA |  | EIA | EIA | EIA | -- | [8 empty] | 1712045.743 | 799800.484 | 121.143 | 55.085 | 3.667 | 100209.867 | 3802.928 | 384.57 | 5657.0631 | 0 | 503.029 | 72472.074 | 0 | 0 | 0 | 0 | 0 | 0 | 0 | 0 | 72975.103 | 0 | 0 | 72975.103 | 0 | 0 | 0.0068932 | 0.99311 | 0 | 0 | 0 | 0 | 0 | 0 | 0 | 0 | 1 | 0 | 0 | 1 | 0 | [7 empty] | https://www.google.com/maps/@?api=1&map_action=map&center=41.709400000000002%2C-86.236699999999999&zoom=17&basemap=satellite | 76245 | [118 empty] | 0.35 |  |  | 59 |  |  | 0.35 | 0.34 |  |  | 54 |  |  | 0.4 | 0.35 |  |  | 62 |  |  | 0.3 | 0.02 |  |  | 61 |  |  | 0.05 | 0.1 |  |  | 57 |  |  | 0.12 | 0.05 |  |  | 53 |  |  | 0.06 | 0.15 |  |  | 49 |  |  | 0.16 | 1.5675 | 0.039203 | Gas | FRS_110070828275
2145 | 9239 | 2021 | PA | Falling Spring | 7397 | Borough of Chambersburg | 3329 | Borough of Chambersburg | 3329 | Electric Utility | PJM Interconnection, LLC | PJM | RFC | RFCW | RFC West | PJM | 42 | 55 | Franklin | 39.9389 | -77.6583 | 3 | 3 | NG | GAS |  | 0.03331 | 7.2 | 1 | [6 empty] | 21518 | 11300 | 21518 | 11300 | 2101 | 1070 | 27.489 | 14.371 | 0.032 | 1257.609 | 52.501 | 6.009 | 1259.161 |  | 26.168 | 26.862 | 0.031 | 1197.153 | 0.025 | 0.003 | 1198.63 |  | 2.555 | 2.544 | 0.003 | 116.889 | 0.002 | 0 | 117.033 |  | 26.168 | 26.862 | 0.031 | 1197.153 | 0.025 | 0.003 | 1198.63 |  | 27.489 | 14.371 | 0.032 | 1257.609 | 52.501 | 6.009 |  | 21518 | 11300 | 21518 | 11300 | EIA | EIA | EIA | EIA | EIA | EIA | -- | EIA | EIA | [14 empty] | 10241.7896 | 0 | 111.6 | 1989.4 | 0 | 0 | 0 | 0 | 0 | 0 | 0 | 0 | 2101 | 0 | 0 | 2101 | 0 | 0 | 0.053118 | 0.94688 | 0 | 0 | 0 | 0 | 0 | 0 | 0 | 0 | 1 | 0 | 0 | 1 | 0 | [7 empty] | https://www.google.com/maps/@?api=1&map_action=map&center=39.938899999999997%2C-77.658299999999997&zoom=17&basemap=satellite | 33127 | [118 empty] | 0.3 |  |  | 51 |  |  | 0.35 | 0.27 |  |  | 48 |  |  | 0.4 | 0.32 |  |  | 58 |  |  | 0.3 | 0.04 |  |  | 73 |  |  | 0.05 | 0.1 |  |  | 57 |  |  | 0.12 | 0.06 |  |  | 58 |  |  | 0.06 | 0.21 |  |  | 70 |  |  | 0.16 | 0.0027211 | 0.0043677 | Gas | FRS_110028041580
2146 | 3894 | 2021 | IN | Veolia ES Blackfoot Landfill Facility | 58577 | Southern Indiana Gas & Elec Co | 17633 | Southern Indiana Gas & Elec Co | 17633 | Electric Utility | Midcontinent Independent Transmission System Operator, Inc.. | MISO | RFC | RFCW | RFC West | MISO | 18 | 125 | Pike | 38.3272 | -87.2006 | 2 | 2 | LFG | BIOMASS |  | 0.36687 | 3.2 | 0.72189 | Yes | [5 empty] | 102971 | 42729 | 102971 | 42729 | 10284 | 4267 | 0 | 0 | 1.725 | 0 | 0 | 0 | 0 |  | 0 | 0 | 0.335 | 0 | 0 | 0 | 0 |  | 0 | 0 | 0.033 | 0 | 0 | 0 | 0 |  | 0 | 0 | 0.335 | 0 | 0 | 0 | 0 |  | 69.77 | 28.952 | 2.317 | 6538.636 | 239.511 | 23.951 |  | 102971 | 42729 | 102971 | 42729 | EIA | EIA | EIA | EIA | EIA | EIA | -- | EIA | EIA | 69.77 | 28.952 | 0.592 | 6538.636 | 239.511 | 23.951 | [8 empty] | 10012.7382 | 0 | 0 | 0 | 0 | 0 | 10284 | 0 | 0 | 0 | 0 | 0 | 0 | 10284 | 10284 | 10284 | 0 | 0 | 0 | 0 | 0 | 0 | 1 | 0 | 0 | 0 | 0 | 0 | 0 | 1 | 1 | 1 | 0 | [7 empty] | https://www.google.com/maps/@?api=1&map_action=map&center=38.327221999999999%2C-87.200556000000006&zoom=17&basemap=satellite | 889 | [118 empty] | 0.15 |  |  | 22 |  |  | 0.35 | 0.08 |  |  | 21 |  |  | 0.4 | 0.22 |  |  | 41 |  |  | 0.3 | 0 |  |  | 0 |  |  | 0.05 | 0.09 |  |  | 52 |  |  | 0.12 | 0.09 |  |  | 78 |  |  | 0.06 | 0.18 |  |  | 60 |  |  | 0.16 | 0.76294 | 0.15755 | Biomass | FRS_110034172767
2147 | 5284 | 2021 | MI | Water Street Station | 7398 | City of Bay City - (MI) | 1366 | City of Bay City - (MI) | 1366 | Electric Utility | Midcontinent Independent Transmission System Operator, Inc.. | MISO | RFC | RFCM | RFC Michigan | MISO | 26 | 17 | Bay | 43.5828 | -83.8967 | 2 | 2 | NG | GAS |  | 0.00818 | 12.6 | 1 | [6 empty] | 8978 | 3905 | 8978 | 3905 | 903 | 393 | 11.095 | 4.819 | 0.013 | 524.715 | 23.321 | 2.861 | 525.433 |  | 24.574 | 24.524 | 0.029 | 1162.159 | 0.026 | 0.003 | 1163.749 |  | 2.472 | 2.468 | 0.003 | 116.889 | 0.003 | 0 | 117.049 |  | 24.574 | 24.524 | 0.029 | 1162.159 | 0.026 | 0.003 | 1163.749 |  | 11.095 | 4.819 | 0.013 | 524.715 | 23.321 | 2.861 |  | 8978 | 3905 | 8978 | 3905 | EIA | EIA | EIA | EIA | EIA | EIA | -- | EIA | EIA | [14 empty] | 9942.4142 | 0 | 80.24 | 822.76 | 0 | 0 | 0 | 0 | 0 | 0 | 0 | 0 | 903 | 0 | 0 | 903 | 0 | 0 | 0.088859 | 0.91114 | 0 | 0 | 0 | 0 | 0 | 0 | 0 | 0 | 1 | 0 | 0 | 1 | 0 | [7 empty] | https://www.google.com/maps/@?api=1&map_action=map&center=43.582846000000004%2C-83.896696000000006&zoom=17&basemap=satellite | 48433 | [118 empty] | 0.27 |  |  | 46 |  |  | 0.35 | 0.14 |  |  | 30 |  |  | 0.4 | 0.4 |  |  | 68 |  |  | 0.3 | 0.01 |  |  | 57 |  |  | 0.05 | 0.11 |  |  | 59 |  |  | 0.12 | 0.05 |  |  | 49 |  |  | 0.06 | 0.19 |  |  | 62 |  |  | 0.16 | 0.00075411 | 0.0042847 | Gas | FRS_110028030681
2148 | 3895 | 2021 | IN | Vermillion Generating Station | 55111 | Duke Energy Indiana Inc | 15470 | Duke Energy Ohio Inc | 3542 | Electric Utility | Midcontinent Independent Transmission System Operator, Inc.. | MISO | RFC | RFCW | RFC West | MISO | 18 | 165 | Vermillion | 39.9223 | -87.4464 | 8 | 8 | NG | GAS |  | 0.04288 | 692 | 1 | [6 empty] | 3305178.047 | 1727522.667 | 3305178.047 | 1727522.667 | 259929 | 135858 | 59.278 | 27.484 | 0.992 | 196421.144 | 7490.935 | 749.093 | 196626.396 |  | 0.456 | 0.405 | 0.008 | 1511.345 | 0.029 | 0.003 | 1512.924 |  | 0.036 | 0.032 | 0.001 | 118.857 | 0.002 | 0 | 118.981 |  | 0.456 | 0.405 | 0.008 | 1511.345 | 0.029 | 0.003 | 1512.924 |  | 59.278 | 27.484 | 0.992 | 196421.144 | 7490.935 | 749.093 |  | 3305178.047 | 1727522.667 | 3305178.047 | 1727522.667 | EPA/CAMD | EPA/CAMD | EPA/CAMD | EPA/CAMD | EIA | EIA | -- | EPA/CAMD | EPA/CAMD | [14 empty] | 12715.6956 | 0 | 0 | 259929 | 0 | 0 | 0 | 0 | 0 | 0 | 0 | 0 | 259929 | 0 | 0 | 259929 | 0 | 0 | 0 | 1 | 0 | 0 | 0 | 0 | 0 | 0 | 0 | 0 | 1 | 0 | 0 | 1 | 0 | Yes |  | 6066461.585 | 360522.357 | 101.687 | 1.82 |  | https://www.google.com/maps/@?api=1&map_action=map&center=39.922328%2C-87.446358000000004&zoom=17&basemap=satellite | 1661 | [118 empty] | 0.22 |  |  | 36 |  |  | 0.35 | 0.02 |  |  | 7 |  |  | 0.4 | 0.41 |  |  | 70 |  |  | 0.3 | 0 |  |  | 0 |  |  | 0.05 | 0.09 |  |  | 52 |  |  | 0.12 | 0.06 |  |  | 61 |  |  | 0.06 | 0.17 |  |  | 56 |  |  | 0.16 | 6.7356 | 0.079463 | Gas | FRS_110006010921
2149 | 5165 | 2021 | MI | Henry Station | 7399 | City of Bay City - (MI) | 1366 | City of Bay City - (MI) | 1366 | Electric Utility | Midcontinent Independent Transmission System Operator, Inc.. | MISO | RFC | RFCM | RFC Michigan | MISO | 26 | 17 | Bay | 43.5951 | -83.8999 | 2 | 2 | NG | GAS |  | 0.00524 | 15.4 | 1 | [6 empty] | 5856 | 2548 | 5856 | 2548 | 707 | 308 | 8.274 | 3.594 | 0.009 | 342.252 | 15.005 | 1.815 | 342.71 |  | 23.406 | 23.338 | 0.024 | 968.181 | 0.021 | 0.003 | 969.476 |  | 2.826 | 2.821 | 0.003 | 116.889 | 0.003 | 0 | 117.046 |  | 23.406 | 23.338 | 0.024 | 968.181 | 0.021 | 0.003 | 969.476 |  | 8.274 | 3.594 | 0.009 | 342.252 | 15.005 | 1.815 |  | 5856 | 2548 | 5856 | 2548 | EIA | EIA | EIA | EIA | EIA | EIA | -- | EIA | EIA | [14 empty] | 8282.8854 | 0 | 57.133 | 649.867 | 0 | 0 | 0 | 0 | 0 | 0 | 0 | 0 | 707 | 0 | 0 | 707 | 0 | 0 | 0.08081 | 0.91919 | 0 | 0 | 0 | 0 | 0 | 0 | 0 | 0 | 1 | 0 | 0 | 1 | 0 | [7 empty] | https://www.google.com/maps/@?api=1&map_action=map&center=43.595101%2C-83.899860000000004&zoom=17&basemap=satellite | 52453 | [118 empty] | 0.27 |  |  | 46 |  |  | 0.35 | 0.14 |  |  | 30 |  |  | 0.4 | 0.4 |  |  | 69 |  |  | 0.3 | 0.01 |  |  | 57 |  |  | 0.05 | 0.11 |  |  | 59 |  |  | 0.12 | 0.05 |  |  | 50 |  |  | 0.06 | 0.19 |  |  | 63 |  |  | 0.16 | 0.00147 | 0.0035986 | Gas | FRS_110028027971
2150 | 3897 | 2021 | IN | Wabash River Highland Plant | 57842 | Duke Energy Indiana Inc | 15470 | Wabash Valley Power Assn, Inc | 40211 | Electric Utility | Midcontinent Independent Transmission System Operator, Inc.. | MISO | RFC | RFCW | RFC West | MISO | 18 | 167 | Vigo | 39.53 | -87.4247 | 1 | 1 | NG | GAS |  | 0.03186 | 192 | 1 | [6 empty] | 617830.587 | 421592.428 | 617830.587 | 421592.428 | 53578 | 36047 | 15.092 | 10.224 | 0.185 | 36717.994 | 1364.206 | 136.421 | 36755.373 |  | 0.563 | 0.567 | 0.007 | 1370.637 | 0.025 | 0.003 | 1372.032 |  | 0.049 | 0.049 | 0.001 | 118.861 | 0.002 | 0 | 118.982 |  | 0.563 | 0.567 | 0.007 | 1370.637 | 0.025 | 0.003 | 1372.032 |  | 15.092 | 10.224 | 0.185 | 36717.994 | 1364.206 | 136.421 |  | 617830.587 | 421592.428 | 617830.587 | 421592.428 | EPA/CAMD | EPA/CAMD | EPA/CAMD | EPA/CAMD | EIA | EIA | -- | EPA/CAMD | EPA/CAMD | [14 empty] | 11531.4231 | 0 | 0 | 53578 | 0 | 0 | 0 | 0 | 0 | 0 | 0 | 0 | 53578 | 0 | 0 | 53578 | 0 | 0 | 0 | 1 | 0 | 0 | 0 | 0 | 0 | 0 | 0 | 0 | 1 | 0 | 0 | 1 | 0 | Yes |  | 1198557.352 | 71230.152 | 25.844 | 0.36 |  | https://www.google.com/maps/@?api=1&map_action=map&center=39.53%2C-87.424700000000001&zoom=17&basemap=satellite | 11481 | [118 empty] | 0.25 |  |  | 42 |  |  | 0.35 | 0.09 |  |  | 22 |  |  | 0.4 | 0.41 |  |  | 70 |  |  | 0.3 | 0 |  |  | 0 |  |  | 0.05 | 0.12 |  |  | 63 |  |  | 0.12 | 0.06 |  |  | 60 |  |  | 0.06 | 0.21 |  |  | 71 |  |  | 0.16 | 4.0035 | 0.073589 | Gas | FRS_110001961912
2151 | 6094 | 2021 | MO | Salisbury City of | 7400 | Kansas City Power & Light Co | 10000 | City of Salisbury - (MO) | 16560 | Electric Utility | Southwest Power Pool | SWPP | SERC | SPNO | SPP North |  | 29 | 41 | Chariton | 39.4236 | -92.8028 | 4 | 4 | DFO | OIL |  | 0 | 6.4 | [11 empty] | 0 | 0 | 0 |  | 0 | 0 | [45 empty] | -- | [17 empty] | 0 | 0 | 0 | 0 | 0 | 0 | 0 | 0 | 0 | 0 | 0 | 0 | 0 | 0 | 0 | 0 | [23 empty] | https://www.google.com/maps/@?api=1&map_action=map&center=39.4236%2C-92.802800000000005&zoom=17&basemap=satellite | 2032 | [118 empty] | 0.19 |  |  | 31 |  |  | 0.35 | 0.06 |  |  | 16 |  |  | 0.4 | 0.34 |  |  | 60 |  |  | 0.3 | 0 |  |  | 0 |  |  | 0.05 | 0.11 |  |  | 59 |  |  | 0.12 | 0.06 |  |  | 56 |  |  | 0.06 | 0.26 |  |  | 82 |  |  | 0.16 |  |  | Oil | FRS_110028027034
2152 | 3899 | 2021 | IN | Wheatland Generating Facility LLC | 55224 | Duke Energy Indiana Inc | 15470 | Duke Energy Indiana, LLC | 15470 | Electric Utility | Midcontinent Independent Transmission System Operator, Inc.. | MISO | RFC | RFCW | RFC West | MISO | 18 | 83 | Knox | 38.6716 | -87.2931 | 4 | 4 | NG | GAS |  | 0.042 | 500.4 | 1 | [6 empty] | 2501493.151 | 1490734.389 | 2501493.151 | 1490734.389 | 184107 | 109716 | 207.291 | 116.304 | 0.749 | 148665.62 | 5101.146 | 510.115 | 148805.391 |  | 2.252 | 2.12 | 0.008 | 1614.991 | 0.028 | 0.003 | 1616.51 |  | 0.166 | 0.156 | 0.001 | 118.862 | 0.002 | 0 | 118.973 |  | 2.252 | 2.12 | 0.008 | 1614.991 | 0.028 | 0.003 | 1616.51 |  | 207.291 | 116.304 | 0.749 | 148665.62 | 5101.146 | 510.115 |  | 2501493.151 | 1490734.389 | 2501493.151 | 1490734.389 | EPA/CAMD | EPA/CAMD | EPA/CAMD | EPA/CAMD | EIA | EIA | -- | EPA/CAMD | EPA/CAMD | [14 empty] | 13587.1702 | 0 | 0 | 184107 | 0 | 0 | 0 | 0 | 0 | 0 | 0 | 0 | 184107 | 0 | 0 | 184107 | 0 | 0 | 0 | 1 | 0 | 0 | 0 | 0 | 0 | 0 | 0 | 0 | 1 | 0 | 0 | 1 | 0 | Yes |  | 830128.852 | 49331.636 | 75.363 | 0.25 |  | https://www.google.com/maps/@?api=1&map_action=map&center=38.671599999999998%2C-87.293099999999995&zoom=17&basemap=satellite | 559 | [118 empty] | 0.15 |  |  | 21 |  |  | 0.35 | 0.03 |  |  | 10 |  |  | 0.4 | 0.27 |  |  | 48 |  |  | 0.3 | 0 |  |  | 0 |  |  | 0.05 | 0.08 |  |  | 49 |  |  | 0.12 | 0.06 |  |  | 59 |  |  | 0.06 | 0.14 |  |  | 45 |  |  | 0.16 | 110.5759 | 1.4969 | Gas | FRS_110001996902
2153 | 6095 | 2021 | MO | Shelbina Power #1 | 7405 | Northeast Missouri El Pwr Coop | 13738 | City of Shelbina - (MO) | 17035 | Electric Utility | Associated Electric Cooperative, Inc. | AECI | SERC | SRMW | SERC Midwest |  | 29 | 205 | Shelby | 39.6948 | -92.047 | 2 | 2 | DFO | OIL |  | 0.00221 | 4.6 | 1 | [6 empty] | 923 | 277 | 923 | 277 | 89 | 27 | 1.492 | 0.448 | 0.134 | 75.374 | 6.105 | 1.221 | 75.632 |  | 33.528 | 33.185 | 3.009 | 1693.798 | 0.069 | 0.014 | 1699.601 |  | 3.233 | 3.235 | 0.29 | 163.324 | 0.007 | 0.001 | 163.883 |  | 33.528 | 33.185 | 3.009 | 1693.798 | 0.069 | 0.014 | 1699.601 |  | 1.492 | 0.448 | 0.134 | 75.374 | 6.105 | 1.221 |  | 923 | 277 | 923 | 277 | EIA | EIA | EIA | EIA | EIA | EIA | -- | EIA | EIA | [14 empty] | 10370.7865 | 0 | 89 | 0 | 0 | 0 | 0 | 0 | 0 | 0 | 0 | 0 | 89 | 0 | 0 | 89 | 0 | 0 | 1 | 0 | 0 | 0 | 0 | 0 | 0 | 0 | 0 | 0 | 1 | 0 | 0 | 1 | 0 | [7 empty] | https://www.google.com/maps/@?api=1&map_action=map&center=39.694755000000001%2C-92.047014000000004&zoom=17&basemap=satellite | 1900 | [118 empty] | 0.25 |  |  | 43 |  |  | 0.35 | 0.05 |  |  | 14 |  |  | 0.4 | 0.45 |  |  | 75 |  |  | 0.3 | 0 |  |  | 0 |  |  | 0.05 | 0.09 |  |  | 54 |  |  | 0.12 | 0.07 |  |  | 71 |  |  | 0.06 | 0.23 |  |  | 77 |  |  | 0.16 | 0.020305 | 3.3842 | Oil | FRS_110022826851
2154 | 6096 | 2021 | MO | Shelbina Power #2 | 7406 | Northeast Missouri El Pwr Coop | 13738 | City of Shelbina - (MO) | 17035 | Electric Utility | Associated Electric Cooperative, Inc. | AECI | SERC | SRMW | SERC Midwest |  | 29 | 205 | Shelby | 39.6948 | -92.0467 | 4 | 4 | DFO | OIL |  | 0.0051 | 6.6 | 1 | [6 empty] | 2951.999 | 886 | 2951.999 | 886 | 295 | 89.001 | 4.781 | 1.435 | 0.428 | 241.069 | 19.524 | 3.905 | 241.895 |  | 32.414 | 32.247 | 2.902 | 1634.366 | 0.066 | 0.013 | 1639.965 |  | 3.239 | 3.239 | 0.29 | 163.326 | 0.007 | 0.001 | 163.885 |  | 32.414 | 32.247 | 2.902 | 1634.366 | 0.066 | 0.013 | 1639.965 |  | 4.781 | 1.435 | 0.428 | 241.069 | 19.524 | 3.905 |  | 2951.999 | 886 | 2951.999 | 886 | EIA | EIA | EIA | EIA | EIA | EIA | -- | EIA | EIA | [14 empty] | 10006.7763 | 0 | 295 | 0 | 0 | 0 | 0 | 0 | 0 | 0 | 0 | 0 | 295 | 0 | 0 | 295 | 0 | 0 | 1 | 0 | 0 | 0 | 0 | 0 | 0 | 0 | 0 | 0 | 1 | 0 | 0 | 1 | 0 | [7 empty] | https://www.google.com/maps/@?api=1&map_action=map&center=39.694783999999999%2C-92.04674&zoom=17&basemap=satellite | 1900 | [118 empty] | 0.25 |  |  | 43 |  |  | 0.35 | 0.05 |  |  | 14 |  |  | 0.4 | 0.45 |  |  | 75 |  |  | 0.3 | 0 |  |  | 0 |  |  | 0.05 | 0.09 |  |  | 54 |  |  | 0.12 | 0.07 |  |  | 71 |  |  | 0.06 | 0.23 |  |  | 77 |  |  | 0.16 | 0.091915 | 3.2826 | Oil | FRS_110022826851
2155 | 3901 | 2021 | IN | Whiting Clean Energy, Inc. | 55259 | Northern Indiana Pub Serv Co | 13756 | BP Alternative Energy | 56195 | IPP CHP | Midcontinent Independent Transmission System Operator, Inc.. | MISO | RFC | RFCW | RFC West | MISO | 18 | 89 | Lake | 41.6739 | -87.4775 | 2 | 3 | NG | GAS |  | 0.53758 | 576.8 | 0.43736 |  | Yes | 2160807.2 | 4.29 | 0.8512 |  | 20999054.53 | 9106565.082 | 20999054.53 | 9106565.082 | 2716288 | 1262826 | 83.987 | 36.411 | 6.3 | 1247942.617 | 45724.608 | 4572.461 | 1249195.471 |  | 0.062 | 0.058 | 0.005 | 918.859 | 0.017 | 0.002 | 919.781 |  | 0.008 | 0.008 | 0.001 | 118.857 | 0.002 | 0 | 118.976 |  | 0.062 | 0.058 | 0.005 | 918.859 | 0.017 | 0.002 | 919.781 |  | 98.669 | 42.776 | 7.401 | 1466094.916 | 53717.707 | 5371.771 |  | 24669890 | 10698479.71 | 24669890 | 10698479.71 | EPA/CAMD | EPA/CAMD | EPA/CAMD | EPA/CAMD | EIA | EIA | -- | EPA/CAMD | EPA/CAMD | [6 empty] | 3670835.472 | 1591914.63 | 14.682 | 6.365 | 1.101 | 218152.299 | 7993.099 | 799.31 | 7730.7909 | 0 | 0 | 2716288 | 0 | 0 | 0 | 0 | 0 | 0 | 0 | 0 | 2716288 | 0 | 0 | 2716288 | 0 | 0 | 0 | 1 | 0 | 0 | 0 | 0 | 0 | 0 | 0 | 0 | 1 | 0 | 0 | 1 | 0 | Yes |  | 23799374.8 | 1414289.82 | 96.372 | 7.14 |  | https://www.google.com/maps/@?api=1&map_action=map&center=41.673900000000003%2C-87.477500000000006&zoom=17&basemap=satellite | 31969 | [118 empty] | 0.6 |  |  | 83 |  |  | 0.35 | 0.73 |  |  | 80 |  |  | 0.4 | 0.47 |  |  | 76 |  |  | 0.3 | 0.06 |  |  | 77 |  |  | 0.05 | 0.2 |  |  | 81 |  |  | 0.12 | 0.06 |  |  | 60 |  |  | 0.06 | 0.15 |  |  | 50 |  |  | 0.16 | 66.2928 | 0.047249 | Gas | FRS_110003139023
2156 | 10624 | 2021 | UT | Payson | 7408 | Payson City Corporation | 14600 | Payson City Corporation | 14600 | Electric Utility | PacifiCorp - East | PACE | WECC | NWPP | WECC Northwest |  | 49 | 49 | Utah | 40.0608 | -111.7302 | 4 | 4 | NG | GAS |  | 4e-05 | 9.7 | 1 | [6 empty] | 842 | 386.001 | 842 | 386.001 | 3 | 1 | 1.257 | 0.593 | 0.001 | 49.209 | 1.962 | 0.212 | 49.265 |  | 838 | 1186 | 0.933 | 32806 | 0.654 | 0.071 | 32843.418 |  | 2.986 | 3.073 | 0.003 | 116.886 | 0.002 | 0 | 117.019 |  | 838 | 1186 | 0.933 | 32806 | 0.654 | 0.071 | 32843.418 |  | 1.257 | 0.593 | 0.001 | 49.209 | 1.962 | 0.212 |  | 842 | 386.001 | 842 | 386.001 | EIA | EIA | EIA | EIA | EIA | EIA | -- | EIA | EIA | [14 empty] | 280666.6667 | 0 | 0.084 | 2.916 | 0 | 0 | 0 | 0 | 0 | 0 | 0 | 0 | 3 | 0 | 0 | 3 | 0 | 0 | 0.028 | 0.972 | 0 | 0 | 0 | 0 | 0 | 0 | 0 | 0 | 1 | 0 | 0 | 1 | 0 | [7 empty] | https://www.google.com/maps/@?api=1&map_action=map&center=40.060839999999999%2C-111.73023000000001&zoom=17&basemap=satellite | 22053 | [118 empty] | 0.21 |  |  | 34 |  |  | 0.35 | 0.16 |  |  | 33 |  |  | 0.4 | 0.26 |  |  | 47 |  |  | 0.3 | 0.01 |  |  | 60 |  |  | 0.05 | 0.07 |  |  | 42 |  |  | 0.12 | 0.07 |  |  | 65 |  |  | 0.06 | 0.1 |  |  | 28 |  |  | 0.16 | 3.1017e-05 | 0.020678 | Gas | FRS_110001881606
2157 | 3903 | 2021 | IN | Worthington Generation | 55148 | Hoosier Energy R E C, Inc | 9267 | Hoosier Energy R E C, Inc | 9267 | Electric Utility | Midcontinent Independent Transmission System Operator, Inc.. | MISO | RFC | RFCW | RFC West | MISO | 18 | 55 | Greene | 39.0708 | -87.0128 | 4 | 4 | NG | GAS |  | 0.08955 | 242 | 1 | [6 empty] | 2008300.066 | 915016.832 | 2008300.066 | 915016.832 | 189841 | 86495 | 90.384 | 40.07 | 0.603 | 119354.8 | 4486.834 | 448.683 | 119477.739 |  | 0.952 | 0.927 | 0.006 | 1257.419 | 0.024 | 0.002 | 1258.714 |  | 0.09 | 0.088 | 0.001 | 118.862 | 0.002 | 0 | 118.984 |  | 0.952 | 0.927 | 0.006 | 1257.419 | 0.024 | 0.002 | 1258.714 |  | 90.384 | 40.07 | 0.603 | 119354.8 | 4486.834 | 448.683 |  | 2008300.066 | 915016.832 | 2008300.066 | 915016.832 | EPA/CAMD | EPA/CAMD | EPA/CAMD | EPA/CAMD | EIA | EIA | -- | EPA/CAMD | EPA/CAMD | [14 empty] | 10578.8532 | 0 | 0 | 189841 | 0 | 0 | 0 | 0 | 0 | 0 | 0 | 0 | 189841 | 0 | 0 | 189841 | 0 | 0 | 0 | 1 | 0 | 0 | 0 | 0 | 0 | 0 | 0 | 0 | 1 | 0 | 0 | 1 | 0 | Yes |  | 809088.539 | 48082.723 | 35.1 | 0.243 |  | https://www.google.com/maps/@?api=1&map_action=map&center=39.070799999999998%2C-87.012799999999999&zoom=17&basemap=satellite | 300 | [118 empty] | 0.19 |  |  | 30 |  |  | 0.35 | 0.03 |  |  | 9 |  |  | 0.4 | 0.35 |  |  | 61 |  |  | 0.3 | 0.01 |  |  | 59 |  |  | 0.05 | 0.14 |  |  | 69 |  |  | 0.12 | 0.05 |  |  | 48 |  |  | 0.06 | 0.28 |  |  | 86 |  |  | 0.16 | 3.2518 | 0.074264 | Gas | FRS_110021315254
2158 | 9125 | 2021 | OR | Short Mountain | 7413 | Emerald People's Utility Dist | 40437 | Emerald People's Utility Dist | 40437 | Electric Utility | PacifiCorp - West | PACW | WECC | NWPP | WECC Northwest |  | 41 | 39 | Lane | 43.9621 | -122.9974 | 4 | 4 | LFG | BIOMASS |  | 0.63089 | 3.2 | 0.28186 | Yes | [5 empty] | 272490 | 113413 | 272490 | 113413 | 17685 | 7361 | 0 | 0 | 4.564 | 0 | 0 | 0 | 0 |  | 0 | 0 | 0.516 | 0 | 0 | 0 | 0 |  | 0 | 0 | 0.034 | 0 | 0 | 0 | 0 |  | 0 | 0 | 0.516 | 0 | 0 | 0 | 0 |  | 212.424 | 88.412 | 6.131 | 17303.056 | 633.812 | 63.381 |  | 272490 | 113413 | 272490 | 113413 | EIA | EIA | EIA | EIA | EIA | EIA | -- | EIA | EIA | 212.424 | 88.412 | 1.567 | 17303.056 | 633.812 | 63.381 | [8 empty] | 15407.9729 | 0 | 0 | 0 | 0 | 0 | 17685 | 0 | 0 | 0 | 0 | 0 | 0 | 17685 | 17685 | 17685 | 0 | 0 | 0 | 0 | 0 | 0 | 1 | 0 | 0 | 0 | 0 | 0 | 0 | 1 | 1 | 1 | 0 | [7 empty] | https://www.google.com/maps/@?api=1&map_action=map&center=43.962110000000003%2C-122.997361&zoom=17&basemap=satellite | 4891 | [118 empty] | 0.2 |  |  | 32 |  |  | 0.35 | 0.12 |  |  | 26 |  |  | 0.4 | 0.28 |  |  | 51 |  |  | 0.3 | 0.01 |  |  | 0 |  |  | 0.05 | 0.04 |  |  | 28 |  |  | 0.12 | 0.07 |  |  | 71 |  |  | 0.06 | 0.2 |  |  | 68 |  |  | 0.16 | 2.0284 | 0.21181 | Biomass | FRS_110043783180
2159 | 3904 | 2021 | IN | Zimmerman Energy | 59425 | Northern Indiana Pub Serv Co | 13756 | Landfill Energy Systems | 59195 | IPP Non-CHP | Midcontinent Independent Transmission System Operator, Inc.. | MISO | RFC | RFCW | RFC West | MISO | 18 | 99 | Marshall | 41.2378 | -86.2461 | 4 | 4 | LFG | BIOMASS |  | 0.88793 | 7.6 | 0 | Yes | [5 empty] | 697490 | 297984.999 | 697490 | 297984.999 | 59115 | 25065.001 | 0 | 0 | 11.683 | 0 | 0 | 0 | 0 |  | 0 | 0 | 0.395 | 0 | 0 | 0 | 0 |  | 0 | 0 | 0.034 | 0 | 0 | 0 | 0 |  | 0 | 0 | 0.395 | 0 | 0 | 0 | 0 |  | 486.894 | 205.815 | 15.694 | 44290.467 | 1622.363 | 162.236 |  | 697490 | 297984.999 | 697490 | 297984.999 | EIA | EIA | EIA | EIA | EIA | EIA | -- | EIA | EIA | 486.894 | 205.815 | 4.011 | 44290.467 | 1622.363 | 162.236 | [8 empty] | 11798.8666 | 0 | 0 | 0 | 0 | 0 | 59115 | 0 | 0 | 0 | 0 | 0 | 0 | 59115 | 59115 | 59115 | 0 | 0 | 0 | 0 | 0 | 0 | 1 | 0 | 0 | 0 | 0 | 0 | 0 | 1 | 1 | 1 | 0 | [7 empty] | https://www.google.com/maps/@?api=1&map_action=map&center=41.237777999999999%2C-86.246110999999999&zoom=17&basemap=satellite | 2524 | [118 empty] | 0.21 |  |  | 34 |  |  | 0.35 | 0.03 |  |  | 9 |  |  | 0.4 | 0.39 |  |  | 67 |  |  | 0.3 | 0 |  |  | 0 |  |  | 0.05 | 0.15 |  |  | 72 |  |  | 0.12 | 0.07 |  |  | 67 |  |  | 0.06 | 0.14 |  |  | 44 |  |  | 0.16 | 3.9852 | 0.17125 | Biomass | FRS_110063851050
2160 | 5587 | 2021 | MN | Lakefield Utilities | 7415 | City of Lakefield - (MN) | 10622 | City of Lakefield - (MN) | 10622 | Electric Utility | Midcontinent Independent Transmission System Operator, Inc.. | MISO | MRO | MROW | MRO West | MISO | 27 | 63 | Jackson | 43.6742 | -95.1706 | 2 | 2 | DFO | OIL |  | 0.00081 | 3.4 | 1 | [6 empty] | 786 | 272 | 786 | 272 | 24 | 8 | 1.184 | 0.41 | 0.114 | 64.187 | 5.199 | 1.04 | 64.407 |  | 98.667 | 102.5 | 9.492 | 5348.917 | 0.217 | 0.043 | 5367.241 |  | 3.013 | 3.015 | 0.29 | 163.326 | 0.007 | 0.001 | 163.885 |  | 98.667 | 102.5 | 9.492 | 5348.917 | 0.217 | 0.043 | 5367.241 |  | 1.184 | 0.41 | 0.114 | 64.187 | 5.199 | 1.04 |  | 786 | 272 | 786 | 272 | EIA | EIA | EIA | EIA | EIA | EIA | -- | EIA | EIA | [14 empty] | 32750 | 0 | 24 | 0 | 0 | 0 | 0 | 0 | 0 | 0 | 0 | 0 | 24 | 0 | 0 | 24 | 0 | 0 | 1 | 0 | 0 | 0 | 0 | 0 | 0 | 0 | 0 | 0 | 1 | 0 | 0 | 1 | 0 | [7 empty] | https://www.google.com/maps/@?api=1&map_action=map&center=43.674185999999999%2C-95.170599999999993&zoom=17&basemap=satellite | 1894 | [118 empty] | 0.23 |  |  | 39 |  |  | 0.35 | 0.09 |  |  | 22 |  |  | 0.4 | 0.37 |  |  | 65 |  |  | 0.3 | 0.02 |  |  | 61 |  |  | 0.05 | 0.07 |  |  | 44 |  |  | 0.12 | 0.07 |  |  | 67 |  |  | 0.06 | 0.24 |  |  | 79 |  |  | 0.16 | 0.01612 | 3.224 | Oil | FRS_110003799186
2161 | 3907 | 2021 | KS | Arkalon Ethanol LLC | 58192 | CMS Electric Coop Inc | 2774 | Arkalon Ethanol LLC | 58167 | Industrial CHP | Southwest Power Pool | SWPP | MRO | SPNO | SPP North |  | 20 | 175 | Seward | 37.1106 | -100.8036 | 1 | 1 | NG | GAS |  | 0.47275 | 3 | 0.54541 |  | Yes | 65368.8 | 0.649 | 0.46378 |  | 62470.931 | 26694.149 | 62470.931 | 26694.149 | 12424 | 5308.869 | 5.31 | 2.269 | 0.1 | 3651.084 | 137.725 | 13.772 | 3654.858 |  | 0.855 | 0.855 | 0.016 | 587.747 | 0.011 | 0.001 | 588.354 |  | 0.17 | 0.17 | 0.003 | 116.889 | 0.002 | 0 | 117.01 |  | 0.855 | 0.855 | 0.016 | 587.747 | 0.011 | 0.001 | 588.354 |  | 11.45 | 4.892 | 0.215 | 7872.478 | 296.963 | 29.696 |  | 134700 | 57558 | 134700 | 57558 | EIA | EIA | EIA | EIA | EIA | EIA | -- | EIA | EIA | [6 empty] | 72229.069 | 30863.851 | 6.14 | 2.623 | 0.115 | 4221.394 | 159.238 | 15.924 | 5028.2462 | 0 | 0 | 12424 | 0 | 0 | 0 | 0 | 0 | 0 | 0 | 0 | 12424 | 0 | 0 | 12424 | 0 | 0 | 0 | 1 | 0 | 0 | 0 | 0 | 0 | 0 | 0 | 0 | 1 | 0 | 0 | 1 | 0 | [7 empty] | https://www.google.com/maps/@?api=1&map_action=map&center=37.110556000000003%2C-100.803611&zoom=17&basemap=satellite | 423 | [118 empty] | 0.57 |  |  | 80 |  |  | 0.35 | 0.71 |  |  | 79 |  |  | 0.4 | 0.43 |  |  | 73 |  |  | 0.3 | 0.18 |  |  | 92 |  |  | 0.05 | 0.39 |  |  | 96 |  |  | 0.12 | 0.07 |  |  | 71 |  |  | 0.06 | 0.1 |  |  | 28 |  |  | 0.16 | 0.16644 | 0.041753 | Gas | FRS_110032953294
2162 | 6463 | 2021 | NC | Edenton Generators | 7429 | Town of Edenton - (NC) | 6710 | Town of Edenton - (NC) | 6710 | Electric Utility | PJM Interconnection, LLC | PJM | SERC | SRVC | SERC Virginia/Carolina | PJM | 37 | 41 | Chowan | 36.0286 | -76.5719 | 2 | 2 | DFO | OIL |  | 0.00828 | 2.4 | 1 | [6 empty] | 3887 | 1184 | 3887 | 1184 | 174 | 53 | 5.844 | 1.78 | 0.564 | 317.424 | 25.708 | 5.142 | 318.511 |  | 67.172 | 67.17 | 6.478 | 3648.552 | 0.148 | 0.03 | 3661.051 |  | 3.007 | 3.007 | 0.29 | 163.326 | 0.007 | 0.001 | 163.885 |  | 67.172 | 67.17 | 6.478 | 3648.552 | 0.148 | 0.03 | 3661.051 |  | 5.844 | 1.78 | 0.564 | 317.424 | 25.708 | 5.142 |  | 3887 | 1184 | 3887 | 1184 | EIA | EIA | EIA | EIA | EIA | EIA | -- | EIA | EIA | [14 empty] | 22339.0805 | 0 | 174 | 0 | 0 | 0 | 0 | 0 | 0 | 0 | 0 | 0 | 174 | 0 | 0 | 174 | 0 | 0 | 1 | 0 | 0 | 0 | 0 | 0 | 0 | 0 | 0 | 0 | 1 | 0 | 0 | 1 | 0 | [7 empty] | https://www.google.com/maps/@?api=1&map_action=map&center=36.028610999999998%2C-76.571944000000002&zoom=17&basemap=satellite | 2472 | [118 empty] | 0.31 |  |  | 52 |  |  | 0.35 | 0.29 |  |  | 49 |  |  | 0.4 | 0.33 |  |  | 58 |  |  | 0.3 | 0.02 |  |  | 65 |  |  | 0.05 | 0.15 |  |  | 70 |  |  | 0.12 | 0.07 |  |  | 65 |  |  | 0.06 | 0.29 |  |  | 88 |  |  | 0.16 | 0.49491 | 5.7885 | Oil | FRS_110028026044
2163 | 10691 | 2021 | VA | Church Street Plant | 7438 | City of Manassas - (VA) | 11560 | City of Manassas - (VA) | 11560 | Electric Utility | PJM Interconnection, LLC | PJM | SERC | SRVC | SERC Virginia/Carolina | PJM | 51 | 153 | Prince William | 38.7523 | -77.4629 | 3 | 3 | DFO | OIL |  | 0.00451 | 4.3 | 1 | [6 empty] | 1775 | 621 | 1775 | 621 | 170 | 60.001 | 2.852 | 0.997 | 0.257 | 144.951 | 11.74 | 2.348 | 145.448 |  | 33.553 | 33.233 | 3.028 | 1705.306 | 0.069 | 0.014 | 1711.148 |  | 3.214 | 3.211 | 0.29 | 163.325 | 0.007 | 0.001 | 163.885 |  | 33.553 | 33.233 | 3.028 | 1705.306 | 0.069 | 0.014 | 1711.148 |  | 2.852 | 0.997 | 0.257 | 144.951 | 11.74 | 2.348 |  | 1775 | 621 | 1775 | 621 | EIA | EIA | EIA | EIA | EIA | EIA | -- | EIA | EIA | [14 empty] | 10441.1765 | 0 | 170 | 0 | 0 | 0 | 0 | 0 | 0 | 0 | 0 | 0 | 170 | 0 | 0 | 170 | 0 | 0 | 1 | 0 | 0 | 0 | 0 | 0 | 0 | 0 | 0 | 0 | 1 | 0 | 0 | 1 | 0 | [7 empty] | https://www.google.com/maps/@?api=1&map_action=map&center=38.752347%2C-77.462918000000002&zoom=17&basemap=satellite | 97404 | [118 empty] | 0.44 |  |  | 68 |  |  | 0.35 | 0.64 |  |  | 75 |  |  | 0.4 | 0.24 |  |  | 43 |  |  | 0.3 | 0.1 |  |  | 84 |  |  | 0.05 | 0.19 |  |  | 79 |  |  | 0.12 | 0.08 |  |  | 72 |  |  | 0.06 | 0.09 |  |  | 24 |  |  | 0.16 | 0.18987 | 2.0308 | Oil | FRS_110020676473
2164 | 10727 | 2021 | VA | Godwin Drive Plant | 7439 | City of Manassas - (VA) | 11560 | City of Manassas - (VA) | 11560 | Electric Utility | PJM Interconnection, LLC | PJM | SERC | SRVC | SERC Virginia/Carolina | PJM | 51 | 153 | Prince William | 38.7405 | -77.5081 | 4 | 4 | DFO | OIL |  | 0.01033 | 6.3 | 1 | [6 empty] | 5870.001 | 2070.999 | 5870.001 | 2070.999 | 570 | 201.001 | 9.431 | 3.327 | 0.851 | 479.36 | 38.823 | 7.765 | 481.002 |  | 33.091 | 33.104 | 2.987 | 1681.965 | 0.068 | 0.014 | 1687.727 |  | 3.213 | 3.213 | 0.29 | 163.325 | 0.007 | 0.001 | 163.885 |  | 33.091 | 33.104 | 2.987 | 1681.965 | 0.068 | 0.014 | 1687.727 |  | 9.431 | 3.327 | 0.851 | 479.36 | 38.823 | 7.765 |  | 5870.001 | 2070.999 | 5870.001 | 2070.999 | EIA | EIA | EIA | EIA | EIA | EIA | -- | EIA | EIA | [14 empty] | 10298.2474 | 0 | 570 | 0 | 0 | 0 | 0 | 0 | 0 | 0 | 0 | 0 | 570 | 0 | 0 | 570 | 0 | 0 | 1 | 0 | 0 | 0 | 0 | 0 | 0 | 0 | 0 | 0 | 1 | 0 | 0 | 1 | 0 | [7 empty] | https://www.google.com/maps/@?api=1&map_action=map&center=38.740540000000003%2C-77.508060999999998&zoom=17&basemap=satellite | 73363 | [118 empty] | 0.41 |  |  | 66 |  |  | 0.35 | 0.59 |  |  | 72 |  |  | 0.4 | 0.23 |  |  | 42 |  |  | 0.3 | 0.1 |  |  | 84 |  |  | 0.05 | 0.15 |  |  | 70 |  |  | 0.12 | 0.08 |  |  | 74 |  |  | 0.06 | 0.09 |  |  | 21 |  |  | 0.16 | 0.38393 | 1.5266 | Oil | FRS_110028046834
2165 | 3912 | 2021 | KS | Baldwin City Plant No 2 | 8020 | Kansas City Power & Light Co | 10000 | City of Baldwin City- (KS) | 1148 | Electric Utility | Southwest Power Pool | SWPP | MRO | SPNO | SPP North |  | 20 | 45 | Douglas | 38.7649 | -95.192 | 2 | 2 | DFO | OIL |  | 0.00801 | 6.4 | 1 | [6 empty] | 4492 | 1503 | 4492 | 1503 | 449 | 151 | 5.964 | 1.882 | 0.541 | 366.83 | 26.358 | 5.104 | 367.92 |  | 26.566 | 24.927 | 2.411 | 1633.987 | 0.059 | 0.011 | 1638.842 |  | 2.655 | 2.504 | 0.241 | 163.326 | 0.006 | 0.001 | 163.811 |  | 26.566 | 24.927 | 2.411 | 1633.987 | 0.059 | 0.011 | 1638.842 |  | 5.964 | 1.882 | 0.541 | 366.83 | 26.358 | 5.104 |  | 4492 | 1503 | 4492 | 1503 | EIA | EIA | EIA | EIA | EIA | EIA | -- | EIA | EIA | [14 empty] | 10004.4543 | 0 | 373.25 | 75.75 | 0 | 0 | 0 | 0 | 0 | 0 | 0 | 0 | 449 | 0 | 0 | 449 | 0 | 0 | 0.83129 | 0.16871 | 0 | 0 | 0 | 0 | 0 | 0 | 0 | 0 | 1 | 0 | 0 | 1 | 0 | [7 empty] | https://www.google.com/maps/@?api=1&map_action=map&center=38.764904999999999%2C-95.192006000000006&zoom=17&basemap=satellite | 5452 | [118 empty] | 0.12 |  |  | 15 |  |  | 0.35 | 0.11 |  |  | 26 |  |  | 0.4 | 0.13 |  |  | 23 |  |  | 0.3 | 0 |  |  | 0 |  |  | 0.05 | 0.02 |  |  | 17 |  |  | 0.12 | 0.07 |  |  | 64 |  |  | 0.06 | 0.14 |  |  | 43 |  |  | 0.16 | 0.0002397 | 0.0041327 | Oil | FRS_110028020246
2166 | 10827 | 2021 | VA | VMEA 1 Credit Gen | 7440 | City of Manassas - (VA) | 11560 | City of Manassas - (VA) | 11560 | Electric Utility | PJM Interconnection, LLC | PJM | SERC | SRVC | SERC Virginia/Carolina | PJM | 51 | 153 | Prince William | 38.7405 | -77.5081 | 8 | 8 | DFO | OIL |  | 0.00061 | 13.2 | 1 | [6 empty] | 967.998 | 342.003 | 967.998 | 342.003 | 71 | 24.998 | 1.559 | 0.552 | 0.14 | 79.051 | 6.402 | 1.28 | 79.322 |  | 43.915 | 44.164 | 3.952 | 2226.789 | 0.09 | 0.018 | 2234.417 |  | 3.221 | 3.228 | 0.29 | 163.329 | 0.007 | 0.001 | 163.888 |  | 43.915 | 44.164 | 3.952 | 2226.789 | 0.09 | 0.018 | 2234.417 |  | 1.559 | 0.552 | 0.14 | 79.051 | 6.402 | 1.28 |  | 967.998 | 342.003 | 967.998 | 342.003 | EIA | EIA | EIA | EIA | EIA | EIA | -- | EIA | EIA | [14 empty] | 13633.7746 | 0 | 71 | 0 | 0 | 0 | 0 | 0 | 0 | 0 | 0 | 0 | 71 | 0 | 0 | 71 | 0 | 0 | 1 | 0 | 0 | 0 | 0 | 0 | 0 | 0 | 0 | 0 | 1 | 0 | 0 | 1 | 0 | [7 empty] | https://www.google.com/maps/@?api=1&map_action=map&center=38.740540000000003%2C-77.508060999999998&zoom=17&basemap=satellite | 73363 | [118 empty] | 0.41 |  |  | 66 |  |  | 0.35 | 0.59 |  |  | 72 |  |  | 0.4 | 0.23 |  |  | 42 |  |  | 0.3 | 0.1 |  |  | 84 |  |  | 0.05 | 0.15 |  |  | 70 |  |  | 0.12 | 0.08 |  |  | 74 |  |  | 0.06 | 0.09 |  |  | 21 |  |  | 0.16 | 0.86877 | 3.2599 | Oil | FRS_110028047245
2167 | 10828 | 2021 | VA | VMEA Peaking Gen | 7441 | City of Manassas - (VA) | 11560 | City of Manassas - (VA) | 11560 | Electric Utility | PJM Interconnection, LLC | PJM | SERC | SRVC | SERC Virginia/Carolina | PJM | 51 | 153 | Prince William | 38.7405 | -77.5081 | 4 | 4 | DFO | OIL |  | 0.01596 | 6.4 | 1 | [6 empty] | 9447 | 3334 | 9447 | 3334 | 895 | 316 | 15.18 | 5.36 | 1.37 | 771.468 | 62.481 | 12.496 | 774.111 |  | 33.922 | 33.924 | 3.061 | 1723.951 | 0.07 | 0.014 | 1729.857 |  | 3.214 | 3.215 | 0.29 | 163.326 | 0.007 | 0.001 | 163.885 |  | 33.922 | 33.924 | 3.061 | 1723.951 | 0.07 | 0.014 | 1729.857 |  | 15.18 | 5.36 | 1.37 | 771.468 | 62.481 | 12.496 |  | 9447 | 3334 | 9447 | 3334 | EIA | EIA | EIA | EIA | EIA | EIA | -- | EIA | EIA | [14 empty] | 10555.3073 | 0 | 895 | 0 | 0 | 0 | 0 | 0 | 0 | 0 | 0 | 0 | 895 | 0 | 0 | 895 | 0 | 0 | 1 | 0 | 0 | 0 | 0 | 0 | 0 | 0 | 0 | 0 | 1 | 0 | 0 | 1 | 0 | [7 empty] | https://www.google.com/maps/@?api=1&map_action=map&center=38.740540000000003%2C-77.508060999999998&zoom=17&basemap=satellite | 73363 | [118 empty] | 0.41 |  |  | 66 |  |  | 0.35 | 0.59 |  |  | 72 |  |  | 0.4 | 0.23 |  |  | 42 |  |  | 0.3 | 0.1 |  |  | 84 |  |  | 0.05 | 0.15 |  |  | 70 |  |  | 0.12 | 0.08 |  |  | 74 |  |  | 0.06 | 0.09 |  |  | 21 |  |  | 0.16 | 0.28969 | 2.0258 | Oil | FRS_110028047236
2168 | 4021 | 2021 | KS | Pratt 2 | 7447 | City of Pratt- (KS) | 15321 | City of Pratt- (KS) | 15321 | Electric Utility | Southwest Power Pool | SWPP | MRO | SPNO | SPP North |  | 20 | 151 | Pratt | 37.6356 | -98.745 | 2 | 2 | NG | GAS |  | 0.00147 | 16 | 1 | [6 empty] | 2840 | 1166 | 2840 | 1166 | 206 | 84 | 3.28 | 1.402 | 0.004 | 165.982 | 8.333 | 1.144 | 166.257 |  | 31.845 | 33.381 | 0.037 | 1611.476 | 0.04 | 0.006 | 1614.142 |  | 2.31 | 2.405 | 0.003 | 116.889 | 0.003 | 0 | 117.082 |  | 31.845 | 33.381 | 0.037 | 1611.476 | 0.04 | 0.006 | 1614.142 |  | 3.28 | 1.402 | 0.004 | 165.982 | 8.333 | 1.144 |  | 2840 | 1166 | 2840 | 1166 | EIA | EIA | EIA | EIA | EIA | EIA | -- | EIA | EIA | [14 empty] | 13786.4078 | 0 | 34.116 | 171.884 | 0 | 0 | 0 | 0 | 0 | 0 | 0 | 0 | 206 | 0 | 0 | 206 | 0 | 0 | 0.16561 | 0.83439 | 0 | 0 | 0 | 0 | 0 | 0 | 0 | 0 | 1 | 0 | 0 | 1 | 0 | [7 empty] | https://www.google.com/maps/@?api=1&map_action=map&center=37.635599999999997%2C-98.745000000000005&zoom=17&basemap=satellite | 7258 | [118 empty] | 0.26 |  |  | 44 |  |  | 0.35 | 0.13 |  |  | 30 |  |  | 0.4 | 0.38 |  |  | 66 |  |  | 0.3 | 0.02 |  |  | 62 |  |  | 0.05 | 0.08 |  |  | 50 |  |  | 0.12 | 0.07 |  |  | 64 |  |  | 0.06 | 0.19 |  |  | 65 |  |  | 0.16 | 0.00045175 | 0.0043647 | Gas | FRS_110028021218
2169 | 3915 | 2021 | KS | Bird City | 1224 | Midwest Energy Inc | 12524 | Midwest Energy Inc | 12524 | Electric Utility | Southwest Power Pool | SWPP | MRO | SPNO | SPP North |  | 20 | 23 | Cheyenne | 39.7581 | -101.5319 | 2 | 2 | DFO | OIL |  | 0.00402 | 4 | 1 | [6 empty] | 1960 | 624 | 1960 | 624 | 141 | 45 | 3.132 | 0.998 | 0.284 | 160.06 | 12.963 | 2.593 | 160.608 |  | 44.426 | 44.356 | 4.031 | 2270.355 | 0.092 | 0.018 | 2278.133 |  | 3.196 | 3.199 | 0.29 | 163.327 | 0.007 | 0.001 | 163.886 |  | 44.426 | 44.356 | 4.031 | 2270.355 | 0.092 | 0.018 | 2278.133 |  | 3.132 | 0.998 | 0.284 | 160.06 | 12.963 | 2.593 |  | 1960 | 624 | 1960 | 624 | EIA | EIA | EIA | EIA | EIA | EIA | -- | EIA | EIA | [14 empty] | 13900.7092 | 0 | 141 | 0 | 0 | 0 | 0 | 0 | 0 | 0 | 0 | 0 | 141 | 0 | 0 | 141 | 0 | 0 | 1 | 0 | 0 | 0 | 0 | 0 | 0 | 0 | 0 | 0 | 1 | 0 | 0 | 1 | 0 | [7 empty] | https://www.google.com/maps/@?api=1&map_action=map&center=39.758099999999999%2C-101.53189999999999&zoom=17&basemap=satellite | 505 | [118 empty] | 0.18 |  |  | 28 |  |  | 0.35 | 0.07 |  |  | 19 |  |  | 0.4 | 0.29 |  |  | 52 |  |  | 0.3 | 0.01 |  |  | 60 |  |  | 0.05 | 0.06 |  |  | 39 |  |  | 0.12 | 0.11 |  |  | 89 |  |  | 0.06 | 0.22 |  |  | 73 |  |  | 0.16 |  |  | Oil | FRS_
2170 | 3917 | 2021 | KS | Bonanza BioEnergy LLC | 58193 | Wheatland Electric Coop, Inc | 20510 | Bonanza BioEnergy LLC | 58166 | Industrial CHP | Southwest Power Pool | SWPP | MRO | SPNO | SPP North |  | 20 | 55 | Finney | 37.9586 | -100.8361 | 1 | 1 | NG | GAS |  | 0.30725 | 2 | 0.82125 |  | Yes | 874840.8 | 0.021 | 0.027238 |  | 30500.906 | 12695.518 | 30500.906 | 12695.518 | 5383 | 2153 | 2.357 | 0.981 | 0.049 | 1782.611 | 67.243 | 6.724 | 1784.454 |  | 0.876 | 0.911 | 0.018 | 662.311 | 0.012 | 0.001 | 662.996 |  | 0.155 | 0.155 | 0.003 | 116.889 | 0.002 | 0 | 117.01 |  | 0.876 | 0.911 | 0.018 | 662.311 | 0.012 | 0.001 | 662.996 |  | 86.529 | 36.016 | 1.789 | 65445.482 | 2468.712 | 246.871 |  | 1119788 | 466094 | 1119788 | 466094 | EIA | EIA | EIA | EIA | EIA | EIA | -- | EIA | EIA | [6 empty] | 1089287.094 | 453398.482 | 84.172 | 35.035 | 1.741 | 63662.871 | 2401.469 | 240.147 | 5666.1537 | 0 | 0 | 5383 | 0 | 0 | 0 | 0 | 0 | 0 | 0 | 0 | 5383 | 0 | 0 | 5383 | 0 | 0 | 0 | 1 | 0 | 0 | 0 | 0 | 0 | 0 | 0 | 0 | 1 | 0 | 0 | 1 | 0 | [7 empty] | https://www.google.com/maps/@?api=1&map_action=map&center=37.958599999999997%2C-100.8361&zoom=17&basemap=satellite | 26575 | [118 empty] | 0.49 |  |  | 74 |  |  | 0.35 | 0.62 |  |  | 74 |  |  | 0.4 | 0.36 |  |  | 63 |  |  | 0.3 | 0.14 |  |  | 89 |  |  | 0.05 | 0.29 |  |  | 90 |  |  | 0.12 | 0.08 |  |  | 75 |  |  | 0.06 | 0.11 |  |  | 31 |  |  | 0.16 | 0.083004 | 0.042113 | Gas | FRS_110055247451
2171 | 3936 | 2021 | KS | Clifton Station | 8037 | Sunflower Electric Power Corp | 18315 | Sunflower Electric Power Corp | 18315 | Electric Utility | Southwest Power Pool | SWPP | MRO | SPNO | SPP North |  | 20 | 201 | Washington | 39.6125 | -97.2778 | 1 | 2 | NG | GAS |  | 0.01459 | 87.5 | 1 | [6 empty] | 291923.13 | 185164.71 | 291923.13 | 185164.71 | 11182 | 7092 | 30.821 | 19.834 | 0.088 | 17061.31 | 642.297 | 64.249 | 17078.912 |  | 5.513 | 5.593 | 0.016 | 3051.567 | 0.057 | 0.006 | 3054.715 |  | 0.211 | 0.214 | 0.001 | 116.889 | 0.002 | 0 | 117.01 |  | 5.513 | 5.593 | 0.016 | 3051.567 | 0.057 | 0.006 | 3054.715 |  | 30.821 | 19.834 | 0.088 | 17061.31 | 642.297 | 64.249 |  | 291923.13 | 185164.71 | 291923.13 | 185164.71 | EPA/CAMD | EPA/CAMD | EPA/CAMD | EIA | EIA | EIA | -- | EPA/CAMD | EPA/CAMD | [14 empty] | 26106.5197 | 0 | 1 | 11181.001 | 0 | 0 | 0 | 0 | 0 | 0 | 0 | 0 | 11182.001 | 0 | 0 | 11182.001 | 0 | 0 | 8.9429e-05 | 0.99991 | 0 | 0 | 0 | 0 | 0 | 0 | 0 | 0 | 1 | 0 | 0 | 1 | 0 | Yes |  | 296875.904 |  | 35 | 0.089 |  | https://www.google.com/maps/@?api=1&map_action=map&center=39.612499999999997%2C-97.277799999999999&zoom=17&basemap=satellite | 341 | [118 empty] | 0.22 |  |  | 37 |  |  | 0.35 | 0 |  |  | 4 |  |  | 0.4 | 0.44 |  |  | 73 |  |  | 0.3 | 0 |  |  | 0 |  |  | 0.05 | 0.05 |  |  | 35 |  |  | 0.12 | 0.08 |  |  | 73 |  |  | 0.06 | 0.16 |  |  | 51 |  |  | 0.16 | 0.19645 | 0.18963 | Gas | FRS_110017591658
2172 | 7204 | 2021 | NE | Madison Utilities | 7469 | City of Madison - (NE) | 11481 | City of Madison - (NE) | 11481 | Electric Utility | Southwest Power Pool | SWPP | MRO | MROW | MRO West |  | 31 | 119 | Madison | 41.8298 | -97.4563 | 4 | 4 | DFO | OIL |  | 0.00144 | 5.8 | 1 | [6 empty] | 1015 | 327.999 | 1015 | 327.999 | 73 | 24 | 1.566 | 0.494 | 0.141 | 82.887 | 6.532 | 1.297 | 83.162 |  | 42.904 | 41.167 | 3.871 | 2270.877 | 0.089 | 0.018 | 2278.41 |  | 3.086 | 3.012 | 0.278 | 163.324 | 0.006 | 0.001 | 163.866 |  | 42.904 | 41.167 | 3.871 | 2270.877 | 0.089 | 0.018 | 2278.41 |  | 1.566 | 0.494 | 0.141 | 82.887 | 6.532 | 1.297 |  | 1015 | 327.999 | 1015 | 327.999 | EIA | EIA | EIA | EIA | EIA | EIA | -- | EIA | EIA | [14 empty] | 13904.1096 | 0 | 70.052 | 2.948 | 0 | 0 | 0 | 0 | 0 | 0 | 0 | 0 | 73 | 0 | 0 | 73 | 0 | 0 | 0.95962 | 0.040384 | 0 | 0 | 0 | 0 | 0 | 0 | 0 | 0 | 1 | 0 | 0 | 1 | 0 | [7 empty] | https://www.google.com/maps/@?api=1&map_action=map&center=41.829754000000001%2C-97.456275000000005&zoom=17&basemap=satellite | 2471 | [118 empty] | 0.48 |  |  | 73 |  |  | 0.35 | 0.55 |  |  | 70 |  |  | 0.4 | 0.42 |  |  | 71 |  |  | 0.3 | 0.1 |  |  | 85 |  |  | 0.05 | 0.25 |  |  | 86 |  |  | 0.12 | 0.08 |  |  | 74 |  |  | 0.06 | 0.14 |  |  | 45 |  |  | 0.16 | 0.0155 | 4.428 | Oil | FRS_110001511463
2173 | 3938 | 2021 | KS | CML&P Generating Facility No. 2 | 59726 | City of Coffeyville - (KS) | 3892 | City of Coffeyville - (KS) | 3892 | Electric Utility | Southwest Power Pool | SWPP | MRO | SPSO | SPP South |  | 20 | 125 | Montgomery | 37.093 | -95.5852 | 3 | 3 | NG | GAS |  | 0.11644 | 56.1 | 1 | [6 empty] | 559809 | 239210.001 | 559809 | 239210.001 | 57225 | 24453 | 759.582 | 324.573 | 0.895 | 32717.772 | 1234.169 | 123.417 | 32751.588 |  | 26.547 | 26.547 | 0.031 | 1143.478 | 0.022 | 0.002 | 1144.66 |  | 2.714 | 2.714 | 0.003 | 116.889 | 0.002 | 0 | 117.01 |  | 26.547 | 26.547 | 0.031 | 1143.478 | 0.022 | 0.002 | 1144.66 |  | 759.582 | 324.573 | 0.895 | 32717.772 | 1234.169 | 123.417 |  | 559809 | 239210.001 | 559809 | 239210.001 | EIA | EIA | EIA | EIA | EIA | EIA | -- | EIA | EIA | [14 empty] | 9782.595 | 0 | 0 | 57225 | 0 | 0 | 0 | 0 | 0 | 0 | 0 | 0 | 57225 | 0 | 0 | 57225 | 0 | 0 | 0 | 1 | 0 | 0 | 0 | 0 | 0 | 0 | 0 | 0 | 1 | 0 | 0 | 1 | 0 | [7 empty] | https://www.google.com/maps/@?api=1&map_action=map&center=37.092976999999998%2C-95.585154000000003&zoom=17&basemap=satellite | 128 | [118 empty] | 0.28 |  |  | 49 |  |  | 0.35 | 0.25 |  |  | 45 |  |  | 0.4 | 0.32 |  |  | 57 |  |  | 0.3 | 0.01 |  |  | 60 |  |  | 0.05 | 0.11 |  |  | 61 |  |  | 0.12 | 0.04 |  |  | 43 |  |  | 0.06 | 0.23 |  |  | 76 |  |  | 0.16 | 0.085375 | 0.0038367 | Gas | FRS_110070062906
2174 | 6061 | 2021 | MO | Marceline | 7470 | City of Marceline - (MO) | 11626 | City of Marceline - (MO) | 11626 | Electric Utility | Midcontinent Independent Transmission System Operator, Inc.. | MISO | SERC | SRMW | SERC Midwest | MISO | 29 | 115 | Linn | 39.7169 | -92.9458 | 4 | 4 | DFO | OIL |  | 9e-05 | 8 | 1 | [6 empty] | 66 | 18 | 66 | 18 | 6 | 2 | 0.103 | 0.027 | 0.01 | 5.389 | 0.437 | 0.087 | 5.407 |  | 34.333 | 27 | 3.2 | 1796.333 | 0.073 | 0.015 | 1802.488 |  | 3.121 | 3 | 0.291 | 163.303 | 0.007 | 0.001 | 163.863 |  | 34.333 | 27 | 3.2 | 1796.333 | 0.073 | 0.015 | 1802.488 |  | 0.103 | 0.027 | 0.01 | 5.389 | 0.437 | 0.087 |  | 66 | 18 | 66 | 18 | EIA | EIA | EIA | EIA | EIA | EIA | -- | EIA | EIA | [14 empty] | 11000 | 0 | 6 | 0 | 0 | 0 | 0 | 0 | 0 | 0 | 0 | 0 | 6 | 0 | 0 | 6 | 0 | 0 | 1 | 0 | 0 | 0 | 0 | 0 | 0 | 0 | 0 | 0 | 1 | 0 | 0 | 1 | 0 | [7 empty] | https://www.google.com/maps/@?api=1&map_action=map&center=39.716943999999998%2C-92.945832999999993&zoom=17&basemap=satellite | 2558 | [118 empty] | 0.22 |  |  | 37 |  |  | 0.35 | 0.09 |  |  | 22 |  |  | 0.4 | 0.36 |  |  | 63 |  |  | 0.3 | 0 |  |  | 0 |  |  | 0.05 | 0.11 |  |  | 59 |  |  | 0.12 | 0.05 |  |  | 50 |  |  | 0.06 | 0.19 |  |  | 64 |  |  | 0.16 | 0.01674 | 3.348 | Oil | FRS_110028026865
2175 | 9670 | 2021 | SC | North Road Peak | 7479 | City of Orangeburg - (SC) | 14164 | City of Orangeburg - (SC) | 14164 | Electric Utility | South Carolina Electric & Gas Company | SCEG | SERC | SRVC | SERC Virginia/Carolina |  | 45 | 75 | Orangeburg | 33.5452 | -80.9109 | 2 | 2 | DFO | OIL |  | 0.00108 | 14 | 1 | [6 empty] | 1323 | 570 | 1323 | 570 | 132 | 56 | 2.162 | 0.932 | 0.192 | 108.04 | 8.75 | 1.75 | 108.41 |  | 32.758 | 33.286 | 2.906 | 1636.97 | 0.066 | 0.013 | 1642.578 |  | 3.268 | 3.27 | 0.29 | 163.326 | 0.007 | 0.001 | 163.885 |  | 32.758 | 33.286 | 2.906 | 1636.97 | 0.066 | 0.013 | 1642.578 |  | 2.162 | 0.932 | 0.192 | 108.04 | 8.75 | 1.75 |  | 1323 | 570 | 1323 | 570 | EIA | EIA | EIA | EIA | EIA | EIA | -- | EIA | EIA | [14 empty] | 10022.7273 | 0 | 132 | 0 | 0 | 0 | 0 | 0 | 0 | 0 | 0 | 0 | 132 | 0 | 0 | 132 | 0 | 0 | 1 | 0 | 0 | 0 | 0 | 0 | 0 | 0 | 0 | 0 | 1 | 0 | 0 | 1 | 0 | [7 empty] | https://www.google.com/maps/@?api=1&map_action=map&center=33.545200000000001%2C-80.910899999999998&zoom=17&basemap=satellite | 9524 | [118 empty] | 0.47 |  |  | 72 |  |  | 0.35 | 0.6 |  |  | 73 |  |  | 0.4 | 0.35 |  |  | 61 |  |  | 0.3 | 0.03 |  |  | 70 |  |  | 0.05 | 0.06 |  |  | 42 |  |  | 0.12 | 0.04 |  |  | 45 |  |  | 0.06 | 0.16 |  |  | 52 |  |  | 0.16 | 0.05394 | 0 | Oil | FRS_110028041946
2176 | 9692 | 2021 | SC | Rowesville Rd Plant | 7480 | City of Orangeburg - (SC) | 14164 | City of Orangeburg - (SC) | 14164 | Electric Utility | South Carolina Electric & Gas Company | SCEG | SERC | SRVC | SERC Virginia/Carolina |  | 45 | 75 | Orangeburg | 33.4366 | -80.8474 | 2 | 2 | NG | GAS |  | 0.00052 | 9.6 | 1 |  | Yes | 0 |  | 1 |  | 855 | 401 | 855 | 401 | 44 | 21 | 0.132 | 0.062 | 0.001 | 49.97 | 1.885 | 0.188 | 50.022 |  | 6 | 5.905 | 0.064 | 2271.364 | 0.043 | 0.004 | 2273.711 |  | 0.309 | 0.309 | 0.003 | 116.889 | 0.002 | 0 | 117.01 |  | 6 | 5.905 | 0.064 | 2271.364 | 0.043 | 0.004 | 2273.711 |  | 0.132 | 0.062 | 0.001 | 49.97 | 1.885 | 0.188 |  | 855 | 401 | 855 | 401 | EIA | EIA | EIA | EIA | EIA | EIA | -- | EIA | EIA | [6 empty] | 0 | 0 | 0 | 0 | 0 | 0 | 0 | 0 | 19431.8182 | 0 | 0 | 44 | 0 | 0 | 0 | 0 | 0 | 0 | 0 | 0 | 44 | 0 | 0 | 44 | 0 | 0 | 0 | 1 | 0 | 0 | 0 | 0 | 0 | 0 | 0 | 0 | 1 | 0 | 0 | 1 | 0 | [7 empty] | https://www.google.com/maps/@?api=1&map_action=map&center=33.436636999999997%2C-80.847389000000007&zoom=17&basemap=satellite | 4987 | [118 empty] | 0.63 |  |  | 85 |  |  | 0.35 | 0.75 |  |  | 81 |  |  | 0.4 | 0.49 |  |  | 79 |  |  | 0.3 | 0.03 |  |  | 67 |  |  | 0.05 | 0.13 |  |  | 65 |  |  | 0.12 | 0.03 |  |  | 29 |  |  | 0.06 | 0.17 |  |  | 56 |  |  | 0.16 | 0.00020332 | 0 | Gas | FRS_110028042035
2177 | 7159 | 2021 | NE | City Light & Water | 7481 | WAPA-- Western Area Power Administration | 27000 | City of Blue Hill - (NE) | 20848 | Electric Utility | Southwest Power Pool | SWPP | MRO | MROW | MRO West |  | 31 | 181 | Webster | 40.328 | -98.4503 | 2 | 2 | DFO | OIL |  | 0.0007 | 1.3 | 1 | [6 empty] | 93 | 30 | 93 | 30 | 8 | 3 | 0.149 | 0.046 | 0.013 | 7.595 | 0.615 | 0.123 | 7.621 |  | 37.25 | 30.667 | 3.35 | 1898.75 | 0.077 | 0.015 | 1905.255 |  | 3.204 | 3.067 | 0.288 | 163.333 | 0.007 | 0.001 | 163.893 |  | 37.25 | 30.667 | 3.35 | 1898.75 | 0.077 | 0.015 | 1905.255 |  | 0.149 | 0.046 | 0.013 | 7.595 | 0.615 | 0.123 |  | 93 | 30 | 93 | 30 | EIA | EIA | EIA | EIA | EIA | EIA | -- | EIA | EIA | [14 empty] | 11625 | 0 | 8 | 0 | 0 | 0 | 0 | 0 | 0 | 0 | 0 | 0 | 8 | 0 | 0 | 8 | 0 | 0 | 1 | 0 | 0 | 0 | 0 | 0 | 0 | 0 | 0 | 0 | 1 | 0 | 0 | 1 | 0 | [7 empty] | https://www.google.com/maps/@?api=1&map_action=map&center=40.327952000000003%2C-98.450252000000006&zoom=17&basemap=satellite | 1151 | [118 empty] | 0.13 |  |  | 16 |  |  | 0.35 | 0.05 |  |  | 13 |  |  | 0.4 | 0.21 |  |  | 39 |  |  | 0.3 | 0 |  |  | 0 |  |  | 0.05 | 0.04 |  |  | 31 |  |  | 0.12 | 0.07 |  |  | 68 |  |  | 0.06 | 0.2 |  |  | 69 |  |  | 0.16 | 0.01364 | 4.5467 | Oil | FRS_110001515637
2178 | 3946 | 2021 | KS | El Dorado Refinery | 58075 | Evergy Kansas Central, Inc | 22500 | Frontier El Dorado Refinery LLC | 57448 | Industrial CHP | Southwest Power Pool | SWPP | MRO | SPNO | SPP North |  | 20 | 15 | Butler | 37.7928 | -96.8772 | 1 | 1 | NG | GAS |  | 0.59987 | 38.9 | 0.33356 |  | Yes | 1310088.8 | 0.533 | 0.41522 |  | 1189461.476 | 532670.75 | 1189461.476 | 532670.75 | 204413 | 90808 | 184.928 | 82.627 | 1.901 | 69517.516 | 2622.316 | 262.232 | 69589.367 |  | 1.809 | 1.82 | 0.019 | 680.167 | 0.013 | 0.001 | 680.87 |  | 0.311 | 0.31 | 0.003 | 116.889 | 0.002 | 0 | 117.01 |  | 1.809 | 1.82 | 0.019 | 680.166 | 0.013 | 0.001 | 680.869 |  | 445.375 | 198.996 | 4.578 | 167423.997 | 6315.51 | 631.551 |  | 2864665 | 1282869 | 2864665 | 1282869 | EIA | EIA | EIA | EIA | EIA | EIA | -- | EIA | EIA | [6 empty] | 1675203.524 | 750198.25 | 260.447 | 116.369 | 2.677 | 97906.481 | 3693.195 | 369.319 | 5818.9045 | 0 | 0 | 204413.3 | 0 | 0 | 0 | 0 | 0 | 0 | 0 | 0 | 204413.3 | 0 | 0 | 204413.3 | 0 | 0 | 0 | 1 | 0 | 0 | 0 | 0 | 0 | 0 | 0 | 0 | 1 | 0 | 0 | 1 | 0 | [7 empty] | https://www.google.com/maps/@?api=1&map_action=map&center=37.792777999999998%2C-96.877222000000003&zoom=17&basemap=satellite | 10771 | [118 empty] | 0.26 |  |  | 44 |  |  | 0.35 | 0.09 |  |  | 22 |  |  | 0.4 | 0.44 |  |  | 73 |  |  | 0.3 | 0.01 |  |  | 59 |  |  | 0.05 | 0.07 |  |  | 45 |  |  | 0.12 | 0.07 |  |  | 69 |  |  | 0.06 | 0.21 |  |  | 69 |  |  | 0.16 | 0.47538 | 0.0057866 | Gas | FRS_110000446134
2179 | 3949 | 2021 | KS | Emporia Energy Center | 56502 | Westar Energy Inc | 22500 | Evergy Kansas Central, Inc | 22500 | Electric Utility | Southwest Power Pool | SWPP | MRO | SPNO | SPP North |  | 20 | 111 | Lyon | 38.4459 | -96.0652 | 7 | 7 | NG | GAS |  | 0.04875 | 730.2 | 1 | [6 empty] | 3975697.924 | 1476929.669 | 3975697.924 | 1476929.669 | 311844 | 119097 | 115.393 | 35.482 | 1.193 | 236270.216 | 8039.73 | 803.973 | 236490.505 |  | 0.74 | 0.596 | 0.008 | 1515.31 | 0.026 | 0.003 | 1516.723 |  | 0.058 | 0.048 | 0.001 | 118.857 | 0.002 | 0 | 118.968 |  | 0.74 | 0.596 | 0.008 | 1515.31 | 0.026 | 0.003 | 1516.723 |  | 115.393 | 35.482 | 1.193 | 236270.216 | 8039.73 | 803.973 |  | 3975697.924 | 1476929.669 | 3975697.924 | 1476929.669 | EPA/CAMD | EPA/CAMD | EPA/CAMD | EPA/CAMD | EIA | EIA | -- | EPA/CAMD | EPA/CAMD | [14 empty] | 12748.996 | 0 | 0 | 311844 | 0 | 0 | 0 | 0 | 0 | 0 | 0 | 0 | 311844 | 0 | 0 | 311844 | 0 | 0 | 0 | 1 | 0 | 0 | 0 | 0 | 0 | 0 | 0 | 0 | 1 | 0 | 0 | 1 | 0 | Yes |  | 4662745.9 | 277103.85 | 126.027 | 1.4 |  | https://www.google.com/maps/@?api=1&map_action=map&center=38.445883000000002%2C-96.065246999999999&zoom=17&basemap=satellite | 437 | [118 empty] | 0.12 |  |  | 14 |  |  | 0.35 | 0.07 |  |  | 18 |  |  | 0.4 | 0.17 |  |  | 31 |  |  | 0.3 | 0 |  |  | 0 |  |  | 0.05 | 0.04 |  |  | 26 |  |  | 0.12 | 0.07 |  |  | 66 |  |  | 0.06 | 0.24 |  |  | 80 |  |  | 0.16 | 16.2749 | 0.084259 | Gas | FRS_110030490779
2180 | 3961 | 2021 | KS | Garnett Municipal | 1278 | City of Garnett - (KS) | 6965 | City of Garnett - (KS) | 6965 | Electric Utility | Southwest Power Pool | SWPP | MRO | SPNO | SPP North |  | 20 | 3 | Anderson | 38.2697 | -95.2447 | 7 | 7 | DFO | OIL |  | 0 | 11.7 | [11 empty] | 0 | 0 | 0 |  | 0 | 0 | [45 empty] | -- | [17 empty] | 0 | 0 | 0 | 0 | 0 | 0 | 0 | 0 | 0 | 0 | 0 | 0 | 0 | 0 | 0 | 0 | [23 empty] | https://www.google.com/maps/@?api=1&map_action=map&center=38.2697%2C-95.244699999999995&zoom=17&basemap=satellite | 3552 | [118 empty] | 0.22 |  |  | 36 |  |  | 0.35 | 0.08 |  |  | 19 |  |  | 0.4 | 0.36 |  |  | 63 |  |  | 0.3 | 0 |  |  | 0 |  |  | 0.05 | 0.08 |  |  | 50 |  |  | 0.12 | 0.08 |  |  | 73 |  |  | 0.06 | 0.26 |  |  | 84 |  |  | 0.16 | 0.05735 | 6.7479 | Oil | FRS_
2181 | 3964 | 2021 | KS | Goodman Energy Center | 56497 | Midwest Energy Inc | 12524 | Midwest Energy Inc | 12524 | Electric Utility | Southwest Power Pool | SWPP | MRO | SPNO | SPP North |  | 20 | 51 | Ellis | 38.9303 | -99.3617 | 12 | 12 | NG | GAS |  | 0.09739 | 103.5 | 1 | [6 empty] | 808116.999 | 345314.997 | 808116.999 | 345314.997 | 88301.001 | 37731.999 | 1053.138 | 450.015 | 1.291 | 47230.02 | 1781.594 | 178.159 | 47278.836 |  | 23.853 | 23.853 | 0.029 | 1069.751 | 0.02 | 0.002 | 1070.856 |  | 2.606 | 2.606 | 0.003 | 116.889 | 0.002 | 0 | 117.01 |  | 23.853 | 23.853 | 0.029 | 1069.751 | 0.02 | 0.002 | 1070.856 |  | 1053.138 | 450.015 | 1.291 | 47230.02 | 1781.594 | 178.159 |  | 808116.999 | 345314.997 | 808116.999 | 345314.997 | EIA | EIA | EIA | EIA | EIA | EIA | -- | EIA | EIA | [14 empty] | 9151.8442 | 0 | 0 | 88301 | 0 | 0 | 0 | 0 | 0 | 0 | 0 | 0 | 88301 | 0 | 0 | 88301 | 0 | 0 | 0 | 1 | 0 | 0 | 0 | 0 | 0 | 0 | 0 | 0 | 1 | 0 | 0 | 1 | 0 | [7 empty] | https://www.google.com/maps/@?api=1&map_action=map&center=38.930300000000003%2C-99.361699999999999&zoom=17&basemap=satellite | 3775 | [118 empty] | 0.16 |  |  | 24 |  |  | 0.35 | 0.17 |  |  | 34 |  |  | 0.4 | 0.16 |  |  | 29 |  |  | 0.3 | 0.05 |  |  | 75 |  |  | 0.05 | 0.04 |  |  | 28 |  |  | 0.12 | 0.11 |  |  | 88 |  |  | 0.06 | 0.09 |  |  | 22 |  |  | 0.16 | 0.11913 | 0.0039366 | Gas | FRS_110030490788
2182 | 9261 | 2021 | PA | Hazleton Generation | 10870 | PPL Electric Utilities Corp | 14715 | Hazleton Generation LLC | 56214 | IPP Non-CHP | PJM Interconnection, LLC | PJM | RFC | RFCE | RFC East | PJM | 42 | 79 | Luzerne | 40.9282 | -76.0409 | 4 | 4 | NG | GAS |  | 0.02629 | 171.5 | 1 | [6 empty] | 475554.224 | 142803.503 | 475554.224 | 142803.503 | 39499.001 | 11861.001 | 24.87 | 8.743 | 0.145 | 28470.599 | 1100.019 | 118.542 | 28502.012 |  | 1.259 | 1.474 | 0.007 | 1441.586 | 0.028 | 0.003 | 1443.176 |  | 0.105 | 0.122 | 0.001 | 119.736 | 0.002 | 0 | 119.869 |  | 1.259 | 1.474 | 0.007 | 1441.586 | 0.028 | 0.003 | 1443.176 |  | 24.87 | 8.743 | 0.145 | 28470.599 | 1100.019 | 118.542 |  | 475554.224 | 142803.503 | 475554.224 | 142803.503 | EPA/CAMD | EPA/CAMD | EPA/CAMD | EPA/CAMD; EIA | EIA | EIA | -- | EPA/CAMD | EPA/CAMD | [14 empty] | 12039.6526 | 0 | 1077.619 | 38421.38 | 0 | 0 | 0 | 0 | 0 | 0 | 0 | 0 | 39498.999 | 0 | 0 | 39498.999 | 0 | 0 | 0.027282 | 0.97272 | 0 | 0 | 0 | 0 | 0 | 0 | 0 | 0 | 1 | 0 | 0 | 1 | 0 | Yes |  | 228604.616 | 13578.134 | 12.749 | 0.133 |  | https://www.google.com/maps/@?api=1&map_action=map&center=40.928161000000003%2C-76.040929000000006&zoom=17&basemap=satellite | 4140 | [118 empty] | 0.37 |  |  | 61 |  |  | 0.35 | 0.31 |  |  | 51 |  |  | 0.4 | 0.43 |  |  | 72 |  |  | 0.3 | 0.05 |  |  | 75 |  |  | 0.05 | 0.13 |  |  | 65 |  |  | 0.12 | 0.07 |  |  | 70 |  |  | 0.06 | 0.19 |  |  | 63 |  |  | 0.16 | 1.7537 | 0.37198 | Gas | FRS_110028048565
2183 | 9942 | 2021 | TX | C. R. Wing Cogeneration Plant | 52176 | Oncor Electric Delivery Company LLC | 44372 | BHER Power Resources, Inc | 15300 | IPP CHP | Electric Reliability Council of Texas, Inc. | ERCO | TRE | ERCT | ERCOT All | ERCOT | 48 | 227 | Howard | 32.2732 | -101.4224 | 2 | 3 | NG | GAS |  | 0.13268 | 230 | 1 |  | Yes | 119380 | 7.642 | 0.91063 |  | 2426815.447 | 1680770.301 | 2426815.447 | 1680770.301 | 267315 | 185545 | 137.478 | 91.143 | 0.728 | 144224.648 | 5175.535 | 517.553 | 144366.458 |  | 1.029 | 0.982 | 0.005 | 1079.061 | 0.019 | 0.002 | 1080.122 |  | 0.113 | 0.108 | 0.001 | 118.859 | 0.002 | 0 | 118.976 |  | 1.029 | 0.982 | 0.005 | 1079.061 | 0.019 | 0.002 | 1080.122 |  | 150.97 | 100.087 | 0.799 | 158378.437 | 5683.447 | 568.345 |  | 2664976.077 | 1845716.224 | 2664976.077 | 1845716.224 | EPA/CAMD | EPA/CAMD | EPA/CAMD | EPA/CAMD | EIA | EIA | -- | EPA/CAMD | EPA/CAMD | [6 empty] | 238160.63 | 164945.923 | 13.492 | 8.944 | 0.071 | 14153.789 | 507.912 | 50.791 | 9078.4859 | 0 | 0 | 267315 | 0 | 0 | 0 | 0 | 0 | 0 | 0 | 0 | 267315 | 0 | 0 | 267315 | 0 | 0 | 0 | 1 | 0 | 0 | 0 | 0 | 0 | 0 | 0 | 0 | 1 | 0 | 0 | 1 | 0 | Yes |  | 1902370.126 | 113052.613 | 115.921 | 0.571 |  | https://www.google.com/maps/@?api=1&map_action=map&center=32.273178000000001%2C-101.422386&zoom=17&basemap=satellite | 10058 | [118 empty] | 0.37 |  |  | 61 |  |  | 0.35 | 0.45 |  |  | 63 |  |  | 0.4 | 0.29 |  |  | 53 |  |  | 0.3 | 0 |  |  | 0 |  |  | 0.05 | 0.12 |  |  | 64 |  |  | 0.12 | 0.09 |  |  | 79 |  |  | 0.06 | 0.11 |  |  | 32 |  |  | 0.16 | 18.2755 | 0.059197 | Gas | FRS_110034338820
2184 | 4538 | 2021 | MA | Medical Area Total Energy Plant | 10883 | NSTAR Electric Company | 54913 | MATEP LLC | 12258 | Commercial CHP | ISO New England Inc. | ISNE | NPCC | NEWE | NPCC New England | ISONE | 25 | 25 | Suffolk | 42.3368 | -71.1081 | 17 | 11 | NG | GAS |  | 0.35882 | 101.6 | 0.7353 |  | Yes | 2692912.8 | 0.405 | 0.35051 |  | 1715144.635 | 667355.971 | 1715144.635 | 667355.971 | 319354.809 | 140974.158 | 183.01 | 78.742 | 3.165 | 100342.074 | 3813.271 | 386.131 | 100447.274 |  | 1.146 | 1.117 | 0.02 | 628.405 | 0.012 | 0.001 | 629.064 |  | 0.213 | 0.236 | 0.004 | 117.007 | 0.002 | 0 | 117.13 |  | 1.146 | 1.117 | 0.02 | 628.405 | 0.012 | 0.001 | 629.064 |  | 522.127 | 224.651 | 9.031 | 286275.247 | 10879.237 | 1101.628 |  | 4893295.833 | 1903961.99 | 4893295.833 | 1903961.99 | EIA | EIA |  | EIA | EIA | EIA | -- | [8 empty] | 3178151.198 | 1236606.019 | 339.117 | 145.909 | 5.865 | 185933.173 | 7065.966 | 715.498 | 5370.6594 | 0 | 1468.061 | 317886.51 | 0 | 0 | 0 | 0 | 0 | 0 | 0 | 0 | 319354.571 | 0 | 0 | 319354.571 | 0 | 0 | 0.004597 | 0.9954 | 0 | 0 | 0 | 0 | 0 | 0 | 0 | 0 | 1 | 0 | 0 | 1 | 0 | [7 empty] | https://www.google.com/maps/@?api=1&map_action=map&center=42.336849999999998%2C-71.108149999999995&zoom=17&basemap=satellite | 483424 | [118 empty] | 0.41 |  |  | 66 |  |  | 0.35 | 0.49 |  |  | 66 |  |  | 0.4 | 0.32 |  |  | 57 |  |  | 0.3 | 0.11 |  |  | 86 |  |  | 0.05 | 0.09 |  |  | 54 |  |  | 0.12 | 0.04 |  |  | 40 |  |  | 0.06 | 0.11 |  |  | 32 |  |  | 0.16 | 4.0661 | 0.025691 | Gas | FRS_110000881733
2185 | 3969 | 2021 | KS | Herington | 1283 | Westar Energy Inc | 22500 | City of Herington - (KS) | 8490 | Electric Utility | Southwest Power Pool | SWPP | MRO | SPNO | SPP North |  | 20 | 41 | Dickinson | 38.6658 | -96.9492 | 1 | 1 | DFO | OIL |  | 0 | 1.6 | [11 empty] | 0 | 0 | 0 |  | 0 | 0 | [45 empty] | -- | [17 empty] | 0 | 0 | 0 | 0 | 0 | 0 | 0 | 0 | 0 | 0 | 0 | 0 | 0 | 0 | 0 | 0 | [23 empty] | https://www.google.com/maps/@?api=1&map_action=map&center=38.665799999999997%2C-96.949200000000005&zoom=17&basemap=satellite | 2337 | [118 empty] | 0.32 |  |  | 54 |  |  | 0.35 | 0.26 |  |  | 46 |  |  | 0.4 | 0.39 |  |  | 67 |  |  | 0.3 | 0.01 |  |  | 59 |  |  | 0.05 | 0.11 |  |  | 59 |  |  | 0.12 | 0.04 |  |  | 35 |  |  | 0.06 | 0.2 |  |  | 69 |  |  | 0.16 |  |  | Oil | FRS_
2186 | 4602 | 2021 | MA | Pittsfield Generating | 50002 | Western Massachusetts Electric Company | 20455 | Pittsfield Generating Company, LP | 15114 | IPP CHP | ISO New England Inc. | ISNE | NPCC | NEWE | NPCC New England | ISONE | 25 | 3 | Berkshire | 42.4564 | -73.2181 | 3 | 4 | NG | GAS |  | 0.04147 | 175.5 | 1 |  | Yes | 1208 | 180.118 | 0.99585 |  | 584390.2 | 444917.499 | 584390.2 | 444917.499 | 63751 | 48571 | 5.666 | 3.822 | 1.115 | 34776.625 | 1314.949 | 132.897 | 34812.864 |  | 0.178 | 0.157 | 0.035 | 1091.014 | 0.021 | 0.002 | 1092.151 |  | 0.019 | 0.017 | 0.004 | 119.019 | 0.002 | 0 | 119.143 |  | 0.178 | 0.157 | 0.035 | 1091.014 | 0.021 | 0.002 | 1092.151 |  | 5.69 | 3.838 | 1.119 | 34921.433 | 1320.425 | 133.451 |  | 586823.568 | 446770.111 | 586823.568 | 446770.111 | EPA/CAMD | EPA/CAMD | EIA | EPA/CAMD | EIA | EIA | -- | EPA/CAMD | EPA/CAMD | [6 empty] | 2433.368 | 1852.612 | 0.024 | 0.016 | 0.005 | 144.808 | 5.475 | 0.553 | 9166.7613 | 0 | 228.387 | 63522.613 | 0 | 0 | 0 | 0 | 0 | 0 | 0 | 0 | 63751 | 0 | 0 | 63751 | 0 | 0 | 0.0035825 | 0.99642 | 0 | 0 | 0 | 0 | 0 | 0 | 0 | 0 | 1 | 0 | 0 | 1 | 0 | Yes |  | 526068.107 | 31297.43 | 5.161 |  |  | https://www.google.com/maps/@?api=1&map_action=map&center=42.456400000000002%2C-73.218100000000007&zoom=17&basemap=satellite | 38495 | [118 empty] | 0.25 |  |  | 42 |  |  | 0.35 | 0.18 |  |  | 37 |  |  | 0.4 | 0.32 |  |  | 56 |  |  | 0.3 | 0.01 |  |  | 58 |  |  | 0.05 | 0.07 |  |  | 46 |  |  | 0.12 | 0.05 |  |  | 46 |  |  | 0.06 | 0.2 |  |  | 66 |  |  | 0.16 | 0.55709 | 0.031567 | Gas | FRS_110000308480
2187 | 7521 | 2021 | NJ | Linden Cogeneration Facility | 50006 | Consolidated Edison Co-NY Inc | 4226 | EFS Cogen Holdings I LLC | 3890 | IPP CHP | New York Independent System Operator | NYIS | RFC | NYCW | NPCC NYC/Westchester | NYISO | 34 | 39 | Union | 40.6322 | -74.2156 | 6 | 9 | NG | GAS |  | 0.65863 | 974.1 | 0.23561 |  | Yes | 15065435.2 | 1.273 | 0.62931 |  | 32645806.24 | 13410164.6 | 32645806.24 | 13410164.6 | 5620205 | 2338534 | 302.449 | 121.786 | 9.84 | 1941486.489 | 80735.339 | 8323.679 | 1943735.909 |  | 0.108 | 0.104 | 0.004 | 690.895 | 0.014 | 0.001 | 691.696 |  | 0.019 | 0.018 | 0.001 | 118.942 | 0.002 | 0 | 119.08 |  | 0.108 | 0.104 | 0.004 | 690.895 | 0.014 | 0.001 | 691.696 |  | 480.607 | 193.525 | 15.636 | 3085125.266 | 128292.746 | 13226.768 |  | 51875922 | 21309464.6 | 51875922 | 21309464.6 | EPA/CAMD | EPA/CAMD | EPA/CAMD | EPA/CAMD | EIA | EIA | -- | EPA/CAMD | EPA/CAMD | [6 empty] | 19230115.76 | 7899300.009 | 178.158 | 71.739 | 5.796 | 1143638.777 | 47557.408 | 4903.089 | 5808.6504 | 0 | 18723.096 | 5601481.9 | 0 | 0 | 0 | 0 | 0 | 0 | 0 | 0 | 5620204.996 | 0 | 0 | 5620204.996 | 0 | 0 | 0.0033314 | 0.99667 | 0 | 0 | 0 | 0 | 0 | 0 | 0 | 0 | 1 | 0 | 0 | 1 | 0 | Yes |  | 50194564.77 | 2983940.236 | 468.025 | 15.092 |  | https://www.google.com/maps/@?api=1&map_action=map&center=40.632199999999997%2C-74.215599999999995&zoom=17&basemap=satellite | 181699 | [118 empty] | 0.6 |  |  | 83 |  |  | 0.35 | 0.83 |  |  | 85 |  |  | 0.4 | 0.37 |  |  | 65 |  |  | 0.3 | 0.21 |  |  | 93 |  |  | 0.05 | 0.21 |  |  | 82 |  |  | 0.12 | 0.07 |  |  | 65 |  |  | 0.06 | 0.12 |  |  | 36 |  |  | 0.16 | 57.525 | 0.022131 | Gas | FRS_110023868554
2188 | 9983 | 2021 | TX | Corpus Refinery | 50026 | AEP Texas Central Company | 3278 | Flint Hills Resources Corpus Christi LLC | 6426 | Industrial CHP | Electric Reliability Council of Texas, Inc. | ERCO | TRE | ERCT | ERCOT All | ERCOT | 48 | 355 | Nueces | 27.8322 | -97.5281 | 1 | 1 | NG | GAS |  | 0.67653 | 47 | 0.20578 |  | Yes | 1722757.6 | 0.552 | 0.42389 |  | 1442360.726 | 727108.628 | 1442360.726 | 727108.628 | 278542 | 140416 | 227.591 | 114.731 | 2.305 | 84298.093 | 3179.864 | 317.986 | 84385.222 |  | 1.634 | 1.634 | 0.017 | 605.281 | 0.011 | 0.001 | 605.907 |  | 0.316 | 0.316 | 0.003 | 116.889 | 0.002 | 0 | 117.01 |  | 1.634 | 1.634 | 0.017 | 605.281 | 0.011 | 0.001 | 605.907 |  | 536.916 | 270.665 | 5.438 | 198869.491 | 7501.687 | 750.169 |  | 3402705 | 1715338 | 3402705 | 1715338 | EIA | EIA | EIA | EIA | EIA | EIA | -- | EIA | EIA | [6 empty] | 1960344.274 | 988229.372 | 309.325 | 155.934 | 3.133 | 114571.398 | 4321.823 | 432.182 | 5178.2522 | 0 | 0 | 278542 | 0 | 0 | 0 | 0 | 0 | 0 | 0 | 0 | 278542 | 0 | 0 | 278542 | 0 | 0 | 0 | 1 | 0 | 0 | 0 | 0 | 0 | 0 | 0 | 0 | 1 | 0 | 0 | 1 | 0 | [7 empty] | https://www.google.com/maps/@?api=1&map_action=map&center=27.8322%2C-97.528099999999995&zoom=17&basemap=satellite | 8911 | [118 empty] | 0.49 |  |  | 73 |  |  | 0.35 | 0.69 |  |  | 78 |  |  | 0.4 | 0.28 |  |  | 50 |  |  | 0.3 | 0.04 |  |  | 71 |  |  | 0.05 | 0.13 |  |  | 67 |  |  | 0.12 | 0.06 |  |  | 61 |  |  | 0.06 | 0.12 |  |  | 34 |  |  | 0.16 | 0.73931 | 0.0051456 | Gas | FRS_110000504918
2189 | 4172 | 2021 | LA | Plant 31 Paper Mill | 50028 | Entergy Louisiana LLC | 11241 | Graphic Packaging International | 16064 | Industrial CHP | Midcontinent Independent Transmission System Operator, Inc.. | MISO | SERC | SRMV | SERC Mississippi Valley | MISO | 22 | 73 | Ouachita | 32.4868 | -92.1496 | 6 | 3 | WDS | BIOMASS |  | 0.74034 | 84.2 | 0.099426 | Yes | Yes | 8388960.8 | 0.222 | 0.22853 |  | 3830061.694 | 1563860.943 | 3830061.694 | 1563860.943 | 546072.09 | 235089.827 | 226.698 | 92.727 | 590.1 | 50409.807 | 88001.943 | 18734.713 | 54301.303 |  | 0.83 | 0.789 | 2.161 | 184.627 | 0.161 | 0.034 | 198.88 |  | 0.118 | 0.119 | 0.308 | 26.323 | 0.023 | 0.005 | 28.355 |  | 0.83 | 0.789 | 2.161 | 184.627 | 0.161 | 0.034 | 198.88 |  | 991.997 | 405.761 | 2582.189 | 1626344.678 | 385083.314 | 81980.295 |  | 16759776.02 | 6843221.137 | 16759776.02 | 6843221.137 | EIA | EIA |  | EIA | EIA | EIA | -- | [5 empty] | 1405758.919 |  |  | 12929714.33 | 5279360.194 | 765.299 | 313.034 | 1992.089 | 170175.953 | 297081.371 | 63245.583 | 7013.8351 | 0 | 0 | 272416.07 | 0 | 0 | 273656.32 | 0 | 0 | 0 | 0 | 0 | 272416.07 | 273656.32 | 273656.32 | 546072.39 | 0 | 0 | 0 | 0.49886 | 0 | 0 | 0.50114 | 0 | 0 | 0 | 0 | 0 | 0.49886 | 0.50114 | 0.50114 | 1 | 0 | [7 empty] | https://www.google.com/maps/@?api=1&map_action=map&center=32.486787%2C-92.149597&zoom=17&basemap=satellite | 29056 | [118 empty] | 0.56 |  |  | 79 |  |  | 0.35 | 0.53 |  |  | 68 |  |  | 0.4 | 0.58 |  |  | 87 |  |  | 0.3 | 0.01 |  |  | 58 |  |  | 0.05 | 0.16 |  |  | 73 |  |  | 0.12 | 0.08 |  |  | 71 |  |  | 0.06 | 0.15 |  |  | 47 |  |  | 0.16 | 17.3992 | 0.060443 | Biomass | FRS_110017782568
2190 | 4161 | 2021 | LA | Nelson Industrial Steam Company | 50030 | Entergy Louisiana LLC | 11241 | Entergy Louisiana LLC | 11241 | Electric Utility | Midcontinent Independent Transmission System Operator, Inc.. | MISO | SERC | SRMV | SERC Mississippi Valley | MISO | 22 | 19 | Calcasieu | 30.2844 | -93.2911 | 2 | 4 | PC | OIL | Yes | 0.2279 | 1433.6 | 0.9535 |  | Yes | 550565.6 | 17.742 | 0.95944 |  | 17196476.29 | 7735906.373 | 17196476.29 | 7735906.373 | 2862058 | 1272500 | 964.909 | 427.539 | 14462.497 | 1941270.123 | 522795.184 | 82267.928 | 1960062.984 |  | 0.674 | 0.672 | 10.106 | 1356.555 | 0.183 | 0.029 | 1369.688 |  | 0.112 | 0.111 | 1.682 | 225.775 | 0.03 | 0.005 | 227.961 |  | 0.674 | 0.672 | 10.106 | 1356.555 | 0.183 | 0.029 | 1369.688 |  | 1005.698 | 445.612 | 15073.859 | 2023332.027 | 544894.925 | 85745.58 |  | 17923410.46 | 8062920.732 | 17923410.46 | 8062920.732 | EPA/CAMD | EPA/CAMD | EIA | EIA | EIA | EIA | -- | EPA/CAMD | EPA/CAMD | [6 empty] | 726934.168 | 327014.359 | 40.789 | 18.073 | 611.363 | 82061.904 | 22099.742 | 3477.652 |  | 1424172.6 | 1431589.153 | 6296.297 | 0 | 0 | 0 | 0 | 0 | 0 | 0 | 0 | 2862058.05 | 0 | 0 | 2862058.05 | 0 | 0.4976 | 0.5002 | 0.0021999 | 0 | 0 | 0 | 0 | 0 | 0 | 0 | 0 | 1 | 0 | 0 | 1 | 0 | Yes |  | 16027115.87 |  | 903.947 |  |  | https://www.google.com/maps/@?api=1&map_action=map&center=30.284400000000002%2C-93.2911&zoom=17&basemap=satellite | 8931 | [118 empty] | 0.2 |  |  | 32 |  |  | 0.35 | 0.11 |  |  | 26 |  |  | 0.4 | 0.29 |  |  | 52 |  |  | 0.3 | 0 |  |  | 0 |  |  | 0.05 | 0.2 |  |  | 81 |  |  | 0.12 | 0.07 |  |  | 64 |  |  | 0.06 | 0.26 |  |  | 82 |  |  | 0.16 | 105.4732 | 0.10156 | Oil | FRS_110003271049
2191 | 4984 | 2021 | ME | MMWAC Resource Recovery Facility | 50035 | Central Maine Power Co | 3266 | Maine Waste to Energy | 22219 | Commercial Non-CHP | ISO New England Inc. | ISNE | NPCC | NEWE | NPCC New England | ISONE | 23 | 1 | Androscoggin | 44.0678 | -70.2608 | 1 | 1 | MSW | BIOMASS |  | 0.32646 | 5 | 0.78923 | Yes | Yes | 0 |  | 1 |  | 723336 | 290422 | 723336 | 290422 | 14299 | 5508 | 172.41 | 69.09 | 58.619 | 40050.131 | 50612.317 | 6642.446 | 41672.509 |  | 24.115 | 25.087 | 8.199 | 5601.809 | 3.54 | 0.465 | 5828.731 |  | 0.477 | 0.476 | 0.162 | 110.737 | 0.07 | 0.009 | 115.223 |  | 24.115 | 25.087 | 8.199 | 5601.809 | 3.54 | 0.465 | 5828.731 |  | 172.41 | 69.09 | 58.619 | 72318.849 | 50612.317 | 6642.446 |  | 723336 | 290422 | 723336 | 290422 | EIA | EIA | EIA | EIA | EIA | EIA | -- | EIA | EIA |  |  |  | 32268.718 |  |  | 0 | 0 | 0 | 0 | 0 | 0 | 0 | 0 | 50586.4746 | 0 | 0 | 117.702 | 0 | 0 | 6381.598 | 0 | 0 | 0 | 7799.7 | 0 | 7917.402 | 6381.598 | 6381.598 | 14299 | 0 | 0 | 0 | 0.0082315 | 0 | 0 | 0.4463 | 0 | 0 | 0 | 0.54547 | 0 | 0.5537 | 0.4463 | 0.4463 | 1 | 0 | [7 empty] | https://www.google.com/maps/@?api=1&map_action=map&center=44.067791999999997%2C-70.260830999999996&zoom=17&basemap=satellite | 19686 | [118 empty] | 0.27 |  |  | 45 |  |  | 0.35 | 0.12 |  |  | 28 |  |  | 0.4 | 0.4 |  |  | 69 |  |  | 0.3 | 0.02 |  |  | 62 |  |  | 0.05 | 0.1 |  |  | 56 |  |  | 0.12 | 0.06 |  |  | 62 |  |  | 0.06 | 0.18 |  |  | 59 |  |  | 0.16 | 55.8065 | 7.4778 | Biomass | FRS_110001830733
2192 | 3980 | 2021 | KS | Jameson Energy Center | 59045 | Wheatland Electric Coop, Inc | 20510 | Kansas Municipal Energy Agency | 10035 | Electric Utility | Southwest Power Pool | SWPP | MRO | SPNO | SPP North |  | 20 | 55 | Finney | 37.9547 | -100.8306 | 3 | 3 | NG | GAS |  | 0.00434 | 27.6 | 1 | [6 empty] | 12075 | 5160 | 12075 | 5160 | 1049.001 | 447.999 | 16.899 | 7.221 | 0.019 | 705.717 | 26.621 | 2.662 | 706.446 |  | 32.219 | 32.237 | 0.037 | 1345.503 | 0.025 | 0.003 | 1346.894 |  | 2.799 | 2.799 | 0.003 | 116.889 | 0.002 | 0 | 117.01 |  | 32.219 | 32.237 | 0.037 | 1345.504 | 0.025 | 0.003 | 1346.895 |  | 16.899 | 7.221 | 0.019 | 705.717 | 26.621 | 2.662 |  | 12075 | 5160 | 12075 | 5160 | EIA | EIA | EIA | EIA | EIA | EIA | -- | EIA | EIA | [14 empty] | 11510.9628 | 0 | 0 | 1049 | 0 | 0 | 0 | 0 | 0 | 0 | 0 | 0 | 1049 | 0 | 0 | 1049 | 0 | 0 | 0 | 1 | 0 | 0 | 0 | 0 | 0 | 0 | 0 | 0 | 1 | 0 | 0 | 1 | 0 | [7 empty] | https://www.google.com/maps/@?api=1&map_action=map&center=37.954721999999997%2C-100.830556&zoom=17&basemap=satellite | 20599 | [118 empty] | 0.49 |  |  | 74 |  |  | 0.35 | 0.62 |  |  | 74 |  |  | 0.4 | 0.37 |  |  | 64 |  |  | 0.3 | 0.14 |  |  | 89 |  |  | 0.05 | 0.29 |  |  | 90 |  |  | 0.12 | 0.08 |  |  | 76 |  |  | 0.06 | 0.11 |  |  | 31 |  |  | 0.16 | 0.0032823 | 0.0045367 | Gas | FRS_110070397970
2193 | 4576 | 2021 | MA | Norton Powerhouse | 50041 | Massachusetts Electric Co | 11804 | Saint - Gobain Abrasives Inc | 16544 | Industrial CHP | ISO New England Inc. | ISNE | NPCC | NEWE | NPCC New England | ISONE | 25 | 27 | Worcester | 42.3096 | -71.8052 | 2 | 2 | NG | GAS |  | 0.61148 | 5.6 | 0.31419 |  | Yes | 589856.8 | 0.174 | 0.18793 |  | 189748.188 | 71103.044 | 189748.188 | 71103.044 | 29997 | 11602 | 15.659 | 5.868 | 0.303 | 11089.743 | 418.323 | 41.832 | 11101.205 |  | 1.044 | 1.012 | 0.02 | 739.39 | 0.014 | 0.001 | 740.154 |  | 0.165 | 0.165 | 0.003 | 116.889 | 0.002 | 0 | 117.01 |  | 1.044 | 1.012 | 0.02 | 739.39 | 0.014 | 0.001 | 740.154 |  | 83.322 | 31.223 | 1.614 | 59009.57 | 2225.939 | 222.594 |  | 1009668 | 378346 | 1009668 | 378346 | EIA | EIA | EIA | EIA | EIA | EIA | -- | EIA | EIA | [6 empty] | 819919.812 | 307242.956 | 67.663 | 25.355 | 1.31 | 47919.827 | 1807.615 | 180.762 | 6325.5722 | 0 | 0 | 29997 | 0 | 0 | 0 | 0 | 0 | 0 | 0 | 0 | 29997 | 0 | 0 | 29997 | 0 | 0 | 0 | 1 | 0 | 0 | 0 | 0 | 0 | 0 | 0 | 0 | 1 | 0 | 0 | 1 | 0 | [7 empty] | https://www.google.com/maps/@?api=1&map_action=map&center=42.309555000000003%2C-71.805217999999996&zoom=17&basemap=satellite | 84285 | [118 empty] | 0.33 |  |  | 56 |  |  | 0.35 | 0.36 |  |  | 56 |  |  | 0.4 | 0.3 |  |  | 55 |  |  | 0.3 | 0.09 |  |  | 83 |  |  | 0.05 | 0.1 |  |  | 56 |  |  | 0.12 | 0.05 |  |  | 46 |  |  | 0.06 | 0.15 |  |  | 50 |  |  | 0.16 | 0.74579 | 0.047075 | Gas | FRS_110000309354
2194 | 10107 | 2021 | TX | Houston Chemical Complex Battleground | 50043 | CenterPoint Energy | 8901 | Oxy Vinyls LP | 14254 | Industrial CHP | Electric Reliability Council of Texas, Inc. | ERCO | TRE | ERCT | ERCOT All | ERCOT | 48 | 201 | Harris | 29.7314 | -95.0839 | 6 | 4 | NG | GAS |  | 0.53077 | 380.7 | 0.44871 |  | Yes | 7206932 | 0.838 | 0.52779 |  | 10028923.45 | 4823795.828 | 10028923.45 | 4823795.828 | 1770090 | 862855 | 1410.849 | 686.767 | 15.724 | 586135.94 | 22110.193 | 2210.772 | 586741.722 |  | 1.594 | 1.592 | 0.018 | 662.267 | 0.012 | 0.001 | 662.951 |  | 0.281 | 0.285 | 0.003 | 116.889 | 0.002 | 0 | 117.01 |  | 1.594 | 1.592 | 0.018 | 662.267 | 0.012 | 0.001 | 662.951 |  | 2673.144 | 1301.222 | 29.792 | 1110554.921 | 41892.301 | 4188.762 |  | 19001855.25 | 9139671.928 | 19001855.25 | 9139671.928 | EIA | EIA |  | EIA | EIA | EIA | -- | EIA | EIA | [6 empty] | 8972931.805 | 4315876.1 | 1262.295 | 614.455 | 14.068 | 524418.981 | 19782.108 | 1977.99 | 5665.7704 | 0 | 0 | 1747932.79 | 0 | 0 | 0 | 0 | 0 | 0 | 22157.207 | 0 | 1770089.997 | 0 | 0 | 1770089.997 | 0 | 0 | 0 | 0.98748 | 0 | 0 | 0 | 0 | 0 | 0 | 0.012518 | 0 | 1 | 0 | 0 | 1 | 0 | [7 empty] | https://www.google.com/maps/@?api=1&map_action=map&center=29.731400000000001%2C-95.0839&zoom=17&basemap=satellite | 4386 | [118 empty] | 0.27 |  |  | 46 |  |  | 0.35 | 0.28 |  |  | 49 |  |  | 0.4 | 0.25 |  |  | 46 |  |  | 0.3 | 0.01 |  |  | 57 |  |  | 0.05 | 0.09 |  |  | 52 |  |  | 0.12 | 0.05 |  |  | 50 |  |  | 0.06 | 0.13 |  |  | 39 |  |  | 0.16 | 28.9691 | 0.031083 | Gas | FRS_110000756717
2195 | 4994 | 2021 | ME | Penobscot Energy Recovery | 50051 | Emera Maine | 1179 | ESOCO Orrington LLC | 6036 | Commercial Non-CHP | ISO New England Inc. | ISNE | NPCC | NEWE | NPCC New England | ISONE | 23 | 19 | Penobscot | 44.7383 | -68.8258 | 2 | 1 | MSW | BIOMASS |  | 0.20285 | 25.3 | 0.99524 | Yes | [5 empty] | 1121812.14 | 486246.405 | 1121812.14 | 486246.405 | 44958 | 15974 | 142.246 | 56.332 | 6.571 | 62985.418 | 76029.092 | 10000.952 | 65425.923 |  | 6.328 | 7.053 | 0.292 | 2801.967 | 1.691 | 0.222 | 2910.535 |  | 0.254 | 0.232 | 0.012 | 112.292 | 0.068 | 0.009 | 116.643 |  | 6.328 | 7.053 | 0.292 | 2801.967 | 1.691 | 0.222 | 2910.535 |  | 142.246 | 56.332 | 6.571 | 111266.77 | 76029.092 | 10000.952 |  | 1121812.14 | 486246.405 | 1121812.14 | 486246.405 | EIA | EIA | EIA | EIA | EIA | EIA | -- | EIA | EIA |  |  |  | 48281.352 | [10 empty] | 24952.4476 | 0 | 2000.993 | 0 | 0 | 0 | 19330.753 | 0 | 0 | 0 | 23626.254 | 0 | 25627.247 | 19330.753 | 19330.753 | 44958 | 0 | 0 | 0.044508 | 0 | 0 | 0 | 0.42997 | 0 | 0 | 0 | 0.52552 | 0 | 0.57003 | 0.42997 | 0.42997 | 1 | 0 | [7 empty] | https://www.google.com/maps/@?api=1&map_action=map&center=44.738300000000002%2C-68.825800000000001&zoom=17&basemap=satellite | 7566 | [118 empty] | 0.08 |  |  | 7 |  |  | 0.35 | 0.02 |  |  | 8 |  |  | 0.4 | 0.14 |  |  | 25 |  |  | 0.3 | 0 |  |  | 0 |  |  | 0.05 | 0.05 |  |  | 32 |  |  | 0.12 | 0.05 |  |  | 54 |  |  | 0.06 | 0.2 |  |  | 66 |  |  | 0.16 |  |  | Biomass | FRS_110009913415
2196 | 3988 | 2021 | KS | Kaw | 1294 | City of Kansas City - (KS) | 9996 | City of Kansas City - (KS) | 9996 | Electric Utility | Southwest Power Pool | SWPP | MRO | SPNO | SPP North |  | 20 | 209 | Wyandotte | 39.0867 | -94.6514 | 3 | 3 | NG | GAS |  | 0 | 165.7 | [13 empty] | 0 |  | 0 | 0 | [45 empty] | -- | [56 empty] | https://www.google.com/maps/@?api=1&map_action=map&center=39.0867%2C-94.651388999999995&zoom=17&basemap=satellite | 64068 | [118 empty] | 0.63 |  |  | 85 |  |  | 0.35 | 0.7 |  |  | 78 |  |  | 0.4 | 0.56 |  |  | 85 |  |  | 0.3 | 0.16 |  |  | 91 |  |  | 0.05 | 0.28 |  |  | 89 |  |  | 0.12 | 0.08 |  |  | 77 |  |  | 0.06 | 0.09 |  |  | 23 |  |  | 0.16 |  |  | Gas | FRS_
2197 | 10299 | 2021 | TX | Rice University | 50054 | CenterPoint Energy | 8901 | Rice University | 15941 | Commercial CHP | Electric Reliability Council of Texas, Inc. | ERCO | TRE | ERCT | ERCOT All | ERCOT | 48 | 201 | Harris | 29.721 | -95.3954 | 2 | 2 | NG | GAS |  | 0.3404 | 6.9 | 0.766 |  | Yes | 215135.2 | 0.326 | 0.30324 |  | 112142.722 | 56532.134 | 112142.722 | 56532.134 | 20575 | 10372 | 17.66 | 8.903 | 0.179 | 6554.128 | 247.233 | 24.723 | 6560.903 |  | 1.717 | 1.717 | 0.017 | 637.096 | 0.012 | 0.001 | 637.755 |  | 0.315 | 0.315 | 0.003 | 116.889 | 0.002 | 0 | 117.01 |  | 1.717 | 1.717 | 0.017 | 637.093 | 0.012 | 0.001 | 637.752 |  | 58.238 | 29.358 | 0.591 | 21613.663 | 815.303 | 81.53 |  | 369815 | 186427 | 369815 | 186427 | EIA | EIA | EIA | EIA | EIA | EIA | -- | EIA | EIA | [6 empty] | 257672.278 | 129894.866 | 40.578 | 20.455 | 0.412 | 15059.535 | 568.071 | 56.807 | 5450.4096 | 0 | 0 | 20575.1 | 0 | 0 | 0 | 0 | 0 | 0 | 0 | 0 | 20575.1 | 0 | 0 | 20575.1 | 0 | 0 | 0 | 1 | 0 | 0 | 0 | 0 | 0 | 0 | 0 | 0 | 1 | 0 | 0 | 1 | 0 | [7 empty] | https://www.google.com/maps/@?api=1&map_action=map&center=29.721048%2C-95.395359999999997&zoom=17&basemap=satellite | 189085 | [118 empty] | 0.36 |  |  | 60 |  |  | 0.35 | 0.5 |  |  | 67 |  |  | 0.4 | 0.23 |  |  | 42 |  |  | 0.3 | 0.03 |  |  | 69 |  |  | 0.05 | 0.03 |  |  | 24 |  |  | 0.12 | 0.05 |  |  | 49 |  |  | 0.06 | 0.12 |  |  | 35 |  |  | 0.16 | 0.023783 | 0.0053396 | Gas | FRS_110000901757
2198 | 9918 | 2021 | TX | Borger Plant | 50067 | Southwestern Public Service Co | 17718 | Sid Richardson Carbon Ltd | 17145 | Industrial CHP | Southwest Power Pool | SWPP | MRO | SPSO | SPP South |  | 48 | 233 | Hutchinson | 35.6647 | -101.4354 | 2 | 1 | NG | GAS |  | 0 | 37.5 |  |  | Yes | 198549.6 | -0.032 | 0 |  | 0 | 0 | 0 | 0 | -1867 | -5250 | 0 | 0 | 0 | 0 | 0 | 0 | 0 |  | 0 | 0 | 0 | 0 | 0 | 0 | 0 | [9 empty] | 0 | 0 | 0 | 0 | 0 | 0 | 0 |  | 31.466 | 11.547 | 0.591 | 62063.243 | 822.617 | 111.088 |  | 503886.38 | 189864.15 | 503886.38 | 189864.15 | EIA | EIA | EIA | EIA | EIA | EIA | -- | EIA | EIA | [6 empty] | 503886.38 | 189864.15 | 31.466 | 11.547 | 0.591 | 62063.243 | 822.617 | 111.088 | 0 | 0 | 0 | -1595.069 | 0 | 0 | 0 | 0 | 0 | 0 | -271.931 | 0 | -1867 | 0 | 0 | -1867 | 0 | [23 empty] | https://www.google.com/maps/@?api=1&map_action=map&center=35.664700000000003%2C-101.4354&zoom=17&basemap=satellite | 10641 | [118 empty] | 0.34 |  |  | 57 |  |  | 0.35 | 0.37 |  |  | 57 |  |  | 0.4 | 0.31 |  |  | 55 |  |  | 0.3 | 0.03 |  |  | 69 |  |  | 0.05 | 0.13 |  |  | 67 |  |  | 0.12 | 0.08 |  |  | 72 |  |  | 0.06 | 0.15 |  |  | 47 |  |  | 0.16 | 0.075447 | 0.0023615 | Gas | FRS_110028052336
2199 | 4713 | 2021 | MA | Univ of Massachusetts Medical Center | 50087 | Massachusetts Electric Co | 11804 | University of Massachusetts Medical | 23955 | Commercial CHP | ISO New England Inc. | ISNE | NPCC | NEWE | NPCC New England | ISONE | 25 | 27 | Worcester | 42.279 | -71.7598 | 6 | 4 | NG | GAS |  | 0.43108 | 17.5 | 0.61486 |  | Yes | 596104.8 | 0.378 | 0.33532 |  | 437615.699 | 203012.933 | 437615.699 | 203012.933 | 66085 | 28744 | 35.566 | 16.246 | 0.942 | 25598.246 | 971.541 | 98.169 | 25625.017 |  | 1.076 | 1.13 | 0.029 | 774.707 | 0.015 | 0.001 | 775.517 |  | 0.163 | 0.16 | 0.004 | 116.99 | 0.002 | 0 | 117.112 |  | 1.076 | 1.13 | 0.029 | 774.707 | 0.015 | 0.001 | 775.517 |  | 106.064 | 48.45 | 2.808 | 76338.764 | 2897.317 | 292.757 |  | 1305052 | 605422.6 | 1305052 | 605422.6 | EIA | EIA |  | EIA | EIA | EIA | -- | [8 empty] | 867436.301 | 402409.667 | 70.498 | 32.204 | 1.867 | 50740.518 | 1925.776 | 194.588 | 6622.0125 | 0 | 261.091 | 65823.909 | 0 | 0 | 0 | 0 | 0 | 0 | 0 | 0 | 66085 | 0 | 0 | 66085 | 0 | 0 | 0.0039508 | 0.99605 | 0 | 0 | 0 | 0 | 0 | 0 | 0 | 0 | 1 | 0 | 0 | 1 | 0 | [7 empty] | https://www.google.com/maps/@?api=1&map_action=map&center=42.279015000000001%2C-71.759771999999998&zoom=17&basemap=satellite | 116750 | [118 empty] | 0.42 |  |  | 67 |  |  | 0.35 | 0.47 |  |  | 64 |  |  | 0.4 | 0.37 |  |  | 64 |  |  | 0.3 | 0.13 |  |  | 88 |  |  | 0.05 | 0.13 |  |  | 66 |  |  | 0.12 | 0.06 |  |  | 55 |  |  | 0.06 | 0.14 |  |  | 45 |  |  | 0.16 | 0.92385 | 0.037711 | Gas | FRS_110043812023
2200 | 7659 | 2021 | NJ | Vicinity Energy Trenton, L.P. | 50094 | Public Service Elec & Gas Co | 15477 | Vicinity Energy Trenton, L.P. | 19148 | Commercial CHP | PJM Interconnection, LLC | PJM | RFC | RFCE | RFC East | PJM | 34 | 21 | Mercer | 40.2167 | -74.7667 | 1 | 1 | NG | GAS |  | 0.00099 | 6 | 1 |  | Yes | 262.4 | 0.676 | 0.47419 |  | 283.088 | 67.808 | 283.088 | 67.808 | 52 | 14 | 0.323 | 0.07 | 0 | 16.545 | 0.816 | 0.11 | 16.571 |  | 12.42 | 9.958 | 0.015 | 636.338 | 0.016 | 0.002 | 637.364 |  | 2.281 | 2.056 | 0.003 | 116.888 | 0.003 | 0 | 117.076 |  | 12.425 | 9.962 | 0.015 | 636.583 | 0.016 | 0.002 | 637.609 |  | 0.681 | 0.147 | 0.001 | 34.891 | 1.722 | 0.233 |  | 597 | 143 | 597 | 143 | EIA | EIA | EIA | EIA | EIA | EIA | -- | EIA | EIA | [6 empty] | 313.912 | 75.192 | 0.358 | 0.077 | 0 | 18.346 | 0.905 | 0.123 | 5446.1012 | 0 | 7.45 | 44.53 | 0 | 0 | 0 | 0 | 0 | 0 | 0 | 0 | 51.98 | 0 | 0 | 51.98 | 0 | 0 | 0.14332 | 0.85668 | 0 | 0 | 0 | 0 | 0 | 0 | 0 | 0 | 1 | 0 | 0 | 1 | 0 | [7 empty] | https://www.google.com/maps/@?api=1&map_action=map&center=40.216700000000003%2C-74.7667&zoom=17&basemap=satellite | 145381 | [118 empty] | 0.57 |  |  | 80 |  |  | 0.35 | 0.72 |  |  | 79 |  |  | 0.4 | 0.42 |  |  | 71 |  |  | 0.3 | 0.1 |  |  | 85 |  |  | 0.05 | 0.18 |  |  | 77 |  |  | 0.12 | 0.07 |  |  | 65 |  |  | 0.06 | 0.12 |  |  | 37 |  |  | 0.16 | 0.00025322 | 0.0022666 | Gas | FRS_110000321688
2201 | 4002 | 2021 | KS | Mulvane 2 | 7976 | City of Mulvane - (KS) | 13095 | City of Mulvane - (KS) | 13095 | Electric Utility | Southwest Power Pool | SWPP | MRO | SPNO | SPP North |  | 20 | 173 | Sedgwick | 37.4908 | -97.2216 | 3 | 3 | DFO | OIL |  | 0.00316 | 9.2 | 1 | [6 empty] | 2622 | 834 | 2622 | 834 | 254.999 | 81 | 4.073 | 1.295 | 0.38 | 214.12 | 17.342 | 3.468 | 214.854 |  | 31.945 | 31.975 | 2.981 | 1679.379 | 0.068 | 0.014 | 1685.132 |  | 3.107 | 3.106 | 0.29 | 163.326 | 0.007 | 0.001 | 163.885 |  | 31.945 | 31.975 | 2.981 | 1679.373 | 0.068 | 0.014 | 1685.126 |  | 4.073 | 1.295 | 0.38 | 214.12 | 17.342 | 3.468 |  | 2622 | 834 | 2622 | 834 | EIA | EIA | EIA | EIA | EIA | EIA | -- | EIA | EIA | [14 empty] | 10282.3529 | 0 | 255 | 0 | 0 | 0 | 0 | 0 | 0 | 0 | 0 | 0 | 255 | 0 | 0 | 255 | 0 | 0 | 1 | 0 | 0 | 0 | 0 | 0 | 0 | 0 | 0 | 0 | 1 | 0 | 0 | 1 | 0 | [7 empty] | https://www.google.com/maps/@?api=1&map_action=map&center=37.4908%2C-97.221599999999995&zoom=17&basemap=satellite | 7242 | [118 empty] | 0.15 |  |  | 22 |  |  | 0.35 | 0.09 |  |  | 21 |  |  | 0.4 | 0.22 |  |  | 40 |  |  | 0.3 | 0 |  |  | 0 |  |  | 0.05 | 0.03 |  |  | 23 |  |  | 0.12 | 0.05 |  |  | 49 |  |  | 0.06 | 0.15 |  |  | 50 |  |  | 0.16 | 0.01767 | 8.8327 | Oil | FRS_110017562225
2202 | 10526 | 2021 | TX | WestRock (TX) | 50101 | Entergy Gulf States - LA LLC | 55936 | WestRock (TX) | 12307 | Industrial CHP | Midcontinent Independent Transmission System Operator, Inc.. | MISO | TRE | ERCT | ERCOT All | MISO | 48 | 241 | Jasper | 30.3419 | -94.0656 | 5 | 3 | BLQ | BIOMASS |  | 0.85698 | 57.7 | 0 | Yes | Yes | 15585147.2 | 0.095 | 0.11228 |  | 2411553.707 | 1042402.755 | 2411553.707 | 1042402.755 | 433160 | 194272 | 167.409 | 71.599 | 437.297 | 24071.853 | 52317.664 | 12108.036 | 26529.921 |  | 0.773 | 0.737 | 2.019 | 111.145 | 0.121 | 0.028 | 122.495 |  | 0.139 | 0.137 | 0.363 | 19.964 | 0.022 | 0.005 | 22.002 |  | 0.773 | 0.737 | 2.019 | 111.145 | 0.121 | 0.028 | 122.495 |  | 1491.042 | 637.701 | 3894.811 | 2149348.024 | 465970.386 | 107840.943 |  | 21478646.36 | 9284222.07 | 21478646.36 | 9284222.07 | EIA | EIA | EIA | EIA | EIA | EIA | -- | EIA | EIA |  |  |  | 1934950.637 |  |  | 19067092.65 | 8241819.315 | 1323.633 | 566.102 | 3457.514 | 190325.534 | 413652.721 | 95732.907 | 5567.3509 | 0 | 0 | 74006.239 | 0 | 0 | 359153.76 | 0 | 0 | 0 | 0 | 0 | 74006.239 | 359153.76 | 359153.76 | 433159.999 | 0 | 0 | 0 | 0.17085 | 0 | 0 | 0.82915 | 0 | 0 | 0 | 0 | 0 | 0.17085 | 0.82915 | 0.82915 | 1 | 0 | [7 empty] | https://www.google.com/maps/@?api=1&map_action=map&center=30.341899999999999%2C-94.065600000000003&zoom=17&basemap=satellite | 1593 | [118 empty] | 0.21 |  |  | 35 |  |  | 0.35 | 0.18 |  |  | 37 |  |  | 0.4 | 0.24 |  |  | 44 |  |  | 0.3 | 0.04 |  |  | 70 |  |  | 0.05 | 0.11 |  |  | 61 |  |  | 0.12 | 0.05 |  |  | 46 |  |  | 0.06 | 0.11 |  |  | 33 |  |  | 0.16 | 11.4618 | 0.051272 | Biomass | FRS_110000599594
2203 | 10248 | 2021 | TX | Paris Energy Center | 50109 | Oncor Electric Delivery Company LLC | 44372 | Paris Generation LP | 54700 | IPP Non-CHP | Electric Reliability Council of Texas, Inc. | ERCO | TRE | ERCT | ERCOT All | ERCOT | 48 | 277 | Lamar | 33.6968 | -95.5577 | 2 | 3 | NG | GAS |  | 0.24177 | 265.6 | 0.93039 | [6 empty] | 5008335.03 | 2550618.206 | 5008335.03 | 2550618.206 | 562512 | 286158 | 275.445 | 144.083 | 1.502 | 297640.073 | 10969.157 | 1096.916 | 297940.628 |  | 0.979 | 1.007 | 0.005 | 1058.253 | 0.02 | 0.002 | 1059.322 |  | 0.11 | 0.113 | 0.001 | 118.858 | 0.002 | 0 | 118.978 |  | 0.979 | 1.007 | 0.005 | 1058.253 | 0.02 | 0.002 | 1059.322 |  | 275.445 | 144.083 | 1.502 | 297640.073 | 10969.157 | 1096.916 |  | 5008335.03 | 2550618.206 | 5008335.03 | 2550618.206 | EPA/CAMD | EPA/CAMD | EPA/CAMD | EPA/CAMD | EIA | EIA | -- | EPA/CAMD | EPA/CAMD | [14 empty] | 8903.5168 | 0 | 0 | 562512 | 0 | 0 | 0 | 0 | 0 | 0 | 0 | 0 | 562512 | 0 | 0 | 562512 | 0 | 0 | 0 | 1 | 0 | 0 | 0 | 0 | 0 | 0 | 0 | 0 | 1 | 0 | 0 | 1 | 0 | Yes |  | 5936693.1 | 352811.437 | 323.983 | 1.782 |  | https://www.google.com/maps/@?api=1&map_action=map&center=33.696800000000003%2C-95.557699999999997&zoom=17&basemap=satellite | 14888 | [118 empty] | 0.49 |  |  | 74 |  |  | 0.35 | 0.43 |  |  | 61 |  |  | 0.4 | 0.56 |  |  | 85 |  |  | 0.3 | 0.02 |  |  | 61 |  |  | 0.05 | 0.22 |  |  | 83 |  |  | 0.12 | 0.06 |  |  | 60 |  |  | 0.06 | 0.18 |  |  | 62 |  |  | 0.16 | 12.145 | 0.061876 | Gas | FRS_110028042516
2204 | 4006 | 2021 | KS | Oak Grove Power Producers | 57489 | Westar Energy Inc | 22500 | Cube District Energy, LLC | 61038 | IPP Non-CHP | Southwest Power Pool | SWPP | MRO | SPNO | SPP North |  | 20 | 37 | Crawford | 37.6297 | -94.6414 | 2 | 2 | LFG | BIOMASS |  | 0.37475 | 3.6 | 0.70876 | Yes | [5 empty] | 133902 | 58793 | 133902 | 58793 | 11818 | 5189 | 0 | 0 | 2.243 | 0 | 0 | 0 | 0 |  | 0 | 0 | 0.38 | 0 | 0 | 0 | 0 |  | 0 | 0 | 0.034 | 0 | 0 | 0 | 0 |  | 0 | 0 | 0.38 | 0 | 0 | 0 | 0 |  | 98.259 | 43.143 | 3.013 | 8502.748 | 311.456 | 31.146 |  | 133902 | 58793 | 133902 | 58793 | EIA | EIA | EIA | EIA | EIA | EIA | -- | EIA | EIA | 98.259 | 43.143 | 0.77 | 8502.748 | 311.456 | 31.146 | [8 empty] | 11330.3435 | 0 | 0 | 0 | 0 | 0 | 11818 | 0 | 0 | 0 | 0 | 0 | 0 | 11818 | 11818 | 11818 | 0 | 0 | 0 | 0 | 0 | 0 | 1 | 0 | 0 | 0 | 0 | 0 | 0 | 1 | 1 | 1 | 0 | [7 empty] | https://www.google.com/maps/@?api=1&map_action=map&center=37.6297%2C-94.641400000000004&zoom=17&basemap=satellite | 388 | [118 empty] | 0.18 |  |  | 29 |  |  | 0.35 | 0.03 |  |  | 8 |  |  | 0.4 | 0.34 |  |  | 60 |  |  | 0.3 | 0 |  |  | 0 |  |  | 0.05 | 0.14 |  |  | 69 |  |  | 0.12 | 0.06 |  |  | 56 |  |  | 0.06 | 0.27 |  |  | 84 |  |  | 0.16 | 1.3996 | 0.17048 | Biomass | FRS_110045006373
2205 | 4010 | 2021 | KS | Osawatomie Generating Station | 7928 | Kansas City Power & Light Co | 10000 | Evergy Metro | 10000 | Electric Utility | Southwest Power Pool | SWPP | MRO | SPNO | SPP North |  | 20 | 121 | Miami | 38.5322 | -94.9026 | 1 | 1 | NG | GAS |  | 0.04227 | 102 | 1 | [6 empty] | 435378.704 | 191017.337 | 435378.704 | 191017.337 | 37771 | 16140 | 5.553 | 2.28 | 0.131 | 25873.952 | 1117.456 | 111.746 | 25904.57 |  | 0.294 | 0.283 | 0.007 | 1370.043 | 0.03 | 0.003 | 1371.665 |  | 0.026 | 0.024 | 0.001 | 118.857 | 0.003 | 0 | 118.998 |  | 0.294 | 0.283 | 0.007 | 1370.043 | 0.03 | 0.003 | 1371.665 |  | 5.553 | 2.28 | 0.131 | 25873.952 | 1117.456 | 111.746 |  | 435378.704 | 191017.337 | 435378.704 | 191017.337 | EPA/CAMD | EPA/CAMD | EPA/CAMD | EPA/CAMD | EIA | EIA | -- | EPA/CAMD | EPA/CAMD | [14 empty] | 11526.7984 | 0 | 0 | 37771 | 0 | 0 | 0 | 0 | 0 | 0 | 0 | 0 | 37771 | 0 | 0 | 37771 | 0 | 0 | 0 | 1 | 0 | 0 | 0 | 0 | 0 | 0 | 0 | 0 | 1 | 0 | 0 | 1 | 0 | Yes |  | 525735.858 | 31244.014 | 6.081 | 0.158 |  | https://www.google.com/maps/@?api=1&map_action=map&center=38.532161000000002%2C-94.902632999999994&zoom=17&basemap=satellite | 3097 | [118 empty] | 0.14 |  |  | 18 |  |  | 0.35 | 0.08 |  |  | 20 |  |  | 0.4 | 0.19 |  |  | 35 |  |  | 0.3 | 0 |  |  | 0 |  |  | 0.05 | 0.05 |  |  | 33 |  |  | 0.12 | 0.03 |  |  | 27 |  |  | 0.06 | 0.22 |  |  | 74 |  |  | 0.16 | 0.77189 | 0.074224 | Gas | FRS_110041009734
2206 | 10078 | 2021 | TX | Hal C Weaver Power Plant | 50118 | Austin Energy | 1015 | University of Texas at Austin | 19537 | Commercial CHP | Electric Reliability Council of Texas, Inc. | ERCO | TRE | ERCT | ERCOT All | ERCOT | 48 | 453 | Travis | 30.2867 | -97.7356 | 8 | 6 | NG | GAS |  | 0.24475 | 152.5 | 0.92541 |  | Yes | 2047863.2 | 0.545 | 0.42082 |  | 1653385.909 | 739488.017 | 1653385.909 | 739488.017 | 326964.69 | 158377.72 | 215.71 | 98.403 | 2.642 | 96631.361 | 3645.094 | 364.509 | 96731.237 |  | 1.319 | 1.243 | 0.016 | 591.081 | 0.011 | 0.001 | 591.692 |  | 0.261 | 0.266 | 0.003 | 116.889 | 0.002 | 0 | 117.01 |  | 1.319 | 1.243 | 0.016 | 591.081 | 0.011 | 0.001 | 591.692 |  | 512.6 | 233.839 | 6.279 | 229628.764 | 8661.976 | 866.198 |  | 3929003.566 | 1757273.386 | 3929003.566 | 1757273.386 | EIA | EIA |  | EIA | EIA | EIA | -- | EIA | EIA | [6 empty] | 2275617.657 | 1017785.369 | 296.89 | 135.436 | 3.636 | 132997.403 | 5016.882 | 501.688 | 5056.7721 | 0 | 0 | 326964.69 | 0 | 0 | 0 | 0 | 0 | 0 | 0 | 0 | 326964.69 | 0 | 0 | 326964.69 | 0 | 0 | 0 | 1 | 0 | 0 | 0 | 0 | 0 | 0 | 0 | 0 | 1 | 0 | 0 | 1 | 0 | [7 empty] | https://www.google.com/maps/@?api=1&map_action=map&center=30.2867%2C-97.735600000000005&zoom=17&basemap=satellite | 161833 | [118 empty] | 0.37 |  |  | 61 |  |  | 0.35 | 0.38 |  |  | 58 |  |  | 0.4 | 0.3 |  |  | 55 |  |  | 0.3 | 0.03 |  |  | 67 |  |  | 0.05 | 0.06 |  |  | 38 |  |  | 0.12 | 0.04 |  |  | 36 |  |  | 0.06 | 0.08 |  |  | 21 |  |  | 0.16 | 3.9692 | 0.026552 | Gas | FRS_110028042222
2207 | 4011 | 2021 | KS | Osawatomie Power Plant North Sub | 60751 | City of Osawatomie - (KS) | 14203 | City of Osawatomie - (KS) | 14203 | Electric Utility | Southwest Power Pool | SWPP | MRO | SPNO | SPP North |  | 20 | 121 | Miami | 38.5013 | -94.9569 | 3 | 3 | DFO | OIL |  | 0.00255 | 6 | 1 | [6 empty] | 1457.001 | 453 | 1457.001 | 453 | 134.001 | 42 | 2.34 | 0.726 | 0.211 | 118.983 | 9.636 | 1.927 | 119.391 |  | 34.925 | 34.571 | 3.152 | 1775.852 | 0.072 | 0.014 | 1781.936 |  | 3.212 | 3.205 | 0.29 | 163.326 | 0.007 | 0.001 | 163.885 |  | 34.925 | 34.572 | 3.152 | 1775.866 | 0.072 | 0.014 | 1781.95 |  | 2.34 | 0.726 | 0.211 | 118.983 | 9.636 | 1.927 |  | 1457.001 | 453 | 1457.001 | 453 | EIA | EIA | EIA | EIA | EIA | EIA | -- | EIA | EIA | [14 empty] | 10873.1418 | 0 | 134 | 0 | 0 | 0 | 0 | 0 | 0 | 0 | 0 | 0 | 134 | 0 | 0 | 134 | 0 | 0 | 1 | 0 | 0 | 0 | 0 | 0 | 0 | 0 | 0 | 0 | 1 | 0 | 0 | 1 | 0 | [7 empty] | https://www.google.com/maps/@?api=1&map_action=map&center=38.501308999999999%2C-94.956918000000002&zoom=17&basemap=satellite | 4876 | [118 empty] | 0.19 |  |  | 29 |  |  | 0.35 | 0.08 |  |  | 20 |  |  | 0.4 | 0.29 |  |  | 53 |  |  | 0.3 | 0 |  |  | 0 |  |  | 0.05 | 0.04 |  |  | 30 |  |  | 0.12 | 0.06 |  |  | 57 |  |  | 0.06 | 0.16 |  |  | 53 |  |  | 0.16 | 0.01953 | 3.5506 | Oil | FRS_110070397607
2208 | 4012 | 2021 | KS | Osawatomie Power Plant South Sub | 60750 | City of Osawatomie - (KS) | 14203 | City of Osawatomie - (KS) | 14203 | Electric Utility | Southwest Power Pool | SWPP | MRO | SPNO | SPP North |  | 20 | 121 | Miami | 38.4956 | -94.9526 | 3 | 3 | DFO | OIL |  | 0.00038 | 6 | 1 | [6 empty] | 218.001 | 69 | 218.001 | 69 | 20.001 | 6 | 0.354 | 0.111 | 0.032 | 17.802 | 1.442 | 0.288 | 17.863 |  | 35.398 | 37 | 3.15 | 1780.111 | 0.072 | 0.014 | 1786.21 |  | 3.248 | 3.217 | 0.289 | 163.32 | 0.007 | 0.001 | 163.88 |  | 35.4 | 37.002 | 3.15 | 1780.2 | 0.072 | 0.014 | 1786.299 |  | 0.354 | 0.111 | 0.032 | 17.802 | 1.442 | 0.288 |  | 218.001 | 69 | 218.001 | 69 | EIA | EIA | EIA | EIA | EIA | EIA | -- | EIA | EIA | [14 empty] | 10900.05 | 0 | 20 | 0 | 0 | 0 | 0 | 0 | 0 | 0 | 0 | 0 | 20 | 0 | 0 | 20 | 0 | 0 | 1 | 0 | 0 | 0 | 0 | 0 | 0 | 0 | 0 | 0 | 1 | 0 | 0 | 1 | 0 | [7 empty] | https://www.google.com/maps/@?api=1&map_action=map&center=38.495623000000002%2C-94.952550000000002&zoom=17&basemap=satellite | 4855 | [118 empty] | 0.19 |  |  | 29 |  |  | 0.35 | 0.08 |  |  | 20 |  |  | 0.4 | 0.3 |  |  | 53 |  |  | 0.3 | 0 |  |  | 0 |  |  | 0.05 | 0.04 |  |  | 30 |  |  | 0.12 | 0.06 |  |  | 58 |  |  | 0.06 | 0.16 |  |  | 53 |  |  | 0.16 | 0.020305 | 3.3842 | Oil | FRS_110070397606
2209 | 10423 | 2021 | TX | Valero Refinery Corpus Christi West | 50121 | AEP Texas Central Company | 3278 | Valero Refining Co | 19685 | Industrial Non-CHP | Electric Reliability Council of Texas, Inc. | ERCO | TRE | ERCT | ERCOT All | ERCOT | 48 | 355 | Nueces | 27.8175 | -97.4814 | 2 | 3 | PC | OIL |  | 0.22721 | 69.2 | 0.95465 |  | Yes | 0 |  | 1 |  | 1987705.02 | 825640.34 | 2332433.112 | 968832.248 | 137733 | 57267 | 259.969 | 107.394 | 705.993 | 161873.293 | 8083.802 | 1363.188 | 162177.456 |  | 3.775 | 3.751 | 10.252 | 2350.538 | 0.059 | 0.01 | 2354.954 |  | 0.262 | 0.26 | 0.71 | 162.875 | 0.004 | 0.001 | 163.181 |  | 3.775 | 3.751 | 10.252 | 2350.538 | 0.059 | 0.01 | 2354.954 |  | 259.969 | 107.394 | 705.993 | 161873.293 | 8083.802 | 1363.188 |  | 1987705.02 | 825640.34 | 2332433.112 | 968832.248 | EIA | EIA | EIA | EIA | EIA | EIA | -- | [8 empty] | 0 | 0 | 0 | 0 | 0 | 0 | 0 | 0 | 14431.5815 | 0 | 58151.055 | 24696.569 | 0 | 0 | 0 | 0 | 0 | 0 | 54860.376 | 25 | 137733 | 0 | 0 | 137733 | 0 | 0 | 0.4222 | 0.17931 | 0 | 0 | 0 | 0 | 0 | 0 | 0.39831 | 0.00018151 | 1 | 0 | 0 | 1 | 0 | [7 empty] | https://www.google.com/maps/@?api=1&map_action=map&center=27.817499999999999%2C-97.481399999999994&zoom=17&basemap=satellite | 7907 | [118 empty] | 0.72 |  |  | 90 |  |  | 0.35 | 0.85 |  |  | 86 |  |  | 0.4 | 0.57 |  |  | 86 |  |  | 0.3 | 0.11 |  |  | 86 |  |  | 0.05 | 0.3 |  |  | 91 |  |  | 0.12 | 0.07 |  |  | 69 |  |  | 0.06 | 0.16 |  |  | 51 |  |  | 0.16 | 9.1426 | 0.13337 | Oil | FRS_110000465103
2210 | 10338 | 2021 | TX | Signal Hill Generating LLC | 50127 | Oncor Electric Delivery Company LLC | 44372 | Signal Hill Generating LLC | 54777 | IPP Non-CHP | Electric Reliability Council of Texas, Inc. | ERCO | TRE | ERCT | ERCOT All | ERCOT | 48 | 485 | Wichita | 33.8625 | -98.5894 | 6 | 4 | NG | GAS |  | 0.00607 | 80 | 1 | [6 empty] | 64019.027 | 35524.546 | 64019.027 | 35524.546 | 4252 | 2365 | 10.151 | 5.615 | 0.102 | 3741.562 | 141.138 | 14.114 | 3745.429 |  | 4.775 | 4.748 | 0.048 | 1759.907 | 0.033 | 0.003 | 1761.726 |  | 0.317 | 0.316 | 0.003 | 116.889 | 0.002 | 0 | 117.01 |  | 4.775 | 4.748 | 0.048 | 1759.907 | 0.033 | 0.003 | 1761.726 |  | 10.151 | 5.615 | 0.102 | 3741.562 | 141.138 | 14.114 |  | 64019.027 | 35524.546 | 64019.027 | 35524.546 | EIA | EIA | EIA | EIA | EIA | EIA | -- | EIA | EIA | [14 empty] | 15056.2152 | 0 | 0 | 4252 | 0 | 0 | 0 | 0 | 0 | 0 | 0 | 0 | 4252 | 0 | 0 | 4252 | 0 | 0 | 0 | 1 | 0 | 0 | 0 | 0 | 0 | 0 | 0 | 0 | 1 | 0 | 0 | 1 | 0 | [7 empty] | https://www.google.com/maps/@?api=1&map_action=map&center=33.862499999999997%2C-98.589399999999998&zoom=17&basemap=satellite | 26089 | [118 empty] | 0.29 |  |  | 50 |  |  | 0.35 | 0.29 |  |  | 49 |  |  | 0.4 | 0.3 |  |  | 54 |  |  | 0.3 | 0.01 |  |  | 58 |  |  | 0.05 | 0.07 |  |  | 43 |  |  | 0.12 | 0.07 |  |  | 68 |  |  | 0.06 | 0.16 |  |  | 51 |  |  | 0.16 | 0.10607 | 0.09983 | Gas | FRS_110028044774
2211 | 4015 | 2021 | KS | Oxford (KS) | 7432 | City of Oxford - (KS) | 14276 | City of Oxford - (KS) | 14276 | Electric Utility | Southwest Power Pool | SWPP | MRO | SPNO | SPP North |  | 20 | 191 | Sumner | 37.2758 | -97.1636 | 3 | 3 | DFO | OIL |  | 0.0002 | 5.1 | 1 | [6 empty] | 225.999 | 72 | 225.999 | 72 | 9 | 3 | 0.354 | 0.111 | 0.033 | 18.456 | 1.495 | 0.299 | 18.519 |  | 78.667 | 74 | 7.267 | 4101.333 | 0.166 | 0.033 | 4115.384 |  | 3.133 | 3.083 | 0.289 | 163.328 | 0.007 | 0.001 | 163.888 |  | 78.667 | 74 | 7.267 | 4101.333 | 0.166 | 0.033 | 4115.384 |  | 0.354 | 0.111 | 0.033 | 18.456 | 1.495 | 0.299 |  | 225.999 | 72 | 225.999 | 72 | EIA | EIA | EIA | EIA | EIA | EIA | -- | EIA | EIA | [14 empty] | 25111 | 0 | 9 | 0 | 0 | 0 | 0 | 0 | 0 | 0 | 0 | 0 | 9 | 0 | 0 | 9 | 0 | 0 | 1 | 0 | 0 | 0 | 0 | 0 | 0 | 0 | 0 | 0 | 1 | 0 | 0 | 1 | 0 | [7 empty] | https://www.google.com/maps/@?api=1&map_action=map&center=37.275799999999997%2C-97.163600000000002&zoom=17&basemap=satellite | 1233 | [118 empty] | 0.21 |  |  | 36 |  |  | 0.35 | 0.16 |  |  | 34 |  |  | 0.4 | 0.27 |  |  | 48 |  |  | 0.3 | 0.03 |  |  | 70 |  |  | 0.05 | 0.07 |  |  | 44 |  |  | 0.12 | 0.08 |  |  | 72 |  |  | 0.06 | 0.21 |  |  | 70 |  |  | 0.16 | 0.0072852 | 3.6435 | Oil | FRS_
2212 | 8506 | 2021 | NY | South Oaks Hospital | 50136 | Long Island Power Authority | 11171 | South Oak Hospital | 17460 | Commercial CHP | New York Independent System Operator | NYIS | NPCC | NYLI | NPCC Long Island | NYISO | 36 | 103 | Suffolk | 40.6853 | -73.4258 | 5 | 5 | NG | GAS |  | 0.70342 | 1 | 0.16096 |  | Yes | 44990.4 | 0.467 | 0.38396 |  | 31138.379 | 15142.994 | 31138.379 | 15142.994 | 6162 | 2997 | 39.177 | 19.052 | 0.05 | 1819.868 | 68.648 | 6.865 | 1821.749 |  | 12.716 | 12.714 | 0.016 | 590.674 | 0.011 | 0.001 | 591.285 |  | 2.516 | 2.516 | 0.003 | 116.889 | 0.002 | 0 | 117.01 |  | 12.716 | 12.714 | 0.016 | 590.674 | 0.011 | 0.001 | 591.285 |  | 102.035 | 49.62 | 0.13 | 4739.735 | 178.791 | 17.879 |  | 81098 | 39439 | 81098 | 39439 | EIA | EIA | EIA | EIA | EIA | EIA | -- | EIA | EIA | [6 empty] | 49959.621 | 24296.006 | 62.858 | 30.568 | 0.08 | 2919.867 | 110.142 | 11.014 | 5053.291 | 0 | 0 | 6162 | 0 | 0 | 0 | 0 | 0 | 0 | 0 | 0 | 6162 | 0 | 0 | 6162 | 0 | 0 | 0 | 1 | 0 | 0 | 0 | 0 | 0 | 0 | 0 | 0 | 1 | 0 | 0 | 1 | 0 | [7 empty] | https://www.google.com/maps/@?api=1&map_action=map&center=40.685299999999998%2C-73.425799999999995&zoom=17&basemap=satellite | 155024 | [118 empty] | 0.25 |  |  | 43 |  |  | 0.35 | 0.35 |  |  | 55 |  |  | 0.4 | 0.16 |  |  | 28 |  |  | 0.3 | 0.03 |  |  | 68 |  |  | 0.05 | 0.1 |  |  | 55 |  |  | 0.12 | 0.06 |  |  | 57 |  |  | 0.06 | 0.17 |  |  | 58 |  |  | 0.16 | 0.0060471 | 0.0021444 | Gas | FRS_110041172682
2213 | 4017 | 2021 | KS | Prairie Horizon Agri Energy | 58183 | Prairie Land Electric Coop Inc | 13799 | Prairie Horizon Agri Energy LLC | 58157 | Industrial CHP | Southwest Power Pool | SWPP | MRO | SPNO | SPP North |  | 20 | 147 | Phillips | 39.7611 | -99.3058 | 1 | 1 | NG | GAS |  | 0.26745 | 1.7 | 0.88759 |  | Yes | 632885.6 | 0.021 | 0.027841 |  | 23650.028 | 9285.495 | 23650.028 | 9285.495 | 3982.82 | 1797.41 | 2.062 | 0.809 | 0.038 | 1382.215 | 52.139 | 5.214 | 1383.643 |  | 1.035 | 0.901 | 0.019 | 694.088 | 0.013 | 0.001 | 694.806 |  | 0.174 | 0.174 | 0.003 | 116.889 | 0.002 | 0 | 117.01 |  | 1.035 | 0.901 | 0.019 | 694.088 | 0.013 | 0.001 | 694.806 |  | 74.057 | 29.076 | 1.358 | 49647.517 | 1872.787 | 187.279 |  | 849481 | 333524 | 849481 | 333524 | EIA | EIA | EIA | EIA | EIA | EIA | -- | EIA | EIA | [6 empty] | 825830.972 | 324238.505 | 71.995 | 28.267 | 1.32 | 48265.302 | 1820.647 | 182.065 | 5938.0107 | 0 | 0 | 3982.82 | 0 | 0 | 0 | 0 | 0 | 0 | 0 | 0 | 3982.82 | 0 | 0 | 3982.82 | 0 | 0 | 0 | 1 | 0 | 0 | 0 | 0 | 0 | 0 | 0 | 0 | 1 | 0 | 0 | 1 | 0 | [7 empty] | https://www.google.com/maps/@?api=1&map_action=map&center=39.761111%2C-99.305833000000007&zoom=17&basemap=satellite | 2592 | [118 empty] | 0.17 |  |  | 26 |  |  | 0.35 | 0.06 |  |  | 16 |  |  | 0.4 | 0.28 |  |  | 50 |  |  | 0.3 | 0.02 |  |  | 63 |  |  | 0.05 | 0.07 |  |  | 42 |  |  | 0.12 | 0.06 |  |  | 57 |  |  | 0.06 | 0.24 |  |  | 79 |  |  | 0.16 | 0.14522 | 0.045761 | Gas | FRS_110024930994
2214 | 10343 | 2021 | TX | Snider Industries | 50141 | Southwestern Electric Power Co | 17698 | Snider Industries Inc | 27211 | Industrial CHP | Southwest Power Pool | SWPP | MRO | SPSO | SPP South |  | 48 | 203 | Harrison | 32.5747 | -94.3739 | 1 | 1 | WDS | BIOMASS |  | 0.25514 | 5 | 0.90811 | Yes | Yes | 337908 | 0.113 | 0.13081 |  | 75035.695 | 31569.681 | 75035.695 | 31569.681 | 11175 | 4701.707 | 8.828 | 3.714 | 0.938 | 0 | 5293.617 | 694.787 | 169.693 |  | 1.58 | 1.58 | 0.168 | 0 | 0.474 | 0.062 | 30.37 |  | 0.235 | 0.235 | 0.025 | 0 | 0.071 | 0.009 | 4.523 |  | 1.58 | 1.58 | 0.168 | 0 | 0.474 | 0.062 | 30.37 |  | 67.485 | 28.393 | 7.17 | 59311.076 | 40468.156 | 5311.446 |  | 573626 | 241341 | 573626 | 241341 | EIA | EIA | EIA | EIA | EIA | EIA | -- | EIA | EIA |  |  |  | 59311.076 |  |  | 498590.305 | 209771.319 | 58.657 | 24.679 | 6.232 | 59311.076 | 35174.54 | 4616.658 | 6714.6036 | 0 | 0 | 0 | 0 | 0 | 11175 | 0 | 0 | 0 | 0 | 0 | 0 | 11175 | 11175 | 11175 | 0 | 0 | 0 | 0 | 0 | 0 | 1 | 0 | 0 | 0 | 0 | 0 | 0 | 1 | 1 | 1 | 0 | [7 empty] | https://www.google.com/maps/@?api=1&map_action=map&center=32.574722000000001%2C-94.373889000000005&zoom=17&basemap=satellite | 13816 | [118 empty] | 0.64 |  |  | 86 |  |  | 0.35 | 0.74 |  |  | 80 |  |  | 0.4 | 0.55 |  |  | 84 |  |  | 0.3 | 0.03 |  |  | 69 |  |  | 0.05 | 0.2 |  |  | 80 |  |  | 0.12 | 0.07 |  |  | 70 |  |  | 0.06 | 0.15 |  |  | 49 |  |  | 0.16 | 0.67985 | 0.12551 | Biomass | FRS_110007199600
2215 | 10420 | 2021 | TX | Union Carbide Seadrift Cogen | 50150 | AEP Texas Central Company | 3278 | Union Carbide Corp-Seadrift | 19450 | Industrial CHP | Electric Reliability Council of Texas, Inc. | ERCO | TRE | ERCT | ERCOT All | ERCOT | 48 | 57 | Calhoun | 28.5105 | -96.7706 | 7 | 8 | NG | GAS |  | 0.62054 | 168 | 0.29911 |  | Yes | 2280510.4 | 1.367 | 0.64568 |  | 6426053.977 | 3134637.398 | 6426053.977 | 3134637.398 | 913230.401 | 447866.091 | 912.283 | 452.544 | 8.908 | 375567.857 | 14167.164 | 1416.548 | 375956.012 |  | 1.998 | 2.021 | 0.02 | 822.504 | 0.016 | 0.002 | 823.354 |  | 0.284 | 0.289 | 0.003 | 116.889 | 0.002 | 0 | 117.01 |  | 1.998 | 2.021 | 0.02 | 822.504 | 0.016 | 0.002 | 823.354 |  | 1412.901 | 700.878 | 13.796 | 581661.733 | 21941.434 | 2193.882 |  | 9952368.46 | 4854778.14 | 9952368.46 | 4854778.14 | EIA | EIA | EIA | EIA | EIA | EIA | -- | [8 empty] | 3526314.483 | 1720140.742 | 500.618 | 248.334 | 4.888 | 206093.876 | 7774.27 | 777.334 | 7036.6186 | 0 | 0 | 849535.9 | 0 | 0 | 0 | 0 | 0 | 0 | 63694.499 | 0 | 913230.399 | 0 | 0 | 913230.399 | 0 | 0 | 0 | 0.93025 | 0 | 0 | 0 | 0 | 0 | 0 | 0.069746 | 0 | 1 | 0 | 0 | 1 | 0 | [7 empty] | https://www.google.com/maps/@?api=1&map_action=map&center=28.5105%2C-96.770600000000002&zoom=17&basemap=satellite | 143 | [118 empty] | 0.47 |  |  | 71 |  |  | 0.35 | 0.48 |  |  | 65 |  |  | 0.4 | 0.46 |  |  | 75 |  |  | 0.3 | 0.07 |  |  | 80 |  |  | 0.05 | 0.3 |  |  | 91 |  |  | 0.12 | 0.1 |  |  | 84 |  |  | 0.06 | 0.25 |  |  | 81 |  |  | 0.16 | 6.0741 | 0.014826 | Gas | FRS_110007175154
2216 | 4133 | 2021 | LA | Dow St Charles Operations | 50152 | Entergy Gulf States - LA LLC | 55936 | Dow Chemical Co - St Charles | 5352 | Industrial CHP | Midcontinent Independent Transmission System Operator, Inc.. | MISO | SERC | SRMV | SERC Mississippi Valley | MISO | 22 | 89 | St Charles | 29.9861 | -90.4414 | 4 | 4 | NG | GAS |  | 0.59359 | 323.6 | 0.34402 |  | Yes | 12246471.2 | 0.469 | 0.38471 |  | 8956948.161 | 3310447.52 | 8956948.161 | 3310447.52 | 1682666 | 630367 | 1283.609 | 472.033 | 13.784 | 523484.831 | 19746.875 | 1974.46 | 524025.861 |  | 1.526 | 1.498 | 0.016 | 622.209 | 0.012 | 0.001 | 622.852 |  | 0.287 | 0.285 | 0.003 | 116.889 | 0.002 | 0 | 117.01 |  | 1.526 | 1.498 | 0.016 | 622.209 | 0.012 | 0.001 | 622.852 |  | 3336.522 | 1226.969 | 35.83 | 1360709.705 | 51328.641 | 5132.272 |  | 23282062 | 8604944.79 | 23282062 | 8604944.79 | EIA | EIA |  | EIA | EIA | EIA | -- | EIA | EIA | [6 empty] | 14325113.84 | 5294497.27 | 2052.913 | 754.936 | 22.046 | 837224.874 | 31581.766 | 3157.812 | 5323.0695 | 0 | 0 | 1671213.85 | 0 | 0 | 0 | 0 | 0 | 0 | 11452.154 | 0 | 1682666.004 | 0 | 0 | 1682666.004 | 0 | 0 | 0 | 0.99319 | 0 | 0 | 0 | 0 | 0 | 0 | 0.006806 | 0 | 1 | 0 | 0 | 1 | 0 | [7 empty] | https://www.google.com/maps/@?api=1&map_action=map&center=29.9861%2C-90.441400000000002&zoom=17&basemap=satellite | 8025 | [118 empty] | 0.27 |  |  | 46 |  |  | 0.35 | 0.27 |  |  | 47 |  |  | 0.4 | 0.26 |  |  | 47 |  |  | 0.3 | 0.01 |  |  | 57 |  |  | 0.05 | 0.12 |  |  | 64 |  |  | 0.12 | 0.06 |  |  | 55 |  |  | 0.06 | 0.12 |  |  | 34 |  |  | 0.16 | 30.1742 | 0.02987 | Gas | FRS_110028029185
2217 | 4026 | 2021 | KS | Rubart | 58255 | Sunflower Electric Power Corp | 18315 | Sunflower Electric Power Corp | 18315 | Electric Utility | Southwest Power Pool | SWPP | MRO | SPNO | SPP North |  | 20 | 67 | Grant | 37.5586 | -101.0994 | 12 | 12 | NG | GAS |  | 0.04925 | 120 | 1 | [6 empty] | 528594 | 225872.004 | 528594 | 225872.004 | 51776.004 | 22124.004 | 713.04 | 304.692 | 0.845 | 30893.424 | 1165.351 | 116.535 | 30925.355 |  | 27.543 | 27.544 | 0.033 | 1193.349 | 0.023 | 0.002 | 1194.583 |  | 2.698 | 2.698 | 0.003 | 116.889 | 0.002 | 0 | 117.01 |  | 27.543 | 27.544 | 0.033 | 1193.349 | 0.023 | 0.002 | 1194.583 |  | 713.04 | 304.692 | 0.845 | 30893.424 | 1165.351 | 116.535 |  | 528594 | 225872.004 | 528594 | 225872.004 | EIA | EIA | EIA | EIA | EIA | EIA | -- | EIA | EIA | [14 empty] | 10209.2475 | 0 | 0 | 51776 | 0 | 0 | 0 | 0 | 0 | 0 | 0 | 0 | 51776 | 0 | 0 | 51776 | 0 | 0 | 0 | 1 | 0 | 0 | 0 | 0 | 0 | 0 | 0 | 0 | 1 | 0 | 0 | 1 | 0 | [7 empty] | https://www.google.com/maps/@?api=1&map_action=map&center=37.558610999999999%2C-101.09944400000001&zoom=17&basemap=satellite | 83 | [118 empty] | 0.39 |  |  | 63 |  |  | 0.35 | 0.41 |  |  | 60 |  |  | 0.4 | 0.37 |  |  | 65 |  |  | 0.3 | 0.1 |  |  | 84 |  |  | 0.05 | 0.23 |  |  | 84 |  |  | 0.12 | 0.1 |  |  | 86 |  |  | 0.06 | 0.11 |  |  | 31 |  |  | 0.16 | 0.042512 | 0.005032 | Gas | FRS_110055254406
2218 | 4028 | 2021 | KS | Russell Energy Center | 7930 | Sunflower Electric Power Corp | 18315 | City of Russell - (KS) | 16440 | Electric Utility | Southwest Power Pool | SWPP | MRO | SPNO | SPP North |  | 20 | 167 | Russell | 38.8997 | -98.8394 | 2 | 2 | NG | GAS |  | 0.00438 | 15 | 1 |  | Yes | 0 |  | 1 |  | 7043 | 3010 | 7043 | 3010 | 576 | 246 | 1.078 | 0.46 | 0.011 | 411.624 | 15.527 | 1.553 | 412.049 |  | 3.743 | 3.74 | 0.039 | 1429.25 | 0.027 | 0.003 | 1430.727 |  | 0.306 | 0.306 | 0.003 | 116.889 | 0.002 | 0 | 117.01 |  | 3.743 | 3.74 | 0.039 | 1429.25 | 0.027 | 0.003 | 1430.727 |  | 1.078 | 0.46 | 0.011 | 411.624 | 15.527 | 1.553 |  | 7043 | 3010 | 7043 | 3010 | EIA | EIA | EIA | EIA | EIA | EIA | -- | EIA | EIA | [6 empty] | 0 | 0 | 0 | 0 | 0 | 0 | 0 | 0 | 12227.4306 | 0 | 0 | 576 | 0 | 0 | 0 | 0 | 0 | 0 | 0 | 0 | 576 | 0 | 0 | 576 | 0 | 0 | 0 | 1 | 0 | 0 | 0 | 0 | 0 | 0 | 0 | 0 | 1 | 0 | 0 | 1 | 0 | [7 empty] | https://www.google.com/maps/@?api=1&map_action=map&center=38.899721999999997%2C-98.839444&zoom=17&basemap=satellite | 4498 | [118 empty] | 0.21 |  |  | 35 |  |  | 0.35 | 0.1 |  |  | 24 |  |  | 0.4 | 0.32 |  |  | 57 |  |  | 0.3 | 0 |  |  | 0 |  |  | 0.05 | 0.07 |  |  | 46 |  |  | 0.12 | 0.08 |  |  | 71 |  |  | 0.06 | 0.22 |  |  | 74 |  |  | 0.16 | 0.00319 | 0.011749 | Gas | FRS_110016688011
2219 | 6134 | 2021 | MS | Columbus MS | 50184 | Tennessee Valley Authority | 18642 | International Paper Columbus Mill | 20492 | Industrial CHP | Tennessee Valley Authority | TVA | SERC | SRTV | SERC Tennessee Valley |  | 28 | 87 | Lowndes | 33.3602 | -88.46 | 3 | 4 | BLQ | BIOMASS |  | 0.48148 | 128.6 | 0.53087 | Yes | Yes | 10664020 | 0.174 | 0.18796 |  | 2934900.288 | 1313353.598 | 2934900.288 | 1313353.598 | 542404 | 245010 | 274.563 | 122.097 | 616.03 | 13140.217 | 54474.075 | 15228.136 | 16090.135 |  | 1.012 | 0.997 | 2.271 | 48.452 | 0.1 | 0.028 | 59.329 |  | 0.187 | 0.186 | 0.42 | 8.954 | 0.019 | 0.005 | 10.965 |  | 1.012 | 0.997 | 2.271 | 48.452 | 0.1 | 0.028 | 59.329 |  | 1460.781 | 649.602 | 3277.519 | 1649095.926 | 289823.374 | 81019.638 |  | 15614816.78 | 6987554.53 | 15614816.78 | 6987554.53 | EIA | EIA | EIA | EIA | EIA | EIA | -- | EIA | EIA |  |  |  | 1579184.836 |  |  | 12679916.49 | 5674200.932 | 1186.218 | 527.505 | 2661.49 | 56770.873 | 235349.299 | 65791.502 | 5410.912 | 0 | 2251.097 | 38004.516 | 0 | 0 | 502148.38 | 0 | 0 | 0 | 0 | 0 | 40255.613 | 502148.38 | 502148.38 | 542403.993 | 0 | 0 | 0.0041502 | 0.070067 | 0 | 0 | 0.92578 | 0 | 0 | 0 | 0 | 0 | 0.074217 | 0.92578 | 0.92578 | 1 | 0 | [7 empty] | https://www.google.com/maps/@?api=1&map_action=map&center=33.360199999999999%2C-88.46&zoom=17&basemap=satellite | 120 | [118 empty] | 0.63 |  |  | 85 |  |  | 0.35 | 0.86 |  |  | 86 |  |  | 0.4 | 0.4 |  |  | 68 |  |  | 0.3 | 0 |  |  | 0 |  |  | 0.05 | 0.32 |  |  | 92 |  |  | 0.12 | 0.03 |  |  | 35 |  |  | 0.06 | 0.12 |  |  | 34 |  |  | 0.16 | 14.2395 | 0.052472 | Biomass | FRS_110000590940
2220 | 4030 | 2021 | KS | Sharon Spring | 1324 | City of Sharon Springs - (KS) | 16988 | City of Sharon Springs - (KS) | 16988 | Electric Utility | Southwest Power Pool | SWPP | MRO | SPNO | SPP North |  | 20 | 199 | Wallace | 38.8906 | -101.7515 | 4 | 4 | NG | GAS |  | 0.00175 | 3 | 1 | [6 empty] | 2328 | 951 | 2328 | 951 | 46.059 | 18.786 | 2.412 | 1.031 | 0.003 | 136.059 | 6.936 | 0.964 | 136.289 |  | 104.735 | 109.763 | 0.13 | 5908.031 | 0.151 | 0.021 | 5918.033 |  | 2.072 | 2.168 | 0.003 | 116.889 | 0.003 | 0 | 117.087 |  | 104.733 | 109.76 | 0.13 | 5907.903 | 0.151 | 0.021 | 5917.905 |  | 2.412 | 1.031 | 0.003 | 136.059 | 6.936 | 0.964 |  | 2328 | 951 | 2328 | 951 | EIA | EIA | EIA | EIA | EIA | EIA | -- | EIA | EIA | [14 empty] | 50542.7703 | 0 | 8.101 | 37.959 | 0 | 0 | 0 | 0 | 0 | 0 | 0 | 0 | 46.06 | 0 | 0 | 46.06 | 0 | 0 | 0.17588 | 0.82412 | 0 | 0 | 0 | 0 | 0 | 0 | 0 | 0 | 1 | 0 | 0 | 1 | 0 | [7 empty] | https://www.google.com/maps/@?api=1&map_action=map&center=38.890552%2C-101.751525&zoom=17&basemap=satellite | 1008 | [118 empty] | 0.25 |  |  | 42 |  |  | 0.35 | 0.1 |  |  | 23 |  |  | 0.4 | 0.4 |  |  | 69 |  |  | 0.3 | 0.02 |  |  | 62 |  |  | 0.05 | 0.04 |  |  | 31 |  |  | 0.12 | 0.08 |  |  | 76 |  |  | 0.06 | 0.24 |  |  | 79 |  |  | 0.16 |  |  | Gas | FRS_
2221 | 4031 | 2021 | KS | Sharpe | 7973 | Lyon-Coffey Electric Coop, Inc | 11334 | Kansas Electric Power Coop Inc | 9961 | Electric Utility | Southwest Power Pool | SWPP | MRO | SPNO | SPP North |  | 20 | 31 | Coffey | 38.275 | -95.6839 | 10 | 10 | DFO | OIL |  | 0.01566 | 20 | 1 | [6 empty] | 34199 | 10829 | 34199 | 10829 | 2744 | 869 | 54.36 | 17.21 | 4.959 | 2792.79 | 226.188 | 45.238 | 2802.358 |  | 39.621 | 39.609 | 3.614 | 2035.561 | 0.082 | 0.016 | 2042.535 |  | 3.179 | 3.179 | 0.29 | 163.326 | 0.007 | 0.001 | 163.885 |  | 39.621 | 39.609 | 3.614 | 2035.561 | 0.082 | 0.016 | 2042.535 |  | 54.36 | 17.21 | 4.959 | 2792.79 | 226.188 | 45.238 |  | 34199 | 10829 | 34199 | 10829 | EIA | EIA | EIA | EIA | EIA | EIA | -- | EIA | EIA | [14 empty] | 12463.1924 | 0 | 2744 | 0 | 0 | 0 | 0 | 0 | 0 | 0 | 0 | 0 | 2744 | 0 | 0 | 2744 | 0 | 0 | 1 | 0 | 0 | 0 | 0 | 0 | 0 | 0 | 0 | 0 | 1 | 0 | 0 | 1 | 0 | [7 empty] | https://www.google.com/maps/@?api=1&map_action=map&center=38.274999999999999%2C-95.683899999999994&zoom=17&basemap=satellite | 115 | [118 empty] | 0.15 |  |  | 22 |  |  | 0.35 | 0.04 |  |  | 12 |  |  | 0.4 | 0.27 |  |  | 48 |  |  | 0.3 | 0 |  |  | 0 |  |  | 0.05 | 0.03 |  |  | 23 |  |  | 0.12 | 0.04 |  |  | 38 |  |  | 0.06 | 0.24 |  |  | 78 |  |  | 0.16 | 4.5593 | 3.854 | Oil | FRS_110012155416
2222 | 7035 | 2021 | NC | Weyerhaeuser - New Bern | 50188 | Duke Energy Progress - (NC) | 3046 | International Paper Co. - New Bern Mill | 20511 | Industrial CHP | Duke Energy Progress East | CPLE | SERC | SRVC | SERC Virginia/Carolina |  | 37 | 49 | Craven | 35.212 | -77.1144 | 3 | 1 | BLQ | BIOMASS |  | 0.64323 | 38.1 | 0.26128 | Yes | Yes | 6046997.6 | 0.121 | 0.13909 |  | 1197161.848 | 467785.414 | 1197161.848 | 467785.414 | 214681.66 | 80807.775 | 106.072 | 39.353 | 330.257 | 7701.711 | 7724.776 | 4985.223 | 8541.069 |  | 0.988 | 0.974 | 3.077 | 71.75 | 0.036 | 0.023 | 79.57 |  | 0.177 | 0.168 | 0.552 | 12.867 | 0.006 | 0.004 | 14.269 |  | 0.988 | 0.974 | 3.077 | 71.75 | 0.036 | 0.023 | 79.57 |  | 762.627 | 282.939 | 2374.451 | 904337.722 | 55538.849 | 35842.271 |  | 8607238.4 | 3363238.3 | 8607238.4 | 3363238.3 | EIA | EIA |  | EIA | EIA | EIA | -- |  | EIA |  |  |  | 848964.707 |  |  | 7410076.552 | 2895452.886 | 656.555 | 243.586 | 2044.194 | 47671.304 | 47814.073 | 30857.048 | 5576.4513 | 0 | 0 | 23335.683 | 0 | 0 | 191345.98 | 0 | 0 | 0 | 0 | 0 | 23335.683 | 191345.98 | 191345.98 | 214681.663 | 0 | 0 | 0 | 0.1087 | 0 | 0 | 0.8913 | 0 | 0 | 0 | 0 | 0 | 0.1087 | 0.8913 | 0.8913 | 1 | 0 | Yes | [6 empty] | https://www.google.com/maps/@?api=1&map_action=map&center=35.212000000000003%2C-77.114400000000003&zoom=17&basemap=satellite | 2025 | [118 empty] | 0.26 |  |  | 44 |  |  | 0.35 | 0.21 |  |  | 40 |  |  | 0.4 | 0.31 |  |  | 56 |  |  | 0.3 | 0.03 |  |  | 66 |  |  | 0.05 | 0.12 |  |  | 64 |  |  | 0.12 | 0.08 |  |  | 76 |  |  | 0.06 | 0.17 |  |  | 56 |  |  | 0.16 | 0.44785 | 0.0041044 | Biomass | FRS_110000350478
2223 | 4040 | 2021 | KS | St Francis | 1321 | Sunflower Electric Power Corp | 18315 | City of St Francis - (KS) | 17872 | Electric Utility | Southwest Power Pool | SWPP | MRO | SPNO | SPP North |  | 20 | 23 | Cheyenne | 39.7709 | -101.8101 | 3 | 3 | DFO | OIL |  | 0 | 5.1 | [11 empty] | 0 | 0 | 0 |  | 0 | 0 | [45 empty] | -- | [17 empty] | 0 | 0 | 0 | 0 | 0 | 0 | 0 | 0 | 0 | 0 | 0 | 0 | 0 | 0 | 0 | 0 | [23 empty] | https://www.google.com/maps/@?api=1&map_action=map&center=39.770868%2C-101.81008199999999&zoom=17&basemap=satellite | 1459 | [118 empty] | 0.22 |  |  | 37 |  |  | 0.35 | 0.08 |  |  | 20 |  |  | 0.4 | 0.36 |  |  | 64 |  |  | 0.3 | 0 |  |  | 0 |  |  | 0.05 | 0.08 |  |  | 48 |  |  | 0.12 | 0.02 |  |  | 25 |  |  | 0.06 | 0.3 |  |  | 89 |  |  | 0.16 |  |  | Oil | FRS_
2224 | 6449 | 2021 | NC | Domtar Paper Co LLC Plymouth NC | 50189 | Virginia Electric & Power Co | 19876 | Domtar Paper Company LLC | 55903 | Industrial CHP | PJM Interconnection, LLC | PJM | SERC | SRVC | SERC Virginia/Carolina | PJM | 37 | 117 | Martin | 35.8628 | -76.7831 | 3 | 2 | BLQ | BIOMASS |  | 0.3577 | 114 | 0.73716 | Yes | Yes | 14905836.8 | 0.082 | 0.098333 |  | 1999260.302 | 757726.852 | 1999260.302 | 757726.852 | 357217.48 | 140849.822 | 175.295 | 64.101 | 308.542 | 10732.406 | 63665.887 | 12257.548 | 13354.605 |  | 0.981 | 0.91 | 1.727 | 60.089 | 0.178 | 0.034 | 74.77 |  | 0.175 | 0.169 | 0.309 | 10.736 | 0.032 | 0.006 | 13.36 |  | 0.981 | 0.91 | 1.727 | 60.089 | 0.178 | 0.034 | 74.77 |  | 1782.677 | 651.882 | 3137.739 | 2115082.663 | 647454.239 | 124653.909 |  | 20331603.42 | 7705750.892 | 20331603.42 | 7705750.892 | EIA | EIA | EIA | EIA | EIA | EIA | -- | EIA | EIA |  |  |  | 2005938.782 |  |  | 18332343.12 | 6948024.04 | 1607.382 | 587.781 | 2829.197 | 98411.474 | 583788.352 | 112396.361 | 5596.7593 | 0 | 7567.783 | 22820.664 | 0 | 0 | 326829.04 | 0 | 0 | 0 | 0 | 0 | 30388.447 | 326829.04 | 326829.04 | 357217.487 | 0 | 0 | 0.021185 | 0.063885 | 0 | 0 | 0.91493 | 0 | 0 | 0 | 0 | 0 | 0.08507 | 0.91493 | 0.91493 | 1 | 0 | [7 empty] | https://www.google.com/maps/@?api=1&map_action=map&center=35.8628%2C-76.783100000000005&zoom=17&basemap=satellite | 3998 | [118 empty] | 0.61 |  |  | 84 |  |  | 0.35 | 0.68 |  |  | 77 |  |  | 0.4 | 0.56 |  |  | 85 |  |  | 0.3 | 0 |  |  | 0 |  |  | 0.05 | 0.2 |  |  | 80 |  |  | 0.12 | 0.01 |  |  | 14 |  |  | 0.06 | 0.19 |  |  | 65 |  |  | 0.16 | 19.2309 | 0.10692 | Biomass | FRS_110013794000
2225 | 9029 | 2021 | OR | IP Springfield Oregon | 50191 | City of Eugene - (OR) | 6022 | International Paper Corporation - Springfield | 56289 | Industrial CHP | Bonneville Power Administration | BPAT | WECC | NWPP | WECC Northwest |  | 41 | 39 | Lane | 44.0569 | -122.9555 | 3 | 4 | BLQ | BIOMASS |  | 0.16687 | 65 | 1 | Yes | Yes | 5156098.4 | 0.063 | 0.077372 |  | 533508.32 | 227994.398 | 533508.32 | 227994.398 | 95017 | 30902 | 30.745 | 12.818 | 100.469 | 6364.661 | 3202.999 | 1999.284 | 6702.592 |  | 0.647 | 0.83 | 2.115 | 133.969 | 0.034 | 0.021 | 141.082 |  | 0.115 | 0.112 | 0.377 | 23.86 | 0.006 | 0.004 | 25.126 |  | 0.647 | 0.83 | 2.115 | 133.969 | 0.034 | 0.021 | 141.082 |  | 397.37 | 165.67 | 1298.523 | 690505.252 | 41397.569 | 25840 |  | 6895396.84 | 2946742.9 | 6895396.84 | 2946742.9 | EIA | EIA |  | EIA | EIA | EIA | -- | EIA | EIA |  |  |  | 608244.376 |  |  | 6361888.52 | 2718748.502 | 366.625 | 152.852 | 1198.054 | 75896.215 | 38194.57 | 23840.716 | 5614.8723 | 0 | 0 | 20230.559 | 0 | 0 | 74786.441 | 0 | 0 | 0 | 0 | 0 | 20230.559 | 74786.441 | 74786.441 | 95017 | 0 | 0 | 0 | 0.21292 | 0 | 0 | 0.78708 | 0 | 0 | 0 | 0 | 0 | 0.21292 | 0.78708 | 0.78708 | 1 | 0 | [7 empty] | https://www.google.com/maps/@?api=1&map_action=map&center=44.056899999999999%2C-122.9555&zoom=17&basemap=satellite | 49494 | [118 empty] | 0.29 |  |  | 49 |  |  | 0.35 | 0.21 |  |  | 40 |  |  | 0.4 | 0.37 |  |  | 64 |  |  | 0.3 | 0.01 |  |  | 58 |  |  | 0.05 | 0.1 |  |  | 56 |  |  | 0.12 | 0.07 |  |  | 67 |  |  | 0.06 | 0.16 |  |  | 52 |  |  | 0.16 | 1.3916 | 0.038614 | Biomass | FRS_110045589225
2226 | 8853 | 2021 | OK | International Paper Valliant OK | 50192 | Public Service Co of Oklahoma | 15474 | International Paper - Valliant | 56164 | Industrial CHP | Southwest Power Pool | SWPP | MRO | SPSO | SPP South |  | 40 | 89 | McCurtain | 33.9961 | -95.1114 | 3 | 1 | BLQ | BIOMASS |  | 0.72339 | 68 | 0.12768 | Yes | Yes | 13399197.6 | 0.11 | 0.12766 |  | 2521301.539 | 1028949.681 | 2521301.539 | 1028949.681 | 430911 | 166243 | 158.483 | 64.163 | 435.159 | 45756.674 | 38349.623 | 10073.92 | 47737.058 |  | 0.736 | 0.772 | 2.02 | 212.372 | 0.089 | 0.023 | 221.563 |  | 0.126 | 0.125 | 0.345 | 36.296 | 0.015 | 0.004 | 37.867 |  | 0.736 | 0.772 | 2.02 | 212.372 | 0.089 | 0.023 | 221.563 |  | 1241.408 | 502.597 | 3408.634 | 1884335.569 | 300395.47 | 78909.768 |  | 19749544 | 8059840 | 19749544 | 8059840 | EIA | EIA |  | EIA | EIA | EIA | -- | EIA | EIA |  |  |  | 1525920.112 |  |  | 17228242.46 | 7030890.319 | 1082.925 | 438.434 | 2973.475 | 312658.784 | 262045.847 | 68835.849 | 5851.0957 | 0 | 0 | 132972.46 | 0 | 0 | 297938.544 | 0 | 0 | 0 | 0 | 0 | 132972.46 | 297938.544 | 297938.544 | 430911.004 | 0 | 0 | 0 | 0.30858 | 0 | 0 | 0.69142 | 0 | 0 | 0 | 0 | 0 | 0.30858 | 0.69142 | 0.69142 | 1 | 0 | [7 empty] | https://www.google.com/maps/@?api=1&map_action=map&center=33.996099999999998%2C-95.111400000000003&zoom=17&basemap=satellite | 1617 | [118 empty] | 0.36 |  |  | 59 |  |  | 0.35 | 0.29 |  |  | 50 |  |  | 0.4 | 0.42 |  |  | 71 |  |  | 0.3 | 0.01 |  |  | 60 |  |  | 0.05 | 0.12 |  |  | 64 |  |  | 0.12 | 0.05 |  |  | 46 |  |  | 0.06 | 0.16 |  |  | 52 |  |  | 0.16 | 9.9601 | 0.041012 | Biomass | FRS_110000598639
2227 | 4045 | 2021 | KS | Thunderbird Generator (Tbird) | 63575 | 4 Rivers Electric Cooperative, Inc. | 64196 | 4 Rivers Electric Cooperative Inc. | 63286 | Electric Utility | Southwest Power Pool | SWPP | MRO | SPNO | SPP North |  | 20 | 111 | Lyon | 38.4689 | -96.2536 | 1 | 1 | DFO | OIL |  | 0.01027 | 1 | 1 | [6 empty] | 877 | 276 | 877 | 276 | 90 | 28 | 1.482 | 0.466 | 0.127 | 71.618 | 5.8 | 1.16 | 71.863 |  | 32.933 | 33.286 | 2.827 | 1591.511 | 0.064 | 0.013 | 1596.963 |  | 3.38 | 3.377 | 0.29 | 163.325 | 0.007 | 0.001 | 163.885 |  | 32.933 | 33.286 | 2.827 | 1591.511 | 0.064 | 0.013 | 1596.963 |  | 1.482 | 0.466 | 0.127 | 71.618 | 5.8 | 1.16 |  | 877 | 276 | 877 | 276 | EIA | EIA | EIA | EIA | EIA | EIA | -- | EIA | EIA | [14 empty] | 9744.4444 | 0 | 90 | 0 | 0 | 0 | 0 | 0 | 0 | 0 | 0 | 0 | 90 | 0 | 0 | 90 | 0 | 0 | 1 | 0 | 0 | 0 | 0 | 0 | 0 | 0 | 0 | 0 | 1 | 0 | 0 | 1 | 0 | [7 empty] | https://www.google.com/maps/@?api=1&map_action=map&center=38.468930999999998%2C-96.253579999999999&zoom=17&basemap=satellite | 1370 | [118 empty] | 0.15 |  |  | 21 |  |  | 0.35 | 0.08 |  |  | 21 |  |  | 0.4 | 0.22 |  |  | 40 |  |  | 0.3 | 0 |  |  | 0 |  |  | 0.05 | 0.09 |  |  | 52 |  |  | 0.12 | 0.05 |  |  | 49 |  |  | 0.06 | 0.16 |  |  | 51 |  |  | 0.16 | 0.11052 | 2.9083 | Oil | FRS_
2228 | 8572 | 2021 | NY | US Gypsum Oakfield | 50203 | Niagara Mohawk Power Corp. | 13573 | U S Gypsum Co | 19351 | Industrial CHP | New York Independent System Operator | NYIS | NPCC | NYUP | NPCC Upstate NY | NYISO | 36 | 37 | Genesee | 43.0647 | -78.2972 | 1 | 1 | NG | GAS |  | 0.3166 | 5.8 | 0.80566 |  | Yes | 124609.6 | 0.441 | 0.37006 |  | 90023.947 | 43780.231 | 90023.947 | 43780.231 | 16086 | 7823 | 13.399 | 6.516 | 0.144 | 5261.407 | 198.469 | 19.847 | 5266.845 |  | 1.666 | 1.666 | 0.018 | 654.16 | 0.012 | 0.001 | 654.836 |  | 0.298 | 0.298 | 0.003 | 116.889 | 0.002 | 0 | 117.01 |  | 1.666 | 1.666 | 0.018 | 654.171 | 0.012 | 0.001 | 654.847 |  | 36.208 | 17.608 | 0.389 | 14217.742 | 536.317 | 53.632 |  | 243269 | 118306 | 243269 | 118306 | EIA | EIA | EIA | EIA | EIA | EIA | -- | EIA | EIA | [6 empty] | 153245.053 | 74525.769 | 22.809 | 11.092 | 0.245 | 8956.335 | 337.848 | 33.785 | 5596.5134 | 0 | 0 | 16085.72 | 0 | 0 | 0 | 0 | 0 | 0 | 0 | 0 | 16085.72 | 0 | 0 | 16085.72 | 0 | 0 | 0 | 1 | 0 | 0 | 0 | 0 | 0 | 0 | 0 | 0 | 1 | 0 | 0 | 1 | 0 | [7 empty] | https://www.google.com/maps/@?api=1&map_action=map&center=43.064700000000002%2C-78.297200000000004&zoom=17&basemap=satellite | 3505 | [118 empty] | 0.21 |  |  | 35 |  |  | 0.35 | 0.07 |  |  | 18 |  |  | 0.4 | 0.35 |  |  | 62 |  |  | 0.3 | 0.01 |  |  | 58 |  |  | 0.05 | 0.13 |  |  | 65 |  |  | 0.12 | 0.06 |  |  | 57 |  |  | 0.06 | 0.15 |  |  | 47 |  |  | 0.16 | 0.064701 | 0.0055669 | Gas | FRS_110019252262
2229 | 7314 | 2021 | NH | Stored Solar Bethlehem LLC | 50208 | Public Service Co of NH | 15472 | Stored Solar Services, LLC | 64003 | IPP Non-CHP | ISO New England Inc. | ISNE | NPCC | NEWE | NPCC New England | ISONE | 33 | 9 | GRAFTON | 44.3274 | -71.68 | 1 | 1 | WDS | BIOMASS |  | 0 | 17.5 |  | Yes | [5 empty] | 0 | 0 | 0 | 0 | 0 | 0 | 0 | 0 | 0 | 0 | 0 | 0 | 0 | [25 empty] | 0 | 0 | 0 | 0 | 0 | 0 |  | 0 | 0 | 0 | 0 | EIA | EIA | EIA | EIA | EIA | EIA | -- | EIA | EIA |  |  |  | 0 | [11 empty] | 0 | 0 | 0 | 0 | 0 | 0 | 0 | 0 | 0 | 0 | 0 | 0 | 0 | 0 | 0 | 0 | [23 empty] | https://www.google.com/maps/@?api=1&map_action=map&center=44.327399999999997%2C-71.680000000000007&zoom=17&basemap=satellite | 966 | [118 empty] | 0.13 |  |  | 17 |  |  | 0.35 | 0.04 |  |  | 11 |  |  | 0.4 | 0.22 |  |  | 40 |  |  | 0.3 | 0 |  |  | 0 |  |  | 0.05 | 0.05 |  |  | 36 |  |  | 0.12 | 0.03 |  |  | 32 |  |  | 0.06 | 0.27 |  |  | 84 |  |  | 0.16 | 5.5856 | 0.29885 | Biomass | FRS_110009840271
2230 | 9418 | 2021 | PA | York County Resource Recovery | 50215 | Metropolitan Edison Co | 12390 | York County Solid W & R Auth | 21128 | IPP Non-CHP | PJM Interconnection, LLC | PJM | RFC | RFCE | RFC East | PJM | 42 | 133 | York | 40.0017 | -76.7183 | 3 | 1 | MSW | BIOMASS |  | 0.81644 | 36.5 | 0 | Yes | [5 empty] | 4219581.385 | 1855561.917 | 4219581.385 | 1855561.917 | 261048 | 112386 | 471.243 | 207.418 | 395.431 | 232145.782 | 295411.004 | 38770.403 | 241615.209 |  | 3.61 | 3.691 | 3.03 | 1778.568 | 1.132 | 0.149 | 1851.117 |  | 0.223 | 0.224 | 0.187 | 110.033 | 0.07 | 0.009 | 114.521 |  | 3.61 | 3.691 | 3.03 | 1778.568 | 1.132 | 0.149 | 1851.117 |  | 471.243 | 207.418 | 395.431 | 420490.965 | 295411.004 | 38770.403 |  | 4219581.385 | 1855561.917 | 4219581.385 | 1855561.917 | EIA | EIA | EIA | EIA | EIA | EIA | -- | EIA | EIA |  |  |  | 188345.183 | [10 empty] | 16164.0058 | 0 | 0 | 2057.01 | 0 | 0 | 116544.92 | 0 | 0 | 0 | 142446.07 | 0 | 144503.08 | 116544.92 | 116544.92 | 261048 | 0 | 0 | 0 | 0.0078798 | 0 | 0 | 0.44645 | 0 | 0 | 0 | 0.54567 | 0 | 0.55355 | 0.44645 | 0.44645 | 1 | 0 | [7 empty] | https://www.google.com/maps/@?api=1&map_action=map&center=40.0017%2C-76.718299999999999&zoom=17&basemap=satellite | 52057 | [118 empty] | 0.37 |  |  | 61 |  |  | 0.35 | 0.39 |  |  | 58 |  |  | 0.4 | 0.36 |  |  | 63 |  |  | 0.3 | 0.04 |  |  | 71 |  |  | 0.05 | 0.14 |  |  | 67 |  |  | 0.12 | 0.06 |  |  | 61 |  |  | 0.06 | 0.15 |  |  | 47 |  |  | 0.16 |  |  | Biomass | FRS_110001220492
2231 | 4048 | 2021 | KS | Waste Management Rolling Meadows LFGTE | 57023 | Westar Energy Inc | 22500 | WM Renewable Energy LLC | 54842 | IPP Non-CHP | Southwest Power Pool | SWPP | MRO | SPNO | SPP North |  | 20 | 177 | Shawnee | 39.1746 | -95.7311 | 7 | 7 | LFG | BIOMASS |  | 0.95599 | 5.6 | 0 | Yes | [5 empty] | 556375.001 | 244290.998 | 556375.001 | 244290.998 | 46896.997 | 20590.997 | 0 | 0 | 9.319 | 0 | 0 | 0 | 0 |  | 0 | 0 | 0.397 | 0 | 0 | 0 | 0 |  | 0 | 0 | 0.033 | 0 | 0 | 0 | 0 |  | 0 | 0 | 0.397 | 0 | 0 | 0 | 0 |  | 366.037 | 160.72 | 12.518 | 35329.693 | 1294.129 | 129.413 |  | 556375.001 | 244290.998 | 556375.001 | 244290.998 | EIA | EIA | EIA | EIA | EIA | EIA | -- | EIA | EIA | 366.037 | 160.72 | 3.199 | 35329.693 | 1294.129 | 129.413 | [8 empty] | 11863.7653 | 0 | 0 | 0 | 0 | 0 | 46897 | 0 | 0 | 0 | 0 | 0 | 0 | 46897 | 46897 | 46897 | 0 | 0 | 0 | 0 | 0 | 0 | 1 | 0 | 0 | 0 | 0 | 0 | 0 | 1 | 1 | 1 | 0 | [7 empty] | https://www.google.com/maps/@?api=1&map_action=map&center=39.174576999999999%2C-95.731126000000003&zoom=17&basemap=satellite | 2563 | [118 empty] | 0.07 |  |  | 5 |  |  | 0.35 | 0.06 |  |  | 16 |  |  | 0.4 | 0.08 |  |  | 14 |  |  | 0.3 | 0 |  |  | 0 |  |  | 0.05 | 0.03 |  |  | 23 |  |  | 0.12 | 0.04 |  |  | 35 |  |  | 0.06 | 0.21 |  |  | 70 |  |  | 0.16 | 4.1869 | 0.17712 | Biomass | FRS_110043330188
2232 | 4049 | 2021 | KS | Waste Water Plant Generator | 56022 | City of Winfield - (KS) | 20813 | City of Winfield - (KS) | 20813 | Electric Utility | Southwest Power Pool | SWPP | MRO | SPNO | SPP North |  | 20 | 35 | Cowley | 37.2278 | -96.9897 | 1 | 1 | DFO | OIL |  | 0.00036 | 1.6 | 1 | [6 empty] | 46 | 0 | 46 | 0 | 5 | 0 | 0.075 | 0 | 0.007 | 3.756 | 0.304 | 0.061 | 3.769 |  | 30 |  | 2.68 | 1502.4 | 0.061 | 0.012 | 1507.548 |  | 3.261 |  | 0.291 | 163.304 | 0.007 | 0.001 | 163.864 |  | 30 |  | 2.68 | 1502.4 | 0.061 | 0.012 | 1507.548 |  | 0.075 | 0 | 0.007 | 3.756 | 0.304 | 0.061 |  | 46 | 0 | 46 | 0 | EIA | EIA | EIA | EIA | EIA | EIA | -- | EIA | EIA | [14 empty] | 9200 | 0 | 5 | 0 | 0 | 0 | 0 | 0 | 0 | 0 | 0 | 0 | 5 | 0 | 0 | 5 | 0 | 0 | 1 | 0 | 0 | 0 | 0 | 0 | 0 | 0 | 0 | 0 | 1 | 0 | 0 | 1 | 0 | [7 empty] | https://www.google.com/maps/@?api=1&map_action=map&center=37.227778000000001%2C-96.989722&zoom=17&basemap=satellite | 12588 | [118 empty] | 0.29 |  |  | 49 |  |  | 0.35 | 0.19 |  |  | 38 |  |  | 0.4 | 0.38 |  |  | 66 |  |  | 0.3 | 0.01 |  |  | 57 |  |  | 0.05 | 0.09 |  |  | 53 |  |  | 0.12 | 0.05 |  |  | 50 |  |  | 0.06 | 0.19 |  |  | 65 |  |  | 0.16 | 0.00186 | 3.72 | Oil | FRS_
2233 | 5004 | 2021 | ME | Regional Waste Systems | 50225 | Central Maine Power Co | 3266 | Ecomaine | 15824 | IPP Non-CHP | ISO New England Inc. | ISNE | NPCC | NEWE | NPCC New England | ISONE | 23 | 5 | Cumberland | 43.6556 | -70.3347 | 2 | 1 | MSW | BIOMASS |  | 0.75663 | 13.3 | 0.072275 | Yes | [5 empty] | 1838719.908 | 775269.247 | 1838719.908 | 775269.247 | 88154 | 38274 | 358.55 | 143.425 | 155.34 | 101148.099 | 128938.2 | 16922.352 | 105281.257 |  | 8.135 | 7.495 | 3.524 | 2294.805 | 1.463 | 0.192 | 2388.576 |  | 0.39 | 0.37 | 0.169 | 110.02 | 0.07 | 0.009 | 114.516 |  | 8.135 | 7.495 | 3.524 | 2294.805 | 1.463 | 0.192 | 2388.576 |  | 358.55 | 143.425 | 155.34 | 183360.33 | 128938.2 | 16922.352 |  | 1838719.908 | 775269.247 | 1838719.908 | 775269.247 | EIA | EIA | EIA | EIA | EIA | EIA | -- | EIA | EIA |  |  |  | 82212.231 | [10 empty] | 20858.0428 | 0 | 0 | 539.913 | 0 | 0 | 39426.376 | 0 | 0 | 0 | 48187.711 | 0 | 48727.624 | 39426.376 | 39426.376 | 88154 | 0 | 0 | 0 | 0.0061247 | 0 | 0 | 0.44724 | 0 | 0 | 0 | 0.54663 | 0 | 0.55276 | 0.44724 | 0.44724 | 1 | 0 | [7 empty] | https://www.google.com/maps/@?api=1&map_action=map&center=43.6556%2C-70.334699999999998&zoom=17&basemap=satellite | 47384 | [118 empty] | 0.21 |  |  | 36 |  |  | 0.35 | 0.14 |  |  | 31 |  |  | 0.4 | 0.28 |  |  | 51 |  |  | 0.3 | 0.02 |  |  | 65 |  |  | 0.05 | 0.06 |  |  | 37 |  |  | 0.12 | 0.05 |  |  | 48 |  |  | 0.06 | 0.15 |  |  | 48 |  |  | 0.16 | 141.0761 | 3.2737 | Biomass | FRS_110012461004
2234 | 10391 | 2021 | TX | Texas Petrochemicals | 50229 | CenterPoint Energy | 8901 | TPC Group, LLC | 18760 | Industrial CHP | Electric Reliability Council of Texas, Inc. | ERCO | TRE | ERCT | ERCOT All | ERCOT | 48 | 201 | Harris | 29.6981 | -95.2547 | 1 | 1 | NG | GAS |  | 0.37236 | 35 | 0.71273 |  | Yes | 7445384 | 0.052 | 0.065227 |  | 637567.693 | 286690.899 | 637567.693 | 286690.899 | 114166 | 58676 | 47.575 | 21.138 | 0.935 | 37262.368 | 1405.617 | 140.535 | 37300.878 |  | 0.833 | 0.721 | 0.016 | 652.775 | 0.012 | 0.001 | 653.45 |  | 0.149 | 0.147 | 0.003 | 116.889 | 0.002 | 0 | 117.01 |  | 0.833 | 0.721 | 0.016 | 652.775 | 0.012 | 0.001 | 653.45 |  | 729.364 | 324.068 | 14.327 | 571267.889 | 21549.46 | 2154.542 |  | 9774524.972 | 4395246.785 | 9774524.972 | 4395246.785 | EIA | EIA | EIA | EIA | EIA | EIA | -- | EIA | EIA | [6 empty] | 9136957.279 | 4108555.886 | 681.789 | 302.93 | 13.393 | 534005.521 | 20143.843 | 2014.006 | 5584.5671 | 0 | 0 | 102987.15 | 0 | 0 | 0 | 0 | 0 | 0 | 11178.852 | 0 | 114166.002 | 0 | 0 | 114166.002 | 0 | 0 | 0 | 0.90208 | 0 | 0 | 0 | 0 | 0 | 0 | 0.097918 | 0 | 1 | 0 | 0 | 1 | 0 | [7 empty] | https://www.google.com/maps/@?api=1&map_action=map&center=29.6981%2C-95.2547&zoom=17&basemap=satellite | 131730 | [118 empty] | 0.73 |  |  | 91 |  |  | 0.35 | 0.95 |  |  | 92 |  |  | 0.4 | 0.51 |  |  | 81 |  |  | 0.3 | 0.23 |  |  | 94 |  |  | 0.05 | 0.39 |  |  | 96 |  |  | 0.12 | 0.08 |  |  | 76 |  |  | 0.06 | 0.09 |  |  | 24 |  |  | 0.16 | 4.5926 | 0.040962 | Gas | FRS_110000461134
2235 | 4053 | 2021 | KS | West 14th Street | 1332 | City of Winfield - (KS) | 20813 | City of Winfield - (KS) | 20813 | Electric Utility | Southwest Power Pool | SWPP | MRO | SPNO | SPP North |  | 20 | 35 | Cowley | 37.2354 | -97.011 | 1 | 1 | NG | GAS |  | 0.00827 | 11 | 1 | [6 empty] | 22250 | 9507 | 22250 | 9507 | 797 | 341 | 3.525 | 1.506 | 0.036 | 1300.391 | 49.053 | 4.905 | 1301.735 |  | 8.846 | 8.833 | 0.089 | 3263.215 | 0.062 | 0.006 | 3266.587 |  | 0.317 | 0.317 | 0.003 | 116.889 | 0.002 | 0 | 117.01 |  | 8.846 | 8.833 | 0.089 | 3263.215 | 0.062 | 0.006 | 3266.587 |  | 3.525 | 1.506 | 0.036 | 1300.391 | 49.053 | 4.905 |  | 22250 | 9507 | 22250 | 9507 | EIA | EIA | EIA | EIA | EIA | EIA | -- | EIA | EIA | [14 empty] | 27917.1895 | 0 | 0 | 797 | 0 | 0 | 0 | 0 | 0 | 0 | 0 | 0 | 797 | 0 | 0 | 797 | 0 | 0 | 0 | 1 | 0 | 0 | 0 | 0 | 0 | 0 | 0 | 0 | 1 | 0 | 0 | 1 | 0 | [7 empty] | https://www.google.com/maps/@?api=1&map_action=map&center=37.235399999999998%2C-97.010999999999996&zoom=17&basemap=satellite | 12428 | [118 empty] | 0.29 |  |  | 49 |  |  | 0.35 | 0.19 |  |  | 38 |  |  | 0.4 | 0.38 |  |  | 66 |  |  | 0.3 | 0.01 |  |  | 57 |  |  | 0.05 | 0.09 |  |  | 53 |  |  | 0.12 | 0.05 |  |  | 50 |  |  | 0.06 | 0.19 |  |  | 65 |  |  | 0.16 |  |  | Gas | FRS_
2236 | 5005 | 2021 | ME | Robbins Lumber | 50230 | Central Maine Power Co | 3266 | Robbins Lumber Inc | 16191 | Industrial CHP | ISO New England Inc. | ISNE | NPCC | NEWE | NPCC New England | ISONE | 23 | 27 | WALDO | 44.3331 | -69.2019 | 2 | 2 | DFO | OIL |  | 0.00125 | 3.2 | 1 | Yes | Yes | 22.4 | 5.333 | 0.8767 |  | 228.819 | 36.821 | 228.819 | 36.821 | 35 | 6 | 0.352 | 0.057 | 0.033 | 18.686 | 1.513 | 0.303 | 18.75 |  | 20.089 | 18.995 | 1.894 | 1067.773 | 0.043 | 0.009 | 1071.431 |  | 3.073 | 3.095 | 0.29 | 163.326 | 0.007 | 0.001 | 163.885 |  | 20.089 | 18.995 | 1.894 | 1067.773 | 0.043 | 0.009 | 1071.431 |  | 0.401 | 0.065 | 0.038 | 21.314 | 1.726 | 0.345 |  | 261 | 42 | 261 | 42 | EIA | EIA | EIA | EIA | EIA | EIA | -- | EIA | EIA |  |  |  | 0 |  |  | 32.181 | 5.179 | 0.049 | 0.008 | 0.005 | 2.628 | 0.213 | 0.043 | 6537.6904 | 0 | 35 | 0 | 0 | 0 | 0 | 0 | 0 | 0 | 0 | 0 | 35 | 0 | 0 | 35 | 0 | 0 | 1 | 0 | 0 | 0 | 0 | 0 | 0 | 0 | 0 | 0 | 1 | 0 | 0 | 1 | 0 | [7 empty] | https://www.google.com/maps/@?api=1&map_action=map&center=44.333100000000002%2C-69.201899999999995&zoom=17&basemap=satellite | 1037 | [118 empty] | 0.14 |  |  | 19 |  |  | 0.35 | 0.03 |  |  | 9 |  |  | 0.4 | 0.25 |  |  | 45 |  |  | 0.3 | 0 |  |  | 0 |  |  | 0.05 | 0.05 |  |  | 34 |  |  | 0.12 | 0.02 |  |  | 21 |  |  | 0.06 | 0.25 |  |  | 80 |  |  | 0.16 | 0.14483 | 2.0398 | Oil | FRS_110039667170
2237 | 4054 | 2021 | KS | West Gardner Generating Station | 7929 | Kansas City Power & Light Co | 10000 | Evergy Metro | 10000 | Electric Utility | Southwest Power Pool | SWPP | MRO | SPNO | SPP North |  | 20 | 91 | Johnson | 38.7875 | -94.9861 | 4 | 4 | NG | GAS |  | 0.01554 | 408 | 1 | [6 empty] | 698137.676 | 464977.108 | 698137.676 | 464977.108 | 55524 | 36980 | 10.634 | 7.028 | 0.209 | 41489.253 | 1658.314 | 165.831 | 41534.691 |  | 0.383 | 0.38 | 0.008 | 1494.462 | 0.03 | 0.003 | 1496.099 |  | 0.03 | 0.03 | 0.001 | 118.857 | 0.002 | 0 | 118.987 |  | 0.383 | 0.38 | 0.008 | 1494.462 | 0.03 | 0.003 | 1496.099 |  | 10.634 | 7.028 | 0.209 | 41489.253 | 1658.314 | 165.831 |  | 698137.676 | 464977.108 | 698137.676 | 464977.108 | EPA/CAMD | EPA/CAMD | EPA/CAMD | EPA/CAMD | EIA | EIA | -- | EPA/CAMD | EPA/CAMD | [14 empty] | 12573.6195 | 0 | 0 | 55524.002 | 0 | 0 | 0 | 0 | 0 | 0 | 0 | 0 | 55524.002 | 0 | 0 | 55524.002 | 0 | 0 | 0 | 1 | 0 | 0 | 0 | 0 | 0 | 0 | 0 | 0 | 1 | 0 | 0 | 1 | 0 | Yes |  | 2184489.889 | 129823.977 | 32.828 | 0.655 |  | https://www.google.com/maps/@?api=1&map_action=map&center=38.787500000000001%2C-94.986099999999993&zoom=17&basemap=satellite | 5709 | [118 empty] | 0.13 |  |  | 18 |  |  | 0.35 | 0.12 |  |  | 28 |  |  | 0.4 | 0.15 |  |  | 26 |  |  | 0.3 | 0 |  |  | 0 |  |  | 0.05 | 0.06 |  |  | 37 |  |  | 0.12 | 0.08 |  |  | 76 |  |  | 0.06 | 0.12 |  |  | 33 |  |  | 0.16 | 3.3354 | 0.081994 | Gas | FRS_110017549624
2238 | 5294 | 2021 | MI | Wood Road | 54549 | Consumers Energy Co | 4254 | EDL Inc | 55858 | IPP Non-CHP | Midcontinent Independent Transmission System Operator, Inc.. | MISO | RFC | RFCM | RFC Michigan | MISO | 26 | 37 | Clinton | 42.7729 | -84.5237 | 7 | 7 | LFG | BIOMASS |  | 0.47851 | 8 | 0.53582 | Yes | [5 empty] | 378366 | 199364 | 378366 | 199364 | 33534 | 17669 | 0 | 0 | 6.337 | 0 | 0 | 0 | 0 |  | 0 | 0 | 0.378 | 0 | 0 | 0 | 0 |  | 0 | 0 | 0.033 | 0 | 0 | 0 | 0 |  | 0 | 0 | 0.378 | 0 | 0 | 0 | 0 |  | 274.313 | 144.537 | 8.513 | 24026.16 | 880.08 | 88.008 |  | 378366 | 199364 | 378366 | 199364 | EIA | EIA | EIA | EIA | EIA | EIA | -- | EIA | EIA | 274.313 | 144.537 | 2.176 | 24026.16 | 880.08 | 88.008 | [8 empty] | 11283.056 | 0 | 0 | 0 | 0 | 0 | 33534 | 0 | 0 | 0 | 0 | 0 | 0 | 33534 | 33534 | 33534 | 0 | 0 | 0 | 0 | 0 | 0 | 1 | 0 | 0 | 0 | 0 | 0 | 0 | 1 | 1 | 1 | 0 | [7 empty] | https://www.google.com/maps/@?api=1&map_action=map&center=42.772888000000002%2C-84.523669999999996&zoom=17&basemap=satellite | 53888 | [118 empty] | 0.4 |  |  | 65 |  |  | 0.35 | 0.34 |  |  | 54 |  |  | 0.4 | 0.46 |  |  | 76 |  |  | 0.3 | 0.04 |  |  | 70 |  |  | 0.05 | 0.08 |  |  | 49 |  |  | 0.12 | 0.05 |  |  | 52 |  |  | 0.06 | 0.14 |  |  | 46 |  |  | 0.16 | 5.1844 | 0.16212 | Biomass | FRS_110028027891
2239 | 4058 | 2021 | KS | Wichita Plant | 50169 | Evergy Kansas Central, Inc | 22500 | Occidental Chemical Corporation | 13914 | Industrial CHP | Southwest Power Pool | SWPP | MRO | SPNO | SPP North |  | 20 | 173 | Sedgwick | 37.5813 | -97.4241 | 1 | 1 | NG | GAS |  | 0 | 43.7 |  |  | Yes | 0 |  | 1 | [5 empty] | 0 | 0 | 0 |  | 0 | 0 | [45 empty] | -- | [17 empty] | 0 | 0 | 0 | 0 | 0 | 0 | 0 | 0 | 0 | 0 | 0 | 0 | 0 | 0 | 0 | 0 | [23 empty] | https://www.google.com/maps/@?api=1&map_action=map&center=37.581339%2C-97.424132999999998&zoom=17&basemap=satellite | 2973 | [118 empty] | 0.22 |  |  | 36 |  |  | 0.35 | 0.25 |  |  | 44 |  |  | 0.4 | 0.19 |  |  | 34 |  |  | 0.3 | 0.01 |  |  | 57 |  |  | 0.05 | 0.14 |  |  | 69 |  |  | 0.12 | 0.05 |  |  | 54 |  |  | 0.06 | 0.15 |  |  | 49 |  |  | 0.16 |  |  | Gas | FRS_
2240 | 4060 | 2021 | KS | Wolf Creek Generator | 62590 | 4 Rivers Electric Cooperative, Inc. | 64196 | 4 Rivers Electric Cooperative Inc. | 63286 | Electric Utility | Southwest Power Pool | SWPP | MRO | SPNO | SPP North |  | 20 | 31 | Coffey | 38.2743 | -95.684 | 1 | 1 | DFO | OIL |  | 0.01632 | 1 | 1 | [6 empty] | 790 | 255 | 790 | 255 | 143 | 45 | 1.333 | 0.429 | 0.115 | 64.514 | 5.225 | 1.045 | 64.735 |  | 18.643 | 19.067 | 1.603 | 902.294 | 0.037 | 0.007 | 905.385 |  | 3.375 | 3.365 | 0.29 | 163.327 | 0.007 | 0.001 | 163.886 |  | 18.643 | 19.067 | 1.603 | 902.294 | 0.037 | 0.007 | 905.385 |  | 1.333 | 0.429 | 0.115 | 64.514 | 5.225 | 1.045 |  | 790 | 255 | 790 | 255 | EIA | EIA | EIA | EIA | EIA | EIA | -- | EIA | EIA | [14 empty] | 5524.4755 | 0 | 143 | 0 | 0 | 0 | 0 | 0 | 0 | 0 | 0 | 0 | 143 | 0 | 0 | 143 | 0 | 0 | 1 | 0 | 0 | 0 | 0 | 0 | 0 | 0 | 0 | 0 | 1 | 0 | 0 | 1 | 0 | [7 empty] | https://www.google.com/maps/@?api=1&map_action=map&center=38.274329999999999%2C-95.684030000000007&zoom=17&basemap=satellite | 115 | [118 empty] | 0.15 |  |  | 22 |  |  | 0.35 | 0.04 |  |  | 12 |  |  | 0.4 | 0.27 |  |  | 48 |  |  | 0.3 | 0 |  |  | 0 |  |  | 0.05 | 0.03 |  |  | 23 |  |  | 0.12 | 0.04 |  |  | 38 |  |  | 0.06 | 0.24 |  |  | 78 |  |  | 0.16 | 0.12571 | 3.1824 | Oil | FRS_110070665645
2241 | 4062 | 2021 | KY | Bavarian LFGTE | 56277 | East Kentucky Power Coop, Inc | 5580 | East Kentucky Power Coop, Inc | 5580 | Electric Utility | PJM Interconnection, LLC | PJM | SERC | SRTV | SERC Tennessee Valley | PJM | 21 | 15 | Boone | 38.8608 | -84.6556 | 5 | 5 | LFG | BIOMASS |  | 0.73882 | 4.8 | 0.10196 | Yes | [5 empty] | 375502.999 | 155851.999 | 375502.999 | 155851.999 | 31066.001 | 12894 | 0 | 0 | 6.29 | 0 | 0 | 0 | 0 |  | 0 | 0 | 0.405 | 0 | 0 | 0 | 0 |  | 0 | 0 | 0.033 | 0 | 0 | 0 | 0 |  | 0 | 0 | 0.405 | 0 | 0 | 0 | 0 |  | 272.238 | 112.992 | 8.449 | 23844.361 | 873.421 | 87.342 |  | 375502.999 | 155851.999 | 375502.999 | 155851.999 | EIA | EIA | EIA | EIA | EIA | EIA | -- | EIA | EIA | 272.238 | 112.992 | 2.159 | 23844.361 | 873.421 | 87.342 | [8 empty] | 12087.2658 | 0 | 0 | 0 | 0 | 0 | 31066 | 0 | 0 | 0 | 0 | 0 | 0 | 31066 | 31066 | 31066 | 0 | 0 | 0 | 0 | 0 | 0 | 1 | 0 | 0 | 0 | 0 | 0 | 0 | 1 | 1 | 1 | 0 | [7 empty] | https://www.google.com/maps/@?api=1&map_action=map&center=38.860799999999998%2C-84.655600000000007&zoom=17&basemap=satellite | 8563 | [118 empty] | 0.12 |  |  | 14 |  |  | 0.35 | 0.04 |  |  | 12 |  |  | 0.4 | 0.19 |  |  | 35 |  |  | 0.3 | 0 |  |  | 0 |  |  | 0.05 | 0.07 |  |  | 43 |  |  | 0.12 | 0.09 |  |  | 80 |  |  | 0.06 | 0.11 |  |  | 33 |  |  | 0.16 | 3.0944 | 0.18694 | Biomass | FRS_110028018213
2242 | 10387 | 2021 | TX | Tenet Hospital | 50241 | El Paso Electric Co | 5701 | Tenet Hospital Ltd | 27378 | Commercial CHP | El Paso Electric Company | EPE | TRE | ERCT | ERCOT All |  | 48 | 141 | El Paso | 31.7697 | -106.5014 | 2 | 2 | NG | GAS |  | 0.00019 | 4.2 | 1 |  | Yes | 74.4 | 0.321 | 0.29979 |  | 42.271 | 21.285 | 42.271 | 21.285 | 7 | 5 | 0.001 | 0.001 | 0 | 2.47 | 0.278 | 0.056 | 2.482 |  | 0.171 | 0.24 | 0 | 705.804 | 0.04 | 0.008 | 709.164 |  | 0.028 | 0.056 | 0 | 116.879 | 0.007 | 0.001 | 117.436 |  | 0.171 | 0.24 | 0 | 705.804 | 0.04 | 0.008 | 709.164 |  | 0.002 | 0.002 | 0 | 8.24 | 0.928 | 0.185 |  | 141 | 71 | 141 | 71 | EIA | EIA | EIA | EIA | EIA | EIA | -- | EIA | EIA | [6 empty] | 98.729 | 49.715 | 0.001 | 0.001 | 0 | 5.77 | 0.65 | 0.13 | 6038.7371 | 0 | 7 | 0 | 0 | 0 | 0 | 0 | 0 | 0 | 0 | 0 | 7 | 0 | 0 | 7 | 0 | 0 | 1 | 0 | 0 | 0 | 0 | 0 | 0 | 0 | 0 | 0 | 1 | 0 | 0 | 1 | 0 | [7 empty] | https://www.google.com/maps/@?api=1&map_action=map&center=31.7697%2C-106.5014&zoom=17&basemap=satellite | 47505 | [118 empty] | 0.76 |  |  | 93 |  |  | 0.35 | 0.89 |  |  | 88 |  |  | 0.4 | 0.62 |  |  | 89 |  |  | 0.3 | 0.29 |  |  | 96 |  |  | 0.05 | 0.31 |  |  | 91 |  |  | 0.12 | 0.05 |  |  | 55 |  |  | 0.06 | 0.17 |  |  | 58 |  |  | 0.16 | 0.06895 | 0.99928 | Gas | FRS_110001867203
2243 | 4942 | 2021 | ME | Bucksport Generation LLC | 50243 | Central Maine Power Co | 3266 | Bucksport Generation LLC | 9303 | IPP Non-CHP | ISO New England Inc. | ISNE | NPCC | NEWE | NPCC New England | ISONE | 23 | 9 | Hancock | 44.5738 | -68.8046 | 1 | 1 | NG | GAS |  | 0.00329 | 186.8 | 1 |  | Yes | 0 |  | 1 |  | 72829.75 | 68357.2 | 72829.75 | 68357.2 | 5386 | 5121 | 4.513 | 4.099 | 0.189 | 4364.103 | 165.204 | 19.534 | 4369.079 |  | 1.676 | 1.601 | 0.07 | 1620.536 | 0.031 | 0.004 | 1622.383 |  | 0.124 | 0.12 | 0.005 | 119.844 | 0.002 | 0 | 119.981 |  | 1.676 | 1.601 | 0.07 | 1620.536 | 0.031 | 0.004 | 1622.383 |  | 4.513 | 4.099 | 0.189 | 4364.103 | 165.204 | 19.534 |  | 72829.75 | 68357.2 | 72829.75 | 68357.2 | EPA/CAMD | EPA/CAMD | EPA/CAMD | EPA/CAMD | EIA | EIA | -- | EPA/CAMD | EPA/CAMD | [6 empty] | 0 | 0 | 0 | 0 | 0 | 0 | 0 | 0 | 13522.0479 | 0 | 373.988 | 5012.012 | 0 | 0 | 0 | 0 | 0 | 0 | 0 | 0 | 5386 | 0 | 0 | 5386 | 0 | 0 | 0.069437 | 0.93056 | 0 | 0 | 0 | 0 | 0 | 0 | 0 | 0 | 1 | 0 | 0 | 1 | 0 | Yes |  | 114025.55 | 7243.093 | 6.559 | 0.248 |  | https://www.google.com/maps/@?api=1&map_action=map&center=44.573799999999999%2C-68.804599999999994&zoom=17&basemap=satellite | 4118 | [118 empty] | 0.22 |  |  | 36 |  |  | 0.35 | 0.04 |  |  | 13 |  |  | 0.4 | 0.39 |  |  | 67 |  |  | 0.3 | 0 |  |  | 0 |  |  | 0.05 | 0.06 |  |  | 37 |  |  | 0.12 | 0.08 |  |  | 71 |  |  | 0.06 | 0.29 |  |  | 88 |  |  | 0.16 | 0.09573 | 0.05363 | Gas | FRS_110025329963
2244 | 4064 | 2021 | KY | Blue Ridge Generating | 59392 | Jackson Energy Coop Corp - (KY) | 9575 | North American Biofuels, LLC | 59170 | IPP Non-CHP | PJM Interconnection, LLC | PJM | RFC | SRTV | SERC Tennessee Valley | PJM | 21 | 65 | Estill | 37.7411 | -83.9889 | 1 | 1 | LFG | BIOMASS |  | 0.35531 | 1.6 | 0.74115 | Yes | [5 empty] | 53913 | 25187 | 53913 | 25187 | 4980 | 2327 | 0 | 0 | 0.903 | 0 | 0 | 0 | 0 |  | 0 | 0 | 0.363 | 0 | 0 | 0 | 0 |  | 0 | 0 | 0.033 | 0 | 0 | 0 | 0 |  | 0 | 0 | 0.363 | 0 | 0 | 0 | 0 |  | 38.32 | 17.903 | 1.213 | 3423.464 | 125.402 | 12.54 |  | 53913 | 25187 | 53913 | 25187 | EIA | EIA | EIA | EIA | EIA | EIA | -- | EIA | EIA | 38.32 | 17.903 | 0.31 | 3423.464 | 125.402 | 12.54 | [8 empty] | 10825.9036 | 0 | 0 | 0 | 0 | 0 | 4980 | 0 | 0 | 0 | 0 | 0 | 0 | 4980 | 4980 | 4980 | 0 | 0 | 0 | 0 | 0 | 0 | 1 | 0 | 0 | 0 | 0 | 0 | 0 | 1 | 1 | 1 | 0 | [7 empty] | https://www.google.com/maps/@?api=1&map_action=map&center=37.741110999999997%2C-83.988889&zoom=17&basemap=satellite | 4027 | [118 empty] | 0.25 |  |  | 43 |  |  | 0.35 | 0.01 |  |  | 4 |  |  | 0.4 | 0.5 |  |  | 79 |  |  | 0.3 | 0 |  |  | 0 |  |  | 0.05 | 0.18 |  |  | 77 |  |  | 0.12 | 0.08 |  |  | 73 |  |  | 0.06 | 0.19 |  |  | 65 |  |  | 0.16 | 0.49929 | 0.16508 | Biomass | FRS_110070397513
2245 | 6334 | 2021 | NC | Blue Ridge Paper Products Inc. | 50244 | Duke Energy Progress - (NC) | 3046 | Blue Ridge Paper Products Inc | 23815 | Industrial CHP | Duke Energy Progress East | CPLE | SERC | SRVC | SERC Virginia/Carolina |  | 37 | 87 | Haywood | 35.535 | -82.8411 | 9 | 6 | BLQ | BIOMASS | Yes | 0.69548 | 52.5 | 0.1742 | Yes | Yes | 14413207.2 | 0.076 | 0.091723 |  | 1716959.334 | 685881.109 | 1716959.334 | 685881.109 | 319851 | 126314 | 278.364 | 109.72 | 1555.926 | 72997.838 | 24742.381 | 6503.452 | 74276.132 |  | 1.741 | 1.737 | 9.729 | 456.449 | 0.077 | 0.02 | 464.442 |  | 0.324 | 0.32 | 1.812 | 85.032 | 0.014 | 0.004 | 86.521 |  | 1.741 | 1.737 | 9.729 | 456.449 | 0.077 | 0.02 | 464.442 |  | 3034.82 | 1196.208 | 16963.235 | 1845757.878 | 269749.885 | 70902.853 |  | 18718876.71 | 7477709.96 | 18718876.71 | 7477709.96 | EIA | EIA |  | EIA | EIA | EIA | -- |  | EIA |  |  |  | 1049910.528 |  |  | 17001917.38 | 6791828.851 | 2756.456 | 1086.488 | 15407.309 | 722849.512 | 245007.504 | 64399.401 | 5367.9973 | 103541.29 | 7247.983 | 55214.469 | 0 | 0 | 153847.261 | 0 | 0 | 0 | 0 | 0 | 166003.742 | 153847.261 | 153847.261 | 319851.003 | 0 | 0.32372 | 0.02266 | 0.17263 | 0 | 0 | 0.481 | 0 | 0 | 0 | 0 | 0 | 0.519 | 0.481 | 0.481 | 1 | 0 | Yes | [6 empty] | https://www.google.com/maps/@?api=1&map_action=map&center=35.534999999999997%2C-82.841099999999997&zoom=17&basemap=satellite | 12368 | [118 empty] | 0.21 |  |  | 35 |  |  | 0.35 | 0.09 |  |  | 22 |  |  | 0.4 | 0.34 |  |  | 60 |  |  | 0.3 | 0.01 |  |  | 57 |  |  | 0.05 | 0.16 |  |  | 73 |  |  | 0.12 | 0.05 |  |  | 54 |  |  | 0.06 | 0.2 |  |  | 68 |  |  | 0.16 | 19.2471 | 0.12452 | Biomass | FRS_110009846480
2246 | 4065 | 2021 | KY | Bluegrass Generating Station | 55164 | Louisville Gas & Electric Co | 11249 | East Kentucky Power Coop, Inc | 5580 | Electric Utility | LG&E and KU Services Company as agent for Louisville Gas and Electric Company and Kentucky Utilities | LGEE | SERC | SRTV | SERC Tennessee Valley |  | 21 | 185 | Oldham | 38.3902 | -85.4133 | 3 | 3 | NG | GAS |  | 0.03282 | 624 | 1 | [6 empty] | 2071375.912 | 1418470.572 | 2071375.912 | 1418470.572 | 179415.999 | 122763.999 | 75.31 | 48.048 | 0.621 | 123182.015 | 4497.105 | 453.46 | 123305.794 |  | 0.84 | 0.783 | 0.007 | 1373.144 | 0.025 | 0.003 | 1374.524 |  | 0.073 | 0.068 | 0.001 | 118.937 | 0.002 | 0 | 119.057 |  | 0.84 | 0.783 | 0.007 | 1373.144 | 0.025 | 0.003 | 1374.524 |  | 75.31 | 48.048 | 0.621 | 123182.015 | 4497.105 | 453.46 |  | 2071375.912 | 1418470.572 | 2071375.912 | 1418470.572 | EPA/CAMD | EPA/CAMD | EPA/CAMD | EPA/CAMD | EIA | EIA | -- | EPA/CAMD | EPA/CAMD | [14 empty] | 11545.1015 | 0 | 501.379 | 178914.62 | 0 | 0 | 0 | 0 | 0 | 0 | 0 | 0 | 179415.999 | 0 | 0 | 179415.999 | 0 | 0 | 0.0027945 | 0.99721 | 0 | 0 | 0 | 0 | 0 | 0 | 0 | 0 | 1 | 0 | 0 | 1 | 0 | Yes |  | 2313466.264 | 140476.026 | 63.568 | 0.712 |  | https://www.google.com/maps/@?api=1&map_action=map&center=38.3902%2C-85.413300000000007&zoom=17&basemap=satellite | 20934 | [118 empty] | 0.21 |  |  | 34 |  |  | 0.35 | 0.14 |  |  | 30 |  |  | 0.4 | 0.21 |  |  | 38 |  |  | 0.3 | 0 |  |  | 0 |  |  | 0.05 | 0.1 |  |  | 55 |  |  | 0.12 | 0.05 |  |  | 54 |  |  | 0.06 | 0.13 |  |  | 41 |  |  | 0.16 | 6.77 | 0.1651 | Gas | FRS_110043808421
2247 | 5277 | 2021 | MI | Verso Paper Quinnesec Mich Mill | 50251 | Wisconsin Electric Power Co | 20847 | Verso Paper - Quinnesec | 56187 | Industrial CHP | Midcontinent Independent Transmission System Operator, Inc.. | MISO | RFC | RFCW | RFC West | MISO | 26 | 43 | Dickinson | 45.7956 | -87.9556 | 3 | 2 | BLQ | BIOMASS | Yes | 0.67846 | 56 | 0.20256 | Yes | Yes | 7671534.4 | 0.148 | 0.16488 |  | 1956031.131 | 788950.995 | 1956031.131 | 788950.995 | 332826.54 | 138164.123 | 172.786 | 63.951 | 432.607 | 3230.673 | 50356.871 | 11540.04 | 5579.6 |  | 1.038 | 0.926 | 2.6 | 19.414 | 0.151 | 0.035 | 33.529 |  | 0.177 | 0.162 | 0.442 | 3.303 | 0.026 | 0.006 | 5.705 |  | 1.038 | 0.926 | 2.6 | 19.414 | 0.151 | 0.035 | 33.529 |  | 1047.964 | 387.871 | 2623.811 | 1271736.702 | 305420.183 | 69991.662 |  | 11863552.65 | 4785078.07 | 11863552.65 | 4785078.07 | EIA | EIA | EIA | EIA | EIA | EIA | -- | EIA | EIA |  |  |  | 1252142.3 |  |  | 9907521.519 | 3996127.075 | 875.178 | 323.92 | 2191.204 | 16363.729 | 255063.312 | 58451.622 | 5877.0287 | 203.845 | 0 | 8962.179 | 0 | 0 | 323660.515 | 0 | 0 | 0 | 0 | 0 | 9166.024 | 323660.515 | 323660.515 | 332826.539 | 0 | 0.00061247 | 0 | 0.026927 | 0 | 0 | 0.97246 | 0 | 0 | 0 | 0 | 0 | 0.02754 | 0.97246 | 0.97246 | 1 | 0 | [7 empty] | https://www.google.com/maps/@?api=1&map_action=map&center=45.7956%2C-87.955600000000004&zoom=17&basemap=satellite | 5321 | [118 empty] | 0.17 |  |  | 25 |  |  | 0.35 | 0.03 |  |  | 9 |  |  | 0.4 | 0.3 |  |  | 54 |  |  | 0.3 | 0 |  |  | 0 |  |  | 0.05 | 0.07 |  |  | 45 |  |  | 0.12 | 0.05 |  |  | 45 |  |  | 0.06 | 0.22 |  |  | 72 |  |  | 0.16 | 9.6037 | 0.061168 | Biomass | FRS_110017422467
2248 | 4069 | 2021 | KY | Cox Waste to Energy | 54850 | Taylor County Rural E C C | 18498 | Cox Interior Inc | 4413 | Industrial CHP | PJM Interconnection, LLC | PJM | SERC | SRTV | SERC Tennessee Valley | PJM | 21 | 217 | Taylor | 37.3208 | -85.3611 | 2 | 2 | WDS | BIOMASS |  | 0.03105 | 5 | 1 | Yes | Yes | 526712 | 0.009 | 0.011614 |  | 8171.34 | 3454.819 | 8171.34 | 3454.819 | 1360 | 575 | 0.817 | 0.345 | 0.102 | 0 | 576.472 | 75.662 | 18.48 |  | 1.202 | 1.202 | 0.15 | 0 | 0.424 | 0.056 | 27.176 |  | 0.2 | 0.2 | 0.025 | 0 | 0.071 | 0.009 | 4.523 |  | 1.202 | 1.202 | 0.15 | 0 | 0.424 | 0.056 | 27.176 |  | 70.36 | 29.748 | 8.795 | 72749.969 | 49637.56 | 6514.93 |  | 703600 | 297480 | 703600 | 297480 | EIA | EIA | EIA | EIA | EIA | EIA | -- | EIA | EIA |  |  |  | 72749.968 |  |  | 695428.66 | 294025.181 | 69.543 | 29.403 | 8.693 | 0.001 | 49061.088 | 6439.268 | 6008.3386 | 0 | 0 | 0 | 0 | 0 | 1360 | 0 | 0 | 0 | 0 | 0 | 0 | 1360 | 1360 | 1360 | 0 | 0 | 0 | 0 | 0 | 0 | 1 | 0 | 0 | 0 | 0 | 0 | 0 | 1 | 1 | 1 | 0 | [7 empty] | https://www.google.com/maps/@?api=1&map_action=map&center=37.320799999999998%2C-85.361099999999993&zoom=17&basemap=satellite | 14232 | [118 empty] | 0.27 |  |  | 47 |  |  | 0.35 | 0.14 |  |  | 31 |  |  | 0.4 | 0.39 |  |  | 67 |  |  | 0.3 | 0 |  |  | 0 |  |  | 0.05 | 0.13 |  |  | 66 |  |  | 0.12 | 0.08 |  |  | 72 |  |  | 0.06 | 0.2 |  |  | 68 |  |  | 0.16 | 0.089282 | 0.11202 | Biomass | FRS_110028018222
2249 | 7033 | 2021 | NC | WestRock Kraft Paper, LLC | 50254 | Virginia Electric & Power Co | 19876 | Westrock Kraft Paper, LLC | 64508 | Industrial CHP | PJM Interconnection, LLC | PJM | SERC | SRVC | SERC Virginia/Carolina | PJM | 37 | 83 | Halifax | 36.4769 | -77.6414 | 3 | 1 | BLQ | BIOMASS | Yes | 0.76441 | 28.3 | 0.05931 | Yes | Yes | 7817388.8 | 0.083 | 0.099354 |  | 946269.56 | 397373.471 | 946269.56 | 397373.471 | 189504.39 | 79186.05 | 63.144 | 25.231 | 448.376 | 12014.184 | 17258.44 | 4926.012 | 12963.891 |  | 0.666 | 0.637 | 4.732 | 126.796 | 0.091 | 0.026 | 136.819 |  | 0.133 | 0.127 | 0.948 | 25.393 | 0.018 | 0.005 | 27.4 |  | 0.666 | 0.637 | 4.732 | 126.796 | 0.091 | 0.026 | 136.819 |  | 635.548 | 253.949 | 4512.896 | 1008801.969 | 173706.056 | 49580.266 |  | 9524195.3 | 3999560.7 | 9524195.3 | 3999560.7 | EIA | EIA |  | EIA | EIA | EIA | -- |  | EIA |  |  |  | 887879.303 |  |  | 8577925.74 | 3602187.229 | 572.404 | 228.718 | 4064.521 | 108908.482 | 156447.616 | 44654.254 | 4993.3912 | 34262.088 | 691.119 | 10828.918 | 0 | 0 | 143722.265 | 0 | 0 | 0 | 0 | 0 | 45782.125 | 143722.265 | 143722.265 | 189504.39 | 0 | 0.1808 | 0.003647 | 0.057143 | 0 | 0 | 0.75841 | 0 | 0 | 0 | 0 | 0 | 0.24159 | 0.75841 | 0.75841 | 1 | 0 | Yes | [6 empty] | https://www.google.com/maps/@?api=1&map_action=map&center=36.476900000000001%2C-77.641400000000004&zoom=17&basemap=satellite | 17798 | [118 empty] | 0.46 |  |  | 70 |  |  | 0.35 | 0.45 |  |  | 63 |  |  | 0.4 | 0.46 |  |  | 76 |  |  | 0.3 | 0.01 |  |  | 57 |  |  | 0.05 | 0.17 |  |  | 76 |  |  | 0.12 | 0.06 |  |  | 58 |  |  | 0.06 | 0.2 |  |  | 68 |  |  | 0.16 | 0.94177 | 0.0094119 | Biomass | FRS_110037266990
2250 | 5058 | 2021 | MI | Beaumont Hospital Dearborn Campus | 50260 | DTE Electric Company | 5109 | Beaumont Hospital Dearborn Campus | 13945 | Commercial Non-CHP | Midcontinent Independent Transmission System Operator, Inc.. | MISO | RFC | RFCM | RFC Michigan | MISO | 26 | 163 | Wayne | 42.2917 | -83.2119 | 3 | 3 | DFO | OIL |  | 0.00107 | 4.5 | 1 | [6 empty] | 683.001 | 306.999 | 683.001 | 306.999 | 42.001 | 18.999 | 1.1 | 0.495 | 0.099 | 55.775 | 4.517 | 0.903 | 55.966 |  | 52.38 | 52.108 | 4.714 | 2655.889 | 0.108 | 0.022 | 2664.988 |  | 3.221 | 3.225 | 0.29 | 163.323 | 0.007 | 0.001 | 163.883 |  | 52.381 | 52.109 | 4.714 | 2655.952 | 0.108 | 0.022 | 2665.051 |  | 1.1 | 0.495 | 0.099 | 55.775 | 4.517 | 0.903 |  | 683.001 | 306.999 | 683.001 | 306.999 | EIA | EIA | EIA | EIA | EIA | EIA | -- | EIA | EIA | [14 empty] | 16261.9286 | 0 | 42 | 0 | 0 | 0 | 0 | 0 | 0 | 0 | 0 | 0 | 42 | 0 | 0 | 42 | 0 | 0 | 1 | 0 | 0 | 0 | 0 | 0 | 0 | 0 | 0 | 0 | 1 | 0 | 0 | 1 | 0 | [7 empty] | https://www.google.com/maps/@?api=1&map_action=map&center=42.291699999999999%2C-83.2119&zoom=17&basemap=satellite | 90437 | [118 empty] | 0.31 |  |  | 52 |  |  | 0.35 | 0.22 |  |  | 42 |  |  | 0.4 | 0.39 |  |  | 67 |  |  | 0.3 | 0.04 |  |  | 72 |  |  | 0.05 | 0.13 |  |  | 66 |  |  | 0.12 | 0.07 |  |  | 66 |  |  | 0.06 | 0.15 |  |  | 50 |  |  | 0.16 | 0.066495 | 4.1124 | Oil | FRS_110028029577
2251 | 4073 | 2021 | KY | DTE Calvert City, LLC | 55308 | Tennessee Valley Authority | 18642 | DTE Calvert City LLC | 57295 | Industrial CHP | Tennessee Valley Authority | TVA | SERC | SRTV | SERC Tennessee Valley |  | 21 | 157 | Marshall | 37.0483 | -88.3539 | 3 | 1 | NG | GAS |  | 0.89988 | 26.7 | 0 |  | Yes | 2311802.4 | 0.311 | 0.29294 |  | 1111871.744 | 443282.085 | 1111871.744 | 443282.085 | 210474 | 80245 | 140.698 | 19.838 | 0.624 | 64982.821 | 2423.039 | 242.304 | 65049.212 |  | 1.337 | 0.494 | 0.006 | 617.49 | 0.012 | 0.001 | 618.121 |  | 0.253 | 0.09 | 0.001 | 116.889 | 0.002 | 0 | 117.008 |  | 1.337 | 0.494 | 0.006 | 617.491 | 0.012 | 0.001 | 618.122 |  | 480.295 | 67.719 | 2.131 | 221829.666 | 8271.447 | 827.145 |  | 3795559.126 | 1513217.126 | 3795559.126 | 1513217.126 | EPA/CAMD; EIA | EPA/CAMD | EIA | EIA | EIA | EIA | -- | EPA/CAMD; EIA | EPA/CAMD | [6 empty] | 2683687.382 | 1069935.041 | 339.597 | 47.881 | 1.507 | 156846.845 | 5848.408 | 584.841 | 5282.7131 | 0 | 0 | 210473.62 | 0 | 0 | 0 | 0 | 0 | 0 | 0 | 0 | 210473.62 | 0 | 0 | 210473.62 | 0 | 0 | 0 | 1 | 0 | 0 | 0 | 0 | 0 | 0 | 0 | 0 | 1 | 0 | 0 | 1 | 0 | Yes |  | 2212424.4 |  | 94.642 |  |  | https://www.google.com/maps/@?api=1&map_action=map&center=37.048333%2C-88.353888999999995&zoom=17&basemap=satellite | 2838 | [118 empty] | 0.22 |  |  | 37 |  |  | 0.35 | 0.04 |  |  | 12 |  |  | 0.4 | 0.4 |  |  | 69 |  |  | 0.3 | 0 |  |  | 0 |  |  | 0.05 | 0.13 |  |  | 66 |  |  | 0.12 | 0.04 |  |  | 42 |  |  | 0.06 | 0.2 |  |  | 67 |  |  | 0.16 | 1.7567 | 0.018743 | Gas | FRS_110003256066
2252 | 4600 | 2021 | MA | Pioneer Valley Resource Recovery | 50273 | Western Massachusetts Electric Company | 20455 | Community Eco Springfield LLC | 56125 | IPP Non-CHP | ISO New England Inc. | ISNE | NPCC | NEWE | NPCC New England | ISONE | 25 | 13 | Hampden | 42.0906 | -72.5917 | 1 | 1 | MSW | BIOMASS |  | 0.33511 | 9.4 | 0.77482 | Yes | Yes | 0 |  | 1 |  | 929810 | 389103 | 929810 | 389103 | 27594 | 11546.863 | 249.938 | 104.4 | 84.979 | 51489.476 | 64328.654 | 8441.858 | 53551.421 |  | 18.115 | 18.083 | 6.159 | 3731.933 | 2.331 | 0.306 | 3881.382 |  | 0.538 | 0.537 | 0.183 | 110.753 | 0.069 | 0.009 | 115.188 |  | 18.115 | 18.083 | 6.159 | 3731.933 | 2.331 | 0.306 | 3881.382 |  | 249.938 | 104.4 | 84.979 | 92962.039 | 64328.654 | 8441.858 |  | 929810 | 389103 | 929810 | 389103 | EIA | EIA | EIA | EIA | EIA | EIA | -- | EIA | EIA |  |  |  | 41472.563 |  |  | 0 | 0 | 0 | 0 | 0 | 0 | 0 | 0 | 33696.0934 | 0 | 0 | 550.42 | 0 | 0 | 12300.6 | 0 | 0 | 0 | 14742.98 | 0 | 15293.4 | 12300.6 | 12300.6 | 27594 | 0 | 0 | 0 | 0.019947 | 0 | 0 | 0.44577 | 0 | 0 | 0 | 0.53428 | 0 | 0.55423 | 0.44577 | 0.44577 | 1 | 0 | [7 empty] | https://www.google.com/maps/@?api=1&map_action=map&center=42.090600000000002%2C-72.591700000000003&zoom=17&basemap=satellite | 125420 | [118 empty] | 0.54 |  |  | 78 |  |  | 0.35 | 0.62 |  |  | 74 |  |  | 0.4 | 0.48 |  |  | 77 |  |  | 0.3 | 0.15 |  |  | 89 |  |  | 0.05 | 0.21 |  |  | 82 |  |  | 0.12 | 0.07 |  |  | 64 |  |  | 0.06 | 0.13 |  |  | 38 |  |  | 0.16 | 80.5035 | 4.9807 | Biomass | FRS_110011136653
2253 | 10780 | 2021 | VA | Park 500 Philip Morris USA | 50275 | Virginia Electric & Power Co | 19876 | Philip Morris USA - Park 500 | 14465 | Industrial CHP | PJM Interconnection, LLC | PJM | SERC | SRVC | SERC Virginia/Carolina | PJM | 51 | 41 | Chesterfield | 37.3389 | -77.2806 | 1 | 1 | NG | GAS |  | 0.14791 | 13 | 1 |  | Yes | 318009.6 | 0.181 | 0.19422 |  | 115948.387 | 51113.597 | 115948.387 | 51113.597 | 16843.662 | 7479.777 | 4 | 1.84 | 0.185 | 6776.549 | 255.623 | 25.562 | 6783.553 |  | 0.475 | 0.492 | 0.022 | 804.641 | 0.015 | 0.002 | 805.472 |  | 0.069 | 0.072 | 0.003 | 116.889 | 0.002 | 0 | 117.01 |  | 0.475 | 0.492 | 0.022 | 804.641 | 0.015 | 0.002 | 805.472 |  | 20.597 | 9.474 | 0.954 | 34891.495 | 1316.165 | 131.617 |  | 597001.91 | 263176.71 | 597001.91 | 263176.71 | EIA | EIA | EIA | EIA | EIA | EIA | -- | EIA | EIA | [6 empty] | 481053.523 | 212063.113 | 16.597 | 7.634 | 0.769 | 28114.946 | 1060.543 | 106.054 | 6883.7992 | 0 | 0 | 16843.662 | 0 | 0 | 0 | 0 | 0 | 0 | 0 | 0 | 16843.662 | 0 | 0 | 16843.662 | 0 | 0 | 0 | 1 | 0 | 0 | 0 | 0 | 0 | 0 | 0 | 0 | 1 | 0 | 0 | 1 | 0 | [7 empty] | https://www.google.com/maps/@?api=1&map_action=map&center=37.338900000000002%2C-77.280600000000007&zoom=17&basemap=satellite | 8172 | [118 empty] | 0.4 |  |  | 65 |  |  | 0.35 | 0.4 |  |  | 59 |  |  | 0.4 | 0.4 |  |  | 69 |  |  | 0.3 | 0.02 |  |  | 61 |  |  | 0.05 | 0.11 |  |  | 61 |  |  | 0.12 | 0.09 |  |  | 78 |  |  | 0.06 | 0.16 |  |  | 53 |  |  | 0.16 | 0.37134 | 0.052168 | Gas | FRS_110008181644
2254 | 9339 | 2021 | PA | PEI Power Corporation | 50279 | PPL Electric Utilities Corp | 14715 | PEI Power Corp | 22174 | IPP Non-CHP | PJM Interconnection, LLC | PJM | RFC | RFCE | RFC East | PJM | 42 | 69 | Lackawanna | 41.485 | -75.5406 | 1 | 4 | NG | GAS |  | 0.20652 | 92.9 | 0.98913 | Yes | Yes | 0 |  | 1 |  | 569995.9 | 335288.025 | 569995.9 | 335288.025 | 168068 | 84978.001 | 0 | 0 | 0 | 37566.624 | 1417.075 | 141.708 | 37605.452 |  | 0 | 0 | 0 | 447.041 | 0.008 | 0.001 | 447.503 |  | 0 | 0 | 0 | 131.814 | 0.002 | 0 | 131.95 |  | 0 | 0 | 0 | 447.041 | 0.008 | 0.001 | 447.503 |  | 21.486 | 12.487 | 0.171 | 33875.05 | 4951.015 | 495.101 |  | 569995.9 | 335288.025 | 569995.9 | 335288.025 | EPA/CAMD | EPA/CAMD | EPA/CAMD | EPA/CAMD | EIA | EIA | -- | EPA/CAMD | EPA/CAMD | 21.486 | 12.487 | 0.171 | 33875.05 | 3533.939 | 353.394 | 0 | 0 | 0 | 0 | 0 | 0 | 0 | 0 | 3391.46 | 0 | 0 | 59046.451 | 0 | 0 | 109021.549 | 0 | 0 | 0 | 0 | 0 | 59046.451 | 109021.549 | 109021.549 | 168068 | 0 | 0 | 0 | 0.35132 | 0 | 0 | 0.64868 | 0 | 0 | 0 | 0 | 0 | 0.35132 | 0.64868 | 0.64868 | 1 | 0 | Yes |  | 625391.25 | 37165.45 | 23.58 | 0.188 |  | https://www.google.com/maps/@?api=1&map_action=map&center=41.484999999999999%2C-75.540599999999998&zoom=17&basemap=satellite | 17678 | [118 empty] | 0.17 |  |  | 25 |  |  | 0.35 | 0.05 |  |  | 14 |  |  | 0.4 | 0.28 |  |  | 51 |  |  | 0.3 | 0.01 |  |  | 59 |  |  | 0.05 | 0.07 |  |  | 42 |  |  | 0.12 | 0.06 |  |  | 62 |  |  | 0.06 | 0.21 |  |  | 71 |  |  | 0.16 | 0.969 | 0.010902 | Gas | FRS_110001085646
2255 | 4077 | 2021 | KY | Glasgow LFGTE | 60137 | East Kentucky Power Coop, Inc | 5580 | East Kentucky Power Coop, Inc | 5580 | Electric Utility | PJM Interconnection, LLC | PJM | SERC | SRTV | SERC Tennessee Valley | PJM | 21 | 9 | Barren | 36.9874 | -85.9575 | 1 | 1 | LFG | BIOMASS |  | 0.64372 | 1 | 0.26046 | Yes | [5 empty] | 70003 | 29054 | 70003 | 29054 | 5639 | 2340 | 0 | 0 | 1.173 | 0 | 0 | 0 | 0 |  | 0 | 0 | 0.416 | 0 | 0 | 0 | 0 |  | 0 | 0 | 0.034 | 0 | 0 | 0 | 0 |  | 0 | 0 | 0.416 | 0 | 0 | 0 | 0 |  | 50.75 | 21.064 | 1.575 | 4445.176 | 162.827 | 16.283 |  | 70003 | 29054 | 70003 | 29054 | EIA | EIA | EIA | EIA | EIA | EIA | -- | EIA | EIA | 50.75 | 21.064 | 0.403 | 4445.176 | 162.827 | 16.283 | [8 empty] | 12414.0805 | 0 | 0 | 0 | 0 | 0 | 5639 | 0 | 0 | 0 | 0 | 0 | 0 | 5639 | 5639 | 5639 | 0 | 0 | 0 | 0 | 0 | 0 | 1 | 0 | 0 | 0 | 0 | 0 | 0 | 1 | 1 | 1 | 0 | [7 empty] | https://www.google.com/maps/@?api=1&map_action=map&center=36.987400000000001%2C-85.957499999999996&zoom=17&basemap=satellite | 11603 | [118 empty] | 0.32 |  |  | 54 |  |  | 0.35 | 0.15 |  |  | 32 |  |  | 0.4 | 0.49 |  |  | 78 |  |  | 0.3 | 0.01 |  |  | 57 |  |  | 0.05 | 0.15 |  |  | 70 |  |  | 0.12 | 0.05 |  |  | 54 |  |  | 0.06 | 0.17 |  |  | 55 |  |  | 0.16 | 0.58803 | 0.17229 | Biomass | FRS_110070395509
2256 | 4634 | 2021 | MA | SEMASS Resource Recovery | 50290 | NSTAR Electric Company | 54913 | SEMASS Partnership | 16929 | IPP Non-CHP | ISO New England Inc. | ISNE | NPCC | NEWE | NPCC New England | ISONE | 25 | 23 | Plymouth | 41.8022 | -70.7875 | 3 | 2 | MSW | BIOMASS |  | 0.68733 | 98.5 | 0.18778 | Yes | [5 empty] | 10785638.46 | 4633297.077 | 10785638.46 | 4633297.077 | 593073 | 250625 | 1637.435 | 702.147 | 909.732 | 593546.58 | 754556.295 | 99032.06 | 617734.311 |  | 5.522 | 5.603 | 3.068 | 2001.597 | 1.272 | 0.167 | 2083.165 |  | 0.304 | 0.303 | 0.169 | 110.062 | 0.07 | 0.009 | 114.548 |  | 5.522 | 5.603 | 3.068 | 2001.597 | 1.272 | 0.167 | 2083.164 |  | 1637.435 | 702.147 | 909.732 | 1074599.36 | 754556.295 | 99032.06 |  | 10785638.46 | 4633297.077 | 10785638.46 | 4633297.077 | EIA | EIA | EIA | EIA | EIA | EIA | -- | EIA | EIA |  |  |  | 481052.78 | [10 empty] | 18186.0216 | 0 | 311.978 | 4817.797 | 0 | 0 | 264571.05 | 0 | 0 | 0 | 323372.18 | 0 | 328501.955 | 264571.05 | 264571.05 | 593073.005 | 0 | 0 | 0.00052604 | 0.0081234 | 0 | 0 | 0.4461 | 0 | 0 | 0 | 0.54525 | 0 | 0.5539 | 0.4461 | 0.4461 | 1 | 0 | [7 empty] | https://www.google.com/maps/@?api=1&map_action=map&center=41.802199999999999%2C-70.787499999999994&zoom=17&basemap=satellite | 7783 | [118 empty] | 0.14 |  |  | 19 |  |  | 0.35 | 0.1 |  |  | 23 |  |  | 0.4 | 0.19 |  |  | 34 |  |  | 0.3 | 0.01 |  |  | 57 |  |  | 0.05 | 0.09 |  |  | 51 |  |  | 0.12 | 0.04 |  |  | 38 |  |  | 0.06 | 0.24 |  |  | 78 |  |  | 0.16 | 803.0964 | 2.9181 | Biomass | FRS_110000312028
2257 | 4078 | 2021 | KY | Green City Recovery, LLC | 60703 | 3 Phases Renewables | 21093 | Green City Recovery, LLC | 60428 | IPP Non-CHP | LG&E and KU Services Company as agent for Louisville Gas and Electric Company and Kentucky Utilities | LGEE | SERC | SRTV | SERC Tennessee Valley |  | 21 | 209 | Scott | 38.3453 | -84.5489 | 2 | 2 | LFG | BIOMASS |  | 0.21758 | 2 | 0.9707 | Yes | [5 empty] | 51115 | 21216 | 51115 | 21216 | 3812 | 1582 | 0 | 0 | 0.856 | 0 | 0 | 0 | 0 |  | 0 | 0 | 0.449 | 0 | 0 | 0 | 0 |  | 0 | 0 | 0.033 | 0 | 0 | 0 | 0 |  | 0 | 0 | 0.449 | 0 | 0 | 0 | 0 |  | 37.056 | 15.38 | 1.15 | 3245.792 | 118.894 | 11.889 |  | 51115 | 21216 | 51115 | 21216 | EIA | EIA | EIA | EIA | EIA | EIA | -- | EIA | EIA | 37.056 | 15.38 | 0.294 | 3245.792 | 118.894 | 11.889 | [8 empty] | 13408.9717 | 0 | 0 | 0 | 0 | 0 | 3812 | 0 | 0 | 0 | 0 | 0 | 0 | 3812 | 3812 | 3812 | 0 | 0 | 0 | 0 | 0 | 0 | 1 | 0 | 0 | 0 | 0 | 0 | 0 | 1 | 1 | 1 | 0 | [7 empty] | https://www.google.com/maps/@?api=1&map_action=map&center=38.345278%2C-84.548889000000003&zoom=17&basemap=satellite | 2616 | [118 empty] | 0.1 |  |  | 10 |  |  | 0.35 | 0.06 |  |  | 17 |  |  | 0.4 | 0.13 |  |  | 24 |  |  | 0.3 | 0 |  |  | 0 |  |  | 0.05 | 0.04 |  |  | 29 |  |  | 0.12 | 0.07 |  |  | 64 |  |  | 0.06 | 0.13 |  |  | 41 |  |  | 0.16 | 0.36721 | 0.29745 | Biomass | FRS_110070397452
2258 | 7965 | 2021 | NY | Bethpage Energy Center | 50292 | Long Island Power Authority | 11171 | Calpine Eastern Corp | 24457 | IPP Non-CHP | New York Independent System Operator | NYIS | NPCC | NYLI | NPCC Long Island | NYISO | 36 | 59 | Nassau | 40.7469 | -73.4994 | 4 | 7 | NG | GAS |  | 0.32401 | 240 | 0.79332 |  | Yes | 0 |  | 1 |  | 6420506.551 | 2696028.817 | 6420506.551 | 2696028.817 | 681195 | 297186 | 137.4 | 73.206 | 1.926 | 381551.71 | 14046.308 | 1404.631 | 381936.579 |  | 0.403 | 0.493 | 0.006 | 1120.242 | 0.021 | 0.002 | 1121.372 |  | 0.043 | 0.054 | 0.001 | 118.854 | 0.002 | 0 | 118.974 |  | 0.403 | 0.493 | 0.006 | 1120.242 | 0.021 | 0.002 | 1121.372 |  | 137.4 | 73.206 | 1.926 | 381551.71 | 14046.308 | 1404.631 |  | 6420506.551 | 2696028.817 | 6420506.551 | 2696028.817 | EPA/CAMD | EPA/CAMD; EIA | EPA/CAMD | EPA/CAMD | EIA | EIA | -- | EPA/CAMD | EPA/CAMD | [6 empty] | 0 | 0 | 0 | 0 | 0 | 0 | 0 | 0 | 9425.3577 | 0 | 0 | 681195 | 0 | 0 | 0 | 0 | 0 | 0 | 0 | 0 | 681195 | 0 | 0 | 681195 | 0 | 0 | 0 | 1 | 0 | 0 | 0 | 0 | 0 | 0 | 0 | 0 | 1 | 0 | 0 | 1 | 0 | Yes |  | 4533121.419 | 269383.962 | 119.017 | 1.36 |  | https://www.google.com/maps/@?api=1&map_action=map&center=40.746899999999997%2C-73.499399999999994&zoom=17&basemap=satellite | 168281 | [118 empty] | 0.22 |  |  | 36 |  |  | 0.35 | 0.32 |  |  | 52 |  |  | 0.4 | 0.11 |  |  | 19 |  |  | 0.3 | 0.04 |  |  | 70 |  |  | 0.05 | 0.06 |  |  | 40 |  |  | 0.12 | 0.06 |  |  | 55 |  |  | 0.06 | 0.18 |  |  | 59 |  |  | 0.16 | 24.9166 | 0.098612 | Gas | FRS_110001576376
2259 | 4079 | 2021 | KY | Green Valley LFGTE | 56278 | East Kentucky Power Coop, Inc | 5580 | East Kentucky Power Coop, Inc | 5580 | Electric Utility | PJM Interconnection, LLC | PJM | SERC | SRTV | SERC Tennessee Valley | PJM | 21 | 89 | Greenup | 38.3967 | -82.8088 | 3 | 3 | LFG | BIOMASS |  | 0.74558 | 2.4 | 0.090706 | Yes | [5 empty] | 180503.001 | 74918.001 | 180503.001 | 74918.001 | 15675 | 6506.001 | 0 | 0 | 3.024 | 0 | 0 | 0 | 0 |  | 0 | 0 | 0.386 | 0 | 0 | 0 | 0 |  | 0 | 0 | 0.034 | 0 | 0 | 0 | 0 |  | 0 | 0 | 0.386 | 0 | 0 | 0 | 0 |  | 130.863 | 54.315 | 4.061 | 11461.902 | 419.85 | 41.985 |  | 180503.001 | 74918.001 | 180503.001 | 74918.001 | EIA | EIA | EIA | EIA | EIA | EIA | -- | EIA | EIA | 130.863 | 54.315 | 1.038 | 11461.902 | 419.85 | 41.985 | [8 empty] | 11515.343 | 0 | 0 | 0 | 0 | 0 | 15675 | 0 | 0 | 0 | 0 | 0 | 0 | 15675 | 15675 | 15675 | 0 | 0 | 0 | 0 | 0 | 0 | 1 | 0 | 0 | 0 | 0 | 0 | 0 | 1 | 1 | 1 | 0 | [7 empty] | https://www.google.com/maps/@?api=1&map_action=map&center=38.396737000000002%2C-82.808819&zoom=17&basemap=satellite | 1354 | [118 empty] | 0.17 |  |  | 26 |  |  | 0.35 | 0.01 |  |  | 5 |  |  | 0.4 | 0.34 |  |  | 60 |  |  | 0.3 | 0 |  |  | 0 |  |  | 0.05 | 0.11 |  |  | 59 |  |  | 0.12 | 0.05 |  |  | 48 |  |  | 0.06 | 0.2 |  |  | 66 |  |  | 0.16 | 1.4149 | 0.17358 | Biomass | FRS_110028018259
2260 | 9842 | 2021 | TN | Packaging Corporation of America | 50296 | Tennessee Valley Authority | 18642 | Packaging Corp of America | 14362 | Industrial CHP | Tennessee Valley Authority | TVA | SERC | SRTV | SERC Tennessee Valley |  | 47 | 71 | Hardin | 35.0471 | -88.2661 | 4 | 2 | BLQ | BIOMASS | Yes | 0.65419 | 72.5 | 0.24302 | Yes | Yes | 16075617.6 | 0.088 | 0.10523 |  | 2855059.206 | 685386.644 | 2855059.206 | 685386.644 | 415473.794 | 179613.554 | 174.372 | 27.842 | 626.769 | 114095.6 | 42058.171 | 10830.212 | 116235.029 |  | 0.839 | 0.31 | 3.017 | 549.231 | 0.101 | 0.026 | 559.53 |  | 0.122 | 0.081 | 0.439 | 79.925 | 0.015 | 0.004 | 81.424 |  | 0.839 | 0.31 | 3.017 | 549.231 | 0.101 | 0.026 | 559.53 |  | 1656.979 | 264.57 | 5955.899 | 3006960.06 | 399659.716 | 102914.592 |  | 27130332.33 | 6512918.327 | 27130332.33 | 6512918.327 | EPA/CAMD; EIA | EPA/CAMD; EIA |  | EIA | EIA | EIA | -- |  | EPA/CAMD |  |  |  | 1922761.338 |  |  | 24275273.12 | 5827531.683 | 1482.607 | 236.728 | 5329.131 | 970103.122 | 357601.545 | 92084.38 | 6871.8153 | 2.002 | 1949.083 | 79496.415 | 0 | 0 | 331579.455 | 0 | 0 | 0 | 2446.843 | 0 | 83894.343 | 331579.455 | 331579.455 | 415473.798 | 0 | 4.8186e-06 | 0.0046912 | 0.19134 | 0 | 0 | 0.79808 | 0 | 0 | 0 | 0.0058893 | 0 | 0.20192 | 0.79808 | 0.79808 | 1 | 0 | Yes |  | 746096.5 |  | 74.198 |  |  | https://www.google.com/maps/@?api=1&map_action=map&center=35.0471%2C-88.266099999999994&zoom=17&basemap=satellite | 1251 | [118 empty] | 0.16 |  |  | 24 |  |  | 0.35 | 0.01 |  |  | 4 |  |  | 0.4 | 0.32 |  |  | 57 |  |  | 0.3 | 0 |  |  | 0 |  |  | 0.05 | 0.2 |  |  | 80 |  |  | 0.12 | 0.02 |  |  | 21 |  |  | 0.06 | 0.3 |  |  | 89 |  |  | 0.16 | 4.6616 | 0.023131 | Biomass | FRS_110017418338
2261 | 4082 | 2021 | KY | Hardin County LFGTE | 56280 | East Kentucky Power Coop, Inc | 5580 | East Kentucky Power Coop, Inc | 5580 | Electric Utility | PJM Interconnection, LLC | PJM | SERC | SRTV | SERC Tennessee Valley | PJM | 21 | 93 | Hardin | 37.7258 | -85.7258 | 3 | 3 | LFG | BIOMASS |  | 0.49187 | 2.4 | 0.51356 | Yes | [5 empty] | 135003.999 | 56034 | 135003.999 | 56034 | 10341 | 4292.001 | 0 | 0 | 2.261 | 0 | 0 | 0 | 0 |  | 0 | 0 | 0.437 | 0 | 0 | 0 | 0 |  | 0 | 0 | 0.033 | 0 | 0 | 0 | 0 |  | 0 | 0 | 0.437 | 0 | 0 | 0 | 0 |  | 97.875 | 40.623 | 3.037 | 8572.725 | 314.02 | 31.402 |  | 135003.999 | 56034 | 135003.999 | 56034 | EIA | EIA | EIA | EIA | EIA | EIA | -- | EIA | EIA | 97.875 | 40.623 | 0.776 | 8572.725 | 314.02 | 31.402 | [8 empty] | 13055.217 | 0 | 0 | 0 | 0 | 0 | 10341 | 0 | 0 | 0 | 0 | 0 | 0 | 10341 | 10341 | 10341 | 0 | 0 | 0 | 0 | 0 | 0 | 1 | 0 | 0 | 0 | 0 | 0 | 0 | 1 | 1 | 1 | 0 | [7 empty] | https://www.google.com/maps/@?api=1&map_action=map&center=37.7258%2C-85.725800000000007&zoom=17&basemap=satellite | 2746 | [118 empty] | 0.1 |  |  | 11 |  |  | 0.35 | 0.07 |  |  | 19 |  |  | 0.4 | 0.14 |  |  | 24 |  |  | 0.3 | 0.01 |  |  | 58 |  |  | 0.05 | 0.06 |  |  | 39 |  |  | 0.12 | 0.01 |  |  | 16 |  |  | 0.06 | 0.11 |  |  | 32 |  |  | 0.16 | 0.75707 | 0.18816 | Biomass | FRS_110040567669
2262 | 10335 | 2021 | TX | Shell Deer Park | 50304 | CenterPoint Energy | 8901 | Deer Park Refinery Limited Partnership (DPRLP) | 64497 | Industrial CHP | Electric Reliability Council of Texas, Inc. | ERCO | TRE | ERCT | ERCOT All | ERCOT | 48 | 201 | Harris | 29.7232 | -95.1289 | 4 | 4 | NG | GAS |  | 0.6213 | 274 | 0.29783 |  | Yes | 2356299.2 | 2.16 | 0.74227 |  | 14310984.18 | 5980997.885 | 14310984.18 | 5980997.885 | 1491273 | 617694 | 1824.23 | 776.296 | 18.566 | 741468.541 | 27969.823 | 2796.448 | 742234.834 |  | 2.447 | 2.514 | 0.025 | 994.41 | 0.019 | 0.002 | 995.438 |  | 0.255 | 0.26 | 0.003 | 103.622 | 0.002 | 0 | 103.729 |  | 2.447 | 2.514 | 0.025 | 994.41 | 0.019 | 0.002 | 995.438 |  | 2457.63 | 1045.837 | 25.012 | 998917.408 | 37681.36 | 3767.416 |  | 19279970 | 8057689 | 19279970 | 8057689 | EIA | EIA | EIA | EIA | EIA | EIA | -- | EIA | EIA | [6 empty] | 4968985.822 | 2076691.115 | 633.4 | 269.541 | 6.446 | 257448.867 | 9711.537 | 970.968 | 9596.4882 | 0 | 0 | 1139412.4 | 0 | 0 | 0 | 0 | 0 | 0 | 104404.64 | 247456 | 1491273.04 | 0 | 0 | 1491273.04 | 0 | 0 | 0 | 0.76405 | 0 | 0 | 0 | 0 | 0 | 0 | 0.07001 | 0.16594 | 1 | 0 | 0 | 1 | 0 | [7 empty] | https://www.google.com/maps/@?api=1&map_action=map&center=29.723185000000001%2C-95.128855999999999&zoom=17&basemap=satellite | 29830 | [118 empty] | 0.42 |  |  | 67 |  |  | 0.35 | 0.56 |  |  | 70 |  |  | 0.4 | 0.29 |  |  | 53 |  |  | 0.3 | 0.05 |  |  | 74 |  |  | 0.05 | 0.18 |  |  | 78 |  |  | 0.12 | 0.06 |  |  | 61 |  |  | 0.06 | 0.13 |  |  | 41 |  |  | 0.16 | 6.3803 | 0.0084965 | Gas | FRS_110031267064
2263 | 5049 | 2021 | MI | Alpena Cement Plant | 50305 | Alpena Power Co | 392 | Lafarge Corp | 40430 | Industrial CHP | Midcontinent Independent Transmission System Operator, Inc.. | MISO | RFC | RFCM | RFC Michigan | MISO | 26 | 7 | Alpena | 45.0699 | -83.4082 | 5 | 5 | PC | OIL |  | 0.39789 | 47.2 | 0.67019 | Yes | Yes | 6198532 | 0.091 | 0.10776 |  | 1051205.684 | 471947.932 | 1051205.684 | 471947.932 | 164515 | 74540 | 431.424 | 215.201 | 107.918 | 113232.739 | 6512.339 | 1280.457 | 113504.932 |  | 5.245 | 5.774 | 1.312 | 1376.564 | 0.04 | 0.008 | 1379.873 |  | 0.821 | 0.912 | 0.205 | 215.434 | 0.006 | 0.001 | 215.952 |  | 5.245 | 5.774 | 1.312 | 1376.564 | 0.04 | 0.008 | 1379.873 |  | 4003.434 | 1996.976 | 1001.434 | 1050752.292 | 60431.769 | 11882.108 |  | 9754747.52 | 4379478.72 | 9754747.52 | 4379478.72 | EIA | EIA | EIA | EIA | EIA | EIA | -- | EIA | EIA |  |  |  | 0 |  |  | 8703541.836 | 3907530.788 | 3572.01 | 1781.775 | 893.516 | 937519.553 | 53919.43 | 10601.65 | 6389.7253 | 0 | 148901.62 | 15613.384 | 0 | 0 | 0 | 0 | 0 | 0 | 0 | 0 | 164515.004 | 0 | 0 | 164515.004 | 0 | 0 | 0.90509 | 0.094906 | 0 | 0 | 0 | 0 | 0 | 0 | 0 | 0 | 1 | 0 | 0 | 1 | 0 | [7 empty] | https://www.google.com/maps/@?api=1&map_action=map&center=45.069929000000002%2C-83.408181999999996&zoom=17&basemap=satellite | 10016 | [118 empty] | 0.28 |  |  | 47 |  |  | 0.35 | 0.06 |  |  | 17 |  |  | 0.4 | 0.49 |  |  | 79 |  |  | 0.3 | 0 |  |  | 0 |  |  | 0.05 | 0.07 |  |  | 43 |  |  | 0.12 | 0.05 |  |  | 52 |  |  | 0.06 | 0.2 |  |  | 68 |  |  | 0.16 | 5.3204 | 0.059939 | Oil | FRS_110015742605
2264 | 4085 | 2021 | KY | Kentucky Mills | 55429 | Kenergy Corp | 9964 | Domtar Paper Company LLC | 55839 | Industrial CHP | Midcontinent Independent Transmission System Operator, Inc.. | MISO | SERC | SRTV | SERC Tennessee Valley | MISO | 21 | 91 | Hancock | 37.8948 | -86.6854 | 3 | 1 | BLQ | BIOMASS |  | 0.44254 | 88 | 0.59577 | Yes | Yes | 8497570.4 | 0.137 | 0.15447 |  | 1880529.819 | 776953.244 | 1880529.819 | 776953.244 | 341146 | 131485 | 109.408 | 45.056 | 495.327 | 13702.806 | 12003.19 | 7709.221 | 15001.52 |  | 0.641 | 0.685 | 2.904 | 80.334 | 0.035 | 0.023 | 87.948 |  | 0.116 | 0.116 | 0.527 | 14.573 | 0.006 | 0.004 | 15.955 |  | 0.641 | 0.685 | 2.904 | 80.334 | 0.035 | 0.023 | 87.948 |  | 708.27 | 291.679 | 3206.592 | 1269769.071 | 77704.821 | 49907.035 |  | 12173949.67 | 5029747.25 | 12173949.67 | 5029747.25 | EIA | EIA | EIA | EIA | EIA | EIA | -- | EIA | EIA |  |  |  | 1181061.477 |  |  | 10293419.85 | 4252794.006 | 598.862 | 246.623 | 2711.264 | 75004.787 | 65701.631 | 42197.814 | 5512.39 | 0 | 0 | 42942.091 | 0 | 0 | 298203.91 | 0 | 0 | 0 | 0 | 0 | 42942.091 | 298203.91 | 298203.91 | 341146.001 | 0 | 0 | 0 | 0.12588 | 0 | 0 | 0.87412 | 0 | 0 | 0 | 0 | 0 | 0.12588 | 0.87412 | 0.87412 | 1 | 0 | [7 empty] | https://www.google.com/maps/@?api=1&map_action=map&center=37.894799999999996%2C-86.685400000000001&zoom=17&basemap=satellite | 1231 | [118 empty] | 0.15 |  |  | 22 |  |  | 0.35 | 0.02 |  |  | 8 |  |  | 0.4 | 0.29 |  |  | 51 |  |  | 0.3 | 0 |  |  | 0 |  |  | 0.05 | 0.1 |  |  | 58 |  |  | 0.12 | 0.04 |  |  | 40 |  |  | 0.06 | 0.19 |  |  | 64 |  |  | 0.16 | 4.8342 | 0.037289 | Biomass | FRS_110028028275
2265 | 8924 | 2021 | OK | University of Oklahoma | 50307 | Oklahoma Gas & Electric Co | 14063 | University of Oklahoma | 19533 | Commercial CHP | Southwest Power Pool | SWPP | MRO | SPSO | SPP South |  | 40 | 27 | Cleveland | 35.2089 | -97.4424 | 5 | 5 | NG | GAS |  | 0 | 18.6 |  |  | Yes | 60737.6 | 0 | 0 |  | 0 | 0 | 0 | 0 | 0 | 0 | 0 | 0 | 0 | 0 | 0 | 0 | 0 | [25 empty] | 6.055 | 0 | 0.121 | 4429.933 | 167.926 | 16.875 |  | 75797.232 | 0 | 75797.232 | 0 | EIA | EIA | EIA | EIA | EIA | EIA | -- | EIA | EIA | [6 empty] | 75797.232 | 0 | 6.055 | 0 | 0.121 | 4429.933 | 167.926 | 16.875 |  | 0 | 0 | 0 | 0 | 0 | 0 | 0 | 0 | 0 | 0 | 0 | 0 | 0 | 0 | 0 | 0 | [23 empty] | https://www.google.com/maps/@?api=1&map_action=map&center=35.2089%2C-97.442400000000006&zoom=17&basemap=satellite | 79139 | [118 empty] | 0.39 |  |  | 63 |  |  | 0.35 | 0.31 |  |  | 51 |  |  | 0.4 | 0.43 |  |  | 73 |  |  | 0.3 | 0.03 |  |  | 68 |  |  | 0.05 | 0.07 |  |  | 43 |  |  | 0.12 | 0.04 |  |  | 44 |  |  | 0.06 | 0.1 |  |  | 28 |  |  | 0.16 | 0.0013296 | 0.04221 | Gas | FRS_110028049387
2266 | 4087 | 2021 | KY | Laurel Ridge LFGTE | 56279 | East Kentucky Power Coop, Inc | 5580 | East Kentucky Power Coop, Inc | 5580 | Electric Utility | PJM Interconnection, LLC | PJM | SERC | SRTV | SERC Tennessee Valley | PJM | 21 | 125 | Laurel | 37.035 | -84.0933 | 5 | 5 | LFG | BIOMASS |  | 0.37928 | 4 | 0.7012 | Yes | [5 empty] | 159002 | 65994 | 159002 | 65994 | 13290 | 5516 | 0 | 0 | 2.663 | 0.001 | 0 | 0 | 0.001 |  | 0 | 0 | 0.401 | 0 | 0 | 0 | 0 |  | 0 | 0 | 0.033 | 0 | 0 | 0 | 0 |  | 0 | 0 | 0.401 | 0 | 0 | 0 | 0 |  | 115.275 | 47.845 | 3.578 | 10096.595 | 369.839 | 36.984 |  | 159002 | 65994 | 159002 | 65994 | EIA | EIA | EIA | EIA | EIA | EIA | -- | EIA | EIA | 115.275 | 47.845 | 0.914 | 10096.594 | 369.839 | 36.984 | [8 empty] | 11964.0331 | 0 | 0 | 0 | 0 | 0 | 13290 | 0 | 0 | 0 | 0 | 0 | 0 | 13290 | 13290 | 13290 | 0 | 0 | 0 | 0 | 0 | 0 | 1 | 0 | 0 | 0 | 0 | 0 | 0 | 1 | 1 | 1 | 0 | [7 empty] | https://www.google.com/maps/@?api=1&map_action=map&center=37.034999999999997%2C-84.093299999999999&zoom=17&basemap=satellite | 7106 | [118 empty] | 0.26 |  |  | 43 |  |  | 0.35 | 0.02 |  |  | 6 |  |  | 0.4 | 0.49 |  |  | 79 |  |  | 0.3 | 0 |  |  | 0 |  |  | 0.05 | 0.23 |  |  | 84 |  |  | 0.12 | 0.06 |  |  | 61 |  |  | 0.06 | 0.12 |  |  | 36 |  |  | 0.16 | 1.4811 | 0.17398 | Biomass | FRS_110028018295
2267 | 4090 | 2021 | KY | Marshall County | 55232 | Tennessee Valley Authority | 18642 | Tennessee Valley Authority | 18642 | Electric Utility | Tennessee Valley Authority | TVA | SERC | SRTV | SERC Tennessee Valley |  | 21 | 157 | Marshall | 37.0286 | -88.3958 | 8 | 8 | NG | GAS |  | 0.00753 | 688 | 1 | [6 empty] | 602341.559 | 205339.598 | 602341.559 | 205339.598 | 45402 | 14861 | 9.783 | 3.25 | 0.633 | 36315.272 | 1432.565 | 160.261 | 36357.058 |  | 0.431 | 0.437 | 0.028 | 1599.721 | 0.032 | 0.004 | 1601.562 |  | 0.032 | 0.032 | 0.002 | 120.58 | 0.002 | 0 | 120.719 |  | 0.431 | 0.437 | 0.028 | 1599.721 | 0.032 | 0.004 | 1601.562 |  | 9.783 | 3.25 | 0.633 | 36315.272 | 1432.565 | 160.261 |  | 602341.559 | 205339.598 | 602341.559 | 205339.598 | EPA/CAMD | EPA/CAMD | EPA/CAMD | EPA/CAMD | EIA | EIA | -- | EPA/CAMD | EPA/CAMD | [14 empty] | 13266.8508 | 0 | 1916.608 | 43485.392 | 0 | 0 | 0 | 0 | 0 | 0 | 0 | 0 | 45402 | 0 | 0 | 45402 | 0 | 0 | 0.042214 | 0.95779 | 0 | 0 | 0 | 0 | 0 | 0 | 0 | 0 | 1 | 0 | 0 | 1 | 0 | Yes |  | 5363404.789 | 318925.428 | 72.041 | 1.686 |  | https://www.google.com/maps/@?api=1&map_action=map&center=37.028599999999997%2C-88.395799999999994&zoom=17&basemap=satellite | 3211 | [118 empty] | 0.22 |  |  | 37 |  |  | 0.35 | 0.05 |  |  | 14 |  |  | 0.4 | 0.4 |  |  | 68 |  |  | 0.3 | 0 |  |  | 0 |  |  | 0.05 | 0.09 |  |  | 51 |  |  | 0.12 | 0.08 |  |  | 74 |  |  | 0.06 | 0.17 |  |  | 57 |  |  | 0.16 | 3.8052 | 0.36022 | Gas | FRS_110012262078
2268 | 4094 | 2021 | KY | Morehead Generating Facility | 62641 | East Kentucky Power Coop, Inc | 5580 | North American Biofuels, LLC | 59170 | IPP Non-CHP | PJM Interconnection, LLC | PJM | SERC | SRTV | SERC Tennessee Valley | PJM | 21 | 205 | Rowan | 38.191 | -83.544 | 1 | 1 | LFG | BIOMASS |  | 0.52202 | 1.4 | 0.46331 | Yes | [5 empty] | 69274 | 28752 | 69274 | 28752 | 6402 | 2657 | 0 | 0 | 1.16 | 0 | 0 | 0 | 0 |  | 0 | 0 | 0.363 | 0 | 0 | 0 | 0 |  | 0 | 0 | 0.034 | 0 | 0 | 0 | 0 |  | 0 | 0 | 0.363 | 0 | 0 | 0 | 0 |  | 49.24 | 20.437 | 1.559 | 4398.884 | 161.131 | 16.113 |  | 69274 | 28752 | 69274 | 28752 | EIA | EIA | EIA | EIA | EIA | EIA | -- | EIA | EIA | 49.24 | 20.437 | 0.398 | 4398.884 | 161.131 | 16.113 | [8 empty] | 10820.681 | 0 | 0 | 0 | 0 | 0 | 6402 | 0 | 0 | 0 | 0 | 0 | 0 | 6402 | 6402 | 6402 | 0 | 0 | 0 | 0 | 0 | 0 | 1 | 0 | 0 | 0 | 0 | 0 | 0 | 1 | 1 | 1 | 0 | [7 empty] | https://www.google.com/maps/@?api=1&map_action=map&center=38.191000000000003%2C-83.543999999999997&zoom=17&basemap=satellite | 3713 | [118 empty] | 0.16 |  |  | 23 |  |  | 0.35 | 0.07 |  |  | 18 |  |  | 0.4 | 0.25 |  |  | 45 |  |  | 0.3 | 0 |  |  | 0 |  |  | 0.05 | 0.06 |  |  | 40 |  |  | 0.12 | 0.05 |  |  | 51 |  |  | 0.06 | 0.12 |  |  | 35 |  |  | 0.16 | 0.53975 | 0.16494 | Biomass | FRS_110010724626
2269 | 4098 | 2021 | KY | Paducah Power Systems Plant 1 | 56556 | Kentucky Utilities Co | 10171 | Paducah Power System | 55772 | Electric Utility | LG&E and KU Services Company as agent for Louisville Gas and Electric Company and Kentucky Utilities | LGEE | SERC | SRTV | SERC Tennessee Valley |  | 21 | 145 | McCracken | 37.0339 | -88.6159 | 4 | 2 | NG | GAS |  | 0.02008 | 120 | 1 | [6 empty] | 498538.227 | 412994.159 | 498538.227 | 412994.159 | 21107 | 8964 | 24.136 | 19.435 | 0.15 | 29629.086 | 593.857 | 59.386 | 29645.358 |  | 2.287 | 4.336 | 0.014 | 2807.513 | 0.028 | 0.003 | 2809.055 |  | 0.097 | 0.094 | 0.001 | 118.864 | 0.001 | 0 | 118.929 |  | 2.287 | 4.336 | 0.014 | 2807.513 | 0.028 | 0.003 | 2809.055 |  | 24.136 | 19.435 | 0.15 | 29629.086 | 593.857 | 59.386 |  | 498538.227 | 412994.159 | 498538.227 | 412994.159 | EPA/CAMD | EPA/CAMD | EPA/CAMD | EPA/CAMD | EIA | EIA | -- | EPA/CAMD | EPA/CAMD | [14 empty] | 23619.5683 | 0 | 0 | 21107 | 0 | 0 | 0 | 0 | 0 | 0 | 0 | 0 | 21107 | 0 | 0 | 21107 | 0 | 0 | 0 | 1 | 0 | 0 | 0 | 0 | 0 | 0 | 0 | 0 | 1 | 0 | 0 | 1 | 0 | Yes |  | 1514231.226 | 89995.598 | 71.414 | 0.455 |  | https://www.google.com/maps/@?api=1&map_action=map&center=37.033850000000001%2C-88.615862000000007&zoom=17&basemap=satellite | 20038 | [118 empty] | 0.33 |  |  | 55 |  |  | 0.35 | 0.2 |  |  | 39 |  |  | 0.4 | 0.46 |  |  | 75 |  |  | 0.3 | 0 |  |  | 0 |  |  | 0.05 | 0.1 |  |  | 55 |  |  | 0.12 | 0.07 |  |  | 64 |  |  | 0.06 | 0.21 |  |  | 71 |  |  | 0.16 | 16.0468 | 1.0198 | Gas | FRS_110040573484
2270 | 9526 | 2021 | RI | Ridgewood Providence Power | 50365 | The Narragansett Electric Co | 13214 | Rhode Island LFG Genco | 56889 | IPP Non-CHP | ISO New England Inc. | ISNE | NPCC | NEWE | NPCC New England | ISONE | 44 | 7 | Providence | 41.8069 | -71.53 | 4 | 4 | LFG | BIOMASS |  | 0 | 6.4 | [11 empty] | 0 | 0 | 0 |  | 0 | 0 | [45 empty] | -- | [17 empty] | 0 | 0 | 0 | 0 | 0 | 0 | 0 | 0 | 0 | 0 | 0 | 0 | 0 | 0 | 0 | 0 | [23 empty] | https://www.google.com/maps/@?api=1&map_action=map&center=41.806899999999999%2C-71.53&zoom=17&basemap=satellite | 27757 | [118 empty] | 0.17 |  |  | 25 |  |  | 0.35 | 0.16 |  |  | 34 |  |  | 0.4 | 0.17 |  |  | 31 |  |  | 0.3 | 0.02 |  |  | 62 |  |  | 0.05 | 0.06 |  |  | 39 |  |  | 0.12 | 0.04 |  |  | 38 |  |  | 0.06 | 0.21 |  |  | 71 |  |  | 0.16 |  |  | Biomass | FRS_110000820078
2271 | 8057 | 2021 | NY | Cornell University Ithaca Campus | 50368 | New York State Elec & Gas Corp | 13511 | Cornell University | 21508 | Commercial CHP | New York Independent System Operator | NYIS | NPCC | NYUP | NPCC Upstate NY | NYISO | 36 | 109 | Tompkins | 42.4428 | -76.4764 | 2 | 6 | NG | GAS |  | 0.6097 | 39.5 | 0.31716 |  | Yes | 1252879.2 | 0.575 | 0.43384 |  | 799682.527 | 328607.555 | 799682.527 | 328607.555 | 210970 | 99351.117 | 150.529 | 1.172 | 1.732 | 46737.068 | 2442.138 | 244.791 | 46804.069 |  | 1.427 | 0.024 | 0.016 | 443.068 | 0.012 | 0.001 | 443.704 |  | 0.376 | 0.007 | 0.004 | 116.889 | 0.003 | 0 | 117.057 |  | 1.427 | 0.024 | 0.016 | 443.068 | 0.012 | 0.001 | 443.704 |  | 346.971 | 2.702 | 3.993 | 107729.358 | 5629.149 | 564.246 |  | 1843275.336 | 757443.336 | 1843275.336 | 757443.336 | EPA/CAMD; EIA | EPA/CAMD | EIA | EIA | EIA | EIA | -- | EPA/CAMD; EIA | EPA/CAMD | [6 empty] | 1043592.809 | 428835.781 | 196.442 | 1.53 | 2.261 | 60992.29 | 3187.011 | 319.455 | 3790.5035 | 0 | 58.832 | 210911.169 | 0 | 0 | 0 | 0 | 0 | 0 | 0 | 0 | 210970.001 | 0 | 0 | 210970.001 | 0 | 0 | 0.00027886 | 0.99972 | 0 | 0 | 0 | 0 | 0 | 0 | 0 | 0 | 1 | 0 | 0 | 1 | 0 | Yes |  | 706092.077 |  | 2.45 |  |  | https://www.google.com/maps/@?api=1&map_action=map&center=42.442799999999998%2C-76.476399999999998&zoom=17&basemap=satellite | 50601 | [118 empty] | 0.38 |  |  | 62 |  |  | 0.35 | 0.34 |  |  | 54 |  |  | 0.4 | 0.41 |  |  | 70 |  |  | 0.3 | 0.04 |  |  | 73 |  |  | 0.05 | 0.04 |  |  | 31 |  |  | 0.12 | 0.02 |  |  | 24 |  |  | 0.06 | 0.1 |  |  | 27 |  |  | 0.16 | 2.5252 | 0.021732 | Gas | FRS_110028041330
2272 | 4101 | 2021 | KY | Pendleton County LFGTE | 56327 | East Kentucky Power Coop, Inc | 5580 | East Kentucky Power Coop, Inc | 5580 | Electric Utility | PJM Interconnection, LLC | PJM | SERC | SRTV | SERC Tennessee Valley | PJM | 21 | 191 | Pendleton | 38.7342 | -84.4059 | 4 | 4 | LFG | BIOMASS |  | 0.85499 | 3.2 | 0 | Yes | [5 empty] | 286003 | 118706 | 286003 | 118706 | 23967 | 9948 | 0 | 0 | 4.791 | 0.002 | 0 | 0 | 0.002 |  | 0 | 0 | 0.4 | 0 | 0 | 0 | 0 |  | 0 | 0 | 0.034 | 0 | 0 | 0 | 0 |  | 0 | 0 | 0.4 | 0 | 0 | 0 | 0 |  | 207.352 | 86.06 | 6.435 | 18161.132 | 665.244 | 66.524 |  | 286003 | 118706 | 286003 | 118706 | EIA | EIA | EIA | EIA | EIA | EIA | -- | EIA | EIA | 207.352 | 86.06 | 1.645 | 18161.13 | 665.244 | 66.524 | [8 empty] | 11933.1998 | 0 | 0 | 0 | 0 | 0 | 23967 | 0 | 0 | 0 | 0 | 0 | 0 | 23967 | 23967 | 23967 | 0 | 0 | 0 | 0 | 0 | 0 | 1 | 0 | 0 | 0 | 0 | 0 | 0 | 1 | 1 | 1 | 0 | [7 empty] | https://www.google.com/maps/@?api=1&map_action=map&center=38.734217999999998%2C-84.405901&zoom=17&basemap=satellite | 1120 | [118 empty] | 0.19 |  |  | 31 |  |  | 0.35 | 0.09 |  |  | 22 |  |  | 0.4 | 0.3 |  |  | 54 |  |  | 0.3 | 0 |  |  | 0 |  |  | 0.05 | 0.13 |  |  | 66 |  |  | 0.12 | 0.06 |  |  | 61 |  |  | 0.06 | 0.16 |  |  | 51 |  |  | 0.16 | 1.5913 | 0.1759 | Biomass | FRS_110040568668
2273 | 9337 | 2021 | PA | Paxton Creek Cogeneration | 50373 | PPL Electric Utilities Corp | 14715 | Energy Center Paxton LLC | 13875 | IPP CHP | PJM Interconnection, LLC | PJM | RFC | RFCE | RFC East | PJM | 42 | 43 | Dauphin | 40.2653 | -76.8771 | 2 | 2 | NG | GAS |  | 0.04539 | 12.6 | 1 |  | Yes | 4100.8 | 4.17 | 0.84755 |  | 42154.687 | 18505.447 | 42154.687 | 18505.447 | 5010 | 2199 | 52.26 | 23.211 | 0.063 | 2463.711 | 105.652 | 12.473 | 2466.89 |  | 20.862 | 21.111 | 0.025 | 983.517 | 0.021 | 0.002 | 984.787 |  | 2.479 | 2.509 | 0.003 | 116.889 | 0.003 | 0 | 117.04 |  | 20.862 | 21.111 | 0.025 | 983.517 | 0.021 | 0.002 | 984.787 |  | 61.66 | 27.386 | 0.074 | 2906.856 | 124.656 | 14.716 |  | 49737 | 21834 | 49737 | 21834 | EIA | EIA | EIA | EIA | EIA | EIA | -- | EIA | EIA | [6 empty] | 7582.313 | 3328.553 | 9.4 | 4.175 | 0.011 | 443.145 | 19.004 | 2.243 | 8414.1092 | 0 | 342.695 | 4667.305 | 0 | 0 | 0 | 0 | 0 | 0 | 0 | 0 | 5010 | 0 | 0 | 5010 | 0 | 0 | 0.068402 | 0.9316 | 0 | 0 | 0 | 0 | 0 | 0 | 0 | 0 | 1 | 0 | 0 | 1 | 0 | [7 empty] | https://www.google.com/maps/@?api=1&map_action=map&center=40.265300000000003%2C-76.877099999999999&zoom=17&basemap=satellite | 99474 | [118 empty] | 0.47 |  |  | 72 |  |  | 0.35 | 0.55 |  |  | 70 |  |  | 0.4 | 0.39 |  |  | 67 |  |  | 0.3 | 0.05 |  |  | 76 |  |  | 0.05 | 0.13 |  |  | 64 |  |  | 0.12 | 0.08 |  |  | 71 |  |  | 0.06 | 0.13 |  |  | 42 |  |  | 0.16 | 0.0066714 | 0.0035647 | Gas | FRS_110038791643
2274 | 7561 | 2021 | NJ | Newark Bay Cogen | 50385 | Public Service Elec & Gas Co | 15477 | Newark Bay Cogeneration Partnership LP | 55846 | IPP Non-CHP | PJM Interconnection, LLC | PJM | RFC | RFCE | RFC East | PJM | 34 | 13 | Essex | 40.7197 | -74.13 | 2 | 3 | NG | GAS |  | 0.046 | 152 | 1 | [6 empty] | 573357.098 | 411882.316 | 573357.098 | 411882.316 | 61250 | 44162 | 9.03 | 6.114 | 0.172 | 34072.647 | 1277.968 | 127.797 | 34107.663 |  | 0.295 | 0.277 | 0.006 | 1112.576 | 0.021 | 0.002 | 1113.72 |  | 0.031 | 0.03 | 0.001 | 118.853 | 0.002 | 0 | 118.975 |  | 0.295 | 0.277 | 0.006 | 1112.576 | 0.021 | 0.002 | 1113.72 |  | 9.03 | 6.114 | 0.172 | 34072.647 | 1277.968 | 127.797 |  | 573357.098 | 411882.316 | 573357.098 | 411882.316 | EPA/CAMD | EPA/CAMD | EPA/CAMD | EPA/CAMD | EIA | EIA | -- | EPA/CAMD | EPA/CAMD | [14 empty] | 9360.9322 | 0 | 0 | 61250 | 0 | 0 | 0 | 0 | 0 | 0 | 0 | 0 | 61250 | 0 | 0 | 61250 | 0 | 0 | 0 | 1 | 0 | 0 | 0 | 0 | 0 | 0 | 0 | 0 | 1 | 0 | 0 | 1 | 0 | Yes |  | 98438.536 | 5849.111 | 2.275 | 0.03 |  | https://www.google.com/maps/@?api=1&map_action=map&center=40.719700000000003%2C-74.13&zoom=17&basemap=satellite | 215490 | [118 empty] | 0.59 |  |  | 82 |  |  | 0.35 | 0.79 |  |  | 83 |  |  | 0.4 | 0.41 |  |  | 69 |  |  | 0.3 | 0.19 |  |  | 92 |  |  | 0.05 | 0.2 |  |  | 80 |  |  | 0.12 | 0.07 |  |  | 66 |  |  | 0.06 | 0.12 |  |  | 33 |  |  | 0.16 | 1.259 | 0.044994 | Gas | FRS_110001539050
2275 | 4103 | 2021 | KY | Riverside Generating Company | 55198 | Kentucky Power Co | 22053 | Riverside Generating Co LLC | 16124 | IPP Non-CHP | PJM Interconnection, LLC | PJM | RFC | RFCW | RFC West | PJM | 21 | 127 | Lawrence | 38.1917 | -82.6046 | 5 | 5 | NG | GAS |  | 0.05575 | 1150 | 1 | [6 empty] | 6489856.876 | 4609539.359 | 6489856.876 | 4609539.359 | 561639 | 396640 | 162.738 | 110.242 | 1.947 | 385681.62 | 16021.59 | 1602.159 | 386120.612 |  | 0.58 | 0.556 | 0.007 | 1373.415 | 0.029 | 0.003 | 1374.978 |  | 0.05 | 0.048 | 0.001 | 118.857 | 0.002 | 0 | 118.992 |  | 0.58 | 0.556 | 0.007 | 1373.415 | 0.029 | 0.003 | 1374.978 |  | 162.738 | 110.242 | 1.947 | 385681.62 | 16021.59 | 1602.159 |  | 6489856.876 | 4609539.359 | 6489856.876 | 4609539.359 | EPA/CAMD | EPA/CAMD | EPA/CAMD | EPA/CAMD | EIA | EIA | -- | EPA/CAMD | EPA/CAMD | [14 empty] | 11555.2105 | 0 | 0 | 561639 | 0 | 0 | 0 | 0 | 0 | 0 | 0 | 0 | 561639 | 0 | 0 | 561639 | 0 | 0 | 0 | 1 | 0 | 0 | 0 | 0 | 0 | 0 | 0 | 0 | 1 | 0 | 0 | 1 | 0 | Yes |  | 7274930.424 | 432338.734 | 199.987 | 2.182 |  | https://www.google.com/maps/@?api=1&map_action=map&center=38.191661000000003%2C-82.604585999999998&zoom=17&basemap=satellite | 1322 | [118 empty] | 0.23 |  |  | 38 |  |  | 0.35 | 0 |  |  | 0 |  |  | 0.4 | 0.46 |  |  | 75 |  |  | 0.3 | 0 |  |  | 0 |  |  | 0.05 | 0.12 |  |  | 64 |  |  | 0.12 | 0.1 |  |  | 83 |  |  | 0.06 | 0.22 |  |  | 75 |  |  | 0.16 | 26.0711 | 0.10952 | Gas | FRS_110012574071
2276 | 4174 | 2021 | LA | Port Allen (LA) | 50389 | Entergy Gulf States - LA LLC | 55936 | Placid Refining Co LLC | 15173 | Industrial CHP | Midcontinent Independent Transmission System Operator, Inc.. | MISO | SERC | SRMV | SERC Mississippi Valley | MISO | 22 | 121 | West Baton Rouge | 30.477 | -91.211 | 2 | 2 | NG | GAS |  | 0.61696 | 7.6 | 0.30506 |  | Yes | 299500.8 | 0.468 | 0.38427 |  | 205765.983 | 93245.769 | 205765.983 | 93245.769 | 41075 | 18614 | 35.401 | 16.042 | 0.329 | 12025.896 | 453.637 | 45.364 | 12038.326 |  | 1.724 | 1.724 | 0.016 | 585.558 | 0.011 | 0.001 | 586.163 |  | 0.344 | 0.344 | 0.003 | 116.889 | 0.002 | 0 | 117.01 |  | 1.724 | 1.724 | 0.016 | 585.558 | 0.011 | 0.001 | 586.163 |  | 92.124 | 41.746 | 0.856 | 31295.058 | 1180.501 | 118.05 |  | 535466 | 242654 | 535466 | 242654 | EIA | EIA | EIA | EIA | EIA | EIA | -- | EIA | EIA | [6 empty] | 329700.017 | 149408.231 | 56.723 | 25.704 | 0.527 | 19269.162 | 726.865 | 72.686 | 5009.5188 | 0 | 0 | 41075 | 0 | 0 | 0 | 0 | 0 | 0 | 0 | 0 | 41075 | 0 | 0 | 41075 | 0 | 0 | 0 | 1 | 0 | 0 | 0 | 0 | 0 | 0 | 0 | 0 | 1 | 0 | 0 | 1 | 0 | [7 empty] | https://www.google.com/maps/@?api=1&map_action=map&center=30.477%2C-91.210999999999999&zoom=17&basemap=satellite | 15627 | [118 empty] | 0.59 |  |  | 82 |  |  | 0.35 | 0.69 |  |  | 77 |  |  | 0.4 | 0.5 |  |  | 80 |  |  | 0.3 | 0.01 |  |  | 58 |  |  | 0.05 | 0.21 |  |  | 82 |  |  | 0.12 | 0.06 |  |  | 63 |  |  | 0.06 | 0.14 |  |  | 42 |  |  | 0.16 | 0.13262 | 0.0052164 | Gas | FRS_110000449863
2277 | 8985 | 2021 | OR | Dillard Complex | 50396 | PacifiCorp | 14354 | Roseburg Forest Products Co | 16294 | Industrial CHP | PacifiCorp - West | PACW | WECC | NWPP | WECC Northwest |  | 41 | 19 | Douglas | 43.0895 | -123.4156 | 3 | 6 | WDS | BIOMASS |  | 0.31718 | 51.5 | 0.80469 | Yes | Yes | 2502907.2 | 0.195 | 0.20645 |  | 986691.651 | 407419.005 | 986691.651 | 407419.005 | 143094 | 59257 | 168.58 | 68.995 | 12.116 | 1166.983 | 68244.464 | 8955.71 | 3354.439 |  | 2.356 | 2.329 | 0.169 | 16.311 | 0.477 | 0.063 | 46.884 |  | 0.342 | 0.339 | 0.025 | 2.365 | 0.069 | 0.009 | 6.799 |  | 2.356 | 2.329 | 0.169 | 16.311 | 0.477 | 0.063 | 46.884 |  | 816.55 | 334.19 | 58.686 | 489809.125 | 330554.994 | 43378.68 |  | 4779228 | 1973411.16 | 4779228 | 1973411.16 | EIA | EIA | EIA | EIA | EIA | EIA | -- | EIA | EIA |  |  |  | 484156.623 |  |  | 3792536.349 | 1565992.155 | 647.97 | 265.195 | 46.57 | 4485.52 | 262310.53 | 34422.97 | 6895.4089 | 0 | 0 | 2830.111 | 0 | 0 | 140263.89 | 0 | 0 | 0 | 0 | 0 | 2830.111 | 140263.89 | 140263.89 | 143094.001 | 0 | 0 | 0 | 0.019778 | 0 | 0 | 0.98022 | 0 | 0 | 0 | 0 | 0 | 0.019778 | 0.98022 | 0.98022 | 1 | 0 | [7 empty] | https://www.google.com/maps/@?api=1&map_action=map&center=43.089500000000001%2C-123.4156&zoom=17&basemap=satellite | 6717 | [118 empty] | 0.31 |  |  | 53 |  |  | 0.35 | 0.19 |  |  | 38 |  |  | 0.4 | 0.44 |  |  | 73 |  |  | 0.3 | 0.01 |  |  | 60 |  |  | 0.05 | 0.12 |  |  | 62 |  |  | 0.12 | 0.05 |  |  | 46 |  |  | 0.06 | 0.27 |  |  | 84 |  |  | 0.16 | 8.7228 | 0.12609 | Biomass | FRS_110043809028
2278 | 4113 | 2021 | LA | Acadia Power Station | 55173 | Cleco Power LLC | 3265 | Cleco Power LLC | 3265 | Electric Utility | Midcontinent Independent Transmission System Operator, Inc.. | MISO | SERC | SPSO | SPP South | MISO | 22 | 1 | Acadia | 30.4286 | -92.4131 | 4 | 6 | NG | GAS |  | 0.34877 | 1389.2 | 0.75205 | [6 empty] | 36629659.98 | 14941035.68 | 36629659.98 | 14941035.68 | 4244316 | 1954110 | 181.617 | 74.587 | 10.99 | 2176843.22 | 76059.721 | 7605.972 | 2178927.256 |  | 0.086 | 0.076 | 0.005 | 1025.769 | 0.018 | 0.002 | 1026.751 |  | 0.01 | 0.01 | 0.001 | 118.857 | 0.002 | 0 | 118.971 |  | 0.086 | 0.076 | 0.005 | 1025.769 | 0.018 | 0.002 | 1026.751 |  | 181.617 | 74.587 | 10.99 | 2176843.22 | 76059.721 | 7605.972 |  | 36629659.98 | 14941035.68 | 36629659.98 | 14941035.68 | EPA/CAMD | EPA/CAMD | EPA/CAMD | EPA/CAMD | EIA | EIA | -- | EPA/CAMD | EPA/CAMD | [14 empty] | 8630.2858 | 0 | 0 | 4244316 | 0 | 0 | 0 | 0 | 0 | 0 | 0 | 0 | 4244316 | 0 | 0 | 4244316 | 0 | 0 | 0 | 1 | 0 | 0 | 0 | 0 | 0 | 0 | 0 | 0 | 1 | 0 | 0 | 1 | 0 | Yes |  | 37892438.81 | 2251893.459 | 183.055 | 11.368 |  | https://www.google.com/maps/@?api=1&map_action=map&center=30.428611%2C-92.413055999999997&zoom=17&basemap=satellite | 1297 | [118 empty] | 0.15 |  |  | 22 |  |  | 0.35 | 0.02 |  |  | 7 |  |  | 0.4 | 0.29 |  |  | 52 |  |  | 0.3 | 0 |  |  | 0 |  |  | 0.05 | 0.01 |  |  | 14 |  |  | 0.12 | 0.05 |  |  | 51 |  |  | 0.06 | 0.23 |  |  | 75 |  |  | 0.16 | 163.83 | 0.060677 | Gas | FRS_110012534766
2279 | 4115 | 2021 | LA | Agrilectric Power Partners Ltd | 10593 | Entergy Gulf States - LA LLC | 55936 | Agrilectric Power Partners Ltd | 135 | IPP Non-CHP | Midcontinent Independent Transmission System Operator, Inc.. | MISO | SERC | SRMV | SERC Mississippi Valley | MISO | 22 | 19 | Calcasieu | 30.2012 | -93.1269 | 1 | 1 | AB | BIOMASS |  | 0.79379 | 12.1 | 0.010343 | Yes | Yes | 0 |  | 1 |  | 1385269.2 | 576088.4 | 1385269.2 | 576088.4 | 84139 | 34892 | 66.614 | 27.691 | 17.222 | 501.583 | 97141.343 | 12749.21 | 3615.482 |  | 1.583 | 1.587 | 0.409 | 11.923 | 1.155 | 0.152 | 85.941 |  | 0.096 | 0.096 | 0.025 | 0.724 | 0.07 | 0.009 | 5.22 |  | 1.583 | 1.587 | 0.409 | 11.923 | 1.155 | 0.152 | 85.941 |  | 66.614 | 27.691 | 17.222 | 179828.826 | 97141.343 | 12749.21 |  | 1385269.2 | 576088.4 | 1385269.2 | 576088.4 | EIA | EIA | EIA | EIA | EIA | EIA | -- | EIA | EIA |  |  |  | 179327.243 |  |  | 0 | 0 | 0 | 0 | 0 | 0 | 0 | 0 | 16464.0559 | 0 | 0 | 518.324 | 0 | 0 | 83620.676 | 0 | 0 | 0 | 0 | 0 | 518.324 | 83620.676 | 83620.676 | 84139 | 0 | 0 | 0 | 0.0061603 | 0 | 0 | 0.99384 | 0 | 0 | 0 | 0 | 0 | 0.0061603 | 0.99384 | 0.99384 | 1 | 0 | [7 empty] | https://www.google.com/maps/@?api=1&map_action=map&center=30.2012%2C-93.126900000000006&zoom=17&basemap=satellite | 7107 | [118 empty] | 0.53 |  |  | 77 |  |  | 0.35 | 0.63 |  |  | 74 |  |  | 0.4 | 0.48 |  |  | 77 |  |  | 0.3 | 0 |  |  | 0 |  |  | 0.05 | 0.19 |  |  | 78 |  |  | 0.12 | 0.06 |  |  | 58 |  |  | 0.06 | 0.15 |  |  | 48 |  |  | 0.16 |  |  | Biomass | FRS_110023046700
2280 | 4118 | 2021 | LA | Axiall Plaquemine | 55051 | Entergy Louisiana LLC | 11241 | Axiall Corp | 7191 | Industrial CHP | Midcontinent Independent Transmission System Operator, Inc.. | MISO | SERC | SRMV | SERC Mississippi Valley | MISO | 22 | 47 | Iberville | 30.2586 | -91.185 | 3 | 3 | NG | GAS |  | 0.55566 | 306 | 0.40724 |  | Yes | 9500767.2 | 0.535 | 0.41637 |  | 7783707.481 | 3307550.517 | 7783707.481 | 3307550.517 | 1489470.999 | 629525.001 | 1181.745 | 500.879 | 11.983 | 454915.117 | 17160.259 | 1715.883 | 455385.287 |  | 1.587 | 1.591 | 0.016 | 610.841 | 0.012 | 0.001 | 611.473 |  | 0.304 | 0.303 | 0.003 | 116.889 | 0.002 | 0 | 117.01 |  | 1.587 | 1.591 | 0.016 | 610.841 | 0.012 | 0.001 | 611.473 |  | 2838.183 | 1202.955 | 28.78 | 1092564.537 | 41213.601 | 4121.018 |  | 18694043 | 7943706.999 | 18694043 | 7943706.999 | EIA | EIA | EIA | EIA | EIA | EIA | -- | EIA | EIA | [6 empty] | 10910335.52 | 4636156.482 | 1656.438 | 702.076 | 16.797 | 637649.42 | 24053.342 | 2405.135 | 5225.8202 | 0 | 0 | 1435067.1 | 0 | 0 | 0 | 0 | 0 | 0 | 54403.856 | 0 | 1489470.956 | 0 | 0 | 1489470.956 | 0 | 0 | 0 | 0.96347 | 0 | 0 | 0 | 0 | 0 | 0 | 0.036526 | 0 | 1 | 0 | 0 | 1 | 0 | [7 empty] | https://www.google.com/maps/@?api=1&map_action=map&center=30.258600000000001%2C-91.185000000000002&zoom=17&basemap=satellite | 3387 | [118 empty] | 0.59 |  |  | 82 |  |  | 0.35 | 0.75 |  |  | 81 |  |  | 0.4 | 0.43 |  |  | 73 |  |  | 0.3 | 0.01 |  |  | 57 |  |  | 0.05 | 0.12 |  |  | 63 |  |  | 0.12 | 0.07 |  |  | 64 |  |  | 0.06 | 0.16 |  |  | 52 |  |  | 0.16 | 4.1459 | 0.0051951 | Gas | FRS_110000613747
2281 | 7968 | 2021 | NY | Black River Generation, LLC | 10464 | Niagara Mohawk Power Corp. | 13573 | Black River Generation LLC | 1746 | IPP Non-CHP | New York Independent System Operator | NYIS | NPCC | NYUP | NPCC Upstate NY | NYISO | 36 | 45 | Jefferson | 44.0365 | -75.772 | 3 | 1 | WDS | BIOMASS |  | 0.61045 | 55.5 | 0.31591 | Yes | [5 empty] | 5817354.453 | 2913380.662 | 5817354.453 | 2913380.662 | 296791 | 143921 | 378.931 | 194.899 | 40.507 | 52688.161 | 388646.407 | 51014.5 | 65147.401 |  | 2.554 | 2.708 | 0.273 | 355.052 | 1.309 | 0.172 | 439.012 |  | 0.13 | 0.134 | 0.014 | 18.114 | 0.067 | 0.009 | 22.398 |  | 2.554 | 2.708 | 0.273 | 355.052 | 1.309 | 0.172 | 439.012 |  | 378.931 | 194.899 | 40.507 | 613781.39 | 388646.407 | 51014.5 |  | 5817354.453 | 2913380.662 | 5817354.453 | 2913380.662 | EPA/CAMD | EPA/CAMD | EPA/CAMD | EPA/CAMD | EIA | EIA | -- | EPA/CAMD | EPA/CAMD |  |  |  | 561093.229 | [10 empty] | 19600.8455 | 0 | 531.93 | 0 | 0 | 0 | 291856.63 | 0 | 0 | 0 | 4402.436 | 0 | 4934.366 | 291856.63 | 291856.63 | 296790.996 | 0 | 0 | 0.0017923 | 0 | 0 | 0 | 0.98337 | 0 | 0 | 0 | 0.014833 | 0 | 0.016626 | 0.98337 | 0.98337 | 1 | 0 | Yes |  | 4782879.343 | 506983.422 | 299.861 | 50.533 |  | https://www.google.com/maps/@?api=1&map_action=map&center=44.036470000000001%2C-75.772040000000004&zoom=17&basemap=satellite | 15462 | [118 empty] | 0.41 |  |  | 65 |  |  | 0.35 | 0.42 |  |  | 61 |  |  | 0.4 | 0.39 |  |  | 67 |  |  | 0.3 | 0.02 |  |  | 62 |  |  | 0.05 | 0.02 |  |  | 19 |  |  | 0.12 | 0.12 |  |  | 90 |  |  | 0.06 | 0.02 |  |  | 4 |  |  | 0.16 | 17.4754 | 0.11011 | Biomass | FRS_110008035704
2282 | 4119 | 2021 | LA | Bayou Cove Peaking Power Plant | 55433 | Entergy Louisiana LLC | 11241 | Bayou Cove, LLC | 64383 | IPP Non-CHP | Midcontinent Independent Transmission System Operator, Inc.. | MISO | SERC | SRMV | SERC Mississippi Valley | MISO | 22 | 1 | Acadia | 30.2825 | -92.5997 | 4 | 4 | NG | GAS |  | 0.02705 | 416 | 1 | [6 empty] | 1252317.341 | 574345.573 | 1252317.341 | 574345.573 | 98589 | 44518 | 29.193 | 11.699 | 0.376 | 74426.264 | 2755.869 | 275.587 | 74501.775 |  | 0.592 | 0.526 | 0.008 | 1509.829 | 0.028 | 0.003 | 1511.361 |  | 0.047 | 0.041 | 0.001 | 118.862 | 0.002 | 0 | 118.982 |  | 0.592 | 0.526 | 0.008 | 1509.829 | 0.028 | 0.003 | 1511.361 |  | 29.193 | 11.699 | 0.376 | 74426.264 | 2755.869 | 275.587 |  | 1252317.341 | 574345.573 | 1252317.341 | 574345.573 | EPA/CAMD | EPA/CAMD | EPA/CAMD | EPA/CAMD | EIA | EIA | -- | EPA/CAMD | EPA/CAMD | [14 empty] | 12702.4043 | 0 | 0 | 98589 | 0 | 0 | 0 | 0 | 0 | 0 | 0 | 0 | 98589 | 0 | 0 | 98589 | 0 | 0 | 0 | 1 | 0 | 0 | 0 | 0 | 0 | 0 | 0 | 0 | 1 | 0 | 0 | 1 | 0 | Yes |  | 1668495.023 | 99153.573 | 35.66 | 0.502 |  | https://www.google.com/maps/@?api=1&map_action=map&center=30.282499999999999%2C-92.599699999999999&zoom=17&basemap=satellite | 1946 | [118 empty] | 0.16 |  |  | 23 |  |  | 0.35 | 0.03 |  |  | 8 |  |  | 0.4 | 0.29 |  |  | 53 |  |  | 0.3 | 0.01 |  |  | 59 |  |  | 0.05 | 0.18 |  |  | 77 |  |  | 0.12 | 0.04 |  |  | 39 |  |  | 0.06 | 0.16 |  |  | 54 |  |  | 0.16 | 0.67839 | 0.024584 | Gas | FRS_110043802775
2283 | 4123 | 2021 | LA | Calcasieu Plant | 55165 | Entergy Louisiana LLC | 11241 | Entergy Louisiana LLC | 11241 | Electric Utility | Midcontinent Independent Transmission System Operator, Inc.. | MISO | SERC | SRMV | SERC Mississippi Valley | MISO | 22 | 19 | Calcasieu | 30.1608 | -93.345 | 2 | 2 | NG | GAS |  | 0.02424 | 358.8 | 1 | [6 empty] | 840421.083 | 386732.759 | 840421.083 | 386732.759 | 76186 | 35058 | 41.282 | 17.296 | 0.252 | 49944.526 | 1867.167 | 186.717 | 49995.686 |  | 1.084 | 0.987 | 0.007 | 1311.121 | 0.025 | 0.002 | 1312.464 |  | 0.098 | 0.089 | 0.001 | 118.856 | 0.002 | 0 | 118.978 |  | 1.084 | 0.987 | 0.007 | 1311.121 | 0.025 | 0.002 | 1312.464 |  | 41.282 | 17.296 | 0.252 | 49944.526 | 1867.167 | 186.717 |  | 840421.083 | 386732.759 | 840421.083 | 386732.759 | EPA/CAMD | EPA/CAMD | EPA/CAMD | EPA/CAMD | EIA | EIA | -- | EPA/CAMD | EPA/CAMD | [14 empty] | 11031.1748 | 0 | 0 | 76186 | 0 | 0 | 0 | 0 | 0 | 0 | 0 | 0 | 76186 | 0 | 0 | 76186 | 0 | 0 | 0 | 1 | 0 | 0 | 0 | 0 | 0 | 0 | 0 | 0 | 1 | 0 | 0 | 1 | 0 | Yes |  | 1834477.511 | 109020.787 | 82.011 | 0.55 |  | https://www.google.com/maps/@?api=1&map_action=map&center=30.160799999999998%2C-93.344999999999999&zoom=17&basemap=satellite | 4934 | [118 empty] | 0.16 |  |  | 24 |  |  | 0.35 | 0.11 |  |  | 26 |  |  | 0.4 | 0.21 |  |  | 39 |  |  | 0.3 | 0.04 |  |  | 71 |  |  | 0.05 | 0.06 |  |  | 39 |  |  | 0.12 | 0.07 |  |  | 71 |  |  | 0.06 | 0.16 |  |  | 51 |  |  | 0.16 | 14.98 | 0.3657 | Gas | FRS_110007042565
2284 | 5366 | 2021 | MN | Boise Cascade International Falls | 10486 | ALLETE, Inc. | 12647 | Boise White Paper LLC | 1991 | Industrial CHP | Midcontinent Independent Transmission System Operator, Inc.. | MISO | MRO | MROW | MRO West | MISO | 27 | 71 | Koochiching | 48.6067 | -93.4066 | 4 | 1 | BLQ | BIOMASS |  | 0.69221 | 52.3 | 0.17966 | Yes | Yes | 6896148 | 0.157 | 0.17306 |  | 1717383.151 | 683153.426 | 1717383.151 | 683153.426 | 317133 | 122700 | 112.687 | 18.788 | 335.247 | 19699.294 | 25152.492 | 7511.616 | 21132.931 |  | 0.711 | 0.306 | 2.114 | 124.234 | 0.079 | 0.024 | 133.275 |  | 0.131 | 0.055 | 0.39 | 22.941 | 0.015 | 0.004 | 24.611 |  | 0.711 | 0.306 | 2.114 | 124.234 | 0.079 | 0.024 | 133.275 |  | 651.16 | 108.566 | 1937.217 | 986090.54 | 145343.267 | 43405.751 |  | 9923870.615 | 3947590.965 | 9923870.615 | 3947590.965 | EIA | EIA | EIA | EIA | EIA | EIA | -- | EIA | EIA |  |  |  | 872258.488 |  |  | 8206487.464 | 3264437.539 | 538.473 | 89.778 | 1601.971 | 94132.757 | 120190.775 | 35894.135 | 5415.3403 | 0 | 0 | 62482.55 | 0 | 0 | 254650.454 | 0 | 0 | 0 | 0 | 0 | 62482.55 | 254650.454 | 254650.454 | 317133.004 | 0 | 0 | 0 | 0.19702 | 0 | 0 | 0.80298 | 0 | 0 | 0 | 0 | 0 | 0.19702 | 0.80298 | 0.80298 | 1 | 0 | [7 empty] | https://www.google.com/maps/@?api=1&map_action=map&center=48.606699999999996%2C-93.406599999999997&zoom=17&basemap=satellite | 6763 | [118 empty] | 0.2 |  |  | 33 |  |  | 0.35 | 0.1 |  |  | 24 |  |  | 0.4 | 0.31 |  |  | 55 |  |  | 0.3 | 0.01 |  |  | 58 |  |  | 0.05 | 0.08 |  |  | 47 |  |  | 0.12 | 0.04 |  |  | 37 |  |  | 0.06 | 0.21 |  |  | 70 |  |  | 0.16 | 7.2048 | 0.04653 | Biomass | FRS_110000427501
2285 | 4124 | 2021 | LA | Carville Energy Center | 55404 | Entergy Louisiana LLC | 11241 | Carville Energy LLC | 3131 | IPP CHP | Midcontinent Independent Transmission System Operator, Inc.. | MISO | SERC | SRMV | SERC Mississippi Valley | MISO | 22 | 47 | Iberville | 30.2294 | -91.065 | 2 | 3 | NG | GAS |  | 0.56447 | 555 | 0.39255 |  | Yes | 4286414.4 | 2.185 | 0.74448 |  | 17163758.03 | 7002764.184 | 17163758.03 | 7002764.184 | 2744341 | 1118666 | 283.038 | 118.25 | 5.149 | 1020011.337 | 38350.104 | 3835.01 | 1021062.13 |  | 0.206 | 0.211 | 0.004 | 743.356 | 0.014 | 0.001 | 744.122 |  | 0.033 | 0.034 | 0.001 | 118.856 | 0.002 | 0 | 118.979 |  | 0.206 | 0.211 | 0.004 | 743.356 | 0.014 | 0.001 | 744.122 |  | 380.184 | 158.836 | 6.916 | 1370106.455 | 51512.884 | 5151.288 |  | 23054817.95 | 9406299.78 | 23054817.95 | 9406299.78 | EPA/CAMD | EPA/CAMD | EPA/CAMD | EPA/CAMD | EIA | EIA | -- | EPA/CAMD | EPA/CAMD | [6 empty] | 5891059.916 | 2403535.596 | 97.146 | 40.586 | 1.767 | 350095.118 | 13162.779 | 1316.278 | 6254.2366 | 0 | 0 | 2744341 | 0 | 0 | 0 | 0 | 0 | 0 | 0 | 0 | 2744341 | 0 | 0 | 2744341 | 0 | 0 | 0 | 1 | 0 | 0 | 0 | 0 | 0 | 0 | 0 | 0 | 1 | 0 | 0 | 1 | 0 | Yes |  | 20195788.35 | 1200209.05 | 335.597 | 6.06 |  | https://www.google.com/maps/@?api=1&map_action=map&center=30.229399999999998%2C-91.064999999999998&zoom=17&basemap=satellite | 1954 | [118 empty] | 0.46 |  |  | 71 |  |  | 0.35 | 0.68 |  |  | 77 |  |  | 0.4 | 0.32 |  |  | 57 |  |  | 0.3 | 0 |  |  | 0 |  |  | 0.05 | 0.23 |  |  | 85 |  |  | 0.12 | 0.04 |  |  | 37 |  |  | 0.06 | 0.1 |  |  | 27 |  |  | 0.16 | 43.7898 | 0.035975 | Gas | FRS_110008972362
2286 | 4130 | 2021 | LA | DeRidder Mill | 10488 | Cleco Power LLC | 3265 | Packaging Corporation of America | 1924 | Industrial CHP | Midcontinent Independent Transmission System Operator, Inc.. | MISO | SERC | SPSO | SPP South | MISO | 22 | 11 | Beauregard | 30.8606 | -93.3756 | 5 | 1 | BLQ | BIOMASS |  | 0.69802 | 61.5 | 0.16997 | Yes | Yes | 12772280 | 0.1 | 0.11815 |  | 2092372.484 | 894758.399 | 2092372.484 | 894758.399 | 376051.3 | 167914.293 | 281.81 | 121.07 | 297.584 | 35439.81 | 43401.076 | 9343.685 | 37374.533 |  | 1.499 | 1.442 | 1.583 | 188.484 | 0.115 | 0.025 | 198.774 |  | 0.269 | 0.271 | 0.284 | 33.875 | 0.021 | 0.004 | 35.725 |  | 1.499 | 1.442 | 1.583 | 188.484 | 0.115 | 0.025 | 198.774 |  | 2385.118 | 1024.681 | 2518.624 | 1662492.483 | 367327.825 | 79080.882 |  | 17708930.24 | 7572845.745 | 17708930.24 | 7572845.745 | EIA | EIA | EIA | EIA | EIA | EIA | -- | EIA | EIA |  |  |  | 1362545.349 |  |  | 15616557.76 | 6678087.346 | 2103.308 | 903.611 | 2221.039 | 264507.323 | 323926.749 | 69737.198 | 5564.0613 | 0 | 0 | 108384.93 | 0 | 0 | 267666.368 | 0 | 0 | 0 | 0 | 0 | 108384.93 | 267666.368 | 267666.368 | 376051.298 | 0 | 0 | 0 | 0.28822 | 0 | 0 | 0.71178 | 0 | 0 | 0 | 0 | 0 | 0.28822 | 0.71178 | 0.71178 | 1 | 0 | [7 empty] | https://www.google.com/maps/@?api=1&map_action=map&center=30.860600000000002%2C-93.375600000000006&zoom=17&basemap=satellite | 1580 | [118 empty] | 0.29 |  |  | 50 |  |  | 0.35 | 0.26 |  |  | 46 |  |  | 0.4 | 0.32 |  |  | 58 |  |  | 0.3 | 0.01 |  |  | 58 |  |  | 0.05 | 0.09 |  |  | 53 |  |  | 0.12 | 0.1 |  |  | 83 |  |  | 0.06 | 0.13 |  |  | 39 |  |  | 0.16 | 11.4315 | 0.059322 | Biomass | FRS_110006020028
2287 | 5008 | 2021 | ME | Rumford Cogeneration | 10495 | Central Maine Power Co | 3266 | ND Paper, Inc. | 61813 | IPP CHP | ISO New England Inc. | ISNE | NPCC | NEWE | NPCC New England | ISONE | 23 | 17 | Oxford | 44.5513 | -70.5414 | 3 | 1 | BLQ | BIOMASS | Yes | 0.42694 | 102.6 | 0.62176 | Yes | Yes | 8060723.2 | 0.162 | 0.17806 |  | 2180570.71 | 860229.567 | 2180570.71 | 860229.567 | 383725 | 156257 | 227.462 | 89.438 | 223.436 | 66134.888 | 62882.663 | 12595.287 | 68797.619 |  | 1.186 | 1.145 | 1.165 | 344.699 | 0.164 | 0.033 | 358.578 |  | 0.209 | 0.208 | 0.205 | 60.658 | 0.029 | 0.006 | 63.101 |  | 1.186 | 1.145 | 1.165 | 344.699 | 0.164 | 0.033 | 358.578 |  | 1277.457 | 502.296 | 1254.849 | 1285815.797 | 353157.784 | 70736.885 |  | 12246388.45 | 4831168.918 | 12246388.45 | 4831168.918 | EIA | EIA |  | EIA | EIA | EIA | -- | EIA | EIA |  |  |  | 914393.068 |  |  | 10065817.74 | 3970939.351 | 1049.995 | 412.858 | 1031.413 | 305287.841 | 290275.121 | 58141.598 | 5682.6391 | 49996.237 | 13854.069 | 0 | 0 | 0 | 262603.715 | 0 | 0 | 0 | 57270.98 | 0 | 121121.286 | 262603.715 | 262603.715 | 383725.001 | 0 | 0.13029 | 0.036104 | 0 | 0 | 0 | 0.68435 | 0 | 0 | 0 | 0.14925 | 0 | 0.31565 | 0.68435 | 0.68435 | 1 | 0 | [7 empty] | https://www.google.com/maps/@?api=1&map_action=map&center=44.551299999999998%2C-70.541399999999996&zoom=17&basemap=satellite | 6962 | [118 empty] | 0.22 |  |  | 37 |  |  | 0.35 | 0.04 |  |  | 12 |  |  | 0.4 | 0.4 |  |  | 68 |  |  | 0.3 | 0 |  |  | 0 |  |  | 0.05 | 0.08 |  |  | 49 |  |  | 0.12 | 0.02 |  |  | 25 |  |  | 0.06 | 0.23 |  |  | 77 |  |  | 0.16 | 5.5824 | 0.020591 | Biomass | FRS_110058114776
2288 | 8612 | 2021 | NY | Wheelabrator Hudson Falls | 10503 | Niagara Mohawk Power Corp. | 13573 | Wheelabrator Environmental Systems | 20541 | IPP Non-CHP | New York Independent System Operator | NYIS | NPCC | NYUP | NPCC Upstate NY | NYISO | 36 | 115 | Washington | 43.3056 | -73.5914 | 2 | 1 | MSW | BIOMASS |  | 0.51116 | 14.4 | 0.4814 | Yes | Yes | 0 |  | 1 |  | 1469011.674 | 584768.308 | 1469011.674 | 584768.308 | 64480 | 26109 | 206.774 | 84.064 | 32.365 | 80784.567 | 103537.629 | 13589.215 | 84103.581 |  | 6.414 | 6.439 | 1.004 | 2505.725 | 1.606 | 0.211 | 2608.672 |  | 0.282 | 0.288 | 0.044 | 109.985 | 0.07 | 0.009 | 114.504 |  | 6.414 | 6.439 | 1.004 | 2505.725 | 1.606 | 0.211 | 2608.672 |  | 206.774 | 84.064 | 32.365 | 146811.4 | 103537.629 | 13589.215 |  | 1469011.674 | 584768.308 | 1469011.674 | 584768.308 | EIA | EIA | EIA | EIA | EIA | EIA | -- | EIA | EIA |  |  |  | 66026.833 |  |  | 0 | 0 | 0 | 0 | 0 | 0 | 0 | 0 | 22782.4391 | 0 | 0 | 61.572 | 0 | 0 | 28988.065 | 0 | 0 | 0 | 35430.363 | 0 | 35491.935 | 28988.065 | 28988.065 | 64480 | 0 | 0 | 0 | 0.0009549 | 0 | 0 | 0.44957 | 0 | 0 | 0 | 0.54948 | 0 | 0.55043 | 0.44957 | 0.44957 | 1 | 0 | [7 empty] | https://www.google.com/maps/@?api=1&map_action=map&center=43.305599999999998%2C-73.591447000000002&zoom=17&basemap=satellite | 29298 | [118 empty] | 0.21 |  |  | 34 |  |  | 0.35 | 0.07 |  |  | 19 |  |  | 0.4 | 0.34 |  |  | 60 |  |  | 0.3 | 0.01 |  |  | 57 |  |  | 0.05 | 0.09 |  |  | 52 |  |  | 0.12 | 0.05 |  |  | 52 |  |  | 0.06 | 0.16 |  |  | 52 |  |  | 0.16 |  |  | Biomass | FRS_110028049699
2289 | 4132 | 2021 | LA | Domino Sugar Arabi Plant | 54512 | Entergy Louisiana LLC | 11241 | American Sugar Refining Inc. | 547 | Industrial CHP | Midcontinent Independent Transmission System Operator, Inc.. | MISO | SERC | SRMV | SERC Mississippi Valley | MISO | 22 | 87 | St Bernard | 29.9468 | -90.0018 | 7 | 3 | NG | GAS |  | 0.31213 | 14 | 0.81312 |  | Yes | 1591771.2 | 0.082 | 0.09864 |  | 213974.704 | 86077.653 | 213974.704 | 86077.653 | 38279.11 | 16800.4 | 17.873 | 7.119 | 0.342 | 12505.651 | 471.734 | 47.173 | 12518.576 |  | 0.934 | 0.848 | 0.018 | 653.393 | 0.012 | 0.001 | 654.068 |  | 0.167 | 0.165 | 0.003 | 116.889 | 0.002 | 0 | 117.01 |  | 0.934 | 0.848 | 0.018 | 653.393 | 0.012 | 0.001 | 654.068 |  | 181.197 | 72.175 | 3.467 | 126780.349 | 4782.366 | 478.237 |  | 2169242.38 | 872641.904 | 2169242.38 | 872641.904 | EIA | EIA | EIA | EIA | EIA | EIA | -- | EIA | EIA | [6 empty] | 1955267.676 | 786564.251 | 163.324 | 65.056 | 3.125 | 114274.698 | 4310.632 | 431.063 | 5589.8558 | 0 | 0 | 38279.11 | 0 | 0 | 0 | 0 | 0 | 0 | 0 | 0 | 38279.11 | 0 | 0 | 38279.11 | 0 | 0 | 0 | 1 | 0 | 0 | 0 | 0 | 0 | 0 | 0 | 0 | 1 | 0 | 0 | 1 | 0 | [7 empty] | https://www.google.com/maps/@?api=1&map_action=map&center=29.9468%2C-90.001800000000003&zoom=17&basemap=satellite | 85466 | [118 empty] | 0.57 |  |  | 80 |  |  | 0.35 | 0.69 |  |  | 77 |  |  | 0.4 | 0.45 |  |  | 75 |  |  | 0.3 | 0.02 |  |  | 64 |  |  | 0.05 | 0.14 |  |  | 69 |  |  | 0.12 | 0.07 |  |  | 64 |  |  | 0.06 | 0.15 |  |  | 46 |  |  | 0.16 | 0.87013 | 0.041531 | Gas | FRS_110009575762
2290 | 8125 | 2021 | NY | Finch Paper | 10511 | Niagara Mohawk Power Corp. | 13573 | Finch Paper LLC | 56174 | Industrial CHP | New York Independent System Operator | NYIS | NPCC | NYUP | NPCC Upstate NY | NYISO | 36 | 113 | Warren | 43.3084 | -73.6376 | 5 | 1 | WDS | BIOMASS |  | 0.46295 | 29 | 0.56176 | Yes | Yes | 4079160.8 | 0.098 | 0.11598 |  | 661635.553 | 262070.813 | 661635.553 | 262070.813 | 117606.98 | 41528.174 | 50.865 | 19.603 | 6.1 | 12776.195 | 10785.922 | 1558.701 | 13143.266 |  | 0.865 | 0.944 | 0.104 | 217.269 | 0.092 | 0.013 | 223.512 |  | 0.154 | 0.15 | 0.018 | 38.62 | 0.016 | 0.002 | 39.73 |  | 0.865 | 0.944 | 0.104 | 217.269 | 0.092 | 0.013 | 223.512 |  | 438.549 | 169.015 | 52.592 | 474355.721 | 92995.036 | 13438.947 |  | 5704549.26 | 2259545.84 | 5704549.26 | 2259545.84 | EIA | EIA |  | EIA | EIA | EIA | -- | EIA | EIA |  |  |  | 364200.763 |  |  | 5042913.707 | 1997475.027 | 387.684 | 149.412 | 46.492 | 97378.762 | 82209.114 | 11880.247 | 5625.8187 | 0 | 0 | 38285.422 | 0 | 0 | 79321.559 | 0 | 0 | 0 | 0 | 0 | 38285.422 | 79321.559 | 79321.559 | 117606.981 | 0 | 0 | 0 | 0.32554 | 0 | 0 | 0.67446 | 0 | 0 | 0 | 0 | 0 | 0.32554 | 0.67446 | 0.67446 | 1 | 0 | [7 empty] | https://www.google.com/maps/@?api=1&map_action=map&center=43.308399999999999%2C-73.637600000000006&zoom=17&basemap=satellite | 40617 | [118 empty] | 0.18 |  |  | 28 |  |  | 0.35 | 0.08 |  |  | 19 |  |  | 0.4 | 0.28 |  |  | 51 |  |  | 0.3 | 0.01 |  |  | 57 |  |  | 0.05 | 0.08 |  |  | 47 |  |  | 0.12 | 0.05 |  |  | 52 |  |  | 0.06 | 0.18 |  |  | 62 |  |  | 0.16 | 1.1067 | 0.017156 | Biomass | FRS_110000324845
2291 | 8271 | 2021 | NY | Lederle Laboratories | 10521 | Orange & Rockland Utils Inc | 14154 | Veolia NA - Municipal & Commercial Business | 60641 | Industrial CHP | New York Independent System Operator | NYIS | NPCC | NYUP | NPCC Upstate NY | NYISO | 36 | 87 | Rockland | 41.0772 | -74.0181 | 7 | 5 | NG | GAS |  | 0.63148 | 23.4 | 0.28087 |  | Yes | 866371.2 | 0.51 | 0.40473 |  | 745439.243 | 296831.773 | 745439.243 | 296831.773 | 129442.62 | 56906.02 | 116.373 | 47.493 | 1.162 | 43987.229 | 1723.245 | 184.299 | 44036.23 |  | 1.798 | 1.669 | 0.018 | 679.641 | 0.013 | 0.001 | 680.398 |  | 0.312 | 0.32 | 0.003 | 118.017 | 0.002 | 0 | 118.148 |  | 1.798 | 1.669 | 0.018 | 679.641 | 0.013 | 0.001 | 680.398 |  | 287.534 | 117.346 | 2.872 | 108683.357 | 4257.782 | 455.365 |  | 1841826.4 | 733410 | 1841826.4 | 733410 | EIA | EIA | EIA | EIA | EIA | EIA | -- | EIA | EIA | [6 empty] | 1096387.157 | 436578.227 | 171.161 | 69.853 | 1.709 | 64696.128 | 2534.537 | 271.066 | 5758.8393 | 0 | 260.91 | 129181.71 | 0 | 0 | 0 | 0 | 0 | 0 | 0 | 0 | 129442.62 | 0 | 0 | 129442.62 | 0 | 0 | 0.0020156 | 0.99798 | 0 | 0 | 0 | 0 | 0 | 0 | 0 | 0 | 1 | 0 | 0 | 1 | 0 | [7 empty] | https://www.google.com/maps/@?api=1&map_action=map&center=41.077199999999998%2C-74.018100000000004&zoom=17&basemap=satellite | 80424 | [118 empty] | 0.31 |  |  | 52 |  |  | 0.35 | 0.4 |  |  | 59 |  |  | 0.4 | 0.21 |  |  | 39 |  |  | 0.3 | 0.1 |  |  | 85 |  |  | 0.05 | 0.12 |  |  | 63 |  |  | 0.12 | 0.06 |  |  | 63 |  |  | 0.06 | 0.18 |  |  | 61 |  |  | 0.16 | 1.842 | 0.030081 | Gas | FRS_110000323070
2292 | 4134 | 2021 | LA | Enterprise Sugar Factory | 51008 | Cleco Power LLC | 3265 | M.A. Patout & Son Limited, LLC | 11415 | Industrial CHP | Midcontinent Independent Transmission System Operator, Inc.. | MISO | SERC | SPSO | SPP South | MISO | 22 | 45 | Iberia | 29.9036 | -91.7256 | 2 | 2 | AB | BIOMASS |  | 0 | 3 |  |  | Yes | 3394954.4 | 0 | 0 | [5 empty] | 0 | 0 | 0 |  | 0 | 0 | [45 empty] | -- | [17 empty] | 0 | 0 | 0 | 0 | 0 | 0 | 0 | 0 | 0 | 0 | 0 | 0 | 0 | 0 | 0 | 0 | [23 empty] | https://www.google.com/maps/@?api=1&map_action=map&center=29.903611000000001%2C-91.725555999999997&zoom=17&basemap=satellite | 3426 | [118 empty] | 0.55 |  |  | 79 |  |  | 0.35 | 0.58 |  |  | 71 |  |  | 0.4 | 0.53 |  |  | 82 |  |  | 0.3 | 0 |  |  | 0 |  |  | 0.05 | 0.2 |  |  | 80 |  |  | 0.12 | 0.04 |  |  | 41 |  |  | 0.06 | 0.14 |  |  | 45 |  |  | 0.16 |  |  | Biomass | FRS_
2293 | 6422 | 2021 | NC | Craven County Wood Energy | 10525 | Duke Energy Carolinas, LLC | 5416 | CMS Generation Operating Co II | 3837 | IPP Non-CHP | Duke Energy Progress East | CPLE | SERC | SRVC | SERC Virginia/Carolina |  | 37 | 49 | Craven | 35.1302 | -77.1679 | 1 | 1 | WDS | BIOMASS |  | 0.71731 | 50 | 0.13781 | Yes | Yes | 0 |  | 1 |  | 5042626.315 | 2406028.131 | 5042626.315 | 2406028.131 | 314183 | 143152 | 433.286 | 185.814 | 329.498 | 0 | 361976.671 | 47728.885 | 0 |  | 2.758 | 2.596 | 2.097 | 0 | 1.152 | 0.152 | 0 |  | 0.172 | 0.154 | 0.131 | 0 | 0.072 | 0.009 | 0 |  | 2.758 | 2.596 | 2.097 | 0 | 1.152 | 0.152 | 0 |  | 433.286 | 185.814 | 329.498 | 525746.431 | 361976.671 | 47728.885 |  | 5042626.315 | 2406028.131 | 5042626.315 | 2406028.131 | EPA/CAMD | EPA/CAMD | EPA/CAMD | EPA/CAMD | EIA | EIA | -- | EPA/CAMD | EPA/CAMD |  |  |  | 525746.431 |  |  | 0 | 0 | 0 | 0 | 0 | 0 | 0 | 0 | 16049.9655 | 0 | 0 | 0 | 0 | 0 | 314183.001 | 0 | 0 | 0 | 0 | 0 | 0 | 314183.001 | 314183.001 | 314183.001 | 0 | 0 | 0 | 0 | 0 | 0 | 1 | 0 | 0 | 0 | 0 | 0 | 0 | 1 | 1 | 1 | 0 | Yes |  | 4797842.431 | 500111.1 | 395.704 | 233.417 |  | https://www.google.com/maps/@?api=1&map_action=map&center=35.130192999999998%2C-77.167883000000003&zoom=17&basemap=satellite | 2706 | [118 empty] | 0.31 |  |  | 52 |  |  | 0.35 | 0.31 |  |  | 51 |  |  | 0.4 | 0.3 |  |  | 55 |  |  | 0.3 | 0.01 |  |  | 58 |  |  | 0.05 | 0.12 |  |  | 64 |  |  | 0.12 | 0.01 |  |  | 15 |  |  | 0.06 | 0.25 |  |  | 82 |  |  | 0.16 | 48.7 | 0.42616 | Biomass | FRS_110001482949
2294 | 4135 | 2021 | LA | ExxonMobil Baton Rouge Turbine Generator | 10690 | Entergy Gulf States - LA LLC | 55936 | Exxon Mobil Corp | 6088 | Industrial CHP | Midcontinent Independent Transmission System Operator, Inc.. | MISO | SERC | SRMV | SERC Mississippi Valley | MISO | 22 | 33 | East Baton Rouge | 30.4897 | -91.1872 | 1 | 1 | NG | GAS |  | 0.8719 | 85.3 | 0 |  | Yes | 4182310.4 | 0.532 | 0.41482 |  | 3266429.166 | 1480224.489 | 3266429.166 | 1480224.489 | 651507 | 295239 | 503.496 | 228.166 | 5.22 | 190904.914 | 7201.25 | 720.125 | 191102.228 |  | 1.546 | 1.546 | 0.016 | 586.041 | 0.011 | 0.001 | 586.647 |  | 0.308 | 0.308 | 0.003 | 116.889 | 0.002 | 0 | 117.01 |  | 1.546 | 1.546 | 0.016 | 586.041 | 0.011 | 0.001 | 586.647 |  | 1213.757 | 550.03 | 12.583 | 460206.715 | 17359.759 | 1735.976 |  | 7874248 | 3568317 | 7874248 | 3568317 | EIA | EIA | EIA | EIA | EIA | EIA | -- | EIA | EIA | [6 empty] | 4607818.834 | 2088092.511 | 710.261 | 321.864 | 7.363 | 269301.801 | 10158.51 | 1015.851 | 5013.6517 | 0 | 0 | 651507 | 0 | 0 | 0 | 0 | 0 | 0 | 0 | 0 | 651507 | 0 | 0 | 651507 | 0 | 0 | 0 | 1 | 0 | 0 | 0 | 0 | 0 | 0 | 0 | 0 | 1 | 0 | 0 | 1 | 0 | [7 empty] | https://www.google.com/maps/@?api=1&map_action=map&center=30.489722%2C-91.187222000000006&zoom=17&basemap=satellite | 41152 | [118 empty] | 0.75 |  |  | 93 |  |  | 0.35 | 0.9 |  |  | 89 |  |  | 0.4 | 0.61 |  |  | 89 |  |  | 0.3 | 0.01 |  |  | 57 |  |  | 0.05 | 0.23 |  |  | 84 |  |  | 0.12 | 0.06 |  |  | 62 |  |  | 0.06 | 0.14 |  |  | 42 |  |  | 0.16 | 1.6594 | 0.004962 | Gas | FRS_110028029201
2295 | 5145 | 2021 | MI | Grand River | 10532 | Consumers Energy Co | 4254 | EDL Inc | 55858 | IPP Non-CHP | Midcontinent Independent Transmission System Operator, Inc.. | MISO | RFC | RFCM | RFC Michigan | MISO | 26 | 37 | Clinton | 42.791 | -84.6957 | 4 | 4 | LFG | BIOMASS |  | 0.254 | 3.2 | 0.91001 | Yes | [5 empty] | 90396 | 37297 | 90396 | 37297 | 7120 | 2938 | 0 | 0 | 1.514 | 0.001 | 0 | 0 | 0.001 |  | 0 | 0 | 0.425 | 0 | 0 | 0 | 0 |  | 0 | 0 | 0.034 | 0 | 0 | 0 | 0 |  | 0 | 0 | 0.425 | 0 | 0 | 0 | 0 |  | 65.536 | 27.04 | 2.034 | 5740.128 | 210.261 | 21.026 |  | 90396 | 37297 | 90396 | 37297 | EIA | EIA | EIA | EIA | EIA | EIA | -- | EIA | EIA | 65.536 | 27.04 | 0.52 | 5740.127 | 210.261 | 21.026 | [8 empty] | 12696.0674 | 0 | 0 | 0 | 0 | 0 | 7120 | 0 | 0 | 0 | 0 | 0 | 0 | 7120 | 7120 | 7120 | 0 | 0 | 0 | 0 | 0 | 0 | 1 | 0 | 0 | 0 | 0 | 0 | 0 | 1 | 1 | 1 | 0 | [7 empty] | https://www.google.com/maps/@?api=1&map_action=map&center=42.791027999999997%2C-84.695682000000005&zoom=17&basemap=satellite | 4269 | [118 empty] | 0.1 |  |  | 11 |  |  | 0.35 | 0.09 |  |  | 22 |  |  | 0.4 | 0.12 |  |  | 21 |  |  | 0.3 | 0 |  |  | 0 |  |  | 0.05 | 0.04 |  |  | 27 |  |  | 0.12 | 0.04 |  |  | 45 |  |  | 0.06 | 0.2 |  |  | 68 |  |  | 0.16 | 0.83883 | 0.18074 | Biomass | FRS_110028027908
2296 | 4136 | 2021 | LA | Formosa Plastics | 54518 | Entergy Gulf States - LA LLC | 55936 | Formosa Plastics Corp | 6564 | Industrial CHP | Midcontinent Independent Transmission System Operator, Inc.. | MISO | SERC | SRMV | SERC Mississippi Valley | MISO | 22 | 33 | East Baton Rouge | 30.4992 | -91.1872 | 4 | 4 | NG | GAS |  | 0.40084 | 100.8 | 0.66527 |  | Yes | 1888461.6 | 0.64 | 0.46031 |  | 2172674.632 | 951578.411 | 2172674.632 | 951578.411 | 353944 | 154946 | 298.037 | 133.739 | 3.472 | 126980.945 | 4789.931 | 478.993 | 127112.189 |  | 1.684 | 1.726 | 0.02 | 717.52 | 0.014 | 0.001 | 718.262 |  | 0.274 | 0.281 | 0.003 | 116.889 | 0.002 | 0 | 117.01 |  | 1.684 | 1.726 | 0.02 | 717.52 | 0.014 | 0.001 | 718.262 |  | 647.473 | 290.543 | 7.543 | 275861.211 | 10405.94 | 1040.594 |  | 4720051.919 | 2067267.431 | 4720051.919 | 2067267.431 | EIA | EIA |  | EIA | EIA | EIA | -- | [8 empty] | 2547377.287 | 1115689.02 | 349.436 | 156.804 | 4.071 | 148880.266 | 5616.009 | 561.601 | 6138.47 | 0 | 0 | 353944 | 0 | 0 | 0 | 0 | 0 | 0 | 0 | 0 | 353944 | 0 | 0 | 353944 | 0 | 0 | 0 | 1 | 0 | 0 | 0 | 0 | 0 | 0 | 0 | 0 | 1 | 0 | 0 | 1 | 0 | [7 empty] | https://www.google.com/maps/@?api=1&map_action=map&center=30.499199999999998%2C-91.187200000000004&zoom=17&basemap=satellite | 36317 | [118 empty] | 0.77 |  |  | 94 |  |  | 0.35 | 0.94 |  |  | 92 |  |  | 0.4 | 0.62 |  |  | 89 |  |  | 0.3 | 0.01 |  |  | 57 |  |  | 0.05 | 0.23 |  |  | 84 |  |  | 0.12 | 0.07 |  |  | 69 |  |  | 0.06 | 0.13 |  |  | 38 |  |  | 0.16 | 2.3322 | 0.012271 | Gas | FRS_110000597444
2297 | 4137 | 2021 | LA | Gaylord Container Bogalusa | 54427 | Entergy Louisiana LLC | 11241 | Temple-Inland Corp | 7043 | Industrial CHP | Midcontinent Independent Transmission System Operator, Inc.. | MISO | SERC | SRMV | SERC Mississippi Valley | MISO | 22 | 117 | Washington | 30.7811 | -89.8575 | 4 | 3 | BLQ | BIOMASS |  | 0.43637 | 99.5 | 0.60605 | Yes | Yes | 11506413.6 | 0.113 | 0.13076 |  | 2151787.772 | 886699.003 | 2151787.772 | 886699.003 | 380346.979 | 129748.054 | 166.957 | 67.542 | 390.1 | 10649.796 | 61391.654 | 12626.942 | 13298.606 |  | 0.878 | 1.041 | 2.051 | 56 | 0.161 | 0.033 | 69.929 |  | 0.155 | 0.152 | 0.363 | 9.899 | 0.029 | 0.006 | 12.361 |  | 0.878 | 1.041 | 2.051 | 56 | 0.161 | 0.033 | 69.929 |  | 1276.869 | 516.553 | 2983.447 | 1708679.025 | 469517.706 | 96569.688 |  | 16456674.39 | 6781392.18 | 16456674.39 | 6781392.18 | EIA | EIA | EIA | EIA | EIA | EIA | -- | EIA | EIA |  |  |  | 1627230.368 |  |  | 14304886.62 | 5894693.177 | 1109.912 | 449.011 | 2593.347 | 70798.861 | 408126.052 | 83942.746 | 5657.4334 | 0 | 0 | 32195.622 | 0 | 0 | 348151.37 | 0 | 0 | 0 | 0 | 0 | 32195.622 | 348151.37 | 348151.37 | 380346.992 | 0 | 0 | 0 | 0.084648 | 0 | 0 | 0.91535 | 0 | 0 | 0 | 0 | 0 | 0.084648 | 0.91535 | 0.91535 | 1 | 0 | [7 empty] | https://www.google.com/maps/@?api=1&map_action=map&center=30.781099999999999%2C-89.857500000000002&zoom=17&basemap=satellite | 13730 | [118 empty] | 0.52 |  |  | 76 |  |  | 0.35 | 0.47 |  |  | 64 |  |  | 0.4 | 0.57 |  |  | 86 |  |  | 0.3 | 0.01 |  |  | 59 |  |  | 0.05 | 0.19 |  |  | 78 |  |  | 0.12 | 0.07 |  |  | 71 |  |  | 0.06 | 0.19 |  |  | 64 |  |  | 0.16 | 13.2517 | 0.066466 | Biomass | FRS_110033671284
2298 | 7924 | 2021 | NY | Al Turi | 10549 | Orange & Rockland Utils Inc | 14154 | Ameresco LFG I Inc | 463 | IPP Non-CHP | New York Independent System Operator | NYIS | NPCC | NYUP | NPCC Upstate NY | NYISO | 36 | 71 | Orange | 41.4043 | -74.3767 | 3 | 3 | LFG | BIOMASS |  | 0 | 2.4 | [11 empty] | 0 | 0 | 0 |  | 0 | 0 | [45 empty] | -- | [17 empty] | 0 | 0 | 0 | 0 | 0 | 0 | 0 | 0 | 0 | 0 | 0 | 0 | 0 | 0 | 0 | 0 | [23 empty] | https://www.google.com/maps/@?api=1&map_action=map&center=41.404319999999998%2C-74.376710000000003&zoom=17&basemap=satellite | 13531 | [118 empty] | 0.33 |  |  | 56 |  |  | 0.35 | 0.43 |  |  | 62 |  |  | 0.4 | 0.24 |  |  | 43 |  |  | 0.3 | 0.04 |  |  | 71 |  |  | 0.05 | 0.1 |  |  | 57 |  |  | 0.12 | 0.05 |  |  | 47 |  |  | 0.06 | 0.19 |  |  | 64 |  |  | 0.16 |  |  | Biomass | FRS_110008032413
2299 | 4232 | 2021 | MA | Anderson Power Products Division | 10553 | Town of Sterling - (MA) | 18087 | Anderson Power Products | 4385 | Industrial Non-CHP | ISO New England Inc. | ISNE | NPCC | NEWE | NPCC New England | ISONE | 25 | 27 | Worcester | 42.4714 | -71.7433 | 4 | 4 | DFO | OIL |  | 0 | 1 |  |  | Yes | 0 |  | 1 | [5 empty] | 0 | 0 | 0 |  | 0 | 0 | [45 empty] | -- | [17 empty] | 0 | 0 | 0 | 0 | 0 | 0 | 0 | 0 | 0 | 0 | 0 | 0 | 0 | 0 | 0 | 0 | [23 empty] | https://www.google.com/maps/@?api=1&map_action=map&center=42.471389000000002%2C-71.743333000000007&zoom=17&basemap=satellite | 15759 | [118 empty] | 0.2 |  |  | 31 |  |  | 0.35 | 0.21 |  |  | 40 |  |  | 0.4 | 0.18 |  |  | 34 |  |  | 0.3 | 0.08 |  |  | 81 |  |  | 0.05 | 0.11 |  |  | 60 |  |  | 0.12 | 0.05 |  |  | 53 |  |  | 0.06 | 0.21 |  |  | 71 |  |  | 0.16 | 0.027435 | 0.80691 | Oil | FRS_110002013357
2300 | 4139 | 2021 | LA | Geismar Cogen | 56787 | Entergy Louisiana LLC | 11241 | Air Liquide Large Industries U S LP | 327 | Industrial CHP | Midcontinent Independent Transmission System Operator, Inc.. | MISO | SERC | SRMV | SERC Mississippi Valley | MISO | 22 | 5 | Ascension | 30.209 | -90.9921 | 1 | 1 | NG | GAS |  | 0.60664 | 83.9 | 0.32226 |  | Yes | 3431204 | 0.443 | 0.37159 |  | 2333302.353 | 1057365.29 | 2333302.353 | 1057365.29 | 445862 | 202048 | 358.97 | 162.672 | 3.729 | 136368.757 | 5144.055 | 514.406 | 136509.704 |  | 1.61 | 1.61 | 0.017 | 611.708 | 0.012 | 0.001 | 612.341 |  | 0.308 | 0.308 | 0.003 | 116.889 | 0.002 | 0 | 117.01 |  | 1.61 | 1.61 | 0.017 | 611.709 | 0.012 | 0.001 | 612.341 |  | 966.026 | 437.767 | 10.034 | 366982.899 | 13843.203 | 1384.32 |  | 6279166 | 2845483 | 6279166 | 2845483 | EIA | EIA | EIA | EIA | EIA | EIA | -- | EIA | EIA | [6 empty] | 3945863.647 | 1788117.71 | 607.056 | 275.095 | 6.305 | 230614.142 | 8699.147 | 869.915 | 5233.2415 | 0 | 0 | 445861.78 | 0 | 0 | 0 | 0 | 0 | 0 | 0 | 0 | 445861.78 | 0 | 0 | 445861.78 | 0 | 0 | 0 | 1 | 0 | 0 | 0 | 0 | 0 | 0 | 0 | 0 | 1 | 0 | 0 | 1 | 0 | [7 empty] | https://www.google.com/maps/@?api=1&map_action=map&center=30.209%2C-90.992099999999994&zoom=17&basemap=satellite | 7858 | [118 empty] | 0.27 |  |  | 46 |  |  | 0.35 | 0.38 |  |  | 58 |  |  | 0.4 | 0.16 |  |  | 29 |  |  | 0.3 | 0 |  |  | 0 |  |  | 0.05 | 0.08 |  |  | 48 |  |  | 0.12 | 0.05 |  |  | 48 |  |  | 0.06 | 0.07 |  |  | 17 |  |  | 0.16 | 1.5862 | 0.0051693 | Gas | FRS_110040579013
2301 | 10041 | 2021 | TX | Formosa Utility Venture Ltd | 10554 | AEP Texas Central Company | 3278 | Formosa Plastics Corp | 6541 | Industrial CHP | Electric Reliability Council of Texas, Inc. | ERCO | TRE | ERCT | ERCOT All | ERCOT | 48 | 57 | Calhoun | 28.6917 | -96.5417 | 13 | 10 | NG | GAS |  | 0.54772 | 689.4 | 0.42047 |  | Yes | 10797092 | 1.046 | 0.58231 |  | 17401707.76 | 7496576.404 | 17401707.76 | 7496576.404 | 3307759.17 | 1474669.66 | 2687.65 | 1162.303 | 27.55 | 1017034.683 | 38364.286 | 3836.355 | 1018085.853 |  | 1.625 | 1.576 | 0.017 | 614.939 | 0.012 | 0.001 | 615.574 |  | 0.309 | 0.31 | 0.003 | 116.889 | 0.002 | 0 | 117.01 |  | 1.625 | 1.576 | 0.017 | 614.939 | 0.012 | 0.001 | 615.574 |  | 4615.488 | 1996.017 | 47.312 | 1746548.729 | 65882.803 | 6588.153 |  | 29883868.35 | 12873834.31 | 29883868.35 | 12873834.31 | EIA | EIA |  | EIA | EIA | EIA | -- | EIA | EIA | [6 empty] | 12482160.59 | 5377257.904 | 1927.838 | 833.714 | 19.762 | 729514.046 | 27518.516 | 2751.799 | 5260.875 | 0 | 0 | 3303261.37 | 0 | 0 | 0 | 0 | 0 | 0 | 4497.843 | 0 | 3307759.213 | 0 | 0 | 3307759.213 | 0 | 0 | 0 | 0.99864 | 0 | 0 | 0 | 0 | 0 | 0 | 0.0013598 | 0 | 1 | 0 | 0 | 1 | 0 | [7 empty] | https://www.google.com/maps/@?api=1&map_action=map&center=28.691700000000001%2C-96.541700000000006&zoom=17&basemap=satellite | 582 | [118 empty] | 0.38 |  |  | 62 |  |  | 0.35 | 0.47 |  |  | 64 |  |  | 0.4 | 0.3 |  |  | 54 |  |  | 0.3 | 0.05 |  |  | 75 |  |  | 0.05 | 0.09 |  |  | 52 |  |  | 0.12 | 0.11 |  |  | 88 |  |  | 0.06 | 0.13 |  |  | 40 |  |  | 0.16 | 53.2647 | 0.030812 | Gas | FRS_110018925957
2302 | 4140 | 2021 | LA | Georgia-Pacific Port Hudson | 10612 | Entergy Louisiana LLC | 11241 | Georgia-Pacific Cons Op LLC Port Hudson | 50129 | Industrial CHP | Midcontinent Independent Transmission System Operator, Inc.. | MISO | SERC | SRMV | SERC Mississippi Valley | MISO | 22 | 33 | East Baton Rouge | 30.6547 | -91.28 | 1 | 1 | NG | GAS |  | 0.38969 | 60 | 0.68385 |  | Yes | 2022248.8 | 0.346 | 0.31549 |  | 1173218.287 | 648156.539 | 1173218.287 | 648156.539 | 204819.97 | 111353.23 | 24.638 | 13.611 | 2.212 | 68568.19 | 2586.505 | 258.65 | 68639.06 |  | 0.241 | 0.244 | 0.022 | 669.546 | 0.013 | 0.001 | 670.238 |  | 0.042 | 0.042 | 0.004 | 116.889 | 0.002 | 0 | 117.01 |  | 0.241 | 0.244 | 0.022 | 669.546 | 0.013 | 0.001 | 670.238 |  | 78.092 | 43.143 | 7.012 | 217336.336 | 8198.284 | 819.828 |  | 3718677.174 | 2054421.546 | 3718677.174 | 2054421.546 | EIA | EIA | EIA | EIA | EIA | EIA | -- | EIA | EIA | [6 empty] | 2545458.887 | 1406265.007 | 53.454 | 29.532 | 4.8 | 148768.146 | 5611.779 | 561.178 | 5728.0464 | 0 | 0 | 204819.97 | 0 | 0 | 0 | 0 | 0 | 0 | 0 | 0 | 204819.97 | 0 | 0 | 204819.97 | 0 | 0 | 0 | 1 | 0 | 0 | 0 | 0 | 0 | 0 | 0 | 0 | 1 | 0 | 0 | 1 | 0 | [7 empty] | https://www.google.com/maps/@?api=1&map_action=map&center=30.654699999999998%2C-91.28&zoom=17&basemap=satellite | 420 | [118 empty] | 0.33 |  |  | 56 |  |  | 0.35 | 0.45 |  |  | 63 |  |  | 0.4 | 0.19 |  |  | 34 |  |  | 0.3 | 0.02 |  |  | 65 |  |  | 0.05 | 0.08 |  |  | 50 |  |  | 0.12 | 0.06 |  |  | 59 |  |  | 0.06 | 0.14 |  |  | 45 |  |  | 0.16 | 4.5841 | 0.042063 | Gas | FRS_110012384286
2303 | 4141 | 2021 | LA | Gramercy Holdings LLC | 50846 | Entergy Louisiana LLC | 11241 | Gramercy Holdings I LLC | 56097 | Industrial CHP | Midcontinent Independent Transmission System Operator, Inc.. | MISO | SERC | SRMV | SERC Mississippi Valley | MISO | 22 | 93 | St James | 30.054 | -90.6693 | 6 | 5 | NG | GAS |  | 0.3566 | 85.3 | 0.739 |  | Yes | 8026071.2 | 0.113 | 0.13125 |  | 1626277.923 | 685572.477 | 1626277.923 | 685572.477 | 266463 | 116938 | 160.327 | 68.454 | 2.599 | 95047.047 | 3585.332 | 358.533 | 95145.285 |  | 1.203 | 1.171 | 0.02 | 713.398 | 0.013 | 0.001 | 714.135 |  | 0.197 | 0.2 | 0.003 | 116.889 | 0.002 | 0 | 117.01 |  | 1.203 | 1.171 | 0.02 | 713.397 | 0.013 | 0.001 | 714.135 |  | 1221.531 | 521.548 | 19.8 | 724161.552 | 27316.573 | 2731.657 |  | 12390579 | 5223363 | 12390579 | 5223363 | EIA | EIA | EIA | EIA | EIA | EIA | -- | [8 empty] | 10764301.08 | 4537790.523 | 1061.204 | 453.094 | 17.201 | 629114.505 | 23731.241 | 2373.124 | 6103.2017 | 0 | 0 | 266463.08 | 0 | 0 | 0 | 0 | 0 | 0 | 0 | 0 | 266463.08 | 0 | 0 | 266463.08 | 0 | 0 | 0 | 1 | 0 | 0 | 0 | 0 | 0 | 0 | 0 | 0 | 1 | 0 | 0 | 1 | 0 | [7 empty] | https://www.google.com/maps/@?api=1&map_action=map&center=30.053999999999998%2C-90.669300000000007&zoom=17&basemap=satellite | 9907 | [118 empty] | 0.45 |  |  | 69 |  |  | 0.35 | 0.55 |  |  | 69 |  |  | 0.4 | 0.34 |  |  | 61 |  |  | 0.3 | 0.01 |  |  | 58 |  |  | 0.05 | 0.15 |  |  | 71 |  |  | 0.12 | 0.05 |  |  | 51 |  |  | 0.06 | 0.18 |  |  | 60 |  |  | 0.16 | 5.2951 | 0.035177 | Gas | FRS_110000448677
2304 | 4142 | 2021 | LA | Grand Isle Gas Plant / Treating Station | 54927 | Entergy Louisiana LLC | 11241 | Cox Operating LLC | 62043 | Industrial Non-CHP | Midcontinent Independent Transmission System Operator, Inc.. | MISO | SERC | SRMV | SERC Mississippi Valley | MISO | 22 | 51 | Jefferson | 29.2521 | -89.9721 | 3 | 3 | NG | GAS |  | 0 | 9 | [11 empty] | 0 | 0 | 0 |  | 0 | 0 | [45 empty] | -- | [17 empty] | 0 | 0 | 0 | 0 | 0 | 0 | 0 | 0 | 0 | 0 | 0 | 0 | 0 | 0 | 0 | 0 | [23 empty] | https://www.google.com/maps/@?api=1&map_action=map&center=29.252061999999999%2C-89.972099999999998&zoom=17&basemap=satellite | 358 | [118 empty] | 0.26 |  |  | 45 |  |  | 0.35 | 0.1 |  |  | 23 |  |  | 0.4 | 0.42 |  |  | 72 |  |  | 0.3 | 0.07 |  |  | 80 |  |  | 0.05 | 0.17 |  |  | 75 |  |  | 0.12 | 0.04 |  |  | 40 |  |  | 0.06 | 0.17 |  |  | 56 |  |  | 0.16 |  |  | Gas | FRS_110028029238
2305 | 7385 | 2021 | NJ | Carneys Point | 10566 | Atlantic City Electric Co | 963 | US Operating Services Company | 14932 | IPP CHP | PJM Interconnection, LLC | PJM | RFC | RFCE | RFC East | PJM | 34 | 33 | Salem | 39.6935 | -75.4858 | 2 | 1 | BIT | COAL | Yes | 0.18977 | 285 | 1 |  | Yes | 847860.8 | 1.907 | 0.71774 |  | 5301615.131 | 2205104.12 | 5301615.131 | 2205104.12 | 473773 | 210102 | 326.834 | 129.502 | 342.44 | 543661.515 | 100422.151 | 14634.998 | 547097.407 |  | 1.38 | 1.233 | 1.446 | 2295.03 | 0.212 | 0.031 | 2309.534 |  | 0.123 | 0.117 | 0.129 | 205.093 | 0.019 | 0.003 | 206.389 |  | 1.38 | 1.233 | 1.446 | 2295.03 | 0.212 | 0.031 | 2309.534 |  | 455.365 | 180.43 | 477.108 | 757461.572 | 139914.117 | 20390.349 |  | 7386525.656 | 3072282.268 | 7386525.656 | 3072282.268 | EPA/CAMD | EPA/CAMD | EPA/CAMD | EPA/CAMD | EIA | EIA | -- | EPA/CAMD | EPA/CAMD | [6 empty] | 2084910.525 | 867178.148 | 128.531 | 50.928 | 134.668 | 213800.057 | 39491.965 | 5755.352 | 11190.2012 | 464762.03 | 9010.966 | 0 | 0 | 0 | 0 | 0 | 0 | 0 | 0 | 0 | 473772.996 | 0 | 0 | 473772.996 | 0 | 0.98098 | 0.01902 | 0 | 0 | 0 | 0 | 0 | 0 | 0 | 0 | 0 | 1 | 0 | 0 | 1 | 0 | Yes |  | 4617894.03 | 473667.178 | 285.161 | 317.379 |  | https://www.google.com/maps/@?api=1&map_action=map&center=39.693494000000001%2C-75.485810999999998&zoom=17&basemap=satellite | 14604 | [118 empty] | 0.37 |  |  | 61 |  |  | 0.35 | 0.39 |  |  | 58 |  |  | 0.4 | 0.36 |  |  | 62 |  |  | 0.3 | 0.05 |  |  | 74 |  |  | 0.05 | 0.13 |  |  | 66 |  |  | 0.12 | 0.06 |  |  | 58 |  |  | 0.06 | 0.16 |  |  | 53 |  |  | 0.16 | 18.6853 | 0.078083 | Coal | FRS_110017403264
2306 | 4143 | 2021 | LA | Hargis-Hebert Electric Generating Statio | 56283 | City of Lafayette - (LA) | 9096 | Lafayette Utilities System | 50111 | Electric Utility | Midcontinent Independent Transmission System Operator, Inc.. | MISO | SERC | SPSO | SPP South | MISO | 22 | 55 | Lafayette | 30.1694 | -91.9923 | 2 | 2 | NG | GAS |  | 3e-05 | 100.8 | 1 | [6 empty] | 370831.2 | 145647.229 | 370831.2 | 145647.229 | 30 | 12 | 16.963 | 6.325 | 0.111 | 22036.404 | 820.374 | 82.037 | 22058.882 |  | 1130.867 | 1054.167 | 7.4 | 1469093.6 | 27.346 | 2.735 | 1470592.15 |  | 0.091 | 0.087 | 0.001 | 118.849 | 0.002 | 0 | 118.97 |  | 1130.904 | 1054.202 | 7.4 | 1469142.571 | 27.347 | 2.735 | 1470641.171 |  | 16.963 | 6.325 | 0.111 | 22036.404 | 820.374 | 82.037 |  | 370831.2 | 145647.229 | 370831.2 | 145647.229 | EPA/CAMD | EPA/CAMD | EPA/CAMD | EPA/CAMD | EIA | EIA | -- | EPA/CAMD | EPA/CAMD | [14 empty] | 12361452.05 | 0 | 0 | 29.999 | 0 | 0 | 0 | 0 | 0 | 0 | 0 | 0 | 29.999 | 0 | 0 | 29.999 | 0 | 0 | 0 | 1 | 0 | 0 | 0 | 0 | 0 | 0 | 0 | 0 | 1 | 0 | 0 | 1 | 0 | Yes |  | 927836.155 | 55139.266 | 38.174 | 0.278 |  | https://www.google.com/maps/@?api=1&map_action=map&center=30.1694%2C-91.9923&zoom=17&basemap=satellite | 34938 | [118 empty] | 0.24 |  |  | 41 |  |  | 0.35 | 0.21 |  |  | 41 |  |  | 0.4 | 0.27 |  |  | 49 |  |  | 0.3 | 0.01 |  |  | 58 |  |  | 0.05 | 0.07 |  |  | 43 |  |  | 0.12 | 0.07 |  |  | 64 |  |  | 0.06 | 0.14 |  |  | 44 |  |  | 0.16 | 0.38018 | 0.041345 | Gas | FRS_110040567687
2307 | 10265 | 2021 | TX | Port Arthur Texas Refinery | 10568 | Entergy Gulf States - LA LLC | 55936 | Total Petrochemicals USA Inc | 914 | Industrial CHP | Midcontinent Independent Transmission System Operator, Inc.. | MISO | SERC | SRMV | SERC Mississippi Valley | MISO | 48 | 245 | Jefferson | 29.9649 | -93.8913 | 1 | 1 | NG | GAS |  | 0.68377 | 38.4 | 0.19372 |  | Yes | 1983986.4 | 0.396 | 0.34536 |  | 1171660.394 | 590645.795 | 1171660.394 | 590645.795 | 230008 | 115949 | 184.332 | 92.924 | 1.872 | 68477.14 | 2583.071 | 258.307 | 68547.916 |  | 1.603 | 1.603 | 0.016 | 595.433 | 0.011 | 0.001 | 596.048 |  | 0.315 | 0.315 | 0.003 | 116.889 | 0.002 | 0 | 117.01 |  | 1.603 | 1.603 | 0.016 | 595.433 | 0.011 | 0.001 | 596.048 |  | 533.731 | 269.059 | 5.421 | 198274.642 | 7479.248 | 747.925 |  | 3392527 | 1710207 | 3392527 | 1710207 | EIA | EIA | EIA | EIA | EIA | EIA | -- | EIA | EIA | [6 empty] | 2220866.606 | 1119561.205 | 349.399 | 176.135 | 3.549 | 129797.502 | 4896.177 | 489.618 | 5093.9984 | 0 | 0 | 230008 | 0 | 0 | 0 | 0 | 0 | 0 | 0 | 0 | 230008 | 0 | 0 | 230008 | 0 | 0 | 0 | 1 | 0 | 0 | 0 | 0 | 0 | 0 | 0 | 0 | 1 | 0 | 0 | 1 | 0 | [7 empty] | https://www.google.com/maps/@?api=1&map_action=map&center=29.964938%2C-93.891283000000001&zoom=17&basemap=satellite | 17102 | [118 empty] | 0.44 |  |  | 69 |  |  | 0.35 | 0.48 |  |  | 65 |  |  | 0.4 | 0.4 |  |  | 69 |  |  | 0.3 | 0.04 |  |  | 70 |  |  | 0.05 | 0.14 |  |  | 68 |  |  | 0.12 | 0.07 |  |  | 70 |  |  | 0.06 | 0.17 |  |  | 55 |  |  | 0.16 | 0.48734 | 0.0050788 | Gas | FRS_110040548743
2308 | 4145 | 2021 | LA | International Paper Red River Mill | 58108 | Southwestern Electric Power Co | 17698 | Red River Mill Intl Paper Company | 57481 | Industrial CHP | Midcontinent Independent Transmission System Operator, Inc.. | MISO | SERC | SPSO | SPP South | MISO | 22 | 69 | Natchitoches | 31.9058 | -93.1725 | 1 | 1 | BLQ | BIOMASS |  | 0 | 78.8 |  |  | Yes | [10 empty] | 0 |  | 0 | 0 | [45 empty] | -- | [56 empty] | https://www.google.com/maps/@?api=1&map_action=map&center=31.905833000000001%2C-93.172499999999999&zoom=17&basemap=satellite | 794 | [118 empty] | 0.57 |  |  | 80 |  |  | 0.35 | 0.44 |  |  | 62 |  |  | 0.4 | 0.7 |  |  | 94 |  |  | 0.3 | 0 |  |  | 0 |  |  | 0.05 | 0.3 |  |  | 91 |  |  | 0.12 | 0.08 |  |  | 72 |  |  | 0.06 | 0.14 |  |  | 44 |  |  | 0.16 | 12.9646 | 0.067989 | Biomass | FRS_110013288557
2309 | 4148 | 2021 | LA | Lake Charles Polymers | 57884 | Entergy Louisiana LLC | 11241 | Equistar Chemicals LP | 5065 | Industrial Non-CHP | Midcontinent Independent Transmission System Operator, Inc.. | MISO | SERC | SRMV | SERC Mississippi Valley | MISO | 22 | 19 | Calcasieu | 30.1966 | -93.322 | 3 | 3 | NG | GAS |  | 0.71986 | 31.1 | 0.13357 | [6 empty] | 2078603 | 934203 | 2078603 | 934203 | 196115 | 88396 | 1291.158 | 607.791 | 3.322 | 121482.973 | 4582.539 | 458.254 | 121608.535 |  | 13.167 | 13.752 | 0.034 | 1238.895 | 0.023 | 0.002 | 1240.176 |  | 1.242 | 1.301 | 0.003 | 116.889 | 0.002 | 0 | 117.01 |  | 13.167 | 13.752 | 0.034 | 1238.895 | 0.023 | 0.002 | 1240.176 |  | 1291.158 | 607.791 | 3.322 | 121482.973 | 4582.539 | 458.254 |  | 2078603 | 934203 | 2078603 | 934203 | EIA | EIA | EIA | EIA | EIA | EIA | -- | EIA | EIA | [14 empty] | 10598.8986 | 0 | 0 | 196115 | 0 | 0 | 0 | 0 | 0 | 0 | 0 | 0 | 196115 | 0 | 0 | 196115 | 0 | 0 | 0 | 1 | 0 | 0 | 0 | 0 | 0 | 0 | 0 | 0 | 1 | 0 | 0 | 1 | 0 | [7 empty] | https://www.google.com/maps/@?api=1&map_action=map&center=30.196570999999999%2C-93.321969999999993&zoom=17&basemap=satellite | 12758 | [118 empty] | 0.24 |  |  | 40 |  |  | 0.35 | 0.14 |  |  | 30 |  |  | 0.4 | 0.33 |  |  | 59 |  |  | 0.3 | 0.01 |  |  | 57 |  |  | 0.05 | 0.08 |  |  | 48 |  |  | 0.12 | 0.07 |  |  | 67 |  |  | 0.06 | 0.16 |  |  | 53 |  |  | 0.16 | 0.76118 | 0.0083037 | Gas | FRS_110000597266
2310 | 9233 | 2021 | PA | Ebensburg Power Company | 10603 | Pennsylvania Electric Co | 14711 | Ebensburg Power Co | 5670 | IPP Non-CHP | PJM Interconnection, LLC | PJM | RFC | RFCE | RFC East | PJM | 42 | 21 | Cambria | 40.455 | -78.7472 | 1 | 1 | WC | COAL | Yes | 0.45939 | 57.6 | 0.56768 |  | Yes | 0 |  | 1 |  | 3595412.988 | 1506365.425 | 3595412.988 | 1506365.425 | 231799 | 102258 | 140.383 | 55.608 | 1022.135 | 382044.919 | 81784.11 | 11893.253 | 384839.315 |  | 1.211 | 1.088 | 8.819 | 3296.347 | 0.353 | 0.051 | 3320.457 |  | 0.078 | 0.074 | 0.569 | 212.518 | 0.023 | 0.003 | 214.072 |  | 1.211 | 1.088 | 8.819 | 3296.347 | 0.353 | 0.051 | 3320.457 |  | 140.383 | 55.608 | 1022.135 | 382044.919 | 81784.11 | 11893.253 |  | 3595412.988 | 1506365.425 | 3595412.988 | 1506365.425 | EPA/CAMD | EPA/CAMD | EPA/CAMD | EPA/CAMD | EIA | EIA | -- | EPA/CAMD | EPA/CAMD | [6 empty] | 0 | 0 | 0 | 0 | 0 | 0 | 0 | 0 | 15510.9078 | 230980.64 | 0 | 818.364 | 0 | 0 | 0 | 0 | 0 | 0 | 0 | 0 | 231799.004 | 0 | 0 | 231799.004 | 0 | 0.99647 | 0 | 0.0035305 | 0 | 0 | 0 | 0 | 0 | 0 | 0 | 0 | 1 | 0 | 0 | 1 | 0 | Yes |  | 5244340.616 | 555117.909 | 229.219 | 1530.233 |  | https://www.google.com/maps/@?api=1&map_action=map&center=40.454999999999998%2C-78.747200000000007&zoom=17&basemap=satellite | 6212 | [118 empty] | 0.12 |  |  | 15 |  |  | 0.35 | 0.01 |  |  | 4 |  |  | 0.4 | 0.24 |  |  | 43 |  |  | 0.3 | 0 |  |  | 0 |  |  | 0.05 | 0.08 |  |  | 49 |  |  | 0.12 | 0.05 |  |  | 54 |  |  | 0.06 | 0.25 |  |  | 81 |  |  | 0.16 | 27.02 | 0.18625 | Coal | FRS_110000330632
2311 | 4149 | 2021 | LA | Lake Charles Power Station | 60927 | Entergy Louisiana LLC | 11241 | Entergy Louisiana LLC | 11241 | Electric Utility | Midcontinent Independent Transmission System Operator, Inc.. | MISO | SERC | SRMV | SERC Mississippi Valley | MISO | 22 | 19 | Calcasieu | 30.2726 | -93.2991 | 2 | 3 | NG | GAS |  | 0.63187 | 1000 | 0.28021 | [6 empty] | 37489861.87 | 19867600.54 | 37489861.87 | 19867600.54 | 5535193 | 2931304 | 125.547 | 65.671 | 11.247 | 2227965.457 | 83797.944 | 8379.794 | 2230261.521 |  | 0.045 | 0.045 | 0.004 | 805.018 | 0.015 | 0.002 | 805.848 |  | 0.007 | 0.007 | 0.001 | 118.857 | 0.002 | 0 | 118.979 |  | 0.045 | 0.045 | 0.004 | 805.018 | 0.015 | 0.002 | 805.848 |  | 125.547 | 65.671 | 11.247 | 2227965.457 | 83797.944 | 8379.794 |  | 37489861.87 | 19867600.54 | 37489861.87 | 19867600.54 | EPA/CAMD | EPA/CAMD | EPA/CAMD | EPA/CAMD | EIA | EIA | -- | EPA/CAMD | EPA/CAMD | [14 empty] | 6772.9999 | 0 | 0 | 5535193 | 0 | 0 | 0 | 0 | 0 | 0 | 0 | 0 | 5535193 | 0 | 0 | 5535193 | 0 | 0 | 0 | 1 | 0 | 0 | 0 | 0 | 0 | 0 | 0 | 0 | 1 | 0 | 0 | 1 | 0 | Yes |  | 41509722.92 | 2466854.375 | 133.64 | 12.454 |  | https://www.google.com/maps/@?api=1&map_action=map&center=30.272631000000001%2C-93.299055999999993&zoom=17&basemap=satellite | 8387 | [118 empty] | 0.21 |  |  | 36 |  |  | 0.35 | 0.15 |  |  | 32 |  |  | 0.4 | 0.28 |  |  | 50 |  |  | 0.3 | 0 |  |  | 0 |  |  | 0.05 | 0.2 |  |  | 80 |  |  | 0.12 | 0.07 |  |  | 71 |  |  | 0.06 | 0.24 |  |  | 78 |  |  | 0.16 | 68.3442 | 0.039738 | Gas | FRS_
2312 | 4150 | 2021 | LA | LaO Energy Systems | 52006 | Entergy Louisiana LLC | 11241 | Dow Chemical Co | 5347 | Industrial CHP | Midcontinent Independent Transmission System Operator, Inc.. | MISO | SERC | SRMV | SERC Mississippi Valley | MISO | 22 | 47 | Iberville | 30.3186 | -91.2325 | 4 | 6 | NG | GAS |  | 0.42774 | 464.5 | 0.62044 |  | Yes | 403727.2 | 14.713 | 0.9515 |  | 10606998.25 | 5049262.343 | 10606998.25 | 5049262.343 | 1740469.42 | 773935 | 1479.148 | 701.475 | 14.788 | 619921.903 | 23385.158 | 2337.576 | 620562.516 |  | 1.7 | 1.813 | 0.017 | 712.362 | 0.013 | 0.001 | 713.098 |  | 0.279 | 0.278 | 0.003 | 116.889 | 0.002 | 0 | 117.01 |  | 1.7 | 1.813 | 0.017 | 712.362 | 0.013 | 0.001 | 713.098 |  | 1554.546 | 737.232 | 15.542 | 651521.647 | 24577.188 | 2456.731 |  | 11147676.74 | 5306642.181 | 11147676.74 | 5306642.181 | EIA | EIA |  | EIA | EIA | EIA | -- | EIA | EIA | [6 empty] | 540678.481 | 257379.838 | 75.398 | 35.757 | 0.754 | 31599.744 | 1192.029 | 119.155 | 6094.3319 | 0 | 0 | 1555026.5 | 0 | 0 | 0 | 0 | 0 | 0 | 185442.92 | 0 | 1740469.42 | 0 | 0 | 1740469.42 | 0 | 0 | 0 | 0.89345 | 0 | 0 | 0 | 0 | 0 | 0 | 0.10655 | 0 | 1 | 0 | 0 | 1 | 0 | [7 empty] | https://www.google.com/maps/@?api=1&map_action=map&center=30.3186%2C-91.232500000000002&zoom=17&basemap=satellite | 7406 | [118 empty] | 0.57 |  |  | 80 |  |  | 0.35 | 0.67 |  |  | 77 |  |  | 0.4 | 0.47 |  |  | 77 |  |  | 0.3 | 0 |  |  | 0 |  |  | 0.05 | 0.21 |  |  | 81 |  |  | 0.12 | 0.07 |  |  | 68 |  |  | 0.06 | 0.18 |  |  | 61 |  |  | 0.16 | 30.5256 | 0.031034 | Gas | FRS_110028029345
2313 | 4151 | 2021 | LA | LEPA Unit No. 1 | 58478 | Morgan City - (LA) | 12927 | Louisiana Energy & Power Authority | 26253 | Electric Utility | Midcontinent Independent Transmission System Operator, Inc.. | MISO | SERC | SPSO | SPP South | MISO | 22 | 101 | St Mary | 29.6911 | -91.1928 | 1 | 2 | NG | GAS |  | 0.5792 | 74.1 | 0.36801 | [6 empty] | 3028691.325 | 1275695.55 | 3028691.325 | 1275695.55 | 375966 | 158093 | 31.41 | 13.184 | 0.909 | 179989.675 | 6756.781 | 675.678 | 180174.811 |  | 0.167 | 0.167 | 0.005 | 957.478 | 0.018 | 0.002 | 958.463 |  | 0.021 | 0.021 | 0.001 | 118.856 | 0.002 | 0 | 118.979 |  | 0.167 | 0.167 | 0.005 | 957.478 | 0.018 | 0.002 | 958.463 |  | 31.41 | 13.184 | 0.909 | 179989.675 | 6756.781 | 675.678 |  | 3028691.325 | 1275695.55 | 3028691.325 | 1275695.55 | EPA/CAMD | EPA/CAMD | EPA/CAMD | EPA/CAMD | EIA | EIA | -- | EPA/CAMD | EPA/CAMD | [14 empty] | 8055.7586 | 0 | 0 | 375966 | 0 | 0 | 0 | 0 | 0 | 0 | 0 | 0 | 375966 | 0 | 0 | 375966 | 0 | 0 | 0 | 1 | 0 | 0 | 0 | 0 | 0 | 0 | 0 | 0 | 1 | 0 | 0 | 1 | 0 | Yes |  | 2539007.475 | 150890.9 | 20.906 | 0.762 |  | https://www.google.com/maps/@?api=1&map_action=map&center=29.691110999999999%2C-91.192778000000004&zoom=17&basemap=satellite | 14267 | [118 empty] | 0.41 |  |  | 65 |  |  | 0.35 | 0.32 |  |  | 52 |  |  | 0.4 | 0.5 |  |  | 80 |  |  | 0.3 | 0.06 |  |  | 78 |  |  | 0.05 | 0.21 |  |  | 82 |  |  | 0.12 | 0.07 |  |  | 70 |  |  | 0.06 | 0.19 |  |  | 63 |  |  | 0.16 | 5.292 | 0.0515 | Gas | FRS_110055367302
2314 | 6140 | 2021 | MS | Georgia-Pacific Monticello Paper | 10610 | Southern Pine Elec Power Assn | 17647 | Georgia-Pacific Monticello LLC | 7166 | Industrial CHP | Midcontinent Independent Transmission System Operator, Inc.. | MISO | SERC | SRSO | SERC South | MISO | 28 | 77 | Lawrence | 31.6285 | -90.0809 | 4 | 2 | NG | GAS |  | 0.6194 | 81.5 | 0.301 | Yes | Yes | 2354616.8 | 0.641 | 0.46081 |  | 2319507.184 | 1066273.644 | 2319507.184 | 1066273.644 | 442213 | 189137 | 156.857 | 72.165 | 325.865 | 60342.031 | 30176.882 | 7586.198 | 61849.586 |  | 0.709 | 0.763 | 1.474 | 272.909 | 0.068 | 0.017 | 279.728 |  | 0.135 | 0.135 | 0.281 | 52.03 | 0.013 | 0.003 | 53.33 |  | 0.709 | 0.763 | 1.474 | 272.909 | 0.068 | 0.017 | 279.728 |  | 340.391 | 156.604 | 707.151 | 435699.569 | 65486.097 | 16462.618 |  | 5033504.6 | 2313893.8 | 5033504.6 | 2313893.8 | EIA | EIA |  | EIA | EIA | EIA | -- | EIA | EIA |  |  |  | 304752.834 |  |  | 2713997.416 | 1247620.156 | 183.534 | 84.439 | 381.286 | 70604.704 | 35309.215 | 8876.42 | 5245.2261 | 0 | 0 | 197122.57 | 0 | 0 | 245090.431 | 0 | 0 | 0 | 0 | 0 | 197122.57 | 245090.431 | 245090.431 | 442213.001 | 0 | 0 | 0 | 0.44576 | 0 | 0 | 0.55424 | 0 | 0 | 0 | 0 | 0 | 0.44576 | 0.55424 | 0.55424 | 1 | 0 | [7 empty] | https://www.google.com/maps/@?api=1&map_action=map&center=31.628499999999999%2C-90.0809&zoom=17&basemap=satellite | 463 | [118 empty] | 0.46 |  |  | 70 |  |  | 0.35 | 0.42 |  |  | 61 |  |  | 0.4 | 0.49 |  |  | 79 |  |  | 0.3 | 0 |  |  | 0 |  |  | 0.05 | 0.18 |  |  | 78 |  |  | 0.12 | 0.07 |  |  | 66 |  |  | 0.06 | 0.14 |  |  | 45 |  |  | 0.16 | 14.5531 | 0.054126 | Gas | FRS_110017416599
2315 | 4155 | 2021 | LA | Louisiana 2 | 1392 | Entergy Louisiana LLC | 11241 | Entergy Louisiana LLC | 11241 | Electric Utility | Midcontinent Independent Transmission System Operator, Inc.. | MISO | SERC | SRMV | SERC Mississippi Valley | MISO | 22 | 33 | East Baton Rouge | 30.4922 | -91.1864 | 3 | 3 | NG | GAS |  | 0 | 175 | [13 empty] | 0 |  | 0 | 0 | [45 empty] | -- | [56 empty] | https://www.google.com/maps/@?api=1&map_action=map&center=30.4922%2C-91.186400000000006&zoom=17&basemap=satellite | 39663 | [118 empty] | 0.75 |  |  | 93 |  |  | 0.35 | 0.91 |  |  | 90 |  |  | 0.4 | 0.62 |  |  | 89 |  |  | 0.3 | 0.01 |  |  | 57 |  |  | 0.05 | 0.23 |  |  | 85 |  |  | 0.12 | 0.06 |  |  | 63 |  |  | 0.06 | 0.13 |  |  | 41 |  |  | 0.16 |  |  | Gas | FRS_
2316 | 5038 | 2021 | ME | Woodland Pulp, LLC | 10613 | Eastern Maine Electric Coop | 5609 | Woodland Pulp LLC | 5232 | Industrial CHP | New Brunswick System Operator | NBSO | NPCC | NEWE | NPCC New England |  | 23 | 29 | Washington | 45.1554 | -67.4012 | 12 | 12 | BLQ | BIOMASS |  | 0.56877 | 68.3 | 0.38538 | Yes | Yes | 6511140.8 | 0.178 | 0.19214 |  | 1802333.704 | 708836.139 | 2334240.704 | 891057.139 | 340301 | 139533.001 | 136.064 | 51.849 | 346.178 | 22036.027 | 26000.486 | 7816.959 | 23525.76 |  | 0.8 | 0.743 | 2.035 | 129.509 | 0.076 | 0.023 | 138.264 |  | 0.151 | 0.146 | 0.384 | 24.453 | 0.014 | 0.004 | 26.106 |  | 0.971 | 0.903 | 2.471 | 157.315 | 0.093 | 0.028 | 167.951 |  | 708.152 | 269.851 | 1801.701 | 927583.038 | 135320.655 | 40683.7 |  | 9380323.93 | 3689168.43 | 9912230.93 | 3871389.43 | EIA | EIA | EIA | EIA | EIA | EIA | -- | [5 empty] | 812895.579 |  |  | 7577990.226 | 2980332.291 | 572.088 | 218.002 | 1455.523 | 92651.432 | 109320.169 | 32866.741 | 6433.4366 | 0 | 0 | 59037.182 | 0 | 60150 | 221113.821 | 0 | 0 | 0 | 0 | 0 | 59037.182 | 281263.821 | 221113.821 | 280151.003 | 60150 | 0 | 0 | 0.17349 | 0 | 0.17676 | 0.64976 | 0 | 0 | 0 | 0 | 0 | 0.17349 | 0.82651 | 0.64976 | 0.82324 | 0.17676 | [7 empty] | https://www.google.com/maps/@?api=1&map_action=map&center=45.1554%2C-67.401200000000003&zoom=17&basemap=satellite | 1343 | [118 empty] | 0.28 |  |  | 47 |  |  | 0.35 | 0.12 |  |  | 26 |  |  | 0.4 | 0.44 |  |  | 73 |  |  | 0.3 | 0 |  |  | 0 |  |  | 0.05 | 0.05 |  |  | 36 |  |  | 0.12 | 0.03 |  |  | 30 |  |  | 0.06 | 0.17 |  |  | 55 |  |  | 0.16 | 6.762 | 0.036642 | Biomass | FRS_110013359178
2317 | 7953 | 2021 | NY | Beaver Falls, LLC | 10617 | New York Power Authority | 15296 | Lakeside Beaver Falls LLC | 58338 | IPP CHP | New York Independent System Operator | NYIS | NPCC | NYUP | NPCC Upstate NY | NYISO | 36 | 49 | Lewis | 43.8861 | -75.4342 | 1 | 2 | NG | GAS |  | 0.00448 | 107.8 | 1 |  | Yes | 11392.8 | 1.268 | 0.62825 |  | 25331.137 | 21445.562 | 25331.137 | 21445.562 | 4231 | 3598 | 0.44 | 0.387 | 0.008 | 1505.616 | 58.703 | 5.87 | 1507.224 |  | 0.208 | 0.215 | 0.004 | 711.707 | 0.014 | 0.001 | 712.467 |  | 0.035 | 0.036 | 0.001 | 118.875 | 0.002 | 0 | 119.002 |  | 0.208 | 0.215 | 0.004 | 711.707 | 0.014 | 0.001 | 712.467 |  | 0.701 | 0.616 | 0.012 | 2396.511 | 93.439 | 9.344 |  | 40319.946 | 34135.218 | 40319.946 | 34135.218 | EPA/CAMD | EPA/CAMD | EPA/CAMD | EPA/CAMD | EIA | EIA | -- | EPA/CAMD | EPA/CAMD | [6 empty] | 14988.809 | 12689.656 | 0.261 | 0.229 | 0.004 | 890.895 | 34.735 | 3.474 | 5987.0332 | 0 | 0 | 4231 | 0 | 0 | 0 | 0 | 0 | 0 | 0 | 0 | 4231 | 0 | 0 | 4231 | 0 | 0 | 0 | 1 | 0 | 0 | 0 | 0 | 0 | 0 | 0 | 0 | 1 | 0 | 0 | 1 | 0 | Yes |  | 50966.076 | 3028.926 | 0.842 | 0.015 |  | https://www.google.com/maps/@?api=1&map_action=map&center=43.886099999999999%2C-75.434200000000004&zoom=17&basemap=satellite | 2503 | [118 empty] | 0.23 |  |  | 38 |  |  | 0.35 | 0.03 |  |  | 10 |  |  | 0.4 | 0.42 |  |  | 70 |  |  | 0.3 | 0 |  |  | 0 |  |  | 0.05 | 0.12 |  |  | 63 |  |  | 0.12 | 0.06 |  |  | 62 |  |  | 0.06 | 0.17 |  |  | 55 |  |  | 0.16 | 0.033373 | 0.03186 | Gas | FRS_110002053580
2318 | 4157 | 2021 | LA | Louisiana Tech University Power Plant | 54240 | Entergy Louisiana LLC | 11241 | Louisiana Tech University | 11233 | Commercial CHP | Midcontinent Independent Transmission System Operator, Inc.. | MISO | SERC | SRMV | SERC Mississippi Valley | MISO | 22 | 61 | Lincoln | 32.5256 | -92.6497 | 1 | 1 | NG | GAS |  | 0.6918 | 7.5 | 0.18034 |  | Yes | 276112.8 | 0.562 | 0.42827 |  | 237565.582 | 107655.831 | 237565.582 | 107655.831 | 45451 | 20597 | 37.047 | 16.788 | 0.38 | 13884.409 | 523.743 | 52.374 | 13898.759 |  | 1.63 | 1.63 | 0.017 | 610.962 | 0.012 | 0.001 | 611.593 |  | 0.312 | 0.312 | 0.003 | 116.889 | 0.002 | 0 | 117.01 |  | 1.63 | 1.63 | 0.017 | 610.962 | 0.012 | 0.001 | 611.593 |  | 86.504 | 39.2 | 0.886 | 32419.531 | 1222.918 | 122.292 |  | 554706 | 251372 | 554706 | 251372 | EIA | EIA | EIA | EIA | EIA | EIA | -- | EIA | EIA | [6 empty] | 317140.418 | 143716.169 | 49.457 | 22.412 | 0.507 | 18535.122 | 699.176 | 69.918 | 5226.8505 | 0 | 0 | 45451 | 0 | 0 | 0 | 0 | 0 | 0 | 0 | 0 | 45451 | 0 | 0 | 45451 | 0 | 0 | 0 | 1 | 0 | 0 | 0 | 0 | 0 | 0 | 0 | 0 | 1 | 0 | 0 | 1 | 0 | [7 empty] | https://www.google.com/maps/@?api=1&map_action=map&center=32.525599999999997%2C-92.649699999999996&zoom=17&basemap=satellite | 22997 | [118 empty] | 0.59 |  |  | 82 |  |  | 0.35 | 0.57 |  |  | 71 |  |  | 0.4 | 0.6 |  |  | 88 |  |  | 0.3 | 0.03 |  |  | 70 |  |  | 0.05 | 0.1 |  |  | 56 |  |  | 0.12 | 0.04 |  |  | 41 |  |  | 0.06 | 0.09 |  |  | 25 |  |  | 0.16 | 0.11265 | 0.0052764 | Gas | FRS_110028030039
2319 | 7928 | 2021 | NY | Allegany Station No. 133 | 10619 | Rochester Gas & Electric Corp | 16183 | Allegany Generating Station, LLC | 58651 | IPP Non-CHP | New York Independent System Operator | NYIS | NPCC | NYUP | NPCC Upstate NY | NYISO | 36 | 3 | Allegany | 42.5027 | -78.0686 | 1 | 2 | NG | GAS |  | 0.02554 | 67 | 1 | [6 empty] | 130143.225 | 76260.109 | 130143.225 | 76260.109 | 14990 | 8717 | 2.035 | 1.153 | 0.039 | 7734.072 | 278.947 | 27.895 | 7741.715 |  | 0.272 | 0.265 | 0.005 | 1031.898 | 0.019 | 0.002 | 1032.917 |  | 0.031 | 0.03 | 0.001 | 118.855 | 0.002 | 0 | 118.972 |  | 0.272 | 0.265 | 0.005 | 1031.898 | 0.019 | 0.002 | 1032.917 |  | 2.035 | 1.153 | 0.039 | 7734.072 | 278.947 | 27.895 |  | 130143.225 | 76260.109 | 130143.225 | 76260.109 | EPA/CAMD | EPA/CAMD | EPA/CAMD | EPA/CAMD | EIA | EIA | -- | EPA/CAMD | EPA/CAMD | [15 empty] | 0 | 0 | 14990 | 0 | 0 | 0 | 0 | 0 | 0 | 0 | 0 | 14990 | 0 | 0 | 14990 | 0 | 0 | 0 | 1 | 0 | 0 | 0 | 0 | 0 | 0 | 0 | 0 | 1 | 0 | 0 | 1 | 0 | Yes |  | 358112.693 | 21280.83 | 5.414 | 0.107 |  | https://www.google.com/maps/@?api=1&map_action=map&center=42.502699999999997%2C-78.068600000000004&zoom=17&basemap=satellite | 835 | [118 empty] | 0.22 |  |  | 36 |  |  | 0.35 | 0.05 |  |  | 13 |  |  | 0.4 | 0.39 |  |  | 67 |  |  | 0.3 | 0.01 |  |  | 57 |  |  | 0.05 | 0.15 |  |  | 71 |  |  | 0.12 | 0.05 |  |  | 50 |  |  | 0.06 | 0.16 |  |  | 54 |  |  | 0.16 | 0.51801 | 0.056889 | Gas | FRS_110001599789
2320 | 4158 | 2021 | LA | LSU Cogen | 58428 | Entergy Gulf States - LA LLC | 55936 | LSU and A&M College | 58425 | Commercial CHP | Midcontinent Independent Transmission System Operator, Inc.. | MISO | SERC | SRMV | SERC Mississippi Valley | MISO | 22 | 33 | East Baton Rouge | 30.4106 | -91.1814 | 1 | 1 | NG | GAS |  | 0.80461 | 19.6 | 0 |  | Yes | 787523.2 | 0.599 | 0.44391 |  | 714280.151 | 318124.949 | 714280.151 | 318124.949 | 138148 | 62884 | 111.381 | 49.629 | 1.141 | 41745.767 | 1574.719 | 157.472 | 41788.914 |  | 1.612 | 1.578 | 0.017 | 604.363 | 0.011 | 0.001 | 604.988 |  | 0.312 | 0.312 | 0.003 | 116.889 | 0.002 | 0 | 117.01 |  | 1.612 | 1.578 | 0.017 | 604.364 | 0.011 | 0.001 | 604.989 |  | 250.906 | 111.798 | 2.571 | 94040.286 | 3547.355 | 354.736 |  | 1609052 | 716637 | 1609052 | 716637 | EIA | EIA | EIA | EIA | EIA | EIA | -- | EIA | EIA | [6 empty] | 894771.849 | 398512.051 | 139.525 | 62.169 | 1.43 | 52294.519 | 1972.636 | 197.264 | 5170.4108 | 0 | 0 | 138147.66 | 0 | 0 | 0 | 0 | 0 | 0 | 0 | 0 | 138147.66 | 0 | 0 | 138147.66 | 0 | 0 | 0 | 1 | 0 | 0 | 0 | 0 | 0 | 0 | 0 | 0 | 1 | 0 | 0 | 1 | 0 | [7 empty] | https://www.google.com/maps/@?api=1&map_action=map&center=30.410556%2C-91.181388999999996&zoom=17&basemap=satellite | 61539 | [118 empty] | 0.42 |  |  | 67 |  |  | 0.35 | 0.38 |  |  | 58 |  |  | 0.4 | 0.45 |  |  | 74 |  |  | 0.3 | 0.02 |  |  | 62 |  |  | 0.05 | 0.07 |  |  | 45 |  |  | 0.12 | 0.05 |  |  | 50 |  |  | 0.06 | 0.13 |  |  | 40 |  |  | 0.16 | 0.37329 | 0.0051624 | Gas | FRS_110057113109
2321 | 8011 | 2021 | NY | Carthage Energy | 10620 | Niagara Mohawk Power Corp. | 13573 | Carthage Energy LLC | 3085 | IPP Non-CHP | New York Independent System Operator | NYIS | NPCC | NYUP | NPCC Upstate NY | NYISO | 36 | 45 | Jefferson | 43.9842 | -75.6225 | 1 | 2 | NG | GAS |  | 0.00893 | 62.9 | 1 | [6 empty] | 45166.892 | 42401.826 | 45166.892 | 42401.826 | 4920 | 4623 | 8.995 | 8.795 | 0.014 | 2684.06 | 106.228 | 10.623 | 2686.971 |  | 3.657 | 3.805 | 0.006 | 1091.081 | 0.022 | 0.002 | 1092.264 |  | 0.398 | 0.415 | 0.001 | 118.851 | 0.002 | 0 | 118.98 |  | 3.657 | 3.805 | 0.006 | 1091.081 | 0.022 | 0.002 | 1092.264 |  | 8.995 | 8.795 | 0.014 | 2684.06 | 106.228 | 10.623 |  | 45166.892 | 42401.826 | 45166.892 | 42401.826 | EPA/CAMD | EPA/CAMD | EPA/CAMD | EPA/CAMD | EIA | EIA | -- | EPA/CAMD | EPA/CAMD | [14 empty] | 9180.2626 | 0 | 0 | 4920 | 0 | 0 | 0 | 0 | 0 | 0 | 0 | 0 | 4920 | 0 | 0 | 4920 | 0 | 0 | 0 | 1 | 0 | 0 | 0 | 0 | 0 | 0 | 0 | 0 | 1 | 0 | 0 | 1 | 0 | Yes |  | 25931.064 | 1541.585 | 5.454 | 0.008 |  | https://www.google.com/maps/@?api=1&map_action=map&center=43.984200000000001%2C-75.622500000000002&zoom=17&basemap=satellite | 6904 | [118 empty] | 0.26 |  |  | 44 |  |  | 0.35 | 0.17 |  |  | 34 |  |  | 0.4 | 0.35 |  |  | 62 |  |  | 0.3 | 0.01 |  |  | 57 |  |  | 0.05 | 0.11 |  |  | 58 |  |  | 0.12 | 0.07 |  |  | 71 |  |  | 0.06 | 0.15 |  |  | 48 |  |  | 0.16 | 0.15305 | 0.066154 | Gas | FRS_110019421017
2322 | 4159 | 2021 | LA | Mansfield Mill | 54091 | Cleco Power LLC | 3265 | IPC-Mansfield Mill | 9312 | Industrial CHP | Midcontinent Independent Transmission System Operator, Inc.. | MISO | SERC | SPSO | SPP South | MISO | 22 | 31 | DeSoto | 32.1575 | -93.5562 | 6 | 4 | NG | GAS |  | 0.57123 | 172 | 0.38128 | Yes | Yes | 2981468 | 0.985 | 0.56779 |  | 4475120.885 | 1750205.79 | 4475120.885 | 1750205.79 | 860683 | 330848 | 431.491 | 166.586 | 452.61 | 150942.74 | 58399.524 | 12785.73 | 153577.808 |  | 1.003 | 1.007 | 1.052 | 350.751 | 0.068 | 0.015 | 356.874 |  | 0.193 | 0.19 | 0.202 | 67.459 | 0.013 | 0.003 | 68.636 |  | 1.003 | 1.007 | 1.052 | 350.751 | 0.068 | 0.015 | 356.874 |  | 759.951 | 293.395 | 797.146 | 638404.528 | 102854.586 | 22518.521 |  | 7881685.837 | 3082502.694 | 7881685.837 | 3082502.694 | EIA | EIA |  | EIA | EIA | EIA | -- | [5 empty] | 372560.703 |  |  | 3406564.952 | 1332296.904 | 328.46 | 126.809 | 344.537 | 114901.085 | 44455.061 | 9732.792 | 5199.4995 | 0 | 0 | 442827.56 | 0 | 0 | 400721.83 | 0 | 0 | 0 | 17133.613 | 0 | 459961.173 | 400721.83 | 400721.83 | 860683.003 | 0 | 0 | 0 | 0.51451 | 0 | 0 | 0.46559 | 0 | 0 | 0 | 0.019907 | 0 | 0.53441 | 0.46559 | 0.46559 | 1 | 0 | [7 empty] | https://www.google.com/maps/@?api=1&map_action=map&center=32.157499999999999%2C-93.556200000000004&zoom=17&basemap=satellite | 134 | [118 empty] | 0.72 |  |  | 91 |  |  | 0.35 | 0.64 |  |  | 75 |  |  | 0.4 | 0.79 |  |  | 97 |  |  | 0.3 | 0 |  |  | 0 |  |  | 0.05 | 0.15 |  |  | 71 |  |  | 0.12 | 0.08 |  |  | 76 |  |  | 0.06 | 0.16 |  |  | 53 |  |  | 0.16 | 14.6237 | 0.031263 | Gas | FRS_110000450173
2323 | 8542 | 2021 | NY | Syracuse, LLC | 10621 | Niagara Mohawk Power Corp. | 13573 | Lakeside Syracuse LLC | 58337 | IPP Non-CHP | New York Independent System Operator | NYIS | NPCC | NYUP | NPCC Upstate NY | NYISO | 36 | 67 | Onondaga | 43.0664 | -76.2144 | 1 | 2 | NG | GAS |  | 0.01374 | 102.7 | 1 | [6 empty] | 111074.046 | 102525.077 | 111074.046 | 102525.077 | 12362 | 11485 | 4.9 | 4.149 | 0.033 | 6600.704 | 238.715 | 23.871 | 6607.245 |  | 0.793 | 0.723 | 0.005 | 1067.902 | 0.019 | 0.002 | 1068.96 |  | 0.088 | 0.081 | 0.001 | 118.852 | 0.002 | 0 | 118.97 |  | 0.793 | 0.723 | 0.005 | 1067.902 | 0.019 | 0.002 | 1068.96 |  | 4.9 | 4.149 | 0.033 | 6600.704 | 238.715 | 23.871 |  | 111074.046 | 102525.077 | 111074.046 | 102525.077 | EPA/CAMD | EPA/CAMD | EPA/CAMD | EPA/CAMD | EIA | EIA | -- | EPA/CAMD | EPA/CAMD | [14 empty] | 8985.1194 | 0 | 0 | 12362 | 0 | 0 | 0 | 0 | 0 | 0 | 0 | 0 | 12362 | 0 | 0 | 12362 | 0 | 0 | 0 | 1 | 0 | 0 | 0 | 0 | 0 | 0 | 0 | 0 | 1 | 0 | 0 | 1 | 0 | Yes |  | 29269.106 | 1739.505 | 3.861 | 0.009 |  | https://www.google.com/maps/@?api=1&map_action=map&center=43.066400000000002%2C-76.214399999999998&zoom=17&basemap=satellite | 55973 | [118 empty] | 0.29 |  |  | 50 |  |  | 0.35 | 0.23 |  |  | 43 |  |  | 0.4 | 0.35 |  |  | 62 |  |  | 0.3 | 0.03 |  |  | 67 |  |  | 0.05 | 0.09 |  |  | 54 |  |  | 0.12 | 0.07 |  |  | 66 |  |  | 0.06 | 0.17 |  |  | 57 |  |  | 0.16 | 0.19768 | 0.071545 | Gas | FRS_110001600189
2324 | 4163 | 2021 | LA | New Orleans Power | 60928 | Entergy New Orleans Inc | 13478 | Entergy New Orleans, LLC | 13478 | Electric Utility | Midcontinent Independent Transmission System Operator, Inc.. | MISO | SERC | SRMV | SERC Mississippi Valley | MISO | 22 | 71 | Orleans | 30.0081 | -89.9372 | 1 | 1 | NG | GAS |  | 0.07583 | 250 | 1 | [6 empty] | 1950531 | 679626 | 1950531 | 679626 | 166060 | 72346 | 306.41 | 106.704 | 3.117 | 113997.866 | 4300.188 | 430.019 | 114115.691 |  | 3.69 | 2.95 | 0.038 | 1372.972 | 0.026 | 0.003 | 1374.391 |  | 0.314 | 0.314 | 0.003 | 116.889 | 0.002 | 0 | 117.01 |  | 3.69 | 2.95 | 0.038 | 1372.972 | 0.026 | 0.003 | 1374.391 |  | 306.41 | 106.704 | 3.117 | 113997.866 | 4300.188 | 430.019 |  | 1950531 | 679626 | 1950531 | 679626 | EIA | EIA | EIA | EIA | EIA | EIA | -- | EIA | EIA | [14 empty] | 11745.9412 | 0 | 0 | 166060 | 0 | 0 | 0 | 0 | 0 | 0 | 0 | 0 | 166060 | 0 | 0 | 166060 | 0 | 0 | 0 | 1 | 0 | 0 | 0 | 0 | 0 | 0 | 0 | 0 | 1 | 0 | 0 | 1 | 0 | [7 empty] | https://www.google.com/maps/@?api=1&map_action=map&center=30.008099999999999%2C-89.937200000000004&zoom=17&basemap=satellite | 20877 | [118 empty] | 0.71 |  |  | 90 |  |  | 0.35 | 0.98 |  |  | 95 |  |  | 0.4 | 0.43 |  |  | 72 |  |  | 0.3 | 0.08 |  |  | 82 |  |  | 0.05 | 0.18 |  |  | 78 |  |  | 0.12 | 0.06 |  |  | 58 |  |  | 0.06 | 0.12 |  |  | 34 |  |  | 0.16 | 0.86372 | 0.024738 | Gas | FRS_
2325 | 4166 | 2021 | LA | New Roads | 1453 | City of New Roads - (LA) | 13483 | City of New Roads - (LA) | 13483 | Electric Utility | Midcontinent Independent Transmission System Operator, Inc.. | MISO | SERC | SPSO | SPP South | MISO | 22 | 77 | Pointe Coupee | 30.7261 | -91.3683 | 6 | 6 | DFO | OIL |  | 0.00012 | 9.4 | 1 | [6 empty] | 161.999 | 67 | 161.999 | 67 | 10.001 | 3.999 | 0.271 | 0.111 | 0.023 | 13.23 | 1.071 | 0.214 | 13.275 |  | 54.195 | 55.514 | 4.66 | 2645.735 | 0.107 | 0.021 | 2654.799 |  | 3.346 | 3.313 | 0.288 | 163.334 | 0.007 | 0.001 | 163.894 |  | 54.2 | 55.519 | 4.66 | 2646 | 0.107 | 0.021 | 2655.064 |  | 0.271 | 0.111 | 0.023 | 13.23 | 1.071 | 0.214 |  | 161.999 | 67 | 161.999 | 67 | EIA | EIA | EIA | EIA | EIA | EIA | -- | EIA | EIA | [14 empty] | 16199.9 | 0 | 10 | 0 | 0 | 0 | 0 | 0 | 0 | 0 | 0 | 0 | 10 | 0 | 0 | 10 | 0 | 0 | 1 | 0 | 0 | 0 | 0 | 0 | 0 | 0 | 0 | 0 | 1 | 0 | 0 | 1 | 0 | [7 empty] | https://www.google.com/maps/@?api=1&map_action=map&center=30.726111%2C-91.368333000000007&zoom=17&basemap=satellite | 644 | [118 empty] | 0.2 |  |  | 32 |  |  | 0.35 | 0.22 |  |  | 41 |  |  | 0.4 | 0.18 |  |  | 33 |  |  | 0.3 | 0 |  |  | 0 |  |  | 0.05 | 0.04 |  |  | 27 |  |  | 0.12 | 0.02 |  |  | 21 |  |  | 0.06 | 0.08 |  |  | 21 |  |  | 0.16 | 5.4016e-05 | 0.003937 | Oil | FRS_
2326 | 4920 | 2021 | MD | Wheelabrator Baltimore Refuse | 10629 | Baltimore Gas & Electric Co | 1167 | Wheelabrator Environmental Systems | 20541 | IPP CHP | PJM Interconnection, LLC | PJM | RFC | RFCE | RFC East | PJM | 24 | 510 | Baltimore City | 39.266 | -76.6297 | 3 | 2 | MSW | BIOMASS |  | 0.59693 | 64.5 | 0.33845 | Yes | Yes | 2391016 | 0.481 | 0.39096 |  | 2838975.531 | 1238031.363 | 2838975.531 | 1238031.363 | 337277 | 147237 | 342.103 | 149.826 | 61.104 | 156113.126 | 200284.777 | 26287.377 | 162533.505 |  | 2.029 | 2.035 | 0.362 | 925.726 | 0.594 | 0.078 | 963.798 |  | 0.241 | 0.242 | 0.043 | 109.978 | 0.071 | 0.009 | 114.502 |  | 2.029 | 2.035 | 0.362 | 925.726 | 0.594 | 0.078 | 963.798 |  | 875.041 | 383.231 | 156.294 | 726014.274 | 512294.891 | 67238.704 |  | 7261623.587 | 3166676.727 | 7261623.587 | 3166676.727 | EIA | EIA | EIA | EIA | EIA | EIA | -- | EIA | EIA |  |  |  | 326703.063 |  |  | 4422648.056 | 1928645.364 | 532.938 | 233.405 | 95.19 | 243198.085 | 312010.114 | 40951.327 | 8417.341 | 0 | 0 | 0 | 0 | 0 | 151772.6 | 0 | 0 | 0 | 185504.4 | 0 | 185504.4 | 151772.6 | 151772.6 | 337277 | 0 | 0 | 0 | 0 | 0 | 0 | 0.44999 | 0 | 0 | 0 | 0.55001 | 0 | 0.55001 | 0.44999 | 0.44999 | 1 | 0 | [7 empty] | https://www.google.com/maps/@?api=1&map_action=map&center=39.266041000000001%2C-76.629653000000005&zoom=17&basemap=satellite | 180216 | [118 empty] | 0.54 |  |  | 78 |  |  | 0.35 | 0.64 |  |  | 75 |  |  | 0.4 | 0.45 |  |  | 74 |  |  | 0.3 | 0.02 |  |  | 63 |  |  | 0.05 | 0.17 |  |  | 76 |  |  | 0.12 | 0.06 |  |  | 61 |  |  | 0.06 | 0.12 |  |  | 37 |  |  | 0.16 |  |  | Biomass | FRS_110009697845
2327 | 10742 | 2021 | VA | Hopewell Cogeneration Facility | 10633 | Virginia Electric & Power Co | 19876 | Luminant Generation Company LLC | 55983 | IPP CHP | PJM Interconnection, LLC | PJM | SERC | SRVC | SERC Virginia/Carolina | PJM | 51 | 149 | Prince George | 37.2917 | -77.2811 | 3 | 4 | NG | GAS |  | 0.27454 | 399 | 0.87577 |  | Yes | 496493.6 | 6.596 | 0.89791 |  | 7646287.466 | 3797152.22 | 7646287.466 | 3797152.22 | 959580 | 476024 | 440.608 | 210.614 | 2.519 | 454505.314 | 18308.652 | 1850.841 | 455009.948 |  | 0.918 | 0.885 | 0.005 | 947.301 | 0.019 | 0.002 | 948.352 |  | 0.115 | 0.111 | 0.001 | 118.883 | 0.002 | 0 | 119.015 |  | 0.918 | 0.885 | 0.005 | 947.301 | 0.019 | 0.002 | 948.352 |  | 490.705 | 234.561 | 2.805 | 506182.209 | 20390.331 | 2061.28 |  | 8515664.3 | 4228885.423 | 8515664.3 | 4228885.423 | EPA/CAMD | EPA/CAMD | EPA/CAMD | EPA/CAMD | EIA | EIA | -- | EPA/CAMD | EPA/CAMD | [6 empty] | 869376.834 | 431733.203 | 50.097 | 23.947 | 0.286 | 51676.895 | 2081.679 | 210.439 | 7968.3689 | 0 | 3596.895 | 955983.11 | 0 | 0 | 0 | 0 | 0 | 0 | 0 | 0 | 959580.005 | 0 | 0 | 959580.005 | 0 | 0 | 0.0037484 | 0.99625 | 0 | 0 | 0 | 0 | 0 | 0 | 0 | 0 | 1 | 0 | 0 | 1 | 0 | Yes |  | 6170196.775 | 372370.225 | 360.169 | 14.994 |  | https://www.google.com/maps/@?api=1&map_action=map&center=37.291666999999997%2C-77.281110999999996&zoom=17&basemap=satellite | 28209 | [118 empty] | 0.48 |  |  | 73 |  |  | 0.35 | 0.54 |  |  | 69 |  |  | 0.4 | 0.43 |  |  | 72 |  |  | 0.3 | 0.01 |  |  | 57 |  |  | 0.05 | 0.14 |  |  | 68 |  |  | 0.12 | 0.07 |  |  | 65 |  |  | 0.06 | 0.15 |  |  | 48 |  |  | 0.16 | 13.425 | 0.013975 | Gas | FRS_110000342610
2328 | 4168 | 2021 | LA | Oak Point Cogen | 55857 | Entergy Louisiana LLC | 11241 | Chevron Oronite Co LLC | 3455 | Industrial CHP | Midcontinent Independent Transmission System Operator, Inc.. | MISO | SERC | SRMV | SERC Mississippi Valley | MISO | 22 | 75 | Plaquemines | 29.812 | -90.0084 | 5 | 5 | NG | GAS |  | 0.4594 | 23.5 | 0.56766 |  | Yes | 1533951.2 | 0.21 | 0.21909 |  | 503298.475 | 228076.193 | 503298.475 | 228076.193 | 94573 | 42857 | 76.258 | 34.557 | 0.804 | 29415.042 | 1109.584 | 110.958 | 29445.445 |  | 1.613 | 1.613 | 0.017 | 622.06 | 0.012 | 0.001 | 622.703 |  | 0.303 | 0.303 | 0.003 | 116.889 | 0.002 | 0 | 117.01 |  | 1.613 | 1.613 | 0.017 | 622.06 | 0.012 | 0.001 | 622.703 |  | 348.06 | 157.725 | 3.671 | 134257.895 | 5064.43 | 506.443 |  | 2297185 | 1040999 | 2297185 | 1040999 | EIA | EIA | EIA | EIA | EIA | EIA | -- | EIA | EIA | [6 empty] | 1793886.525 | 812922.807 | 271.802 | 123.168 | 2.867 | 104842.853 | 3954.846 | 395.485 | 5321.7988 | 0 | 0 | 94573 | 0 | 0 | 0 | 0 | 0 | 0 | 0 | 0 | 94573 | 0 | 0 | 94573 | 0 | 0 | 0 | 1 | 0 | 0 | 0 | 0 | 0 | 0 | 0 | 0 | 1 | 0 | 0 | 1 | 0 | [7 empty] | https://www.google.com/maps/@?api=1&map_action=map&center=29.811955999999999%2C-90.008430000000004&zoom=17&basemap=satellite | 7099 | [118 empty] | 0.3 |  |  | 52 |  |  | 0.35 | 0.37 |  |  | 57 |  |  | 0.4 | 0.23 |  |  | 43 |  |  | 0.3 | 0.01 |  |  | 57 |  |  | 0.05 | 0.06 |  |  | 40 |  |  | 0.12 | 0.08 |  |  | 74 |  |  | 0.06 | 0.09 |  |  | 23 |  |  | 0.16 | 0.24153 | 0.0051627 | Gas | FRS_110028030128
2329 | 4169 | 2021 | LA | Ouachita Plant | 55467 | Entergy Louisiana LLC | 11241 | Entergy Louisiana LLC | 11241 | Electric Utility | Midcontinent Independent Transmission System Operator, Inc.. | MISO | SERC | SRMV | SERC Mississippi Valley | MISO | 22 | 73 | Ouachita | 32.7061 | -92.0683 | 3 | 6 | NG | GAS |  | 0.34601 | 903.9 | 0.75665 | [6 empty] | 20781019.79 | 7820951.685 | 20781019.79 | 7820951.685 | 2739761 | 1025013 | 160.433 | 62.975 | 6.235 | 1234991.568 | 44191.798 | 4419.18 | 1236202.423 |  | 0.117 | 0.123 | 0.005 | 901.532 | 0.016 | 0.002 | 902.416 |  | 0.015 | 0.016 | 0.001 | 118.858 | 0.002 | 0 | 118.974 |  | 0.117 | 0.123 | 0.005 | 901.532 | 0.016 | 0.002 | 902.416 |  | 160.433 | 62.975 | 6.235 | 1234991.568 | 44191.798 | 4419.18 |  | 20781019.79 | 7820951.685 | 20781019.79 | 7820951.685 | EPA/CAMD | EPA/CAMD | EPA/CAMD | EPA/CAMD | EIA | EIA | -- | EPA/CAMD | EPA/CAMD | [14 empty] | 7584.9754 | 0 | 0 | 2739761 | 0 | 0 | 0 | 0 | 0 | 0 | 0 | 0 | 2739761 | 0 | 0 | 2739761 | 0 | 0 | 0 | 1 | 0 | 0 | 0 | 0 | 0 | 0 | 0 | 0 | 1 | 0 | 0 | 1 | 0 | Yes |  | 32620113.39 | 1938575.43 | 242.87 | 9.786 |  | https://www.google.com/maps/@?api=1&map_action=map&center=32.706099999999999%2C-92.068299999999994&zoom=17&basemap=satellite | 4474 | [118 empty] | 0.32 |  |  | 55 |  |  | 0.35 | 0.26 |  |  | 46 |  |  | 0.4 | 0.39 |  |  | 67 |  |  | 0.3 | 0 |  |  | 0 |  |  | 0.05 | 0.13 |  |  | 66 |  |  | 0.12 | 0.08 |  |  | 74 |  |  | 0.06 | 0.11 |  |  | 33 |  |  | 0.16 | 175.21 | 0.099939 | Gas | FRS_110012218064
2330 | 8065 | 2021 | NY | Covanta Hempstead | 10642 | Long Island Power Authority | 11171 | Covanta Hempstead Company | 473 | IPP Non-CHP | New York Independent System Operator | NYIS | NPCC | NYLI | NPCC Long Island | NYISO | 36 | 59 | Nassau | 40.7389 | -73.5906 | 3 | 1 | MSW | BIOMASS |  | 0.8489 | 78.6 | 0 | Yes | Yes | 0 |  | 1 |  | 10198967.47 | 4438866.279 | 10198967.47 | 4438866.279 | 584496 | 250328 | 1149.904 | 529.827 | 79.528 | 561027.497 | 719043.903 | 94377.876 | 584077.849 |  | 3.935 | 4.233 | 0.272 | 1919.697 | 1.23 | 0.161 | 1998.569 |  | 0.225 | 0.239 | 0.016 | 110.017 | 0.071 | 0.009 | 114.537 |  | 3.935 | 4.233 | 0.272 | 1919.697 | 1.23 | 0.161 | 1998.569 |  | 1149.904 | 529.827 | 79.528 | 1019553.272 | 719043.903 | 94377.876 |  | 10198967.47 | 4438866.279 | 10198967.47 | 4438866.279 | EIA | EIA | EIA | EIA | EIA | EIA | -- | EIA | EIA |  |  |  | 458525.775 |  |  | 0 | 0 | 0 | 0 | 0 | 0 | 0 | 0 | 17449.1656 | 0 | 427.509 | 0 | 0 | 0 | 262829.96 | 0 | 0 | 0 | 321238.53 | 0 | 321666.039 | 262829.96 | 262829.96 | 584495.999 | 0 | 0 | 0.00073142 | 0 | 0 | 0 | 0.44967 | 0 | 0 | 0 | 0.5496 | 0 | 0.55033 | 0.44967 | 0.44967 | 1 | 0 | [7 empty] | https://www.google.com/maps/@?api=1&map_action=map&center=40.738900000000001%2C-73.590599999999995&zoom=17&basemap=satellite | 180011 | [118 empty] | 0.41 |  |  | 65 |  |  | 0.35 | 0.6 |  |  | 73 |  |  | 0.4 | 0.21 |  |  | 38 |  |  | 0.3 | 0.09 |  |  | 83 |  |  | 0.05 | 0.16 |  |  | 73 |  |  | 0.12 | 0.06 |  |  | 62 |  |  | 0.06 | 0.16 |  |  | 50 |  |  | 0.16 |  |  | Biomass | FRS_110034162643
2331 | 4170 | 2021 | LA | PCS Nitrogen Fertilizer LP | 50341 | Entergy Gulf States - LA LLC | 55936 | PCS Nitrogen LP | 15237 | Industrial Non-CHP | Midcontinent Independent Transmission System Operator, Inc.. | MISO | SERC | SRMV | SERC Mississippi Valley | MISO | 22 | 47 | Iberville | 30.227 | -91.0551 | 3 | 3 | DFO | OIL |  | 0 | 14 | [11 empty] | 0 | 0 | 0 |  | 0 | 0 | [45 empty] | -- | [17 empty] | 0 | 0 | 0 | 0 | 0 | 0 | 0 | 0 | 0 | 0 | 0 | 0 | 0 | 0 | 0 | 0 | [23 empty] | https://www.google.com/maps/@?api=1&map_action=map&center=30.226977000000002%2C-91.055114000000003&zoom=17&basemap=satellite | 1263 | [118 empty] | 0.41 |  |  | 65 |  |  | 0.35 | 0.59 |  |  | 72 |  |  | 0.4 | 0.25 |  |  | 46 |  |  | 0.3 | 0 |  |  | 0 |  |  | 0.05 | 0.18 |  |  | 77 |  |  | 0.12 | 0.05 |  |  | 50 |  |  | 0.06 | 0.09 |  |  | 23 |  |  | 0.16 |  |  | Oil | FRS_
2332 | 7412 | 2021 | NJ | Covanta Essex Company | 10643 | Public Service Elec & Gas Co | 15477 | Covanta Essex Company | 542 | IPP Non-CHP | PJM Interconnection, LLC | PJM | RFC | RFCE | RFC East | PJM | 34 | 13 | Essex | 40.7376 | -74.1255 | 3 | 2 | MSW | BIOMASS |  | 0.79679 | 69.8 | 0.0053436 | Yes | Yes | 0 |  | 1 |  | 9564862.681 | 4030795.914 | 9564862.681 | 4030795.914 | 487198 | 201565 | 747.906 | 309.703 | 126.83 | 525962.989 | 674784.388 | 88565.451 | 547594.046 |  | 3.07 | 3.073 | 0.521 | 2159.134 | 1.385 | 0.182 | 2247.932 |  | 0.156 | 0.154 | 0.027 | 109.978 | 0.071 | 0.009 | 114.501 |  | 3.07 | 3.073 | 0.521 | 2159.134 | 1.385 | 0.182 | 2247.932 |  | 747.906 | 309.703 | 126.83 | 956291.215 | 674784.388 | 88565.451 |  | 9564862.681 | 4030795.914 | 9564862.681 | 4030795.914 | EIA | EIA | EIA | EIA | EIA | EIA | -- | EIA | EIA |  |  |  | 430328.226 |  |  | 0 | 0 | 0 | 0 | 0 | 0 | 0 | 0 | 19632.3932 | 0 | 0 | 0 | 0 | 0 | 219236.87 | 0 | 0 | 0 | 267961.13 | 0 | 267961.13 | 219236.87 | 219236.87 | 487198 | 0 | 0 | 0 | 0 | 0 | 0 | 0.45 | 0 | 0 | 0 | 0.55 | 0 | 0.55 | 0.45 | 0.45 | 1 | 0 | [7 empty] | https://www.google.com/maps/@?api=1&map_action=map&center=40.7376%2C-74.125500000000002&zoom=17&basemap=satellite | 222495 | [118 empty] | 0.57 |  |  | 80 |  |  | 0.35 | 0.76 |  |  | 81 |  |  | 0.4 | 0.39 |  |  | 67 |  |  | 0.3 | 0.21 |  |  | 93 |  |  | 0.05 | 0.2 |  |  | 80 |  |  | 0.12 | 0.07 |  |  | 66 |  |  | 0.06 | 0.11 |  |  | 32 |  |  | 0.16 |  |  | Biomass | FRS_110000563202
2333 | 4171 | 2021 | LA | Perryville Power Station | 55620 | Entergy Louisiana LLC | 11241 | Entergy Louisiana LLC | 11241 | Electric Utility | Midcontinent Independent Transmission System Operator, Inc.. | MISO | SERC | SRMV | SERC Mississippi Valley | MISO | 22 | 73 | Ouachita | 32.6908 | -92.0183 | 3 | 4 | NG | GAS |  | 0.3183 | 824.1 | 0.80283 | [6 empty] | 16076342.84 | 6311730.867 | 16076342.84 | 6311730.867 | 2297841 | 911665 | 123.523 | 52.644 | 4.824 | 955396.624 | 35536.753 | 3553.675 | 956370.331 |  | 0.108 | 0.115 | 0.004 | 831.56 | 0.015 | 0.002 | 832.408 |  | 0.015 | 0.017 | 0.001 | 118.857 | 0.002 | 0 | 118.979 |  | 0.108 | 0.115 | 0.004 | 831.56 | 0.015 | 0.002 | 832.408 |  | 123.523 | 52.644 | 4.824 | 955396.624 | 35536.753 | 3553.675 |  | 16076342.84 | 6311730.867 | 16076342.84 | 6311730.867 | EPA/CAMD | EPA/CAMD | EPA/CAMD | EPA/CAMD | EIA | EIA | -- | EPA/CAMD | EPA/CAMD | [14 empty] | 6996.2817 | 0 | 0 | 2297841 | 0 | 0 | 0 | 0 | 0 | 0 | 0 | 0 | 2297841 | 0 | 0 | 2297841 | 0 | 0 | 0 | 1 | 0 | 0 | 0 | 0 | 0 | 0 | 0 | 0 | 1 | 0 | 0 | 1 | 0 | Yes |  | 19490040.45 | 1158261.425 | 151.761 | 5.847 |  | https://www.google.com/maps/@?api=1&map_action=map&center=32.690800000000003%2C-92.018299999999996&zoom=17&basemap=satellite | 3202 | [118 empty] | 0.23 |  |  | 40 |  |  | 0.35 | 0.19 |  |  | 38 |  |  | 0.4 | 0.28 |  |  | 50 |  |  | 0.3 | 0 |  |  | 0 |  |  | 0.05 | 0.12 |  |  | 61 |  |  | 0.12 | 0.08 |  |  | 75 |  |  | 0.06 | 0.13 |  |  | 38 |  |  | 0.16 | 105.82 | 0.065739 | Gas | FRS_110012217975
2334 | 4173 | 2021 | LA | Plaquemine Cogen Facility | 55419 | Entergy Louisiana LLC | 11241 | Dow Chemical Co | 5347 | Industrial CHP | Midcontinent Independent Transmission System Operator, Inc.. | MISO | SERC | SRMV | SERC Mississippi Valley | MISO | 22 | 47 | Iberville | 30.3217 | -91.2347 | 4 | 5 | NG | GAS |  | 0.57785 | 987 | 0.37024 |  | Yes | 17544396.8 | 0.972 | 0.56444 |  | 32165488.39 | 12306782.27 | 32165488.39 | 12306782.27 | 4996202 | 1902591 | 259.811 | 99.452 | 7.849 | 1884101.936 | 75985.203 | 7596.201 | 1886183.584 |  | 0.104 | 0.105 | 0.003 | 754.214 | 0.015 | 0.002 | 755.047 |  | 0.016 | 0.016 | 0 | 117.151 | 0.002 | 0 | 117.28 |  | 0.104 | 0.105 | 0.003 | 754.214 | 0.015 | 0.002 | 755.047 |  | 460.295 | 176.195 | 13.905 | 3337979.461 | 134619.599 | 13457.85 |  | 56986162.78 | 21803377.86 | 56986162.78 | 21803377.86 | EPA/CAMD | EPA/CAMD | EPA/CAMD | EPA/CAMD | EIA | EIA | -- | EPA/CAMD | EPA/CAMD | [6 empty] | 24820674.39 | 9496595.597 | 200.484 | 76.743 | 6.056 | 1453877.525 | 58634.396 | 5861.65 | 6437.988 | 0 | 0 | 4965541.37 | 0 | 0 | 0 | 0 | 0 | 0 | 30660.63 | 0 | 4996202 | 0 | 0 | 4996202 | 0 | 0 | 0 | 0.99386 | 0 | 0 | 0 | 0 | 0 | 0 | 0.0061368 | 0 | 1 | 0 | 0 | 1 | 0 | Yes |  | 57485345.29 | 3260399.312 | 458.811 | 10.472 |  | https://www.google.com/maps/@?api=1&map_action=map&center=30.3217%2C-91.234700000000004&zoom=17&basemap=satellite | 7288 | [118 empty] | 0.53 |  |  | 77 |  |  | 0.35 | 0.63 |  |  | 74 |  |  | 0.4 | 0.43 |  |  | 72 |  |  | 0.3 | 0 |  |  | 0 |  |  | 0.05 | 0.21 |  |  | 82 |  |  | 0.12 | 0.08 |  |  | 71 |  |  | 0.06 | 0.18 |  |  | 59 |  |  | 0.16 | 112.2473 | 0.045807 | Gas | FRS_110001244724
2335 | 8896 | 2021 | OK | River Valley | 10671 | Oklahoma Gas & Electric Co | 14063 | Oklahoma Gas & Electric Co | 14063 | Electric Utility | Southwest Power Pool | SWPP | MRO | SPSO | SPP South |  | 40 | 79 | Le Flore | 35.1931 | -94.6458 | 4 | 2 | SUB | COAL | Yes | 0.33618 | 350 | 0.77303 | Yes | Yes | 0 |  | 1 |  | 13121865.22 | 7015239.052 | 13121865.22 | 7015239.052 | 1030739 | 536070 | 1500.466 | 797.65 | 636.031 | 1371231.711 | 298069.201 | 43326.784 | 1381413.267 |  | 2.911 | 2.976 | 1.234 | 2660.677 | 0.289 | 0.042 | 2680.433 |  | 0.229 | 0.227 | 0.097 | 209 | 0.023 | 0.003 | 210.551 |  | 2.911 | 2.976 | 1.234 | 2660.677 | 0.289 | 0.042 | 2680.433 |  | 1500.466 | 797.65 | 636.031 | 1371231.711 | 298069.201 | 43326.784 |  | 13121865.22 | 7015239.052 | 13121865.22 | 7015239.052 | EPA/CAMD | EPA/CAMD | EPA/CAMD | EPA/CAMD | EIA | EIA | -- | EPA/CAMD | EPA/CAMD |  |  |  | 0 |  |  | 0 | 0 | 0 | 0 | 0 | 0 | 0 | 0 | 12730.5411 | 1007914.65 | 0 | 22824.348 | 0 | 0 | 0 | 0 | 0 | 0 | 0 | 0 | 1030738.998 | 0 | 0 | 1030738.998 | 0 | 0.97786 | 0 | 0.022144 | 0 | 0 | 0 | 0 | 0 | 0 | 0 | 0 | 1 | 0 | 0 | 1 | 0 | Yes |  | 9198641.859 | 959966.758 | 1019.621 | 775.735 |  | https://www.google.com/maps/@?api=1&map_action=map&center=35.193100000000001%2C-94.645799999999994&zoom=17&basemap=satellite | 2780 | [118 empty] | 0.42 |  |  | 66 |  |  | 0.35 | 0.31 |  |  | 52 |  |  | 0.4 | 0.52 |  |  | 81 |  |  | 0.3 | 0 |  |  | 0 |  |  | 0.05 | 0.18 |  |  | 76 |  |  | 0.12 | 0.06 |  |  | 62 |  |  | 0.06 | 0.18 |  |  | 59 |  |  | 0.16 | 78.191 | 0.19719 | Coal | FRS_110056955460
2336 | 4179 | 2021 | LA | R S Cogen LLC | 55117 | Entergy Gulf States - LA LLC | 55936 | Eagle 2 US LLC | 14306 | Industrial CHP | Midcontinent Independent Transmission System Operator, Inc.. | MISO | SERC | SRMV | SERC Mississippi Valley | MISO | 22 | 19 | Calcasieu | 30.221 | -93.2992 | 2 | 3 | NG | GAS |  | 0.4942 | 493 | 0.50967 |  | Yes | 6399614.4 | 1.138 | 0.60281 |  | 13700582.51 | 6605008.094 | 13700582.51 | 6605008.094 | 2134282.27 | 1036039.54 | 426.462 | 218.844 | 4.111 | 814206.978 | 29817.594 | 2981.759 | 815023.981 |  | 0.4 | 0.422 | 0.004 | 762.98 | 0.014 | 0.001 | 763.745 |  | 0.062 | 0.066 | 0.001 | 118.857 | 0.002 | 0 | 118.977 |  | 0.4 | 0.422 | 0.004 | 762.98 | 0.014 | 0.001 | 763.745 |  | 707.462 | 363.042 | 6.819 | 1350697.12 | 49464.741 | 4946.474 |  | 22728050.52 | 10957122.26 | 22728050.52 | 10957122.26 | EPA/CAMD | EPA/CAMD | EPA/CAMD | EPA/CAMD | EIA | EIA | -- | EPA/CAMD | EPA/CAMD | [6 empty] | 9027468.007 | 4352114.169 | 281 | 144.198 | 2.708 | 536490.142 | 19647.148 | 1964.715 | 6419.2926 | 0 | 0 | 2134282.28 | 0 | 0 | 0 | 0 | 0 | 0 | 0 | 0 | 2134282.28 | 0 | 0 | 2134282.28 | 0 | 0 | 0 | 1 | 0 | 0 | 0 | 0 | 0 | 0 | 0 | 0 | 1 | 0 | 0 | 1 | 0 | Yes |  | 28716797 | 1706595.236 | 879.516 | 8.616 |  | https://www.google.com/maps/@?api=1&map_action=map&center=30.221%2C-93.299199999999999&zoom=17&basemap=satellite | 9792 | [118 empty] | 0.23 |  |  | 38 |  |  | 0.35 | 0.14 |  |  | 31 |  |  | 0.4 | 0.31 |  |  | 56 |  |  | 0.3 | 0 |  |  | 0 |  |  | 0.05 | 0.1 |  |  | 55 |  |  | 0.12 | 0.07 |  |  | 67 |  |  | 0.06 | 0.18 |  |  | 62 |  |  | 0.16 | 62.121 | 0.093987 | Gas | FRS_110012513752
2337 | 4180 | 2021 | LA | Rayne | 1456 | City of Rayne - (LA) | 15728 | Louisiana Energy & Power Authority | 26253 | Electric Utility | Midcontinent Independent Transmission System Operator, Inc.. | MISO | SERC | SPSO | SPP South | MISO | 22 | 1 | Acadia | 30.2346 | -92.2722 | 2 | 2 | DFO | OIL |  | 0 | 8.2 | [13 empty] | 0 |  | 0 | 0 | [45 empty] | -- | [56 empty] | https://www.google.com/maps/@?api=1&map_action=map&center=30.234627%2C-92.272174000000007&zoom=17&basemap=satellite | 10262 | [118 empty] | 0.49 |  |  | 73 |  |  | 0.35 | 0.41 |  |  | 60 |  |  | 0.4 | 0.57 |  |  | 86 |  |  | 0.3 | 0.02 |  |  | 65 |  |  | 0.05 | 0.19 |  |  | 79 |  |  | 0.12 | 0.11 |  |  | 87 |  |  | 0.06 | 0.16 |  |  | 51 |  |  | 0.16 |  |  | Oil | FRS_
2338 | 4776 | 2021 | MD | AES Warrior Run | 10678 | Potomac Electric Power Co | 15270 | AES WR Ltd Partnership | 35 | IPP CHP | PJM Interconnection, LLC | PJM | RFC | RFCE | RFC East | PJM | 24 | 1 | Allegany | 39.5952 | -78.7453 | 1 | 1 | BIT | COAL | Yes | 0.624 | 229 | 0.29334 |  | Yes | 2405810.4 | 1.776 | 0.70307 |  | 10579199.05 | 4792147.261 | 10579199.05 | 4792147.261 | 1251759 | 562109 | 395.764 | 175.729 | 824.835 | 1085281.504 | 240103.947 | 34927.095 | 1093486.941 |  | 0.632 | 0.625 | 1.318 | 1734.01 | 0.192 | 0.028 | 1747.121 |  | 0.075 | 0.073 | 0.156 | 205.173 | 0.023 | 0.003 | 206.724 |  | 0.632 | 0.625 | 1.318 | 1734.01 | 0.192 | 0.028 | 1747.121 |  | 562.912 | 249.947 | 1173.199 | 1543642.92 | 341510.249 | 49678.321 |  | 15047253.32 | 6816078.743 | 15047253.32 | 6816078.743 | EPA/CAMD | EPA/CAMD | EPA/CAMD | EPA/CAMD | EIA | EIA | -- | EPA/CAMD | EPA/CAMD | [6 empty] | 4468054.267 | 2023931.482 | 167.148 | 74.218 | 348.364 | 458361.416 | 101406.303 | 14751.226 | 8451.4661 | 1250772.1 | 986.939 | 0 | 0 | 0 | 0 | 0 | 0 | 0 | 0 | 0 | 1251759.039 | 0 | 0 | 1251759.039 | 0 | 0.99921 | 0.00078844 | 0 | 0 | 0 | 0 | 0 | 0 | 0 | 0 | 0 | 1 | 0 | 0 | 1 | 0 | Yes |  | 14986552.28 | 1537259.246 | 554.655 | 1194.35 |  | https://www.google.com/maps/@?api=1&map_action=map&center=39.595171000000001%2C-78.745333000000002&zoom=17&basemap=satellite | 9597 | [118 empty] | 0.33 |  |  | 55 |  |  | 0.35 | 0.16 |  |  | 34 |  |  | 0.4 | 0.5 |  |  | 80 |  |  | 0.3 | 0.01 |  |  | 57 |  |  | 0.05 | 0.13 |  |  | 66 |  |  | 0.12 | 0.06 |  |  | 63 |  |  | 0.06 | 0.17 |  |  | 58 |  |  | 0.16 | 11.2208 | 0.023537 | Coal | FRS_110000551055
2339 | 4182 | 2021 | LA | Shell Chemical | 56248 | Entergy Louisiana LLC | 11241 | Shell Chemical LP - Geismar | 63888 | Industrial CHP | Midcontinent Independent Transmission System Operator, Inc.. | MISO | SERC | SRMV | SERC Mississippi Valley | MISO | 22 | 5 | Ascension | 30.1875 | -90.984 | 2 | 2 | NG | GAS |  | 0.76819 | 80 | 0.053011 |  | Yes | 5255637.6 | 0.35 | 0.31794 |  | 2868624.773 | 1299953.639 | 2868624.773 | 1299953.639 | 538350 | 243960 | 447.349 | 202.722 | 4.584 | 167655.424 | 6324.24 | 632.424 | 167828.708 |  | 1.662 | 1.662 | 0.017 | 622.849 | 0.012 | 0.001 | 623.493 |  | 0.312 | 0.312 | 0.003 | 116.889 | 0.002 | 0 | 117.01 |  | 1.662 | 1.662 | 0.017 | 622.849 | 0.012 | 0.001 | 623.493 |  | 1407.042 | 637.618 | 14.418 | 527324.646 | 19891.559 | 1989.156 |  | 9022652 | 4088729 | 9022652 | 4088729 | EIA | EIA | EIA | EIA | EIA | EIA | -- | EIA | EIA | [6 empty] | 6154027.227 | 2788775.361 | 959.693 | 434.896 | 9.834 | 359669.222 | 13567.319 | 1356.732 | 5328.5498 | 0 | 0 | 538350 | 0 | 0 | 0 | 0 | 0 | 0 | 0 | 0 | 538350 | 0 | 0 | 538350 | 0 | 0 | 0 | 1 | 0 | 0 | 0 | 0 | 0 | 0 | 0 | 0 | 1 | 0 | 0 | 1 | 0 | [7 empty] | https://www.google.com/maps/@?api=1&map_action=map&center=30.187508000000001%2C-90.983963000000003&zoom=17&basemap=satellite | 2103 | [118 empty] | 0.3 |  |  | 51 |  |  | 0.35 | 0.33 |  |  | 53 |  |  | 0.4 | 0.27 |  |  | 48 |  |  | 0.3 | 0 |  |  | 0 |  |  | 0.05 | 0.1 |  |  | 55 |  |  | 0.12 | 0.02 |  |  | 17 |  |  | 0.06 | 0.13 |  |  | 41 |  |  | 0.16 | 1.5155 | 0.0052162 | Gas | FRS_110000743394
2340 | 4184 | 2021 | LA | St Francisville Mill | 10697 | Entergy Louisiana LLC | 11241 | Hood Container of Louisiana, LLC | 59867 | Industrial CHP | Midcontinent Independent Transmission System Operator, Inc.. | MISO | SERC | SRMV | SERC Mississippi Valley | MISO | 22 | 125 | West Feliciana | 30.7108 | -91.3236 | 2 | 1 | BLQ | BIOMASS |  | 1.0397 | 12.5 | 0 | Yes | Yes | 4897813.6 | 0.079 | 0.095664 |  | 651270.268 | 255467.807 | 651270.268 | 255467.807 | 113853.17 | 47161.295 | 40.806 | 15.664 | 126.74 | 14009.585 | 3400.353 | 1967.439 | 14345.238 |  | 0.717 | 0.664 | 2.226 | 246.099 | 0.03 | 0.017 | 251.995 |  | 0.125 | 0.123 | 0.389 | 43.022 | 0.005 | 0.003 | 44.053 |  | 0.717 | 0.664 | 2.226 | 246.099 | 0.03 | 0.017 | 251.995 |  | 426.553 | 163.745 | 1324.848 | 623273.074 | 35544.816 | 20566.17 |  | 6807904.5 | 2670474.18 | 6807904.5 | 2670474.18 | EIA | EIA | EIA | EIA | EIA | EIA | -- | EIA | EIA |  |  |  | 476827.09 |  |  | 6156634.232 | 2415006.373 | 385.747 | 148.081 | 1198.108 | 132436.399 | 32144.462 | 18598.731 | 5720.2647 | 0 | 0 | 41939.185 | 0 | 0 | 71913.985 | 0 | 0 | 0 | 0 | 0 | 41939.185 | 71913.985 | 71913.985 | 113853.17 | 0 | 0 | 0 | 0.36836 | 0 | 0 | 0.63164 | 0 | 0 | 0 | 0 | 0 | 0.36836 | 0.63164 | 0.63164 | 1 | 0 | [7 empty] | https://www.google.com/maps/@?api=1&map_action=map&center=30.710799999999999%2C-91.323599999999999&zoom=17&basemap=satellite | 347 | [118 empty] | 0.22 |  |  | 36 |  |  | 0.35 | 0.21 |  |  | 40 |  |  | 0.4 | 0.22 |  |  | 40 |  |  | 0.3 | 0 |  |  | 0 |  |  | 0.05 | 0.06 |  |  | 39 |  |  | 0.12 | 0.02 |  |  | 23 |  |  | 0.06 | 0.15 |  |  | 48 |  |  | 0.16 | 2.2559 | 0.039526 | Biomass | FRS_110028030271
2341 | 4185 | 2021 | LA | St. Charles Power Station | 60926 | Entergy Louisiana LLC | 11241 | Entergy Louisiana LLC | 11241 | Electric Utility | Midcontinent Independent Transmission System Operator, Inc.. | MISO | SERC | SRMV | SERC Mississippi Valley | MISO | 22 | 89 | St Charles | 30.01 | -90.4608 | 2 | 3 | NG | GAS |  | 0.57207 | 1000 | 0.37989 | [6 empty] | 35465012.57 | 17061731.99 | 35465012.57 | 17061731.99 | 5011299 | 2412115 | 122.216 | 54.856 | 10.64 | 2107635.556 | 75362.074 | 7536.207 | 2109700.477 |  | 0.049 | 0.045 | 0.004 | 841.153 | 0.015 | 0.002 | 841.977 |  | 0.007 | 0.006 | 0.001 | 118.857 | 0.002 | 0 | 118.974 |  | 0.049 | 0.045 | 0.004 | 841.153 | 0.015 | 0.002 | 841.977 |  | 122.216 | 54.856 | 10.64 | 2107635.556 | 75362.074 | 7536.207 |  | 35465012.57 | 17061731.99 | 35465012.57 | 17061731.99 | EPA/CAMD | EPA/CAMD | EPA/CAMD | EPA/CAMD | EIA | EIA | -- | EPA/CAMD | EPA/CAMD | [14 empty] | 7077.0099 | 0 | 0 | 5011299 | 0 | 0 | 0 | 0 | 0 | 0 | 0 | 0 | 5011299 | 0 | 0 | 5011299 | 0 | 0 | 0 | 1 | 0 | 0 | 0 | 0 | 0 | 0 | 0 | 0 | 1 | 0 | 0 | 1 | 0 | Yes |  | 39451839.67 | 2344567.612 | 148.904 | 11.836 |  | https://www.google.com/maps/@?api=1&map_action=map&center=30.01%2C-90.460832999999994&zoom=17&basemap=satellite | 5890 | [118 empty] | 0.27 |  |  | 47 |  |  | 0.35 | 0.22 |  |  | 41 |  |  | 0.4 | 0.31 |  |  | 55 |  |  | 0.3 | 0.01 |  |  | 57 |  |  | 0.05 | 0.2 |  |  | 80 |  |  | 0.12 | 0.06 |  |  | 64 |  |  | 0.06 | 0.14 |  |  | 46 |  |  | 0.16 | 128.5354 | 0.043939 | Gas | FRS_110070397201
2342 | 5752 | 2021 | MN | Rapids Energy Center | 10686 | ALLETE, Inc. | 12647 | ALLETE, Inc. | 12647 | Electric Utility | Midcontinent Independent Transmission System Operator, Inc.. | MISO | MRO | MROW | MRO West | MISO | 27 | 61 | Itasca | 47.2348 | -93.5372 | 5 | 3 | NG | GAS |  | 0.18664 | 28.4 | 1 |  | Yes | 1327339.2 | 0.119 | 0.13733 |  | 254404.722 | 93712.579 | 318278.722 | 120164.579 | 46434 | 17821 | 3.677 | 1.289 | 0.407 | 14868.564 | 560.866 | 56.087 | 14883.932 |  | 0.158 | 0.145 | 0.018 | 640.417 | 0.012 | 0.001 | 641.079 |  | 0.029 | 0.028 | 0.003 | 116.889 | 0.002 | 0 | 117.01 |  | 0.188 | 0.171 | 0.021 | 758.387 | 0.014 | 0.001 | 759.171 |  | 26.772 | 9.384 | 2.96 | 108267.048 | 4084.009 | 408.401 |  | 1852475.34 | 682378.22 | 1916349.34 | 708830.22 | EIA | EIA | EIA | EIA | EIA | EIA | -- | [8 empty] | 1598070.618 | 588665.641 | 23.095 | 8.095 | 2.554 | 93398.484 | 3523.143 | 352.314 | 6488.0957 | 0 | 0 | 39211 | 0 | 7223 | 0 | 0 | 0 | 0 | 0 | 0 | 39211 | 7223 | 0 | 39211 | 7223 | 0 | 0 | 0.84445 | 0 | 0.15555 | 0 | 0 | 0 | 0 | 0 | 0 | 0.84445 | 0.15555 | 0 | 0.84445 | 0.15555 | [7 empty] | https://www.google.com/maps/@?api=1&map_action=map&center=47.234825000000001%2C-93.537169000000006&zoom=17&basemap=satellite | 11996 | [118 empty] | 0.22 |  |  | 36 |  |  | 0.35 | 0.06 |  |  | 15 |  |  | 0.4 | 0.38 |  |  | 65 |  |  | 0.3 | 0 |  |  | 0 |  |  | 0.05 | 0.06 |  |  | 37 |  |  | 0.12 | 0.06 |  |  | 58 |  |  | 0.06 | 0.24 |  |  | 80 |  |  | 0.16 | 0.95731 | 0.039303 | Gas | FRS_110008762375
2343 | 4188 | 2021 | LA | T J Labbe Electric Generating Station | 56108 | City of Lafayette - (LA) | 9096 | Lafayette Utilities System | 50111 | Electric Utility | Midcontinent Independent Transmission System Operator, Inc.. | MISO | SERC | SPSO | SPP South | MISO | 22 | 55 | Lafayette | 30.2554 | -92.0433 | 2 | 2 | NG | GAS |  | 2e-05 | 100.8 | 1 | [6 empty] | 276526.471 | 118545.208 | 276526.471 | 118545.208 | 22 | 9 | 12.524 | 4.976 | 0.083 | 16434.047 | 631.693 | 63.169 | 16451.355 |  | 1138.545 | 1105.778 | 7.545 | 1494004.273 | 28.713 | 2.871 | 1495577.763 |  | 0.091 | 0.084 | 0.001 | 118.861 | 0.002 | 0 | 118.986 |  | 1138.545 | 1105.778 | 7.545 | 1494004.273 | 28.713 | 2.871 | 1495577.763 |  | 12.524 | 4.976 | 0.083 | 16434.047 | 631.693 | 63.169 |  | 276526.471 | 118545.208 | 276526.471 | 118545.208 | EPA/CAMD | EPA/CAMD | EPA/CAMD | EPA/CAMD | EIA | EIA | -- | EPA/CAMD | EPA/CAMD | [14 empty] | 12569385.05 | 0 | 0 | 22 | 0 | 0 | 0 | 0 | 0 | 0 | 0 | 0 | 22 | 0 | 0 | 22 | 0 | 0 | 0 | 1 | 0 | 0 | 0 | 0 | 0 | 0 | 0 | 0 | 1 | 0 | 0 | 1 | 0 | Yes |  | 1041927.034 | 61918.539 | 42.917 | 0.313 |  | https://www.google.com/maps/@?api=1&map_action=map&center=30.255400000000002%2C-92.043300000000002&zoom=17&basemap=satellite | 45948 | [118 empty] | 0.58 |  |  | 81 |  |  | 0.35 | 0.64 |  |  | 75 |  |  | 0.4 | 0.52 |  |  | 81 |  |  | 0.3 | 0.02 |  |  | 64 |  |  | 0.05 | 0.18 |  |  | 76 |  |  | 0.12 | 0.07 |  |  | 70 |  |  | 0.06 | 0.12 |  |  | 35 |  |  | 0.16 | 0.59367 | 0.067359 | Gas | FRS_110022291358
2344 | 10023 | 2021 | TX | ExxonMobil Baytown Turbine | 10692 | CenterPoint Energy | 8901 | Exxon Mobil Refining and Supply Co. | 6091 | Industrial CHP | Electric Reliability Council of Texas, Inc. | ERCO | TRE | ERCT | ERCOT All | ERCOT | 48 | 201 | Harris | 29.7591 | -95.0096 | 5 | 5 | NG | GAS |  | 0.72947 | 381.8 | 0.11755 |  | Yes | 16048297.6 | 0.519 | 0.40892 |  | 13095393.06 | 5146689.041 | 13095393.06 | 5146689.041 | 2439764 | 933192.001 | 2050.364 | 806.217 | 20.926 | 765354.079 | 28870.423 | 2887.042 | 766145.129 |  | 1.681 | 1.728 | 0.017 | 627.4 | 0.012 | 0.001 | 628.049 |  | 0.313 | 0.313 | 0.003 | 116.889 | 0.002 | 0 | 117.01 |  | 1.681 | 1.728 | 0.017 | 627.4 | 0.012 | 0.001 | 628.049 |  | 5014.083 | 1971.572 | 51.175 | 1871642.908 | 70601.47 | 7060.147 |  | 32024262 | 12586023 | 32024262 | 12586023 | EIA | EIA | EIA | EIA | EIA | EIA | -- | EIA | EIA | [6 empty] | 18928868.94 | 7439333.958 | 2963.719 | 1165.355 | 30.248 | 1106288.829 | 41731.047 | 4173.105 | 5367.4835 | 0 | 0 | 2439764 | 0 | 0 | 0 | 0 | 0 | 0 | 0 | 0 | 2439764 | 0 | 0 | 2439764 | 0 | 0 | 0 | 1 | 0 | 0 | 0 | 0 | 0 | 0 | 0 | 0 | 1 | 0 | 0 | 1 | 0 | [7 empty] | https://www.google.com/maps/@?api=1&map_action=map&center=29.759124%2C-95.009647999999999&zoom=17&basemap=satellite | 41985 | [118 empty] | 0.58 |  |  | 81 |  |  | 0.35 | 0.75 |  |  | 81 |  |  | 0.4 | 0.4 |  |  | 68 |  |  | 0.3 | 0.11 |  |  | 86 |  |  | 0.05 | 0.24 |  |  | 85 |  |  | 0.12 | 0.1 |  |  | 83 |  |  | 0.06 | 0.11 |  |  | 29 |  |  | 0.16 | 7.4492 | 0.0053306 | Gas | FRS_110000463169
2345 | 4189 | 2021 | LA | Taft Cogeneration Facility | 55089 | Entergy Louisiana LLC | 11241 | Occidental Chemical Corporation | 13914 | Industrial CHP | Midcontinent Independent Transmission System Operator, Inc.. | MISO | SERC | SRMV | SERC Mississippi Valley | MISO | 22 | 89 | St Charles | 29.9888 | -90.4599 | 3 | 4 | NG | GAS |  | 0.50074 | 894.2 | 0.49876 |  | Yes | 4934263.2 | 2.713 | 0.78343 |  | 24942592.59 | 8700359.816 | 24942592.59 | 8700359.816 | 3922424 | 1331562 | 357.739 | 124.926 | 7.483 | 1482305.744 | 56221.409 | 5621.779 | 1483846.157 |  | 0.182 | 0.188 | 0.004 | 755.811 | 0.014 | 0.001 | 756.597 |  | 0.029 | 0.029 | 0.001 | 118.857 | 0.002 | 0 | 118.981 |  | 0.182 | 0.188 | 0.004 | 755.811 | 0.014 | 0.001 | 756.597 |  | 456.63 | 159.46 | 9.552 | 1892066.668 | 71762.964 | 7175.835 |  | 31837593.72 | 11105442.23 | 31837593.72 | 11105442.23 | EPA/CAMD | EPA/CAMD | EPA/CAMD | EPA/CAMD | EIA | EIA | -- | EPA/CAMD | EPA/CAMD | [6 empty] | 6895001.137 | 2405082.416 | 98.891 | 34.534 | 2.069 | 409760.924 | 15541.555 | 1554.055 | 6358.9742 | 0 | 0 | 3879097.6 | 0 | 0 | 0 | 0 | 0 | 0 | 43326.352 | 0 | 3922423.952 | 0 | 0 | 3922423.952 | 0 | 0 | 0 | 0.98895 | 0 | 0 | 0 | 0 | 0 | 0 | 0.011046 | 0 | 1 | 0 | 0 | 1 | 0 | Yes |  | 44332194.11 | 2634616.998 | 648.026 | 13.301 |  | https://www.google.com/maps/@?api=1&map_action=map&center=29.988800000000001%2C-90.459900000000005&zoom=17&basemap=satellite | 5227 | [118 empty] | 0.34 |  |  | 57 |  |  | 0.35 | 0.31 |  |  | 52 |  |  | 0.4 | 0.34 |  |  | 59 |  |  | 0.3 | 0 |  |  | 0 |  |  | 0.05 | 0.16 |  |  | 73 |  |  | 0.12 | 0.05 |  |  | 52 |  |  | 0.06 | 0.12 |  |  | 37 |  |  | 0.16 | 84.6092 | 0.030516 | Gas | FRS_110000597113
2346 | 4826 | 2021 | MD | Eastern Correctional Institute | 10693 | Delmarva Power | 5027 | Maryland Environmental Service | 11704 | Commercial CHP | PJM Interconnection, LLC | PJM | RFC | RFCE | RFC East | PJM | 24 | 39 | Somerset | 38.159 | -75.704 | 4 | 4 | WDS | BIOMASS |  | 0.16989 | 5.8 | 1 | Yes | Yes | 335495.2 | 0.088 | 0.10481 |  | 56091.477 | 21730.3 | 56091.477 | 21730.3 | 8632 | 3431 | 5.557 | 2.16 | 0.704 | 80.676 | 3906.112 | 513.04 | 205.946 |  | 1.287 | 1.259 | 0.163 | 18.692 | 0.453 | 0.059 | 47.717 |  | 0.198 | 0.199 | 0.025 | 2.877 | 0.07 | 0.009 | 7.343 |  | 1.287 | 1.259 | 0.163 | 18.692 | 0.453 | 0.059 | 47.717 |  | 53.016 | 20.612 | 6.712 | 55316.064 | 37267.529 | 4894.826 |  | 535159 | 207325 | 535159 | 207325 | EIA | EIA | EIA | EIA | EIA | EIA | -- | EIA | EIA |  |  |  | 54546.346 |  |  | 479067.523 | 185594.7 | 47.459 | 18.452 | 6.009 | 689.041 | 33361.417 | 4381.786 | 6498.0858 | 0 | 159.113 | 0 | 0 | 0 | 8472.887 | 0 | 0 | 0 | 0 | 0 | 159.113 | 8472.887 | 8472.887 | 8632 | 0 | 0 | 0.018433 | 0 | 0 | 0 | 0.98157 | 0 | 0 | 0 | 0 | 0 | 0.018433 | 0.98157 | 0.98157 | 1 | 0 | [7 empty] | https://www.google.com/maps/@?api=1&map_action=map&center=38.158999999999999%2C-75.703999999999994&zoom=17&basemap=satellite | 6422 | [118 empty] | 0.5 |  |  | 74 |  |  | 0.35 | 0.7 |  |  | 78 |  |  | 0.4 | 0.49 |  |  | 79 |  |  | 0.3 | 0 |  |  | 0 |  |  | 0.05 | 0.24 |  |  | 86 |  |  | 0.12 | 0.03 |  |  | 26 |  |  | 0.06 | 0.08 |  |  | 20 |  |  | 0.16 | 0.64468 | 0.1236 | Biomass | FRS_110009914646
2347 | 4193 | 2021 | LA | Washington Parish Energy Center | 55486 | Entergy Louisiana LLC | 11241 | Entergy Louisiana LLC | 11241 | Electric Utility | Midcontinent Independent Transmission System Operator, Inc.. | MISO | SERC | SRMV | SERC Mississippi Valley | MISO | 22 | 117 | Washington | 30.7914 | -89.9092 | 2 | 2 | NG | GAS |  | 0.05276 | 399.6 | 1 | [6 empty] | 1707826.541 | 893576.18 | 1707826.541 | 893576.18 | 184680 | 96538 | 21.979 | 11.512 | 0.512 | 101493.715 | 4365.088 | 436.509 | 101613.318 |  | 0.238 | 0.238 | 0.006 | 1099.131 | 0.024 | 0.002 | 1100.426 |  | 0.026 | 0.026 | 0.001 | 118.857 | 0.003 | 0 | 118.997 |  | 0.238 | 0.238 | 0.006 | 1099.131 | 0.024 | 0.002 | 1100.426 |  | 21.979 | 11.512 | 0.512 | 101493.715 | 4365.088 | 436.509 |  | 1707826.541 | 893576.18 | 1707826.541 | 893576.18 | EPA/CAMD | EPA/CAMD | EPA/CAMD | EPA/CAMD | EIA | EIA | -- | EPA/CAMD | EPA/CAMD | [14 empty] | 9247.4905 | 0 | 0 | 184680 | 0 | 0 | 0 | 0 | 0 | 0 | 0 | 0 | 184680 | 0 | 0 | 184680 | 0 | 0 | 0 | 1 | 0 | 0 | 0 | 0 | 0 | 0 | 0 | 0 | 1 | 0 | 0 | 1 | 0 | Yes |  | 3486843.294 | 207218.454 | 44.555 | 1.046 |  | https://www.google.com/maps/@?api=1&map_action=map&center=30.791388999999999%2C-89.909165999999999&zoom=17&basemap=satellite | 6958 | [118 empty] | 0.45 |  |  | 69 |  |  | 0.35 | 0.39 |  |  | 59 |  |  | 0.4 | 0.5 |  |  | 80 |  |  | 0.3 | 0 |  |  | 0 |  |  | 0.05 | 0.23 |  |  | 85 |  |  | 0.12 | 0.07 |  |  | 65 |  |  | 0.06 | 0.12 |  |  | 37 |  |  | 0.16 | 0.25829 | 0.064685 | Gas | FRS_
2348 | 5147 | 2021 | MI | Graphic Packaging International, Inc. | 10698 | Consumers Energy Co | 4254 | Graphic Packaging Corp | 7475 | Industrial CHP | Midcontinent Independent Transmission System Operator, Inc.. | MISO | RFC | RFCM | RFC Michigan | MISO | 26 | 77 | Kalamazoo | 42.3068 | -85.579 | 1 | 1 | NG | GAS |  | 0 | 1.8 |  |  | Yes | [6 empty] | 446231.95 |  |  |  | 0 |  | 0 | 0 | [28 empty] | 23.789 | 23.789 | 0.713 | 26079.816 |  |  |  | 446231.95 | 446231.95 | 446231.95 | 446231.95 | EPA/CAMD | EPA/CAMD | EIA | EIA |  |  | -- | EPA/CAMD | EPA/CAMD | [47 empty] | Yes |  | 68919.75 |  | 10.975 |  |  | https://www.google.com/maps/@?api=1&map_action=map&center=42.306809000000001%2C-85.578969000000001&zoom=17&basemap=satellite | 70176 | [118 empty] | 0.45 |  |  | 69 |  |  | 0.35 | 0.4 |  |  | 59 |  |  | 0.4 | 0.49 |  |  | 79 |  |  | 0.3 | 0 |  |  | 0 |  |  | 0.05 | 0.1 |  |  | 56 |  |  | 0.12 | 0.06 |  |  | 59 |  |  | 0.06 | 0.11 |  |  | 31 |  |  | 0.16 | 0 | 0 | Gas | FRS_110000408791
2349 | 4194 | 2021 | LA | Waterford 1 & 2 | 8056 | Entergy Louisiana LLC | 11241 | Entergy Louisiana LLC | 11241 | Electric Utility | Midcontinent Independent Transmission System Operator, Inc.. | MISO | SERC | SRMV | SERC Mississippi Valley | MISO | 22 | 89 | St Charles | 29.9989 | -90.4768 | 3 | 3 | NG | GAS |  | 0.03157 | 932 | 1 | [6 empty] | 2829921.949 | 1840858.686 | 2829921.949 | 1840858.686 | 257721 | 169756 | 207.465 | 145.578 | 2.272 | 169404.394 | 6847.418 | 722.503 | 169597.64 |  | 1.61 | 1.715 | 0.018 | 1314.634 | 0.027 | 0.003 | 1316.134 |  | 0.147 | 0.158 | 0.002 | 119.724 | 0.002 | 0 | 119.86 |  | 1.61 | 1.715 | 0.018 | 1314.634 | 0.027 | 0.003 | 1316.134 |  | 207.465 | 145.578 | 2.272 | 169404.394 | 6847.418 | 722.503 |  | 2829921.949 | 1840858.686 | 2829921.949 | 1840858.686 | EPA/CAMD | EPA/CAMD; EIA | EPA/CAMD | EPA/CAMD | EIA | EIA | -- | EPA/CAMD | EPA/CAMD | [14 empty] | 10980.5641 | 0 | 4106 | 253615 | 0 | 0 | 0 | 0 | 0 | 0 | 0 | 0 | 257721 | 0 | 0 | 257721 | 0 | 0 | 0.015932 | 0.98407 | 0 | 0 | 0 | 0 | 0 | 0 | 0 | 0 | 1 | 0 | 0 | 1 | 0 | Yes |  | 4050786.714 | 243264.526 | 385.233 | 4.137 |  | https://www.google.com/maps/@?api=1&map_action=map&center=29.998884%2C-90.476839999999996&zoom=17&basemap=satellite | 3311 | [118 empty] | 0.38 |  |  | 62 |  |  | 0.35 | 0.36 |  |  | 56 |  |  | 0.4 | 0.34 |  |  | 61 |  |  | 0.3 | 0.01 |  |  | 57 |  |  | 0.05 | 0.19 |  |  | 78 |  |  | 0.12 | 0.04 |  |  | 43 |  |  | 0.06 | 0.12 |  |  | 36 |  |  | 0.16 | 4.4639 | 0.066931 | Gas | FRS_110000732388
2350 | 4196 | 2021 | LA | Westrock Hodge (LA) | 50810 | Entergy Louisiana LLC | 11241 | Westrock (LA) | 18155 | Industrial CHP | Midcontinent Independent Transmission System Operator, Inc.. | MISO | SERC | SRMV | SERC Mississippi Valley | MISO | 22 | 49 | Jackson | 32.2752 | -92.7277 | 4 | 3 | BLQ | BIOMASS |  | 0.68865 | 66.4 | 0.18558 | Yes | Yes | 13064903.2 | 0.105 | 0.12244 |  | 2259652.74 | 869896.351 | 2259652.74 | 869896.351 | 400565.134 | 133861.019 | 174.397 | 69.09 | 360.771 | 47957.509 | 28271.447 | 8065.667 | 49512.686 |  | 0.871 | 1.032 | 1.801 | 239.449 | 0.071 | 0.02 | 247.214 |  | 0.154 | 0.159 | 0.319 | 42.447 | 0.013 | 0.004 | 43.823 |  | 0.871 | 1.032 | 1.801 | 239.449 | 0.071 | 0.02 | 247.214 |  | 1424.361 | 564.283 | 2946.538 | 1678684.069 | 230902.528 | 65875.051 |  | 18455352.95 | 7104739.55 | 18455352.95 | 7104739.55 | EIA | EIA |  | EIA | EIA | EIA | -- | EIA | EIA |  |  |  | 1286998.772 |  |  | 16195700.21 | 6234843.199 | 1249.964 | 495.193 | 2585.767 | 343727.788 | 202631.081 | 57809.384 | 5641.1616 | 0 | 0 | 147859.74 | 0 | 0 | 252705.408 | 0 | 0 | 0 | 0 | 0 | 147859.74 | 252705.408 | 252705.408 | 400565.148 | 0 | 0 | 0 | 0.36913 | 0 | 0 | 0.63087 | 0 | 0 | 0 | 0 | 0 | 0.36913 | 0.63087 | 0.63087 | 1 | 0 | [7 empty] | https://www.google.com/maps/@?api=1&map_action=map&center=32.275199999999998%2C-92.727699999999999&zoom=17&basemap=satellite | 5462 | [118 empty] | 0.52 |  |  | 76 |  |  | 0.35 | 0.52 |  |  | 68 |  |  | 0.4 | 0.51 |  |  | 81 |  |  | 0.3 | 0.01 |  |  | 58 |  |  | 0.05 | 0.19 |  |  | 78 |  |  | 0.12 | 0.07 |  |  | 64 |  |  | 0.06 | 0.19 |  |  | 65 |  |  | 0.16 | 14.3105 | 0.056369 | Biomass | FRS_110000597514
2351 | 4230 | 2021 | MA | Ameresco Chicopee Energy | 56426 | City of Chicopee - (MA) | 3477 | AMERESCO Chicopee Energy LLC | 54812 | IPP Non-CHP | ISO New England Inc. | ISNE | NPCC | NEWE | NPCC New England | ISONE | 25 | 13 | Hampden | 42.1626 | -72.5367 | 4 | 4 | LFG | BIOMASS |  | 0.38378 | 7.8 | 0.6937 | Yes | [5 empty] | 293566.001 | 122756.001 | 293566.001 | 122756.001 | 26223 | 10965.001 | 0 | 0 | 4.917 | 0.001 | 0 | 0 | 0.001 |  | 0 | 0 | 0.375 | 0 | 0 | 0 | 0 |  | 0 | 0 | 0.034 | 0 | 0 | 0 | 0 |  | 0 | 0 | 0.375 | 0 | 0 | 0 | 0 |  | 207.846 | 86.912 | 6.605 | 18641.38 | 682.835 | 68.284 |  | 293566.001 | 122756.001 | 293566.001 | 122756.001 | EIA | EIA | EIA | EIA | EIA | EIA | -- | EIA | EIA | 207.846 | 86.912 | 1.688 | 18641.379 | 682.835 | 68.284 | [8 empty] | 11194.9815 | 0 | 0 | 0 | 0 | 0 | 26223 | 0 | 0 | 0 | 0 | 0 | 0 | 26223 | 26223 | 26223 | 0 | 0 | 0 | 0 | 0 | 0 | 1 | 0 | 0 | 0 | 0 | 0 | 0 | 1 | 1 | 1 | 0 | [7 empty] | https://www.google.com/maps/@?api=1&map_action=map&center=42.162647%2C-72.536700999999994&zoom=17&basemap=satellite | 67447 | [118 empty] | 0.42 |  |  | 66 |  |  | 0.35 | 0.48 |  |  | 65 |  |  | 0.4 | 0.36 |  |  | 62 |  |  | 0.3 | 0.06 |  |  | 77 |  |  | 0.05 | 0.17 |  |  | 75 |  |  | 0.12 | 0.05 |  |  | 52 |  |  | 0.06 | 0.17 |  |  | 58 |  |  | 0.16 | 2.5986 | 0.16316 | Biomass | FRS_110031010260
2352 | 8484 | 2021 | NY | Selkirk Cogen Partners | 10725 | Niagara Mohawk Power Corp. | 13573 | Selkirk Cogen Partners LP | 16909 | IPP CHP | New York Independent System Operator | NYIS | NPCC | NYUP | NPCC Upstate NY | NYISO | 36 | 1 | Albany | 42.5744 | -73.8592 | 3 | 5 | NG | GAS |  | 0 | 446 |  |  | Yes | [6 empty] | 989890.145 |  |  |  | 0 |  | 0 | 0 | [28 empty] | 17.164 | 13.114 | 0.298 | 58825.118 |  |  |  | 989890.145 | 731828.047 | 989890.145 | 731828.047 | EPA/CAMD | EPA/CAMD | EPA/CAMD | EPA/CAMD |  |  | -- | EPA/CAMD | EPA/CAMD | [47 empty] | Yes |  | 3067181.489 | 182281.127 | 53.742 | 0.921 |  | https://www.google.com/maps/@?api=1&map_action=map&center=42.574399999999997%2C-73.859200000000001&zoom=17&basemap=satellite | 11659 | [118 empty] | 0.11 |  |  | 12 |  |  | 0.35 | 0.12 |  |  | 27 |  |  | 0.4 | 0.1 |  |  | 17 |  |  | 0.3 | 0 |  |  | 0 |  |  | 0.05 | 0.02 |  |  | 17 |  |  | 0.12 | 0.04 |  |  | 41 |  |  | 0.06 | 0.18 |  |  | 61 |  |  | 0.16 | 0.29063 | 0.0043288 | Gas | FRS_110006625633
2353 | 4231 | 2021 | MA | Amherst College Co Gen | 58185 | 4-County Electric Power Assn | 6641 | Amherst College | 58152 | Commercial CHP | ISO New England Inc. | ISNE | NPCC | NEWE | NPCC New England | ISONE | 25 | 15 | Hampshire | 42.3717 | -72.5122 | 2 | 2 | NG | GAS |  | 0.55755 | 1.7 | 0.40409 |  | Yes | 67881.6 | 0.417 | 0.35758 |  | 42400.646 | 19616.95 | 42400.646 | 19616.95 | 8303 | 3841 | 6.784 | 3.139 | 0.068 | 2478.086 | 93.477 | 9.348 | 2480.647 |  | 1.634 | 1.634 | 0.016 | 596.913 | 0.011 | 0.001 | 597.53 |  | 0.32 | 0.32 | 0.003 | 116.889 | 0.002 | 0 | 117.01 |  | 1.634 | 1.634 | 0.016 | 596.913 | 0.011 | 0.001 | 597.53 |  | 18.972 | 8.778 | 0.19 | 6930.118 | 261.416 | 26.142 |  | 118576 | 54860 | 118576 | 54860 | EIA | EIA | EIA | EIA | EIA | EIA | -- | EIA | EIA | [6 empty] | 76175.354 | 35243.05 | 12.188 | 5.639 | 0.122 | 4452.032 | 167.938 | 16.794 | 5106.6658 | 0 | 0 | 8303 | 0 | 0 | 0 | 0 | 0 | 0 | 0 | 0 | 8303 | 0 | 0 | 8303 | 0 | 0 | 0 | 1 | 0 | 0 | 0 | 0 | 0 | 0 | 0 | 0 | 1 | 0 | 0 | 1 | 0 | [7 empty] | https://www.google.com/maps/@?api=1&map_action=map&center=42.371667000000002%2C-72.512221999999994&zoom=17&basemap=satellite | 38645 | [118 empty] | 0.41 |  |  | 65 |  |  | 0.35 | 0.32 |  |  | 52 |  |  | 0.4 | 0.43 |  |  | 72 |  |  | 0.3 | 0.03 |  |  | 68 |  |  | 0.05 | 0.04 |  |  | 28 |  |  | 0.12 | 0.02 |  |  | 22 |  |  | 0.06 | 0.09 |  |  | 22 |  |  | 0.16 | 0.017024 | 0.0041537 | Gas | FRS_110010404507
2354 | 4532 | 2021 | MA | MASSPOWER | 10726 | Western Massachusetts Electric Company | 20455 | Masspower | 11741 | IPP CHP | ISO New England Inc. | ISNE | NPCC | NEWE | NPCC New England | ISONE | 25 | 13 | Hampden | 42.1575 | -72.5225 | 2 | 3 | NG | GAS |  | 0.11212 | 260.9 | 1 |  | Yes | 145576.8 | 6.008 | 0.88902 |  | 1961805.501 | 1305823.187 | 1961805.501 | 1305823.187 | 256254 | 171420 | 33.347 | 21.733 | 0.596 | 116586.931 | 4659.666 | 465.967 | 116714.606 |  | 0.26 | 0.254 | 0.005 | 909.933 | 0.018 | 0.002 | 910.929 |  | 0.034 | 0.033 | 0.001 | 118.857 | 0.002 | 0 | 118.987 |  | 0.26 | 0.254 | 0.005 | 909.933 | 0.018 | 0.002 | 910.929 |  | 37.51 | 24.446 | 0.67 | 131141.4 | 5241.369 | 524.137 |  | 2206713.2 | 1468839.425 | 2206713.2 | 1468839.425 | EPA/CAMD | EPA/CAMD | EPA/CAMD | EPA/CAMD | EIA | EIA | -- | EPA/CAMD | EPA/CAMD | [6 empty] | 244907.699 | 163016.238 | 4.163 | 2.713 | 0.074 | 14554.469 | 581.703 | 58.17 | 7655.7068 | 0 | 0 | 256254 | 0 | 0 | 0 | 0 | 0 | 0 | 0 | 0 | 256254 | 0 | 0 | 256254 | 0 | 0 | 0 | 1 | 0 | 0 | 0 | 0 | 0 | 0 | 0 | 0 | 1 | 0 | 0 | 1 | 0 | Yes |  | 2014687.975 | 119730.45 | 36.067 | 0.613 |  | https://www.google.com/maps/@?api=1&map_action=map&center=42.157499999999999%2C-72.522499999999994&zoom=17&basemap=satellite | 65995 | [118 empty] | 0.41 |  |  | 65 |  |  | 0.35 | 0.47 |  |  | 65 |  |  | 0.4 | 0.34 |  |  | 61 |  |  | 0.3 | 0.06 |  |  | 78 |  |  | 0.05 | 0.16 |  |  | 74 |  |  | 0.12 | 0.06 |  |  | 56 |  |  | 0.06 | 0.17 |  |  | 58 |  |  | 0.16 | 5.6881 | 0.032261 | Gas | FRS_110000308444
2355 | 5206 | 2021 | MI | Midland Cogeneration Venture | 10745 | Michigan Electric Transmission Company | 56163 | Midland Cogeneration Venture | 12492 | IPP CHP | Midcontinent Independent Transmission System Operator, Inc.. | MISO | RFC | RFCM | RFC Michigan | MISO | 26 | 111 | Midland | 43.5861 | -84.2242 | 18 | 16 | NG | GAS |  | 0.38784 | 1853.8 | 0.68693 |  | Yes | 9730266.4 | 2.209 | 0.74655 |  | 45929615.93 | 17865119.71 | 45929615.93 | 17865119.71 | 6298308.9 | 2151233.99 | 2080.062 | 833.099 | 13.78 | 2684334.77 | 105180.37 | 10518.037 | 2687216.712 |  | 0.661 | 0.775 | 0.004 | 852.399 | 0.017 | 0.002 | 853.314 |  | 0.091 | 0.093 | 0.001 | 116.889 | 0.002 | 0 | 117.015 |  | 0.661 | 0.775 | 0.004 | 852.399 | 0.017 | 0.002 | 853.314 |  | 2786.22 | 1115.927 | 18.458 | 3595636.985 | 140887.952 | 14088.795 |  | 61522216.82 | 23930131.92 | 61522216.82 | 23930131.92 | EPA/CAMD | EPA/CAMD; EIA | EPA/CAMD | EIA | EIA | EIA | -- | EPA/CAMD | EPA/CAMD | [6 empty] | 15592600.9 | 6065012.212 | 706.158 | 282.828 | 4.678 | 911302.215 | 35707.582 | 3570.758 | 7292.3726 | 0 | 0 | 6298309 | 0 | 0 | 0 | 0 | 0 | 0 | 0 | 0 | 6298309 | 0 | 0 | 6298309 | 0 | 0 | 0 | 1 | 0 | 0 | 0 | 0 | 0 | 0 | 0 | 0 | 1 | 0 | 0 | 1 | 0 | Yes |  | 67121824.17 |  | 3036.188 | 20.138 |  | https://www.google.com/maps/@?api=1&map_action=map&center=43.586100000000002%2C-84.224199999999996&zoom=17&basemap=satellite | 15548 | [118 empty] | 0.24 |  |  | 40 |  |  | 0.35 | 0.11 |  |  | 25 |  |  | 0.4 | 0.37 |  |  | 65 |  |  | 0.3 | 0.01 |  |  | 58 |  |  | 0.05 | 0.07 |  |  | 46 |  |  | 0.12 | 0.05 |  |  | 46 |  |  | 0.06 | 0.18 |  |  | 59 |  |  | 0.16 | 2058.1164 | 0.43455 | Gas | FRS_110017405093
2356 | 4251 | 2021 | MA | Bellingham Power Generation LLC | 55211 | Massachusetts Electric Co | 11804 | ANP Bellingham Energy Company LLC | 641 | IPP Non-CHP | ISO New England Inc. | ISNE | NPCC | NEWE | NPCC New England | ISONE | 25 | 21 | Norfolk | 42.1106 | -71.4535 | 2 | 2 | NG | GAS |  | 0.48712 | 578 | 0.52146 | [6 empty] | 17586481.37 | 8168887.949 | 17586481.37 | 8168887.949 | 2466446 | 1145663 | 68.614 | 27.738 | 5.276 | 1045135.48 | 42287.291 | 4228.729 | 1046294.152 |  | 0.056 | 0.048 | 0.004 | 847.483 | 0.017 | 0.002 | 848.423 |  | 0.008 | 0.007 | 0.001 | 118.857 | 0.002 | 0 | 118.988 |  | 0.056 | 0.048 | 0.004 | 847.483 | 0.017 | 0.002 | 848.423 |  | 68.614 | 27.738 | 5.276 | 1045135.48 | 42287.291 | 4228.729 |  | 17586481.37 | 8168887.949 | 17586481.37 | 8168887.949 | EPA/CAMD | EPA/CAMD | EPA/CAMD | EPA/CAMD | EIA | EIA | -- | EPA/CAMD | EPA/CAMD | [14 empty] | 7130.2925 | 0 | 0 | 2466446 | 0 | 0 | 0 | 0 | 0 | 0 | 0 | 0 | 2466446 | 0 | 0 | 2466446 | 0 | 0 | 0 | 1 | 0 | 0 | 0 | 0 | 0 | 0 | 0 | 0 | 1 | 0 | 0 | 1 | 0 | Yes |  | 17508659.81 | 1040514.228 | 79.4 | 5.253 |  | https://www.google.com/maps/@?api=1&map_action=map&center=42.110576999999999%2C-71.453468000000001&zoom=17&basemap=satellite | 28911 | [118 empty] | 0.12 |  |  | 15 |  |  | 0.35 | 0.16 |  |  | 33 |  |  | 0.4 | 0.09 |  |  | 16 |  |  | 0.3 | 0.02 |  |  | 61 |  |  | 0.05 | 0.04 |  |  | 31 |  |  | 0.12 | 0.05 |  |  | 54 |  |  | 0.06 | 0.14 |  |  | 43 |  |  | 0.16 | 2.1257 | 0.00278 | Gas | FRS_110024360458
2357 | 9222 | 2021 | PA | Covanta Delaware Valley | 10746 | PECO Energy Co | 14940 | Covanta Delaware Valley LP | 570 | IPP Non-CHP | PJM Interconnection, LLC | PJM | RFC | RFCE | RFC East | PJM | 42 | 45 | Delaware | 39.8265 | -75.3882 | 6 | 1 | MSW | BIOMASS |  | 0.74747 | 90 | 0.087553 | Yes | [5 empty] | 11609854.29 | 4944219.356 | 11609854.29 | 4944219.356 | 589304 | 240456 | 1151.308 | 490.304 | 71.883 | 638408.133 | 818896.766 | 107480.04 | 664658.868 |  | 3.907 | 4.078 | 0.244 | 2166.651 | 1.39 | 0.182 | 2255.742 |  | 0.198 | 0.198 | 0.012 | 109.977 | 0.071 | 0.009 | 114.499 |  | 3.907 | 4.078 | 0.244 | 2166.651 | 1.39 | 0.182 | 2255.742 |  | 1151.308 | 490.304 | 71.883 | 1160651.711 | 818896.766 | 107480.04 |  | 11609854.29 | 4944219.356 | 11609854.29 | 4944219.356 | EIA | EIA | EIA | EIA | EIA | EIA | -- | EIA | EIA |  |  |  | 522243.578 | [10 empty] | 19700.9595 | 0 | 0 | 117.934 | 0 | 0 | 265138.22 | 0 | 0 | 0 | 324047.85 | 0 | 324165.784 | 265138.22 | 265138.22 | 589304.004 | 0 | 0 | 0 | 0.00020012 | 0 | 0 | 0.44992 | 0 | 0 | 0 | 0.54988 | 0 | 0.55008 | 0.44992 | 0.44992 | 1 | 0 | [7 empty] | https://www.google.com/maps/@?api=1&map_action=map&center=39.826500000000003%2C-75.388199999999998&zoom=17&basemap=satellite | 56488 | [118 empty] | 0.51 |  |  | 75 |  |  | 0.35 | 0.6 |  |  | 73 |  |  | 0.4 | 0.42 |  |  | 71 |  |  | 0.3 | 0.02 |  |  | 63 |  |  | 0.05 | 0.13 |  |  | 65 |  |  | 0.12 | 0.07 |  |  | 64 |  |  | 0.06 | 0.14 |  |  | 42 |  |  | 0.16 |  |  | Biomass | FRS_110001065016
2358 | 4256 | 2021 | MA | Berkshire Power | 55041 | NSTAR Electric Company | 54913 | Berkshire Power Co LLC | 1616 | IPP Non-CHP | ISO New England Inc. | ISNE | NPCC | NEWE | NPCC New England | ISONE | 25 | 13 | Hampden | 42.0476 | -72.6478 | 1 | 1 | NG | GAS |  | 0.30795 | 289 | 0.82008 | [6 empty] | 5705305.617 | 3293028.439 | 5705305.617 | 3293028.439 | 779620 | 452105 | 32.145 | 16.963 | 1.712 | 339062.496 | 12612.319 | 1261.232 | 339408.074 |  | 0.082 | 0.075 | 0.004 | 869.815 | 0.016 | 0.002 | 870.701 |  | 0.011 | 0.01 | 0.001 | 118.859 | 0.002 | 0 | 118.98 |  | 0.082 | 0.075 | 0.004 | 869.815 | 0.016 | 0.002 | 870.701 |  | 32.145 | 16.963 | 1.712 | 339062.496 | 12612.319 | 1261.232 |  | 5705305.617 | 3293028.439 | 5705305.617 | 3293028.439 | EPA/CAMD | EPA/CAMD | EPA/CAMD | EPA/CAMD | EIA | EIA | -- | EPA/CAMD | EPA/CAMD | [14 empty] | 7318.0596 | 0 | 0 | 779620 | 0 | 0 | 0 | 0 | 0 | 0 | 0 | 0 | 779620 | 0 | 0 | 779620 | 0 | 0 | 0 | 1 | 0 | 0 | 0 | 0 | 0 | 0 | 0 | 0 | 1 | 0 | 0 | 1 | 0 | Yes |  | 4011936.131 | 232879.537 | 26.939 | 1.204 |  | https://www.google.com/maps/@?api=1&map_action=map&center=42.047600000000003%2C-72.647800000000004&zoom=17&basemap=satellite | 25635 | [118 empty] | 0.13 |  |  | 17 |  |  | 0.35 | 0.11 |  |  | 25 |  |  | 0.4 | 0.16 |  |  | 28 |  |  | 0.3 | 0.02 |  |  | 63 |  |  | 0.05 | 0.05 |  |  | 36 |  |  | 0.12 | 0.05 |  |  | 50 |  |  | 0.06 | 0.21 |  |  | 70 |  |  | 0.16 | 16 | 0.051813 | Gas | FRS_110002059361
2359 | 4262 | 2021 | MA | Blackstone Power Generation LLC | 55212 | NSTAR Electric Company | 54913 | ANP Blackstone Energy Company LLC | 656 | IPP Non-CHP | ISO New England Inc. | ISNE | NPCC | NEWE | NPCC New England | ISONE | 25 | 27 | Worcester | 42.0599 | -71.5158 | 2 | 2 | NG | GAS |  | 0.4549 | 578 | 0.57517 | [6 empty] | 17179319.63 | 7934701.47 | 17179319.63 | 7934701.47 | 2303286 | 1072973 | 67.64 | 27.714 | 5.154 | 1020941.533 | 39009.985 | 3900.998 | 1022010.407 |  | 0.059 | 0.052 | 0.004 | 886.509 | 0.017 | 0.002 | 887.437 |  | 0.008 | 0.007 | 0.001 | 118.857 | 0.002 | 0 | 118.981 |  | 0.059 | 0.052 | 0.004 | 886.509 | 0.017 | 0.002 | 887.437 |  | 67.64 | 27.714 | 5.154 | 1020941.533 | 39009.985 | 3900.998 |  | 17179319.63 | 7934701.47 | 17179319.63 | 7934701.47 | EPA/CAMD | EPA/CAMD | EPA/CAMD | EPA/CAMD | EIA | EIA | -- | EPA/CAMD | EPA/CAMD | [14 empty] | 7458.6133 | 0 | 0 | 2303286 | 0 | 0 | 0 | 0 | 0 | 0 | 0 | 0 | 2303286 | 0 | 0 | 2303286 | 0 | 0 | 0 | 1 | 0 | 0 | 0 | 0 | 0 | 0 | 0 | 0 | 1 | 0 | 0 | 1 | 0 | Yes |  | 19397318.63 | 1152764.396 | 77.569 | 5.82 |  | https://www.google.com/maps/@?api=1&map_action=map&center=42.059876000000003%2C-71.515810999999999&zoom=17&basemap=satellite | 18919 | [118 empty] | 0.08 |  |  | 7 |  |  | 0.35 | 0.09 |  |  | 21 |  |  | 0.4 | 0.08 |  |  | 13 |  |  | 0.3 | 0.01 |  |  | 57 |  |  | 0.05 | 0.03 |  |  | 24 |  |  | 0.12 | 0.05 |  |  | 50 |  |  | 0.06 | 0.16 |  |  | 53 |  |  | 0.16 | 2.3013 | 0.0033028 | Gas | FRS_110017410425
2360 | 7381 | 2021 | NJ | Camden Plant Holding, LLC | 10751 | Public Service Elec & Gas Co | 15477 | Camden Plant Holdings LLC | 63360 | IPP Non-CHP | PJM Interconnection, LLC | PJM | RFC | RFCE | RFC East | PJM | 34 | 7 | Camden | 39.9175 | -75.1192 | 1 | 2 | NG | GAS |  | 0.05039 | 172.9 | 1 |  | Yes | 0 |  | 1 |  | 746861.564 | 576625.554 | 746861.564 | 576625.554 | 76318 | 58434 | 15.78 | 12.493 | 0.224 | 44383.7 | 1564.836 | 156.484 | 44426.577 |  | 0.414 | 0.428 | 0.006 | 1163.125 | 0.021 | 0.002 | 1164.249 |  | 0.042 | 0.043 | 0.001 | 118.854 | 0.002 | 0 | 118.969 |  | 0.414 | 0.428 | 0.006 | 1163.125 | 0.021 | 0.002 | 1164.249 |  | 15.78 | 12.493 | 0.224 | 44383.7 | 1564.836 | 156.484 |  | 746861.564 | 576625.554 | 746861.564 | 576625.554 | EPA/CAMD | EPA/CAMD | EPA/CAMD | EPA/CAMD | EIA | EIA | -- | EPA/CAMD | EPA/CAMD | [6 empty] | 0 | 0 | 0 | 0 | 0 | 0 | 0 | 0 | 9786.1784 | 0 | 0 | 76318 | 0 | 0 | 0 | 0 | 0 | 0 | 0 | 0 | 76318 | 0 | 0 | 76318 | 0 | 0 | 0 | 1 | 0 | 0 | 0 | 0 | 0 | 0 | 0 | 0 | 1 | 0 | 0 | 1 | 0 | Yes |  | 977723.719 | 58106.517 | 43.438 | 0.293 |  | https://www.google.com/maps/@?api=1&map_action=map&center=39.917499999999997%2C-75.119200000000006&zoom=17&basemap=satellite | 232580 | [118 empty] | 0.45 |  |  | 69 |  |  | 0.35 | 0.51 |  |  | 67 |  |  | 0.4 | 0.39 |  |  | 67 |  |  | 0.3 | 0.08 |  |  | 82 |  |  | 0.05 | 0.16 |  |  | 74 |  |  | 0.12 | 0.06 |  |  | 63 |  |  | 0.06 | 0.14 |  |  | 43 |  |  | 0.16 | 2.18 | 0.039658 | Gas | FRS_110000321456
2361 | 4269 | 2021 | MA | Boston Medical Center CHP Plant | 61186 | NSTAR Electric Company | 54913 | Boston Medical Center | 60816 | Commercial CHP | ISO New England Inc. | ISNE | NPCC | NEWE | NPCC New England | ISONE | 25 | 25 | Suffolk | 42.3347 | -71.0742 | 1 | 1 | NG | GAS |  | 0.64795 | 2 | 0.25342 |  | Yes | 10999.2 | 3.522 | 0.82446 |  | 120012.996 | 55523.922 | 120012.996 | 55523.922 | 11352 | 5252 | 160.948 | 74.463 | 0.192 | 7014.103 | 264.584 | 26.458 | 7021.352 |  | 28.356 | 28.356 | 0.034 | 1235.747 | 0.023 | 0.002 | 1237.025 |  | 2.682 | 2.682 | 0.003 | 116.889 | 0.002 | 0 | 117.01 |  | 28.356 | 28.356 | 0.034 | 1235.747 | 0.023 | 0.002 | 1237.025 |  | 195.217 | 90.317 | 0.233 | 8507.536 | 320.918 | 32.092 |  | 145566 | 67346 | 145566 | 67346 | EIA | EIA | EIA | EIA | EIA | EIA | -- | EIA | EIA | [6 empty] | 25553.004 | 11822.078 | 34.269 | 15.854 | 0.041 | 1493.433 | 56.335 | 5.633 | 10571.9693 | 0 | 0 | 11352 | 0 | 0 | 0 | 0 | 0 | 0 | 0 | 0 | 11352 | 0 | 0 | 11352 | 0 | 0 | 0 | 1 | 0 | 0 | 0 | 0 | 0 | 0 | 0 | 0 | 1 | 0 | 0 | 1 | 0 | [7 empty] | https://www.google.com/maps/@?api=1&map_action=map&center=42.334651000000001%2C-71.074171000000007&zoom=17&basemap=satellite | 472058 | [118 empty] | 0.42 |  |  | 67 |  |  | 0.35 | 0.51 |  |  | 67 |  |  | 0.4 | 0.32 |  |  | 57 |  |  | 0.3 | 0.11 |  |  | 86 |  |  | 0.05 | 0.11 |  |  | 58 |  |  | 0.12 | 0.04 |  |  | 45 |  |  | 0.06 | 0.11 |  |  | 33 |  |  | 0.16 | 0.036513 | 0.0046149 | Gas | FRS_110070395708
2362 | 4279 | 2021 | MA | Bridgewater Complex Co-Generation Plant | 62757 | Massachusetts Electric Co | 11804 | Massachusetts Department of Correction | 62677 | Commercial CHP | ISO New England Inc. | ISNE | NPCC | NEWE | NPCC New England | ISONE | 25 | 5 | Bristol | 41.9318 | -70.9584 | 1 | 1 | NG | GAS |  | 0.46058 | 1.5 | 0.5657 |  | Yes | 30471.2 | 0.678 | 0.47474 |  | 51423.542 | 23791.678 | 51423.542 | 23791.678 | 6052 | 2800 | 8.228 | 3.806 | 0.082 | 3005.425 | 113.37 | 11.337 | 3008.531 |  | 2.719 | 2.719 | 0.027 | 993.2 | 0.019 | 0.002 | 994.227 |  | 0.32 | 0.32 | 0.003 | 116.889 | 0.002 | 0 | 117.01 |  | 2.719 | 2.719 | 0.027 | 993.283 | 0.019 | 0.002 | 994.309 |  | 17.331 | 8.018 | 0.173 | 6330.653 | 238.803 | 23.88 |  | 108319 | 50115 | 108319 | 50115 | EIA | EIA | EIA | EIA | EIA | EIA | -- | EIA | EIA | [6 empty] | 56895.458 | 26323.322 | 9.103 | 4.212 | 0.091 | 3325.228 | 125.433 | 12.543 | 8497.6521 | 0 | 0 | 6051.5 | 0 | 0 | 0 | 0 | 0 | 0 | 0 | 0 | 6051.5 | 0 | 0 | 6051.5 | 0 | 0 | 0 | 1 | 0 | 0 | 0 | 0 | 0 | 0 | 0 | 0 | 1 | 0 | 0 | 1 | 0 | [7 empty] | https://www.google.com/maps/@?api=1&map_action=map&center=41.931837999999999%2C-70.958393000000001&zoom=17&basemap=satellite | 14498 | [118 empty] | 0.16 |  |  | 23 |  |  | 0.35 | 0.16 |  |  | 34 |  |  | 0.4 | 0.13 |  |  | 23 |  |  | 0.3 | 0 |  |  | 0 |  |  | 0.05 | 0.08 |  |  | 50 |  |  | 0.12 | 0.04 |  |  | 39 |  |  | 0.06 | 0.21 |  |  | 72 |  |  | 0.16 | 0.013213 | 0.0064268 | Gas | FRS_
2363 | 7850 | 2021 | NV | Las Vegas Generating Station | 10761 | Nevada Power Co | 13407 | Nevada Power Co | 13407 | Electric Utility | Nevada Power Company | NEVP | WECC | AZNM | WECC Southwest |  | 32 | 3 | Clark | 36.2319 | -115.1222 | 5 | 8 | NG | GAS |  | 0.10432 | 358.9 | 1 | [6 empty] | 2903648.082 | 2490790.448 | 2903648.082 | 2490790.448 | 327973 | 284913 | 15.908 | 13.708 | 0.871 | 172557.911 | 6380.19 | 638.019 | 172732.728 |  | 0.097 | 0.096 | 0.005 | 1052.269 | 0.019 | 0.002 | 1053.335 |  | 0.011 | 0.011 | 0.001 | 118.856 | 0.002 | 0 | 118.976 |  | 0.097 | 0.096 | 0.005 | 1052.269 | 0.019 | 0.002 | 1053.335 |  | 15.908 | 13.708 | 0.871 | 172557.911 | 6380.19 | 638.019 |  | 2903648.082 | 2490790.448 | 2903648.082 | 2490790.448 | EPA/CAMD | EPA/CAMD | EPA/CAMD | EPA/CAMD | EIA | EIA | -- | EPA/CAMD | EPA/CAMD | [14 empty] | 8853.3144 | 0 | 0 | 327973 | 0 | 0 | 0 | 0 | 0 | 0 | 0 | 0 | 327973 | 0 | 0 | 327973 | 0 | 0 | 0 | 1 | 0 | 0 | 0 | 0 | 0 | 0 | 0 | 0 | 1 | 0 | 0 | 1 | 0 | Yes |  | 2535578.653 | 150688.595 | 16.046 | 0.762 |  | https://www.google.com/maps/@?api=1&map_action=map&center=36.231900000000003%2C-115.12220000000001&zoom=17&basemap=satellite | 157820 | [118 empty] | 0.64 |  |  | 86 |  |  | 0.35 | 0.84 |  |  | 85 |  |  | 0.4 | 0.44 |  |  | 74 |  |  | 0.3 | 0.11 |  |  | 86 |  |  | 0.05 | 0.27 |  |  | 88 |  |  | 0.12 | 0.08 |  |  | 72 |  |  | 0.06 | 0.09 |  |  | 22 |  |  | 0.16 | 6.88 | 0.043611 | Gas | FRS_110006175575
2364 | 4964 | 2021 | ME | Indeck Jonesboro Energy Center | 10765 | Emera Maine | 1179 | Stored Solar J&WE | 62815 | IPP Non-CHP | ISO New England Inc. | ISNE | NPCC | NEWE | NPCC New England | ISONE | 23 | 29 | Washington | 44.6781 | -67.5477 | 1 | 1 | WDS | BIOMASS |  | 0.11652 | 27.5 | 1 | Yes | [5 empty] | 590013.6 | 103446.3 | 590013.6 | 103446.3 | 28069 | 4328 | 38.351 | 6.724 | 7.365 | 54.496 | 41572.843 | 5456.803 | 1387.22 |  | 2.733 | 3.107 | 0.525 | 3.883 | 1.481 | 0.194 | 98.844 |  | 0.13 | 0.13 | 0.025 | 0.185 | 0.07 | 0.009 | 4.702 |  | 2.733 | 3.107 | 0.525 | 3.883 | 1.481 | 0.194 | 98.844 |  | 38.351 | 6.724 | 7.365 | 60976.804 | 41572.843 | 5456.803 |  | 590013.6 | 103446.3 | 590013.6 | 103446.3 | EIA | EIA | EIA | EIA | EIA | EIA | -- | EIA | EIA |  |  |  | 60922.308 | [10 empty] | 21020.1147 | 0 | 0 | 36.542 | 0 | 0 | 28032.458 | 0 | 0 | 0 | 0 | 0 | 36.542 | 28032.458 | 28032.458 | 28069 | 0 | 0 | 0 | 0.0013019 | 0 | 0 | 0.9987 | 0 | 0 | 0 | 0 | 0 | 0.0013019 | 0.9987 | 0.9987 | 1 | 0 | [7 empty] | https://www.google.com/maps/@?api=1&map_action=map&center=44.678100000000001%2C-67.547700000000006&zoom=17&basemap=satellite | 642 | [118 empty] | 0.26 |  |  | 45 |  |  | 0.35 | 0.05 |  |  | 13 |  |  | 0.4 | 0.48 |  |  | 78 |  |  | 0.3 | 0 |  |  | 0 |  |  | 0.05 | 0.06 |  |  | 42 |  |  | 0.12 | 0.08 |  |  | 75 |  |  | 0.06 | 0.15 |  |  | 48 |  |  | 0.16 | 2.5114 | 0.3696 | Biomass | FRS_110008438002
2365 | 4320 | 2021 | MA | Cherry Street | 9038 | Town of Hudson - (MA) | 8973 | Town of Hudson - (MA) | 8973 | Electric Utility | ISO New England Inc. | ISNE | NPCC | NEWE | NPCC New England | ISONE | 25 | 17 | Middlesex | 42.3886 | -71.56 | 5 | 5 | NG | GAS |  | 0.00142 | 17.3 | 1 | [6 empty] | 2161.999 | 719.001 | 2161.999 | 719.001 | 215 | 71.999 | 3.147 | 1.004 | 0.14 | 135.934 | 8.946 | 1.522 | 136.273 |  | 29.274 | 27.889 | 1.298 | 1264.502 | 0.042 | 0.007 | 1267.652 |  | 2.911 | 2.793 | 0.129 | 125.748 | 0.004 | 0.001 | 126.062 |  | 29.274 | 27.889 | 1.298 | 1264.502 | 0.042 | 0.007 | 1267.652 |  | 3.147 | 1.004 | 0.14 | 135.934 | 8.946 | 1.522 |  | 2161.999 | 719.001 | 2161.999 | 719.001 | EIA | EIA | EIA | EIA | EIA | EIA | -- | EIA | EIA | [14 empty] | 10055.8093 | 0 | 94.496 | 120.504 | 0 | 0 | 0 | 0 | 0 | 0 | 0 | 0 | 215 | 0 | 0 | 215 | 0 | 0 | 0.43952 | 0.56048 | 0 | 0 | 0 | 0 | 0 | 0 | 0 | 0 | 1 | 0 | 0 | 1 | 0 | [7 empty] | https://www.google.com/maps/@?api=1&map_action=map&center=42.388610999999997%2C-71.56&zoom=17&basemap=satellite | 38479 | [118 empty] | 0.17 |  |  | 26 |  |  | 0.35 | 0.2 |  |  | 39 |  |  | 0.4 | 0.15 |  |  | 26 |  |  | 0.3 | 0.06 |  |  | 78 |  |  | 0.05 | 0.1 |  |  | 58 |  |  | 0.12 | 0.05 |  |  | 49 |  |  | 0.06 | 0.17 |  |  | 57 |  |  | 0.16 | 0.3751 | 2.8965 | Gas | FRS_110032926662
2366 | 4965 | 2021 | ME | Indeck West Enfield Energy Center | 10766 | Emera Maine | 1179 | Stored Solar J&WE | 62815 | IPP Non-CHP | ISO New England Inc. | ISNE | NPCC | NEWE | NPCC New England | ISONE | 23 | 19 | Penobscot | 45.2537 | -68.6279 | 1 | 1 | WDS | BIOMASS |  | 0.16547 | 27.5 | 1 | Yes | [5 empty] | 672030.16 | 91588.5 | 672030.16 | 91588.5 | 39861 | 5245 | 34.946 | 9.949 | 8.388 | 68.339 | 47345.87 | 6214.606 | 1586.139 |  | 1.753 | 3.794 | 0.421 | 3.429 | 1.188 | 0.156 | 79.583 |  | 0.104 | 0.217 | 0.025 | 0.203 | 0.07 | 0.009 | 4.72 |  | 1.753 | 3.794 | 0.421 | 3.429 | 1.188 | 0.156 | 79.583 |  | 34.946 | 9.949 | 8.388 | 69449.744 | 47345.87 | 6214.606 |  | 672030.16 | 91588.5 | 672030.16 | 91588.5 | EIA | EIA | EIA | EIA | EIA | EIA | -- | EIA | EIA |  |  |  | 69381.405 | [10 empty] | 16859.3402 | 0 | 0 | 59.485 | 0 | 0 | 39801.515 | 0 | 0 | 0 | 0 | 0 | 59.485 | 39801.515 | 39801.515 | 39861 | 0 | 0 | 0 | 0.0014923 | 0 | 0 | 0.99851 | 0 | 0 | 0 | 0 | 0 | 0.0014923 | 0.99851 | 0.99851 | 1 | 0 | [7 empty] | https://www.google.com/maps/@?api=1&map_action=map&center=45.253700000000002%2C-68.627920000000003&zoom=17&basemap=satellite | 1842 | [118 empty] | 0.18 |  |  | 29 |  |  | 0.35 | 0.03 |  |  | 10 |  |  | 0.4 | 0.33 |  |  | 59 |  |  | 0.3 | 0 |  |  | 0 |  |  | 0.05 | 0.1 |  |  | 55 |  |  | 0.12 | 0.05 |  |  | 51 |  |  | 0.06 | 0.21 |  |  | 71 |  |  | 0.16 | 1.5359 | 0.32884 | Biomass | FRS_110028025107
2367 | 10744 | 2021 | VA | Hopewell Power Station | 10771 | Virginia Electric & Power Co | 19876 | Virginia Electric & Power Co | 19876 | Electric Utility | PJM Interconnection, LLC | PJM | SERC | SRVC | SERC Virginia/Carolina | PJM | 51 | 670 | Hopewell City | 37.2978 | -77.283 | 2 | 1 | WDS | BIOMASS |  | 0.44393 | 71.1 | 0.59344 | Yes | Yes | 0 |  | 1 |  | 4703874.032 | 2506412.315 | 4703874.032 | 2506412.315 | 276498 | 136496 | 276.301 | 149.519 | 13.865 | 0 | 375777.295 | 49320.668 | 0 |  | 1.999 | 2.191 | 0.1 | 0 | 1.359 | 0.178 | 0 |  | 0.117 | 0.119 | 0.006 | 0 | 0.08 | 0.01 | 0 |  | 1.999 | 2.191 | 0.1 | 0 | 1.359 | 0.178 | 0 |  | 276.301 | 149.519 | 13.865 | 513988.159 | 375777.295 | 49320.668 |  | 4703874.032 | 2506412.315 | 4703874.032 | 2506412.315 | EPA/CAMD | EPA/CAMD | EPA/CAMD | EPA/CAMD | EIA | EIA | -- | EPA/CAMD | EPA/CAMD |  |  |  | 513988.159 |  |  | 0 | 0 | 0 | 0 | 0 | 0 | 0 | 0 | 17012.3256 | 0 | 0 | 72.512 | 0 | 0 | 276425.49 | 0 | 0 | 0 | 0 | 0 | 72.512 | 276425.49 | 276425.49 | 276498.002 | 0 | 0 | 0 | 0.00026225 | 0 | 0 | 0.99974 | 0 | 0 | 0 | 0 | 0 | 0.00026225 | 0.99974 | 0.99974 | 1 | 0 | Yes |  | 5351166.727 | 585212.076 | 313.39 | 15.165 |  | https://www.google.com/maps/@?api=1&map_action=map&center=37.297834000000002%2C-77.282982000000004&zoom=17&basemap=satellite | 26908 | [118 empty] | 0.48 |  |  | 73 |  |  | 0.35 | 0.53 |  |  | 68 |  |  | 0.4 | 0.44 |  |  | 73 |  |  | 0.3 | 0.01 |  |  | 57 |  |  | 0.05 | 0.14 |  |  | 68 |  |  | 0.12 | 0.07 |  |  | 68 |  |  | 0.06 | 0.16 |  |  | 50 |  |  | 0.16 | 5.0526 | 0.13299 | Biomass | FRS_110000342629
2368 | 4349 | 2021 | MA | Dartmouth Power | 52026 | NSTAR Electric Company | 54913 | Morris Energy Operations Company, LLC | 56516 | IPP Non-CHP | ISO New England Inc. | ISNE | NPCC | NEWE | NPCC New England | ISONE | 25 | 5 | Bristol | 41.6731 | -70.9994 | 2 | 3 | NG | GAS |  | 0.04487 | 97.4 | 1 | [6 empty] | 340039.852 | 276583.951 | 340039.852 | 276583.951 | 38288 | 28699 | 4.46 | 3.516 | 0.103 | 20240.354 | 817.543 | 82.721 | 20262.899 |  | 0.233 | 0.245 | 0.005 | 1057.269 | 0.021 | 0.002 | 1058.446 |  | 0.026 | 0.025 | 0.001 | 119.047 | 0.002 | 0 | 119.18 |  | 0.233 | 0.245 | 0.005 | 1057.269 | 0.021 | 0.002 | 1058.446 |  | 4.46 | 3.516 | 0.103 | 20240.354 | 817.543 | 82.721 |  | 340039.852 | 276583.951 | 340039.852 | 276583.951 | EPA/CAMD | EPA/CAMD | EPA/CAMD; EIA | EPA/CAMD | EIA | EIA | -- | EPA/CAMD | EPA/CAMD | [14 empty] | 8881.1077 | 0 | 140.935 | 38147.065 | 0 | 0 | 0 | 0 | 0 | 0 | 0 | 0 | 38288 | 0 | 0 | 38288 | 0 | 0 | 0.0036809 | 0.99632 | 0 | 0 | 0 | 0 | 0 | 0 | 0 | 0 | 1 | 0 | 0 | 1 | 0 | Yes |  | 547634.373 | 33015.79 | 6.679 | 0.117 |  | https://www.google.com/maps/@?api=1&map_action=map&center=41.673099999999998%2C-70.999399999999994&zoom=17&basemap=satellite | 16190 | [118 empty] | 0.19 |  |  | 30 |  |  | 0.35 | 0.19 |  |  | 37 |  |  | 0.4 | 0.21 |  |  | 39 |  |  | 0.3 | 0.02 |  |  | 66 |  |  | 0.05 | 0.17 |  |  | 75 |  |  | 0.12 | 0.04 |  |  | 44 |  |  | 0.06 | 0.17 |  |  | 55 |  |  | 0.16 | 2.2735 | 0.096171 | Gas | FRS_110000311911
2369 | 10661 | 2021 | VA | Altavista Power Station | 10773 | Virginia Electric & Power Co | 19876 | Virginia Electric & Power Co | 19876 | Electric Utility | PJM Interconnection, LLC | PJM | SERC | SRVC | SERC Virginia/Carolina | PJM | 51 | 31 | Campbell | 37.1187 | -79.2736 | 2 | 1 | WDS | BIOMASS |  | 0.51829 | 71.1 | 0.46952 | Yes | [5 empty] | 4625059.057 | 2124307.604 | 4625059.057 | 2124307.604 | 322809 | 149811 | 284.918 | 132.459 | 12.918 | 0 | 371651.233 | 48777.799 | 0 |  | 1.765 | 1.768 | 0.08 | 0 | 1.151 | 0.151 | 0 |  | 0.123 | 0.125 | 0.006 | 0 | 0.08 | 0.011 | 0 |  | 1.765 | 1.768 | 0.08 | 0 | 1.151 | 0.151 | 0 |  | 284.918 | 132.459 | 12.918 | 505399.327 | 371651.233 | 48777.799 |  | 4625059.057 | 2124307.604 | 4625059.057 | 2124307.604 | EPA/CAMD | EPA/CAMD | EPA/CAMD | EPA/CAMD | EIA | EIA | -- | EPA/CAMD | EPA/CAMD |  |  |  | 505399.327 | [10 empty] | 14327.5405 | 0 | 0 | 1238.692 | 0 | 0 | 321570.31 | 0 | 0 | 0 | 0 | 0 | 1238.692 | 321570.31 | 321570.31 | 322809.002 | 0 | 0 | 0 | 0.0038372 | 0 | 0 | 0.99616 | 0 | 0 | 0 | 0 | 0 | 0.0038372 | 0.99616 | 0.99616 | 1 | 0 | Yes |  | 5060494.786 | 553252.132 | 308.803 | 14.074 |  | https://www.google.com/maps/@?api=1&map_action=map&center=37.118673999999999%2C-79.273550999999998&zoom=17&basemap=satellite | 6608 | [118 empty] | 0.39 |  |  | 64 |  |  | 0.35 | 0.3 |  |  | 50 |  |  | 0.4 | 0.49 |  |  | 78 |  |  | 0.3 | 0.01 |  |  | 0 |  |  | 0.05 | 0.16 |  |  | 73 |  |  | 0.12 | 0.08 |  |  | 75 |  |  | 0.06 | 0.22 |  |  | 73 |  |  | 0.16 | 11.022 | 0.073997 | Biomass | FRS_110002401847
2370 | 4369 | 2021 | MA | Dighton | 55026 | New England Power Company | 13433 | Dighton Power, LLC | 55773 | IPP Non-CHP | ISO New England Inc. | ISNE | NPCC | NEWE | NPCC New England | ISONE | 25 | 5 | Bristol | 41.8312 | -71.1239 | 1 | 1 | NG | GAS |  | 0.14474 | 200 | 1 | [6 empty] | 2041781.513 | 1720227.539 | 2041781.513 | 1720227.539 | 253579 | 215904 | 16.181 | 12.066 | 0.613 | 121340.866 | 4513.6 | 451.36 | 121464.539 |  | 0.128 | 0.112 | 0.005 | 957.026 | 0.018 | 0.002 | 958.002 |  | 0.016 | 0.014 | 0.001 | 118.858 | 0.002 | 0 | 118.979 |  | 0.128 | 0.112 | 0.005 | 957.026 | 0.018 | 0.002 | 958.002 |  | 16.181 | 12.066 | 0.613 | 121340.866 | 4513.6 | 451.36 |  | 2041781.513 | 1720227.539 | 2041781.513 | 1720227.539 | EPA/CAMD | EPA/CAMD | EPA/CAMD | EPA/CAMD | EIA | EIA | -- | EPA/CAMD | EPA/CAMD | [14 empty] | 8051.8557 | 0 | 0 | 253579 | 0 | 0 | 0 | 0 | 0 | 0 | 0 | 0 | 253579 | 0 | 0 | 253579 | 0 | 0 | 0 | 1 | 0 | 0 | 0 | 0 | 0 | 0 | 0 | 0 | 1 | 0 | 0 | 1 | 0 | Yes |  | 2008910.003 | 119386.516 | 12.846 | 0.603 |  | https://www.google.com/maps/@?api=1&map_action=map&center=41.831200000000003%2C-71.123900000000006&zoom=17&basemap=satellite | 11473 | [118 empty] | 0.1 |  |  | 10 |  |  | 0.35 | 0.08 |  |  | 21 |  |  | 0.4 | 0.11 |  |  | 20 |  |  | 0.3 | 0.02 |  |  | 63 |  |  | 0.05 | 0.07 |  |  | 45 |  |  | 0.12 | 0.03 |  |  | 35 |  |  | 0.06 | 0.17 |  |  | 56 |  |  | 0.16 | 3.5113 | 0.033626 | Gas | FRS_110001937922
2371 | 10813 | 2021 | VA | Southampton Power Station | 10774 | Virginia Electric & Power Co | 19876 | Virginia Electric & Power Co | 19876 | Electric Utility | PJM Interconnection, LLC | PJM | SERC | SRVC | SERC Virginia/Carolina | PJM | 51 | 175 | Southampton | 36.6525 | -76.9953 | 2 | 1 | WDS | BIOMASS |  | 0.51182 | 71.1 | 0.4803 | Yes | Yes | 0 |  | 1 |  | 5028545.915 | 2536412.291 | 5028545.915 | 2536412.291 | 318779 | 161071 | 318.043 | 159.347 | 16.476 | 0 | 391715.811 | 51419.824 | 0 |  | 1.995 | 1.979 | 0.103 | 0 | 1.229 | 0.161 | 0 |  | 0.126 | 0.126 | 0.007 | 0 | 0.078 | 0.01 | 0 |  | 1.995 | 1.979 | 0.103 | 0 | 1.229 | 0.161 | 0 |  | 318.043 | 159.347 | 16.476 | 549989.96 | 391715.811 | 51419.824 |  | 5028545.915 | 2536412.291 | 5028545.915 | 2536412.291 | EPA/CAMD | EPA/CAMD | EPA/CAMD | EPA/CAMD | EIA | EIA | -- | EPA/CAMD | EPA/CAMD |  |  |  | 549989.96 |  |  | 0 | 0 | 0 | 0 | 0 | 0 | 0 | 0 | 15774.395 | 0 | 890.513 | 0 | 0 | 0 | 317888.49 | 0 | 0 | 0 | 0 | 0 | 890.513 | 317888.49 | 317888.49 | 318779.003 | 0 | 0 | 0.0027935 | 0 | 0 | 0 | 0.99721 | 0 | 0 | 0 | 0 | 0 | 0.0027935 | 0.99721 | 0.99721 | 1 | 0 | Yes |  | 5185172.886 | 567216.149 | 317.378 | 16.294 |  | https://www.google.com/maps/@?api=1&map_action=map&center=36.652500000000003%2C-76.9953&zoom=17&basemap=satellite | 1174 | [118 empty] | 0.32 |  |  | 54 |  |  | 0.35 | 0.41 |  |  | 60 |  |  | 0.4 | 0.22 |  |  | 41 |  |  | 0.3 | 0 |  |  | 0 |  |  | 0.05 | 0.13 |  |  | 66 |  |  | 0.12 | 0.03 |  |  | 31 |  |  | 0.06 | 0.26 |  |  | 82 |  |  | 0.16 | 12.3072 | 0.090428 | Biomass | FRS_110000869695
2372 | 4399 | 2021 | MA | Erving Paper Mills | 54228 | Massachusetts Electric Co | 11804 | Erving Paper Mills Inc | 5989 | Industrial CHP | ISO New England Inc. | ISNE | NPCC | NEWE | NPCC New England | ISONE | 25 | 11 | Franklin | 42.5983 | -72.3875 | 2 | 2 | NG | GAS |  | 0.7511 | 6.2 | 0.081495 |  | Yes | 260848.8 | 0.534 | 0.41578 |  | 212880.234 | 86646.229 | 212880.234 | 86646.229 | 40793.91 | 16631.87 | 33.508 | 13.852 | 0.335 | 12441.685 | 484.555 | 50.741 | 12455.302 |  | 1.643 | 1.666 | 0.016 | 609.978 | 0.012 | 0.001 | 610.645 |  | 0.315 | 0.32 | 0.003 | 116.889 | 0.002 | 0 | 117.017 |  | 1.643 | 1.666 | 0.016 | 609.978 | 0.012 | 0.001 | 610.645 |  | 80.591 | 33.316 | 0.805 | 29923.949 | 1165.422 | 122.038 |  | 512006 | 208396 | 512006 | 208396 | EIA | EIA | EIA | EIA | EIA | EIA | -- | [8 empty] | 299125.766 | 121749.771 | 47.083 | 19.464 | 0.47 | 17482.264 | 680.866 | 71.298 | 5218.4317 | 0 | 625.963 | 40167.947 | 0 | 0 | 0 | 0 | 0 | 0 | 0 | 0 | 40793.91 | 0 | 0 | 40793.91 | 0 | 0 | 0.015345 | 0.98466 | 0 | 0 | 0 | 0 | 0 | 0 | 0 | 0 | 1 | 0 | 0 | 1 | 0 | [7 empty] | https://www.google.com/maps/@?api=1&map_action=map&center=42.598300000000002%2C-72.387500000000003&zoom=17&basemap=satellite | 1420 | [118 empty] | 0.17 |  |  | 25 |  |  | 0.35 | 0.06 |  |  | 16 |  |  | 0.4 | 0.28 |  |  | 50 |  |  | 0.3 | 0 |  |  | 0 |  |  | 0.05 | 0.08 |  |  | 49 |  |  | 0.12 | 0.05 |  |  | 54 |  |  | 0.06 | 0.2 |  |  | 66 |  |  | 0.16 | 0.10255 | 0.0052396 | Gas | FRS_110000308612
2373 | 4400 | 2021 | MA | Exelon West Medway II | 59882 | NSTAR Electric Company | 54913 | Exelon Power | 6035 | IPP Non-CHP | ISO New England Inc. | ISNE | NPCC | NEWE | NPCC New England | ISONE | 25 | 21 | Norfolk | 42.1372 | -71.4447 | 2 | 2 | NG | GAS |  | 0.08267 | 263.6 | 1 | [6 empty] | 1798484.756 | 1152727.945 | 1798484.756 | 1152727.945 | 190906 | 122599 | 8.178 | 4.989 | 0.54 | 106967.401 | 4312.744 | 434.501 | 107086.051 |  | 0.086 | 0.081 | 0.006 | 1120.629 | 0.023 | 0.002 | 1121.872 |  | 0.009 | 0.009 | 0.001 | 118.953 | 0.002 | 0 | 119.085 |  | 0.086 | 0.081 | 0.006 | 1120.629 | 0.023 | 0.002 | 1121.872 |  | 8.178 | 4.989 | 0.54 | 106967.401 | 4312.744 | 434.501 |  | 1798484.756 | 1152727.945 | 1798484.756 | 1152727.945 | EPA/CAMD | EPA/CAMD | EPA/CAMD | EPA/CAMD | EIA | EIA | -- | EPA/CAMD | EPA/CAMD | [14 empty] | 9420.7867 | 0 | 467.575 | 190438.43 | 0 | 0 | 0 | 0 | 0 | 0 | 0 | 0 | 190906.005 | 0 | 0 | 190906.005 | 0 | 0 | 0.0024492 | 0.99755 | 0 | 0 | 0 | 0 | 0 | 0 | 0 | 0 | 1 | 0 | 0 | 1 | 0 | Yes |  | 2194599.108 | 133703.745 | 10.609 | 0.705 |  | https://www.google.com/maps/@?api=1&map_action=map&center=42.137217999999997%2C-71.444699999999997&zoom=17&basemap=satellite | 30022 | [118 empty] | 0.12 |  |  | 13 |  |  | 0.35 | 0.14 |  |  | 30 |  |  | 0.4 | 0.09 |  |  | 16 |  |  | 0.3 | 0.01 |  |  | 61 |  |  | 0.05 | 0.04 |  |  | 30 |  |  | 0.12 | 0.05 |  |  | 54 |  |  | 0.06 | 0.13 |  |  | 41 |  |  | 0.16 | 7.527 | 0.076959 | Gas | FRS_110070050339
2374 | 6178 | 2021 | MT | Colstrip Energy Limited Partnership | 10784 | NorthWestern Energy LLC - (MT) | 12825 | Colstrip Energy LP | 4217 | IPP Non-CHP | NorthWestern Energy (NWMT) | NWMT | WECC | NWPP | WECC Northwest |  | 30 | 87 | Rosebud | 45.9752 | -106.6547 | 1 | 1 | WC | COAL | Yes | 0.79735 | 46.1 | 0.004411 | [6 empty] | 4358889 | 1817308 | 4358889 | 1817308 | 322000 | 131591 | 478.116 | 202.403 | 4817.892 | 458942.963 | 105644.752 | 15365.97 | 462553.052 |  | 2.97 | 3.076 | 29.925 | 2850.577 | 0.328 | 0.048 | 2873 |  | 0.219 | 0.223 | 2.211 | 210.578 | 0.024 | 0.004 | 212.234 |  | 2.97 | 3.076 | 29.925 | 2850.577 | 0.328 | 0.048 | 2873 |  | 478.116 | 202.403 | 4817.892 | 458942.963 | 105644.752 | 15365.97 |  | 4358889 | 1817308 | 4358889 | 1817308 | EIA | EIA | EIA | EIA | EIA | EIA | -- | EIA | EIA | [14 empty] | 13536.9223 | 321741.55 | 258.452 | 0 | 0 | 0 | 0 | 0 | 0 | 0 | 0 | 0 | 322000.002 | 0 | 0 | 322000.002 | 0 | 0.9992 | 0.00080265 | 0 | 0 | 0 | 0 | 0 | 0 | 0 | 0 | 0 | 1 | 0 | 0 | 1 | 0 | Yes | [6 empty] | https://www.google.com/maps/@?api=1&map_action=map&center=45.975200000000001%2C-106.65470000000001&zoom=17&basemap=satellite | 23 | [118 empty] | 0.14 |  |  | 19 |  |  | 0.35 | 0.01 |  |  | 4 |  |  | 0.4 | 0.27 |  |  | 49 |  |  | 0.3 | 0 |  |  | 0 |  |  | 0.05 | 0.04 |  |  | 30 |  |  | 0.12 | 0.03 |  |  | 35 |  |  | 0.06 | 0.26 |  |  | 82 |  |  | 0.16 | 22.5656 | 0.16583 | Coal | FRS_110041886144
2375 | 4412 | 2021 | MA | Fitchburg Gas Recovery | 56527 | NSTAR Electric Company | 54913 | WM Renewable Energy LLC | 54842 | IPP Non-CHP | ISO New England Inc. | ISNE | NPCC | NEWE | NPCC New England | ISONE | 25 | 27 | Worcester | 42.5354 | -71.8481 | 3 | 3 | LFG | BIOMASS |  | 0.88568 | 4.8 | 0 | Yes | [5 empty] | 411396 | 172026 | 411396 | 172026 | 37241.001 | 15573 | 0 | 0 | 6.891 | 0 | 0 | 0 | 0 |  | 0 | 0 | 0.37 | 0 | 0 | 0 | 0 |  | 0 | 0 | 0.034 | 0 | 0 | 0 | 0 |  | 0 | 0 | 0.37 | 0 | 0 | 0 | 0 |  | 299.46 | 125.22 | 9.256 | 26123.559 | 956.908 | 95.691 |  | 411396 | 172026 | 411396 | 172026 | EIA | EIA | EIA | EIA | EIA | EIA | -- | EIA | EIA | 299.46 | 125.22 | 2.366 | 26123.559 | 956.908 | 95.691 | [8 empty] | 11046.857 | 0 | 0 | 0 | 0 | 0 | 37241 | 0 | 0 | 0 | 0 | 0 | 0 | 37241 | 37241 | 37241 | 0 | 0 | 0 | 0 | 0 | 0 | 1 | 0 | 0 | 0 | 0 | 0 | 0 | 1 | 1 | 1 | 0 | [7 empty] | https://www.google.com/maps/@?api=1&map_action=map&center=42.535392999999999%2C-71.848057999999995&zoom=17&basemap=satellite | 10100 | [118 empty] | 0.17 |  |  | 26 |  |  | 0.35 | 0.17 |  |  | 34 |  |  | 0.4 | 0.17 |  |  | 31 |  |  | 0.3 | 0.01 |  |  | 61 |  |  | 0.05 | 0.05 |  |  | 32 |  |  | 0.12 | 0.05 |  |  | 52 |  |  | 0.06 | 0.2 |  |  | 69 |  |  | 0.16 | 3.0414 | 0.16402 | Biomass | FRS_110040572261
2376 | 10428 | 2021 | TX | Victoria Texas Plant | 10790 | AEP Texas Central Company | 3278 | Invista | 50006 | Industrial CHP | Electric Reliability Council of Texas, Inc. | ERCO | TRE | ERCT | ERCOT All | ERCOT | 48 | 469 | Victoria | 28.6751 | -96.956 | 1 | 1 | NG | GAS |  | 0.57084 | 102.4 | 0.38193 |  | Yes | 3005111.2 | 0.582 | 0.43675 |  | 2736110.219 | 1379300.782 | 2736110.219 | 1379300.782 | 512057 | 258133 | 429.615 | 216.573 | 4.372 | 159910.673 | 6032.095 | 603.21 | 160075.952 |  | 1.678 | 1.678 | 0.017 | 624.582 | 0.012 | 0.001 | 625.227 |  | 0.314 | 0.314 | 0.003 | 116.889 | 0.002 | 0 | 117.01 |  | 1.678 | 1.678 | 0.017 | 624.582 | 0.012 | 0.001 | 625.227 |  | 983.662 | 495.874 | 10.011 | 366137.265 | 13811.304 | 1381.13 |  | 6264697 | 3158097 | 6264697 | 3158097 | EIA | EIA | EIA | EIA | EIA | EIA | -- | EIA | EIA | [6 empty] | 3528586.781 | 1778796.218 | 554.047 | 279.301 | 5.639 | 206226.592 | 7779.209 | 777.921 | 5343.3704 | 0 | 0 | 512057 | 0 | 0 | 0 | 0 | 0 | 0 | 0 | 0 | 512057 | 0 | 0 | 512057 | 0 | 0 | 0 | 1 | 0 | 0 | 0 | 0 | 0 | 0 | 0 | 0 | 1 | 0 | 0 | 1 | 0 | [7 empty] | https://www.google.com/maps/@?api=1&map_action=map&center=28.675087999999999%2C-96.956013999999996&zoom=17&basemap=satellite | 527 | [118 empty] | 0.49 |  |  | 74 |  |  | 0.35 | 0.53 |  |  | 69 |  |  | 0.4 | 0.46 |  |  | 75 |  |  | 0.3 | 0.05 |  |  | 75 |  |  | 0.05 | 0.31 |  |  | 91 |  |  | 0.12 | 0.03 |  |  | 26 |  |  | 0.06 | 0.19 |  |  | 64 |  |  | 0.16 | 1.1831 | 0.0053182 | Gas | FRS_110012498476
2377 | 4414 | 2021 | MA | Fore River Energy Center | 55317 | NSTAR Electric Company | 54913 | Calpine Fore River Energy Center, LLC | 59368 | IPP Non-CHP | ISO New England Inc. | ISNE | NPCC | NEWE | NPCC New England | ISONE | 25 | 21 | Norfolk | 42.2422 | -70.9661 | 2 | 3 | NG | GAS |  | 0.45965 | 872.2 | 0.56726 | [6 empty] | 26255125.6 | 12576255.46 | 26255125.6 | 12576255.46 | 3511912 | 1688554 | 97.559 | 42.113 | 7.88 | 1561766.384 | 58167.34 | 5860.791 | 1563366.734 |  | 0.056 | 0.05 | 0.004 | 889.411 | 0.017 | 0.002 | 890.322 |  | 0.007 | 0.007 | 0.001 | 118.968 | 0.002 | 0 | 119.09 |  | 0.056 | 0.05 | 0.004 | 889.411 | 0.017 | 0.002 | 890.322 |  | 97.559 | 42.113 | 7.88 | 1561766.384 | 58167.34 | 5860.791 |  | 26255125.6 | 12576255.46 | 26255125.6 | 12576255.46 | EPA/CAMD | EPA/CAMD | EPA/CAMD | EPA/CAMD | EIA | EIA | -- | EPA/CAMD | EPA/CAMD | [14 empty] | 7476.0203 | 0 | 8860.419 | 3503051.6 | 0 | 0 | 0 | 0 | 0 | 0 | 0 | 0 | 3511912.019 | 0 | 0 | 3511912.019 | 0 | 0 | 0.002523 | 0.99748 | 0 | 0 | 0 | 0 | 0 | 0 | 0 | 0 | 1 | 0 | 0 | 1 | 0 | Yes |  | 25374440.06 | 1552342.702 | 113.734 | 7.786 |  | https://www.google.com/maps/@?api=1&map_action=map&center=42.242199999999997%2C-70.966099999999997&zoom=17&basemap=satellite | 104013 | [118 empty] | 0.25 |  |  | 43 |  |  | 0.35 | 0.3 |  |  | 51 |  |  | 0.4 | 0.2 |  |  | 37 |  |  | 0.3 | 0.08 |  |  | 81 |  |  | 0.05 | 0.08 |  |  | 49 |  |  | 0.12 | 0.05 |  |  | 51 |  |  | 0.06 | 0.18 |  |  | 60 |  |  | 0.16 | 30.0283 | 0.018066 | Gas | FRS_110024352289
2378 | 7433 | 2021 | NJ | E F Kenilworth, Inc. | 10805 | Public Service Elec & Gas Co | 15477 | E F Kenilworth LLC | 5530 | IPP CHP | PJM Interconnection, LLC | PJM | RFC | RFCE | RFC East | PJM | 34 | 39 | Union | 40.6781 | -74.2744 | 1 | 2 | NG | GAS |  | 0.58357 | 28.8 | 0.36071 |  | Yes | 312862.4 | 1.606 | 0.68168 |  | 1093770.12 | 462433.749 | 1093770.12 | 462433.749 | 147228.54 | 62246.577 | 72.367 | 29.766 | 2.053 | 63924.879 | 2397.719 | 239.772 | 63990.577 |  | 0.983 | 0.956 | 0.028 | 868.376 | 0.016 | 0.002 | 869.269 |  | 0.132 | 0.129 | 0.004 | 116.889 | 0.002 | 0 | 117.009 |  | 0.983 | 0.956 | 0.028 | 868.376 | 0.016 | 0.002 | 869.269 |  | 106.16 | 43.666 | 3.012 | 93775.699 | 3517.375 | 351.737 |  | 1604524.85 | 678375.125 | 1604524.85 | 678375.125 | EPA/CAMD | EPA/CAMD | EIA | EIA | EIA | EIA | -- | EPA/CAMD | EPA/CAMD | [6 empty] | 510754.73 | 215941.376 | 33.793 | 13.9 | 0.959 | 29850.82 | 1119.656 | 111.966 | 7429.0631 | 0 | 0 | 147228.54 | 0 | 0 | 0 | 0 | 0 | 0 | 0 | 0 | 147228.54 | 0 | 0 | 147228.54 | 0 | 0 | 0 | 1 | 0 | 0 | 0 | 0 | 0 | 0 | 0 | 0 | 1 | 0 | 0 | 1 | 0 | Yes |  | 1696935.12 |  | 119.179 |  |  | https://www.google.com/maps/@?api=1&map_action=map&center=40.678100000000001%2C-74.2744&zoom=17&basemap=satellite | 211536 | [118 empty] | 0.43 |  |  | 68 |  |  | 0.35 | 0.65 |  |  | 76 |  |  | 0.4 | 0.21 |  |  | 38 |  |  | 0.3 | 0.1 |  |  | 84 |  |  | 0.05 | 0.12 |  |  | 62 |  |  | 0.12 | 0.05 |  |  | 53 |  |  | 0.06 | 0.15 |  |  | 49 |  |  | 0.16 | 3.6326 | 0.048669 | Gas | FRS_110063993282
2379 | 5044 | 2021 | MI | Ada Cogeneration LP | 10819 | Consumers Energy Co | 4254 | Ada Cogeneration LLC | 64125 | IPP CHP | Midcontinent Independent Transmission System Operator, Inc.. | MISO | RFC | RFCM | RFC Michigan | MISO | 26 | 81 | Kent | 42.9627 | -85.4941 | 2 | 2 | NG | GAS |  | 0.66729 | 33.1 | 0.22118 |  | Yes | 365679.2 | 1.806 | 0.70656 |  | 1386136.303 | 560518.561 | 1386136.303 | 560518.561 | 193485 | 81252 | 198.473 | 80.941 | 2.215 | 81012.083 | 3055.909 | 305.591 | 81095.815 |  | 2.052 | 1.992 | 0.023 | 837.399 | 0.016 | 0.002 | 838.265 |  | 0.286 | 0.289 | 0.003 | 116.889 | 0.002 | 0 | 117.01 |  | 2.052 | 1.992 | 0.023 | 837.399 | 0.016 | 0.002 | 838.265 |  | 280.902 | 114.557 | 3.135 | 114657.641 | 4325.074 | 432.507 |  | 1961819.918 | 793310.496 | 1961819.918 | 793310.496 | EIA | EIA |  | EIA | EIA | EIA | -- | EIA | EIA | [6 empty] | 575683.615 | 232791.935 | 82.429 | 33.616 | 0.92 | 33645.558 | 1269.166 | 126.917 | 7164.0505 | 0 | 0 | 193485 | 0 | 0 | 0 | 0 | 0 | 0 | 0 | 0 | 193485 | 0 | 0 | 193485 | 0 | 0 | 0 | 1 | 0 | 0 | 0 | 0 | 0 | 0 | 0 | 0 | 1 | 0 | 0 | 1 | 0 | [7 empty] | https://www.google.com/maps/@?api=1&map_action=map&center=42.962671999999998%2C-85.494071000000005&zoom=17&basemap=satellite | 17459 | [118 empty] | 0.1 |  |  | 10 |  |  | 0.35 | 0.12 |  |  | 28 |  |  | 0.4 | 0.07 |  |  | 11 |  |  | 0.3 | 0 |  |  | 0 |  |  | 0.05 | 0.02 |  |  | 15 |  |  | 0.12 | 0.07 |  |  | 66 |  |  | 0.06 | 0.14 |  |  | 46 |  |  | 0.16 | 2.8626 | 0.039903 | Gas | FRS_110061855381
2380 | 5151 | 2021 | MI | Grayling Generating Station | 10822 | Consumers Energy Co | 4254 | CMS Generation Operating LLC | 3836 | IPP Non-CHP | Midcontinent Independent Transmission System Operator, Inc.. | MISO | RFC | RFCM | RFC Michigan | MISO | 26 | 39 | Crawford | 44.6049 | -84.6906 | 1 | 1 | WDS | BIOMASS |  | 0.61242 | 38 | 0.31264 | Yes | [5 empty] | 3781582.308 | 1575169.105 | 3781582.308 | 1575169.105 | 203861 | 98236 | 247.806 | 105.207 | 28.916 | 90442.015 | 216322.64 | 28391.859 | 97376.435 |  | 2.431 | 2.142 | 0.284 | 887.291 | 1.061 | 0.139 | 955.322 |  | 0.131 | 0.134 | 0.015 | 47.833 | 0.057 | 0.008 | 51.5 |  | 2.431 | 2.142 | 0.284 | 887.291 | 1.061 | 0.139 | 955.322 |  | 247.806 | 105.207 | 28.916 | 391003.401 | 216322.64 | 28391.859 |  | 3781582.308 | 1575169.105 | 3781582.308 | 1575169.105 | EPA/CAMD | EPA/CAMD | EPA/CAMD | EIA | EIA | EIA | -- | EPA/CAMD | EPA/CAMD |  |  |  | 300561.386 | [10 empty] | 18549.8074 | 0 | 0 | 446.536 | 0 | 0 | 192810.86 | 0 | 0 | 0 | 10603.605 | 0 | 11050.141 | 192810.86 | 192810.86 | 203861.001 | 0 | 0 | 0 | 0.0021904 | 0 | 0 | 0.9458 | 0 | 0 | 0 | 0.052014 | 0 | 0.054204 | 0.9458 | 0.9458 | 1 | 0 | Yes |  | 3414455.887 |  | 230.549 | 22.897 |  | https://www.google.com/maps/@?api=1&map_action=map&center=44.604920999999997%2C-84.690578000000002&zoom=17&basemap=satellite | 401 | [118 empty] | 0.26 |  |  | 44 |  |  | 0.35 | 0.13 |  |  | 28 |  |  | 0.4 | 0.39 |  |  | 67 |  |  | 0.3 | 0 |  |  | 0 |  |  | 0.05 | 0.11 |  |  | 61 |  |  | 0.12 | 0.06 |  |  | 58 |  |  | 0.06 | 0.21 |  |  | 71 |  |  | 0.16 | 3.9071 | 0.11779 | Biomass | FRS_110028027917
2381 | 4427 | 2021 | MA | Gillette SBMC | 54225 | NSTAR Electric Company | 54913 | The Gillette Company | 7209 | Industrial CHP | ISO New England Inc. | ISNE | NPCC | NEWE | NPCC New England | ISONE | 25 | 25 | Suffolk | 42.3436 | -71.0559 | 6 | 5 | NG | GAS |  | 0.56534 | 14.2 | 0.3911 |  | Yes | 494404 | 0.485 | 0.39294 |  | 333850.243 | 150004.233 | 333850.243 | 150004.233 | 70324 | 31452 | 52.059 | 23.235 | 0.533 | 19511.72 | 736.04 | 73.607 | 19531.888 |  | 1.481 | 1.478 | 0.015 | 554.909 | 0.01 | 0.001 | 555.483 |  | 0.312 | 0.31 | 0.003 | 116.889 | 0.002 | 0 | 117.01 |  | 1.481 | 1.478 | 0.015 | 554.909 | 0.01 | 0.001 | 555.483 |  | 132.486 | 59.132 | 1.358 | 49655.586 | 1873.157 | 187.324 |  | 849619.06 | 381747.38 | 849619.06 | 381747.38 | EIA | EIA | EIA | EIA | EIA | EIA | -- | [8 empty] | 515768.817 | 231743.147 | 80.427 | 35.897 | 0.824 | 30143.866 | 1137.117 | 113.716 | 4747.3159 | 0 | 0.426 | 70323.574 | 0 | 0 | 0 | 0 | 0 | 0 | 0 | 0 | 70324 | 0 | 0 | 70324 | 0 | 0 | 6.0577e-06 | 0.99999 | 0 | 0 | 0 | 0 | 0 | 0 | 0 | 0 | 1 | 0 | 0 | 1 | 0 | [7 empty] | https://www.google.com/maps/@?api=1&map_action=map&center=42.343600000000002%2C-71.055899999999994&zoom=17&basemap=satellite | 401548 | [118 empty] | 0.44 |  |  | 68 |  |  | 0.35 | 0.52 |  |  | 68 |  |  | 0.4 | 0.35 |  |  | 61 |  |  | 0.3 | 0.13 |  |  | 88 |  |  | 0.05 | 0.13 |  |  | 65 |  |  | 0.12 | 0.04 |  |  | 45 |  |  | 0.06 | 0.11 |  |  | 30 |  |  | 0.16 | 0.16347 | 0.0047507 | Gas | FRS_110000310761
2382 | 4432 | 2021 | MA | Granby LFG | 59815 | Massachusetts Electric Co | 11804 | Industrial Power Services Corp. | 59596 | IPP Non-CHP | ISO New England Inc. | ISNE | NPCC | NEWE | NPCC New England | ISONE | 25 | 15 | Hampshire | 42.2273 | -72.5472 | 1 | 1 | LFG | BIOMASS |  | 0.14505 | 3.2 | 1 | Yes | [5 empty] | 106135 | 44381 | 106135 | 44381 | 4066 | 1700 | 0 | 0 | 1.778 | 0 | 0 | 0 | 0 |  | 0 | 0 | 0.874 | 0 | 0 | 0 | 0 |  | 0 | 0 | 0.033 | 0 | 0 | 0 | 0 |  | 0 | 0 | 0.874 | 0 | 0 | 0 | 0 |  | 64.123 | 26.813 | 2.388 | 6739.55 | 246.87 | 24.687 |  | 106135 | 44381 | 106135 | 44381 | EIA | EIA | EIA | EIA | EIA | EIA | -- | EIA | EIA | 64.123 | 26.813 | 0.61 | 6739.55 | 246.87 | 24.687 | [8 empty] | 26103.0497 | 0 | 0 | 0 | 0 | 0 | 4066 | 0 | 0 | 0 | 0 | 0 | 0 | 4066 | 4066 | 4066 | 0 | 0 | 0 | 0 | 0 | 0 | 1 | 0 | 0 | 0 | 0 | 0 | 0 | 1 | 1 | 1 | 0 | [7 empty] | https://www.google.com/maps/@?api=1&map_action=map&center=42.227280999999998%2C-72.547189000000003&zoom=17&basemap=satellite | 30319 | [118 empty] | 0.21 |  |  | 34 |  |  | 0.35 | 0.19 |  |  | 38 |  |  | 0.4 | 0.24 |  |  | 43 |  |  | 0.3 | 0.02 |  |  | 66 |  |  | 0.05 | 0.08 |  |  | 47 |  |  | 0.12 | 0.03 |  |  | 33 |  |  | 0.06 | 0.2 |  |  | 66 |  |  | 0.16 | 0.99808 | 0.30176 | Biomass | FRS_110070396579
2383 | 4434 | 2021 | MA | Greater New Bedford LFG Utiliz. Facility | 61702 | NSTAR Electric Company | 54913 | CommonWealth New Bedford Energy LLC | 61335 | IPP Non-CHP | ISO New England Inc. | ISNE | NPCC | NEWE | NPCC New England | ISONE | 25 | 5 | Bristol | 41.725 | -70.978 | 1 | 1 | LFG | BIOMASS |  | 0.59624 | 3.3 | 0.33961 | Yes | [5 empty] | 225541 | 94311 | 225541 | 94311 | 17236 | 7207 | 0 | 0 | 3.778 | 0 | 0 | 0 | 0 |  | 0 | 0 | 0.438 | 0 | 0 | 0 | 0 |  | 0 | 0 | 0.034 | 0 | 0 | 0 | 0 |  | 0 | 0 | 0.438 | 0 | 0 | 0 | 0 |  | 161.578 | 67.565 | 5.075 | 14321.806 | 524.609 | 52.461 |  | 225541 | 94311 | 225541 | 94311 | EIA | EIA | EIA | EIA | EIA | EIA | -- | EIA | EIA | 161.578 | 67.565 | 1.297 | 14321.806 | 524.609 | 52.461 | [8 empty] | 13085.4607 | 0 | 0 | 0 | 0 | 0 | 17236 | 0 | 0 | 0 | 0 | 0 | 0 | 17236 | 17236 | 17236 | 0 | 0 | 0 | 0 | 0 | 0 | 1 | 0 | 0 | 0 | 0 | 0 | 0 | 1 | 1 | 1 | 0 | [7 empty] | https://www.google.com/maps/@?api=1&map_action=map&center=41.724960000000003%2C-70.977964999999998&zoom=17&basemap=satellite | 13921 | [118 empty] | 0.2 |  |  | 32 |  |  | 0.35 | 0.18 |  |  | 36 |  |  | 0.4 | 0.22 |  |  | 40 |  |  | 0.3 | 0.04 |  |  | 73 |  |  | 0.05 | 0.18 |  |  | 76 |  |  | 0.12 | 0.04 |  |  | 44 |  |  | 0.06 | 0.17 |  |  | 57 |  |  | 0.16 | 1.6066 | 0.18642 | Biomass | FRS_110070396217
2384 | 7315 | 2021 | NH | Stored Solar Springfield, LLC | 10838 | Public Service Co of NH | 15472 | Stored Solar Services, LLC | 64003 | IPP Non-CHP | ISO New England Inc. | ISNE | NPCC | NEWE | NPCC New England | ISONE | 33 | 19 | Sullivan | 43.4429 | -72.056 | 1 | 1 | WDS | BIOMASS |  | 0.12001 | 20 | 1 | Yes | [5 empty] | 357433.5 | 46435.5 | 357433.5 | 46435.5 | 21026 | 2732 | 10.723 | 1.393 | 4.468 | 0 | 25216.318 | 3309.642 | 808.186 |  | 1.02 | 1.02 | 0.425 | 0 | 1.199 | 0.157 | 76.875 |  | 0.06 | 0.06 | 0.025 | 0 | 0.071 | 0.009 | 4.522 |  | 1.02 | 1.02 | 0.425 | 0 | 1.199 | 0.157 | 76.875 |  | 10.723 | 1.393 | 4.468 | 36957.47 | 25216.318 | 3309.642 |  | 357433.5 | 46435.5 | 357433.5 | 46435.5 | EIA | EIA | EIA | EIA | EIA | EIA | -- | EIA | EIA |  |  |  | 36957.47 | [10 empty] | 16999.5957 | 0 | 0 | 0 | 0 | 0 | 21026 | 0 | 0 | 0 | 0 | 0 | 0 | 21026 | 21026 | 21026 | 0 | 0 | 0 | 0 | 0 | 0 | 1 | 0 | 0 | 0 | 0 | 0 | 0 | 1 | 1 | 1 | 0 | [7 empty] | https://www.google.com/maps/@?api=1&map_action=map&center=43.442870999999997%2C-72.055999999999997&zoom=17&basemap=satellite | 2124 | [118 empty] | 0.12 |  |  | 14 |  |  | 0.35 | 0.02 |  |  | 7 |  |  | 0.4 | 0.22 |  |  | 40 |  |  | 0.3 | 0 |  |  | 0 |  |  | 0.05 | 0.02 |  |  | 19 |  |  | 0.12 | 0.02 |  |  | 21 |  |  | 0.06 | 0.39 |  |  | 95 |  |  | 0.16 | 0.19884 | 0.2937 | Biomass | FRS_110004100892
2385 | 4440 | 2021 | MA | GRS Fall River | 55589 | Massachusetts Electric Co | 11804 | Gas Recovery Systems Inc | 25049 | IPP Non-CHP | ISO New England Inc. | ISNE | NPCC | NEWE | NPCC New England | ISONE | 25 | 5 | Bristol | 41.7487 | -71.1065 | 1 | 1 | LFG | BIOMASS |  | 0.23895 | 5.3 | 0.93508 | Yes | [5 empty] | 306131 | 128010 | 306131 | 128010 | 11094 | 4639 | 0 | 0 | 5.128 | 0 | 0 | 0 | 0 |  | 0 | 0 | 0.924 | 0 | 0 | 0 | 0 |  | 0 | 0 | 0.033 | 0 | 0 | 0 | 0 |  | 0 | 0 | 0.924 | 0 | 0 | 0 | 0 |  | 29.397 | 12.292 | 6.888 | 19439.254 | 712.061 | 71.206 |  | 306131 | 128010 | 306131 | 128010 | EIA | EIA | EIA | EIA | EIA | EIA | -- | EIA | EIA | 29.397 | 12.292 | 1.76 | 19439.254 | 712.061 | 71.206 | [8 empty] | 27594.2852 | 0 | 0 | 0 | 0 | 0 | 11094 | 0 | 0 | 0 | 0 | 0 | 0 | 11094 | 11094 | 11094 | 0 | 0 | 0 | 0 | 0 | 0 | 1 | 0 | 0 | 0 | 0 | 0 | 0 | 1 | 1 | 1 | 0 | [7 empty] | https://www.google.com/maps/@?api=1&map_action=map&center=41.748669%2C-71.106469000000004&zoom=17&basemap=satellite | 31005 | [118 empty] | 0.18 |  |  | 27 |  |  | 0.35 | 0.12 |  |  | 27 |  |  | 0.4 | 0.24 |  |  | 43 |  |  | 0.3 | 0.03 |  |  | 70 |  |  | 0.05 | 0.13 |  |  | 65 |  |  | 0.12 | 0.05 |  |  | 47 |  |  | 0.06 | 0.22 |  |  | 72 |  |  | 0.16 | 4.1244 | 0.53886 | Biomass | FRS_110028031476
2386 | 7317 | 2021 | NH | Stored Solar Whitefield, LLC | 10839 | Public Service Co of NH | 15472 | Stored Solar Services, LLC | 64003 | IPP Non-CHP | ISO New England Inc. | ISNE | NPCC | NEWE | NPCC New England | ISONE | 33 | 7 | Coos | 44.358 | -71.5449 | 1 | 1 | WDS | BIOMASS |  | 0.30041 | 19.9 | 0.83266 | Yes | [5 empty] | 762312 | 250472 | 762312 | 250472 | 52368 | 16836 | 28.587 | 9.393 | 9.529 | 0 | 53779.573 | 7058.569 | 1723.972 |  | 1.092 | 1.116 | 0.364 | 0 | 1.027 | 0.135 | 65.841 |  | 0.075 | 0.075 | 0.025 | 0 | 0.071 | 0.009 | 4.523 |  | 1.092 | 1.116 | 0.364 | 0 | 1.027 | 0.135 | 65.841 |  | 28.587 | 9.393 | 9.529 | 78820.6 | 53779.573 | 7058.569 |  | 762312 | 250472 | 762312 | 250472 | EIA | EIA | EIA | EIA | EIA | EIA | -- | EIA | EIA |  |  |  | 78820.6 | [10 empty] | 14556.8286 | 0 | 0 | 0 | 0 | 0 | 52368 | 0 | 0 | 0 | 0 | 0 | 0 | 52368 | 52368 | 52368 | 0 | 0 | 0 | 0 | 0 | 0 | 1 | 0 | 0 | 0 | 0 | 0 | 0 | 1 | 1 | 1 | 0 | [7 empty] | https://www.google.com/maps/@?api=1&map_action=map&center=44.358046999999999%2C-71.544899999999998&zoom=17&basemap=satellite | 543 | [118 empty] | 0.15 |  |  | 22 |  |  | 0.35 | 0.03 |  |  | 10 |  |  | 0.4 | 0.27 |  |  | 49 |  |  | 0.3 | 0 |  |  | 0 |  |  | 0.05 | 0.1 |  |  | 56 |  |  | 0.12 | 0.05 |  |  | 54 |  |  | 0.06 | 0.22 |  |  | 73 |  |  | 0.16 | 0 |  | Biomass | FRS_110007686076
2387 | 5689 | 2021 | MN | Northshore Mining Silver Bay Power | 10849 | ALLETE, Inc. | 12647 | Cleveland Cliffs Inc | 3807 | Industrial CHP | Midcontinent Independent Transmission System Operator, Inc.. | MISO | MRO | MROW | MRO West | MISO | 27 | 75 | Lake | 47.2866 | -91.2605 | 2 | 2 | SUB | COAL | Yes | 0 | 131.6 |  |  | Yes | 0 |  | 1 |  |  | 0 |  | 0 | 0 | 0 | 0 |  | 0 | 0 | [36 empty] | 0 |  | 0 | [6 empty] | -- |  | EPA/CAMD | [7 empty] | 0 | [7 empty] | 0 | 0 | 0 | 0 | 0 | 0 | 0 | 0 | 0 | 0 | 0 | 0 | 0 | 0 | 0 | 0 | [16 empty] | Yes | [6 empty] | https://www.google.com/maps/@?api=1&map_action=map&center=47.286572999999997%2C-91.260531&zoom=17&basemap=satellite | 1794 | [118 empty] | 0.16 |  |  | 23 |  |  | 0.35 | 0.06 |  |  | 17 |  |  | 0.4 | 0.25 |  |  | 45 |  |  | 0.3 | 0.01 |  |  | 57 |  |  | 0.05 | 0.05 |  |  | 32 |  |  | 0.12 | 0.04 |  |  | 39 |  |  | 0.06 | 0.3 |  |  | 89 |  |  | 0.16 |  |  | Coal | FRS_110000910453
2388 | 4487 | 2021 | MA | IXYS - Beverly | 64382 | Massachusetts Electric Co | 11804 | IXYS Integrated Circuits Division, LLC | 63994 | Industrial Non-CHP | ISO New England Inc. | ISNE | NPCC | NEWE | NPCC New England | ISONE | 25 | 9 | Essex | 42.5795 | -70.9108 | 4 | 4 | NG | GAS |  | 0.00063 | 2.7 | 1 | [6 empty] | 192.001 | 66.999 | 192.001 | 66.999 | 15 | 4.999 | 0.276 | 0.093 | 0.007 | 12.211 | 0.626 | 0.093 | 12.233 |  | 36.8 | 37.207 | 0.933 | 1628.133 | 0.042 | 0.006 | 1631.025 |  | 2.875 | 2.776 | 0.073 | 127.197 | 0.003 | 0 | 127.423 |  | 36.8 | 37.207 | 0.933 | 1628.133 | 0.042 | 0.006 | 1631.025 |  | 0.276 | 0.093 | 0.007 | 12.211 | 0.626 | 0.093 |  | 192.001 | 66.999 | 192.001 | 66.999 | EIA | EIA | EIA | EIA | EIA | EIA | -- | EIA | EIA | [14 empty] | 12800.0667 | 0 | 3.563 | 11.437 | 0 | 0 | 0 | 0 | 0 | 0 | 0 | 0 | 15 | 0 | 0 | 15 | 0 | 0 | 0.23753 | 0.76247 | 0 | 0 | 0 | 0 | 0 | 0 | 0 | 0 | 1 | 0 | 0 | 1 | 0 | [7 empty] | https://www.google.com/maps/@?api=1&map_action=map&center=42.579489000000002%2C-70.910777999999993&zoom=17&basemap=satellite | 60604 | [118 empty] | 0.15 |  |  | 21 |  |  | 0.35 | 0.13 |  |  | 29 |  |  | 0.4 | 0.17 |  |  | 32 |  |  | 0.3 | 0.02 |  |  | 64 |  |  | 0.05 | 0.05 |  |  | 36 |  |  | 0.12 | 0.06 |  |  | 56 |  |  | 0.06 | 0.19 |  |  | 65 |  |  | 0.16 | 0.012563 | 0.93059 | Gas | FRS_
2389 | 7142 | 2021 | NE | Archer Daniels Midland Lincoln | 10862 | Lincoln Electric System | 11018 | Archer Daniels Midland Co | 772 | Industrial CHP | Southwest Power Pool | SWPP | MRO | MROW | MRO West |  | 31 | 109 | Lancaster | 40.8665 | -96.6145 | 1 | 1 | SUB | COAL | Yes | 0.42414 | 7.9 | 0.62644 |  | Yes | 740252 | 0.135 | 0.15286 |  | 168655.344 | 83172.063 | 168655.344 | 83172.063 | 29352 | 14474.93 | 24.094 | 11.882 | 48.91 | 18037.05 | 4090.039 | 594.915 | 18176.818 |  | 1.642 | 1.642 | 3.333 | 1229.017 | 0.139 | 0.02 | 1238.54 |  | 0.286 | 0.286 | 0.58 | 213.892 | 0.024 | 0.004 | 215.55 |  | 1.642 | 1.642 | 3.333 | 1229.017 | 0.139 | 0.02 | 1238.54 |  | 157.62 | 77.73 | 319.969 | 117998.462 | 26757.05 | 3891.935 |  | 1103344 | 544112 | 1103344 | 544112 | EIA | EIA | EIA | EIA | EIA | EIA | -- | EIA | EIA | [6 empty] | 934688.656 | 460939.937 | 133.526 | 65.848 | 271.059 | 99961.412 | 22667.012 | 3297.02 | 5745.9575 | 29352 | 0 | 0 | 0 | 0 | 0 | 0 | 0 | 0 | 0 | 0 | 29352 | 0 | 0 | 29352 | 0 | 1 | 0 | 0 | 0 | 0 | 0 | 0 | 0 | 0 | 0 | 0 | 1 | 0 | 0 | 1 | 0 | [7 empty] | https://www.google.com/maps/@?api=1&map_action=map&center=40.866463000000003%2C-96.614485999999999&zoom=17&basemap=satellite | 32937 | [118 empty] | 0.22 |  |  | 37 |  |  | 0.35 | 0.13 |  |  | 28 |  |  | 0.4 | 0.31 |  |  | 55 |  |  | 0.3 | 0.01 |  |  | 57 |  |  | 0.05 | 0.06 |  |  | 40 |  |  | 0.12 | 0.06 |  |  | 58 |  |  | 0.06 | 0.16 |  |  | 50 |  |  | 0.16 | 0.78625 | 0.050909 | Coal | FRS_110002382680
2390 | 5322 | 2021 | MN | Archer Daniels Midland Mankato | 10863 | Northern States Power Co - Minnesota | 13781 | Archer Daniels Midland Co | 772 | Industrial CHP | Midcontinent Independent Transmission System Operator, Inc.. | MISO | MRO | MROW | MRO West | MISO | 27 | 13 | Blue Earth | 44.1871 | -93.9924 | 1 | 1 | SUB | COAL | Yes | 0.39591 | 6.1 | 0.67348 |  | Yes | 674624.8 | 0.107 | 0.12488 |  | 122973.541 | 58595.301 | 122973.541 | 58595.301 | 21156 | 10080.365 | 17.568 | 8.371 | 45.5 | 13151.554 | 2982.215 | 433.777 | 13253.465 |  | 1.661 | 1.661 | 4.301 | 1243.293 | 0.141 | 0.021 | 1252.927 |  | 0.286 | 0.286 | 0.74 | 213.892 | 0.024 | 0.004 | 215.55 |  | 1.661 | 1.661 | 4.301 | 1243.293 | 0.141 | 0.021 | 1252.927 |  | 140.67 | 67.028 | 364.335 | 105309.08 | 23879.636 | 3473.402 |  | 984692 | 469193 | 984692 | 469193 | EIA | EIA | EIA | EIA | EIA | EIA | -- | EIA | EIA | [6 empty] | 861718.459 | 410597.699 | 123.102 | 58.657 | 318.835 | 92157.526 | 20897.421 | 3039.625 | 5812.7028 | 21156 | 0 | 0 | 0 | 0 | 0 | 0 | 0 | 0 | 0 | 0 | 21156 | 0 | 0 | 21156 | 0 | 1 | 0 | 0 | 0 | 0 | 0 | 0 | 0 | 0 | 0 | 0 | 1 | 0 | 0 | 1 | 0 | [7 empty] | https://www.google.com/maps/@?api=1&map_action=map&center=44.187066000000002%2C-93.992419999999996&zoom=17&basemap=satellite | 46792 | [118 empty] | 0.28 |  |  | 48 |  |  | 0.35 | 0.16 |  |  | 34 |  |  | 0.4 | 0.39 |  |  | 67 |  |  | 0.3 | 0.02 |  |  | 62 |  |  | 0.05 | 0.06 |  |  | 39 |  |  | 0.12 | 0.06 |  |  | 58 |  |  | 0.06 | 0.12 |  |  | 37 |  |  | 0.16 | 0.64042 | 0.051341 | Coal | FRS_110013325507
2391 | 4544 | 2021 | MA | Milford Power, LLC | 54805 | New England Power Company | 13433 | Milford Power LLC | 12469 | IPP Non-CHP | ISO New England Inc. | ISNE | NPCC | NEWE | NPCC New England | ISONE | 25 | 27 | Worcester | 42.1294 | -71.5115 | 1 | 2 | NG | GAS |  | 0.11528 | 249.3 | 1 | [6 empty] | 2187527.083 | 1303972.889 | 2187527.083 | 1303972.889 | 251761 | 149775 | 22.006 | 11.201 | 0.656 | 130000.09 | 4827.512 | 482.751 | 130132.364 |  | 0.175 | 0.15 | 0.005 | 1032.726 | 0.019 | 0.002 | 1033.777 |  | 0.02 | 0.017 | 0.001 | 118.856 | 0.002 | 0 | 118.977 |  | 0.175 | 0.15 | 0.005 | 1032.726 | 0.019 | 0.002 | 1033.777 |  | 22.006 | 11.201 | 0.656 | 130000.09 | 4827.512 | 482.751 |  | 2187527.083 | 1303972.889 | 2187527.083 | 1303972.889 | EPA/CAMD | EPA/CAMD | EPA/CAMD | EPA/CAMD | EIA | EIA | -- | EPA/CAMD | EPA/CAMD | [14 empty] | 8688.9037 | 0 | 0 | 251761 | 0 | 0 | 0 | 0 | 0 | 0 | 0 | 0 | 251761 | 0 | 0 | 251761 | 0 | 0 | 0 | 1 | 0 | 0 | 0 | 0 | 0 | 0 | 0 | 0 | 1 | 0 | 0 | 1 | 0 | Yes |  | 1306885.107 | 77666.159 | 13.884 | 0.392 |  | https://www.google.com/maps/@?api=1&map_action=map&center=42.129361000000003%2C-71.511495999999994&zoom=17&basemap=satellite | 40765 | [118 empty] | 0.19 |  |  | 30 |  |  | 0.35 | 0.21 |  |  | 41 |  |  | 0.4 | 0.16 |  |  | 29 |  |  | 0.3 | 0.05 |  |  | 76 |  |  | 0.05 | 0.1 |  |  | 57 |  |  | 0.12 | 0.06 |  |  | 59 |  |  | 0.06 | 0.17 |  |  | 57 |  |  | 0.16 | 11.5308 | 0.11509 | Gas | FRS_110001944353
2392 | 4546 | 2021 | MA | Millennium Power | 55079 | New England Power Company | 13433 | Millennium Power Company, LLC | 12713 | IPP Non-CHP | ISO New England Inc. | ISNE | NPCC | NEWE | NPCC New England | ISONE | 25 | 27 | Worcester | 42.1123 | -72.0151 | 1 | 2 | NG | GAS |  | 0.18473 | 427.5 | 1 | [6 empty] | 4981078.607 | 3965875.415 | 4981078.607 | 3965875.415 | 691786 | 556597 | 38.574 | 26.199 | 1.494 | 296018.529 | 11149.963 | 1114.996 | 296324.038 |  | 0.112 | 0.094 | 0.004 | 855.81 | 0.016 | 0.002 | 856.693 |  | 0.015 | 0.013 | 0.001 | 118.857 | 0.002 | 0 | 118.98 |  | 0.112 | 0.094 | 0.004 | 855.81 | 0.016 | 0.002 | 856.693 |  | 38.574 | 26.199 | 1.494 | 296018.529 | 11149.963 | 1114.996 |  | 4981078.607 | 3965875.415 | 4981078.607 | 3965875.415 | EPA/CAMD | EPA/CAMD | EPA/CAMD | EPA/CAMD | EIA | EIA | -- | EPA/CAMD | EPA/CAMD | [14 empty] | 7200.3172 | 0 | 0 | 691786 | 0 | 0 | 0 | 0 | 0 | 0 | 0 | 0 | 691786 | 0 | 0 | 691786 | 0 | 0 | 0 | 1 | 0 | 0 | 0 | 0 | 0 | 0 | 0 | 0 | 1 | 0 | 0 | 1 | 0 | Yes |  | 8225659.276 | 488838.301 | 60.93 | 2.468 |  | https://www.google.com/maps/@?api=1&map_action=map&center=42.112290999999999%2C-72.015112999999999&zoom=17&basemap=satellite | 16192 | [118 empty] | 0.31 |  |  | 53 |  |  | 0.35 | 0.29 |  |  | 49 |  |  | 0.4 | 0.33 |  |  | 59 |  |  | 0.3 | 0.07 |  |  | 81 |  |  | 0.05 | 0.14 |  |  | 69 |  |  | 0.12 | 0.07 |  |  | 67 |  |  | 0.06 | 0.14 |  |  | 45 |  |  | 0.16 | 12.5372 | 0.023956 | Gas | FRS_110002028635
2393 | 8190 | 2021 | NY | Hell Gate | 7913 | Consolidated Edison Co-NY Inc | 4226 | New York Power Authority | 15296 | Electric Utility | New York Independent System Operator | NYIS | NPCC | NYCW | NPCC NYC/Westchester | NYISO | 36 | 5 | Bronx | 40.799 | -73.9094 | 2 | 2 | NG | GAS |  | 0.08538 | 94 | 1 | [6 empty] | 803587.097 | 461686.642 | 803587.097 | 461686.642 | 70307 | 40394 | 4.263 | 2.272 | 0.241 | 47751.474 | 1722.037 | 172.204 | 47798.658 |  | 0.121 | 0.112 | 0.007 | 1358.37 | 0.024 | 0.002 | 1359.713 |  | 0.011 | 0.01 | 0.001 | 118.846 | 0.002 | 0 | 118.963 |  | 0.121 | 0.112 | 0.007 | 1358.37 | 0.024 | 0.002 | 1359.713 |  | 4.263 | 2.272 | 0.241 | 47751.474 | 1722.037 | 172.204 |  | 803587.097 | 461686.642 | 803587.097 | 461686.642 | EPA/CAMD | EPA/CAMD | EPA/CAMD | EPA/CAMD | EIA | EIA | -- | EPA/CAMD | EPA/CAMD | [14 empty] | 11429.6883 | 0 | 0 | 70307 | 0 | 0 | 0 | 0 | 0 | 0 | 0 | 0 | 70307 | 0 | 0 | 70307 | 0 | 0 | 0 | 1 | 0 | 0 | 0 | 0 | 0 | 0 | 0 | 0 | 1 | 0 | 0 | 1 | 0 | Yes |  | 1239034.408 | 73633.086 | 6.347 | 0.372 |  | https://www.google.com/maps/@?api=1&map_action=map&center=40.798999999999999%2C-73.909400000000005&zoom=17&basemap=satellite | 1118896 | [118 empty] | 0.61 |  |  | 83 |  |  | 0.35 | 0.78 |  |  | 82 |  |  | 0.4 | 0.45 |  |  | 74 |  |  | 0.3 | 0.14 |  |  | 89 |  |  | 0.05 | 0.21 |  |  | 82 |  |  | 0.12 | 0.06 |  |  | 60 |  |  | 0.06 | 0.13 |  |  | 39 |  |  | 0.16 | 4.4616 | 0.15155 | Gas | FRS_110019187770
2394 | 4548 | 2021 | MA | MIT Central Utility Plant | 54907 | NSTAR Electric Company | 54913 | Massachusetts Inst of Tech | 11820 | Commercial CHP | ISO New England Inc. | ISNE | NPCC | NEWE | NPCC New England | ISONE | 25 | 17 | Middlesex | 42.361 | -71.0939 | 1 | 3 | NG | GAS |  | 0.143 | 64.6 | 1 |  | Yes | 774181.6 | 0.357 | 0.32234 |  | 56638.155 | 0 | 56638.155 | 0 | 80921 | 37131 | 2.254 | 2.254 | 0.14 | 3310.19 | 1099.398 | 114.13 | 3340.938 |  | 0.056 | 0.121 | 0.003 | 81.813 | 0.014 | 0.001 | 82.573 |  | 0.08 |  | 0.005 | 116.889 | 0.019 | 0.002 | 117.975 |  | 0.056 | 0.121 | 0.003 | 81.813 | 0.014 | 0.001 | 82.573 |  | 6.993 | 6.993 | 0.433 | 10269.394 | 3410.726 | 354.073 |  | 175711.808 | 0 | 175711.808 | 0 | EPA/CAMD | EIA | EIA | EIA | EIA | EIA | -- | EPA/CAMD | EPA/CAMD | [6 empty] | 119073.653 | 0 | 4.739 | 4.739 | 0.294 | 6959.204 | 2311.328 | 239.943 | 699.9191 | 0 | 1054.936 | 79866.064 | 0 | 0 | 0 | 0 | 0 | 0 | 0 | 0 | 80921 | 0 | 0 | 80921 | 0 | 0 | 0.013037 | 0.98696 | 0 | 0 | 0 | 0 | 0 | 0 | 0 | 0 | 1 | 0 | 0 | 1 | 0 | [7 empty] | https://www.google.com/maps/@?api=1&map_action=map&center=42.360985999999997%2C-71.093875999999995&zoom=17&basemap=satellite | 509266 | [118 empty] | 0.35 |  |  | 59 |  |  | 0.35 | 0.42 |  |  | 60 |  |  | 0.4 | 0.28 |  |  | 50 |  |  | 0.3 | 0.1 |  |  | 84 |  |  | 0.05 | 0.08 |  |  | 50 |  |  | 0.12 | 0.04 |  |  | 39 |  |  | 0.06 | 0.11 |  |  | 31 |  |  | 0.16 | 1.8369 | 0.04613 | Gas | FRS_110002152795
2395 | 4549 | 2021 | MA | MM Taunton Energy | 55093 | City of Taunton | 18488 | MM Taunton Energy LLC | 57226 | IPP Non-CHP | ISO New England Inc. | ISNE | NPCC | NEWE | NPCC New England | ISONE | 25 | 5 | Bristol | 41.9231 | -71.0864 | 4 | 4 | LFG | BIOMASS |  | 0.3946 | 3.6 | 0.67567 | Yes | [5 empty] | 134164 | 56101 | 134164 | 56101 | 12444 | 5204 | 0 | 0 | 2.247 | 0 | 0 | 0 | 0 |  | 0 | 0 | 0.361 | 0 | 0 | 0 | 0 |  | 0 | 0 | 0.034 | 0 | 0 | 0 | 0 |  | 0 | 0 | 0.361 | 0 | 0 | 0 | 0 |  | 115.796 | 48.42 | 3.019 | 8519.384 | 312.066 | 31.207 |  | 134164 | 56101 | 134164 | 56101 | EIA | EIA | EIA | EIA | EIA | EIA | -- | EIA | EIA | 115.796 | 48.42 | 0.771 | 8519.384 | 312.066 | 31.207 | [8 empty] | 10781.4208 | 0 | 0 | 0 | 0 | 0 | 12444 | 0 | 0 | 0 | 0 | 0 | 0 | 12444 | 12444 | 12444 | 0 | 0 | 0 | 0 | 0 | 0 | 1 | 0 | 0 | 0 | 0 | 0 | 0 | 1 | 1 | 1 | 0 | [7 empty] | https://www.google.com/maps/@?api=1&map_action=map&center=41.923068000000001%2C-71.086411999999996&zoom=17&basemap=satellite | 47897 | [118 empty] | 0.28 |  |  | 48 |  |  | 0.35 | 0.26 |  |  | 46 |  |  | 0.4 | 0.3 |  |  | 55 |  |  | 0.3 | 0.06 |  |  | 77 |  |  | 0.05 | 0.14 |  |  | 68 |  |  | 0.12 | 0.05 |  |  | 55 |  |  | 0.06 | 0.15 |  |  | 49 |  |  | 0.16 | 1.0578 | 0.17295 | Biomass | FRS_110024333960
2396 | 8187 | 2021 | NY | Harlem River Yard | 7914 | Consolidated Edison Co-NY Inc | 4226 | New York Power Authority | 15296 | Electric Utility | New York Independent System Operator | NYIS | NPCC | NYCW | NPCC NYC/Westchester | NYISO | 36 | 5 | Bronx | 40.7991 | -73.9156 | 2 | 2 | NG | GAS |  | 0.08472 | 94 | 1 | [6 empty] | 771139.95 | 479543.752 | 771139.95 | 479543.752 | 69760 | 43381 | 3.99 | 2.306 | 0.231 | 45828.415 | 1726.148 | 172.615 | 45875.711 |  | 0.114 | 0.106 | 0.007 | 1313.888 | 0.025 | 0.002 | 1315.244 |  | 0.01 | 0.01 | 0.001 | 118.859 | 0.002 | 0 | 118.982 |  | 0.114 | 0.106 | 0.007 | 1313.888 | 0.025 | 0.002 | 1315.244 |  | 3.99 | 2.306 | 0.231 | 45828.415 | 1726.148 | 172.615 |  | 771139.95 | 479543.752 | 771139.95 | 479543.752 | EPA/CAMD | EPA/CAMD | EPA/CAMD | EPA/CAMD | EIA | EIA | -- | EPA/CAMD | EPA/CAMD | [14 empty] | 11054.1851 | 0 | 0 | 69760 | 0 | 0 | 0 | 0 | 0 | 0 | 0 | 0 | 69760 | 0 | 0 | 69760 | 0 | 0 | 0 | 1 | 0 | 0 | 0 | 0 | 0 | 0 | 0 | 0 | 1 | 0 | 0 | 1 | 0 | Yes |  | 1253754.155 | 74509.104 | 6.397 | 0.376 |  | https://www.google.com/maps/@?api=1&map_action=map&center=40.799100000000003%2C-73.915599999999998&zoom=17&basemap=satellite | 1182729 | [118 empty] | 0.58 |  |  | 81 |  |  | 0.35 | 0.74 |  |  | 80 |  |  | 0.4 | 0.43 |  |  | 72 |  |  | 0.3 | 0.13 |  |  | 88 |  |  | 0.05 | 0.2 |  |  | 80 |  |  | 0.12 | 0.06 |  |  | 60 |  |  | 0.06 | 0.13 |  |  | 42 |  |  | 0.16 | 2.9448 | 0.10768 | Gas | FRS_110012158663
2397 | 8365 | 2021 | NY | North 1st | 7915 | Consolidated Edison Co-NY Inc | 4226 | New York Power Authority | 15296 | Electric Utility | New York Independent System Operator | NYIS | NPCC | NYCW | NPCC NYC/Westchester | NYISO | 36 | 47 | Kings | 40.7171 | -73.9664 | 1 | 1 | NG | GAS |  | 0.08189 | 47 | 1 | [6 empty] | 376628.12 | 256286.297 | 376628.12 | 256286.297 | 33717 | 22944 | 2.101 | 1.354 | 0.113 | 22382.226 | 823.427 | 82.343 | 22404.788 |  | 0.125 | 0.118 | 0.007 | 1327.652 | 0.024 | 0.002 | 1328.991 |  | 0.011 | 0.011 | 0.001 | 118.856 | 0.002 | 0 | 118.976 |  | 0.125 | 0.118 | 0.007 | 1327.652 | 0.024 | 0.002 | 1328.991 |  | 2.101 | 1.354 | 0.113 | 22382.226 | 823.427 | 82.343 |  | 376628.12 | 256286.297 | 376628.12 | 256286.297 | EPA/CAMD | EPA/CAMD | EPA/CAMD | EPA/CAMD | EIA | EIA | -- | EPA/CAMD | EPA/CAMD | [14 empty] | 11170.2734 | 0 | 0 | 33717.001 | 0 | 0 | 0 | 0 | 0 | 0 | 0 | 0 | 33717.001 | 0 | 0 | 33717.001 | 0 | 0 | 0 | 1 | 0 | 0 | 0 | 0 | 0 | 0 | 0 | 0 | 1 | 0 | 0 | 1 | 0 | Yes |  | 767899.349 | 45636.231 | 4.082 | 0.23 |  | https://www.google.com/maps/@?api=1&map_action=map&center=40.717100000000002%2C-73.966399999999993&zoom=17&basemap=satellite | 1211619 | [118 empty] | 0.39 |  |  | 63 |  |  | 0.35 | 0.49 |  |  | 66 |  |  | 0.4 | 0.29 |  |  | 52 |  |  | 0.3 | 0.08 |  |  | 82 |  |  | 0.05 | 0.12 |  |  | 63 |  |  | 0.12 | 0.06 |  |  | 57 |  |  | 0.06 | 0.13 |  |  | 39 |  |  | 0.16 | 1.1489 | 0.048796 | Gas | FRS_110012158707
2398 | 9335 | 2021 | PA | Panther Creek Energy Facility | 50776 | Metropolitan Edison Co | 12390 | Panther Creek Power Operating, LLC | 14432 | IPP Non-CHP | PJM Interconnection, LLC | PJM | RFC | RFCE | RFC East | PJM | 42 | 25 | Carbon | 40.8556 | -75.8781 | 2 | 1 | WC | COAL | Yes | 0.15451 | 94 | 1 |  | Yes | 0 |  | 1 |  | 1715929.822 | 300784.677 | 1715929.822 | 300784.677 | 127227 | 24572 | 106.353 | 18.895 | 101.97 | 180668.495 | 43145.795 | 6284.999 | 182144.282 |  | 1.672 | 1.538 | 1.603 | 2840.097 | 0.339 | 0.049 | 2863.296 |  | 0.124 | 0.126 | 0.119 | 210.578 | 0.025 | 0.004 | 212.298 |  | 1.672 | 1.538 | 1.603 | 2840.097 | 0.339 | 0.049 | 2863.296 |  | 106.353 | 18.895 | 101.97 | 180668.495 | 43145.795 | 6284.999 |  | 1715929.822 | 300784.677 | 1715929.822 | 300784.677 | EPA/CAMD | EPA/CAMD | EPA/CAMD | EIA | EIA | EIA | -- | EPA/CAMD | EPA/CAMD | [6 empty] | 0 | 0 | 0 | 0 | 0 | 0 | 0 | 0 | 13487.1513 | 125367.23 | 1859.772 | 0 | 0 | 0 | 0 | 0 | 0 | 0 | 0 | 0 | 127227.002 | 0 | 0 | 127227.002 | 0 | 0.98538 | 0.014618 | 0 | 0 | 0 | 0 | 0 | 0 | 0 | 0 | 0 | 1 | 0 | 0 | 1 | 0 | Yes |  | 7769117.566 |  | 359.25 | 390.59 |  | https://www.google.com/maps/@?api=1&map_action=map&center=40.855600000000003%2C-75.878100000000003&zoom=17&basemap=satellite | 9206 | [118 empty] | 0.28 |  |  | 48 |  |  | 0.35 | 0.11 |  |  | 25 |  |  | 0.4 | 0.45 |  |  | 74 |  |  | 0.3 | 0 |  |  | 0 |  |  | 0.05 | 0.09 |  |  | 54 |  |  | 0.12 | 0.07 |  |  | 65 |  |  | 0.06 | 0.19 |  |  | 64 |  |  | 0.16 | 1.3666 | 0.045445 | Coal | FRS_110030471610
2399 | 4563 | 2021 | MA | Newark America Mill | 57103 | Unitil Energy Systems | 24590 | Newark America | 56406 | Industrial CHP | ISO New England Inc. | ISNE | NPCC | NEWE | NPCC New England | ISONE | 25 | 27 | Worcester | 42.561 | -71.8488 | 1 | 1 | NG | GAS |  | 0 | 6.3 |  |  | Yes | [10 empty] | 0 |  | 0 | 0 | [45 empty] | -- | [56 empty] | https://www.google.com/maps/@?api=1&map_action=map&center=42.561006999999996%2C-71.848804999999999&zoom=17&basemap=satellite | 23352 | [118 empty] | 0.32 |  |  | 55 |  |  | 0.35 | 0.35 |  |  | 55 |  |  | 0.4 | 0.3 |  |  | 54 |  |  | 0.3 | 0.03 |  |  | 70 |  |  | 0.05 | 0.11 |  |  | 60 |  |  | 0.12 | 0.05 |  |  | 51 |  |  | 0.06 | 0.15 |  |  | 49 |  |  | 0.16 | 0 |  | Gas | FRS_
2400 | 8691 | 2021 | OH | Galion | 7918 | City of Galion | 6914 | American Mun Power-Ohio, Inc | 40577 | Electric Utility | PJM Interconnection, LLC | PJM | RFC | RFCW | RFC West | PJM | 39 | 33 | Crawford | 40.7303 | -82.7939 | 3 | 3 | DFO | OIL |  | 0.00613 | 5.4 | 1 | [6 empty] | 3156.999 | 1431 | 3156.999 | 1431 | 290.001 | 131.001 | 5.079 | 2.301 | 0.458 | 257.811 | 20.88 | 4.176 | 258.694 |  | 35.027 | 35.13 | 3.157 | 1778.001 | 0.072 | 0.014 | 1784.092 |  | 3.218 | 3.216 | 0.29 | 163.327 | 0.007 | 0.001 | 163.886 |  | 35.028 | 35.13 | 3.157 | 1778.007 | 0.072 | 0.014 | 1784.098 |  | 5.079 | 2.301 | 0.458 | 257.811 | 20.88 | 4.176 |  | 3156.999 | 1431 | 3156.999 | 1431 | EIA | EIA | EIA | EIA | EIA | EIA | -- | EIA | EIA | [14 empty] | 10886.2035 | 0 | 290 | 0 | 0 | 0 | 0 | 0 | 0 | 0 | 0 | 0 | 290 | 0 | 0 | 290 | 0 | 0 | 1 | 0 | 0 | 0 | 0 | 0 | 0 | 0 | 0 | 0 | 1 | 0 | 0 | 1 | 0 | [7 empty] | https://www.google.com/maps/@?api=1&map_action=map&center=40.7303%2C-82.793899999999994&zoom=17&basemap=satellite | 12846 | [118 empty] | 0.22 |  |  | 37 |  |  | 0.35 | 0.03 |  |  | 9 |  |  | 0.4 | 0.42 |  |  | 71 |  |  | 0.3 | 0 |  |  | 0 |  |  | 0.05 | 0.11 |  |  | 59 |  |  | 0.12 | 0.05 |  |  | 47 |  |  | 0.06 | 0.21 |  |  | 71 |  |  | 0.16 | 0.42129 | 3.0751 | Oil | FRS_110070828208
2401 | 4583 | 2021 | MA | One Patriot | 63637 | Massachusetts Electric Co | 11804 | Bloom Energy | 57128 | Commercial Non-CHP | ISO New England Inc. | ISNE | NPCC | NEWE | NPCC New England | ISONE | 25 | 21 | Norfolk | 42.0934 | -71.2653 | 1 | 1 | NG | GAS |  | 0.92249 | 2 | 0 | [8 empty] | 111577 | 51621 | 16162 | 7478 | 0 |  | 0 | 0 | [37 empty] | 111577 | 51621 | [6 empty] | -- | EIA | EIA | [15 empty] | 0 | 0 | 16162 | 0 | 0 | 0 | 0 | 0 | 0 | 0 | 0 | 16162 | 0 | 0 | 16162 | 0 | 0 | 0 | 1 | 0 | 0 | 0 | 0 | 0 | 0 | 0 | 0 | 1 | 0 | 0 | 1 | 0 | [7 empty] | https://www.google.com/maps/@?api=1&map_action=map&center=42.093394000000004%2C-71.265304999999998&zoom=17&basemap=satellite | 24569 | [118 empty] | 0.18 |  |  | 29 |  |  | 0.35 | 0.25 |  |  | 45 |  |  | 0.4 | 0.13 |  |  | 24 |  |  | 0.3 | 0.03 |  |  | 70 |  |  | 0.05 | 0.07 |  |  | 43 |  |  | 0.12 | 0.05 |  |  | 53 |  |  | 0.06 | 0.15 |  |  | 49 |  |  | 0.16 | 0 | 0 | Gas | FRS_110070871534
2402 | 8768 | 2021 | OH | Seville | 7919 | Seville Board of Public Affairs | 16951 | American Mun Power-Ohio, Inc | 40577 | Electric Utility | PJM Interconnection, LLC | PJM | RFC | RFCW | RFC West | PJM | 39 | 103 | Medina | 41.0317 | -81.8714 | 3 | 3 | DFO | OIL |  | 0.00416 | 5.4 | 1 | [6 empty] | 2151.999 | 968.001 | 2151.999 | 968.001 | 197.001 | 89.001 | 3.459 | 1.557 | 0.312 | 175.74 | 14.233 | 2.847 | 176.342 |  | 35.117 | 34.988 | 3.167 | 1784.153 | 0.072 | 0.014 | 1790.266 |  | 3.215 | 3.217 | 0.29 | 163.327 | 0.007 | 0.001 | 163.887 |  | 35.117 | 34.989 | 3.168 | 1784.162 | 0.072 | 0.014 | 1790.275 |  | 3.459 | 1.557 | 0.312 | 175.74 | 14.233 | 2.847 |  | 2151.999 | 968.001 | 2151.999 | 968.001 | EIA | EIA | EIA | EIA | EIA | EIA | -- | EIA | EIA | [14 empty] | 10923.8528 | 0 | 197 | 0 | 0 | 0 | 0 | 0 | 0 | 0 | 0 | 0 | 197 | 0 | 0 | 197 | 0 | 0 | 1 | 0 | 0 | 0 | 0 | 0 | 0 | 0 | 0 | 0 | 1 | 0 | 0 | 1 | 0 | [7 empty] | https://www.google.com/maps/@?api=1&map_action=map&center=41.031700000000001%2C-81.871399999999994&zoom=17&basemap=satellite | 7534 | [118 empty] | 0.1 |  |  | 10 |  |  | 0.35 | 0.06 |  |  | 16 |  |  | 0.4 | 0.14 |  |  | 24 |  |  | 0.3 | 0 |  |  | 0 |  |  | 0.05 | 0.06 |  |  | 40 |  |  | 0.12 | 0.06 |  |  | 58 |  |  | 0.06 | 0.2 |  |  | 66 |  |  | 0.16 | 0.48236 | 3.0723 | Oil | FRS_110070828207
2403 | 5586 | 2021 | MN | Lakefield Junction Generating | 7925 | Northern States Power Co - Minnesota | 13781 | Great River Energy | 7570 | Electric Utility | Midcontinent Independent Transmission System Operator, Inc.. | MISO | MRO | MROW | MRO West | MISO | 27 | 91 | Martin | 43.7984 | -94.8415 | 6 | 7 | NG | GAS |  | 0.02571 | 537.8 | 1 | [6 empty] | 1700860.846 | 1097993.309 | 1700860.846 | 1097993.309 | 121108.002 | 53350.002 | 28.243 | 17.535 | 0.513 | 101251.101 | 3388.208 | 343.613 | 101344.652 |  | 0.466 | 0.657 | 0.008 | 1672.079 | 0.028 | 0.003 | 1673.624 |  | 0.033 | 0.032 | 0.001 | 119.059 | 0.002 | 0 | 119.169 |  | 0.466 | 0.657 | 0.008 | 1672.079 | 0.028 | 0.003 | 1673.624 |  | 28.243 | 17.535 | 0.513 | 101251.101 | 3388.208 | 343.613 |  | 1700860.846 | 1097993.309 | 1700860.846 | 1097993.309 | EPA/CAMD | EPA/CAMD | EPA/CAMD | EPA/CAMD | EIA | EIA | -- | EPA/CAMD | EPA/CAMD | [14 empty] | 14044.1658 | 0 | 576.331 | 120531.67 | 0 | 0 | 0 | 0 | 0 | 0 | 0 | 0 | 121108.001 | 0 | 0 | 121108.001 | 0 | 0 | 0.0047588 | 0.99524 | 0 | 0 | 0 | 0 | 0 | 0 | 0 | 0 | 1 | 0 | 0 | 1 | 0 | Yes |  | 956278.715 | 56969.856 | 16.685 | 0.289 |  | https://www.google.com/maps/@?api=1&map_action=map&center=43.798439000000002%2C-94.841451000000006&zoom=17&basemap=satellite | 110 | [118 empty] | 0.09 |  |  | 9 |  |  | 0.35 | 0.04 |  |  | 11 |  |  | 0.4 | 0.15 |  |  | 27 |  |  | 0.3 | 0 |  |  | 0 |  |  | 0.05 | 0.05 |  |  | 32 |  |  | 0.12 | 0.07 |  |  | 70 |  |  | 0.06 | 0.22 |  |  | 75 |  |  | 0.16 | 0.10729 | 0.0051832 | Gas | FRS_110008694975
2404 | 4625 | 2021 | MA | Rousselot Inc | 50955 | City of Peabody - (MA) | 14605 | Rousselot Inc | 5623 | Industrial CHP | ISO New England Inc. | ISNE | NPCC | NEWE | NPCC New England | ISONE | 25 | 9 | Essex | 42.5217 | -70.9387 | 3 | 3 | NG | GAS |  | 0.26631 | 6.7 | 0.88949 |  | Yes | 545062.4 | 0.098 | 0.11543 |  | 86270.185 | 33218.417 | 86270.185 | 33218.417 | 15630 | 5310 | 7.119 | 2.741 | 0.138 | 5042.02 | 190.199 | 19.021 | 5047.232 |  | 0.911 | 1.032 | 0.018 | 645.172 | 0.012 | 0.001 | 645.839 |  | 0.165 | 0.165 | 0.003 | 116.889 | 0.002 | 0 | 117.01 |  | 0.911 | 1.032 | 0.018 | 645.172 | 0.012 | 0.001 | 645.839 |  | 61.676 | 23.748 | 1.194 | 43680.214 | 1647.743 | 164.782 |  | 747379 | 287779 | 747379 | 287779 | EIA | EIA | EIA | EIA | EIA | EIA | -- | EIA | EIA | [6 empty] | 661108.815 | 254560.583 | 54.557 | 21.007 | 1.056 | 38638.194 | 1457.543 | 145.761 | 5519.5256 | 0 | 0 | 15630 | 0 | 0 | 0 | 0 | 0 | 0 | 0 | 0 | 15630 | 0 | 0 | 15630 | 0 | 0 | 0 | 1 | 0 | 0 | 0 | 0 | 0 | 0 | 0 | 0 | 1 | 0 | 0 | 1 | 0 | [7 empty] | https://www.google.com/maps/@?api=1&map_action=map&center=42.521746999999998%2C-70.938657000000006&zoom=17&basemap=satellite | 116741 | [118 empty] | 0.24 |  |  | 42 |  |  | 0.35 | 0.26 |  |  | 46 |  |  | 0.4 | 0.23 |  |  | 42 |  |  | 0.3 | 0.06 |  |  | 78 |  |  | 0.05 | 0.09 |  |  | 54 |  |  | 0.12 | 0.06 |  |  | 56 |  |  | 0.06 | 0.19 |  |  | 62 |  |  | 0.16 | 0.362 | 0.040796 | Gas | FRS_110000310431
2405 | 4628 | 2021 | MA | Salem Harbor Station NGCC | 60903 | Massachusetts Electric Co | 11804 | Salem Harbor Power Development LP | 59928 | IPP Non-CHP | ISO New England Inc. | ISNE | NPCC | NEWE | NPCC New England | ISONE | 25 | 9 | Essex | 42.5255 | -70.8782 | 2 | 4 | NG | GAS |  | 0.10469 | 798.2 | 1 | [6 empty] | 5420227.306 | 2429509.253 | 5420227.306 | 2429509.253 | 732013 | 326751 | 18.253 | 8.787 | 1.626 | 322116.628 | 13263.089 | 1326.309 | 322480.037 |  | 0.05 | 0.054 | 0.004 | 880.084 | 0.018 | 0.002 | 881.077 |  | 0.007 | 0.007 | 0.001 | 118.857 | 0.002 | 0 | 118.991 |  | 0.05 | 0.054 | 0.004 | 880.084 | 0.018 | 0.002 | 881.077 |  | 18.253 | 8.787 | 1.626 | 322116.628 | 13263.089 | 1326.309 |  | 5420227.306 | 2429509.253 | 5420227.306 | 2429509.253 | EPA/CAMD | EPA/CAMD | EPA/CAMD | EPA/CAMD | EIA | EIA | -- | EPA/CAMD | EPA/CAMD | [14 empty] | 7404.5506 | 0 | 0 | 732013 | 0 | 0 | 0 | 0 | 0 | 0 | 0 | 0 | 732013 | 0 | 0 | 732013 | 0 | 0 | 0 | 1 | 0 | 0 | 0 | 0 | 0 | 0 | 0 | 0 | 1 | 0 | 0 | 1 | 0 | Yes |  | 4116671.05 | 244646.105 | 15.887 | 1.235 |  | https://www.google.com/maps/@?api=1&map_action=map&center=42.525486000000001%2C-70.878238999999994&zoom=17&basemap=satellite | 108145 | [118 empty] | 0.22 |  |  | 38 |  |  | 0.35 | 0.22 |  |  | 41 |  |  | 0.4 | 0.24 |  |  | 43 |  |  | 0.3 | 0.06 |  |  | 77 |  |  | 0.05 | 0.08 |  |  | 47 |  |  | 0.12 | 0.05 |  |  | 51 |  |  | 0.06 | 0.18 |  |  | 59 |  |  | 0.16 | 6.7581 | 0.016216 | Gas | FRS_110070397180
2406 | 8979 | 2021 | OR | Coyote Springs II | 7931 | Avista Corp | 20169 | Avista Corp | 20169 | Electric Utility | Bonneville Power Administration | BPAT | WECC | NWPP | WECC Northwest |  | 41 | 49 | Morrow | 45.848 | -119.674 | 2 | 2 | NG | GAS |  | 0.61001 | 287 | 0.31665 | [6 empty] | 10544315.32 | 3961716.259 | 10544315.32 | 3961716.259 | 1533635 | 576078 | 1555.655 | 578.469 | 16.322 | 616257.541 | 23246.25 | 2324.625 | 616894.488 |  | 2.029 | 2.008 | 0.021 | 803.656 | 0.015 | 0.002 | 804.487 |  | 0.295 | 0.292 | 0.003 | 116.889 | 0.002 | 0 | 117.01 |  | 2.029 | 2.008 | 0.021 | 803.656 | 0.015 | 0.002 | 804.487 |  | 1555.655 | 578.469 | 16.322 | 616257.541 | 23246.25 | 2324.625 |  | 10544315.32 | 3961716.259 | 10544315.32 | 3961716.259 | EIA | EIA |  | EIA | EIA | EIA | -- | EIA | EIA | [14 empty] | 6875.3747 | 0 | 0 | 1533635 | 0 | 0 | 0 | 0 | 0 | 0 | 0 | 0 | 1533635 | 0 | 0 | 1533635 | 0 | 0 | 0 | 1 | 0 | 0 | 0 | 0 | 0 | 0 | 0 | 0 | 1 | 0 | 0 | 1 | 0 | [7 empty] | https://www.google.com/maps/@?api=1&map_action=map&center=45.848039%2C-119.673965&zoom=17&basemap=satellite | 4155 | [118 empty] | 0.56 |  |  | 79 |  |  | 0.35 | 0.63 |  |  | 74 |  |  | 0.4 | 0.48 |  |  | 78 |  |  | 0.3 | 0.16 |  |  | 90 |  |  | 0.05 | 0.32 |  |  | 92 |  |  | 0.12 | 0.11 |  |  | 88 |  |  | 0.06 | 0.1 |  |  | 27 |  |  | 0.16 | 37.308 | 0.04222 | Gas | FRS_110000488847
2407 | 4643 | 2021 | MA | Signature Breads Chelsea | 64378 | Massachusetts Electric Co | 11804 | JDC 65R Owner, LLC | 64585 | Industrial Non-CHP | ISO New England Inc. | ISNE | NPCC | NEWE | NPCC New England | ISONE | 25 | 25 | Suffolk | 42.3936 | -71.0466 | 1 | 1 | DFO | OIL |  | 0.00068 | 1.5 | 1 | [6 empty] | 82 | 12 | 82 | 12 | 9 | 2 | 0.13 | 0.019 | 0.012 | 6.696 | 0.542 | 0.108 | 6.719 |  | 28.889 | 19 | 2.644 | 1488 | 0.06 | 0.012 | 1493.098 |  | 3.171 | 3.167 | 0.29 | 163.317 | 0.007 | 0.001 | 163.877 |  | 28.889 | 19 | 2.644 | 1488 | 0.06 | 0.012 | 1493.098 |  | 0.13 | 0.019 | 0.012 | 6.696 | 0.542 | 0.108 |  | 82 | 12 | 82 | 12 | EIA | EIA | EIA | EIA | EIA | EIA | -- | EIA | EIA | [14 empty] | 9111.1111 | 0 | 9 | 0 | 0 | 0 | 0 | 0 | 0 | 0 | 0 | 0 | 9 | 0 | 0 | 9 | 0 | 0 | 1 | 0 | 0 | 0 | 0 | 0 | 0 | 0 | 0 | 0 | 1 | 0 | 0 | 1 | 0 | [7 empty] | https://www.google.com/maps/@?api=1&map_action=map&center=42.393622000000001%2C-71.046616999999998&zoom=17&basemap=satellite | 352745 | [118 empty] | 0.41 |  |  | 65 |  |  | 0.35 | 0.51 |  |  | 67 |  |  | 0.4 | 0.3 |  |  | 54 |  |  | 0.3 | 0.15 |  |  | 89 |  |  | 0.05 | 0.16 |  |  | 72 |  |  | 0.12 | 0.06 |  |  | 58 |  |  | 0.06 | 0.11 |  |  | 33 |  |  | 0.16 | 0.09145 | 3.9761 | Oil | FRS_
2408 | 5137 | 2021 | MI | Gaylord - Wolverine | 7932 | Wolverine Power Supply Coop | 20910 | Wolverine Power Supply Coop | 20910 | Electric Utility | Midcontinent Independent Transmission System Operator, Inc.. | MISO | RFC | RFCM | RFC Michigan | MISO | 26 | 137 | Otsego | 45.0046 | -84.7218 | 3 | 3 | NG | GAS |  | 0.04139 | 70.2 | 1 | [6 empty] | 351156.999 | 152514 | 351156.999 | 152514 | 25451.001 | 11054.001 | 53.409 | 23.196 | 0.561 | 20523.204 | 774.169 | 77.417 | 20544.416 |  | 4.197 | 4.197 | 0.044 | 1612.762 | 0.03 | 0.003 | 1614.429 |  | 0.304 | 0.304 | 0.003 | 116.889 | 0.002 | 0 | 117.01 |  | 4.197 | 4.197 | 0.044 | 1612.762 | 0.03 | 0.003 | 1614.429 |  | 53.409 | 23.196 | 0.561 | 20523.204 | 774.169 | 77.417 |  | 351156.999 | 152514 | 351156.999 | 152514 | EIA | EIA | EIA | EIA | EIA | EIA | -- | EIA | EIA | [14 empty] | 13797.3753 | 0 | 0 | 25451 | 0 | 0 | 0 | 0 | 0 | 0 | 0 | 0 | 25451 | 0 | 0 | 25451 | 0 | 0 | 0 | 1 | 0 | 0 | 0 | 0 | 0 | 0 | 0 | 0 | 1 | 0 | 0 | 1 | 0 | [7 empty] | https://www.google.com/maps/@?api=1&map_action=map&center=45.004600000000003%2C-84.721800000000002&zoom=17&basemap=satellite | 7219 | [118 empty] | 0.25 |  |  | 42 |  |  | 0.35 | 0.07 |  |  | 17 |  |  | 0.4 | 0.42 |  |  | 71 |  |  | 0.3 | 0 |  |  | 0 |  |  | 0.05 | 0.07 |  |  | 44 |  |  | 0.12 | 0.06 |  |  | 56 |  |  | 0.06 | 0.22 |  |  | 75 |  |  | 0.16 | 0.16999 | 0.016112 | Gas | FRS_110021100191
2409 | 4647 | 2021 | MA | Smith College Central Heating Plant | 58166 | Massachusetts Electric Co | 11804 | The Trustees of Smith College | 58138 | Commercial CHP | ISO New England Inc. | ISNE | NPCC | NEWE | NPCC New England | ISONE | 25 | 15 | Hampshire | 42.3125 | -72.6394 | 1 | 1 | NG | GAS |  | 0.2886 | 5.3 | 0.85234 |  | Yes | 140920 | 0.325 | 0.30201 |  | 69636.253 | 32217.96 | 69636.253 | 32217.96 | 13399 | 6199 | 13.927 | 6.444 | 0.111 | 4069.858 | 153.522 | 15.352 | 4074.064 |  | 2.079 | 2.079 | 0.017 | 607.487 | 0.011 | 0.001 | 608.115 |  | 0.4 | 0.4 | 0.003 | 116.889 | 0.002 | 0 | 117.01 |  | 2.079 | 2.079 | 0.017 | 607.487 | 0.011 | 0.001 | 608.115 |  | 46.115 | 21.336 | 0.368 | 13475.847 | 508.331 | 50.833 |  | 230575 | 106678 | 230575 | 106678 | EIA | EIA | EIA | EIA | EIA | EIA | -- | EIA | EIA | [6 empty] | 160938.747 | 74460.04 | 32.188 | 14.892 | 0.257 | 9405.989 | 354.809 | 35.481 | 5197.1231 | 0 | 0 | 13399 | 0 | 0 | 0 | 0 | 0 | 0 | 0 | 0 | 13399 | 0 | 0 | 13399 | 0 | 0 | 0 | 1 | 0 | 0 | 0 | 0 | 0 | 0 | 0 | 0 | 1 | 0 | 0 | 1 | 0 | [7 empty] | https://www.google.com/maps/@?api=1&map_action=map&center=42.3125%2C-72.639443999999997&zoom=17&basemap=satellite | 27844 | [118 empty] | 0.2 |  |  | 33 |  |  | 0.35 | 0.17 |  |  | 35 |  |  | 0.4 | 0.24 |  |  | 44 |  |  | 0.3 | 0.03 |  |  | 69 |  |  | 0.05 | 0.06 |  |  | 40 |  |  | 0.12 | 0.03 |  |  | 28 |  |  | 0.06 | 0.18 |  |  | 62 |  |  | 0.16 | 0.026153 | 0.005228 | Gas | FRS_110001946280
2410 | 4650 | 2021 | MA | Southbridge Landfill Gas-to-Energy | 59011 | Massachusetts Electric Co | 11804 | Southbridge Recycling and Disposal Park | 58860 | IPP Non-CHP | ISO New England Inc. | ISNE | NPCC | NEWE | NPCC New England | ISONE | 25 | 27 | Worcester | 42.1044 | -72.0325 | 1 | 1 | LFG | BIOMASS |  | 0.81685 | 1.6 | 0 | Yes | [5 empty] | 128105 | 53568 | 128105 | 53568 | 11449 | 4787 | 0 | 0 | 2.146 | 0 | 0 | 0 | 0 |  | 0 | 0 | 0.375 | 0 | 0 | 0 | 0 |  | 0 | 0 | 0.034 | 0 | 0 | 0 | 0 |  | 0 | 0 | 0.375 | 0 | 0 | 0 | 0 |  | 96.745 | 40.455 | 2.882 | 8134.641 | 297.973 | 29.797 |  | 128105 | 53568 | 128105 | 53568 | EIA | EIA | EIA | EIA | EIA | EIA | -- | EIA | EIA | 96.745 | 40.455 | 0.737 | 8134.641 | 297.973 | 29.797 | [8 empty] | 11189.1868 | 0 | 0 | 0 | 0 | 0 | 11449 | 0 | 0 | 0 | 0 | 0 | 0 | 11449 | 11449 | 11449 | 0 | 0 | 0 | 0 | 0 | 0 | 1 | 0 | 0 | 0 | 0 | 0 | 0 | 1 | 1 | 1 | 0 | [7 empty] | https://www.google.com/maps/@?api=1&map_action=map&center=42.104444000000001%2C-72.032499999999999&zoom=17&basemap=satellite | 19655 | [118 empty] | 0.31 |  |  | 53 |  |  | 0.35 | 0.3 |  |  | 50 |  |  | 0.4 | 0.33 |  |  | 58 |  |  | 0.3 | 0.07 |  |  | 80 |  |  | 0.05 | 0.14 |  |  | 68 |  |  | 0.12 | 0.07 |  |  | 67 |  |  | 0.06 | 0.15 |  |  | 46 |  |  | 0.16 | 0.89567 | 0.17119 | Biomass | FRS_110024357088
2411 | 6117 | 2021 | MO | Trenton South | 7935 | Trenton Municipal Utilities - (MO) | 19150 | Trenton Municipal Utilities - (MO) | 19150 | Electric Utility | Southwest Power Pool | SWPP | SERC | SPNO | SPP North |  | 29 | 79 | Grundy | 40.0672 | -93.6044 | 7 | 7 | DFO | OIL |  | 0.00038 | 14 | 1 | [6 empty] | 590.002 | 178.997 | 590.002 | 178.997 | 46.998 | 14 | 0.952 | 0.287 | 0.085 | 48.181 | 3.902 | 0.78 | 48.346 |  | 40.512 | 41 | 3.634 | 2050.343 | 0.083 | 0.017 | 2057.367 |  | 3.227 | 3.207 | 0.289 | 163.325 | 0.007 | 0.001 | 163.884 |  | 40.511 | 40.998 | 3.634 | 2050.255 | 0.083 | 0.017 | 2057.279 |  | 0.952 | 0.287 | 0.085 | 48.181 | 3.902 | 0.78 |  | 590.002 | 178.997 | 590.002 | 178.997 | EIA | EIA | EIA | EIA | EIA | EIA | -- | EIA | EIA | [14 empty] | 12553.234 | 0 | 47 | 0 | 0 | 0 | 0 | 0 | 0 | 0 | 0 | 0 | 47 | 0 | 0 | 47 | 0 | 0 | 1 | 0 | 0 | 0 | 0 | 0 | 0 | 0 | 0 | 0 | 1 | 0 | 0 | 1 | 0 | [7 empty] | https://www.google.com/maps/@?api=1&map_action=map&center=40.067217999999997%2C-93.604363000000006&zoom=17&basemap=satellite | 5912 | [118 empty] | 0.24 |  |  | 42 |  |  | 0.35 | 0.08 |  |  | 20 |  |  | 0.4 | 0.41 |  |  | 69 |  |  | 0.3 | 0.01 |  |  | 59 |  |  | 0.05 | 0.14 |  |  | 68 |  |  | 0.12 | 0.07 |  |  | 68 |  |  | 0.06 | 0.22 |  |  | 74 |  |  | 0.16 | 0.11702 | 3.3436 | Oil | FRS_110028028364
2412 | 10788 | 2021 | VA | Ponton Diesel Generating Facility | 7940 | Southside Electric Coop, Inc | 21244 | Old Dominion Electric Coop | 40229 | Electric Utility | PJM Interconnection, LLC | PJM | SERC | SRVC | SERC Virginia/Carolina | PJM | 51 | 7 | Amelia | 37.2953 | -77.9862 | 2 | 2 | DFO | OIL |  | 0.01475 | 4 | 1 | [6 empty] | 5103 | 1798 | 5103 | 1798 | 517 | 183 | 8.23 | 2.898 | 0.74 | 416.726 | 33.751 | 6.75 | 418.154 |  | 31.838 | 31.672 | 2.863 | 1612.093 | 0.065 | 0.013 | 1617.616 |  | 3.226 | 3.224 | 0.29 | 163.326 | 0.007 | 0.001 | 163.885 |  | 31.838 | 31.672 | 2.863 | 1612.093 | 0.065 | 0.013 | 1617.616 |  | 8.23 | 2.898 | 0.74 | 416.726 | 33.751 | 6.75 |  | 5103 | 1798 | 5103 | 1798 | EIA | EIA | EIA | EIA | EIA | EIA | -- | EIA | EIA | [14 empty] | 9870.4062 | 0 | 517 | 0 | 0 | 0 | 0 | 0 | 0 | 0 | 0 | 0 | 517 | 0 | 0 | 517 | 0 | 0 | 1 | 0 | 0 | 0 | 0 | 0 | 0 | 0 | 0 | 0 | 1 | 0 | 0 | 1 | 0 | [7 empty] | https://www.google.com/maps/@?api=1&map_action=map&center=37.295299999999997%2C-77.986199999999997&zoom=17&basemap=satellite | 1561 | [118 empty] | 0.17 |  |  | 26 |  |  | 0.35 | 0.17 |  |  | 35 |  |  | 0.4 | 0.18 |  |  | 32 |  |  | 0.3 | 0 |  |  | 0 |  |  | 0.05 | 0.13 |  |  | 65 |  |  | 0.12 | 0.05 |  |  | 49 |  |  | 0.06 | 0.2 |  |  | 67 |  |  | 0.16 | 0.75144 | 3.0239 | Oil | FRS_110028042972
2413 | 4667 | 2021 | MA | Stored Solar Fitchburg, LLC | 54620 | Fitchburg Gas & Elec Light Co | 6374 | Stored Solar Services, LLC | 64003 | IPP Non-CHP | ISO New England Inc. | ISNE | NPCC | NEWE | NPCC New England | ISONE | 25 | 27 | Worcester | 42.5428 | -71.8528 | 1 | 1 | WDS | BIOMASS |  | 0.46842 | 18 | 0.55263 | Yes | [5 empty] | 1500519.8 | 563424.02 | 1500519.8 | 563424.02 | 73861 | 24663 | 42.015 | 16.339 | 17.68 | 5771.345 | 99109.883 | 13001.369 | 8947.423 |  | 1.138 | 1.325 | 0.479 | 156.276 | 1.342 | 0.176 | 242.277 |  | 0.056 | 0.058 | 0.024 | 7.692 | 0.066 | 0.009 | 11.926 |  | 1.138 | 1.325 | 0.479 | 156.276 | 1.342 | 0.176 | 242.277 |  | 42.015 | 16.339 | 17.68 | 150710.044 | 99109.883 | 13001.369 |  | 1500519.8 | 563424.02 | 1500519.8 | 563424.02 | EIA | EIA | EIA | EIA | EIA | EIA | -- | EIA | EIA |  |  |  | 144938.699 | [10 empty] | 20315.4547 | 0 | 0 | 3954.707 | 0 | 0 | 69906.293 | 0 | 0 | 0 | 0 | 0 | 3954.707 | 69906.293 | 69906.293 | 73861 | 0 | 0 | 0 | 0.053543 | 0 | 0 | 0.94646 | 0 | 0 | 0 | 0 | 0 | 0.053543 | 0.94646 | 0.94646 | 1 | 0 | [7 empty] | https://www.google.com/maps/@?api=1&map_action=map&center=42.5428%2C-71.852800000000002&zoom=17&basemap=satellite | 13644 | [118 empty] | 0.22 |  |  | 37 |  |  | 0.35 | 0.22 |  |  | 42 |  |  | 0.4 | 0.22 |  |  | 41 |  |  | 0.3 | 0.02 |  |  | 61 |  |  | 0.05 | 0.06 |  |  | 42 |  |  | 0.12 | 0.05 |  |  | 54 |  |  | 0.06 | 0.2 |  |  | 66 |  |  | 0.16 | 19.5437 | 0.37349 | Biomass | FRS_110010426315
2414 | 10775 | 2021 | VA | Nottoway Diesel Generating Facility | 7941 | Community Electric Coop | 4117 | Old Dominion Electric Coop | 40229 | Electric Utility | PJM Interconnection, LLC | PJM | SERC | SRVC | SERC Virginia/Carolina | PJM | 51 | 175 | Southampton | 36.6972 | -77.105 | 2 | 2 | DFO | OIL |  | 0.02006 | 4 | 1 | [6 empty] | 6728 | 2375 | 6728 | 2375 | 703 | 248 | 10.848 | 3.83 | 0.976 | 549.428 | 44.498 | 8.9 | 551.31 |  | 30.862 | 30.887 | 2.776 | 1563.095 | 0.063 | 0.013 | 1568.45 |  | 3.225 | 3.225 | 0.29 | 163.326 | 0.007 | 0.001 | 163.885 |  | 30.862 | 30.887 | 2.776 | 1563.095 | 0.063 | 0.013 | 1568.45 |  | 10.848 | 3.83 | 0.976 | 549.428 | 44.498 | 8.9 |  | 6728 | 2375 | 6728 | 2375 | EIA | EIA | EIA | EIA | EIA | EIA | -- | EIA | EIA | [14 empty] | 9570.4125 | 0 | 703 | 0 | 0 | 0 | 0 | 0 | 0 | 0 | 0 | 0 | 703 | 0 | 0 | 703 | 0 | 0 | 1 | 0 | 0 | 0 | 0 | 0 | 0 | 0 | 0 | 0 | 1 | 0 | 0 | 1 | 0 | [7 empty] | https://www.google.com/maps/@?api=1&map_action=map&center=36.697221999999996%2C-77.105000000000004&zoom=17&basemap=satellite | 2625 | [118 empty] | 0.39 |  |  | 63 |  |  | 0.35 | 0.48 |  |  | 65 |  |  | 0.4 | 0.29 |  |  | 53 |  |  | 0.3 | 0 |  |  | 0 |  |  | 0.05 | 0.14 |  |  | 68 |  |  | 0.12 | 0.11 |  |  | 89 |  |  | 0.06 | 0.21 |  |  | 71 |  |  | 0.16 | 1.0259 | 2.9911 | Oil | FRS_110028042981
2415 | 4690 | 2021 | MA | Tanner Street Generation, LLC | 54586 | New England Power Company | 13433 | Bicent Power | 56171 | IPP Non-CHP | ISO New England Inc. | ISNE | NPCC | NEWE | NPCC New England | ISONE | 25 | 17 | Middlesex | 42.6321 | -71.3132 | 1 | 2 | NG | GAS |  | 0.03274 | 85 | 1 |  | Yes | 0 |  | 1 |  | 225642.961 | 175538.199 | 225642.961 | 175538.199 | 24379 | 18966 | 2.908 | 1.98 | 0.068 | 13427.872 | 554.126 | 56.057 | 13443.151 |  | 0.239 | 0.209 | 0.006 | 1101.593 | 0.023 | 0.002 | 1102.847 |  | 0.026 | 0.023 | 0.001 | 119.019 | 0.002 | 0 | 119.154 |  | 0.239 | 0.209 | 0.006 | 1101.593 | 0.023 | 0.002 | 1102.847 |  | 2.908 | 1.98 | 0.068 | 13427.872 | 554.126 | 56.057 |  | 225642.961 | 175538.199 | 225642.961 | 175538.199 | EPA/CAMD | EPA/CAMD | EPA/CAMD | EPA/CAMD | EIA | EIA | -- | EPA/CAMD | EPA/CAMD | [6 empty] | 0 | 0 | 0 | 0 | 0 | 0 | 0 | 0 | 9255.6282 | 0 | 95.531 | 24283.469 | 0 | 0 | 0 | 0 | 0 | 0 | 0 | 0 | 24379 | 0 | 0 | 24379 | 0 | 0 | 0.0039186 | 0.99608 | 0 | 0 | 0 | 0 | 0 | 0 | 0 | 0 | 1 | 0 | 0 | 1 | 0 | Yes |  | 213342.354 | 12741.117 | 2.07 | 0.064 |  | https://www.google.com/maps/@?api=1&map_action=map&center=42.632123999999997%2C-71.313235000000006&zoom=17&basemap=satellite | 133252 | [118 empty] | 0.38 |  |  | 62 |  |  | 0.35 | 0.45 |  |  | 63 |  |  | 0.4 | 0.31 |  |  | 55 |  |  | 0.3 | 0.1 |  |  | 84 |  |  | 0.05 | 0.15 |  |  | 71 |  |  | 0.12 | 0.06 |  |  | 60 |  |  | 0.06 | 0.12 |  |  | 36 |  |  | 0.16 | 0.51318 | 0.051195 | Gas | FRS_110001959195
2416 | 5815 | 2021 | MN | Solway Plant | 7947 | Otter Tail Power Co | 14232 | Otter Tail Power Co | 14232 | Electric Utility | Midcontinent Independent Transmission System Operator, Inc.. | MISO | MRO | MROW | MRO West | MISO | 27 | 7 | Beltrami | 47.5446 | -95.1297 | 1 | 2 | NG | GAS |  | 0.2458 | 51.3 | 0.92366 | [6 empty] | 1136356.396 | 455018.237 | 1136356.396 | 455018.237 | 110461 | 44231 | 85.191 | 30.317 | 0.341 | 67555.525 | 2526.524 | 253.442 | 67624.869 |  | 1.542 | 1.371 | 0.006 | 1223.156 | 0.023 | 0.002 | 1224.412 |  | 0.15 | 0.133 | 0.001 | 118.898 | 0.002 | 0 | 119.021 |  | 1.542 | 1.371 | 0.006 | 1223.156 | 0.023 | 0.002 | 1224.412 |  | 85.191 | 30.317 | 0.341 | 67555.525 | 2526.524 | 253.442 |  | 1136356.396 | 455018.237 | 1136356.396 | 455018.237 | EPA/CAMD | EPA/CAMD | EPA/CAMD | EPA/CAMD | EIA | EIA | -- | EPA/CAMD | EPA/CAMD | [14 empty] | 10287.3991 | 0 | 114.17 | 110346.83 | 0 | 0 | 0 | 0 | 0 | 0 | 0 | 0 | 110461 | 0 | 0 | 110461 | 0 | 0 | 0.0010336 | 0.99897 | 0 | 0 | 0 | 0 | 0 | 0 | 0 | 0 | 1 | 0 | 0 | 1 | 0 | Yes |  | 889959.741 | 52950.543 | 61.96 | 0.268 |  | https://www.google.com/maps/@?api=1&map_action=map&center=47.544581999999998%2C-95.129651999999993&zoom=17&basemap=satellite | 413 | [118 empty] | 0.2 |  |  | 33 |  |  | 0.35 | 0.08 |  |  | 21 |  |  | 0.4 | 0.32 |  |  | 57 |  |  | 0.3 | 0 |  |  | 0 |  |  | 0.05 | 0.05 |  |  | 36 |  |  | 0.12 | 0.07 |  |  | 67 |  |  | 0.06 | 0.17 |  |  | 57 |  |  | 0.16 | 0.095661 | 0.0037001 | Gas | FRS_110038098769
2417 | 4727 | 2021 | MA | Wellesley College Central Utility Plant | 54937 | Town of Wellesley - (MA) | 20310 | Wellesley College | 20347 | Commercial CHP | ISO New England Inc. | ISNE | NPCC | NEWE | NPCC New England | ISONE | 25 | 21 | Norfolk | 42.2939 | -71.3081 | 6 | 6 | NG | GAS |  | 0 | 10.1 |  |  | Yes | 0 |  | 1 | [5 empty] | 0 | 0 | 0 |  | 0 | 0 | [45 empty] | -- | [17 empty] | 0 | 0 | 0 | 0 | 0 | 0 | 0 | 0 | 0 | 0 | 0 | 0 | 0 | 0 | 0 | 0 | [23 empty] | https://www.google.com/maps/@?api=1&map_action=map&center=42.293926999999996%2C-71.308110999999997&zoom=17&basemap=satellite | 56678 | [118 empty] | 0.13 |  |  | 17 |  |  | 0.35 | 0.2 |  |  | 38 |  |  | 0.4 | 0.07 |  |  | 12 |  |  | 0.3 | 0.02 |  |  | 65 |  |  | 0.05 | 0.02 |  |  | 18 |  |  | 0.12 | 0.05 |  |  | 48 |  |  | 0.06 | 0.16 |  |  | 54 |  |  | 0.16 |  |  | Gas | FRS_110042258268
2418 | 4733 | 2021 | MA | West Groton CHP | 60276 | Massachusetts Electric Co | 11804 | Hollingsworth & Vose Co West Groton | 60058 | Industrial CHP | ISO New England Inc. | ISNE | NPCC | NEWE | NPCC New England | ISONE | 25 | 17 | Middlesex | 42.6134 | -71.6338 | 1 | 1 | NG | GAS |  | 0.64141 | 4.1 | 0.26431 |  | Yes | 187706.4 | 0.419 | 0.35836 |  | 124810.622 | 57744.882 | 124810.622 | 57744.882 | 23037 | 10658 | 19.388 | 8.97 | 0.199 | 7294.498 | 275.161 | 27.516 | 7302.037 |  | 1.683 | 1.683 | 0.017 | 633.285 | 0.012 | 0.001 | 633.94 |  | 0.311 | 0.311 | 0.003 | 116.889 | 0.002 | 0 | 117.01 |  | 1.683 | 1.683 | 0.017 | 633.285 | 0.012 | 0.001 | 633.94 |  | 54.103 | 25.031 | 0.557 | 20355.411 | 767.84 | 76.784 |  | 348286 | 161138 | 348286 | 161138 | EIA | EIA | EIA | EIA | EIA | EIA | -- | EIA | EIA | [6 empty] | 223475.378 | 103393.118 | 34.715 | 16.061 | 0.357 | 13060.913 | 492.679 | 49.268 | 5417.8331 | 0 | 0 | 23037 | 0 | 0 | 0 | 0 | 0 | 0 | 0 | 0 | 23037 | 0 | 0 | 23037 | 0 | 0 | 0 | 1 | 0 | 0 | 0 | 0 | 0 | 0 | 0 | 0 | 1 | 0 | 0 | 1 | 0 | [7 empty] | https://www.google.com/maps/@?api=1&map_action=map&center=42.613430000000001%2C-71.633767000000006&zoom=17&basemap=satellite | 9360 | [118 empty] | 0.13 |  |  | 16 |  |  | 0.35 | 0.15 |  |  | 32 |  |  | 0.4 | 0.1 |  |  | 18 |  |  | 0.3 | 0 |  |  | 0 |  |  | 0.05 | 0.05 |  |  | 32 |  |  | 0.12 | 0.03 |  |  | 33 |  |  | 0.06 | 0.19 |  |  | 64 |  |  | 0.16 | 0.060734 | 0.0053837 | Gas | FRS_110070395993
2419 | 7174 | 2021 | NE | Elk City Station | 7955 | Omaha Public Power District | 14127 | Omaha Public Power District | 14127 | Electric Utility | Southwest Power Pool | SWPP | MRO | MROW | MRO West |  | 31 | 55 | Douglas | 41.3839 | -96.2544 | 8 | 8 | LFG | BIOMASS |  | 0.88964 | 6.4 | 0 | Yes | [5 empty] | 603332 | 264908 | 603332 | 264908 | 49877 | 21900 | 0 | 0 | 10.106 | 0.001 | 0 | 0 | 0.001 |  | 0 | 0 | 0.405 | 0 | 0 | 0 | 0 |  | 0 | 0 | 0.034 | 0 | 0 | 0 | 0 |  | 0 | 0 | 0.405 | 0 | 0 | 0 | 0 |  | 415.008 | 182.216 | 13.575 | 38311.456 | 1403.352 | 140.335 |  | 603332 | 264908 | 603332 | 264908 | EIA | EIA | EIA | EIA | EIA | EIA | -- | EIA | EIA | 415.008 | 182.216 | 3.469 | 38311.455 | 1403.352 | 140.335 | [8 empty] | 12096.3971 | 0 | 0 | 0 | 0 | 0 | 49877 | 0 | 0 | 0 | 0 | 0 | 0 | 49877 | 49877 | 49877 | 0 | 0 | 0 | 0 | 0 | 0 | 1 | 0 | 0 | 0 | 0 | 0 | 0 | 1 | 1 | 1 | 0 | [7 empty] | https://www.google.com/maps/@?api=1&map_action=map&center=41.383889000000003%2C-96.254444000000007&zoom=17&basemap=satellite | 1531 | [118 empty] | 0.15 |  |  | 21 |  |  | 0.35 | 0.16 |  |  | 33 |  |  | 0.4 | 0.14 |  |  | 26 |  |  | 0.3 | 0 |  |  | 0 |  |  | 0.05 | 0.04 |  |  | 27 |  |  | 0.12 | 0.04 |  |  | 43 |  |  | 0.06 | 0.13 |  |  | 40 |  |  | 0.16 | 4.2805 | 0.17675 | Biomass | FRS_110028030896
2420 | 9704 | 2021 | SC | Sediver | 7957 | York Electric Coop Inc | 21002 | Central Electric Power | 59159 | Electric Utility | Duke Energy Carolinas | DUK | SERC | SRVC | SERC Virginia/Carolina |  | 45 | 91 | York | 34.9653 | -81.1872 | 1 | 1 | DFO | OIL |  | 0.00342 | 2.9 | 1 | [6 empty] | 888 | 378 | 888 | 378 | 87 | 37 | 1.379 | 0.587 | 0.129 | 72.517 | 5.873 | 1.175 | 72.765 |  | 31.701 | 31.73 | 2.961 | 1667.057 | 0.068 | 0.014 | 1672.769 |  | 3.106 | 3.106 | 0.29 | 163.327 | 0.007 | 0.001 | 163.886 |  | 31.701 | 31.73 | 2.961 | 1667.057 | 0.068 | 0.014 | 1672.769 |  | 1.379 | 0.587 | 0.129 | 72.517 | 5.873 | 1.175 |  | 888 | 378 | 888 | 378 | EIA | EIA | EIA | EIA | EIA | EIA | -- | EIA | EIA | [14 empty] | 10206.8965 | 0 | 87 | 0 | 0 | 0 | 0 | 0 | 0 | 0 | 0 | 0 | 87 | 0 | 0 | 87 | 0 | 0 | 1 | 0 | 0 | 0 | 0 | 0 | 0 | 0 | 0 | 0 | 1 | 0 | 0 | 1 | 0 | [7 empty] | https://www.google.com/maps/@?api=1&map_action=map&center=34.965277999999998%2C-81.187200000000004&zoom=17&basemap=satellite | 8187 | [118 empty] | 0.24 |  |  | 41 |  |  | 0.35 | 0.22 |  |  | 42 |  |  | 0.4 | 0.27 |  |  | 49 |  |  | 0.3 | 0 |  |  | 0 |  |  | 0.05 | 0.12 |  |  | 64 |  |  | 0.12 | 0.05 |  |  | 47 |  |  | 0.06 | 0.13 |  |  | 41 |  |  | 0.16 | 0.10602 | 35.34 | Oil | FRS_110038178227
2421 | 4737 | 2021 | MA | West Water Street | 62625 | City of Taunton | 18488 | City of Taunton | 18488 | Electric Utility | ISO New England Inc. | ISNE | NPCC | NEWE | NPCC New England | ISONE | 25 | 5 | Bristol | 41.8809 | -71.0927 | 4 | 4 | DFO | OIL |  | 0.01527 | 10 | 1 | [6 empty] | 12562 | 2144 | 12562 | 2144 | 1338 | 228 | 21.08 | 3.596 | 1.822 | 1025.848 | 83.083 | 16.617 | 1029.362 |  | 31.51 | 31.544 | 2.723 | 1533.405 | 0.062 | 0.012 | 1538.658 |  | 3.356 | 3.354 | 0.29 | 163.326 | 0.007 | 0.001 | 163.885 |  | 31.51 | 31.544 | 2.723 | 1533.405 | 0.062 | 0.012 | 1538.658 |  | 21.08 | 3.596 | 1.822 | 1025.848 | 83.083 | 16.617 |  | 12562 | 2144 | 12562 | 2144 | EIA | EIA | EIA | EIA | EIA | EIA | -- | EIA | EIA | [14 empty] | 9388.6398 | 0 | 1338 | 0 | 0 | 0 | 0 | 0 | 0 | 0 | 0 | 0 | 1338 | 0 | 0 | 1338 | 0 | 0 | 1 | 0 | 0 | 0 | 0 | 0 | 0 | 0 | 0 | 0 | 1 | 0 | 0 | 1 | 0 | [7 empty] | https://www.google.com/maps/@?api=1&map_action=map&center=41.880899999999997%2C-71.092699999999994&zoom=17&basemap=satellite | 44270 | [118 empty] | 0.28 |  |  | 48 |  |  | 0.35 | 0.25 |  |  | 45 |  |  | 0.4 | 0.31 |  |  | 56 |  |  | 0.3 | 0.06 |  |  | 77 |  |  | 0.05 | 0.15 |  |  | 70 |  |  | 0.12 | 0.06 |  |  | 56 |  |  | 0.06 | 0.15 |  |  | 48 |  |  | 0.16 | 2.338 | 2.8237 | Oil | FRS_110024324685
2422 | 9644 | 2021 | SC | Horry Land Fill Gas Site | 7958 | Horry Electric Coop Inc | 8786 | South Carolina Public Service Authority | 17543 | Electric Utility | South Carolina Public Service Authority | SC | SERC | SRVC | SERC Virginia/Carolina |  | 45 | 51 | Horry | 33.8125 | -78.9672 | 3 | 3 | LFG | BIOMASS |  | 0.08263 | 3.1 | 1 | Yes | [5 empty] | 29291.999 | 11857.999 | 29291.999 | 11857.999 | 2244 | 908 | 0 | 0 | 0.491 | 0.001 | 0 | 0 | 0.001 |  | 0 | 0 | 0.437 | 0.001 | 0 | 0 | 0.001 |  | 0 | 0 | 0.034 | 0 | 0 | 0 | 0 |  | 0 | 0 | 0.437 | 0.001 | 0 | 0 | 0.001 |  | 21.235 | 8.596 | 0.659 | 1860.037 | 68.133 | 6.813 |  | 29291.999 | 11857.999 | 29291.999 | 11857.999 | EIA | EIA | EIA | EIA | EIA | EIA | -- | EIA | EIA | 21.235 | 8.596 | 0.168 | 1860.036 | 68.133 | 6.813 | [8 empty] | 13053.4755 | 0 | 0 | 0 | 0 | 0 | 2244 | 0 | 0 | 0 | 0 | 0 | 0 | 2244 | 2244 | 2244 | 0 | 0 | 0 | 0 | 0 | 0 | 1 | 0 | 0 | 0 | 0 | 0 | 0 | 1 | 1 | 1 | 0 | [7 empty] | https://www.google.com/maps/@?api=1&map_action=map&center=33.8125%2C-78.967222000000007&zoom=17&basemap=satellite | 15606 | [118 empty] | 0.29 |  |  | 50 |  |  | 0.35 | 0.24 |  |  | 44 |  |  | 0.4 | 0.34 |  |  | 60 |  |  | 0.3 | 0.01 |  |  | 57 |  |  | 0.05 | 0.07 |  |  | 43 |  |  | 0.12 | 0.04 |  |  | 38 |  |  | 0.06 | 0.19 |  |  | 64 |  |  | 0.16 | 0.68706 | 0.16977 | Biomass | FRS_110028041848
2423 | 4748 | 2021 | MA | Wheelabrator Millbury Facility | 50878 | Massachusetts Electric Co | 11804 | Wheelabrator Environmental Systems | 20541 | IPP Non-CHP | ISO New England Inc. | ISNE | NPCC | NEWE | NPCC New England | ISONE | 25 | 27 | Worcester | 42.2214 | -71.7669 | 2 | 1 | MSW | BIOMASS |  | 0.76881 | 47.6 | 0.051981 | Yes | [5 empty] | 5079429.636 | 2152020.053 | 5079429.636 | 2152020.053 | 320576 | 135750 | 858.423 | 364.768 | 97.584 | 279313.892 | 358342.969 | 47032.515 | 290801.024 |  | 5.356 | 5.374 | 0.609 | 1742.575 | 1.118 | 0.147 | 1814.241 |  | 0.338 | 0.339 | 0.038 | 109.978 | 0.071 | 0.009 | 114.501 |  | 5.356 | 5.374 | 0.609 | 1742.575 | 1.118 | 0.147 | 1814.241 |  | 858.423 | 364.768 | 97.584 | 507839.38 | 358342.969 | 47032.515 |  | 5079429.636 | 2152020.053 | 5079429.636 | 2152020.053 | EIA | EIA | EIA | EIA | EIA | EIA | -- | EIA | EIA |  |  |  | 228525.488 | [10 empty] | 15844.6972 | 0 | 0 | 0 | 0 | 0 | 144257.9 | 0 | 0 | 0 | 176318.1 | 0 | 176318.1 | 144257.9 | 144257.9 | 320576 | 0 | 0 | 0 | 0 | 0 | 0 | 0.45 | 0 | 0 | 0 | 0.55 | 0 | 0.55 | 0.45 | 0.45 | 1 | 0 | [7 empty] | https://www.google.com/maps/@?api=1&map_action=map&center=42.221400000000003%2C-71.766900000000007&zoom=17&basemap=satellite | 69970 | [118 empty] | 0.34 |  |  | 57 |  |  | 0.35 | 0.4 |  |  | 59 |  |  | 0.4 | 0.28 |  |  | 51 |  |  | 0.3 | 0.09 |  |  | 83 |  |  | 0.05 | 0.13 |  |  | 65 |  |  | 0.12 | 0.06 |  |  | 59 |  |  | 0.06 | 0.12 |  |  | 37 |  |  | 0.16 |  |  | Biomass | FRS_110001938609
2424 | 6148 | 2021 | MS | Kemper County | 7960 | Tennessee Valley Authority | 18642 | Tennessee Valley Authority | 18642 | Electric Utility | Tennessee Valley Authority | TVA | SERC | SRTV | SERC Tennessee Valley |  | 28 | 69 | Kemper | 32.7976 | -88.606 | 4 | 4 | NG | GAS |  | 0.04913 | 372 | 1 | [6 empty] | 3445494.989 | 1900115.567 | 3445494.989 | 1900115.567 | 160109 | 88297 | 51.967 | 26.383 | 1.062 | 204786.594 | 7419.238 | 741.924 | 204989.881 |  | 0.649 | 0.598 | 0.013 | 2558.09 | 0.046 | 0.005 | 2560.629 |  | 0.03 | 0.028 | 0.001 | 118.872 | 0.002 | 0 | 118.99 |  | 0.649 | 0.598 | 0.013 | 2558.09 | 0.046 | 0.005 | 2560.629 |  | 51.967 | 26.383 | 1.062 | 204786.594 | 7419.238 | 741.924 |  | 3445494.989 | 1900115.567 | 3445494.989 | 1900115.567 | EPA/CAMD | EPA/CAMD | EPA/CAMD | EPA/CAMD | EIA | EIA | -- | EPA/CAMD | EPA/CAMD | [14 empty] | 21519.6834 | 0 | 0 | 160109 | 0 | 0 | 0 | 0 | 0 | 0 | 0 | 0 | 160109 | 0 | 0 | 160109 | 0 | 0 | 0 | 1 | 0 | 0 | 0 | 0 | 0 | 0 | 0 | 0 | 1 | 0 | 0 | 1 | 0 | Yes |  | 1992932.245 | 118462.342 | 30.891 | 0.629 |  | https://www.google.com/maps/@?api=1&map_action=map&center=32.797600000000003%2C-88.605999999999995&zoom=17&basemap=satellite | 493 | [118 empty] | 0.72 |  |  | 90 |  |  | 0.35 | 0.75 |  |  | 81 |  |  | 0.4 | 0.69 |  |  | 93 |  |  | 0.3 | 0 |  |  | 0 |  |  | 0.05 | 0.18 |  |  | 78 |  |  | 0.12 | 0.07 |  |  | 67 |  |  | 0.06 | 0.15 |  |  | 49 |  |  | 0.16 | 17.15 | 0.10555 | Gas | FRS_110012705956
2425 | 4749 | 2021 | MA | Wheelabrator North Andover | 50877 | Massachusetts Electric Co | 11804 | Wheelabrator Environmental Systems | 20541 | IPP Non-CHP | ISO New England Inc. | ISNE | NPCC | NEWE | NPCC New England | ISONE | 25 | 9 | Essex | 42.7262 | -71.1219 | 2 | 1 | MSW | BIOMASS |  | 0.65931 | 40.3 | 0.23449 | Yes | [5 empty] | 4529097.404 | 1975516.976 | 4529097.404 | 1975516.976 | 232754 | 100946 | 707.746 | 323.484 | 138.691 | 249051.441 | 319518.933 | 41936.86 | 259294.02 |  | 6.081 | 6.409 | 1.192 | 2140.04 | 1.373 | 0.18 | 2228.052 |  | 0.313 | 0.327 | 0.061 | 109.978 | 0.071 | 0.009 | 114.501 |  | 6.081 | 6.409 | 1.192 | 2140.04 | 1.373 | 0.18 | 2228.052 |  | 707.746 | 323.484 | 138.691 | 452817.379 | 319518.933 | 41936.86 |  | 4529097.404 | 1975516.976 | 4529097.404 | 1975516.976 | EIA | EIA | EIA | EIA | EIA | EIA | -- | EIA | EIA |  |  |  | 203765.938 | [10 empty] | 19458.7307 | 0 | 0 | 0 | 0 | 0 | 104738.2 | 0 | 0 | 0 | 128015.8 | 0 | 128015.8 | 104738.2 | 104738.2 | 232754 | 0 | 0 | 0 | 0 | 0 | 0 | 0.45 | 0 | 0 | 0 | 0.55 | 0 | 0.55 | 0.45 | 0.45 | 1 | 0 | [7 empty] | https://www.google.com/maps/@?api=1&map_action=map&center=42.726199999999999%2C-71.121899999999997&zoom=17&basemap=satellite | 95063 | [118 empty] | 0.5 |  |  | 74 |  |  | 0.35 | 0.62 |  |  | 74 |  |  | 0.4 | 0.39 |  |  | 66 |  |  | 0.3 | 0.19 |  |  | 92 |  |  | 0.05 | 0.21 |  |  | 81 |  |  | 0.12 | 0.06 |  |  | 62 |  |  | 0.06 | 0.13 |  |  | 40 |  |  | 0.16 |  |  | Biomass | FRS_110001950112
2426 | 4750 | 2021 | MA | Wheelabrator Saugus | 50880 | Massachusetts Electric Co | 11804 | Wheelabrator Environmental Systems | 20541 | IPP Non-CHP | ISO New England Inc. | ISNE | NPCC | NEWE | NPCC New England | ISONE | 25 | 9 | Essex | 42.447 | -70.9804 | 2 | 1 | MSW | BIOMASS |  | 0.37973 | 53.7 | 0.70046 | Yes | [5 empty] | 3984356.976 | 1766810.194 | 3984356.976 | 1766810.194 | 178628 | 71843 | 606.49 | 268.99 | 117.233 | 219097.208 | 281086.016 | 36892.54 | 228107.772 |  | 6.791 | 7.488 | 1.313 | 2453.112 | 1.574 | 0.207 | 2553.998 |  | 0.304 | 0.304 | 0.059 | 109.979 | 0.071 | 0.009 | 114.502 |  | 6.791 | 7.488 | 1.313 | 2453.112 | 1.574 | 0.207 | 2553.998 |  | 606.49 | 268.99 | 117.233 | 398354.445 | 281086.016 | 36892.54 |  | 3984356.976 | 1766810.194 | 3984356.976 | 1766810.194 | EIA | EIA | EIA | EIA | EIA | EIA | -- | EIA | EIA |  |  |  | 179257.237 | [10 empty] | 22305.3327 | 0 | 0 | 0 | 0 | 0 | 80382.242 | 0 | 0 | 0 | 98245.758 | 0 | 98245.758 | 80382.242 | 80382.242 | 178628 | 0 | 0 | 0 | 0 | 0 | 0 | 0.45 | 0 | 0 | 0 | 0.55 | 0 | 0.55 | 0.45 | 0.45 | 1 | 0 | [7 empty] | https://www.google.com/maps/@?api=1&map_action=map&center=42.447000000000003%2C-70.980400000000003&zoom=17&basemap=satellite | 136807 | [118 empty] | 0.44 |  |  | 68 |  |  | 0.35 | 0.54 |  |  | 69 |  |  | 0.4 | 0.34 |  |  | 60 |  |  | 0.3 | 0.15 |  |  | 90 |  |  | 0.05 | 0.19 |  |  | 79 |  |  | 0.12 | 0.07 |  |  | 65 |  |  | 0.06 | 0.14 |  |  | 43 |  |  | 0.16 |  |  | Biomass | FRS_110000732565
2427 | 6086 | 2021 | MO | Peno Creek Energy Center | 7964 | Union Electric Co - (MO) | 19436 | Union Electric Co - (MO) | 19436 | Electric Utility | Midcontinent Independent Transmission System Operator, Inc.. | MISO | SERC | SRMW | SERC Midwest | MISO | 29 | 163 | Pike | 39.3531 | -91.2295 | 8 | 4 | NG | GAS |  | 0.01503 | 240 | 1 | [6 empty] | 377195.455 | 364646.553 | 377195.455 | 364646.553 | 31592 | 30541 | 16.69 | 16.067 | 0.087 | 22418.24 | 831.271 | 83.127 | 22441.017 |  | 1.057 | 1.052 | 0.006 | 1419.235 | 0.026 | 0.003 | 1420.677 |  | 0.088 | 0.088 | 0 | 118.868 | 0.002 | 0 | 118.989 |  | 1.057 | 1.052 | 0.006 | 1419.235 | 0.026 | 0.003 | 1420.677 |  | 16.69 | 16.067 | 0.087 | 22418.24 | 831.271 | 83.127 |  | 377195.455 | 364646.553 | 377195.455 | 364646.553 | EPA/CAMD | EPA/CAMD | EPA/CAMD | EPA/CAMD | EIA | EIA | -- | EPA/CAMD | EPA/CAMD | [14 empty] | 11939.5877 | 0 | 0 | 31592 | 0 | 0 | 0 | 0 | 0 | 0 | 0 | 0 | 31592 | 0 | 0 | 31592 | 0 | 0 | 0 | 1 | 0 | 0 | 0 | 0 | 0 | 0 | 0 | 0 | 1 | 0 | 0 | 1 | 0 | Yes |  | 1489589.604 | 88522.282 | 60.451 | 0.361 |  | https://www.google.com/maps/@?api=1&map_action=map&center=39.353099999999998%2C-91.229500000000002&zoom=17&basemap=satellite | 6612 | [118 empty] | 0.33 |  |  | 56 |  |  | 0.35 | 0.19 |  |  | 37 |  |  | 0.4 | 0.45 |  |  | 74 |  |  | 0.3 | 0.01 |  |  | 57 |  |  | 0.05 | 0.14 |  |  | 69 |  |  | 0.12 | 0.05 |  |  | 51 |  |  | 0.06 | 0.15 |  |  | 46 |  |  | 0.16 | 0.868 | 0.083566 | Gas | FRS_110017994376
2428 | 7740 | 2021 | NM | Lordsburg Generating Station | 7967 | Public Service Co of NM | 15473 | Public Service Co of NM | 15473 | Electric Utility | Public Service Company of New Mexico | PNM | WECC | AZNM | WECC Southwest |  | 35 | 23 | Hidalgo | 32.3505 | -108.698 | 2 | 2 | NG | GAS |  | 0.04496 | 88 | 1 | [6 empty] | 365130.423 | 192042.048 | 365130.423 | 192042.048 | 34656 | 18227 | 16.204 | 8.081 | 0.11 | 21698.915 | 834.807 | 83.481 | 21721.789 |  | 0.935 | 0.887 | 0.006 | 1252.246 | 0.024 | 0.002 | 1253.566 |  | 0.089 | 0.084 | 0.001 | 118.856 | 0.002 | 0 | 118.981 |  | 0.935 | 0.887 | 0.006 | 1252.246 | 0.024 | 0.002 | 1253.566 |  | 16.204 | 8.081 | 0.11 | 21698.915 | 834.807 | 83.481 |  | 365130.423 | 192042.048 | 365130.423 | 192042.048 | EPA/CAMD | EPA/CAMD | EPA/CAMD | EPA/CAMD | EIA | EIA | -- | EPA/CAMD | EPA/CAMD | [14 empty] | 10535.8505 | 0 | 0 | 34655.999 | 0 | 0 | 0 | 0 | 0 | 0 | 0 | 0 | 34655.999 | 0 | 0 | 34655.999 | 0 | 0 | 0 | 1 | 0 | 0 | 0 | 0 | 0 | 0 | 0 | 0 | 1 | 0 | 0 | 1 | 0 | Yes |  | 758129.569 | 45055.455 | 32.357 | 0.227 |  | https://www.google.com/maps/@?api=1&map_action=map&center=32.35051%2C-108.69799&zoom=17&basemap=satellite | 2582 | [118 empty] | 0.61 |  |  | 84 |  |  | 0.35 | 0.77 |  |  | 82 |  |  | 0.4 | 0.46 |  |  | 75 |  |  | 0.3 | 0.05 |  |  | 74 |  |  | 0.05 | 0.21 |  |  | 82 |  |  | 0.12 | 0.08 |  |  | 76 |  |  | 0.06 | 0.22 |  |  | 74 |  |  | 0.16 | 0.432 | 0.072277 | Gas | FRS_110022766096
2429 | 4754 | 2021 | MA | Williams College - Campus CHP | 58160 | Massachusetts Electric Co | 11804 | President & Trustees of Williams College | 58109 | Commercial CHP | ISO New England Inc. | ISNE | NPCC | NEWE | NPCC New England | ISONE | 25 | 3 | Berkshire | 42.7097 | -73.2022 | 3 | 3 | NG | GAS |  | 0.04905 | 7 | 1 |  | Yes | 83595.2 | 0.123 | 0.14071 |  | 16949.045 | 7837.616 | 16949.045 | 7837.616 | 3008 | 1390.354 | 1.404 | 0.647 | 0.028 | 990.674 | 37.406 | 3.747 | 991.7 |  | 0.934 | 0.93 | 0.018 | 658.693 | 0.012 | 0.001 | 659.375 |  | 0.166 | 0.165 | 0.003 | 116.9 | 0.002 | 0 | 117.021 |  | 0.934 | 0.93 | 0.018 | 658.693 | 0.012 | 0.001 | 659.375 |  | 9.981 | 4.597 | 0.197 | 7040.726 | 265.845 | 26.627 |  | 120457 | 55702 | 120457 | 55702 | EIA | EIA | EIA | EIA | EIA | EIA | -- | EIA | EIA | [6 empty] | 103507.955 | 47864.384 | 8.577 | 3.95 | 0.169 | 6050.052 | 228.439 | 22.88 | 5634.656 | 0 | 2.868 | 3005.132 | 0 | 0 | 0 | 0 | 0 | 0 | 0 | 0 | 3008 | 0 | 0 | 3008 | 0 | 0 | 0.00095346 | 0.99905 | 0 | 0 | 0 | 0 | 0 | 0 | 0 | 0 | 1 | 0 | 0 | 1 | 0 | [7 empty] | https://www.google.com/maps/@?api=1&map_action=map&center=42.709721999999999%2C-73.202222000000006&zoom=17&basemap=satellite | 8630 | [118 empty] | 0.17 |  |  | 25 |  |  | 0.35 | 0.16 |  |  | 34 |  |  | 0.4 | 0.19 |  |  | 35 |  |  | 0.3 | 0 |  |  | 0 |  |  | 0.05 | 0.05 |  |  | 32 |  |  | 0.12 | 0.03 |  |  | 32 |  |  | 0.06 | 0.2 |  |  | 68 |  |  | 0.16 | 0.050546 | 0.042619 | Gas | FRS_110057119586
2430 | 5261 | 2021 | MI | Sumpter Plant | 7972 | ITC Transmission | 56068 | Wolverine Power Supply Coop | 20910 | Electric Utility | Midcontinent Independent Transmission System Operator, Inc.. | MISO | RFC | RFCM | RFC Michigan | MISO | 26 | 163 | Wayne | 42.167 | -83.5318 | 4 | 4 | NG | GAS |  | 0.0886 | 340 | 1 | [6 empty] | 3432406.994 | 2079150.29 | 3432406.994 | 2079150.29 | 263890 | 159849 | 53.985 | 29.721 | 1.029 | 203976.727 | 7615.141 | 761.514 | 204185.382 |  | 0.409 | 0.372 | 0.008 | 1545.922 | 0.029 | 0.003 | 1547.504 |  | 0.031 | 0.029 | 0.001 | 118.853 | 0.002 | 0 | 118.975 |  | 0.409 | 0.372 | 0.008 | 1545.922 | 0.029 | 0.003 | 1547.504 |  | 53.985 | 29.721 | 1.029 | 203976.727 | 7615.141 | 761.514 |  | 3432406.994 | 2079150.29 | 3432406.994 | 2079150.29 | EPA/CAMD | EPA/CAMD | EPA/CAMD | EPA/CAMD | EIA | EIA | -- | EPA/CAMD | EPA/CAMD | [14 empty] | 13006.9612 | 0 | 0 | 263890 | 0 | 0 | 0 | 0 | 0 | 0 | 0 | 0 | 263890 | 0 | 0 | 263890 | 0 | 0 | 0 | 1 | 0 | 0 | 0 | 0 | 0 | 0 | 0 | 0 | 1 | 0 | 0 | 1 | 0 | Yes |  | 3155187.13 | 187506.586 | 52.859 | 0.946 |  | https://www.google.com/maps/@?api=1&map_action=map&center=42.167000000000002%2C-83.531800000000004&zoom=17&basemap=satellite | 16099 | [118 empty] | 0.26 |  |  | 44 |  |  | 0.35 | 0.27 |  |  | 47 |  |  | 0.4 | 0.24 |  |  | 44 |  |  | 0.3 | 0.01 |  |  | 57 |  |  | 0.05 | 0.1 |  |  | 55 |  |  | 0.12 | 0.05 |  |  | 52 |  |  | 0.06 | 0.14 |  |  | 44 |  |  | 0.16 | 14.028 | 0.082554 | Gas | FRS_110017414172
2431 | 4778 | 2021 | MD | Alpha Ridge LFG | 58252 | Baltimore Gas & Electric Co | 1167 | Howard County - Maryland | 58229 | IPP Non-CHP | PJM Interconnection, LLC | PJM | RFC | RFCE | RFC East | PJM | 24 | 27 | Howard | 39.305 | -76.9019 | 1 | 1 | LFG | BIOMASS |  | 0.04406 | 1 | 1 | Yes | [5 empty] | 3809 | 1542 | 3809 | 1542 | 386 | 156 | 0 | 0 | 0.064 | 0 | 0 | 0 | 0 |  | 0 | 0 | 0.331 | 0.002 | 0 | 0 | 0.002 |  | 0 | 0 | 0.033 | 0 | 0 | 0 | 0 |  | 0 | 0 | 0.331 | 0.002 | 0 | 0 | 0.002 |  | 3.375 | 1.367 | 0.086 | 241.871 | 8.86 | 0.886 |  | 3809 | 1542 | 3809 | 1542 | EIA | EIA | EIA | EIA | EIA | EIA | -- | EIA | EIA | 3.375 | 1.367 | 0.022 | 241.871 | 8.86 | 0.886 | [8 empty] | 9867.8756 | 0 | 0 | 0 | 0 | 0 | 386 | 0 | 0 | 0 | 0 | 0 | 0 | 386 | 386 | 386 | 0 | 0 | 0 | 0 | 0 | 0 | 1 | 0 | 0 | 0 | 0 | 0 | 0 | 1 | 1 | 1 | 0 | [7 empty] | https://www.google.com/maps/@?api=1&map_action=map&center=39.305%2C-76.901944&zoom=17&basemap=satellite | 21285 | [118 empty] | 0.25 |  |  | 43 |  |  | 0.35 | 0.44 |  |  | 62 |  |  | 0.4 | 0.06 |  |  | 11 |  |  | 0.3 | 0.03 |  |  | 67 |  |  | 0.05 | 0.04 |  |  | 27 |  |  | 0.12 | 0.04 |  |  | 36 |  |  | 0.06 | 0.18 |  |  | 62 |  |  | 0.16 | 0.075984 | 0.14446 | Biomass | FRS_110043668563
2432 | 7759 | 2021 | NM | Pyramid Generating Station | 7975 | Public Service Co of NM | 15473 | Tri-State G & T Assn, Inc | 30151 | Electric Utility | Public Service Company of New Mexico | PNM | WECC | AZNM | WECC Southwest |  | 35 | 23 | Hidalgo | 32.2363 | -108.5494 | 4 | 4 | NG | GAS |  | 0.05161 | 186 | 1 | [6 empty] | 855682.775 | 562531.679 | 855682.775 | 562531.679 | 84092 | 55283 | 53.982 | 35.133 | 0.807 | 52662.172 | 2238.364 | 276.082 | 52731.288 |  | 1.284 | 1.271 | 0.019 | 1252.489 | 0.027 | 0.003 | 1254.133 |  | 0.126 | 0.125 | 0.002 | 123.088 | 0.003 | 0 | 123.25 |  | 1.284 | 1.271 | 0.019 | 1252.489 | 0.027 | 0.003 | 1254.133 |  | 53.982 | 35.133 | 0.807 | 52662.172 | 2238.364 | 276.082 |  | 855682.775 | 562531.679 | 855682.775 | 562531.679 | EPA/CAMD | EPA/CAMD | EPA/CAMD | EPA/CAMD | EIA | EIA | -- | EPA/CAMD | EPA/CAMD | [14 empty] | 10175.5552 | 0 | 7748.547 | 76343.452 | 0 | 0 | 0 | 0 | 0 | 0 | 0 | 0 | 84091.999 | 0 | 0 | 84091.999 | 0 | 0 | 0.092144 | 0.90786 | 0 | 0 | 0 | 0 | 0 | 0 | 0 | 0 | 1 | 0 | 0 | 1 | 0 | Yes |  | 743555.279 | 45191.935 | 44.591 | 0.347 |  | https://www.google.com/maps/@?api=1&map_action=map&center=32.2363%2C-108.54940000000001&zoom=17&basemap=satellite | 7 | [118 empty] | 0.51 |  |  | 75 |  |  | 0.35 | 0.65 |  |  | 75 |  |  | 0.4 | 0.37 |  |  | 64 |  |  | 0.3 | 0 |  |  | 0 |  |  | 0.05 | 0.09 |  |  | 54 |  |  | 0.12 | 0.06 |  |  | 55 |  |  | 0.06 | 0.21 |  |  | 70 |  |  | 0.16 | 4.18 | 0.066397 | Gas | FRS_110014356990
2433 | 4780 | 2021 | MD | American Sugar Refining, Inc. | 54795 | Baltimore Gas & Electric Co | 1167 | American Sugar Refining, Inc. | 5277 | Industrial CHP | PJM Interconnection, LLC | PJM | RFC | RFCE | RFC East | PJM | 24 | 510 | Baltimore City | 39.2744 | -76.5956 | 1 | 3 | NG | GAS |  | 0.31391 | 17.5 | 0.81015 |  | Yes | 1340467.2 | 0.123 | 0.14043 |  | 121638.607 | 53428.847 | 121638.607 | 53428.847 | 48122.557 | 20217.196 | 1.665 | 0.584 | 0.241 | 7109.111 | 598.155 | 60.7 | 7125.632 |  | 0.069 | 0.058 | 0.01 | 295.459 | 0.012 | 0.001 | 296.145 |  | 0.027 | 0.022 | 0.004 | 116.889 | 0.005 | 0 | 117.161 |  | 0.069 | 0.058 | 0.01 | 295.459 | 0.012 | 0.001 | 296.145 |  | 11.856 | 4.162 | 1.718 | 50624.991 | 4259.548 | 432.251 |  | 866205.822 | 380474.419 | 866205.822 | 380474.419 | EPA/CAMD | EPA/CAMD | EIA | EIA | EIA | EIA | -- | EPA/CAMD | EPA/CAMD | [6 empty] | 744567.215 | 327045.572 | 10.191 | 3.578 | 1.476 | 43515.88 | 3661.393 | 371.551 | 2527.6838 | 0 | 229.148 | 47893.409 | 0 | 0 | 0 | 0 | 0 | 0 | 0 | 0 | 48122.557 | 0 | 0 | 48122.557 | 0 | 0 | 0.0047618 | 0.99524 | 0 | 0 | 0 | 0 | 0 | 0 | 0 | 0 | 1 | 0 | 0 | 1 | 0 | Yes |  | 578873.985 |  | 10.804 |  |  | https://www.google.com/maps/@?api=1&map_action=map&center=39.2744%2C-76.595600000000005&zoom=17&basemap=satellite | 187702 | [118 empty] | 0.53 |  |  | 77 |  |  | 0.35 | 0.63 |  |  | 74 |  |  | 0.4 | 0.43 |  |  | 73 |  |  | 0.3 | 0.02 |  |  | 64 |  |  | 0.05 | 0.17 |  |  | 74 |  |  | 0.12 | 0.06 |  |  | 63 |  |  | 0.06 | 0.11 |  |  | 31 |  |  | 0.16 | 0.44592 | 0.019153 | Gas | FRS_110000732823
2434 | 4783 | 2021 | MD | APG Combined Heat and Power Plant | 61282 | Baltimore Gas & Electric Co | 1167 | US Dept of Army, Garrison, APG | 60890 | Commercial CHP | PJM Interconnection, LLC | PJM | RFC | RFCE | RFC East | PJM | 24 | 25 | Harford | 39.3975 | -76.2991 | 1 | 1 | NG | GAS |  | 0.00074 | 7.9 | 1 |  | Yes | 676214.4 | 0 | 0.000343 |  | 290.205 | 127.02 | 290.205 | 127.02 | 51 | 22 | 0.044 | 0.019 | 0 | 16.961 | 0.64 | 0.064 | 16.978 |  | 1.708 | 1.733 | 0.018 | 665.133 | 0.013 | 0.001 | 665.821 |  | 0.3 | 0.3 | 0.003 | 116.889 | 0.002 | 0 | 117.01 |  | 1.708 | 1.733 | 0.018 | 665.133 | 0.013 | 0.001 | 665.821 |  | 126.932 | 55.568 | 1.351 | 49435.246 | 1865.494 | 186.657 |  | 845849 | 370220 | 845849 | 370220 | EIA | EIA | EIA | EIA | EIA | EIA | -- | EIA | EIA | [6 empty] | 845558.795 | 370092.98 | 126.888 | 55.549 | 1.351 | 49418.285 | 1864.854 | 186.592 | 5690.2903 | 0 | 0.01 | 50.99 | 0 | 0 | 0 | 0 | 0 | 0 | 0 | 0 | 51 | 0 | 0 | 51 | 0 | 0 | 0.00019608 | 0.9998 | 0 | 0 | 0 | 0 | 0 | 0 | 0 | 0 | 1 | 0 | 0 | 1 | 0 | [7 empty] | https://www.google.com/maps/@?api=1&map_action=map&center=39.397500000000001%2C-76.299099999999996&zoom=17&basemap=satellite | 28241 | [118 empty] | 0.42 |  |  | 66 |  |  | 0.35 | 0.54 |  |  | 69 |  |  | 0.4 | 0.3 |  |  | 53 |  |  | 0.3 | 0.02 |  |  | 61 |  |  | 0.05 | 0.08 |  |  | 50 |  |  | 0.12 | 0.08 |  |  | 75 |  |  | 0.06 | 0.12 |  |  | 36 |  |  | 0.16 | 0.16661 | 0.0094463 | Gas | FRS_110070395860
2435 | 9665 | 2021 | SC | Mill Creek Combustion Turbine Station | 7981 | Duke Energy Carolinas, LLC | 5416 | Duke Energy Carolinas, LLC | 5416 | Electric Utility | Duke Energy Carolinas | DUK | SERC | SRVC | SERC Virginia/Carolina |  | 45 | 21 | Cherokee | 35.1597 | -81.4306 | 8 | 8 | NG | GAS |  | 0.00918 | 799.2 | 1 | [6 empty] | 839561.118 | 429868.282 | 839561.118 | 429868.282 | 64302 | 32924 | 17.701 | 6.758 | 0.384 | 51308.103 | 2242.615 | 269.147 | 51376.239 |  | 0.551 | 0.411 | 0.012 | 1595.848 | 0.035 | 0.004 | 1597.967 |  | 0.042 | 0.031 | 0.001 | 122.226 | 0.003 | 0 | 122.388 |  | 0.551 | 0.411 | 0.012 | 1595.848 | 0.035 | 0.004 | 1597.967 |  | 17.701 | 6.758 | 0.384 | 51308.103 | 2242.615 | 269.147 |  | 839561.118 | 429868.282 | 839561.118 | 429868.282 | EPA/CAMD | EPA/CAMD | EPA/CAMD | EPA/CAMD | EIA | EIA | -- | EPA/CAMD | EPA/CAMD | [14 empty] | 13056.532 | 0 | 4950.53 | 59351.47 | 0 | 0 | 0 | 0 | 0 | 0 | 0 | 0 | 64302 | 0 | 0 | 64302 | 0 | 0 | 0.076989 | 0.92301 | 0 | 0 | 0 | 0 | 0 | 0 | 0 | 0 | 1 | 0 | 0 | 1 | 0 | Yes |  | 1596816.465 | 103842.172 | 53.327 | 0.66 |  | https://www.google.com/maps/@?api=1&map_action=map&center=35.159700000000001%2C-81.430599999999998&zoom=17&basemap=satellite | 3530 | [118 empty] | 0.31 |  |  | 53 |  |  | 0.35 | 0.15 |  |  | 32 |  |  | 0.4 | 0.48 |  |  | 78 |  |  | 0.3 | 0 |  |  | 0 |  |  | 0.05 | 0.18 |  |  | 76 |  |  | 0.12 | 0.05 |  |  | 52 |  |  | 0.06 | 0.13 |  |  | 41 |  |  | 0.16 | 3.1456 | 0.089449 | Gas | FRS_110010431648
2436 | 5817 | 2021 | MN | South Generation | 7982 | Redwood Falls Public Util Comm | 15793 | Redwood Falls Public Util Comm | 15793 | Electric Utility | Midcontinent Independent Transmission System Operator, Inc.. | MISO | MRO | MROW | MRO West | MISO | 27 | 127 | Redwood | 44.5331 | -95.1122 | 3 | 3 | DFO | OIL |  | 0.00739 | 6.6 | 1 | [6 empty] | 4079.001 | 1422.999 | 4079.001 | 1422.999 | 426.999 | 147.999 | 6.786 | 2.367 | 0.592 | 333.102 | 26.978 | 5.396 | 334.243 |  | 31.785 | 31.987 | 2.771 | 1560.2 | 0.063 | 0.013 | 1565.545 |  | 3.327 | 3.327 | 0.29 | 163.325 | 0.007 | 0.001 | 163.885 |  | 31.785 | 31.987 | 2.771 | 1560.197 | 0.063 | 0.013 | 1565.542 |  | 6.786 | 2.367 | 0.592 | 333.102 | 26.978 | 5.396 |  | 4079.001 | 1422.999 | 4079.001 | 1422.999 | EIA | EIA | EIA | EIA | EIA | EIA | -- | EIA | EIA | [14 empty] | 9552.6956 | 0 | 427 | 0 | 0 | 0 | 0 | 0 | 0 | 0 | 0 | 0 | 427 | 0 | 0 | 427 | 0 | 0 | 1 | 0 | 0 | 0 | 0 | 0 | 0 | 0 | 0 | 0 | 1 | 0 | 0 | 1 | 0 | [7 empty] | https://www.google.com/maps/@?api=1&map_action=map&center=44.533099999999997%2C-95.112200000000001&zoom=17&basemap=satellite | 5330 | [118 empty] | 0.22 |  |  | 36 |  |  | 0.35 | 0.12 |  |  | 27 |  |  | 0.4 | 0.32 |  |  | 57 |  |  | 0.3 | 0 |  |  | 0 |  |  | 0.05 | 0.06 |  |  | 41 |  |  | 0.12 | 0.06 |  |  | 61 |  |  | 0.06 | 0.22 |  |  | 72 |  |  | 0.16 | 0.39138 | 2.8884 | Oil | FRS_110028024279
2437 | 5182 | 2021 | MI | Kalkaska CT Project #1 | 7984 | Wolverine Power Supply Coop | 20910 | Michigan Public Power Agency | 40582 | Electric Utility | Midcontinent Independent Transmission System Operator, Inc.. | MISO | RFC | RFCM | RFC Michigan | MISO | 26 | 79 | Kalkaska | 44.6889 | -85.2019 | 2 | 1 | NG | GAS |  | 0.0997 | 60.5 | 1 | [6 empty] | 567998.655 | 309188.314 | 567998.655 | 309188.314 | 52841 | 28764 | 24.987 | 13.599 | 0.17 | 33756.547 | 1242.925 | 124.293 | 33790.603 |  | 0.946 | 0.946 | 0.006 | 1277.665 | 0.024 | 0.002 | 1278.954 |  | 0.088 | 0.088 | 0.001 | 118.861 | 0.002 | 0 | 118.981 |  | 0.946 | 0.946 | 0.006 | 1277.665 | 0.024 | 0.002 | 1278.954 |  | 24.987 | 13.599 | 0.17 | 33756.547 | 1242.925 | 124.293 |  | 567998.655 | 309188.314 | 567998.655 | 309188.314 | EPA/CAMD | EPA/CAMD | EPA/CAMD | EPA/CAMD | EIA | EIA | -- | EPA/CAMD | EPA/CAMD | [14 empty] | 10749.2034 | 0 | 0 | 52841 | 0 | 0 | 0 | 0 | 0 | 0 | 0 | 0 | 52841 | 0 | 0 | 52841 | 0 | 0 | 0 | 1 | 0 | 0 | 0 | 0 | 0 | 0 | 0 | 0 | 1 | 0 | 0 | 1 | 0 | Yes |  | 463817.165 | 27566.117 | 20.563 | 0.139 |  | https://www.google.com/maps/@?api=1&map_action=map&center=44.688899999999997%2C-85.201899999999995&zoom=17&basemap=satellite | 1546 | [118 empty] | 0.23 |  |  | 39 |  |  | 0.35 | 0.04 |  |  | 11 |  |  | 0.4 | 0.42 |  |  | 71 |  |  | 0.3 | 0 |  |  | 0 |  |  | 0.05 | 0.1 |  |  | 57 |  |  | 0.12 | 0.06 |  |  | 64 |  |  | 0.06 | 0.17 |  |  | 57 |  |  | 0.16 | 1.496 | 0.13817 | Gas | FRS_110028028088
2438 | 4801 | 2021 | MD | Brandywine Power Facility | 54832 | Potomac Electric Power Co | 15270 | KMC Thermo, LLC | 14410 | IPP CHP | PJM Interconnection, LLC | PJM | RFC | RFCE | RFC East | PJM | 24 | 33 | Prince Georges | 38.6681 | -76.8678 | 2 | 3 | NG | GAS |  | 0.27396 | 288.8 | 0.87673 |  | Yes | 6932 | 341.25 | 0.99781 |  | 5977764.062 | 2535994.774 | 5977764.062 | 2535994.774 | 693099 | 293155 | 88.238 | 37.485 | 1.795 | 355320.405 | 12936.541 | 1295.285 | 355675.109 |  | 0.255 | 0.256 | 0.005 | 1025.309 | 0.019 | 0.002 | 1026.333 |  | 0.03 | 0.03 | 0.001 | 118.881 | 0.002 | 0 | 118.999 |  | 0.255 | 0.256 | 0.005 | 1025.309 | 0.019 | 0.002 | 1026.333 |  | 88.432 | 37.567 | 1.799 | 356101.328 | 12964.973 | 1298.132 |  | 5990901.995 | 2541568.384 | 5990901.995 | 2541568.384 | EPA/CAMD | EPA/CAMD | EPA/CAMD | EPA/CAMD | EIA | EIA | -- | EPA/CAMD | EPA/CAMD | [6 empty] | 13137.933 | 5573.61 | 0.194 | 0.082 | 0.004 | 780.923 | 28.432 | 2.847 | 8624.69 | 0 | 286.206 | 692812.8 | 0 | 0 | 0 | 0 | 0 | 0 | 0 | 0 | 693099.006 | 0 | 0 | 693099.006 | 0 | 0 | 0.00041294 | 0.99959 | 0 | 0 | 0 | 0 | 0 | 0 | 0 | 0 | 1 | 0 | 0 | 1 | 0 | Yes |  | 3852352.982 | 230314.493 | 65.007 | 1.168 |  | https://www.google.com/maps/@?api=1&map_action=map&center=38.668100000000003%2C-76.867800000000003&zoom=17&basemap=satellite | 18173 | [118 empty] | 0.45 |  |  | 69 |  |  | 0.35 | 0.75 |  |  | 81 |  |  | 0.4 | 0.14 |  |  | 26 |  |  | 0.3 | 0.01 |  |  | 59 |  |  | 0.05 | 0.08 |  |  | 48 |  |  | 0.12 | 0.05 |  |  | 53 |  |  | 0.06 | 0.13 |  |  | 42 |  |  | 0.16 | 11.9427 | 0.040632 | Gas | FRS_110000852051
2439 | 4802 | 2021 | MD | Brown Station Road Plant I | 50060 | Potomac Electric Power Co | 15270 | Prince George's County | 15380 | Commercial Non-CHP | PJM Interconnection, LLC | PJM | RFC | RFCE | RFC East | PJM | 24 | 33 | Prince Georges | 38.8249 | -76.7731 | 3 | 3 | LFG | BIOMASS |  | 0 | 2.7 |  |  | Yes | [10 empty] | 0 |  | 0 | 0 | [45 empty] | -- | [56 empty] | https://www.google.com/maps/@?api=1&map_action=map&center=38.824863000000001%2C-76.773149000000004&zoom=17&basemap=satellite | 26551 | [118 empty] | 0.5 |  |  | 74 |  |  | 0.35 | 0.93 |  |  | 90 |  |  | 0.4 | 0.07 |  |  | 11 |  |  | 0.3 | 0.01 |  |  | 58 |  |  | 0.05 | 0.05 |  |  | 34 |  |  | 0.12 | 0.06 |  |  | 61 |  |  | 0.06 | 0.11 |  |  | 30 |  |  | 0.16 |  |  | Biomass | FRS_
2440 | 4803 | 2021 | MD | Brown Station Road Plant II | 55964 | Potomac Electric Power Co | 15270 | Prince George's County | 15380 | Commercial Non-CHP | PJM Interconnection, LLC | PJM | RFC | RFCE | RFC East | PJM | 24 | 33 | Prince Georges | 38.8476 | -76.7859 | 4 | 4 | LFG | BIOMASS |  | 0.00616 | 4 | 1 | Yes | [5 empty] | 9554 | 3868 | 9554 | 3868 | 216 | 87 | 0 | 0 | 0.16 | 0 | 0 | 0 | 0 |  | 0 | 0 | 1.48 | 0 | 0 | 0 | 0 |  | 0 | 0 | 0.033 | 0 | 0 | 0 | 0 |  | 0 | 0 | 1.48 | 0 | 0 | 0 | 0 |  | 6.924 | 2.804 | 0.215 | 606.676 | 22.223 | 2.222 |  | 9554 | 3868 | 9554 | 3868 | EIA | EIA | EIA | EIA | EIA | EIA | -- | EIA | EIA | 6.924 | 2.804 | 0.055 | 606.676 | 22.223 | 2.222 | [8 empty] | 44231.4815 | 0 | 0 | 0 | 0 | 0 | 216 | 0 | 0 | 0 | 0 | 0 | 0 | 216 | 216 | 216 | 0 | 0 | 0 | 0 | 0 | 0 | 1 | 0 | 0 | 0 | 0 | 0 | 0 | 1 | 1 | 1 | 0 | [7 empty] | https://www.google.com/maps/@?api=1&map_action=map&center=38.847585000000002%2C-76.785911999999996&zoom=17&basemap=satellite | 35724 | [118 empty] | 0.51 |  |  | 75 |  |  | 0.35 | 0.94 |  |  | 92 |  |  | 0.4 | 0.07 |  |  | 12 |  |  | 0.3 | 0.01 |  |  | 57 |  |  | 0.05 | 0.05 |  |  | 32 |  |  | 0.12 | 0.06 |  |  | 61 |  |  | 0.06 | 0.12 |  |  | 37 |  |  | 0.16 | 2.7521 | 1.105 | Biomass | FRS_110028023635
2441 | 6160 | 2021 | MS | Silver Creek Generating Plant | 7988 | Entergy Mississippi Inc | 12685 | Cooperative Energy | 17568 | Electric Utility | Midcontinent Independent Transmission System Operator, Inc.. | MISO | SERC | SRMV | SERC Mississippi Valley | MISO | 28 | 65 | Jefferson Davis | 31.6004 | -89.9468 | 3 | 3 | NG | GAS |  | 0.03432 | 250.5 | 1 | [6 empty] | 935737.896 | 421215.045 | 935737.896 | 421215.045 | 75302.001 | 33897 | 12.517 | 5.53 | 0.281 | 55610.043 | 2077.338 | 207.734 | 55666.962 |  | 0.332 | 0.326 | 0.007 | 1476.987 | 0.028 | 0.003 | 1478.499 |  | 0.027 | 0.026 | 0.001 | 118.858 | 0.002 | 0 | 118.98 |  | 0.332 | 0.326 | 0.007 | 1476.987 | 0.028 | 0.003 | 1478.499 |  | 12.517 | 5.53 | 0.281 | 55610.043 | 2077.338 | 207.734 |  | 935737.896 | 421215.045 | 935737.896 | 421215.045 | EPA/CAMD | EPA/CAMD | EPA/CAMD | EPA/CAMD | EIA | EIA | -- | EPA/CAMD | EPA/CAMD | [14 empty] | 12426.4684 | 0 | 0 | 75301.998 | 0 | 0 | 0 | 0 | 0 | 0 | 0 | 0 | 75301.998 | 0 | 0 | 75301.998 | 0 | 0 | 0 | 1 | 0 | 0 | 0 | 0 | 0 | 0 | 0 | 0 | 1 | 0 | 0 | 1 | 0 | Yes |  | 974501.254 | 57914.962 | 12.901 | 0.292 |  | https://www.google.com/maps/@?api=1&map_action=map&center=31.6004%2C-89.946799999999996&zoom=17&basemap=satellite | 720 | [118 empty] | 0.67 |  |  | 88 |  |  | 0.35 | 0.75 |  |  | 80 |  |  | 0.4 | 0.6 |  |  | 88 |  |  | 0.3 | 0 |  |  | 0 |  |  | 0.05 | 0.15 |  |  | 71 |  |  | 0.12 | 0.06 |  |  | 61 |  |  | 0.06 | 0.16 |  |  | 52 |  |  | 0.16 | 5.6888 | 0.25572 | Gas | FRS_110011385571
2442 | 4809 | 2021 | MD | Central Utility Plant at White Oak | 58207 | Potomac Electric Power Co | 15270 | GSA Metropolitan Service Center | 58178 | Commercial CHP | PJM Interconnection, LLC | PJM | RFC | RFCE | RFC East | PJM | 24 | 31 | Montgomery | 39.0394 | -76.9825 | 12 | 12 | NG | GAS |  | 0.21481 | 54.3 | 0.97531 |  | Yes | 120104.8 | 2.904 | 0.79473 |  | 1095043.025 | 492229.643 | 1095043.025 | 492229.643 | 102180.419 | 46492.191 | 180.336 | 82.636 | 1.778 | 64233.632 | 2437.242 | 247.186 | 64300.928 |  | 3.53 | 3.555 | 0.035 | 1257.259 | 0.024 | 0.002 | 1258.576 |  | 0.329 | 0.336 | 0.003 | 117.317 | 0.002 | 0 | 117.44 |  | 3.53 | 3.555 | 0.035 | 1257.268 | 0.024 | 0.002 | 1258.586 |  | 226.916 | 103.98 | 2.238 | 80824.921 | 3066.771 | 311.034 |  | 1377888.245 | 619370.585 | 1377888.245 | 619370.585 | EIA | EIA | EIA | EIA | EIA | EIA | -- | [8 empty] | 282845.22 | 127140.942 | 46.58 | 21.344 | 0.459 | 16591.289 | 629.53 | 63.847 | 10716.8396 | 0 | 461.861 | 101717.799 | 0 | 0 | 0 | 0 | 0 | 0 | 0 | 0 | 102179.66 | 0 | 0 | 102179.66 | 0 | 0 | 0.0045201 | 0.99548 | 0 | 0 | 0 | 0 | 0 | 0 | 0 | 0 | 1 | 0 | 0 | 1 | 0 | [7 empty] | https://www.google.com/maps/@?api=1&map_action=map&center=39.039444000000003%2C-76.982500000000002&zoom=17&basemap=satellite | 138455 | [118 empty] | 0.5 |  |  | 74 |  |  | 0.35 | 0.75 |  |  | 81 |  |  | 0.4 | 0.24 |  |  | 45 |  |  | 0.3 | 0.1 |  |  | 85 |  |  | 0.05 | 0.15 |  |  | 72 |  |  | 0.12 | 0.07 |  |  | 68 |  |  | 0.06 | 0.15 |  |  | 50 |  |  | 0.16 | 6.0923 | 0.13077 | Gas | FRS_110057110576
2443 | 6166 | 2021 | MS | Sylvarena Generating Plant | 7989 | Entergy Mississippi Inc | 12685 | Cooperative Energy | 17568 | Electric Utility | Midcontinent Independent Transmission System Operator, Inc.. | MISO | SERC | SRMV | SERC Mississippi Valley | MISO | 28 | 129 | Smith | 31.9821 | -89.4127 | 3 | 3 | NG | GAS |  | 0.20841 | 141 | 0.98598 | [6 empty] | 2625434.268 | 1237956.781 | 2625434.268 | 1237956.781 | 257421.999 | 121380.999 | 114.338 | 53.255 | 0.788 | 156023.893 | 5741.929 | 574.193 | 156181.222 |  | 0.888 | 0.877 | 0.006 | 1212.203 | 0.022 | 0.002 | 1213.426 |  | 0.087 | 0.086 | 0.001 | 118.856 | 0.002 | 0 | 118.976 |  | 0.888 | 0.877 | 0.006 | 1212.203 | 0.022 | 0.002 | 1213.426 |  | 114.338 | 53.255 | 0.788 | 156023.893 | 5741.929 | 574.193 |  | 2625434.268 | 1237956.781 | 2625434.268 | 1237956.781 | EPA/CAMD | EPA/CAMD | EPA/CAMD | EPA/CAMD | EIA | EIA | -- | EPA/CAMD | EPA/CAMD | [14 empty] | 10198.9506 | 0 | 0 | 257422 | 0 | 0 | 0 | 0 | 0 | 0 | 0 | 0 | 257422 | 0 | 0 | 257422 | 0 | 0 | 0 | 1 | 0 | 0 | 0 | 0 | 0 | 0 | 0 | 0 | 1 | 0 | 0 | 1 | 0 | Yes |  | 2382356.453 | 141580.432 | 104.224 | 0.715 |  | https://www.google.com/maps/@?api=1&map_action=map&center=31.982075999999999%2C-89.412713999999994&zoom=17&basemap=satellite | 342 | [118 empty] | 0.28 |  |  | 47 |  |  | 0.35 | 0.27 |  |  | 48 |  |  | 0.4 | 0.28 |  |  | 50 |  |  | 0.3 | 0.14 |  |  | 89 |  |  | 0.05 | 0.16 |  |  | 72 |  |  | 0.12 | 0.06 |  |  | 59 |  |  | 0.06 | 0.23 |  |  | 77 |  |  | 0.16 | 16.1693 | 0.15051 | Gas | FRS_110015713450
2444 | 4821 | 2021 | MD | CPV St. Charles Energy Center | 56846 | Potomac Electric Power Co | 15270 | CPV Maryland LLC | 56031 | IPP Non-CHP | PJM Interconnection, LLC | PJM | RFC | RFCE | RFC East | PJM | 24 | 17 | Charles | 38.5686 | -76.8919 | 2 | 3 | NG | GAS |  | 0.55835 | 775.3 | 0.40276 | [6 empty] | 26862718 | 10580376.97 | 26862718 | 10580376.97 | 3792084 | 1494713 | 62.922 | 25.478 | 8.059 | 1596416.799 | 59513.208 | 5951.321 | 1598047.461 |  | 0.033 | 0.034 | 0.004 | 841.973 | 0.016 | 0.002 | 842.833 |  | 0.005 | 0.005 | 0.001 | 118.857 | 0.002 | 0 | 118.979 |  | 0.033 | 0.034 | 0.004 | 841.973 | 0.016 | 0.002 | 842.833 |  | 62.922 | 25.478 | 8.059 | 1596416.799 | 59513.208 | 5951.321 |  | 26862718 | 10580376.97 | 26862718 | 10580376.97 | EPA/CAMD | EPA/CAMD | EPA/CAMD | EPA/CAMD | EIA | EIA | -- | EPA/CAMD | EPA/CAMD | [14 empty] | 7083.8932 | 0 | 0 | 3792084 | 0 | 0 | 0 | 0 | 0 | 0 | 0 | 0 | 3792084 | 0 | 0 | 3792084 | 0 | 0 | 0 | 1 | 0 | 0 | 0 | 0 | 0 | 0 | 0 | 0 | 1 | 0 | 0 | 1 | 0 | Yes |  | 26893398.51 | 1598239.587 | 60.47 | 8.068 |  | https://www.google.com/maps/@?api=1&map_action=map&center=38.568600000000004%2C-76.891900000000007&zoom=17&basemap=satellite | 28897 | [118 empty] | 0.45 |  |  | 69 |  |  | 0.35 | 0.74 |  |  | 80 |  |  | 0.4 | 0.16 |  |  | 28 |  |  | 0.3 | 0.02 |  |  | 62 |  |  | 0.05 | 0.05 |  |  | 37 |  |  | 0.12 | 0.06 |  |  | 59 |  |  | 0.06 | 0.12 |  |  | 34 |  |  | 0.16 | 70.9155 | 0.037385 | Gas | FRS_110040579709
2445 | 7145 | 2021 | NE | Beatrice | 8000 | Nebraska Public Power District | 13337 | Nebraska Public Power District | 13337 | Electric Utility | Southwest Power Pool | SWPP | MRO | MROW | MRO West |  | 31 | 67 | Gage | 40.3302 | -96.8082 | 2 | 3 | NG | GAS |  | 0.22969 | 247.1 | 0.95052 | [6 empty] | 4536393.837 | 2269376.183 | 4536393.837 | 2269376.183 | 497187 | 250067 | 29.958 | 15.278 | 1.361 | 269584.55 | 9345.758 | 934.576 | 269840.624 |  | 0.121 | 0.122 | 0.005 | 1084.439 | 0.019 | 0.002 | 1085.469 |  | 0.013 | 0.013 | 0.001 | 118.854 | 0.002 | 0 | 118.967 |  | 0.121 | 0.122 | 0.005 | 1084.439 | 0.019 | 0.002 | 1085.469 |  | 29.958 | 15.278 | 1.361 | 269584.55 | 9345.758 | 934.576 |  | 4536393.837 | 2269376.183 | 4536393.837 | 2269376.183 | EPA/CAMD | EPA/CAMD | EPA/CAMD | EPA/CAMD | EIA | EIA | -- | EPA/CAMD | EPA/CAMD | [14 empty] | 9124.12 | 0 | 0 | 497187 | 0 | 0 | 0 | 0 | 0 | 0 | 0 | 0 | 497187 | 0 | 0 | 497187 | 0 | 0 | 0 | 1 | 0 | 0 | 0 | 0 | 0 | 0 | 0 | 0 | 1 | 0 | 0 | 1 | 0 | Yes |  | 3648373.854 | 216811.899 | 25.752 | 1.095 |  | https://www.google.com/maps/@?api=1&map_action=map&center=40.330184000000003%2C-96.808153000000004&zoom=17&basemap=satellite | 199 | [118 empty] | 0.17 |  |  | 26 |  |  | 0.35 | 0.07 |  |  | 18 |  |  | 0.4 | 0.27 |  |  | 49 |  |  | 0.3 | 0 |  |  | 0 |  |  | 0.05 | 0.05 |  |  | 35 |  |  | 0.12 | 0.05 |  |  | 50 |  |  | 0.06 | 0.22 |  |  | 74 |  |  | 0.16 | 30.4258 | 0.085528 | Gas | FRS_110012147747
2446 | 4827 | 2021 | MD | Eastern Landfill Gas LLC | 56571 | Baltimore Gas & Electric Co | 1167 | Energy Power Partners | 62884 | IPP Non-CHP | PJM Interconnection, LLC | PJM | RFC | RFCE | RFC East | PJM | 24 | 5 | Baltimore | 39.3897 | -76.392 | 3 | 3 | LFG | BIOMASS |  | 0.53961 | 3 | 0.43398 | Yes | [5 empty] | 184124.001 | 74537.001 | 184124.001 | 74537.001 | 14181 | 5741.001 | 0 | 0 | 3.084 | 0 | 0 | 0 | 0 |  | 0 | 0 | 0.435 | 0 | 0 | 0 | 0 |  | 0 | 0 | 0.033 | 0 | 0 | 0 | 0 |  | 0 | 0 | 0.435 | 0 | 0 | 0 | 0 |  | 119.187 | 48.249 | 4.143 | 11691.834 | 428.273 | 42.827 |  | 184124.001 | 74537.001 | 184124.001 | 74537.001 | EIA | EIA | EIA | EIA | EIA | EIA | -- | EIA | EIA | 119.187 | 48.249 | 1.059 | 11691.834 | 428.273 | 42.827 | [8 empty] | 12983.8517 | 0 | 0 | 0 | 0 | 0 | 14181 | 0 | 0 | 0 | 0 | 0 | 0 | 14181 | 14181 | 14181 | 0 | 0 | 0 | 0 | 0 | 0 | 1 | 0 | 0 | 0 | 0 | 0 | 0 | 1 | 1 | 1 | 0 | [7 empty] | https://www.google.com/maps/@?api=1&map_action=map&center=39.389727999999998%2C-76.392005999999995&zoom=17&basemap=satellite | 26571 | [118 empty] | 0.21 |  |  | 35 |  |  | 0.35 | 0.27 |  |  | 48 |  |  | 0.4 | 0.15 |  |  | 27 |  |  | 0.3 | 0.01 |  |  | 59 |  |  | 0.05 | 0.08 |  |  | 50 |  |  | 0.12 | 0.05 |  |  | 51 |  |  | 0.06 | 0.16 |  |  | 53 |  |  | 0.16 | 0.54348 | 0.22754 | Biomass | FRS_
2447 | 7299 | 2021 | NH | Newington | 8002 | Public Service Co of NH | 15472 | Granite Shore Power | 62032 | IPP Non-CHP | ISO New England Inc. | ISNE | NPCC | NEWE | NPCC New England | ISONE | 33 | 15 | Rockingham | 43.1 | -70.7908 | 1 | 1 | RFO | OIL |  | 0.01614 | 414 | 1 | [6 empty] | 784320.612 | 483876.925 | 784320.612 | 483876.925 | 58527 | 37249 | 53.8 | 29.617 | 51.738 | 50607.084 | 2569.964 | 378.897 | 50695.664 |  | 1.838 | 1.59 | 1.768 | 1729.359 | 0.044 | 0.006 | 1732.386 |  | 0.137 | 0.122 | 0.132 | 129.047 | 0.003 | 0 | 129.273 |  | 1.838 | 1.59 | 1.768 | 1729.359 | 0.044 | 0.006 | 1732.386 |  | 53.8 | 29.617 | 51.738 | 50607.084 | 2569.964 | 378.897 |  | 784320.612 | 483876.925 | 784320.612 | 483876.925 | EPA/CAMD | EPA/CAMD | EPA/CAMD | EPA/CAMD | EIA | EIA | -- | EPA/CAMD | EPA/CAMD | [14 empty] | 13401.0049 | 0 | 13646.479 | 44880.521 | 0 | 0 | 0 | 0 | 0 | 0 | 0 | 0 | 58527 | 0 | 0 | 58527 | 0 | 0 | 0.23317 | 0.76683 | 0 | 0 | 0 | 0 | 0 | 0 | 0 | 0 | 1 | 0 | 0 | 1 | 0 | Yes |  | 1769483.313 | 134064.908 | 193.206 | 354.734 |  | https://www.google.com/maps/@?api=1&map_action=map&center=43.1%2C-70.790833000000006&zoom=17&basemap=satellite | 22163 | [118 empty] | 0.13 |  |  | 17 |  |  | 0.35 | 0.11 |  |  | 25 |  |  | 0.4 | 0.16 |  |  | 28 |  |  | 0.3 | 0.01 |  |  | 60 |  |  | 0.05 | 0.03 |  |  | 25 |  |  | 0.12 | 0.04 |  |  | 38 |  |  | 0.06 | 0.24 |  |  | 78 |  |  | 0.16 | 0.93758 | 0.11345 | Oil | FRS_110045448262
2448 | 8466 | 2021 | NY | Roseton Generating LLC | 8006 | Central Hudson Gas & Elec Corp | 3249 | CCI Roseton LLC | 5511 | IPP Non-CHP | New York Independent System Operator | NYIS | NPCC | NYUP | NPCC Upstate NY | NYISO | 36 | 71 | Orange | 41.5738 | -73.9663 | 2 | 2 | RFO | OIL |  | 0.01276 | 1242 | 1 | [6 empty] | 1618399.74 | 1226628.517 | 1618399.74 | 1226628.517 | 138860 | 106840 | 101.042 | 68.998 | 27.509 | 98379.997 | 4192.021 | 502.945 | 98507.336 |  | 1.455 | 1.292 | 0.396 | 1416.967 | 0.03 | 0.004 | 1418.801 |  | 0.125 | 0.113 | 0.034 | 121.577 | 0.003 | 0 | 121.734 |  | 1.455 | 1.292 | 0.396 | 1416.967 | 0.03 | 0.004 | 1418.801 |  | 101.042 | 68.998 | 27.509 | 98379.997 | 4192.021 | 502.945 |  | 1618399.74 | 1226628.517 | 1618399.74 | 1226628.517 | EPA/CAMD | EPA/CAMD | EPA/CAMD | EPA/CAMD | EIA | EIA | -- | EPA/CAMD | EPA/CAMD | [14 empty] | 11654.9022 | 0 | 10730.682 | 128129.32 | 0 | 0 | 0 | 0 | 0 | 0 | 0 | 0 | 138860.002 | 0 | 0 | 138860.002 | 0 | 0 | 0.077277 | 0.92272 | 0 | 0 | 0 | 0 | 0 | 0 | 0 | 0 | 1 | 0 | 0 | 1 | 0 | Yes |  | 5014572.563 | 359257.199 | 456.312 | 750.825 |  | https://www.google.com/maps/@?api=1&map_action=map&center=41.573782999999999%2C-73.966268999999997&zoom=17&basemap=satellite | 19087 | [118 empty] | 0.25 |  |  | 42 |  |  | 0.35 | 0.35 |  |  | 55 |  |  | 0.4 | 0.15 |  |  | 27 |  |  | 0.3 | 0.02 |  |  | 61 |  |  | 0.05 | 0.08 |  |  | 50 |  |  | 0.12 | 0.05 |  |  | 48 |  |  | 0.06 | 0.15 |  |  | 50 |  |  | 0.16 | 2.1842 | 0.040194 | Oil | FRS_110000324747
2449 | 8210 | 2021 | NY | Holtsville Facility | 8007 | Long Island Power Authority | 11171 | National Grid Generation LLC | 56505 | Electric Utility | New York Independent System Operator | NYIS | NPCC | NYLI | NPCC Long Island | NYISO | 36 | 103 | Suffolk | 40.817 | -73.0663 | 20 | 10 | DFO | OIL |  | 0.00727 | 567 | 1 | [6 empty] | 543608.1 | 364190.3 | 543608.1 | 364190.3 | 36121 | 24199 | 146.002 | 94.472 | 0.183 | 44036.8 | 3594.204 | 718.841 | 44188.835 |  | 8.084 | 7.808 | 0.01 | 2438.294 | 0.1 | 0.02 | 2446.712 |  | 0.537 | 0.519 | 0.001 | 162.017 | 0.007 | 0.001 | 162.576 |  | 8.084 | 7.808 | 0.01 | 2438.294 | 0.1 | 0.02 | 2446.712 |  | 146.002 | 94.472 | 0.183 | 44036.8 | 3594.204 | 718.841 |  | 543608.1 | 364190.3 | 543608.1 | 364190.3 | EPA/CAMD | EPA/CAMD | EPA/CAMD | EPA/CAMD | EIA | EIA | -- | EPA/CAMD | EPA/CAMD | [14 empty] | 15049.6415 | 0 | 36121 | 0 | 0 | 0 | 0 | 0 | 0 | 0 | 0 | 0 | 36121 | 0 | 0 | 36121 | 0 | 0 | 1 | 0 | 0 | 0 | 0 | 0 | 0 | 0 | 0 | 0 | 1 | 0 | 0 | 1 | 0 | Yes |  | 457727.5 | 37079.7 | 140.605 | 0.153 |  | https://www.google.com/maps/@?api=1&map_action=map&center=40.817036999999999%2C-73.066265000000001&zoom=17&basemap=satellite | 87481 | [118 empty] | 0.19 |  |  | 31 |  |  | 0.35 | 0.26 |  |  | 47 |  |  | 0.4 | 0.12 |  |  | 22 |  |  | 0.3 | 0.02 |  |  | 61 |  |  | 0.05 | 0.08 |  |  | 47 |  |  | 0.12 | 0.05 |  |  | 55 |  |  | 0.06 | 0.14 |  |  | 46 |  |  | 0.16 | 236.0926 | 10.0356 | Oil | FRS_110042050197
2450 | 7546 | 2021 | NJ | Mickleton Energy Center | 8008 | Atlantic City Electric Co | 963 | Calpine New Jersey Generation LLC | 56606 | IPP Non-CHP | PJM Interconnection, LLC | PJM | RFC | RFCE | RFC East | PJM | 34 | 15 | Gloucester | 39.8119 | -75.249 | 1 | 1 | NG | GAS |  | 0.00505 | 71.2 | 1 | [6 empty] | 99372 | 76440 | 99372 | 76440 | 3150 | 1587 | 55.151 | 42.424 | 0.03 | 5905.9 | 121.327 | 12.133 | 5909.224 |  | 35.017 | 53.464 | 0.019 | 3749.778 | 0.039 | 0.004 | 3751.888 |  | 1.11 | 1.11 | 0.001 | 118.864 | 0.001 | 0 | 118.931 |  | 35.017 | 53.464 | 0.019 | 3749.778 | 0.039 | 0.004 | 3751.888 |  | 55.151 | 42.424 | 0.03 | 5905.9 | 121.327 | 12.133 |  | 99372 | 76440 | 99372 | 76440 | EPA/CAMD | EPA/CAMD | EPA/CAMD | EPA/CAMD | EIA | EIA | -- | EPA/CAMD | EPA/CAMD | [14 empty] | 31546.6667 | 0 | 0 | 3150 | 0 | 0 | 0 | 0 | 0 | 0 | 0 | 0 | 3150 | 0 | 0 | 3150 | 0 | 0 | 0 | 1 | 0 | 0 | 0 | 0 | 0 | 0 | 0 | 0 | 1 | 0 | 0 | 1 | 0 | Yes |  | 54482.4 | 3223.9 | 14.569 | 0.016 |  | https://www.google.com/maps/@?api=1&map_action=map&center=39.811900000000001%2C-75.249031000000002&zoom=17&basemap=satellite | 20649 | [118 empty] | 0.21 |  |  | 35 |  |  | 0.35 | 0.24 |  |  | 44 |  |  | 0.4 | 0.18 |  |  | 33 |  |  | 0.3 | 0.02 |  |  | 61 |  |  | 0.05 | 0.05 |  |  | 35 |  |  | 0.12 | 0.05 |  |  | 53 |  |  | 0.06 | 0.21 |  |  | 71 |  |  | 0.16 |  |  | Gas | FRS_110015062206
2451 | 4854 | 2021 | MD | Inner Harbor East Heating | 56050 | Baltimore Gas & Electric Co | 1167 | Trigen Inner Harbor East, LLC | 19198 | Commercial CHP | PJM Interconnection, LLC | PJM | RFC | RFCE | RFC East | PJM | 24 | 510 | Baltimore City | 39.2837 | -76.5994 | 1 | 1 | NG | GAS |  | 0 | 2.1 |  |  | Yes | 0 |  | 1 | [5 empty] | 0 | 0 | 0 |  | 0 | 0 | [45 empty] | -- | [17 empty] | 0 | 0 | 0 | 0 | 0 | 0 | 0 | 0 | 0 | 0 | 0 | 0 | 0 | 0 | 0 | 0 | [23 empty] | https://www.google.com/maps/@?api=1&map_action=map&center=39.283676999999997%2C-76.599410000000006&zoom=17&basemap=satellite | 220758 | [118 empty] | 0.55 |  |  | 79 |  |  | 0.35 | 0.67 |  |  | 76 |  |  | 0.4 | 0.44 |  |  | 73 |  |  | 0.3 | 0.02 |  |  | 64 |  |  | 0.05 | 0.16 |  |  | 73 |  |  | 0.12 | 0.06 |  |  | 62 |  |  | 0.06 | 0.11 |  |  | 33 |  |  | 0.16 |  |  | Gas | FRS_
2452 | 4857 | 2021 | MD | Keys Energy Center | 60302 | Potomac Electric Power Co | 15270 | PSEG Keys Energy Center, LLC | 60100 | IPP Non-CHP | PJM Interconnection, LLC | PJM | RFC | RFCE | RFC East | PJM | 24 | 33 | Prince Georges | 38.6955 | -76.8278 | 2 | 3 | NG | GAS |  | 0.67817 | 830.6 | 0.20306 | [6 empty] | 36066356.31 | 16120239.43 | 36066356.31 | 16120239.43 | 4934380 | 2175275 | 102.699 | 45.624 | 10.82 | 2143376.514 | 77512.756 | 7751.276 | 2145500.364 |  | 0.042 | 0.042 | 0.004 | 868.752 | 0.016 | 0.002 | 869.613 |  | 0.006 | 0.006 | 0.001 | 118.857 | 0.002 | 0 | 118.975 |  | 0.042 | 0.042 | 0.004 | 868.752 | 0.016 | 0.002 | 869.613 |  | 102.699 | 45.624 | 10.82 | 2143376.514 | 77512.756 | 7751.276 |  | 36066356.31 | 16120239.43 | 36066356.31 | 16120239.43 | EPA/CAMD | EPA/CAMD | EPA/CAMD | EPA/CAMD | EIA | EIA | -- | EPA/CAMD | EPA/CAMD | [14 empty] | 7309.1972 | 0 | 0 | 4934380 | 0 | 0 | 0 | 0 | 0 | 0 | 0 | 0 | 4934380 | 0 | 0 | 4934380 | 0 | 0 | 0 | 1 | 0 | 0 | 0 | 0 | 0 | 0 | 0 | 0 | 1 | 0 | 0 | 1 | 0 | Yes |  | 33394180.75 | 1984573.573 | 95.706 | 10.019 |  | https://www.google.com/maps/@?api=1&map_action=map&center=38.695518999999997%2C-76.827785000000006&zoom=17&basemap=satellite | 4370 | [118 empty] | 0.45 |  |  | 69 |  |  | 0.35 | 0.76 |  |  | 81 |  |  | 0.4 | 0.13 |  |  | 23 |  |  | 0.3 | 0 |  |  | 0 |  |  | 0.05 | 0.08 |  |  | 47 |  |  | 0.12 | 0.02 |  |  | 23 |  |  | 0.06 | 0.15 |  |  | 49 |  |  | 0.16 | 17.9164 | 0.0072403 | Gas | FRS_110070396133
2453 | 10619 | 2021 | UT | Murray Turbine | 8010 | City of Murray - (UT) | 13137 | City of Murray - (UT) | 13137 | Electric Utility | PacifiCorp - East | PACE | WECC | NWPP | WECC Northwest |  | 49 | 35 | Salt Lake | 40.67 | -111.89 | 3 | 3 | NG | GAS |  | 0.04455 | 42 | 1 | [6 empty] | 197862.999 | 93363.999 | 197862.999 | 93363.999 | 16391.001 | 7734 | 30.441 | 14.364 | 0.316 | 11564.01 | 436.214 | 43.621 | 11575.962 |  | 3.714 | 3.715 | 0.039 | 1411.019 | 0.027 | 0.003 | 1412.478 |  | 0.308 | 0.308 | 0.003 | 116.889 | 0.002 | 0 | 117.01 |  | 3.714 | 3.715 | 0.039 | 1411.019 | 0.027 | 0.003 | 1412.478 |  | 30.441 | 14.364 | 0.316 | 11564.01 | 436.214 | 43.621 |  | 197862.999 | 93363.999 | 197862.999 | 93363.999 | EIA | EIA | EIA | EIA | EIA | EIA | -- | EIA | EIA | [14 empty] | 12071.4416 | 0 | 0 | 16391 | 0 | 0 | 0 | 0 | 0 | 0 | 0 | 0 | 16391 | 0 | 0 | 16391 | 0 | 0 | 0 | 1 | 0 | 0 | 0 | 0 | 0 | 0 | 0 | 0 | 1 | 0 | 0 | 1 | 0 | [7 empty] | https://www.google.com/maps/@?api=1&map_action=map&center=40.67%2C-111.89&zoom=17&basemap=satellite | 140326 | [118 empty] | 0.31 |  |  | 53 |  |  | 0.35 | 0.31 |  |  | 51 |  |  | 0.4 | 0.31 |  |  | 55 |  |  | 0.3 | 0.04 |  |  | 73 |  |  | 0.05 | 0.09 |  |  | 51 |  |  | 0.12 | 0.07 |  |  | 69 |  |  | 0.06 | 0.14 |  |  | 44 |  |  | 0.16 | 0.029663 | 0.011963 | Gas | FRS_110011562380
2454 | 4867 | 2021 | MD | Millersville LFG | 58246 | Baltimore Gas & Electric Co | 1167 | LES Operations Services LLC | 58221 | IPP Non-CHP | PJM Interconnection, LLC | PJM | RFC | RFCE | RFC East | PJM | 24 | 3 | Anne Arundel | 39.0847 | -76.6764 | 2 | 2 | LFG | BIOMASS |  | 0.84867 | 3.2 | 0 | Yes | [5 empty] | 267658 | 108353 | 267658 | 108353 | 23790 | 9631 | 0 | 0 | 4.483 | 0 | 0 | 0 | 0 |  | 0 | 0 | 0.377 | 0 | 0 | 0 | 0 |  | 0 | 0 | 0.034 | 0 | 0 | 0 | 0 |  | 0 | 0 | 0.377 | 0 | 0 | 0 | 0 |  | 212.778 | 86.136 | 6.022 | 16996.226 | 622.573 | 62.257 |  | 267658 | 108353 | 267658 | 108353 | EIA | EIA | EIA | EIA | EIA | EIA | -- | EIA | EIA | 212.778 | 86.136 | 1.539 | 16996.226 | 622.573 | 62.257 | [8 empty] | 11250.8617 | 0 | 0 | 0 | 0 | 0 | 23790 | 0 | 0 | 0 | 0 | 0 | 0 | 23790 | 23790 | 23790 | 0 | 0 | 0 | 0 | 0 | 0 | 1 | 0 | 0 | 0 | 0 | 0 | 0 | 1 | 1 | 1 | 0 | [7 empty] | https://www.google.com/maps/@?api=1&map_action=map&center=39.084721999999999%2C-76.676389&zoom=17&basemap=satellite | 58054 | [118 empty] | 0.31 |  |  | 53 |  |  | 0.35 | 0.49 |  |  | 66 |  |  | 0.4 | 0.14 |  |  | 25 |  |  | 0.3 | 0.01 |  |  | 60 |  |  | 0.05 | 0.05 |  |  | 35 |  |  | 0.12 | 0.06 |  |  | 63 |  |  | 0.06 | 0.11 |  |  | 29 |  |  | 0.16 | 2.0053 | 0.16483 | Biomass | FRS_110001776800
2455 | 9226 | 2021 | PA | Croydon Generating Station | 8012 | PECO Energy Co | 14940 | Exelon Power | 6035 | IPP Non-CHP | PJM Interconnection, LLC | PJM | RFC | RFCE | RFC East | PJM | 42 | 17 | Bucks | 40.08 | -74.8917 | 8 | 8 | DFO | OIL |  | 0.00102 | 546.4 | 1 | [6 empty] | 67524.3 | 53219 | 67524.3 | 53219 | 4895 | 3858 | 19.921 | 15.702 | 6.82 | 5514.229 | 452.362 | 90.472 | 5533.364 |  | 8.139 | 8.14 | 2.787 | 2253.005 | 0.092 | 0.018 | 2260.823 |  | 0.59 | 0.59 | 0.202 | 163.326 | 0.007 | 0.001 | 163.893 |  | 8.139 | 8.14 | 2.787 | 2253.004 | 0.092 | 0.018 | 2260.822 |  | 19.921 | 15.702 | 6.82 | 5514.229 | 452.362 | 90.472 |  | 67524.3 | 53219 | 67524.3 | 53219 | EPA/CAMD | EPA/CAMD | EPA/CAMD | EIA | EIA | EIA | -- | EPA/CAMD | EPA/CAMD | [14 empty] | 13794.5426 | 0 | 4895.001 | 0 | 0 | 0 | 0 | 0 | 0 | 0 | 0 | 0 | 4895.001 | 0 | 0 | 4895.001 | 0 | 0 | 1 | 0 | 0 | 0 | 0 | 0 | 0 | 0 | 0 | 0 | 1 | 0 | 0 | 1 | 0 | Yes |  | 288015.4 | 21343.7 | 83.603 | 29.089 |  | https://www.google.com/maps/@?api=1&map_action=map&center=40.08%2C-74.8917&zoom=17&basemap=satellite | 78182 | [118 empty] | 0.36 |  |  | 60 |  |  | 0.35 | 0.45 |  |  | 63 |  |  | 0.4 | 0.28 |  |  | 50 |  |  | 0.3 | 0.03 |  |  | 68 |  |  | 0.05 | 0.1 |  |  | 57 |  |  | 0.12 | 0.07 |  |  | 69 |  |  | 0.06 | 0.15 |  |  | 46 |  |  | 0.16 | 0.1472 | 0.28863 | Oil | FRS_110000337396
2456 | 4871 | 2021 | MD | Montgomery County Oaks LFGE Plant | 55885 | Potomac Electric Power Co | 15270 | CB&I | 56318 | IPP Non-CHP | PJM Interconnection, LLC | PJM | RFC | RFCE | RFC East | PJM | 24 | 31 | Montgomery | 39.1937 | -77.1189 | 2 | 2 | LFG | BIOMASS |  | 0.30199 | 2.4 | 0.83002 | Yes | [5 empty] | 97465 | 40925 | 97465 | 40925 | 6349 | 2666 | 0 | 0 | 1.633 | 0 | 0 | 0 | 0 |  | 0 | 0 | 0.514 | 0 | 0 | 0 | 0 |  | 0 | 0 | 0.034 | 0 | 0 | 0 | 0 |  | 0 | 0 | 0.514 | 0 | 0 | 0 | 0 |  | 97.332 | 40.869 | 2.193 | 6189.007 | 226.704 | 22.67 |  | 97465 | 40925 | 97465 | 40925 | EIA | EIA | EIA | EIA | EIA | EIA | -- | EIA | EIA | 97.332 | 40.869 | 0.56 | 6189.007 | 226.704 | 22.67 | [8 empty] | 15351.2364 | 0 | 0 | 0 | 0 | 0 | 6349 | 0 | 0 | 0 | 0 | 0 | 0 | 6349 | 6349 | 6349 | 0 | 0 | 0 | 0 | 0 | 0 | 1 | 0 | 0 | 0 | 0 | 0 | 0 | 1 | 1 | 1 | 0 | [7 empty] | https://www.google.com/maps/@?api=1&map_action=map&center=39.1937%2C-77.118899999999996&zoom=17&basemap=satellite | 19349 | [118 empty] | 0.27 |  |  | 46 |  |  | 0.35 | 0.43 |  |  | 62 |  |  | 0.4 | 0.1 |  |  | 17 |  |  | 0.3 | 0.03 |  |  | 69 |  |  | 0.05 | 0.06 |  |  | 38 |  |  | 0.12 | 0.05 |  |  | 47 |  |  | 0.06 | 0.15 |  |  | 46 |  |  | 0.16 | 1.5618 | 0.27459 | Biomass | FRS_110040576828
2457 | 4876 | 2021 | MD | NIH Cogeneration Facility | 56668 | Potomac Electric Power Co | 15270 | National Institutes of Health | 55917 | Commercial Non-CHP | PJM Interconnection, LLC | PJM | RFC | RFCE | RFC East | PJM | 24 | 31 | Montgomery | 39 | -77.0939 | 1 | 1 | NG | GAS |  | 0.48732 | 28 | 0.52114 |  | Yes | 0 |  | 1 |  | 1461385.686 | 240753.313 | 1461385.686 | 240753.313 | 119529 | 19154 | 28.977 | 4.994 | 0.423 | 85409.998 | 3213.134 | 321.313 | 85498.038 |  | 0.485 | 0.521 | 0.007 | 1429.109 | 0.027 | 0.003 | 1430.582 |  | 0.04 | 0.041 | 0.001 | 116.889 | 0.002 | 0 | 117.01 |  | 0.485 | 0.521 | 0.007 | 1429.109 | 0.027 | 0.003 | 1430.582 |  | 28.977 | 4.994 | 0.423 | 85409.998 | 3213.134 | 321.313 |  | 1461385.686 | 240753.313 | 1461385.686 | 240753.313 | EPA/CAMD | EPA/CAMD | EIA | EIA | EIA | EIA | -- | EPA/CAMD | EPA/CAMD | [6 empty] | 0 | 0 | 0 | 0 | 0 | 0 | 0 | 0 | 12226.2019 | 0 | 0 | 119529 | 0 | 0 | 0 | 0 | 0 | 0 | 0 | 0 | 119529 | 0 | 0 | 119529 | 0 | 0 | 0 | 1 | 0 | 0 | 0 | 0 | 0 | 0 | 0 | 0 | 1 | 0 | 0 | 1 | 0 | Yes |  | 1674438.685 |  | 33.284 |  |  | https://www.google.com/maps/@?api=1&map_action=map&center=39%2C-77.093900000000005&zoom=17&basemap=satellite | 157282 | [118 empty] | 0.22 |  |  | 37 |  |  | 0.35 | 0.34 |  |  | 54 |  |  | 0.4 | 0.1 |  |  | 18 |  |  | 0.3 | 0.04 |  |  | 70 |  |  | 0.05 | 0.04 |  |  | 27 |  |  | 0.12 | 0.06 |  |  | 59 |  |  | 0.06 | 0.19 |  |  | 63 |  |  | 0.16 | 7.3714 | 0.098432 | Gas | FRS_110000869720
2458 | 4878 | 2021 | MD | NRG Chalk Point CT | 61890 | Potomac Electric Power Co | 15270 | NRG Chalk Point CT | 61505 | IPP Non-CHP | PJM Interconnection, LLC | PJM | RFC | RFCE | RFC East | PJM | 24 | 33 | Prince Georges | 38.5444 | -76.6861 | 1 | 1 | NG | GAS |  | 0.00115 | 94 | 1 | [6 empty] | 17400 | 13797 | 17400 | 13797 | 945 | 904 | 1.792 | 1.792 | 0.019 | 1016.935 | 62.832 | 9.954 | 1019.204 |  | 3.793 | 3.965 | 0.04 | 2152.243 | 0.066 | 0.011 | 2157.044 |  | 0.206 | 0.26 | 0.002 | 116.889 | 0.004 | 0.001 | 117.15 |  | 3.793 | 3.965 | 0.04 | 2152.243 | 0.066 | 0.011 | 2157.044 |  | 1.792 | 1.792 | 0.019 | 1016.935 | 62.832 | 9.954 |  | 17400 | 13797 | 17400 | 13797 | EIA | EIA | EIA | EIA | EIA | EIA | -- | EIA | EIA | [14 empty] | 18412.6984 | 0 | 240.976 | 704.024 | 0 | 0 | 0 | 0 | 0 | 0 | 0 | 0 | 945 | 0 | 0 | 945 | 0 | 0 | 0.255 | 0.745 | 0 | 0 | 0 | 0 | 0 | 0 | 0 | 0 | 1 | 0 | 0 | 1 | 0 | [7 empty] | https://www.google.com/maps/@?api=1&map_action=map&center=38.544400000000003%2C-76.686099999999996&zoom=17&basemap=satellite | 2987 | [118 empty] | 0.32 |  |  | 55 |  |  | 0.35 | 0.52 |  |  | 68 |  |  | 0.4 | 0.13 |  |  | 22 |  |  | 0.3 | 0 |  |  | 0 |  |  | 0.05 | 0.06 |  |  | 38 |  |  | 0.12 | 0.05 |  |  | 51 |  |  | 0.06 | 0.2 |  |  | 68 |  |  | 0.16 | 0.0027734 | 0.12606 | Gas | FRS_110070396542
2459 | 5363 | 2021 | MN | Blue Lake Generating Plant | 8027 | Northern States Power Co - Minnesota | 13781 | Northern States Power Co - Minnesota | 13781 | Electric Utility | Midcontinent Independent Transmission System Operator, Inc.. | MISO | MRO | MROW | MRO West | MISO | 27 | 139 | Scott | 44.7855 | -93.4315 | 6 | 6 | NG | GAS |  | 0.02964 | 559.4 | 1 | [6 empty] | 1840716.161 | 1495263.005 | 1840716.161 | 1495263.005 | 145238.998 | 117982 | 94.12 | 40.451 | 2.69 | 111804.022 | 4254.235 | 497.568 | 111931.338 |  | 1.296 | 0.686 | 0.037 | 1539.587 | 0.029 | 0.003 | 1541.34 |  | 0.102 | 0.054 | 0.003 | 121.479 | 0.002 | 0 | 121.617 |  | 1.296 | 0.686 | 0.037 | 1539.587 | 0.029 | 0.003 | 1541.34 |  | 94.12 | 40.451 | 2.69 | 111804.022 | 4254.235 | 497.568 |  | 1840716.161 | 1495263.005 | 1840716.161 | 1495263.005 | EPA/CAMD | EPA/CAMD; EIA | EPA/CAMD | EPA/CAMD; EIA | EIA | EIA | -- | EPA/CAMD | EPA/CAMD | [14 empty] | 12673.7044 | 0 | 9256.681 | 135982.32 | 0 | 0 | 0 | 0 | 0 | 0 | 0 | 0 | 145239.001 | 0 | 0 | 145239.001 | 0 | 0 | 0.063734 | 0.93627 | 0 | 0 | 0 | 0 | 0 | 0 | 0 | 0 | 1 | 0 | 0 | 1 | 0 | Yes |  | 1172255.829 | 68358.937 | 36.259 | 0.785 |  | https://www.google.com/maps/@?api=1&map_action=map&center=44.785499999999999%2C-93.4315&zoom=17&basemap=satellite | 30132 | [118 empty] | 0.2 |  |  | 33 |  |  | 0.35 | 0.31 |  |  | 51 |  |  | 0.4 | 0.1 |  |  | 16 |  |  | 0.3 | 0.02 |  |  | 61 |  |  | 0.05 | 0.03 |  |  | 23 |  |  | 0.12 | 0.07 |  |  | 65 |  |  | 0.06 | 0.11 |  |  | 31 |  |  | 0.16 | 0.36286 | 0.0047533 | Gas | FRS_110009397535
2460 | 4915 | 2021 | MD | UMCP CHP Plant | 56038 | Potomac Electric Power Co | 15270 | Trigen-Cinergy Solutions College Park | 19165 | IPP CHP | PJM Interconnection, LLC | PJM | RFC | RFCE | RFC East | PJM | 24 | 33 | Prince Georges | 38.9858 | -76.9355 | 3 | 3 | NG | GAS |  | 0 | 27.4 |  |  | Yes | [10 empty] | 0 |  | 0 | 0 | [45 empty] | -- | [56 empty] | https://www.google.com/maps/@?api=1&map_action=map&center=38.985844%2C-76.935478000000003&zoom=17&basemap=satellite | 174443 | [118 empty] | 0.59 |  |  | 82 |  |  | 0.35 | 0.82 |  |  | 84 |  |  | 0.4 | 0.35 |  |  | 61 |  |  | 0.3 | 0.2 |  |  | 93 |  |  | 0.05 | 0.29 |  |  | 90 |  |  | 0.12 | 0.08 |  |  | 74 |  |  | 0.06 | 0.08 |  |  | 20 |  |  | 0.16 | 0.19913 | 0.0049601 | Gas | FRS_110028023680
2461 | 4923 | 2021 | MD | Wicomico | 56680 | Delmarva Power | 5027 | Industrial Power Generating Company LLC | 55938 | IPP Non-CHP | PJM Interconnection, LLC | PJM | RFC | RFCE | RFC East | PJM | 24 | 45 | Wicomico | 38.3847 | -75.6344 | 18 | 18 | LFG | BIOMASS |  | 0.26791 | 5.4 | 0.88682 | Yes | [5 empty] | 158416.002 | 63914.004 | 158416.002 | 63914.004 | 12673.008 | 5113.008 | 0 | 0 | 2.49 | 622.813 | 64.869 | 12.974 | 625.557 |  | 0 | 0 | 0.393 | 98.29 | 0.005 | 0.001 | 98.723 |  | 0 | 0 | 0.031 | 7.863 | 0 | 0 | 7.898 |  | 0 | 0 | 0.393 | 98.29 | 0.005 | 0.001 | 98.723 |  | 99.036 | 40.086 | 3.344 | 10059.39 | 410.531 | 47.54 |  | 158416.002 | 63914.004 | 158416.002 | 63914.004 | EIA | EIA | EIA | EIA | EIA | EIA | -- | EIA | EIA | 99.036 | 40.086 | 0.854 | 9436.577 | 345.663 | 34.566 | [8 empty] | 12500.2763 | 0 | 784.465 | 0 | 0 | 0 | 11888.535 | 0 | 0 | 0 | 0 | 0 | 784.465 | 11888.535 | 11888.535 | 12673 | 0 | 0 | 0.0619 | 0 | 0 | 0 | 0.9381 | 0 | 0 | 0 | 0 | 0 | 0.0619 | 0.9381 | 0.9381 | 1 | 0 | [7 empty] | https://www.google.com/maps/@?api=1&map_action=map&center=38.384700000000002%2C-75.634399999999999&zoom=17&basemap=satellite | 28328 | [118 empty] | 0.49 |  |  | 74 |  |  | 0.35 | 0.56 |  |  | 71 |  |  | 0.4 | 0.42 |  |  | 71 |  |  | 0.3 | 0.06 |  |  | 77 |  |  | 0.05 | 0.15 |  |  | 71 |  |  | 0.12 | 0.06 |  |  | 58 |  |  | 0.06 | 0.15 |  |  | 48 |  |  | 0.16 | 1.3961 | 0.17602 | Biomass | FRS_110040577060
2462 | 9792 | 2021 | SD | Yankton | 8034 | NorthWestern Energy - (SD) | 13809 | NorthWestern Energy - (SD) | 13809 | Electric Utility | Southwest Power Pool | SWPP | MRO | MROW | MRO West |  | 46 | 135 | Yankton | 42.8933 | -97.3533 | 4 | 4 | NG | GAS |  | 0 | 13.4 | [7 empty] | 1368.999 | 434.999 | 1368.999 | 434.999 | -168.001 | -52.999 | 2.2 | 0.699 | 0.198 | 91.159 | 9.054 | 1.811 | 91.542 |  | 0 | 0 | 0 | 0 | 0 | 0 | 0 |  | 3.214 | 3.214 | 0.29 | 133.176 | 0.007 | 0.001 | 133.736 |  | 0 | 0 | 0 | 0 | 0 | 0 | 0 |  | 2.2 | 0.699 | 0.198 | 91.159 | 9.054 | 1.811 |  | 1368.999 | 434.999 | 1368.999 | 434.999 | EIA | EIA | EIA | EIA | EIA | EIA | -- | EIA | EIA | [14 empty] | -8148.8036 | 0 | -168 | 0 | 0 | 0 | 0 | 0 | 0 | 0 | 0 | 0 | -168 | 0 | 0 | -168 | 0 | [23 empty] | https://www.google.com/maps/@?api=1&map_action=map&center=42.893332999999998%2C-97.353333000000006&zoom=17&basemap=satellite | 13674 | [118 empty] | 0.21 |  |  | 35 |  |  | 0.35 | 0.14 |  |  | 30 |  |  | 0.4 | 0.28 |  |  | 51 |  |  | 0.3 | 0 |  |  | 0 |  |  | 0.05 | 0.08 |  |  | 50 |  |  | 0.12 | 0.07 |  |  | 66 |  |  | 0.06 | 0.18 |  |  | 59 |  |  | 0.16 | 0.010683 | 0 | Gas | FRS_110028050436
2463 | 4924 | 2021 | MD | Wildcat Point Generation Facility | 59220 | PECO Energy Co | 14940 | Old Dominion Electric Coop | 40229 | Electric Utility | PJM Interconnection, LLC | PJM | RFC | RFCE | RFC East | PJM | 24 | 15 | Cecil | 39.7194 | -76.1616 | 2 | 3 | NG | GAS |  | 0.35493 | 1113.6 | 0.74179 | [6 empty] | 23985351.34 | 11415491.2 | 23985351.34 | 11415491.2 | 3462345 | 1639350 | 85.742 | 38.658 | 7.196 | 1425422.776 | 53158.702 | 5315.87 | 1426879.324 |  | 0.05 | 0.047 | 0.004 | 823.386 | 0.015 | 0.002 | 824.227 |  | 0.007 | 0.007 | 0.001 | 118.858 | 0.002 | 0 | 118.979 |  | 0.05 | 0.047 | 0.004 | 823.386 | 0.015 | 0.002 | 824.227 |  | 85.742 | 38.658 | 7.196 | 1425422.776 | 53158.702 | 5315.87 |  | 23985351.34 | 11415491.2 | 23985351.34 | 11415491.2 | EPA/CAMD | EPA/CAMD | EPA/CAMD | EPA/CAMD | EIA | EIA | -- | EPA/CAMD | EPA/CAMD | [14 empty] | 6927.4874 | 0 | 0 | 3462345 | 0 | 0 | 0 | 0 | 0 | 0 | 0 | 0 | 3462345 | 0 | 0 | 3462345 | 0 | 0 | 0 | 1 | 0 | 0 | 0 | 0 | 0 | 0 | 0 | 0 | 1 | 0 | 0 | 1 | 0 | Yes |  | 27594795.61 | 1639949.981 | 105.078 | 8.279 |  | https://www.google.com/maps/@?api=1&map_action=map&center=39.719363999999999%2C-76.161625000000001&zoom=17&basemap=satellite | 5012 | [118 empty] | 0.13 |  |  | 17 |  |  | 0.35 | 0.08 |  |  | 20 |  |  | 0.4 | 0.19 |  |  | 34 |  |  | 0.3 | 0.01 |  |  | 59 |  |  | 0.05 | 0.15 |  |  | 70 |  |  | 0.12 | 0.05 |  |  | 51 |  |  | 0.06 | 0.19 |  |  | 63 |  |  | 0.16 | 196.2834 | 0.12986 | Gas | FRS_110067266586
2464 | 4928 | 2021 | ME | Androscoggin Energy | 55031 | Central Maine Power Co | 3266 | Pixelle Androscoggin LLC | 55738 | Industrial CHP | ISO New England Inc. | ISNE | NPCC | NEWE | NPCC New England | ISONE | 23 | 7 | Franklin | 44.5063 | -70.2423 | 3 | 3 | NG | GAS |  | 0.26717 | 163.5 | 0.88805 |  | Yes | 2453227.2 | 0.532 | 0.41514 |  | 2099616.789 | 850177.521 | 2099616.789 | 850177.521 | 382655.001 | 154944.999 | 15.381 | 6.041 | 0.729 | 124863.55 | 4483.326 | 450.912 | 124986.778 |  | 0.08 | 0.078 | 0.004 | 652.617 | 0.012 | 0.001 | 653.261 |  | 0.015 | 0.014 | 0.001 | 118.939 | 0.002 | 0 | 119.057 |  | 0.08 | 0.078 | 0.004 | 652.617 | 0.012 | 0.001 | 653.261 |  | 37.049 | 14.551 | 1.756 | 300773.754 | 10799.522 | 1086.165 |  | 5057597.854 | 2047924.186 | 5057597.854 | 2047924.186 | EPA/CAMD | EPA/CAMD | EPA/CAMD | EPA/CAMD | EIA | EIA | -- | EPA/CAMD | EPA/CAMD | [6 empty] | 2957981.065 | 1197746.665 | 21.668 | 8.51 | 1.027 | 175910.204 | 6316.197 | 635.253 | 5486.9708 | 0 | 736.606 | 381918.39 | 0 | 0 | 0 | 0 | 0 | 0 | 0 | 0 | 382654.996 | 0 | 0 | 382654.996 | 0 | 0 | 0.001925 | 0.99808 | 0 | 0 | 0 | 0 | 0 | 0 | 0 | 0 | 1 | 0 | 0 | 1 | 0 | Yes |  | 5249153.408 | 314284.169 | 45.578 | 4.271 |  | https://www.google.com/maps/@?api=1&map_action=map&center=44.506315000000001%2C-70.242311999999998&zoom=17&basemap=satellite | 2001 | [118 empty] | 0.13 |  |  | 18 |  |  | 0.35 | 0.04 |  |  | 11 |  |  | 0.4 | 0.23 |  |  | 41 |  |  | 0.3 | 0 |  |  | 0 |  |  | 0.05 | 0.06 |  |  | 41 |  |  | 0.12 | 0.05 |  |  | 47 |  |  | 0.06 | 0.17 |  |  | 55 |  |  | 0.16 | 3.3644 | 0.018275 | Gas | FRS_110063588844
2465 | 6313 | 2021 | NC | Belews Creek | 8042 | Duke Energy Carolinas, LLC | 5416 | Duke Energy Carolinas, LLC | 5416 | Electric Utility | Duke Energy Carolinas | DUK | SERC | SRVC | SERC Virginia/Carolina |  | 37 | 169 | Stokes | 36.2811 | -80.0603 | 2 | 2 | BIT | COAL | Yes | 0.41287 | 2491.2 | 0.64522 | [6 empty] | 87308722.16 | 43185303.32 | 87308722.16 | 43185303.32 | 9010016 | 4437233 | 5993.404 | 2879.29 | 2386.79 | 7610766.808 | 1440314.959 | 206284.424 | 7659507.124 |  | 1.33 | 1.298 | 0.53 | 1689.401 | 0.16 | 0.023 | 1700.221 |  | 0.137 | 0.133 | 0.055 | 174.342 | 0.016 | 0.002 | 175.458 |  | 1.33 | 1.298 | 0.53 | 1689.401 | 0.16 | 0.023 | 1700.221 |  | 5993.404 | 2879.29 | 2386.79 | 7610766.808 | 1440314.959 | 206284.424 |  | 87308722.16 | 43185303.32 | 87308722.16 | 43185303.32 | EPA/CAMD | EPA/CAMD | EPA/CAMD | EPA/CAMD | EIA | EIA | -- | EPA/CAMD | EPA/CAMD | [14 empty] | 9690.185 | 5856948.1 | 0 | 3153067.9 | 0 | 0 | 0 | 0 | 0 | 0 | 0 | 0 | 9010016 | 0 | 0 | 9010016 | 0 | 0.65005 | 0 | 0.34995 | 0 | 0 | 0 | 0 | 0 | 0 | 0 | 0 | 1 | 0 | 0 | 1 | 0 | Yes |  | 88060584.97 | 6489831.065 | 6047.571 | 1980.591 |  | https://www.google.com/maps/@?api=1&map_action=map&center=36.281100000000002%2C-80.060299999999998&zoom=17&basemap=satellite | 2150 | [118 empty] | 0.25 |  |  | 42 |  |  | 0.35 | 0.13 |  |  | 29 |  |  | 0.4 | 0.37 |  |  | 65 |  |  | 0.3 | 0 |  |  | 0 |  |  | 0.05 | 0.1 |  |  | 56 |  |  | 0.12 | 0.06 |  |  | 61 |  |  | 0.06 | 0.12 |  |  | 35 |  |  | 0.16 | 547.57 | 0.20505 | Coal | FRS_110000604141
2466 | 4929 | 2021 | ME | Androscoggin Mill | 54085 | Central Maine Power Co | 3266 | Pixelle Androscoggin LLC | 55738 | Industrial CHP | ISO New England Inc. | ISNE | NPCC | NEWE | NPCC New England | ISONE | 23 | 7 | Franklin | 44.5063 | -70.2395 | 3 | 3 | NG | GAS |  | 0.14065 | 80 | 1 | Yes | Yes | 32391.2 | 10.386 | 0.93265 |  | 180881.58 | 20328.007 | 180881.58 | 20328.007 | 98565 | 35349 | 17.455 | 1.646 | 0.289 | 10571.539 | 398.776 | 39.878 | 10582.465 |  | 0.354 | 0.093 | 0.006 | 214.509 | 0.004 | 0 | 214.731 |  | 0.193 | 0.162 | 0.003 | 116.889 | 0.002 | 0 | 117.01 |  | 0.354 | 0.093 | 0.006 | 214.509 | 0.004 | 0 | 214.731 |  | 18.716 | 1.765 | 0.31 | 11334.966 | 427.574 | 42.757 |  | 193944 | 21796 | 193944 | 21796 | EIA | EIA | EIA | EIA | EIA | EIA | -- | EIA | EIA |  |  |  | 0 |  |  | 13062.42 | 1467.993 | 1.261 | 0.119 | 0.021 | 763.427 | 28.798 | 2.88 | 1835.1502 | 0 | 0 | 50327.419 | 0 | 0 | 48237.581 | 0 | 0 | 0 | 0 | 0 | 50327.419 | 48237.581 | 48237.581 | 98565 | 0 | 0 | 0 | 0.5106 | 0 | 0 | 0.4894 | 0 | 0 | 0 | 0 | 0 | 0.5106 | 0.4894 | 0.4894 | 1 | 0 | [7 empty] | https://www.google.com/maps/@?api=1&map_action=map&center=44.506273%2C-70.239474000000001&zoom=17&basemap=satellite | 2266 | [118 empty] | 0.15 |  |  | 21 |  |  | 0.35 | 0.05 |  |  | 13 |  |  | 0.4 | 0.25 |  |  | 45 |  |  | 0.3 | 0 |  |  | 0 |  |  | 0.05 | 0.06 |  |  | 40 |  |  | 0.12 | 0.05 |  |  | 46 |  |  | 0.06 | 0.16 |  |  | 53 |  |  | 0.16 | 4.5309 | 0.051146 | Gas | FRS_110008053587
2467 | 4931 | 2021 | ME | Athens Energy | 60457 | Central Maine Power Co | 3266 | Athens Energy, LLC | 60242 | IPP Non-CHP | ISO New England Inc. | ISNE | NPCC | NEWE | NPCC New England | ISONE | 23 | 25 | Somerset | 44.9455 | -69.6607 | 1 | 1 | WDS | BIOMASS |  | 0.79534 | 8.5 | 0.007767 | Yes | [5 empty] | 971340 | 411171 | 971340 | 411171 | 59221 | 25068 | 114.275 | 48.373 | 12.142 | 0 | 68526.076 | 8994.048 | 2196.689 |  | 3.859 | 3.859 | 0.41 | 0 | 1.157 | 0.152 | 74.186 |  | 0.235 | 0.235 | 0.025 | 0 | 0.071 | 0.009 | 4.523 |  | 3.859 | 3.859 | 0.41 | 0 | 1.157 | 0.152 | 74.186 |  | 114.275 | 48.373 | 12.142 | 100433.42 | 68526.076 | 8994.048 |  | 971340 | 411171 | 971340 | 411171 | EIA | EIA | EIA | EIA | EIA | EIA | -- | EIA | EIA |  |  |  | 100433.42 | [10 empty] | 16401.952 | 0 | 0 | 0 | 0 | 0 | 59221 | 0 | 0 | 0 | 0 | 0 | 0 | 59221 | 59221 | 59221 | 0 | 0 | 0 | 0 | 0 | 0 | 1 | 0 | 0 | 0 | 0 | 0 | 0 | 1 | 1 | 1 | 0 | [7 empty] | https://www.google.com/maps/@?api=1&map_action=map&center=44.945514000000003%2C-69.660704999999993&zoom=17&basemap=satellite | 644 | [118 empty] | 0.31 |  |  | 53 |  |  | 0.35 | 0.05 |  |  | 13 |  |  | 0.4 | 0.58 |  |  | 86 |  |  | 0.3 | 0 |  |  | 0 |  |  | 0.05 | 0.18 |  |  | 78 |  |  | 0.12 | 0.1 |  |  | 84 |  |  | 0.06 | 0.22 |  |  | 74 |  |  | 0.16 | 86.5377 | 2.9226 | Biomass | FRS_110028023742
2468 | 8436 | 2021 | NY | Pouch Terminal | 8053 | Consolidated Edison Co-NY Inc | 4226 | New York Power Authority | 15296 | Electric Utility | New York Independent System Operator | NYIS | NPCC | NYCW | NPCC NYC/Westchester | NYISO | 36 | 85 | Richmond | 40.6182 | -74.0685 | 1 | 1 | NG | GAS |  | 0.13606 | 47 | 1 | [6 empty] | 617621.913 | 402612.695 | 617621.913 | 402612.695 | 56019 | 36517 | 3.473 | 2.181 | 0.185 | 36703.633 | 1349.431 | 134.943 | 36740.607 |  | 0.124 | 0.119 | 0.007 | 1310.399 | 0.024 | 0.002 | 1311.72 |  | 0.011 | 0.011 | 0.001 | 118.855 | 0.002 | 0 | 118.974 |  | 0.124 | 0.119 | 0.007 | 1310.399 | 0.024 | 0.002 | 1311.72 |  | 3.473 | 2.181 | 0.185 | 36703.633 | 1349.431 | 134.943 |  | 617621.913 | 402612.695 | 617621.913 | 402612.695 | EPA/CAMD | EPA/CAMD | EPA/CAMD | EPA/CAMD | EIA | EIA | -- | EPA/CAMD | EPA/CAMD | [14 empty] | 11025.2222 | 0 | 0 | 56018.999 | 0 | 0 | 0 | 0 | 0 | 0 | 0 | 0 | 56018.999 | 0 | 0 | 56018.999 | 0 | 0 | 0 | 1 | 0 | 0 | 0 | 0 | 0 | 0 | 0 | 0 | 1 | 0 | 0 | 1 | 0 | Yes |  | 650178.852 | 38639.138 | 3.572 | 0.195 |  | https://www.google.com/maps/@?api=1&map_action=map&center=40.618200000000002%2C-74.068489999999997&zoom=17&basemap=satellite | 252095 | [118 empty] | 0.37 |  |  | 61 |  |  | 0.35 | 0.48 |  |  | 65 |  |  | 0.4 | 0.27 |  |  | 49 |  |  | 0.3 | 0.1 |  |  | 85 |  |  | 0.05 | 0.15 |  |  | 70 |  |  | 0.12 | 0.06 |  |  | 57 |  |  | 0.06 | 0.17 |  |  | 56 |  |  | 0.16 | 2.1936 | 0.073154 | Gas | FRS_110028050230
2469 | 6142 | 2021 | MS | Gerald Andrus | 8054 | Entergy Mississippi Inc | 12685 | Entergy Mississippi LLC | 12685 | Electric Utility | Midcontinent Independent Transmission System Operator, Inc.. | MISO | SERC | SRMV | SERC Mississippi Valley | MISO | 28 | 151 | Washington | 33.35 | -91.1167 | 1 | 1 | NG | GAS |  | 0.02558 | 781.4 | 1 | [6 empty] | 2080842.074 | 626074.636 | 2080842.074 | 626074.636 | 175101 | 56431 | 263.199 | 83.874 | 0.676 | 123710.615 | 4550.997 | 455.1 | 123835.312 |  | 3.006 | 2.973 | 0.008 | 1413.02 | 0.026 | 0.003 | 1414.444 |  | 0.253 | 0.268 | 0.001 | 118.904 | 0.002 | 0 | 119.024 |  | 3.006 | 2.973 | 0.008 | 1413.02 | 0.026 | 0.003 | 1414.444 |  | 263.199 | 83.874 | 0.676 | 123710.615 | 4550.997 | 455.1 |  | 2080842.074 | 626074.636 | 2080842.074 | 626074.636 | EPA/CAMD | EPA/CAMD | EPA/CAMD | EPA/CAMD | EIA | EIA | -- | EPA/CAMD | EPA/CAMD | [14 empty] | 11883.6676 | 0 | 0 | 175101 | 0 | 0 | 0 | 0 | 0 | 0 | 0 | 0 | 175101 | 0 | 0 | 175101 | 0 | 0 | 0 | 1 | 0 | 0 | 0 | 0 | 0 | 0 | 0 | 0 | 1 | 0 | 0 | 1 | 0 | Yes |  | 8796851.024 | 523073.144 | 1146.807 | 2.944 |  | https://www.google.com/maps/@?api=1&map_action=map&center=33.35%2C-91.116699999999994&zoom=17&basemap=satellite | 2486 | [118 empty] | 0.43 |  |  | 68 |  |  | 0.35 | 0.52 |  |  | 68 |  |  | 0.4 | 0.34 |  |  | 60 |  |  | 0.3 | 0.01 |  |  | 57 |  |  | 0.05 | 0.08 |  |  | 50 |  |  | 0.12 | 0.05 |  |  | 51 |  |  | 0.06 | 0.23 |  |  | 76 |  |  | 0.16 | 41.27 | 0.08352 | Gas | FRS_110000375781
2470 | 4950 | 2021 | ME | Eastern Maine Medical Center | 58153 | Emera Maine | 1179 | Eastern Maine Medical Center | 58122 | Commercial CHP | ISO New England Inc. | ISNE | NPCC | NEWE | NPCC New England | ISONE | 23 | 19 | Penobscot | 44.8083 | -68.7508 | 1 | 1 | NG | GAS |  | 0.93304 | 3.8 | 0 |  | Yes | 228985.6 | 0.463 | 0.38166 |  | 165418.351 | 72490.347 | 165418.351 | 72490.347 | 31059 | 13323 | 26.455 | 11.592 | 0.264 | 9667.798 | 365.022 | 36.553 | 9677.807 |  | 1.704 | 1.74 | 0.017 | 622.544 | 0.012 | 0.001 | 623.189 |  | 0.32 | 0.32 | 0.003 | 116.889 | 0.002 | 0 | 117.01 |  | 1.704 | 1.74 | 0.017 | 622.544 | 0.012 | 0.001 | 623.189 |  | 69.314 | 30.372 | 0.692 | 25330.736 | 956.399 | 95.772 |  | 433415 | 189933 | 433415 | 189933 | EIA | EIA | EIA | EIA | EIA | EIA | -- | EIA | EIA | [6 empty] | 267996.649 | 117442.653 | 42.859 | 18.78 | 0.428 | 15662.938 | 591.377 | 59.22 | 5325.9394 | 0 | 13.738 | 31045.262 | 0 | 0 | 0 | 0 | 0 | 0 | 0 | 0 | 31059 | 0 | 0 | 31059 | 0 | 0 | 0.00044232 | 0.99956 | 0 | 0 | 0 | 0 | 0 | 0 | 0 | 0 | 1 | 0 | 0 | 1 | 0 | [7 empty] | https://www.google.com/maps/@?api=1&map_action=map&center=44.808332999999998%2C-68.750833&zoom=17&basemap=satellite | 33548 | [118 empty] | 0.22 |  |  | 36 |  |  | 0.35 | 0.08 |  |  | 20 |  |  | 0.4 | 0.35 |  |  | 62 |  |  | 0.3 | 0 |  |  | 0 |  |  | 0.05 | 0.05 |  |  | 35 |  |  | 0.12 | 0.05 |  |  | 49 |  |  | 0.06 | 0.18 |  |  | 61 |  |  | 0.16 | 0.0831 | 0.0052955 | Gas | FRS_110001839217
2471 | 4956 | 2021 | ME | Georges River Energy | 64408 | Central Maine Power Co | 3266 | Robbins Lumber Inc | 16191 | IPP CHP | ISO New England Inc. | ISNE | NPCC | NEWE | NPCC New England | ISONE | 23 | 27 | Waldo | 44.3331 | -69.2019 | 1 | 1 | WDS | BIOMASS |  | 0.55159 | 10 | 0.41402 | Yes | Yes | 331516.8 | 0.497 | 0.39877 |  | 411324.466 | 0 | 411324.466 | 0 | 48319 | 20453.22 | 48.391 | 20.484 | 5.142 | 0 | 29018.223 | 3808.642 | 930.051 |  | 2.003 | 2.003 | 0.213 | 0 | 0.601 | 0.079 | 38.496 |  | 0.235 |  | 0.025 | 0 | 0.071 | 0.009 | 4.522 |  | 2.003 | 2.003 | 0.213 | 0 | 0.601 | 0.079 | 38.496 |  | 121.35 | 51.367 | 12.894 | 106651.185 | 72768.761 | 9550.9 |  | 1031475 | 0 | 1031475 | 0 | EIA | EIA | EIA | EIA | EIA | EIA | -- | EIA | EIA |  |  |  | 106651.185 |  |  | 620150.534 | 0 | 72.959 | 30.883 | 7.752 | 106651.185 | 43750.538 | 5742.258 | 8512.6858 | 0 | 0 | 0 | 0 | 0 | 48319 | 0 | 0 | 0 | 0 | 0 | 0 | 48319 | 48319 | 48319 | 0 | 0 | 0 | 0 | 0 | 0 | 1 | 0 | 0 | 0 | 0 | 0 | 0 | 1 | 1 | 1 | 0 | [7 empty] | https://www.google.com/maps/@?api=1&map_action=map&center=44.333100000000002%2C-69.201899999999995&zoom=17&basemap=satellite | 1037 | [118 empty] | 0.14 |  |  | 19 |  |  | 0.35 | 0.03 |  |  | 9 |  |  | 0.4 | 0.25 |  |  | 45 |  |  | 0.3 | 0 |  |  | 0 |  |  | 0.05 | 0.05 |  |  | 34 |  |  | 0.12 | 0.02 |  |  | 21 |  |  | 0.06 | 0.25 |  |  | 80 |  |  | 0.16 | 4.4873 | 0.17059 | Biomass | FRS_
2472 | 8827 | 2021 | OK | Comanche (8059) | 8059 | Public Service Co of Oklahoma | 15474 | Public Service Co of Oklahoma | 15474 | Electric Utility | Southwest Power Pool | SWPP | MRO | SPSO | SPP South |  | 40 | 31 | Comanche | 34.5431 | -98.3244 | 2 | 4 | NG | GAS |  | 0.08485 | 294 | 1 | [6 empty] | 2080391.386 | 1124453.558 | 2080391.386 | 1124453.558 | 218525 | 118178 | 33.498 | 14.255 | 0.624 | 123635.541 | 4553.16 | 455.316 | 123760.298 |  | 0.307 | 0.241 | 0.006 | 1131.546 | 0.021 | 0.002 | 1132.688 |  | 0.032 | 0.025 | 0.001 | 118.858 | 0.002 | 0 | 118.978 |  | 0.307 | 0.241 | 0.006 | 1131.546 | 0.021 | 0.002 | 1132.688 |  | 33.498 | 14.255 | 0.624 | 123635.541 | 4553.16 | 455.316 |  | 2080391.386 | 1124453.558 | 2080391.386 | 1124453.558 | EPA/CAMD | EPA/CAMD | EPA/CAMD | EPA/CAMD | EIA | EIA | -- | EPA/CAMD | EPA/CAMD | [14 empty] | 9520.1528 | 0 | 0 | 218525 | 0 | 0 | 0 | 0 | 0 | 0 | 0 | 0 | 218525 | 0 | 0 | 218525 | 0 | 0 | 0 | 1 | 0 | 0 | 0 | 0 | 0 | 0 | 0 | 0 | 1 | 0 | 0 | 1 | 0 | Yes |  | 2704671.839 | 160736.396 | 55.661 | 0.812 |  | https://www.google.com/maps/@?api=1&map_action=map&center=34.543100000000003%2C-98.324399999999997&zoom=17&basemap=satellite | 3420 | [118 empty] | 0.37 |  |  | 61 |  |  | 0.35 | 0.56 |  |  | 70 |  |  | 0.4 | 0.18 |  |  | 32 |  |  | 0.3 | 0.01 |  |  | 58 |  |  | 0.05 | 0.18 |  |  | 76 |  |  | 0.12 | 0.01 |  |  | 14 |  |  | 0.06 | 0.15 |  |  | 49 |  |  | 0.16 | 7.5798 | 0.062319 | Gas | FRS_110001631707
2473 | 9992 | 2021 | TX | Decordova | 8063 | Oncor Electric Delivery Company LLC | 44372 | Luminant Generation Company LLC | 55983 | IPP Non-CHP | Electric Reliability Council of Texas, Inc. | ERCO | TRE | ERCT | ERCOT All | ERCOT | 48 | 221 | Hood | 32.4031 | -97.7006 | 4 | 4 | NG | GAS |  | 0.01931 | 357.6 | 1 | [6 empty] | 923053.1 | 242482.2 | 923053.1 | 242482.2 | 60503 | 28084 | 398.334 | 84.875 | 0.157 | 53947.403 | 3039.652 | 486.838 | 54057.938 |  | 13.167 | 6.044 | 0.005 | 1783.297 | 0.05 | 0.008 | 1786.951 |  | 0.863 | 0.7 | 0 | 116.889 | 0.003 | 0.001 | 117.129 |  | 13.167 | 6.044 | 0.005 | 1783.297 | 0.05 | 0.008 | 1786.951 |  | 398.334 | 84.875 | 0.157 | 53947.403 | 3039.652 | 486.838 |  | 923053.1 | 242482.2 | 923053.1 | 242482.2 | EPA/CAMD | EPA/CAMD | EIA | EIA | EIA | EIA | -- | EPA/CAMD | EPA/CAMD | [14 empty] | 15256.3195 | 0 | 20258.811 | 40244.189 | 0 | 0 | 0 | 0 | 0 | 0 | 0 | 0 | 60503 | 0 | 0 | 60503 | 0 | 0 | 0.33484 | 0.66516 | 0 | 0 | 0 | 0 | 0 | 0 | 0 | 0 | 1 | 0 | 0 | 1 | 0 | Yes |  | 1085696 |  | 357.855 |  |  | https://www.google.com/maps/@?api=1&map_action=map&center=32.403055999999999%2C-97.700556000000006&zoom=17&basemap=satellite | 12780 | [118 empty] | 0.17 |  |  | 26 |  |  | 0.35 | 0.16 |  |  | 34 |  |  | 0.4 | 0.18 |  |  | 33 |  |  | 0.3 | 0.03 |  |  | 66 |  |  | 0.05 | 0.08 |  |  | 50 |  |  | 0.12 | 0.06 |  |  | 55 |  |  | 0.06 | 0.31 |  |  | 90 |  |  | 0.16 | 2.0049 | 0.18232 | Gas | FRS_110008149217
2474 | 4974 | 2021 | ME | Maine Independence Station | 55068 | Versant Power | 1179 | Casco Bay Energy Co LLC | 4966 | IPP Non-CHP | ISO New England Inc. | ISNE | NPCC | NEWE | NPCC New England | ISONE | 23 | 19 | Penobscot | 44.8242 | -68.7094 | 2 | 3 | NG | GAS |  | 0.11094 | 550.2 | 1 | [6 empty] | 3970818.165 | 2804341.565 | 3970818.165 | 2804341.565 | 534682 | 382243 | 34.432 | 22.242 | 1.191 | 235978.108 | 8881.548 | 888.155 | 236221.462 |  | 0.129 | 0.116 | 0.004 | 882.686 | 0.017 | 0.002 | 883.596 |  | 0.017 | 0.016 | 0.001 | 118.856 | 0.002 | 0 | 118.979 |  | 0.129 | 0.116 | 0.004 | 882.686 | 0.017 | 0.002 | 883.596 |  | 34.432 | 22.242 | 1.191 | 235978.108 | 8881.548 | 888.155 |  | 3970818.165 | 2804341.565 | 3970818.165 | 2804341.565 | EPA/CAMD | EPA/CAMD | EPA/CAMD | EPA/CAMD | EIA | EIA | -- | EPA/CAMD | EPA/CAMD | [14 empty] | 7426.5043 | 0 | 0 | 534682 | 0 | 0 | 0 | 0 | 0 | 0 | 0 | 0 | 534682 | 0 | 0 | 534682 | 0 | 0 | 0 | 1 | 0 | 0 | 0 | 0 | 0 | 0 | 0 | 0 | 1 | 0 | 0 | 1 | 0 | Yes |  | 4942938.041 | 293753.722 | 40.305 | 1.483 |  | https://www.google.com/maps/@?api=1&map_action=map&center=44.824199999999998%2C-68.709400000000002&zoom=17&basemap=satellite | 11794 | [118 empty] | 0.17 |  |  | 26 |  |  | 0.35 | 0.09 |  |  | 21 |  |  | 0.4 | 0.27 |  |  | 48 |  |  | 0.3 | 0 |  |  | 0 |  |  | 0.05 | 0.05 |  |  | 32 |  |  | 0.12 | 0.04 |  |  | 44 |  |  | 0.06 | 0.19 |  |  | 65 |  |  | 0.16 | 2.8663 | 0.031749 | Gas | FRS_110042400666
2475 | 4976 | 2021 | ME | Mead Rumford Cogen | 10491 | Central Maine Power Co | 3266 | ND Paper, Inc. | 61813 | Industrial CHP | ISO New England Inc. | ISNE | NPCC | NEWE | NPCC New England | ISONE | 23 | 17 | Oxford | 44.5465 | -70.5443 | 1 | 1 | NG | GAS |  | 0 | 12.5 |  | Yes | Yes | 889024 | 0 | 0 |  | 0 | 0 | 0 | 0 | 0 | 0 | 0 | 0 | 0 | 0 | 0 | 0 | 0 | [25 empty] | 33.338 | 7.187 | 1.776 | 64948.236 | 2449.955 | 244.996 |  | 1111280 | 359336 | 1111280 | 359336 | EIA | EIA | EIA | EIA | EIA | EIA | -- | EIA | EIA |  |  |  | 0 |  |  | 1111280 | 359336 | 33.338 | 7.187 | 1.776 | 64948.236 | 2449.955 | 244.996 |  | 0 | 0 | 0 | 0 | 0 | 0 | 0 | 0 | 0 | 0 | 0 | 0 | 0 | 0 | 0 | 0 | [23 empty] | https://www.google.com/maps/@?api=1&map_action=map&center=44.546503000000001%2C-70.544286&zoom=17&basemap=satellite | 6918 | [118 empty] | 0.22 |  |  | 37 |  |  | 0.35 | 0.04 |  |  | 12 |  |  | 0.4 | 0.4 |  |  | 68 |  |  | 0.3 | 0 |  |  | 0 |  |  | 0.05 | 0.08 |  |  | 49 |  |  | 0.12 | 0.02 |  |  | 25 |  |  | 0.06 | 0.23 |  |  | 77 |  |  | 0.16 | 0 |  | Gas | FRS_
2476 | 10595 | 2021 | UT | Huntington | 8069 | PacifiCorp | 14354 | PacifiCorp | 14354 | Electric Utility | PacifiCorp - East | PACE | WECC | NWPP | WECC Northwest |  | 49 | 15 | Emery | 39.3792 | -111.0781 | 2 | 2 | BIT | COAL | Yes | 0.68932 | 1037.3 | 0.18447 | [6 empty] | 66672666.13 | 30214272.32 | 66672666.13 | 30214272.32 | 6263658 | 2830708 | 6604.219 | 2973.148 | 2690.328 | 6840616.574 | 1550627.194 | 225553.807 | 6893606.931 |  | 2.109 | 2.101 | 0.859 | 2184.224 | 0.248 | 0.036 | 2201.144 |  | 0.198 | 0.197 | 0.081 | 205.2 | 0.023 | 0.003 | 206.79 |  | 2.109 | 2.101 | 0.859 | 2184.224 | 0.248 | 0.036 | 2201.144 |  | 6604.219 | 2973.148 | 2690.328 | 6840616.574 | 1550627.194 | 225553.807 |  | 66672666.13 | 30214272.32 | 66672666.13 | 30214272.32 | EPA/CAMD | EPA/CAMD | EPA/CAMD | EPA/CAMD | EIA | EIA | -- | EPA/CAMD | EPA/CAMD | [14 empty] | 10644.3656 | 6261476.3 | 2181.711 | 0 | 0 | 0 | 0 | 0 | 0 | 0 | 0 | 0 | 6263658.011 | 0 | 0 | 6263658.011 | 0 | 0.99965 | 0.00034831 | 0 | 0 | 0 | 0 | 0 | 0 | 0 | 0 | 0 | 1 | 0 | 0 | 1 | 0 | Yes |  | 60899949.53 | 6248339.839 | 5827.812 | 2518.797 |  | https://www.google.com/maps/@?api=1&map_action=map&center=39.379199999999997%2C-111.07810000000001&zoom=17&basemap=satellite | 44 | [118 empty] | 0.17 |  |  | 25 |  |  | 0.35 | 0.14 |  |  | 30 |  |  | 0.4 | 0.19 |  |  | 35 |  |  | 0.3 | 0 |  |  | 0 |  |  | 0.05 | 0.03 |  |  | 25 |  |  | 0.12 | 0.06 |  |  | 62 |  |  | 0.06 | 0.25 |  |  | 80 |  |  | 0.16 | 222.3369 | 0.098481 | Coal | FRS_110020101922
2477 | 8942 | 2021 | OR | Beaver | 8073 | Portland General Electric Co | 15248 | Portland General Electric Co | 15248 | Electric Utility | Portland General Electric Company | PGE | WECC | NWPP | WECC Northwest |  | 41 | 9 | Columbia | 46.1724 | -123.1739 | 7 | 8 | NG | GAS |  | 0.15732 | 610.7 | 1 | [6 empty] | 8545782.928 | 5395829.083 | 8545782.928 | 5395829.083 | 841643 | 540517 | 568.682 | 383.421 | 6.212 | 499475.543 | 18844.29 | 1885.036 | 499991.967 |  | 1.351 | 1.419 | 0.015 | 1186.906 | 0.022 | 0.002 | 1188.133 |  | 0.133 | 0.142 | 0.001 | 116.894 | 0.002 | 0 | 117.015 |  | 1.351 | 1.419 | 0.015 | 1186.906 | 0.022 | 0.002 | 1188.133 |  | 568.682 | 383.421 | 6.212 | 499475.543 | 18844.29 | 1885.036 |  | 8545782.928 | 5395829.083 | 8545782.928 | 5395829.083 | EIA | EIA | EIA | EIA | EIA | EIA | -- | [16 empty] | 10153.691 | 0 | 207.509 | 841435.49 | 0 | 0 | 0 | 0 | 0 | 0 | 0 | 0 | 841642.999 | 0 | 0 | 841642.999 | 0 | 0 | 0.00024655 | 0.99975 | 0 | 0 | 0 | 0 | 0 | 0 | 0 | 0 | 1 | 0 | 0 | 1 | 0 | [7 empty] | https://www.google.com/maps/@?api=1&map_action=map&center=46.172401000000001%2C-123.17392&zoom=17&basemap=satellite | 871 | [118 empty] | 0.2 |  |  | 32 |  |  | 0.35 | 0.11 |  |  | 26 |  |  | 0.4 | 0.29 |  |  | 52 |  |  | 0.3 | 0 |  |  | 0 |  |  | 0.05 | 0.07 |  |  | 46 |  |  | 0.12 | 0.03 |  |  | 31 |  |  | 0.06 | 0.25 |  |  | 81 |  |  | 0.16 | 11.9397 | 0.063362 | Gas | FRS_110006858604
2478 | 4995 | 2021 | ME | Pine Tree Landfill Gas to Energy | 58993 | Emera Maine | 1179 | Pine Tree Landfill | 58845 | IPP Non-CHP | ISO New England Inc. | ISNE | NPCC | NEWE | NPCC New England | ISONE | 23 | 19 | Penobscot | 44.7686 | -68.8617 | 2 | 2 | LFG | BIOMASS |  | 0.01354 | 2.2 | 1 | Yes | [5 empty] | 3500 | 0 | 3500 | 0 | 261 | 0 | 0 | 0 | 0.059 | 0.001 | 0 | 0 | 0.001 |  | 0 |  | 0.45 | 0.006 | 0 | 0 | 0.006 |  | 0 |  | 0.034 | 0 | 0 | 0 | 0 |  | 0 |  | 0.45 | 0.006 | 0 | 0 | 0.006 |  | 3.356 | 0 | 0.079 | 222.25 | 8.141 | 0.814 |  | 3500 | 0 | 3500 | 0 | EIA | EIA | EIA | EIA | EIA | EIA | -- | EIA | EIA | 3.356 | 0 | 0.02 | 222.249 | 8.141 | 0.814 | [8 empty] | 13409.9617 | 0 | 0 | 0 | 0 | 0 | 261 | 0 | 0 | 0 | 0 | 0 | 0 | 261 | 261 | 261 | 0 | 0 | 0 | 0 | 0 | 0 | 1 | 0 | 0 | 0 | 0 | 0 | 0 | 1 | 1 | 1 | 0 | [7 empty] | https://www.google.com/maps/@?api=1&map_action=map&center=44.768611%2C-68.861666999999997&zoom=17&basemap=satellite | 5116 | [118 empty] | 0.09 |  |  | 9 |  |  | 0.35 | 0.03 |  |  | 10 |  |  | 0.4 | 0.15 |  |  | 26 |  |  | 0.3 | 0 |  |  | 0 |  |  | 0.05 | 0.03 |  |  | 26 |  |  | 0.12 | 0.04 |  |  | 44 |  |  | 0.06 | 0.2 |  |  | 67 |  |  | 0.16 | 0.42703 | 0.16916 | Biomass | FRS_110032749177
2479 | 5001 | 2021 | ME | Red Shield Envir Old Town Facility | 10700 | Versant Power | 1179 | ND Paper, Inc. | 61813 | Industrial CHP | ISO New England Inc. | ISNE | NPCC | NEWE | NPCC New England | ISONE | 23 | 19 | Penobscot | 44.9181 | -68.6355 | 4 | 2 | BLQ | BIOMASS |  | 0.29533 | 28.5 | 0.84112 | Yes | Yes | 2956048 | 0.085 | 0.10193 |  | 411790.302 | 33678.051 | 411790.302 | 33678.051 | 73730.877 | 33204.294 | 28.943 | 2.88 | 79.329 | 7953.986 | 2519.907 | 1333.999 | 8184.251 |  | 0.785 | 0.173 | 2.152 | 215.757 | 0.034 | 0.018 | 222.003 |  | 0.141 | 0.171 | 0.385 | 38.631 | 0.006 | 0.003 | 39.75 |  | 0.785 | 0.173 | 2.152 | 215.757 | 0.034 | 0.018 | 222.003 |  | 283.939 | 28.255 | 778.231 | 377456.026 | 24720.859 | 13086.835 |  | 4039756 | 330389.3 | 4039756 | 330389.3 | EIA | EIA | EIA | EIA | EIA | EIA | -- | EIA | EIA |  |  |  | 299425.625 |  |  | 3627965.698 | 296711.249 | 254.996 | 25.375 | 698.903 | 70076.415 | 22200.952 | 11752.836 | 5585.0455 | 0 | 0 | 62566.568 | 0 | 0 | 11164.309 | 0 | 0 | 0 | 0 | 0 | 62566.568 | 11164.309 | 11164.309 | 73730.877 | 0 | 0 | 0 | 0.84858 | 0 | 0 | 0.15142 | 0 | 0 | 0 | 0 | 0 | 0.84858 | 0.15142 | 0.15142 | 1 | 0 | [7 empty] | https://www.google.com/maps/@?api=1&map_action=map&center=44.918062999999997%2C-68.635540000000006&zoom=17&basemap=satellite | 17844 | [118 empty] | 0.31 |  |  | 52 |  |  | 0.35 | 0.14 |  |  | 30 |  |  | 0.4 | 0.46 |  |  | 76 |  |  | 0.3 | 0.01 |  |  | 57 |  |  | 0.05 | 0.07 |  |  | 42 |  |  | 0.12 | 0.04 |  |  | 41 |  |  | 0.06 | 0.11 |  |  | 31 |  |  | 0.16 | 0.56368 | 0.037212 | Biomass | FRS_
2480 | 8692 | 2021 | OH | Gen J M Gavin | 8102 | Ohio Power Co | 14006 | Gavin Power, LLC | 61135 | IPP Non-CHP | PJM Interconnection, LLC | PJM | RFC | RFCW | RFC West | PJM | 39 | 53 | Gallia | 38.9347 | -82.1158 | 4 | 2 | RC | COAL | Yes | 0.6062 | 2600 | 0.32301 | [6 empty] | 143660902.8 | 63505407.25 | 143660902.8 | 63505407.25 | 13806727 | 6182251 | 8322.199 | 3833.141 | 25841.809 | 14736056.77 | 3371759.971 | 490494.75 | 14851287.49 |  | 1.206 | 1.24 | 3.743 | 2134.62 | 0.244 | 0.036 | 2151.312 |  | 0.116 | 0.121 | 0.36 | 205.151 | 0.023 | 0.003 | 206.755 |  | 1.206 | 1.24 | 3.743 | 2134.62 | 0.244 | 0.036 | 2151.312 |  | 8322.199 | 3833.141 | 25841.809 | 14736056.77 | 3371759.971 | 490494.75 |  | 143660902.8 | 63505407.25 | 143660902.8 | 63505407.25 | EPA/CAMD; EIA | EPA/CAMD | EPA/CAMD; EIA | EPA/CAMD; EIA | EIA | EIA | -- | EPA/CAMD | EPA/CAMD | [14 empty] | 10405.1382 | 13776606.92 | 30120.118 | 0 | 0 | 0 | 0 | 0 | 0 | 0 | 0 | 0 | 13806727.04 | 0 | 0 | 13806727.04 | 0 | 0.99782 | 0.0021816 | 0 | 0 | 0 | 0 | 0 | 0 | 0 | 0 | 0 | 1 | 0 | 0 | 1 | 0 | Yes |  | 120302727.6 | 12337612.3 | 5503.789 | 20338.662 |  | https://www.google.com/maps/@?api=1&map_action=map&center=38.934699999999999%2C-82.115799999999993&zoom=17&basemap=satellite | 2264 | [118 empty] | 0.17 |  |  | 26 |  |  | 0.35 | 0.03 |  |  | 10 |  |  | 0.4 | 0.28 |  |  | 51 |  |  | 0.3 | 0 |  |  | 0 |  |  | 0.05 | 0.12 |  |  | 62 |  |  | 0.12 | 0.04 |  |  | 40 |  |  | 0.06 | 0.17 |  |  | 58 |  |  | 0.16 | 565.3859 | 0.08635 | Coal | FRS_110043788327
2481 | 5517 | 2021 | MN | Halstad | 8105 | City of Halstad - (MN) | 7969 | City of Halstad - (MN) | 7969 | Electric Utility | Midcontinent Independent Transmission System Operator, Inc.. | MISO | MRO | MROW | MRO West | MISO | 27 | 107 | Norman | 47.3501 | -96.8319 | 2 | 2 | DFO | OIL |  | 0.00066 | 4 | 1 | [6 empty] | 276 | 96 | 276 | 96 | 23 | 8 | 0.428 | 0.15 | 0.04 | 22.538 | 1.825 | 0.365 | 22.615 |  | 37.217 | 37.5 | 3.478 | 1959.826 | 0.079 | 0.016 | 1966.54 |  | 3.101 | 3.125 | 0.29 | 163.319 | 0.007 | 0.001 | 163.878 |  | 37.217 | 37.5 | 3.478 | 1959.826 | 0.079 | 0.016 | 1966.54 |  | 0.428 | 0.15 | 0.04 | 22.538 | 1.825 | 0.365 |  | 276 | 96 | 276 | 96 | EIA | EIA | EIA | EIA | EIA | EIA | -- | EIA | EIA | [14 empty] | 12000 | 0 | 23 | 0 | 0 | 0 | 0 | 0 | 0 | 0 | 0 | 0 | 23 | 0 | 0 | 23 | 0 | 0 | 1 | 0 | 0 | 0 | 0 | 0 | 0 | 0 | 0 | 0 | 1 | 0 | 0 | 1 | 0 | [7 empty] | https://www.google.com/maps/@?api=1&map_action=map&center=47.350064000000003%2C-96.831911000000005&zoom=17&basemap=satellite | 589 | [118 empty] | 0.26 |  |  | 44 |  |  | 0.35 | 0.2 |  |  | 39 |  |  | 0.4 | 0.32 |  |  | 57 |  |  | 0.3 | 0 |  |  | 0 |  |  | 0.05 | 0.08 |  |  | 47 |  |  | 0.12 | 0.07 |  |  | 67 |  |  | 0.06 | 0.23 |  |  | 77 |  |  | 0.16 | 0.03348 | 2.6784 | Oil | FRS_110003810010
2482 | 5011 | 2021 | ME | Rumford Power | 55100 | Central Maine Power Co | 3266 | Rumford Power | 54821 | IPP Non-CHP | ISO New England Inc. | ISNE | NPCC | NEWE | NPCC New England | ISONE | 23 | 17 | Oxford | 44.5303 | -70.5219 | 1 | 2 | NG | GAS |  | 0.13498 | 274.5 | 1 | [6 empty] | 2440563.036 | 2278429.07 | 2440563.036 | 2278429.07 | 324582 | 304013 | 21.803 | 19.221 | 0.732 | 145037.74 | 5401.246 | 540.125 | 145185.734 |  | 0.134 | 0.126 | 0.005 | 893.689 | 0.017 | 0.002 | 894.601 |  | 0.018 | 0.017 | 0.001 | 118.856 | 0.002 | 0 | 118.977 |  | 0.134 | 0.126 | 0.005 | 893.689 | 0.017 | 0.002 | 894.601 |  | 21.803 | 19.221 | 0.732 | 145037.74 | 5401.246 | 540.125 |  | 2440563.036 | 2278429.07 | 2440563.036 | 2278429.07 | EPA/CAMD | EPA/CAMD | EPA/CAMD | EPA/CAMD | EIA | EIA | -- | EPA/CAMD | EPA/CAMD | [14 empty] | 7519.0954 | 0 | 0 | 324582 | 0 | 0 | 0 | 0 | 0 | 0 | 0 | 0 | 324582 | 0 | 0 | 324582 | 0 | 0 | 0 | 1 | 0 | 0 | 0 | 0 | 0 | 0 | 0 | 0 | 1 | 0 | 0 | 1 | 0 | Yes |  | 3194788.199 | 189862.314 | 31.016 | 0.958 |  | https://www.google.com/maps/@?api=1&map_action=map&center=44.530299999999997%2C-70.521900000000002&zoom=17&basemap=satellite | 6987 | [118 empty] | 0.22 |  |  | 37 |  |  | 0.35 | 0.04 |  |  | 12 |  |  | 0.4 | 0.4 |  |  | 68 |  |  | 0.3 | 0 |  |  | 0 |  |  | 0.05 | 0.08 |  |  | 50 |  |  | 0.12 | 0.02 |  |  | 24 |  |  | 0.06 | 0.23 |  |  | 76 |  |  | 0.16 | 0.51147 | 0.0063159 | Gas | FRS_110017437781
2483 | 7095 | 2021 | ND | Coyote | 8222 | Otter Tail Power Co | 14232 | Otter Tail Power Co | 14232 | Electric Utility | Midcontinent Independent Transmission System Operator, Inc.. | MISO | MRO | MROW | MRO West | MISO | 38 | 57 | Mercer | 47.2214 | -101.8157 | 1 | 1 | LIG | COAL | Yes | 0.6251 | 450 | 0.29149 | [6 empty] | 28091870.64 | 12082212.68 | 28091870.64 | 12082212.68 | 2464159 | 1031588 | 6027.654 | 2590.973 | 12684.481 | 3058364.285 | 695710.33 | 101222.646 | 3082142.838 |  | 4.892 | 5.023 | 10.295 | 2482.278 | 0.282 | 0.041 | 2501.578 |  | 0.429 | 0.429 | 0.903 | 217.74 | 0.025 | 0.004 | 219.433 |  | 4.892 | 5.023 | 10.295 | 2482.278 | 0.282 | 0.041 | 2501.578 |  | 6027.654 | 2590.973 | 12684.481 | 3058364.285 | 695710.33 | 101222.646 |  | 28091870.64 | 12082212.68 | 28091870.64 | 12082212.68 | EPA/CAMD | EPA/CAMD | EPA/CAMD | EPA/CAMD | EIA | EIA | -- | EPA/CAMD | EPA/CAMD | [14 empty] | 11400.1859 | 2457422.7 | 6736.303 | 0 | 0 | 0 | 0 | 0 | 0 | 0 | 0 | 0 | 2464159.003 | 0 | 0 | 2464159.003 | 0 | 0.99727 | 0.0027337 | 0 | 0 | 0 | 0 | 0 | 0 | 0 | 0 | 0 | 1 | 0 | 0 | 1 | 0 | Yes |  | 25608266.98 | 2787970.808 | 5422.332 | 11606.287 |  | https://www.google.com/maps/@?api=1&map_action=map&center=47.221446999999998%2C-101.81572199999999&zoom=17&basemap=satellite | 90 | [118 empty] | 0.13 |  |  | 17 |  |  | 0.35 | 0.1 |  |  | 23 |  |  | 0.4 | 0.17 |  |  | 30 |  |  | 0.3 | 0.02 |  |  | 61 |  |  | 0.05 | 0.11 |  |  | 58 |  |  | 0.12 | 0.06 |  |  | 58 |  |  | 0.06 | 0.14 |  |  | 42 |  |  | 0.16 | 447.96 | 0.37553 | Coal | FRS_110000428378
2484 | 7864 | 2021 | NV | North Valmy | 8224 | Sierra Pacific Power Co | 17166 | Sierra Pacific Power Co | 17166 | Electric Utility | Nevada Power Company | NEVP | WECC | NWPP | WECC Northwest |  | 32 | 13 | Humboldt | 40.8813 | -117.1516 | 2 | 2 | BIT | COAL | Yes | 0.31572 | 567 | 0.80714 | [6 empty] | 17081332.1 | 9711367.887 | 17081332.1 | 9711367.887 | 1568146 | 908484 | 2393.603 | 1403.547 | 2392.789 | 1791490.701 | 445572.182 | 64835.098 | 1806720.783 |  | 3.053 | 3.09 | 3.052 | 2284.852 | 0.284 | 0.041 | 2304.276 |  | 0.28 | 0.289 | 0.28 | 209.76 | 0.026 | 0.004 | 211.543 |  | 3.053 | 3.09 | 3.052 | 2284.852 | 0.284 | 0.041 | 2304.276 |  | 2393.603 | 1403.547 | 2392.789 | 1791490.701 | 445572.182 | 64835.098 |  | 17081332.1 | 9711367.887 | 17081332.1 | 9711367.887 | EPA/CAMD | EPA/CAMD | EPA/CAMD | EPA/CAMD | EIA | EIA | -- | EPA/CAMD | EPA/CAMD | [14 empty] | 10892.6924 | 1562465.57 | 5680.438 | 0 | 0 | 0 | 0 | 0 | 0 | 0 | 0 | 0 | 1568146.008 | 0 | 0 | 1568146.008 | 0 | 0.99638 | 0.0036224 | 0 | 0 | 0 | 0 | 0 | 0 | 0 | 0 | 0 | 1 | 0 | 0 | 1 | 0 | Yes |  | 16678141.48 | 1749202.359 | 2269.333 | 3457.841 |  | https://www.google.com/maps/@?api=1&map_action=map&center=40.881317000000003%2C-117.151605&zoom=17&basemap=satellite | 0 | [121 empty] | 0 |  |  | 0.35 |  |  |  | 0 |  |  | 0.4 |  |  |  | 0 |  |  | 0.3 |  |  |  | 0 |  |  | 0.05 |  |  |  | 0 |  |  | 0.12 |  |  |  | 0 |  |  | 0.06 |  |  |  | 0 |  |  | 0.16 | 43.5201 | 0.093371 | Coal | FRS_110000495508
2485 | 5030 | 2021 | ME | Waste Management Crossroads LFGTE | 57016 | Town of Madison - (ME) | 11477 | WM Renewable Energy LLC | 54842 | IPP Non-CHP | ISO New England Inc. | ISNE | NPCC | NEWE | NPCC New England | ISONE | 23 | 25 | Somerset | 44.7014 | -69.8319 | 2 | 2 | LFG | BIOMASS |  | 0.77529 | 3.2 | 0.041179 | Yes | [5 empty] | 201370 | 84306 | 201370 | 84306 | 21733 | 9099 | 0 | 0 | 3.373 | 0 | 0 | 0 | 0 |  | 0 | 0 | 0.31 | 0 | 0 | 0 | 0 |  | 0 | 0 | 0.033 | 0 | 0 | 0 | 0 |  | 0 | 0 | 0.31 | 0 | 0 | 0 | 0 |  | 168.584 | 70.58 | 4.531 | 12786.952 | 468.387 | 46.839 |  | 201370 | 84306 | 201370 | 84306 | EIA | EIA | EIA | EIA | EIA | EIA | -- | EIA | EIA | 168.584 | 70.58 | 1.158 | 12786.952 | 468.387 | 46.839 | [8 empty] | 9265.6329 | 0 | 0 | 0 | 0 | 0 | 21733 | 0 | 0 | 0 | 0 | 0 | 0 | 21733 | 21733 | 21733 | 0 | 0 | 0 | 0 | 0 | 0 | 1 | 0 | 0 | 0 | 0 | 0 | 0 | 1 | 1 | 1 | 0 | [7 empty] | https://www.google.com/maps/@?api=1&map_action=map&center=44.7014%2C-69.831900000000005&zoom=17&basemap=satellite | 1825 | [118 empty] | 0.27 |  |  | 45 |  |  | 0.35 | 0.03 |  |  | 10 |  |  | 0.4 | 0.5 |  |  | 80 |  |  | 0.3 | 0 |  |  | 0 |  |  | 0.05 | 0.09 |  |  | 52 |  |  | 0.12 | 0.06 |  |  | 57 |  |  | 0.06 | 0.15 |  |  | 50 |  |  | 0.16 | 1.8894 | 0.16107 | Biomass | FRS_110008437290
2486 | 9218 | 2021 | PA | Cheswick | 8226 | Duquesne Light Co | 5487 | GenOn Power Midwest, LP | 14165 | IPP Non-CHP | PJM Interconnection, LLC | PJM | RFC | RFCW | RFC West | PJM | 42 | 3 | Allegheny | 40.5383 | -79.7906 | 1 | 1 | BIT | COAL | Yes | 0.2472 | 637 | 0.92134 | [6 empty] | 15359967.85 | 8817002.888 | 15359967.85 | 8817002.888 | 1379392 | 783654 | 1069.448 | 623.251 | 1727.914 | 1560380.893 | 382639.282 | 55625.919 | 1573452.146 |  | 1.551 | 1.591 | 2.505 | 2262.418 | 0.277 | 0.04 | 2281.371 |  | 0.139 | 0.141 | 0.225 | 203.175 | 0.025 | 0.004 | 204.877 |  | 1.551 | 1.591 | 2.505 | 2262.418 | 0.277 | 0.04 | 2281.371 |  | 1069.448 | 623.251 | 1727.914 | 1560380.893 | 382639.282 | 55625.919 |  | 15359967.85 | 8817002.888 | 15359967.85 | 8817002.888 | EPA/CAMD | EPA/CAMD | EPA/CAMD | EPA/CAMD | EIA | EIA | -- | EPA/CAMD | EPA/CAMD | [14 empty] | 11135.3172 | 1353255.6 | 0 | 26136.431 | 0 | 0 | 0 | 0 | 0 | 0 | 0 | 0 | 1379392.031 | 0 | 0 | 1379392.031 | 0 | 0.98105 | 0 | 0.018948 | 0 | 0 | 0 | 0 | 0 | 0 | 0 | 0 | 1 | 0 | 0 | 1 | 0 | Yes |  | 5124352.619 | 523379.815 | 289.561 | 464.597 |  | https://www.google.com/maps/@?api=1&map_action=map&center=40.5383%2C-79.790599999999998&zoom=17&basemap=satellite | 32110 | [118 empty] | 0.2 |  |  | 32 |  |  | 0.35 | 0.12 |  |  | 28 |  |  | 0.4 | 0.28 |  |  | 50 |  |  | 0.3 | 0.01 |  |  | 57 |  |  | 0.05 | 0.06 |  |  | 37 |  |  | 0.12 | 0.04 |  |  | 43 |  |  | 0.06 | 0.21 |  |  | 70 |  |  | 0.16 | 30.6018 | 0.1111 | Coal | FRS_110056969641
2487 | 5034 | 2021 | ME | Westbrook Energy Center | 55294 | Central Maine Power Co | 3266 | Westbrook Energy Center | 2891 | IPP Non-CHP | ISO New England Inc. | ISNE | NPCC | NEWE | NPCC New England | ISONE | 23 | 5 | Cumberland | 43.6575 | -70.375 | 2 | 3 | NG | GAS |  | 0.37984 | 563.9 | 0.70027 | [6 empty] | 12973669.72 | 5162142.871 | 12973669.72 | 5162142.871 | 1876320 | 743623 | 102.39 | 41.932 | 3.892 | 771010.487 | 29858.104 | 2985.81 | 771828.599 |  | 0.109 | 0.113 | 0.004 | 821.833 | 0.016 | 0.002 | 822.705 |  | 0.016 | 0.016 | 0.001 | 118.858 | 0.002 | 0 | 118.984 |  | 0.109 | 0.113 | 0.004 | 821.833 | 0.016 | 0.002 | 822.705 |  | 102.39 | 41.932 | 3.892 | 771010.487 | 29858.104 | 2985.81 |  | 12973669.72 | 5162142.871 | 12973669.72 | 5162142.871 | EPA/CAMD | EPA/CAMD | EPA/CAMD | EPA/CAMD | EIA | EIA | -- | EPA/CAMD | EPA/CAMD | [14 empty] | 6914.4228 | 0 | 0 | 1876320 | 0 | 0 | 0 | 0 | 0 | 0 | 0 | 0 | 1876320 | 0 | 0 | 1876320 | 0 | 0 | 0 | 1 | 0 | 0 | 0 | 0 | 0 | 0 | 0 | 0 | 1 | 0 | 0 | 1 | 0 | Yes |  | 17030800.19 | 1012111.518 | 117.73 | 5.109 |  | https://www.google.com/maps/@?api=1&map_action=map&center=43.657499999999999%2C-70.375&zoom=17&basemap=satellite | 19356 | [118 empty] | 0.19 |  |  | 30 |  |  | 0.35 | 0.14 |  |  | 30 |  |  | 0.4 | 0.24 |  |  | 44 |  |  | 0.3 | 0.03 |  |  | 66 |  |  | 0.05 | 0.06 |  |  | 38 |  |  | 0.12 | 0.06 |  |  | 55 |  |  | 0.06 | 0.16 |  |  | 54 |  |  | 0.16 | 9.7147 | 0.019217 | Gas | FRS_110001681243
2488 | 7942 | 2021 | NY | Astoria Generating Station | 8906 | Consolidated Edison Co-NY Inc | 4226 | U S Power Generating Company LLC | 54863 | IPP Non-CHP | New York Independent System Operator | NYIS | NPCC | NYCW | NPCC NYC/Westchester | NYISO | 36 | 81 | Queens | 40.7877 | -73.9126 | 6 | 5 | NG | GAS |  | 0 | 1345 | [7 empty] | 8451668.048 | 5374677.713 | 8451668.048 | 5374677.713 |  |  | 204.406 | 126.78 | 16.844 | 504255.293 |  |  | 504255.293 | [9 empty] | 0.048 | 0.047 | 0.004 | 119.327 |  |  | 119.327 | [9 empty] | 204.406 | 126.78 | 16.844 | 504255.293 |  |  |  | 8451668.048 | 5374677.713 | 8451668.048 | 5374677.713 | EPA/CAMD | EPA/CAMD | EPA/CAMD | EPA/CAMD |  |  | -- | EPA/CAMD | EPA/CAMD | [47 empty] | Yes |  | 10019243.9 | 603055.786 | 249.582 | 3.162 |  | https://www.google.com/maps/@?api=1&map_action=map&center=40.787674000000003%2C-73.912560999999997&zoom=17&basemap=satellite | 1023026 | [118 empty] | 0.53 |  |  | 77 |  |  | 0.35 | 0.69 |  |  | 77 |  |  | 0.4 | 0.37 |  |  | 65 |  |  | 0.3 | 0.13 |  |  | 88 |  |  | 0.05 | 0.17 |  |  | 74 |  |  | 0.12 | 0.06 |  |  | 58 |  |  | 0.06 | 0.15 |  |  | 47 |  |  | 0.16 | 65.8225 | 0.18876 | Gas | FRS_110002093109
2489 | 5043 | 2021 | MI | A.J. Mihm Generating Station | 61391 | American Transmission Co | 659 | Upper Michigan Energy Resources Company | 61029 | Electric Utility | Midcontinent Independent Transmission System Operator, Inc.. | MISO | RFC | RFCW | RFC West | MISO | 26 | 13 | Baraga | 46.7927 | -88.614 | 3 | 3 | NG | GAS |  | 0.48066 | 56.4 | 0.53223 | [6 empty] | 2009231.001 | 872646.999 | 2009231.001 | 872646.999 | 237477.999 | 103140.999 | 2648.358 | 1150.233 | 3.211 | 117428.559 | 4429.6 | 442.96 | 117549.93 |  | 22.304 | 22.304 | 0.027 | 988.964 | 0.019 | 0.002 | 989.986 |  | 2.636 | 2.636 | 0.003 | 116.889 | 0.002 | 0 | 117.01 |  | 22.304 | 22.304 | 0.027 | 988.964 | 0.019 | 0.002 | 989.986 |  | 2648.358 | 1150.233 | 3.211 | 117428.559 | 4429.6 | 442.96 |  | 2009231.001 | 872646.999 | 2009231.001 | 872646.999 | EIA | EIA | EIA | EIA | EIA | EIA | -- | EIA | EIA | [14 empty] | 8460.7037 | 0 | 0 | 237478 | 0 | 0 | 0 | 0 | 0 | 0 | 0 | 0 | 237478 | 0 | 0 | 237478 | 0 | 0 | 0 | 1 | 0 | 0 | 0 | 0 | 0 | 0 | 0 | 0 | 1 | 0 | 0 | 1 | 0 | [7 empty] | https://www.google.com/maps/@?api=1&map_action=map&center=46.792668999999997%2C-88.614008999999996&zoom=17&basemap=satellite | 313 | [118 empty] | 0.21 |  |  | 35 |  |  | 0.35 | 0.02 |  |  | 6 |  |  | 0.4 | 0.41 |  |  | 70 |  |  | 0.3 | 0 |  |  | 0 |  |  | 0.05 | 0.02 |  |  | 20 |  |  | 0.12 | 0 |  |  | 0 |  |  | 0.06 | 0.13 |  |  | 38 |  |  | 0.16 | 0.43125 | 0.0035056 | Gas | FRS_110070396198
2490 | 5046 | 2021 | MI | Adrian Energy Associates LLC | 54903 | Consumers Energy Co | 4254 | EPP Renewable Energy | 57249 | IPP Non-CHP | Midcontinent Independent Transmission System Operator, Inc.. | MISO | RFC | RFCM | RFC Michigan | MISO | 26 | 91 | Lenawee | 41.891 | -83.9929 | 3 | 3 | LFG | BIOMASS |  | 0.53149 | 2.4 | 0.44752 | Yes | Yes | 0 |  | 1 |  | 158598.999 | 65439 | 158598.999 | 65439 | 11174.001 | 4610.001 | 0 | 0 | 2.657 | 0 | 0 | 0 | 0 |  | 0 | 0 | 0.475 | 0 | 0 | 0 | 0 |  | 0 | 0 | 0.034 | 0 | 0 | 0 | 0 |  | 0 | 0 | 0.475 | 0 | 0 | 0 | 0 |  | 119.775 | 49.419 | 3.568 | 10071.003 | 368.902 | 36.89 |  | 158598.999 | 65439 | 158598.999 | 65439 | EIA | EIA | EIA | EIA | EIA | EIA | -- | EIA | EIA | 119.775 | 49.419 | 0.912 | 10071.003 | 368.902 | 36.89 | 0 | 0 | 0 | 0 | 0 | 0 | 0 | 0 | 14193.5743 | 0 | 0 | 0 | 0 | 0 | 11174 | 0 | 0 | 0 | 0 | 0 | 0 | 11174 | 11174 | 11174 | 0 | 0 | 0 | 0 | 0 | 0 | 1 | 0 | 0 | 0 | 0 | 0 | 0 | 1 | 1 | 1 | 0 | [7 empty] | https://www.google.com/maps/@?api=1&map_action=map&center=41.890968000000001%2C-83.992859999999993&zoom=17&basemap=satellite | 20174 | [118 empty] | 0.4 |  |  | 65 |  |  | 0.35 | 0.31 |  |  | 51 |  |  | 0.4 | 0.51 |  |  | 81 |  |  | 0.3 | 0.03 |  |  | 70 |  |  | 0.05 | 0.14 |  |  | 69 |  |  | 0.12 | 0.05 |  |  | 45 |  |  | 0.06 | 0.17 |  |  | 57 |  |  | 0.16 | 1.2526 | 0.20539 | Biomass | FRS_110056285693
2491 | 7358 | 2021 | NJ | Bayville Central Facility | 54569 | Jersey Central Power & Lt Co | 9726 | Ocean County Utilities Auth | 13943 | Commercial CHP | PJM Interconnection, LLC | PJM | RFC | RFCE | RFC East | PJM | 34 | 29 | Ocean | 39.9094 | -74.178 | 8 | 8 | DFO | OIL |  | 0.08494 | 7.1 | 1 | Yes | Yes | 24709.6 | 0.73 | 0.49314 |  | 28353.832 | 10220.419 | 30467.832 | 11370.419 | 5283 | 2046 | 57.398 | 20.573 | 0.228 | 640.843 | 70.005 | 7.664 | 642.86 |  | 21.729 | 20.11 | 0.086 | 242.606 | 0.013 | 0.001 | 243.369 |  | 4.049 | 4.026 | 0.016 | 45.203 | 0.002 | 0 | 45.346 |  | 22.759 | 21.063 | 0.09 | 254.101 | 0.014 | 0.002 | 254.901 |  | 116.391 | 41.718 | 0.462 | 4559.074 | 141.956 | 15.541 |  | 57495.998 | 20725.001 | 59609.998 | 21875.001 | EIA | EIA | EIA | EIA | EIA | EIA | -- | EIA | EIA |  |  |  | 3259.571 |  |  | 29142.166 | 10504.582 | 58.993 | 21.145 | 0.234 | 658.66 | 71.951 | 7.877 | 5621.2989 | 0 | 174.514 | 365.764 | 0 | 0 | 4503.722 | 0 | 239 | 0 | 0 | 0 | 540.278 | 4742.722 | 4742.722 | 5044 | 239 | 0 | 0.033033 | 0.069234 | 0 | 0 | 0.85249 | 0 | 0.045239 | 0 | 0 | 0 | 0.10227 | 0.89773 | 0.89773 | 0.95476 | 0.045239 | [7 empty] | https://www.google.com/maps/@?api=1&map_action=map&center=39.909424000000001%2C-74.178040999999993&zoom=17&basemap=satellite | 43411 | [118 empty] | 0.17 |  |  | 26 |  |  | 0.35 | 0.19 |  |  | 38 |  |  | 0.4 | 0.16 |  |  | 28 |  |  | 0.3 | 0.01 |  |  | 58 |  |  | 0.05 | 0.08 |  |  | 47 |  |  | 0.12 | 0.05 |  |  | 54 |  |  | 0.06 | 0.17 |  |  | 58 |  |  | 0.16 | 4.8073 | 1.4835 | Oil | FRS_110001535937
2492 | 8478 | 2021 | NY | Saranac Power Partners, LP | 54574 | New York State Elec & Gas Corp | 13511 | Saranac Power Partners LP | 16729 | IPP Non-CHP | New York Independent System Operator | NYIS | NPCC | NYUP | NPCC Upstate NY | NYISO | 36 | 19 | Clinton | 44.7132 | -73.4557 | 2 | 3 | NG | GAS |  | 0.0189 | 285.6 | 1 |  | Yes | 0 |  | 1 |  | 455566.135 | 117357.874 | 455566.135 | 117357.874 | 47289 | 12191 | 6.941 | 2.06 | 0.137 | 27073.486 | 932.938 | 93.294 | 27099.048 |  | 0.294 | 0.338 | 0.006 | 1145.023 | 0.02 | 0.002 | 1146.104 |  | 0.03 | 0.035 | 0.001 | 118.856 | 0.002 | 0 | 118.969 |  | 0.294 | 0.338 | 0.006 | 1145.023 | 0.02 | 0.002 | 1146.104 |  | 6.941 | 2.06 | 0.137 | 27073.486 | 932.938 | 93.294 |  | 455566.135 | 117357.874 | 455566.135 | 117357.874 | EPA/CAMD | EPA/CAMD | EPA/CAMD | EPA/CAMD | EIA | EIA | -- | EPA/CAMD | EPA/CAMD | [6 empty] | 0 | 0 | 0 | 0 | 0 | 0 | 0 | 0 | 9633.6597 | 0 | 0 | 47289 | 0 | 0 | 0 | 0 | 0 | 0 | 0 | 0 | 47289 | 0 | 0 | 47289 | 0 | 0 | 0 | 1 | 0 | 0 | 0 | 0 | 0 | 0 | 0 | 0 | 1 | 0 | 0 | 1 | 0 | Yes |  | 944387.68 | 56124.921 | 15.615 | 0.283 |  | https://www.google.com/maps/@?api=1&map_action=map&center=44.713200000000001%2C-73.455699999999993&zoom=17&basemap=satellite | 23276 | [118 empty] | 0.23 |  |  | 38 |  |  | 0.35 | 0.13 |  |  | 28 |  |  | 0.4 | 0.37 |  |  | 64 |  |  | 0.3 | 0.01 |  |  | 57 |  |  | 0.05 | 0.09 |  |  | 54 |  |  | 0.12 | 0.04 |  |  | 39 |  |  | 0.06 | 0.17 |  |  | 55 |  |  | 0.16 | 0.95334 | 0.055689 | Gas | FRS_110000542994
2493 | 5050 | 2021 | MI | Alpine Power Plant | 59926 | ITC Transmission | 56068 | Wolverine Power Supply Coop | 20910 | Electric Utility | Midcontinent Independent Transmission System Operator, Inc.. | MISO | RFC | RFCM | RFC Michigan | MISO | 26 | 137 | Otsego | 45.0637 | -84.8253 | 2 | 2 | NG | GAS |  | 0.21513 | 453.8 | 0.97479 | [6 empty] | 9520558.9 | 6974512 | 9520558.9 | 6974512 | 855186 | 626487 | 200.076 | 145.023 | 2.847 | 561728.5 | 21002.996 | 2100.3 | 562303.982 |  | 0.468 | 0.463 | 0.007 | 1313.699 | 0.025 | 0.002 | 1315.045 |  | 0.042 | 0.042 | 0.001 | 118.003 | 0.002 | 0 | 118.124 |  | 0.468 | 0.463 | 0.007 | 1313.699 | 0.025 | 0.002 | 1315.045 |  | 200.076 | 145.023 | 2.847 | 561728.5 | 21002.996 | 2100.3 |  | 9520558.9 | 6974512 | 9520558.9 | 6974512 | EPA/CAMD | EPA/CAMD | EPA/CAMD | EPA/CAMD | EIA | EIA | -- | EPA/CAMD | EPA/CAMD | [14 empty] | 11132.7347 | 0 | 0 | 855186 | 0 | 0 | 0 | 0 | 0 | 0 | 0 | 0 | 855186 | 0 | 0 | 855186 | 0 | 0 | 0 | 1 | 0 | 0 | 0 | 0 | 0 | 0 | 0 | 0 | 1 | 0 | 0 | 1 | 0 | Yes |  | 9679904.05 | 575261.233 | 188.553 | 2.904 |  | https://www.google.com/maps/@?api=1&map_action=map&center=45.063747999999997%2C-84.825348000000005&zoom=17&basemap=satellite | 1243 | [118 empty] | 0.18 |  |  | 28 |  |  | 0.35 | 0.04 |  |  | 12 |  |  | 0.4 | 0.32 |  |  | 57 |  |  | 0.3 | 0 |  |  | 0 |  |  | 0.05 | 0.07 |  |  | 42 |  |  | 0.12 | 0.05 |  |  | 51 |  |  | 0.06 | 0.13 |  |  | 41 |  |  | 0.16 | 7.7165 | 0.019152 | Gas | FRS_110070082175
2494 | 5055 | 2021 | MI | Autumn Hills Generating Facility | 63709 | City of Zeeland - (MI) | 21158 | North American Natural Res | 13559 | IPP Non-CHP | Midcontinent Independent Transmission System Operator, Inc.. | MISO | RFC | RFCM | RFC Michigan | MISO | 26 | 139 | Ottawa | 42.783 | -85.9219 | 3 | 3 | LFG | BIOMASS |  | 0 | 4 | [13 empty] | 0 |  | 0 | 0 | [45 empty] | -- | [56 empty] | https://www.google.com/maps/@?api=1&map_action=map&center=42.783000000000001%2C-85.921949999999995&zoom=17&basemap=satellite | 4300 | [118 empty] | 0.15 |  |  | 21 |  |  | 0.35 | 0.12 |  |  | 28 |  |  | 0.4 | 0.17 |  |  | 31 |  |  | 0.3 | 0.04 |  |  | 70 |  |  | 0.05 | 0.08 |  |  | 48 |  |  | 0.12 | 0.06 |  |  | 59 |  |  | 0.06 | 0.11 |  |  | 33 |  |  | 0.16 | 2.129 | 0.17733 | Biomass | FRS_110070871592
2495 | 7438 | 2021 | NJ | EFS Parlin Holdings, LLC | 50799 | Jersey Central Power & Lt Co | 9726 | Consolidated Edison Energy, Inc. | 61536 | IPP Non-CHP | PJM Interconnection, LLC | PJM | RFC | RFCE | RFC East | PJM | 34 | 23 | Middlesex | 40.4607 | -74.3272 | 2 | 4 | NG | GAS |  | 0.00766 | 135 | 1 |  | Yes | 0 |  | 1 |  | 92403.093 | 86107.887 | 92403.093 | 86107.887 | 9060 | 8432 | 2.909 | 2.694 | 0.028 | 5491.307 | 203.851 | 20.385 | 5496.893 |  | 0.642 | 0.639 | 0.006 | 1212.209 | 0.023 | 0.002 | 1213.442 |  | 0.063 | 0.063 | 0.001 | 118.855 | 0.002 | 0 | 118.976 |  | 0.642 | 0.639 | 0.006 | 1212.209 | 0.023 | 0.002 | 1213.442 |  | 2.909 | 2.694 | 0.028 | 5491.307 | 203.851 | 20.385 |  | 92403.093 | 86107.887 | 92403.093 | 86107.887 | EPA/CAMD | EPA/CAMD | EPA/CAMD | EPA/CAMD | EIA | EIA | -- | EPA/CAMD | EPA/CAMD | [6 empty] | 0 | 0 | 0 | 0 | 0 | 0 | 0 | 0 | 10199.0169 | 0 | 0 | 9060 | 0 | 0 | 0 | 0 | 0 | 0 | 0 | 0 | 9060 | 0 | 0 | 9060 | 0 | 0 | 0 | 1 | 0 | 0 | 0 | 0 | 0 | 0 | 0 | 0 | 1 | 0 | 0 | 1 | 0 | Yes |  | 240173.121 | 14275.004 | 6.886 | 0.072 |  | https://www.google.com/maps/@?api=1&map_action=map&center=40.460717000000002%2C-74.327161000000004&zoom=17&basemap=satellite | 69205 | [118 empty] | 0.33 |  |  | 56 |  |  | 0.35 | 0.48 |  |  | 65 |  |  | 0.4 | 0.19 |  |  | 34 |  |  | 0.3 | 0.07 |  |  | 80 |  |  | 0.05 | 0.09 |  |  | 53 |  |  | 0.12 | 0.06 |  |  | 60 |  |  | 0.06 | 0.14 |  |  | 42 |  |  | 0.16 | 0.48 | 0.14854 | Gas | FRS_110001540681
2496 | 5056 | 2021 | MI | Battle Creek Mill | 58052 | Consumers Energy Co | 4254 | RockTenn-Battle Creek Mill | 57427 | Industrial CHP | Midcontinent Independent Transmission System Operator, Inc.. | MISO | RFC | RFCM | RFC Michigan | MISO | 26 | 25 | Calhoun | 42.3221 | -85.2043 | 2 | 2 | NG | GAS |  | 0.18584 | 4 | 1 |  | Yes | 17961.6 | 1.237 | 0.62262 |  | 29522.155 | 12821.616 | 29522.155 | 12821.616 | 6512 | 1414.142 | 2.091 | 0.908 | 0.047 | 1725.409 | 65.085 | 6.509 | 1727.192 |  | 0.642 | 1.285 | 0.014 | 529.917 | 0.01 | 0.001 | 530.464 |  | 0.142 | 0.142 | 0.003 | 116.889 | 0.002 | 0 | 117.01 |  | 0.642 | 1.285 | 0.014 | 529.917 | 0.01 | 0.001 | 530.464 |  | 3.359 | 1.459 | 0.076 | 2771.206 | 104.534 | 10.453 |  | 47416 | 20593 | 47416 | 20593 | EIA | EIA | EIA | EIA | EIA | EIA | -- | EIA | EIA | [6 empty] | 17893.845 | 7771.384 | 1.268 | 0.551 | 0.029 | 1045.797 | 39.449 | 3.945 | 4533.5005 | 0 | 0 | 6512 | 0 | 0 | 0 | 0 | 0 | 0 | 0 | 0 | 6512 | 0 | 0 | 6512 | 0 | 0 | 0 | 1 | 0 | 0 | 0 | 0 | 0 | 0 | 0 | 0 | 1 | 0 | 0 | 1 | 0 | [7 empty] | https://www.google.com/maps/@?api=1&map_action=map&center=42.322099999999999%2C-85.204300000000003&zoom=17&basemap=satellite | 50047 | [118 empty] | 0.41 |  |  | 65 |  |  | 0.35 | 0.36 |  |  | 56 |  |  | 0.4 | 0.46 |  |  | 75 |  |  | 0.3 | 0.02 |  |  | 65 |  |  | 0.05 | 0.12 |  |  | 63 |  |  | 0.12 | 0.07 |  |  | 69 |  |  | 0.06 | 0.15 |  |  | 49 |  |  | 0.16 | 0.01022 | 0.0054175 | Gas | FRS_110000408942
2497 | 8300 | 2021 | NY | Massena Energy Facility | 54592 | Niagara Mohawk Power Corp. | 13573 | Power City Partners LP | 15253 | IPP Non-CHP | New York Independent System Operator | NYIS | NPCC | NYUP | NPCC Upstate NY | NYISO | 36 | 89 | St Lawrence | 44.9503 | -74.8928 | 1 | 3 | NG | GAS |  | 0.01902 | 104.1 | 1 | Yes | Yes | 0 |  | 1 |  | 146068.504 | 15819.486 | 146068.504 | 15819.486 | 17347 | 1824 | 2.7 | 0.346 | 0.044 | 8680.212 | 320.993 | 32.099 | 8689.007 |  | 0.311 | 0.379 | 0.005 | 1000.774 | 0.019 | 0.002 | 1001.788 |  | 0.037 | 0.044 | 0.001 | 118.851 | 0.002 | 0 | 118.972 |  | 0.311 | 0.379 | 0.005 | 1000.774 | 0.019 | 0.002 | 1001.788 |  | 2.7 | 0.346 | 0.044 | 8680.212 | 320.993 | 32.099 |  | 146068.504 | 15819.486 | 146068.504 | 15819.486 | EPA/CAMD | EPA/CAMD | EPA/CAMD | EPA/CAMD | EIA | EIA | -- | EPA/CAMD | EPA/CAMD |  |  |  | 0 |  |  | 0 | 0 | 0 | 0 | 0 | 0 | 0 | 0 | 8420.3899 | 0 | 0 | 17347 | 0 | 0 | 0 | 0 | 0 | 0 | 0 | 0 | 17347 | 0 | 0 | 17347 | 0 | 0 | 0 | 1 | 0 | 0 | 0 | 0 | 0 | 0 | 0 | 0 | 1 | 0 | 0 | 1 | 0 | Yes |  | 4921.75 | 292.567 | 0.095 | 0.001 |  | https://www.google.com/maps/@?api=1&map_action=map&center=44.950299999999999%2C-74.892799999999994&zoom=17&basemap=satellite | 11635 | [118 empty] | 0.2 |  |  | 32 |  |  | 0.35 | 0.06 |  |  | 16 |  |  | 0.4 | 0.33 |  |  | 59 |  |  | 0.3 | 0.01 |  |  | 58 |  |  | 0.05 | 0.09 |  |  | 53 |  |  | 0.12 | 0.04 |  |  | 43 |  |  | 0.06 | 0.22 |  |  | 73 |  |  | 0.16 | 0.0325 | 0.051141 | Gas | FRS_110019446517
2498 | 7949 | 2021 | NY | Batavia Energy | 54593 | Niagara Mohawk Power Corp. | 13573 | Seneca Power Partners LP | 16839 | IPP Non-CHP | New York Independent System Operator | NYIS | NPCC | NYUP | NPCC Upstate NY | NYISO | 36 | 37 | Genesee | 42.9828 | -78.1592 | 1 | 3 | NG | GAS |  | 0.02679 | 67.3 | 1 |  | Yes | 0 |  | 1 |  | 151249.599 | 151239.503 | 151249.599 | 151239.503 | 15793 | 15793 | 9.248 | 9.248 | 0.045 | 8985.533 | 324.893 | 32.489 | 8994.435 |  | 1.171 | 1.171 | 0.006 | 1137.913 | 0.021 | 0.002 | 1139.041 |  | 0.122 | 0.122 | 0.001 | 118.817 | 0.002 | 0 | 118.935 |  | 1.171 | 1.171 | 0.006 | 1137.913 | 0.021 | 0.002 | 1139.041 |  | 9.248 | 9.248 | 0.045 | 8985.533 | 324.893 | 32.489 |  | 151249.599 | 151239.503 | 151249.599 | 151239.503 | EPA/CAMD | EPA/CAMD | EPA/CAMD | EPA/CAMD | EIA | EIA | -- | EPA/CAMD | EPA/CAMD | [6 empty] | 0 | 0 | 0 | 0 | 0 | 0 | 0 | 0 | 9577.0024 | 0 | 0 | 15793 | 0 | 0 | 0 | 0 | 0 | 0 | 0 | 0 | 15793 | 0 | 0 | 15793 | 0 | 0 | 0 | 1 | 0 | 0 | 0 | 0 | 0 | 0 | 0 | 0 | 1 | 0 | 0 | 1 | 0 | Yes |  | 22651.751 | 1345.775 | 1.558 | 0.007 |  | https://www.google.com/maps/@?api=1&map_action=map&center=42.982799999999997%2C-78.159199999999998&zoom=17&basemap=satellite | 17893 | [118 empty] | 0.25 |  |  | 42 |  |  | 0.35 | 0.15 |  |  | 33 |  |  | 0.4 | 0.34 |  |  | 61 |  |  | 0.3 | 0.01 |  |  | 59 |  |  | 0.05 | 0.1 |  |  | 56 |  |  | 0.12 | 0.05 |  |  | 51 |  |  | 0.06 | 0.18 |  |  | 61 |  |  | 0.16 | 0.30242 | 0.090048 | Gas | FRS_110001600232
2499 | 5282 | 2021 | MI | Warner Lambert | 54604 | DTE Electric Company | 5109 | University of Michigan NCampus Research | 56478 | Commercial CHP | Midcontinent Independent Transmission System Operator, Inc.. | MISO | RFC | RFCM | RFC Michigan | MISO | 26 | 161 | Washtenaw | 42.2993 | -83.7053 | 6 | 6 | NG | GAS |  | 0.18011 | 12.4 | 1 |  | Yes | 156459.2 | 0.427 | 0.36266 |  | 101963.779 | 38302.513 | 101963.779 | 38302.513 | 19564.002 | 7185 | 15.785 | 5.944 | 0.188 | 5963.216 | 225.55 | 22.669 | 5969.413 |  | 1.614 | 1.654 | 0.019 | 609.611 | 0.012 | 0.001 | 610.245 |  | 0.31 | 0.31 | 0.004 | 116.967 | 0.002 | 0 | 117.089 |  | 1.614 | 1.654 | 0.019 | 609.611 | 0.012 | 0.001 | 610.245 |  | 43.525 | 16.389 | 0.517 | 16442.918 | 621.929 | 62.506 |  | 281154.001 | 105615.002 | 281154.001 | 105615.002 | EIA | EIA | EIA | EIA | EIA | EIA | -- | EIA | EIA | [6 empty] | 179190.222 | 67312.489 | 27.74 | 10.445 | 0.33 | 10479.702 | 396.379 | 39.838 | 5211.8063 | 0 | 36 | 19528 | 0 | 0 | 0 | 0 | 0 | 0 | 0 | 0 | 19564 | 0 | 0 | 19564 | 0 | 0 | 0.0018401 | 0.99816 | 0 | 0 | 0 | 0 | 0 | 0 | 0 | 0 | 1 | 0 | 0 | 1 | 0 | [7 empty] | https://www.google.com/maps/@?api=1&map_action=map&center=42.299332%2C-83.705318000000005&zoom=17&basemap=satellite | 76825 | [118 empty] | 0.41 |  |  | 65 |  |  | 0.35 | 0.36 |  |  | 56 |  |  | 0.4 | 0.41 |  |  | 70 |  |  | 0.3 | 0.05 |  |  | 74 |  |  | 0.05 | 0.02 |  |  | 19 |  |  | 0.12 | 0.02 |  |  | 25 |  |  | 0.06 | 0.1 |  |  | 28 |  |  | 0.16 | 0.095405 | 0.0078958 | Gas | FRS_110028030672
2500 | 5070 | 2021 | MI | Blue Water Renewables Inc | 57706 | DTE Electric Company | 5109 | Blue Water Renewables Inc | 57029 | IPP Non-CHP | Midcontinent Independent Transmission System Operator, Inc.. | MISO | RFC | RFCM | RFC Michigan | MISO | 26 | 147 | St Clair | 42.9158 | -82.5945 | 2 | 2 | LFG | BIOMASS |  | 0.9141 | 3.2 | 0 | Yes | [5 empty] | 262715 | 108398 | 262715 | 108398 | 25624 | 10573 | 0 | 0 | 4.4 | 0.001 | 0 | 0 | 0.001 |  | 0 | 0 | 0.343 | 0 | 0 | 0 | 0 |  | 0 | 0 | 0.033 | 0 | 0 | 0 | 0 |  | 0 | 0 | 0.343 | 0 | 0 | 0 | 0 |  | 169.758 | 70.044 | 5.911 | 16682.348 | 611.076 | 61.108 |  | 262715 | 108398 | 262715 | 108398 | EIA | EIA | EIA | EIA | EIA | EIA | -- | EIA | EIA | 169.758 | 70.044 | 1.511 | 16682.347 | 611.076 | 61.108 | [8 empty] | 10252.6928 | 0 | 0 | 0 | 0 | 0 | 25624 | 0 | 0 | 0 | 0 | 0 | 0 | 25624 | 25624 | 25624 | 0 | 0 | 0 | 0 | 0 | 0 | 1 | 0 | 0 | 0 | 0 | 0 | 0 | 1 | 1 | 1 | 0 | [7 empty] | https://www.google.com/maps/@?api=1&map_action=map&center=42.915770000000002%2C-82.594506999999993&zoom=17&basemap=satellite | 3547 | [118 empty] | 0.14 |  |  | 19 |  |  | 0.35 | 0.07 |  |  | 17 |  |  | 0.4 | 0.21 |  |  | 39 |  |  | 0.3 | 0 |  |  | 0 |  |  | 0.05 | 0.1 |  |  | 56 |  |  | 0.12 | 0.04 |  |  | 40 |  |  | 0.06 | 0.17 |  |  | 58 |  |  | 0.16 | 1.9145 | 0.15097 | Biomass | FRS_110045008326
2501 | 5071 | 2021 | MI | Brent Run Generating Station | 54910 | Consumers Energy Co | 4254 | EDL Inc | 55858 | IPP Non-CHP | Midcontinent Independent Transmission System Operator, Inc.. | MISO | RFC | RFCM | RFC Michigan | MISO | 26 | 49 | Genesee | 43.1764 | -83.848 | 5 | 5 | LFG | BIOMASS |  | 0.75757 | 7 | 0.070722 | Yes | [5 empty] | 495951.002 | 204632.999 | 495951.002 | 204632.999 | 46453.999 | 19167.002 | 0 | 0 | 8.307 | 0.002 | 0 | 0 | 0.002 |  | 0 | 0 | 0.358 | 0 | 0 | 0 | 0 |  | 0 | 0 | 0.034 | 0 | 0 | 0 | 0 |  | 0 | 0 | 0.358 | 0 | 0 | 0 | 0 |  | 359.564 | 148.356 | 11.159 | 31492.786 | 1153.583 | 115.358 |  | 495951.002 | 204632.999 | 495951.002 | 204632.999 | EIA | EIA | EIA | EIA | EIA | EIA | -- | EIA | EIA | 359.564 | 148.356 | 2.852 | 31492.784 | 1153.583 | 115.358 | [8 empty] | 10676.1743 | 0 | 0 | 0 | 0 | 0 | 46454 | 0 | 0 | 0 | 0 | 0 | 0 | 46454 | 46454 | 46454 | 0 | 0 | 0 | 0 | 0 | 0 | 1 | 0 | 0 | 0 | 0 | 0 | 0 | 1 | 1 | 1 | 0 | [7 empty] | https://www.google.com/maps/@?api=1&map_action=map&center=43.17642%2C-83.847973999999994&zoom=17&basemap=satellite | 7183 | [118 empty] | 0.24 |  |  | 40 |  |  | 0.35 | 0.08 |  |  | 20 |  |  | 0.4 | 0.39 |  |  | 67 |  |  | 0.3 | 0 |  |  | 0 |  |  | 0.05 | 0.14 |  |  | 67 |  |  | 0.12 | 0.05 |  |  | 49 |  |  | 0.06 | 0.2 |  |  | 67 |  |  | 0.16 | 4.3163 | 0.1677 | Biomass | FRS_110028026302
2502 | 6581 | 2021 | NC | Ingredion Winston Salem | 54618 | Duke Energy Carolinas, LLC | 5416 | Ingredion Inc - Winston Salem | 4417 | Industrial CHP | Duke Energy Carolinas | DUK | SERC | SRVC | SERC Virginia/Carolina |  | 37 | 67 | Forsyth | 36.0338 | -80.2274 | 2 | 2 | WDS | BIOMASS | Yes | 0.43811 | 8.4 | 0.60315 | Yes | Yes | 1780996 | 0.062 | 0.076103 |  | 186923.823 | 80338.161 | 186923.823 | 80338.161 | 32238 | 13855.744 | 15.353 | 6.471 | 1.979 | 2960.76 | 11465.107 | 1507.229 | 3328.651 |  | 0.952 | 0.934 | 0.123 | 183.681 | 0.356 | 0.047 | 206.505 |  | 0.164 | 0.161 | 0.021 | 31.679 | 0.061 | 0.008 | 35.615 |  | 0.952 | 0.934 | 0.123 | 183.681 | 0.356 | 0.047 | 206.505 |  | 201.738 | 85.025 | 25.999 | 253961.598 | 150651.877 | 19805.039 |  | 2456185 | 1055646 | 2456185 | 1055646 | EIA | EIA | EIA | EIA | EIA | EIA | -- | EIA | EIA |  |  |  | 215057.116 |  |  | 2269261.177 | 975307.839 | 186.385 | 78.554 | 24.02 | 35943.722 | 139186.769 | 18297.81 | 5798.245 | 1838.515 | 0 | 3100.035 | 0 | 0 | 27299.45 | 0 | 0 | 0 | 0 | 0 | 4938.55 | 27299.45 | 27299.45 | 32238 | 0 | 0.057029 | 0 | 0.096161 | 0 | 0 | 0.84681 | 0 | 0 | 0 | 0 | 0 | 0.15319 | 0.84681 | 0.84681 | 1 | 0 | [7 empty] | https://www.google.com/maps/@?api=1&map_action=map&center=36.033760999999998%2C-80.227404000000007&zoom=17&basemap=satellite | 42930 | [118 empty] | 0.59 |  |  | 81 |  |  | 0.35 | 0.65 |  |  | 76 |  |  | 0.4 | 0.52 |  |  | 81 |  |  | 0.3 | 0.04 |  |  | 73 |  |  | 0.05 | 0.19 |  |  | 78 |  |  | 0.12 | 0.06 |  |  | 62 |  |  | 0.06 | 0.11 |  |  | 29 |  |  | 0.16 | 2.0886 | 0.10465 | Biomass | FRS_110000861032
2503 | 5073 | 2021 | MI | Bryon Center | 56851 | Consumers Energy Co | 4254 | EDL Inc | 55858 | IPP Non-CHP | Midcontinent Independent Transmission System Operator, Inc.. | MISO | RFC | RFCM | RFC Michigan | MISO | 26 | 81 | KENT | 42.7814 | -85.6728 | 2 | 2 | LFG | BIOMASS |  | 0.80183 | 3.2 | 0 | Yes | [5 empty] | 240758 | 99338 | 240758 | 99338 | 22477 | 9274 | 0 | 0 | 4.033 | 0 | 0 | 0 | 0 |  | 0 | 0 | 0.359 | 0 | 0 | 0 | 0 |  | 0 | 0 | 0.033 | 0 | 0 | 0 | 0 |  | 0 | 0 | 0.359 | 0 | 0 | 0 | 0 |  | 174.548 | 72.02 | 5.417 | 15288.082 | 560.004 | 56 |  | 240758 | 99338 | 240758 | 99338 | EIA | EIA | EIA | EIA | EIA | EIA | -- | EIA | EIA | 174.548 | 72.02 | 1.384 | 15288.082 | 560.004 | 56 | [8 empty] | 10711.3049 | 0 | 0 | 0 | 0 | 0 | 22477 | 0 | 0 | 0 | 0 | 0 | 0 | 22477 | 22477 | 22477 | 0 | 0 | 0 | 0 | 0 | 0 | 1 | 0 | 0 | 0 | 0 | 0 | 0 | 1 | 1 | 1 | 0 | [7 empty] | https://www.google.com/maps/@?api=1&map_action=map&center=42.781399999999998%2C-85.672799999999995&zoom=17&basemap=satellite | 8167 | [118 empty] | 0.12 |  |  | 15 |  |  | 0.35 | 0.11 |  |  | 25 |  |  | 0.4 | 0.14 |  |  | 24 |  |  | 0.3 | 0 |  |  | 0 |  |  | 0.05 | 0.06 |  |  | 37 |  |  | 0.12 | 0.06 |  |  | 64 |  |  | 0.06 | 0.13 |  |  | 39 |  |  | 0.16 | 1.74 | 0.16199 | Biomass | FRS_110045952091
2504 | 5077 | 2021 | MI | Cadillac Renewable Energy | 54415 | Consumers Energy Co | 4254 | Cadillac Renewable Energy LLC | 55600 | IPP Non-CHP | Midcontinent Independent Transmission System Operator, Inc.. | MISO | RFC | RFCM | RFC Michigan | MISO | 26 | 165 | Wexford | 44.2617 | -85.4352 | 1 | 1 | WDS | BIOMASS |  | 0.37451 | 44 | 0.70915 | Yes | Yes | 0 |  | 1 |  | 2655767.827 | 1105432.557 | 2655767.827 | 1105432.557 | 144352 | 63398 | 191.641 | 81.926 | 61.614 | 8964.896 | 181242.279 | 23788.049 | 14774.844 |  | 2.655 | 2.584 | 0.854 | 124.209 | 1.256 | 0.165 | 204.706 |  | 0.144 | 0.148 | 0.046 | 6.751 | 0.068 | 0.009 | 11.127 |  | 2.655 | 2.584 | 0.854 | 124.209 | 1.256 | 0.165 | 204.706 |  | 191.641 | 81.926 | 61.614 | 274597.819 | 181242.279 | 23788.049 |  | 2655767.827 | 1105432.557 | 2655767.827 | 1105432.557 | EPA/CAMD | EPA/CAMD | EPA/CAMD | EIA | EIA | EIA | -- | EPA/CAMD | EPA/CAMD |  |  |  | 265632.923 |  |  | 0 | 0 | 0 | 0 | 0 | 0 | 0 | 0 | 18397.8596 | 0 | 0 | 0 | 0 | 0 | 144352 | 0 | 0 | 0 | 0 | 0 | 0 | 144352 | 144352 | 144352 | 0 | 0 | 0 | 0 | 0 | 0 | 1 | 0 | 0 | 0 | 0 | 0 | 0 | 1 | 1 | 1 | 0 | Yes |  | 2695431.995 |  | 189.827 | 62.535 |  | https://www.google.com/maps/@?api=1&map_action=map&center=44.261690000000002%2C-85.435224000000005&zoom=17&basemap=satellite | 13172 | [118 empty] | 0.23 |  |  | 39 |  |  | 0.35 | 0.06 |  |  | 16 |  |  | 0.4 | 0.41 |  |  | 69 |  |  | 0.3 | 0 |  |  | 0 |  |  | 0.05 | 0.09 |  |  | 53 |  |  | 0.12 | 0.07 |  |  | 65 |  |  | 0.06 | 0.19 |  |  | 65 |  |  | 0.16 | 3.5029 | 0.14113 | Biomass | FRS_110009393370
2505 | 5079 | 2021 | MI | Cargill Salt | 54965 | DTE Electric Company | 5109 | Cargill Inc | 2769 | Industrial CHP | Midcontinent Independent Transmission System Operator, Inc.. | MISO | RFC | RFCM | RFC Michigan | MISO | 26 | 147 | St Clair | 42.8183 | -82.4856 | 2 | 2 | NG | GAS |  | 0.29267 | 4.2 | 0.84555 |  | Yes | 888164.8 | 0.041 | 0.052287 |  | 61243.447 | 26599.194 | 61243.447 | 26599.194 | 10767.97 | 4676.735 | 5.206 | 2.261 | 0.098 | 3579.344 | 135.019 | 13.502 | 3583.044 |  | 0.967 | 0.967 | 0.018 | 664.813 | 0.013 | 0.001 | 665.5 |  | 0.17 | 0.17 | 0.003 | 116.889 | 0.002 | 0 | 117.01 |  | 0.967 | 0.967 | 0.018 | 664.813 | 0.013 | 0.001 | 665.5 |  | 99.561 | 43.241 | 1.872 | 68455.96 | 2582.272 | 258.227 |  | 1171298 | 508717 | 1171298 | 508717 | EIA | EIA | EIA | EIA | EIA | EIA | -- | EIA | EIA | [6 empty] | 1110054.553 | 482117.806 | 94.355 | 40.98 | 1.774 | 64876.616 | 2447.253 | 244.725 | 5687.5574 | 0 | 0 | 10767.97 | 0 | 0 | 0 | 0 | 0 | 0 | 0 | 0 | 10767.97 | 0 | 0 | 10767.97 | 0 | 0 | 0 | 1 | 0 | 0 | 0 | 0 | 0 | 0 | 0 | 0 | 1 | 0 | 0 | 1 | 0 | [7 empty] | https://www.google.com/maps/@?api=1&map_action=map&center=42.818300000000001%2C-82.485600000000005&zoom=17&basemap=satellite | 10133 | [118 empty] | 0.12 |  |  | 14 |  |  | 0.35 | 0.06 |  |  | 17 |  |  | 0.4 | 0.18 |  |  | 32 |  |  | 0.3 | 0.01 |  |  | 58 |  |  | 0.05 | 0.06 |  |  | 41 |  |  | 0.12 | 0.03 |  |  | 34 |  |  | 0.06 | 0.22 |  |  | 72 |  |  | 0.16 | 0.12066 | 0.042231 | Gas | FRS_110000733010
2506 | 5080 | 2021 | MI | Cargill Salt Hersey | 58196 | Great Lakes Energy Coop | 38084 | Cargill Salt Hersey | 58170 | Industrial CHP | Midcontinent Independent Transmission System Operator, Inc.. | MISO | RFC | RFCM | RFC Michigan | MISO | 26 | 133 | Osceola | 43.8342 | -85.3558 | 1 | 1 | NG | GAS |  | 0.11258 | 2.1 | 1 |  | Yes | 0 |  | 1 |  | 27003 | 11728 | 27003 | 11728 | 2070.95 | 899.453 | 2.182 | 0.948 | 0.043 | 1578.178 | 59.531 | 5.953 | 1579.809 |  | 2.107 | 2.108 | 0.042 | 1524.11 | 0.029 | 0.003 | 1525.685 |  | 0.162 | 0.162 | 0.003 | 116.889 | 0.002 | 0 | 117.01 |  | 2.107 | 2.108 | 0.042 | 1524.11 | 0.029 | 0.003 | 1525.685 |  | 2.182 | 0.948 | 0.043 | 1578.178 | 59.531 | 5.953 |  | 27003 | 11728 | 27003 | 11728 | EIA | EIA | EIA | EIA | EIA | EIA | -- | EIA | EIA | [6 empty] | 0 | 0 | 0 | 0 | 0 | 0 | 0 | 0 | 13038.9435 | 0 | 0 | 2070.95 | 0 | 0 | 0 | 0 | 0 | 0 | 0 | 0 | 2070.95 | 0 | 0 | 2070.95 | 0 | 0 | 0 | 1 | 0 | 0 | 0 | 0 | 0 | 0 | 0 | 0 | 1 | 0 | 0 | 1 | 0 | [7 empty] | https://www.google.com/maps/@?api=1&map_action=map&center=43.834167000000001%2C-85.355833000000004&zoom=17&basemap=satellite | 753 | [118 empty] | 0.25 |  |  | 43 |  |  | 0.35 | 0.08 |  |  | 20 |  |  | 0.4 | 0.42 |  |  | 71 |  |  | 0.3 | 0.01 |  |  | 57 |  |  | 0.05 | 0.1 |  |  | 56 |  |  | 0.12 | 0.04 |  |  | 43 |  |  | 0.06 | 0.28 |  |  | 86 |  |  | 0.16 | 0.074067 | 0.06594 | Gas | FRS_110001842436
2507 | 9223 | 2021 | PA | Covanta Plymouth Renewable Energy | 54625 | PECO Energy Co | 14940 | Covanta Plymouth Renewable Energy L P | 56646 | Commercial Non-CHP | PJM Interconnection, LLC | PJM | RFC | RFCE | RFC East | PJM | 42 | 91 | Montgomery | 40.0967 | -75.3103 | 2 | 1 | MSW | BIOMASS |  | 0.72791 | 32.1 | 0.12015 | Yes | [5 empty] | 3780544.898 | 1677082.407 | 3780544.898 | 1677082.407 | 204686 | 91265 | 594.454 | 107.248 | 15.253 | 209065.529 | 263896.475 | 34656.422 | 217528.042 |  | 5.808 | 2.35 | 0.149 | 2042.793 | 1.289 | 0.169 | 2125.48 |  | 0.314 | 0.128 | 0.008 | 110.601 | 0.07 | 0.009 | 115.078 |  | 5.808 | 2.35 | 0.149 | 2042.793 | 1.289 | 0.169 | 2125.48 |  | 594.454 | 107.248 | 15.253 | 377171.341 | 263896.475 | 34656.422 |  | 3780544.898 | 1677082.407 | 3780544.898 | 1677082.407 | EIA | EIA | EIA | EIA | EIA | EIA | -- | EIA | EIA |  |  |  | 168105.812 | [10 empty] | 18469.9731 | 0 | 2353.652 | 0 | 0 | 0 | 91047.327 | 0 | 0 | 0 | 111285.02 | 0 | 113638.672 | 91047.327 | 91047.327 | 204685.999 | 0 | 0 | 0.011499 | 0 | 0 | 0 | 0.44481 | 0 | 0 | 0 | 0.54369 | 0 | 0.55519 | 0.44481 | 0.44481 | 1 | 0 | [7 empty] | https://www.google.com/maps/@?api=1&map_action=map&center=40.096699999999998%2C-75.310299999999998&zoom=17&basemap=satellite | 87448 | [118 empty] | 0.31 |  |  | 53 |  |  | 0.35 | 0.39 |  |  | 58 |  |  | 0.4 | 0.23 |  |  | 42 |  |  | 0.3 | 0.04 |  |  | 73 |  |  | 0.05 | 0.09 |  |  | 51 |  |  | 0.12 | 0.07 |  |  | 67 |  |  | 0.06 | 0.14 |  |  | 44 |  |  | 0.16 |  |  | Biomass | FRS_110002478765
2508 | 5084 | 2021 | MI | Central Generating | 63977 | Consumers Energy Co | 4254 | North American Central - LLC | 63632 | IPP Non-CHP | Midcontinent Independent Transmission System Operator, Inc.. | MISO | RFC | RFCM | RFC Michigan | MISO | 26 | 117 | Montcalm | 43.3335 | -85.506 | 3 | 3 | LFG | BIOMASS |  | 0 | 4 | [13 empty] | 0 |  | 0 | 0 | [45 empty] | -- | [56 empty] | https://www.google.com/maps/@?api=1&map_action=map&center=43.333489999999998%2C-85.506011000000001&zoom=17&basemap=satellite | 2948 | [118 empty] | 0.16 |  |  | 24 |  |  | 0.35 | 0.09 |  |  | 23 |  |  | 0.4 | 0.24 |  |  | 43 |  |  | 0.3 | 0 |  |  | 0 |  |  | 0.05 | 0.09 |  |  | 51 |  |  | 0.12 | 0.05 |  |  | 53 |  |  | 0.06 | 0.16 |  |  | 54 |  |  | 0.16 | 1.928 | 0.20003 | Biomass | FRS_
2509 | 5085 | 2021 | MI | Central Michigan University | 56190 | Consumers Energy Co | 4254 | Central Michigan University | 3304 | Commercial CHP | Midcontinent Independent Transmission System Operator, Inc.. | MISO | RFC | RFCM | RFC Michigan | MISO | 26 | 73 | Isabella | 43.5905 | -84.779 | 2 | 2 | NG | GAS |  | 0.68477 | 4.8 | 0.19205 | Yes | Yes | 244304.8 | 0.402 | 0.3491 |  | 149517.187 | 50839.348 | 149517.187 | 50839.348 | 28793.3 | 9484 | 21.973 | 7.749 | 0.239 | 8738.462 | 329.629 | 32.963 | 8747.493 |  | 1.526 | 1.634 | 0.017 | 606.979 | 0.011 | 0.001 | 607.606 |  | 0.294 | 0.305 | 0.003 | 116.889 | 0.002 | 0 | 117.01 |  | 1.526 | 1.634 | 0.017 | 606.987 | 0.011 | 0.001 | 607.614 |  | 62.942 | 22.196 | 0.684 | 25031.441 | 944.227 | 94.423 |  | 428294 | 145630 | 428294 | 145630 | EIA | EIA | EIA | EIA | EIA | EIA | -- | EIA | EIA |  |  |  | 0 |  |  | 278776.813 | 94790.652 | 40.969 | 14.447 | 0.445 | 16292.979 | 614.598 | 61.46 | 5192.8456 | 0 | 0 | 28792.916 | 0 | 0 | 0.004 | 0 | 0 | 0 | 0 | 0 | 28792.916 | 0.004 | 0.004 | 28792.92 | 0 | 0 | 0 | 1 | 0 | 0 | 1.3892e-07 | 0 | 0 | 0 | 0 | 0 | 1 | 1.3892e-07 | 1.3892e-07 | 1 | 0 | [7 empty] | https://www.google.com/maps/@?api=1&map_action=map&center=43.590456000000003%2C-84.778999999999996&zoom=17&basemap=satellite | 37937 | [118 empty] | 0.39 |  |  | 64 |  |  | 0.35 | 0.18 |  |  | 36 |  |  | 0.4 | 0.56 |  |  | 85 |  |  | 0.3 | 0.01 |  |  | 60 |  |  | 0.05 | 0.06 |  |  | 39 |  |  | 0.12 | 0.04 |  |  | 37 |  |  | 0.06 | 0.09 |  |  | 21 |  |  | 0.16 | 0.14645 | 0.012798 | Gas | FRS_110003718344
2510 | 10261 | 2021 | TX | Phelps Dodge Refining | 54628 | El Paso Electric Co | 5701 | Phelps Dodge Refining Corp | 14925 | Industrial CHP | El Paso Electric Company | EPE | WECC | AZNM | WECC Southwest |  | 48 | 141 | El Paso | 31.7645 | -106.3913 | 5 | 5 | NG | GAS |  | 0.30237 | 19.6 | 0.82938 |  | Yes | 444453.6 | 0.399 | 0.34707 |  | 282440.783 | 142381.512 | 282440.783 | 142381.512 | 51915.999 | 26172 | 44.304 | 22.335 | 0.451 | 16507.119 | 622.676 | 62.268 | 16524.18 |  | 1.707 | 1.707 | 0.017 | 635.916 | 0.012 | 0.001 | 636.574 |  | 0.314 | 0.314 | 0.003 | 116.889 | 0.002 | 0 | 117.01 |  | 1.707 | 1.707 | 0.017 | 635.911 | 0.012 | 0.001 | 636.568 |  | 127.652 | 64.352 | 1.3 | 47561.398 | 1794.095 | 179.409 |  | 813787.001 | 410238.999 | 813787.001 | 410238.999 | EIA | EIA | EIA | EIA | EIA | EIA | -- | EIA | EIA | [6 empty] | 531346.218 | 267857.487 | 83.348 | 42.017 | 0.849 | 31054.279 | 1171.419 | 117.142 | 5440.2915 | 0 | 0 | 51916.48 | 0 | 0 | 0 | 0 | 0 | 0 | 0 | 0 | 51916.48 | 0 | 0 | 51916.48 | 0 | 0 | 0 | 1 | 0 | 0 | 0 | 0 | 0 | 0 | 0 | 0 | 1 | 0 | 0 | 1 | 0 | [7 empty] | https://www.google.com/maps/@?api=1&map_action=map&center=31.764458000000001%2C-106.39131399999999&zoom=17&basemap=satellite | 87394 | [118 empty] | 0.74 |  |  | 92 |  |  | 0.35 | 0.92 |  |  | 90 |  |  | 0.4 | 0.56 |  |  | 85 |  |  | 0.3 | 0.28 |  |  | 95 |  |  | 0.05 | 0.29 |  |  | 90 |  |  | 0.12 | 0.08 |  |  | 73 |  |  | 0.06 | 0.18 |  |  | 61 |  |  | 0.16 | 0.11463 | 0.0054246 | Gas | FRS_110028042534
2511 | 5087 | 2021 | MI | Chatham | 58254 | City of Lowell - (MI) | 11268 | City of Lowell - (MI) | 11268 | Electric Utility | Midcontinent Independent Transmission System Operator, Inc.. | MISO | RFC | RFCM | RFC Michigan | MISO | 26 | 81 | Kent | 42.9344 | -85.3475 | 2 | 2 | NG | GAS |  | 0.00073 | 7.3 | 1 | [6 empty] | 708 | 307 | 708 | 307 | 47 | 20 | 0.113 | 0.049 | 0.001 | 41.379 | 1.561 | 0.156 | 41.422 |  | 4.809 | 4.9 | 0.051 | 1760.809 | 0.033 | 0.003 | 1762.628 |  | 0.319 | 0.319 | 0.003 | 116.89 | 0.002 | 0 | 117.011 |  | 4.809 | 4.9 | 0.051 | 1760.809 | 0.033 | 0.003 | 1762.628 |  | 0.113 | 0.049 | 0.001 | 41.379 | 1.561 | 0.156 |  | 708 | 307 | 708 | 307 | EIA | EIA | EIA | EIA | EIA | EIA | -- | EIA | EIA | [14 empty] | 15063.8298 | 0 | 0 | 47 | 0 | 0 | 0 | 0 | 0 | 0 | 0 | 0 | 47 | 0 | 0 | 47 | 0 | 0 | 0 | 1 | 0 | 0 | 0 | 0 | 0 | 0 | 0 | 0 | 1 | 0 | 0 | 1 | 0 | [7 empty] | https://www.google.com/maps/@?api=1&map_action=map&center=42.934443999999999%2C-85.347499999999997&zoom=17&basemap=satellite | 11928 | [118 empty] | 0.15 |  |  | 21 |  |  | 0.35 | 0.1 |  |  | 23 |  |  | 0.4 | 0.2 |  |  | 37 |  |  | 0.3 | 0 |  |  | 0 |  |  | 0.05 | 0.05 |  |  | 32 |  |  | 0.12 | 0.05 |  |  | 54 |  |  | 0.06 | 0.15 |  |  | 48 |  |  | 0.16 | 0.00043448 | 0.015517 | Gas | FRS_110057114983
2512 | 9377 | 2021 | PA | St. Nicholas Cogeneration Project | 54634 | PPL Electric Utilities Corp | 14715 | Schuylkill Energy Resource Inc | 16793 | IPP CHP | PJM Interconnection, LLC | PJM | RFC | RFCE | RFC East | PJM | 42 | 107 | Schuylkill | 40.8222 | -76.1736 | 1 | 1 | WC | COAL | Yes | 0.75915 | 99.2 | 0.06809 |  | Yes | 207763.2 | 10.837 | 0.93527 |  | 10029035.84 | 4207420.602 | 10029035.84 | 4207420.602 | 659692 | 283989 | 298.476 | 125.318 | 959.261 | 1168922.04 | 231313.42 | 33650.892 | 1176827.44 |  | 0.905 | 0.883 | 2.908 | 3543.842 | 0.351 | 0.051 | 3567.809 |  | 0.06 | 0.06 | 0.191 | 233.108 | 0.023 | 0.003 | 234.684 |  | 0.905 | 0.883 | 2.908 | 3543.842 | 0.351 | 0.051 | 3567.809 |  | 319.133 | 133.991 | 1025.649 | 1249820.067 | 247322.015 | 35979.782 |  | 10723119.09 | 4498605.142 | 10723119.09 | 4498605.142 | EPA/CAMD | EPA/CAMD | EPA/CAMD | EPA/CAMD | EIA | EIA | -- | EPA/CAMD | EPA/CAMD | [6 empty] | 694083.254 | 291184.54 | 20.657 | 8.673 | 66.388 | 80898.027 | 16008.595 | 2328.89 | 15202.6034 | 657913.2 | 1778.799 | 0 | 0 | 0 | 0 | 0 | 0 | 0 | 0 | 0 | 659691.999 | 0 | 0 | 659691.999 | 0 | 0.9973 | 0.0026964 | 0 | 0 | 0 | 0 | 0 | 0 | 0 | 0 | 0 | 1 | 0 | 0 | 1 | 0 | Yes |  | 10436349.6 | 1244884.553 | 293.707 | 998.894 |  | https://www.google.com/maps/@?api=1&map_action=map&center=40.822200000000002%2C-76.173599999999993&zoom=17&basemap=satellite | 14312 | [118 empty] | 0.38 |  |  | 62 |  |  | 0.35 | 0.31 |  |  | 51 |  |  | 0.4 | 0.55 |  |  | 84 |  |  | 0.3 | 0.04 |  |  | 71 |  |  | 0.05 | 0.16 |  |  | 73 |  |  | 0.12 | 0.06 |  |  | 58 |  |  | 0.06 | 0.14 |  |  | 45 |  |  | 0.16 | 49.3034 | 0.1505 | Coal | FRS_110006812716
2513 | 5090 | 2021 | MI | Coldwater Peaking Plant | 59467 | Coldwater Board of Public Util | 3915 | Coldwater Board of Public Util | 3915 | Electric Utility | Midcontinent Independent Transmission System Operator, Inc.. | MISO | RFC | RFCM | RFC Michigan | MISO | 26 | 23 | Branch | 41.9194 | -85.0242 | 3 | 3 | NG | GAS |  | 0.01386 | 12.9 | 1 | [6 empty] | 14835.999 | 6444 | 14835.999 | 6444 | 1566 | 680.001 | 19.368 | 8.412 | 0.024 | 867.084 | 32.708 | 3.271 | 867.98 |  | 24.736 | 24.741 | 0.03 | 1107.387 | 0.021 | 0.002 | 1108.532 |  | 2.611 | 2.611 | 0.003 | 116.889 | 0.002 | 0 | 117.01 |  | 24.736 | 24.741 | 0.03 | 1107.387 | 0.021 | 0.002 | 1108.532 |  | 19.368 | 8.412 | 0.024 | 867.084 | 32.708 | 3.271 |  | 14835.999 | 6444 | 14835.999 | 6444 | EIA | EIA | EIA | EIA | EIA | EIA | -- | EIA | EIA | [14 empty] | 9473.818 | 0 | 0 | 1566 | 0 | 0 | 0 | 0 | 0 | 0 | 0 | 0 | 1566 | 0 | 0 | 1566 | 0 | 0 | 0 | 1 | 0 | 0 | 0 | 0 | 0 | 0 | 0 | 0 | 1 | 0 | 0 | 1 | 0 | [7 empty] | https://www.google.com/maps/@?api=1&map_action=map&center=41.919443999999999%2C-85.024167000000006&zoom=17&basemap=satellite | 12243 | [118 empty] | 0.29 |  |  | 49 |  |  | 0.35 | 0.12 |  |  | 27 |  |  | 0.4 | 0.46 |  |  | 75 |  |  | 0.3 | 0.03 |  |  | 67 |  |  | 0.05 | 0.13 |  |  | 65 |  |  | 0.12 | 0.06 |  |  | 63 |  |  | 0.06 | 0.16 |  |  | 54 |  |  | 0.16 | 0.0046386 | 0.0038784 | Gas | FRS_110070059273
2514 | 10126 | 2021 | TX | JCO Oxides Olefins Plant | 54637 | Entergy Texas Inc. | 55937 | Indorama Ventures | 30052 | Industrial CHP | Midcontinent Independent Transmission System Operator, Inc.. | MISO | SERC | SRMV | SERC Mississippi Valley | MISO | 48 | 245 | Jefferson | 29.9635 | -93.9297 | 2 | 2 | NG | GAS |  | 0.90853 | 73.8 | 0 |  | Yes | 3901230.4 | 0.514 | 0.40657 |  | 2964356.333 | 1494362.585 | 2964356.333 | 1494362.585 | 587354 | 296091 | 462.729 | 233.266 | 4.737 | 173250.409 | 6535.292 | 653.529 | 173429.476 |  | 1.576 | 1.576 | 0.016 | 589.935 | 0.011 | 0.001 | 590.545 |  | 0.312 | 0.312 | 0.003 | 116.889 | 0.002 | 0 | 117.01 |  | 1.576 | 1.576 | 0.016 | 589.935 | 0.011 | 0.001 | 590.545 |  | 1138.116 | 573.736 | 11.651 | 426122.508 | 16074.047 | 1607.405 |  | 7291059 | 3675498 | 7291059 | 3675498 | EIA | EIA | EIA | EIA | EIA | EIA | -- | EIA | EIA | [6 empty] | 4326702.667 | 2181135.415 | 675.387 | 340.47 | 6.914 | 252872.099 | 9538.754 | 953.875 | 5046.9671 | 0 | 0 | 587354 | 0 | 0 | 0 | 0 | 0 | 0 | 0 | 0 | 587354 | 0 | 0 | 587354 | 0 | 0 | 0 | 1 | 0 | 0 | 0 | 0 | 0 | 0 | 0 | 0 | 1 | 0 | 0 | 1 | 0 | [7 empty] | https://www.google.com/maps/@?api=1&map_action=map&center=29.963501999999998%2C-93.929737000000003&zoom=17&basemap=satellite | 39161 | [118 empty] | 0.41 |  |  | 66 |  |  | 0.35 | 0.45 |  |  | 63 |  |  | 0.4 | 0.38 |  |  | 66 |  |  | 0.3 | 0.03 |  |  | 70 |  |  | 0.05 | 0.13 |  |  | 66 |  |  | 0.12 | 0.07 |  |  | 71 |  |  | 0.06 | 0.16 |  |  | 52 |  |  | 0.16 | 1.3608 | 0.0050274 | Gas | FRS_110028042339
2515 | 9231 | 2021 | PA | Domtar Paper Company, LLC | 54638 | West Penn Power Company | 20387 | Domtar LLC | 56137 | Industrial CHP | PJM Interconnection, LLC | PJM | RFC | RFCW | RFC West | PJM | 42 | 47 | Elk | 41.4915 | -78.6758 | 3 | 1 | BLQ | BIOMASS |  | 0.43443 | 54 | 0.60928 | Yes | Yes | 5456760 | 0.129 | 0.14631 |  | 1571468.214 | 482462.816 | 1571468.214 | 482462.816 | 205504 | 87826 | 175.452 | 19.98 | 211.71 | 51485.813 | 5909.009 | 3321.411 | 52054.566 |  | 1.708 | 0.455 | 2.06 | 501.069 | 0.029 | 0.016 | 506.604 |  | 0.223 | 0.083 | 0.269 | 65.526 | 0.004 | 0.002 | 66.25 |  | 1.708 | 0.455 | 2.06 | 501.069 | 0.029 | 0.016 | 506.604 |  | 1199.21 | 136.562 | 1447.036 | 875016.717 | 40387.973 | 22701.789 |  | 10740957.55 | 3297624.846 | 10740957.55 | 3297624.846 | EPA/CAMD; EIA | EPA/CAMD; EIA |  | EIA | EIA | EIA | -- |  | EPA/CAMD |  |  |  | 523112.095 |  |  | 9169489.332 | 2815162.03 | 1023.758 | 116.582 | 1235.326 | 300418.809 | 34478.964 | 19380.377 | 7646.8984 | 0 | 0 | 86174.311 | 0 | 0 | 119329.69 | 0 | 0 | 0 | 0 | 0 | 86174.311 | 119329.69 | 119329.69 | 205504.001 | 0 | 0 | 0 | 0.41933 | 0 | 0 | 0.58067 | 0 | 0 | 0 | 0 | 0 | 0.41933 | 0.58067 | 0.58067 | 1 | 0 | Yes |  | 1197207.961 |  | 29.406 |  |  | https://www.google.com/maps/@?api=1&map_action=map&center=41.491466000000003%2C-78.675758999999999&zoom=17&basemap=satellite | 2767 | [118 empty] | 0.21 |  |  | 35 |  |  | 0.35 | 0.04 |  |  | 11 |  |  | 0.4 | 0.38 |  |  | 66 |  |  | 0.3 | 0 |  |  | 0 |  |  | 0.05 | 0.08 |  |  | 50 |  |  | 0.12 | 0.05 |  |  | 47 |  |  | 0.06 | 0.23 |  |  | 77 |  |  | 0.16 | 2.7637 | 0.024564 | Biomass | FRS_110000330400
2516 | 5095 | 2021 | MI | Coopersville | 54756 | Consumers Energy Co | 4254 | EDL Inc | 55858 | IPP Non-CHP | Midcontinent Independent Transmission System Operator, Inc.. | MISO | RFC | RFCM | RFC Michigan | MISO | 26 | 139 | Ottawa | 43.0473 | -85.9562 | 7 | 7 | LFG | BIOMASS |  | 0.73382 | 6.4 | 0.1103 | Yes | [5 empty] | 479412 | 197809 | 479412 | 197809 | 41141 | 16975 | 0 | 0 | 8.03 | 0 | 0 | 0 | 0 |  | 0 | 0 | 0.39 | 0 | 0 | 0 | 0 |  | 0 | 0 | 0.033 | 0 | 0 | 0 | 0 |  | 0 | 0 | 0.39 | 0 | 0 | 0 | 0 |  | 347.569 | 143.409 | 10.786 | 30442.56 | 1115.113 | 111.511 |  | 479412 | 197809 | 479412 | 197809 | EIA | EIA | EIA | EIA | EIA | EIA | -- | EIA | EIA | 347.569 | 143.409 | 2.757 | 30442.56 | 1115.113 | 111.511 | [8 empty] | 11652.901 | 0 | 0 | 0 | 0 | 0 | 41141 | 0 | 0 | 0 | 0 | 0 | 0 | 41141 | 41141 | 41141 | 0 | 0 | 0 | 0 | 0 | 0 | 1 | 0 | 0 | 0 | 0 | 0 | 0 | 1 | 1 | 1 | 0 | [7 empty] | https://www.google.com/maps/@?api=1&map_action=map&center=43.047305999999999%2C-85.956173000000007&zoom=17&basemap=satellite | 5445 | [118 empty] | 0.19 |  |  | 30 |  |  | 0.35 | 0.12 |  |  | 27 |  |  | 0.4 | 0.26 |  |  | 48 |  |  | 0.3 | 0 |  |  | 0 |  |  | 0.05 | 0.07 |  |  | 44 |  |  | 0.12 | 0.08 |  |  | 73 |  |  | 0.06 | 0.12 |  |  | 34 |  |  | 0.16 | 3.5417 | 0.18535 | Biomass | FRS_110028029602
2517 | 7518 | 2021 | NJ | Lakewood | 54640 | Jersey Central Power & Lt Co | 9726 | Essential Power Operating Company, LLC | 60789 | IPP Non-CHP | PJM Interconnection, LLC | PJM | RFC | RFCE | RFC East | PJM | 34 | 29 | Ocean | 40.0613 | -74.1686 | 2 | 3 | NG | GAS |  | 0.13292 | 236.8 | 1 | [6 empty] | 2260458.358 | 1697277.057 | 2260458.358 | 1697277.057 | 275725 | 207315 | 20.947 | 15.36 | 0.678 | 134338.509 | 4819.757 | 481.976 | 134470.57 |  | 0.152 | 0.148 | 0.005 | 974.438 | 0.017 | 0.002 | 975.396 |  | 0.019 | 0.018 | 0.001 | 118.86 | 0.002 | 0 | 118.976 |  | 0.152 | 0.148 | 0.005 | 974.438 | 0.017 | 0.002 | 975.396 |  | 20.947 | 15.36 | 0.678 | 134338.509 | 4819.757 | 481.976 |  | 2260458.358 | 1697277.057 | 2260458.358 | 1697277.057 | EPA/CAMD | EPA/CAMD | EPA/CAMD | EPA/CAMD | EIA | EIA | -- | EPA/CAMD | EPA/CAMD | [14 empty] | 8198.235 | 0 | 0 | 275725 | 0 | 0 | 0 | 0 | 0 | 0 | 0 | 0 | 275725 | 0 | 0 | 275725 | 0 | 0 | 0 | 1 | 0 | 0 | 0 | 0 | 0 | 0 | 0 | 0 | 1 | 0 | 0 | 1 | 0 | Yes |  | 3139639.207 | 188760.649 | 29.86 | 2.617 |  | https://www.google.com/maps/@?api=1&map_action=map&center=40.061300000000003%2C-74.168599999999998&zoom=17&basemap=satellite | 85478 | [118 empty] | 0.29 |  |  | 50 |  |  | 0.35 | 0.21 |  |  | 40 |  |  | 0.4 | 0.37 |  |  | 65 |  |  | 0.3 | 0.03 |  |  | 70 |  |  | 0.05 | 0.11 |  |  | 61 |  |  | 0.12 | 0.12 |  |  | 91 |  |  | 0.06 | 0.2 |  |  | 66 |  |  | 0.16 | 4.84 | 0.040473 | Gas | FRS_110000321811
2518 | 5098 | 2021 | MI | Croswell | 7497 | City of Croswell - (MI) | 4562 | City of Croswell - (MI) | 4562 | Electric Utility | Midcontinent Independent Transmission System Operator, Inc.. | MISO | RFC | RFCM | RFC Michigan | MISO | 26 | 151 | Sanilac | 43.2719 | -82.6139 | 5 | 5 | DFO | OIL |  | 0 | 5.1 | [11 empty] | 0 | 0 | 0 |  | 0 | 0 | [45 empty] | -- | [17 empty] | 0 | 0 | 0 | 0 | 0 | 0 | 0 | 0 | 0 | 0 | 0 | 0 | 0 | 0 | 0 | 0 | [23 empty] | https://www.google.com/maps/@?api=1&map_action=map&center=43.271943999999998%2C-82.613889&zoom=17&basemap=satellite | 3641 | [118 empty] | 0.24 |  |  | 41 |  |  | 0.35 | 0.13 |  |  | 29 |  |  | 0.4 | 0.35 |  |  | 62 |  |  | 0.3 | 0 |  |  | 0 |  |  | 0.05 | 0.11 |  |  | 58 |  |  | 0.12 | 0.05 |  |  | 46 |  |  | 0.06 | 0.18 |  |  | 59 |  |  | 0.16 |  |  | Oil | FRS_
2519 | 6607 | 2021 | NC | International Paper Riegelwood Mill | 54656 | Duke Energy Progress - (NC) | 3046 | International Paper Co-Riegelwood | 9210 | Industrial CHP | Duke Energy Progress East | CPLE | SERC | SRVC | SERC Virginia/Carolina |  | 37 | 47 | Columbus | 34.3533 | -78.2137 | 4 | 2 | BLQ | BIOMASS |  | 0.87918 | 51.5 | 0 | Yes | Yes | 11293735.2 | 0.12 | 0.1378 |  | 2273481.549 | 966955.551 | 2273481.549 | 966955.551 | 396633.523 | 167031.239 | 148.645 | 62.799 | 578.626 | 17020.055 | 14474.278 | 9285.705 | 18584.554 |  | 0.75 | 0.752 | 2.918 | 85.823 | 0.036 | 0.023 | 93.711 |  | 0.131 | 0.13 | 0.509 | 14.973 | 0.006 | 0.004 | 16.349 |  | 0.75 | 0.752 | 2.918 | 85.823 | 0.036 | 0.023 | 93.711 |  | 1078.731 | 455.736 | 4199.146 | 1717916.185 | 105041.296 | 67387.296 |  | 16498885 | 7017294 | 16498885 | 7017294 | EIA | EIA | EIA | EIA | EIA | EIA | -- | EIA | EIA |  |  |  | 1594399.927 |  |  | 14225403.45 | 6050338.449 | 930.086 | 392.937 | 3620.52 | 106496.203 | 90567.018 | 58101.591 | 5731.945 | 0 | 0 | 50888.718 | 0 | 0 | 345744.81 | 0 | 0 | 0 | 0 | 0 | 50888.718 | 345744.81 | 345744.81 | 396633.528 | 0 | 0 | 0 | 0.1283 | 0 | 0 | 0.8717 | 0 | 0 | 0 | 0 | 0 | 0.1283 | 0.8717 | 0.8717 | 1 | 0 | [7 empty] | https://www.google.com/maps/@?api=1&map_action=map&center=34.353299999999997%2C-78.213700000000003&zoom=17&basemap=satellite | 1962 | [118 empty] | 0.44 |  |  | 69 |  |  | 0.35 | 0.41 |  |  | 60 |  |  | 0.4 | 0.47 |  |  | 77 |  |  | 0.3 | 0 |  |  | 0 |  |  | 0.05 | 0.1 |  |  | 56 |  |  | 0.12 | 0.04 |  |  | 38 |  |  | 0.06 | 0.18 |  |  | 59 |  |  | 0.16 | 7.6366 | 0.038717 | Biomass | FRS_110009719304
2520 | 5103 | 2021 | MI | Dean Peakers | 55718 | ITC Transmission | 56068 | DTE Electric Company | 5109 | Electric Utility | Midcontinent Independent Transmission System Operator, Inc.. | MISO | RFC | RFCM | RFC Michigan | MISO | 26 | 147 | St Clair | 42.7725 | -82.4953 | 4 | 4 | NG | GAS |  | 0.10061 | 357.6 | 1 | [6 empty] | 3770347.643 | 2288358.378 | 3770347.643 | 2288358.378 | 315176 | 192237 | 48.677 | 28.487 | 1.131 | 224060.199 | 8296.91 | 829.691 | 224287.534 |  | 0.309 | 0.296 | 0.007 | 1421.81 | 0.026 | 0.003 | 1423.253 |  | 0.026 | 0.025 | 0.001 | 118.854 | 0.002 | 0 | 118.974 |  | 0.309 | 0.296 | 0.007 | 1421.81 | 0.026 | 0.003 | 1423.253 |  | 48.677 | 28.487 | 1.131 | 224060.199 | 8296.91 | 829.691 |  | 3770347.643 | 2288358.378 | 3770347.643 | 2288358.378 | EPA/CAMD | EPA/CAMD | EPA/CAMD | EPA/CAMD | EIA | EIA | -- | EPA/CAMD | EPA/CAMD | [14 empty] | 11962.6737 | 0 | 0 | 315176 | 0 | 0 | 0 | 0 | 0 | 0 | 0 | 0 | 315176 | 0 | 0 | 315176 | 0 | 0 | 0 | 1 | 0 | 0 | 0 | 0 | 0 | 0 | 0 | 0 | 1 | 0 | 0 | 1 | 0 | Yes |  | 4085920.826 | 242824.375 | 60.131 | 1.226 |  | https://www.google.com/maps/@?api=1&map_action=map&center=42.772500000000001%2C-82.4953&zoom=17&basemap=satellite | 5586 | [118 empty] | 0.12 |  |  | 14 |  |  | 0.35 | 0.04 |  |  | 11 |  |  | 0.4 | 0.2 |  |  | 37 |  |  | 0.3 | 0.02 |  |  | 62 |  |  | 0.05 | 0.09 |  |  | 52 |  |  | 0.12 | 0.03 |  |  | 30 |  |  | 0.06 | 0.27 |  |  | 84 |  |  | 0.16 | 2.1615 | 0.0058552 | Gas | FRS_110015836069
2521 | 5104 | 2021 | MI | Dearborn Energy Center | 62289 | DTE Electric Company | 5109 | DTE Electric Company | 5109 | Electric Utility | Midcontinent Independent Transmission System Operator, Inc.. | MISO | RFC | RFCM | RFC Michigan | MISO | 26 | 163 | Wayne | 42.2969 | -83.2313 | 3 | 3 | NG | GAS |  | 0.74157 | 35 | 0.097385 |  | Yes | 0 |  | 1 |  | 2540689.2 | 0 | 2540689.2 | 0 | 227365 | 98748.961 | 387.153 | 168.148 | 4.06 | 148489.383 | 5601.265 | 560.127 | 148642.858 |  | 3.406 | 3.406 | 0.036 | 1306.176 | 0.025 | 0.002 | 1307.526 |  | 0.305 |  | 0.003 | 116.889 | 0.002 | 0 | 117.01 |  | 3.406 | 3.406 | 0.036 | 1306.176 | 0.025 | 0.002 | 1307.526 |  | 387.153 | 168.148 | 4.06 | 148489.383 | 5601.265 | 560.127 |  | 2540689.2 | 0 | 2540689.2 | 0 | EIA | EIA | EIA | EIA | EIA | EIA | -- | EIA | EIA | [6 empty] | 0 | 0 | 0 | 0 | 0 | 0 | 0 | 0 | 11174.4956 | 0 | 0 | 227365 | 0 | 0 | 0 | 0 | 0 | 0 | 0 | 0 | 227365 | 0 | 0 | 227365 | 0 | 0 | 0 | 1 | 0 | 0 | 0 | 0 | 0 | 0 | 0 | 0 | 1 | 0 | 0 | 1 | 0 | [7 empty] | https://www.google.com/maps/@?api=1&map_action=map&center=42.296900000000001%2C-83.231250000000003&zoom=17&basemap=satellite | 98768 | [118 empty] | 0.29 |  |  | 50 |  |  | 0.35 | 0.22 |  |  | 41 |  |  | 0.4 | 0.36 |  |  | 64 |  |  | 0.3 | 0.04 |  |  | 72 |  |  | 0.05 | 0.11 |  |  | 60 |  |  | 0.12 | 0.07 |  |  | 71 |  |  | 0.06 | 0.15 |  |  | 48 |  |  | 0.16 | 8.0696 | 0.063303 | Gas | FRS_
2522 | 7318 | 2021 | NH | Turnkey Landfill Gas Recovery | 54663 | Public Service Co of NH | 15472 | WM Renewable Energy LLC | 54842 | IPP Non-CHP | ISO New England Inc. | ISNE | NPCC | NEWE | NPCC New England | ISONE | 33 | 17 | Strafford | 43.2416 | -70.9664 | 6 | 6 | LFG | BIOMASS |  | 0.47867 | 9.2 | 0.53555 | Yes | [5 empty] | 773823 | 323965 | 773823 | 323965 | 38577 | 16150 | 0 | 0 | 12.962 | 0.002 | 0 | 0 | 0.002 |  | 0 | 0 | 0.672 | 0 | 0 | 0 | 0 |  | 0 | 0 | 0.034 | 0 | 0 | 0 | 0 |  | 0 | 0 | 0.672 | 0 | 0 | 0 | 0 |  | 150.53 | 63.022 | 17.411 | 49137.6 | 1799.914 | 179.991 |  | 773823 | 323965 | 773823 | 323965 | EIA | EIA | EIA | EIA | EIA | EIA | -- | EIA | EIA | 150.53 | 63.022 | 4.449 | 49137.598 | 1799.914 | 179.991 | [8 empty] | 20059.1803 | 0 | 0 | 0 | 0 | 0 | 38577 | 0 | 0 | 0 | 0 | 0 | 0 | 38577 | 38577 | 38577 | 0 | 0 | 0 | 0 | 0 | 0 | 1 | 0 | 0 | 0 | 0 | 0 | 0 | 1 | 1 | 1 | 0 | [7 empty] | https://www.google.com/maps/@?api=1&map_action=map&center=43.241554999999998%2C-70.966403999999997&zoom=17&basemap=satellite | 12247 | [118 empty] | 0.13 |  |  | 16 |  |  | 0.35 | 0.1 |  |  | 25 |  |  | 0.4 | 0.15 |  |  | 27 |  |  | 0.3 | 0 |  |  | 0 |  |  | 0.05 | 0.08 |  |  | 49 |  |  | 0.12 | 0.04 |  |  | 41 |  |  | 0.06 | 0.17 |  |  | 57 |  |  | 0.16 | 6.749 | 0.4116 | Biomass | FRS_110028020861
2523 | 5105 | 2021 | MI | Dearborn Industrial Generation | 55088 | DTE Electric Company | 5109 | Dearborn Industrial Gen Inc | 4945 | IPP CHP | Midcontinent Independent Transmission System Operator, Inc.. | MISO | RFC | RFCM | RFC Michigan | MISO | 26 | 163 | Wayne | 42.3026 | -83.154 | 6 | 4 | NG | GAS |  | 0.63695 | 747.9 | 0.27175 |  | Yes | 5832712 | 2.442 | 0.76503 |  | 26571147.62 | 12040219.85 | 26571147.62 | 12040219.85 | 4173040.999 | 1914229.999 | 362.183 | 155.701 | 611.521 | 1573472.836 | 48625.52 | 5958.825 | 1574968.52 |  | 0.174 | 0.163 | 0.293 | 754.113 | 0.012 | 0.001 | 754.83 |  | 0.027 | 0.026 | 0.046 | 118.435 | 0.002 | 0 | 118.547 |  | 0.174 | 0.163 | 0.293 | 754.113 | 0.012 | 0.001 | 754.83 |  | 473.425 | 203.524 | 799.346 | 2056756.49 | 63560.585 | 7789.045 |  | 34732331.6 | 15738308.13 | 34732331.6 | 15738308.13 | EPA/CAMD | EPA/CAMD | EPA/CAMD | EPA/CAMD; EIA | EIA | EIA | -- | EPA/CAMD | EPA/CAMD | [6 empty] | 8161183.984 | 3698088.274 | 111.242 | 47.823 | 187.825 | 483283.654 | 14935.065 | 1830.221 | 6367.3345 | 0 | 0 | 2982964.95 | 0 | 0 | 0 | 0 | 0 | 0 | 1190076 | 0 | 4173040.95 | 0 | 0 | 4173040.95 | 0 | 0 | 0 | 0.71482 | 0 | 0 | 0 | 0 | 0 | 0 | 0.28518 | 0 | 1 | 0 | 0 | 1 | 0 | Yes |  | 39648385.55 | 1933833.875 | 538.345 | 767.266 |  | https://www.google.com/maps/@?api=1&map_action=map&center=42.302599999999998%2C-83.153999999999996&zoom=17&basemap=satellite | 117070 | [118 empty] | 0.56 |  |  | 80 |  |  | 0.35 | 0.51 |  |  | 67 |  |  | 0.4 | 0.62 |  |  | 89 |  |  | 0.3 | 0.13 |  |  | 88 |  |  | 0.05 | 0.34 |  |  | 93 |  |  | 0.12 | 0.08 |  |  | 77 |  |  | 0.06 | 0.1 |  |  | 26 |  |  | 0.16 | 67.1277 | 0.026152 | Gas | FRS_110006650132
2524 | 7703 | 2021 | NM | Chino Mines | 54667 | Public Service Co of NM | 15473 | FreePort-McMoRan-Corp-Chino Mines | 3670 | Industrial Non-CHP | Public Service Company of New Mexico | PNM | WECC | AZNM | WECC Southwest |  | 35 | 17 | Grant | 32.6956 | -108.1225 | 1 | 2 | NG | GAS |  | 0.10127 | 54 | 1 |  | Yes | 0 |  | 1 |  | 587009.12 | 306889.041 | 587009.12 | 306889.041 | 47907 | 25149 | 23.774 | 13.196 | 0.938 | 34307.472 | 1294.139 | 129.414 | 34342.931 |  | 0.993 | 1.049 | 0.039 | 1432.253 | 0.027 | 0.003 | 1433.733 |  | 0.081 | 0.086 | 0.003 | 116.889 | 0.002 | 0 | 117.01 |  | 0.993 | 1.049 | 0.039 | 1432.253 | 0.027 | 0.003 | 1433.733 |  | 23.774 | 13.196 | 0.938 | 34307.472 | 1294.139 | 129.414 |  | 587009.12 | 306889.041 | 587009.12 | 306889.041 | EIA | EIA | EIA | EIA | EIA | EIA | -- | EIA | EIA | [6 empty] | 0 | 0 | 0 | 0 | 0 | 0 | 0 | 0 | 12253.097 | 0 | 0 | 47907 | 0 | 0 | 0 | 0 | 0 | 0 | 0 | 0 | 47907 | 0 | 0 | 47907 | 0 | 0 | 0 | 1 | 0 | 0 | 0 | 0 | 0 | 0 | 0 | 0 | 1 | 0 | 0 | 1 | 0 | [7 empty] | https://www.google.com/maps/@?api=1&map_action=map&center=32.695599999999999%2C-108.1225&zoom=17&basemap=satellite | 1477 | [118 empty] | 0.58 |  |  | 81 |  |  | 0.35 | 0.74 |  |  | 80 |  |  | 0.4 | 0.43 |  |  | 72 |  |  | 0.3 | 0.02 |  |  | 65 |  |  | 0.05 | 0.11 |  |  | 61 |  |  | 0.12 | 0.06 |  |  | 57 |  |  | 0.06 | 0.24 |  |  | 79 |  |  | 0.16 | 0.64083 | 0.07376 | Gas | FRS_110070394053
2525 | 10237 | 2021 | TX | Oyster Creek Unit VIII | 54676 | CenterPoint Energy | 8901 | Dow Chemical Company-Oyster Creek VIII | 5374 | IPP CHP | Electric Reliability Council of Texas, Inc. | ERCO | TRE | ERCT | ERCOT All | ERCOT | 48 | 39 | Brazoria | 28.9802 | -95.342 | 6 | 4 | NG | GAS |  | 0.57397 | 497.9 | 0.37671 |  | Yes | 6565499.2 | 1.301 | 0.63439 |  | 28017577.61 | 11642419.23 | 28017577.61 | 11642419.23 | 2503442 | 1080371 | 2053.191 | 848.046 | 22.599 | 1637474.126 | 33426.618 | 3342.647 | 1638390.013 |  | 1.64 | 1.57 | 0.018 | 1308.178 | 0.013 | 0.001 | 1308.91 |  | 0.147 | 0.146 | 0.002 | 116.889 | 0.001 | 0 | 116.954 |  | 1.64 | 1.57 | 0.018 | 1308.178 | 0.013 | 0.001 | 1308.91 |  | 3236.463 | 1336.782 | 35.623 | 2581164.75 | 52690.669 | 5269.044 |  | 44164352 | 18352047 | 44164352 | 18352047 | EIA | EIA | EIA | EIA | EIA | EIA | -- | [8 empty] | 16146774.4 | 6709627.77 | 1183.272 | 488.736 | 13.024 | 943690.624 | 19264.051 | 1926.397 | 11191.6224 | 0 | 0 | 2502128.3 | 0 | 0 | 0 | 0 | 0 | 0 | 1313.7 | 0 | 2503442 | 0 | 0 | 2503442 | 0 | 0 | 0 | 0.99948 | 0 | 0 | 0 | 0 | 0 | 0 | 0.00052476 | 0 | 1 | 0 | 0 | 1 | 0 | Yes | [6 empty] | https://www.google.com/maps/@?api=1&map_action=map&center=28.9802%2C-95.341999999999999&zoom=17&basemap=satellite | 13482 | [118 empty] | 0.7 |  |  | 90 |  |  | 0.35 | 0.8 |  |  | 83 |  |  | 0.4 | 0.61 |  |  | 89 |  |  | 0.3 | 0.04 |  |  | 73 |  |  | 0.05 | 0.21 |  |  | 82 |  |  | 0.12 | 0.06 |  |  | 61 |  |  | 0.06 | 0.11 |  |  | 30 |  |  | 0.16 | 95.9339 | 0.068717 | Gas | FRS_110028042507
2526 | 5109 | 2021 | MI | Delta Energy Park | 63259 | City of Lansing - (MI) | 10704 | Lansing Board of Water and Light | 56155 | Electric Utility | Midcontinent Independent Transmission System Operator, Inc.. | MISO | RFC | RFCM | RFC Michigan | MISO | 26 | 45 | Eaton | 42.6906 | -84.6578 | 3 | 4 | NG | GAS |  | 0 | 263.2 | [7 empty] | 86911.831 | 0 | 86911.831 | 0 |  |  | 14.098 | 0 | 0.026 | 5154.36 |  |  | 5154.36 | [9 empty] | 0.324 |  | 0.001 | 118.611 |  |  | 118.611 | [9 empty] | 14.098 | 0 | 0.026 | 5154.36 |  |  |  | 86911.831 | 0 | 86911.831 | 0 | EPA/CAMD | EIA | EPA/CAMD | EPA/CAMD |  |  | -- | EPA/CAMD | EPA/CAMD | [47 empty] | Yes |  | 5054227.696 | 300041.629 | 240.73 | 1.507 |  | https://www.google.com/maps/@?api=1&map_action=map&center=42.690643999999999%2C-84.657782999999995&zoom=17&basemap=satellite | 15825 | [118 empty] | 0.36 |  |  | 60 |  |  | 0.35 | 0.41 |  |  | 60 |  |  | 0.4 | 0.31 |  |  | 56 |  |  | 0.3 | 0.02 |  |  | 63 |  |  | 0.05 | 0.04 |  |  | 31 |  |  | 0.12 | 0.05 |  |  | 52 |  |  | 0.06 | 0.19 |  |  | 64 |  |  | 0.16 |  |  | Gas | FRS_
2527 | 9420 | 2021 | PA | York Generation Company LLC | 54693 | Metropolitan Edison Co | 12390 | York Generation Company LLC | 18458 | IPP CHP | PJM Interconnection, LLC | PJM | RFC | RFCE | RFC East | PJM | 42 | 133 | York | 39.9856 | -76.6762 | 8 | 6 | NG | GAS |  | 0 | 52.2 |  |  | Yes | 0 |  | 1 |  | 0 | 0 | 0 | 0 | 0 | 0 | 0 | 0 | 0 | 0 | 0 | 0 | 0 | [25 empty] | 0 | 0 | 0 | 0 | 0 | 0 |  | 0 | 0 | 0 | 0 | EIA | EIA |  | EIA | EIA | EIA | -- | EIA | EIA | [6 empty] | 0 | 0 | 0 | 0 | 0 | 0 | 0 | 0 |  | 0 | 0 | 0 | 0 | 0 | 0 | 0 | 0 | 0 | 0 | 0 | 0 | 0 | 0 | 0 | 0 | [23 empty] | https://www.google.com/maps/@?api=1&map_action=map&center=39.985641000000001%2C-76.676158000000001&zoom=17&basemap=satellite | 56043 | [118 empty] | 0.34 |  |  | 57 |  |  | 0.35 | 0.34 |  |  | 54 |  |  | 0.4 | 0.32 |  |  | 58 |  |  | 0.3 | 0.03 |  |  | 70 |  |  | 0.05 | 0.13 |  |  | 65 |  |  | 0.12 | 0.06 |  |  | 56 |  |  | 0.06 | 0.17 |  |  | 56 |  |  | 0.16 | 0.032596 | 0.063231 | Gas | FRS_110064256585
2528 | 5117 | 2021 | MI | E.B. Eddy Paper Inc | 58222 | DTE Electric Company | 5109 | E.B. Eddy Paper Inc | 58194 | Industrial CHP | Midcontinent Independent Transmission System Operator, Inc.. | MISO | RFC | RFCM | RFC Michigan | MISO | 26 | 147 | St Clair | 42.9896 | -82.4379 | 1 | 1 | NG | GAS |  | 0.00612 | 5 | 1 |  | Yes | 163495.2 | 0.006 | 0.007404 |  | 1566.422 | 680.245 | 1566.422 | 680.245 | 268 | 116.385 | 0.121 | 0.052 | 0.003 | 91.549 | 3.454 | 0.346 | 91.643 |  | 0.901 | 0.901 | 0.019 | 683.2 | 0.013 | 0.001 | 683.906 |  | 0.154 | 0.154 | 0.003 | 116.889 | 0.002 | 0 | 117.01 |  | 0.901 | 0.901 | 0.019 | 683.2 | 0.013 | 0.001 | 683.906 |  | 16.301 | 7.08 | 0.338 | 12364.466 | 466.51 | 46.666 |  | 211559 | 91873 | 211559 | 91873 | EIA | EIA | EIA | EIA | EIA | EIA | -- | EIA | EIA | [6 empty] | 209992.578 | 91192.755 | 16.18 | 7.028 | 0.335 | 12272.917 | 463.055 | 46.321 | 5844.858 | 0 | 0.029 | 267.971 | 0 | 0 | 0 | 0 | 0 | 0 | 0 | 0 | 268 | 0 | 0 | 268 | 0 | 0 | 0.00010821 | 0.99989 | 0 | 0 | 0 | 0 | 0 | 0 | 0 | 0 | 1 | 0 | 0 | 1 | 0 | [7 empty] | https://www.google.com/maps/@?api=1&map_action=map&center=42.989600000000003%2C-82.437899999999999&zoom=17&basemap=satellite | 35774 | [118 empty] | 0.32 |  |  | 54 |  |  | 0.35 | 0.18 |  |  | 37 |  |  | 0.4 | 0.46 |  |  | 75 |  |  | 0.3 | 0 |  |  | 0 |  |  | 0.05 | 0.1 |  |  | 57 |  |  | 0.12 | 0.06 |  |  | 57 |  |  | 0.06 | 0.17 |  |  | 56 |  |  | 0.16 | 0.45082 | 0.041248 | Gas | FRS_110000404802
2529 | 5118 | 2021 | MI | Eagle Valley (MI) | 57405 | DTE Electric Company | 5109 | WM Renewable Energy LLC | 54842 | IPP Non-CHP | Midcontinent Independent Transmission System Operator, Inc.. | MISO | RFC | RFCM | RFC Michigan | MISO | 26 | 125 | Oakland | 42.7225 | -83.2631 | 2 | 2 | LFG | BIOMASS |  | 0.90347 | 3.2 | 0 | Yes | [5 empty] | 274792 | 113380 | 274792 | 113380 | 25326 | 10450 | 0 | 0 | 4.603 | 0 | 0 | 0 | 0 |  | 0 | 0 | 0.363 | 0 | 0 | 0 | 0 |  | 0 | 0 | 0.033 | 0 | 0 | 0 | 0 |  | 0 | 0 | 0.363 | 0 | 0 | 0 | 0 |  | 188.302 | 77.694 | 6.183 | 17449.234 | 639.167 | 63.917 |  | 274792 | 113380 | 274792 | 113380 | EIA | EIA | EIA | EIA | EIA | EIA | -- | EIA | EIA | 188.302 | 77.694 | 1.58 | 17449.234 | 639.167 | 63.917 | [8 empty] | 10850.1935 | 0 | 0 | 0 | 0 | 0 | 25326 | 0 | 0 | 0 | 0 | 0 | 0 | 25326 | 25326 | 25326 | 0 | 0 | 0 | 0 | 0 | 0 | 1 | 0 | 0 | 0 | 0 | 0 | 0 | 1 | 1 | 1 | 0 | [7 empty] | https://www.google.com/maps/@?api=1&map_action=map&center=42.722499999999997%2C-83.263054999999994&zoom=17&basemap=satellite | 27257 | [118 empty] | 0.18 |  |  | 29 |  |  | 0.35 | 0.23 |  |  | 43 |  |  | 0.4 | 0.13 |  |  | 24 |  |  | 0.3 | 0.03 |  |  | 70 |  |  | 0.05 | 0.06 |  |  | 41 |  |  | 0.12 | 0.05 |  |  | 52 |  |  | 0.06 | 0.14 |  |  | 43 |  |  | 0.16 | 1.9774 | 0.15759 | Biomass | FRS_110003705606
2530 | 5119 | 2021 | MI | East. Michigan Univ. Heating Plant | 59452 | DTE Electric Company | 5109 | East. Michigan Univ. Heating Plant | 59218 | Commercial CHP | Midcontinent Independent Transmission System Operator, Inc.. | MISO | RFC | RFCM | RFC Michigan | MISO | 26 | 161 | Washtenaw | 42.2489 | -83.6289 | 1 | 1 | NG | GAS |  | 0.40279 | 7.8 | 0.66201 |  | Yes | 289116 | 0.325 | 0.30226 |  | 148910.112 | 64674.744 | 148910.112 | 64674.744 | 27522 | 11953 | 22.648 | 9.836 | 0.238 | 8702.981 | 328.291 | 32.829 | 8711.976 |  | 1.646 | 1.646 | 0.017 | 632.438 | 0.012 | 0.001 | 633.092 |  | 0.304 | 0.304 | 0.003 | 116.889 | 0.002 | 0 | 117.01 |  | 1.646 | 1.646 | 0.017 | 632.431 | 0.012 | 0.001 | 633.084 |  | 74.929 | 32.543 | 0.787 | 28793.223 | 1086.128 | 108.613 |  | 492659 | 213972 | 492659 | 213972 | EIA | EIA | EIA | EIA | EIA | EIA | -- | EIA | EIA | [6 empty] | 343748.888 | 149297.256 | 52.281 | 22.707 | 0.549 | 20090.242 | 757.837 | 75.784 | 5410.5218 | 0 | 0 | 27522.32 | 0 | 0 | 0 | 0 | 0 | 0 | 0 | 0 | 27522.32 | 0 | 0 | 27522.32 | 0 | 0 | 0 | 1 | 0 | 0 | 0 | 0 | 0 | 0 | 0 | 0 | 1 | 0 | 0 | 1 | 0 | [7 empty] | https://www.google.com/maps/@?api=1&map_action=map&center=42.248888999999998%2C-83.628889000000001&zoom=17&basemap=satellite | 69285 | [118 empty] | 0.43 |  |  | 68 |  |  | 0.35 | 0.45 |  |  | 63 |  |  | 0.4 | 0.39 |  |  | 67 |  |  | 0.3 | 0.03 |  |  | 69 |  |  | 0.05 | 0.08 |  |  | 49 |  |  | 0.12 | 0.06 |  |  | 60 |  |  | 0.06 | 0.1 |  |  | 28 |  |  | 0.16 | 0.072629 | 0.0053243 | Gas | FRS_110070397677
2531 | 5126 | 2021 | MI | F.D. Kuester Generating Station | 61392 | American Transmission Co | 659 | Upper Michigan Energy Resources Company | 61029 | Electric Utility | Midcontinent Independent Transmission System Operator, Inc.. | MISO | RFC | RFCW | RFC West | MISO | 26 | 103 | Marquette | 46.5127 | -87.5107 | 7 | 7 | NG | GAS |  | 0.45786 | 131.6 | 0.57024 | [6 empty] | 4537122.002 | 1970559.003 | 4537122.002 | 1970559.003 | 527825.998 | 229245.002 | 5980.359 | 2597.385 | 7.251 | 265169.961 | 10002.65 | 1000.265 | 265444.034 |  | 22.66 | 22.66 | 0.027 | 1004.763 | 0.019 | 0.002 | 1005.801 |  | 2.636 | 2.636 | 0.003 | 116.889 | 0.002 | 0 | 117.01 |  | 22.66 | 22.66 | 0.027 | 1004.763 | 0.019 | 0.002 | 1005.801 |  | 5980.359 | 2597.385 | 7.251 | 265169.961 | 10002.65 | 1000.265 |  | 4537122.002 | 1970559.003 | 4537122.002 | 1970559.003 | EIA | EIA | EIA | EIA | EIA | EIA | -- | EIA | EIA | [14 empty] | 8595.8668 | 0 | 0 | 527826 | 0 | 0 | 0 | 0 | 0 | 0 | 0 | 0 | 527826 | 0 | 0 | 527826 | 0 | 0 | 0 | 1 | 0 | 0 | 0 | 0 | 0 | 0 | 0 | 0 | 1 | 0 | 0 | 1 | 0 | [7 empty] | https://www.google.com/maps/@?api=1&map_action=map&center=46.512697000000003%2C-87.510740999999996&zoom=17&basemap=satellite | 2083 | [118 empty] | 0.11 |  |  | 11 |  |  | 0.35 | 0.07 |  |  | 17 |  |  | 0.4 | 0.15 |  |  | 26 |  |  | 0.3 | 0 |  |  | 0 |  |  | 0.05 | 0.06 |  |  | 37 |  |  | 0.12 | 0.07 |  |  | 67 |  |  | 0.06 | 0.17 |  |  | 58 |  |  | 0.16 | 0.91063 | 0.0035171 | Gas | FRS_110070396199
2532 | 5132 | 2021 | MI | Frank Jenkins | 1851 | City of Portland - (MI) | 15246 | City of Portland - (MI) | 15246 | Electric Utility | Midcontinent Independent Transmission System Operator, Inc.. | MISO | RFC | RFCM | RFC Michigan | MISO | 26 | 67 | Ionia | 42.8686 | -84.8956 | 3 | 3 | DFO | OIL |  | 0.00342 | 3.8 | 1 | [6 empty] | 1772.001 | 770 | 1772.001 | 770 | 114 | 50 | 0.345 | 0.148 | 0.03 | 144.707 | 4.819 | 0.619 | 144.859 |  | 6.053 | 5.92 | 0.526 | 2538.719 | 0.042 | 0.005 | 2541.394 |  | 0.389 | 0.384 | 0.034 | 163.326 | 0.003 | 0 | 163.498 |  | 6.053 | 5.92 | 0.526 | 2538.719 | 0.042 | 0.005 | 2541.394 |  | 0.345 | 0.148 | 0.03 | 144.707 | 4.819 | 0.619 |  | 1772.001 | 770 | 1772.001 | 770 | EIA | EIA | EIA | EIA | EIA | EIA | -- | EIA | EIA | [14 empty] | 15543.8684 | 0 | 13.118 | 100.882 | 0 | 0 | 0 | 0 | 0 | 0 | 0 | 0 | 114 | 0 | 0 | 114 | 0 | 0 | 0.11507 | 0.88493 | 0 | 0 | 0 | 0 | 0 | 0 | 0 | 0 | 1 | 0 | 0 | 1 | 0 | [7 empty] | https://www.google.com/maps/@?api=1&map_action=map&center=42.868611000000001%2C-84.895555000000002&zoom=17&basemap=satellite | 7616 | [118 empty] | 0.14 |  |  | 18 |  |  | 0.35 | 0.08 |  |  | 21 |  |  | 0.4 | 0.19 |  |  | 35 |  |  | 0.3 | 0.01 |  |  | 57 |  |  | 0.05 | 0.05 |  |  | 34 |  |  | 0.12 | 0.05 |  |  | 50 |  |  | 0.06 | 0.14 |  |  | 46 |  |  | 0.16 |  |  | Oil | FRS_
2533 | 5133 | 2021 | MI | Fremont Community Digester, LLC | 59785 | Consumers Energy Co | 4254 | Generate Fremont Digester, LLC. | 62127 | IPP CHP | Midcontinent Independent Transmission System Operator, Inc.. | MISO | RFC | RFCM | RFC Michigan | MISO | 26 | 123 | Newaygo | 43.4597 | -85.9761 | 2 | 2 | OBG | BIOMASS |  | 0.18887 | 5.8 | 1 | Yes | Yes | 57815.2 | 0.566 | 0.4303 |  | 56276.646 | 23220.221 | 56276.646 | 23220.221 | 9596 | 3959 | 117.086 | 48.311 | 0.183 | 0 | 130.9 | 13.09 | 3.587 |  | 24.403 | 24.405 | 0.038 | 0 | 0.014 | 0.001 | 0.748 |  | 4.161 | 4.161 | 0.006 | 0 | 0.002 | 0 | 0.127 |  | 24.403 | 24.405 | 0.038 | 0 | 0.014 | 0.001 | 0.748 |  | 272.104 | 112.272 | 0.425 | 8304.82 | 304.206 | 30.421 |  | 130785 | 53963 | 130785 | 53963 | EIA | EIA | EIA | EIA | EIA | EIA | -- | EIA | EIA |  |  |  | 8304.82 |  |  | 74508.354 | 30742.779 | 155.018 | 63.961 | 0.242 | 8304.82 | 173.307 | 17.331 | 5864.5942 | 0 | 0 | 0 | 0 | 0 | 9596 | 0 | 0 | 0 | 0 | 0 | 0 | 9596 | 9596 | 9596 | 0 | 0 | 0 | 0 | 0 | 0 | 1 | 0 | 0 | 0 | 0 | 0 | 0 | 1 | 1 | 1 | 0 | [7 empty] | https://www.google.com/maps/@?api=1&map_action=map&center=43.459650000000003%2C-85.976100000000002&zoom=17&basemap=satellite | 6920 | [118 empty] | 0.26 |  |  | 45 |  |  | 0.35 | 0.12 |  |  | 28 |  |  | 0.4 | 0.4 |  |  | 68 |  |  | 0.3 | 0 |  |  | 0 |  |  | 0.05 | 0.05 |  |  | 32 |  |  | 0.12 | 0.07 |  |  | 69 |  |  | 0.06 | 0.21 |  |  | 71 |  |  | 0.16 | 0.46603 | 0.086994 | Biomass | FRS_110058887520
2534 | 5140 | 2021 | MI | Genesee Power Station | 54751 | Consumers Energy Co | 4254 | CMS Generation Operating LLC | 3836 | IPP Non-CHP | Midcontinent Independent Transmission System Operator, Inc.. | MISO | RFC | RFCM | RFC Michigan | MISO | 26 | 49 | Genesee | 43.0851 | -83.6694 | 1 | 1 | WDS | BIOMASS |  | 0.34653 | 39.5 | 0.75578 | Yes | [5 empty] | 1938674.608 | 979403.741 | 1938674.608 | 979403.741 | 119907 | 60898 | 167.379 | 85.697 | 58.666 | 6130.871 | 139726.918 | 18339.08 | 10609.98 |  | 2.792 | 2.814 | 0.979 | 102.26 | 1.165 | 0.153 | 176.97 |  | 0.173 | 0.175 | 0.061 | 6.325 | 0.072 | 0.009 | 10.946 |  | 2.792 | 2.814 | 0.979 | 102.26 | 1.165 | 0.153 | 176.97 |  | 167.379 | 85.697 | 58.666 | 200452.695 | 139726.918 | 18339.08 |  | 1938674.608 | 979403.741 | 1938674.608 | 979403.741 | EPA/CAMD | EPA/CAMD | EPA/CAMD | EIA | EIA | EIA | -- | EPA/CAMD | EPA/CAMD |  |  |  | 194321.824 | [10 empty] | 16168.1526 | 0 | 0 | 70.198 | 0 | 0 | 113823.22 | 0 | 0 | 0 | 6013.578 | 0 | 6083.776 | 113823.22 | 113823.22 | 119906.996 | 0 | 0 | 0 | 0.00058544 | 0 | 0 | 0.94926 | 0 | 0 | 0 | 0.050152 | 0 | 0.050737 | 0.94926 | 0.94926 | 1 | 0 | Yes |  | 2630201.53 |  | 210.465 | 57.841 |  | https://www.google.com/maps/@?api=1&map_action=map&center=43.08511%2C-83.669386000000003&zoom=17&basemap=satellite | 37718 | [118 empty] | 0.61 |  |  | 83 |  |  | 0.35 | 0.58 |  |  | 72 |  |  | 0.4 | 0.63 |  |  | 90 |  |  | 0.3 | 0.01 |  |  | 57 |  |  | 0.05 | 0.17 |  |  | 75 |  |  | 0.12 | 0.09 |  |  | 81 |  |  | 0.06 | 0.14 |  |  | 45 |  |  | 0.16 | 3.9808 | 0.088229 | Biomass | FRS_110035420666
2535 | 10746 | 2021 | VA | I 95 Landfill Phase II | 54723 | Virginia Electric & Power Co | 19876 | EPP Renewable Energy | 57249 | IPP Non-CHP | PJM Interconnection, LLC | PJM | SERC | SRVC | SERC Virginia/Carolina | PJM | 51 | 59 | Fairfax | 38.6892 | -77.2375 | 4 | 4 | LFG | BIOMASS |  | 0.81443 | 3.2 | 0 | Yes | [5 empty] | 305539 | 125340 | 305539 | 125340 | 22830 | 9366 | 0 | 0 | 5.118 | 0.002 | 0 | 0 | 0.002 |  | 0 | 0 | 0.448 | 0 | 0 | 0 | 0 |  | 0 | 0 | 0.034 | 0 | 0 | 0 | 0 |  | 0 | 0 | 0.448 | 0 | 0 | 0 | 0 |  | 203.976 | 83.676 | 6.875 | 19401.664 | 710.684 | 71.068 |  | 305539 | 125340 | 305539 | 125340 | EIA | EIA | EIA | EIA | EIA | EIA | -- | EIA | EIA | 203.976 | 83.676 | 1.757 | 19401.662 | 710.684 | 71.068 | [8 empty] | 13383.2238 | 0 | 0 | 0 | 0 | 0 | 22830 | 0 | 0 | 0 | 0 | 0 | 0 | 22830 | 22830 | 22830 | 0 | 0 | 0 | 0 | 0 | 0 | 1 | 0 | 0 | 0 | 0 | 0 | 0 | 1 | 1 | 1 | 0 | [7 empty] | https://www.google.com/maps/@?api=1&map_action=map&center=38.6892%2C-77.237499999999997&zoom=17&basemap=satellite | 69414 | [118 empty] | 0.41 |  |  | 66 |  |  | 0.35 | 0.64 |  |  | 75 |  |  | 0.4 | 0.19 |  |  | 34 |  |  | 0.3 | 0.07 |  |  | 80 |  |  | 0.05 | 0.11 |  |  | 61 |  |  | 0.12 | 0.06 |  |  | 60 |  |  | 0.06 | 0.1 |  |  | 27 |  |  | 0.16 | 2.3988 | 0.19719 | Biomass | FRS_110028046861
2536 | 5143 | 2021 | MI | Grand Blanc Generating Station | 54757 | Consumers Energy Co | 4254 | EDL Inc | 55858 | IPP Non-CHP | Midcontinent Independent Transmission System Operator, Inc.. | MISO | RFC | RFCM | RFC Michigan | MISO | 26 | 49 | Genesee | 42.9088 | -83.7251 | 8 | 8 | LFG | BIOMASS |  | 0.78119 | 7.8 | 0.031354 | Yes | [5 empty] | 636072.001 | 262448.002 | 636072.001 | 262448.002 | 53376.999 | 22024.002 | 0 | 0 | 10.654 | 0 | 0 | 0 | 0 |  | 0 | 0 | 0.399 | 0 | 0 | 0 | 0 |  | 0 | 0 | 0.034 | 0 | 0 | 0 | 0 |  | 0 | 0 | 0.399 | 0 | 0 | 0 | 0 |  | 461.148 | 190.273 | 14.312 | 40390.438 | 1479.505 | 147.95 |  | 636072.001 | 262448.002 | 636072.001 | 262448.002 | EIA | EIA | EIA | EIA | EIA | EIA | -- | EIA | EIA | 461.148 | 190.273 | 3.657 | 40390.438 | 1479.505 | 147.95 | [8 empty] | 11916.5933 | 0 | 0 | 0 | 0 | 0 | 53377 | 0 | 0 | 0 | 0 | 0 | 0 | 53377 | 53377 | 53377 | 0 | 0 | 0 | 0 | 0 | 0 | 1 | 0 | 0 | 0 | 0 | 0 | 0 | 1 | 1 | 1 | 0 | [7 empty] | https://www.google.com/maps/@?api=1&map_action=map&center=42.908814999999997%2C-83.725085000000007&zoom=17&basemap=satellite | 13965 | [118 empty] | 0.18 |  |  | 27 |  |  | 0.35 | 0.18 |  |  | 36 |  |  | 0.4 | 0.17 |  |  | 32 |  |  | 0.3 | 0.01 |  |  | 57 |  |  | 0.05 | 0.04 |  |  | 32 |  |  | 0.12 | 0.04 |  |  | 35 |  |  | 0.06 | 0.18 |  |  | 59 |  |  | 0.16 | 4.7785 | 0.17531 | Biomass | FRS_110028027873
2537 | 9410 | 2021 | PA | Wheelabrator Falls | 54746 | Public Service Elec & Gas Co | 15477 | Wheelabrator Environmental Systems | 20541 | IPP Non-CHP | PJM Interconnection, LLC | PJM | RFC | RFCE | RFC East | PJM | 42 | 17 | Bucks | 40.1626 | -74.7682 | 2 | 1 | MSW | BIOMASS |  | 0.66851 | 53.3 | 0.21914 | Yes | [5 empty] | 5298012.379 | 2163304.648 | 5298012.379 | 2163304.648 | 312135 | 127528 | 663.592 | 271.494 | 30.256 | 291333.715 | 373762.994 | 49056.393 | 303315.155 |  | 4.252 | 4.258 | 0.194 | 1866.716 | 1.197 | 0.157 | 1943.487 |  | 0.251 | 0.251 | 0.011 | 109.978 | 0.071 | 0.009 | 114.501 |  | 4.252 | 4.258 | 0.194 | 1866.716 | 1.197 | 0.157 | 1943.487 |  | 663.592 | 271.494 | 30.256 | 529693.197 | 373762.994 | 49056.393 |  | 5298012.379 | 2163304.648 | 5298012.379 | 2163304.648 | EIA | EIA | EIA | EIA | EIA | EIA | -- | EIA | EIA |  |  |  | 238359.482 | [10 empty] | 16973.4641 | 0 | 0 | 0 | 0 | 0 | 140459.7 | 0 | 0 | 0 | 171675.31 | 0 | 171675.31 | 140459.7 | 140459.7 | 312135.01 | 0 | 0 | 0 | 0 | 0 | 0 | 0.45 | 0 | 0 | 0 | 0.55 | 0 | 0.55 | 0.45 | 0.45 | 1 | 0 | [7 empty] | https://www.google.com/maps/@?api=1&map_action=map&center=40.162633%2C-74.768163999999999&zoom=17&basemap=satellite | 26027 | [118 empty] | 0.33 |  |  | 56 |  |  | 0.35 | 0.36 |  |  | 56 |  |  | 0.4 | 0.3 |  |  | 53 |  |  | 0.3 | 0.07 |  |  | 79 |  |  | 0.05 | 0.13 |  |  | 67 |  |  | 0.12 | 0.06 |  |  | 55 |  |  | 0.06 | 0.11 |  |  | 33 |  |  | 0.16 |  |  | Biomass | FRS_110001064703
2538 | 10267 | 2021 | TX | Port Neches | 54748 | Entergy Texas Inc. | 55937 | Air Liquide Large Industries U S LP | 327 | Industrial CHP | Midcontinent Independent Transmission System Operator, Inc.. | MISO | SERC | SRMV | SERC Mississippi Valley | MISO | 48 | 245 | Jefferson | 29.9788 | -93.9523 | 2 | 1 | NG | GAS |  | 0 | 38 |  |  | Yes | 0 |  | 1 |  | 0 | 0 | 0 | 0 | 0 | 0 | 0 | 0 | 0 | 0 | 0 | 0 | 0 | [25 empty] | 0 | 0 | 0 | 0 | 0 | 0 |  | 0 | 0 | 0 | 0 | EIA | EIA | EIA | EIA | EIA | EIA | -- | EIA | EIA | [6 empty] | 0 | 0 | 0 | 0 | 0 | 0 | 0 | 0 |  | 0 | 0 | 0 | 0 | 0 | 0 | 0 | 0 | 0 | 0 | 0 | 0 | 0 | 0 | 0 | 0 | [16 empty] | Yes | [6 empty] | https://www.google.com/maps/@?api=1&map_action=map&center=29.978760000000001%2C-93.952293999999995&zoom=17&basemap=satellite | 37339 | [118 empty] | 0.3 |  |  | 52 |  |  | 0.35 | 0.31 |  |  | 51 |  |  | 0.4 | 0.29 |  |  | 53 |  |  | 0.3 | 0.03 |  |  | 69 |  |  | 0.05 | 0.1 |  |  | 57 |  |  | 0.12 | 0.08 |  |  | 73 |  |  | 0.06 | 0.16 |  |  | 54 |  |  | 0.16 | 0 |  | Gas | FRS_110014407846
2539 | 5155 | 2021 | MI | GRS Arbor Hills | 55596 | DTE Electric Company | 5109 | Gas Recovery Systems Inc | 25049 | IPP Non-CHP | Midcontinent Independent Transmission System Operator, Inc.. | MISO | RFC | RFCM | RFC Michigan | MISO | 26 | 161 | Washtenaw | 42.3953 | -83.558 | 7 | 5 | LFG | BIOMASS |  | 0.37644 | 30.3 | 0.70594 | Yes | [5 empty] | 1732014.142 | 736320.582 | 1732014.142 | 736320.582 | 99917 | 40375 | 0 | 0 | 29.011 | 0.134 | 0 | 0 | 0.134 |  | 0 | 0 | 0.581 | 0.003 | 0 | 0 | 0.003 |  | 0 | 0 | 0.033 | 0 | 0 | 0 | 0 |  | 0 | 0 | 0.581 | 0.003 | 0 | 0 | 0.003 |  | 144.676 | 60.688 | 38.97 | 109982.532 | 4028.664 | 402.866 |  | 1732014.142 | 736320.582 | 1732014.142 | 736320.582 | EIA | EIA |  | EIA | EIA | EIA | -- | EIA | EIA | 144.676 | 60.688 | 9.959 | 109982.398 | 4028.664 | 402.866 | [8 empty] | 17334.5291 | 0 | 0 | 0 | 0 | 0 | 99917 | 0 | 0 | 0 | 0 | 0 | 0 | 99917 | 99917 | 99917 | 0 | 0 | 0 | 0 | 0 | 0 | 1 | 0 | 0 | 0 | 0 | 0 | 0 | 1 | 1 | 1 | 0 | [7 empty] | https://www.google.com/maps/@?api=1&map_action=map&center=42.395335000000003%2C-83.557998999999995&zoom=17&basemap=satellite | 17854 | [118 empty] | 0.19 |  |  | 29 |  |  | 0.35 | 0.23 |  |  | 43 |  |  | 0.4 | 0.14 |  |  | 24 |  |  | 0.3 | 0.01 |  |  | 57 |  |  | 0.05 | 0.04 |  |  | 29 |  |  | 0.12 | 0.04 |  |  | 44 |  |  | 0.06 | 0.17 |  |  | 56 |  |  | 0.16 | 19.8069 | 0.31346 | Biomass | FRS_110028026231
2540 | 5156 | 2021 | MI | GRS C&C | 55597 | Consumers Energy Co | 4254 | Gas Recovery Systems Inc | 25049 | IPP Non-CHP | Midcontinent Independent Transmission System Operator, Inc.. | MISO | RFC | RFCM | RFC Michigan | MISO | 26 | 25 | Calhoun | 42.3563 | -85.0058 | 4 | 4 | LFG | BIOMASS |  | 0.46792 | 5.7 | 0.55347 | Yes | Yes | 0 |  | 1 |  | 438742 | 181026.999 | 438742 | 181026.999 | 23364.001 | 9639.999 | 0 | 0 | 7.349 | 0.001 | 0 | 0 | 0.001 |  | 0 | 0 | 0.629 | 0 | 0 | 0 | 0 |  | 0 | 0 | 0.034 | 0 | 0 | 0 | 0 |  | 0 | 0 | 0.629 | 0 | 0 | 0 | 0 |  | 133.654 | 55.145 | 9.872 | 27860.026 | 1020.515 | 102.051 |  | 438742 | 181026.999 | 438742 | 181026.999 | EIA | EIA | EIA | EIA | EIA | EIA | -- | EIA | EIA | 133.654 | 55.145 | 2.523 | 27860.025 | 1020.515 | 102.051 | 0 | 0 | 0 | 0 | 0 | 0 | 0 | 0 | 18778.5482 | 0 | 0 | 0 | 0 | 0 | 23364 | 0 | 0 | 0 | 0 | 0 | 0 | 23364 | 23364 | 23364 | 0 | 0 | 0 | 0 | 0 | 0 | 1 | 0 | 0 | 0 | 0 | 0 | 0 | 1 | 1 | 1 | 0 | [7 empty] | https://www.google.com/maps/@?api=1&map_action=map&center=42.356343000000003%2C-85.005779000000004&zoom=17&basemap=satellite | 1240 | [118 empty] | 0.15 |  |  | 20 |  |  | 0.35 | 0.07 |  |  | 18 |  |  | 0.4 | 0.22 |  |  | 41 |  |  | 0.3 | 0 |  |  | 0 |  |  | 0.05 | 0.06 |  |  | 41 |  |  | 0.12 | 0.08 |  |  | 74 |  |  | 0.06 | 0.2 |  |  | 66 |  |  | 0.16 | 4.9582 | 0.34651 | Biomass | FRS_110028026320
2541 | 5159 | 2021 | MI | Hart | 1827 | City of Hart Hydro - (MI) | 8205 | City of Hart Hydro - (MI) | 8205 | Electric Utility | Midcontinent Independent Transmission System Operator, Inc.. | MISO | RFC | RFCM | RFC Michigan | MISO | 26 | 127 | Oceana | 43.7041 | -86.3663 | 3 | 3 | NG | GAS |  | 0 | 5.1 | [11 empty] | 0 | 0 | 0 |  | 0 | 0 | [45 empty] | -- | [17 empty] | 0 | 0 | 0 | 0 | 0 | 0 | 0 | 0 | 0 | 0 | 0 | 0 | 0 | 0 | 0 | 0 | [23 empty] | https://www.google.com/maps/@?api=1&map_action=map&center=43.704076000000001%2C-86.366256000000007&zoom=17&basemap=satellite | 3688 | [118 empty] | 0.34 |  |  | 57 |  |  | 0.35 | 0.22 |  |  | 42 |  |  | 0.4 | 0.45 |  |  | 74 |  |  | 0.3 | 0.01 |  |  | 59 |  |  | 0.05 | 0.11 |  |  | 59 |  |  | 0.12 | 0.06 |  |  | 59 |  |  | 0.06 | 0.21 |  |  | 71 |  |  | 0.16 |  |  | Gas | FRS_
2542 | 9023 | 2021 | OR | Hermiston | 54761 | Bonneville Power Administration | 1738 | Hermiston Generating Co LP | 8503 | IPP CHP | PacifiCorp - West | PACW | WECC | NWPP | WECC Northwest |  | 41 | 59 | Umatilla | 45.8042 | -119.37 | 2 | 4 | NG | GAS |  | 0.51877 | 621.2 | 0.46871 |  | Yes | 20119.2 | 478.892 | 0.99844 |  | 21092973.86 | 9978747.838 | 21092973.86 | 9978747.838 | 2823007 | 1327195 | 150.95 | 70.891 | 6.328 | 1253549.093 | 46083.142 | 4608.314 | 1254811.771 |  | 0.107 | 0.107 | 0.004 | 888.095 | 0.016 | 0.002 | 888.989 |  | 0.014 | 0.014 | 0.001 | 118.859 | 0.002 | 0 | 118.979 |  | 0.107 | 0.107 | 0.004 | 888.095 | 0.016 | 0.002 | 888.989 |  | 151.186 | 71.002 | 6.338 | 1255512.295 | 46155.314 | 4615.531 |  | 21126007.89 | 9994375.708 | 21126007.89 | 9994375.708 | EPA/CAMD | EPA/CAMD | EPA/CAMD | EPA/CAMD | EIA | EIA | -- | EPA/CAMD | EPA/CAMD | [6 empty] | 33034.029 | 15627.87 | 0.236 | 0.111 | 0.01 | 1963.202 | 72.172 | 7.217 | 7471.8107 | 0 | 0 | 2823007 | 0 | 0 | 0 | 0 | 0 | 0 | 0 | 0 | 2823007 | 0 | 0 | 2823007 | 0 | 0 | 0 | 1 | 0 | 0 | 0 | 0 | 0 | 0 | 0 | 0 | 1 | 0 | 0 | 1 | 0 | Yes |  | 18566252.98 | 1103363.755 | 134.094 | 5.571 |  | https://www.google.com/maps/@?api=1&map_action=map&center=45.804200000000002%2C-119.37&zoom=17&basemap=satellite | 1129 | [118 empty] | 0.3 |  |  | 51 |  |  | 0.35 | 0.14 |  |  | 31 |  |  | 0.4 | 0.45 |  |  | 75 |  |  | 0.3 | 0.11 |  |  | 86 |  |  | 0.05 | 0.11 |  |  | 60 |  |  | 0.12 | 0.1 |  |  | 85 |  |  | 0.06 | 0.14 |  |  | 45 |  |  | 0.16 | 39.0671 | 0.033335 | Gas | FRS_110000534100
2543 | 10673 | 2021 | VA | Boydton Plank Road Cogen Plant | 54766 | Virginia Electric & Power Co | 19876 | Dinwiddie Power Inc | 5178 | IPP Non-CHP | PJM Interconnection, LLC | PJM | SERC | SRVC | SERC Virginia/Carolina | PJM | 51 | 53 | Dinwiddie | 37.1936 | -77.4672 | 34 | 34 | DFO | OIL |  | 0.00021 | 10.2 | 1 | [6 empty] | 182.002 | 70.006 | 182.002 | 70.006 | 19.006 | 7.004 | 0.272 | 0.102 | 0.027 | 14.858 | 1.204 | 0.241 | 14.909 |  | 28.623 | 29.126 | 2.862 | 1563.506 | 0.063 | 0.013 | 1568.864 |  | 2.989 | 2.914 | 0.299 | 163.273 | 0.007 | 0.001 | 163.832 |  | 28.632 | 29.135 | 2.863 | 1564 | 0.063 | 0.013 | 1569.36 |  | 0.272 | 0.102 | 0.027 | 14.858 | 1.204 | 0.241 |  | 182.002 | 70.006 | 182.002 | 70.006 | EIA | EIA | EIA | EIA | EIA | EIA | -- | EIA | EIA | [14 empty] | 9579.0526 | 0 | 19 | 0 | 0 | 0 | 0 | 0 | 0 | 0 | 0 | 0 | 19 | 0 | 0 | 19 | 0 | 0 | 1 | 0 | 0 | 0 | 0 | 0 | 0 | 0 | 0 | 0 | 1 | 0 | 0 | 1 | 0 | [7 empty] | https://www.google.com/maps/@?api=1&map_action=map&center=37.193584000000001%2C-77.467185000000001&zoom=17&basemap=satellite | 15853 | [118 empty] | 0.52 |  |  | 76 |  |  | 0.35 | 0.64 |  |  | 75 |  |  | 0.4 | 0.41 |  |  | 69 |  |  | 0.3 | 0.02 |  |  | 62 |  |  | 0.05 | 0.18 |  |  | 78 |  |  | 0.12 | 0.05 |  |  | 46 |  |  | 0.06 | 0.16 |  |  | 51 |  |  | 0.16 | 0.081532 | 4.9392 | Oil | FRS_110028042829
2544 | 5171 | 2021 | MI | Holland Energy Park | 59093 | City of Holland | 8723 | City of Holland | 8723 | Electric Utility | Midcontinent Independent Transmission System Operator, Inc.. | MISO | RFC | RFCM | RFC Michigan | MISO | 26 | 139 | Ottawa | 42.7925 | -86.0922 | 2 | 3 | NG | GAS |  | 0.65049 | 149.4 | 0.24918 |  | Yes | 0 |  | 1 |  | 6278287.719 | 2599186.414 | 6278287.719 | 2599186.414 | 851326 | 355082 | 35.036 | 14.53 | 1.884 | 373113.183 | 13144.171 | 1314.417 | 373473.333 |  | 0.082 | 0.082 | 0.004 | 876.546 | 0.015 | 0.002 | 877.392 |  | 0.011 | 0.011 | 0.001 | 118.858 | 0.002 | 0 | 118.973 |  | 0.082 | 0.082 | 0.004 | 876.546 | 0.015 | 0.002 | 877.392 |  | 35.036 | 14.53 | 1.884 | 373113.183 | 13144.171 | 1314.417 |  | 6278287.719 | 2599186.414 | 6278287.719 | 2599186.414 | EPA/CAMD | EPA/CAMD | EPA/CAMD | EPA/CAMD | EIA | EIA | -- | EPA/CAMD | EPA/CAMD | [6 empty] | 0 | 0 | 0 | 0 | 0 | 0 | 0 | 0 | 7374.7163 | 0 | 0 | 851326 | 0 | 0 | 0 | 0 | 0 | 0 | 0 | 0 | 851326 | 0 | 0 | 851326 | 0 | 0 | 0 | 1 | 0 | 0 | 0 | 0 | 0 | 0 | 0 | 0 | 1 | 0 | 0 | 1 | 0 | Yes |  | 6042890.01 | 359127.847 | 32.618 | 1.813 |  | https://www.google.com/maps/@?api=1&map_action=map&center=42.792499999999997%2C-86.092222000000007&zoom=17&basemap=satellite | 60216 | [118 empty] | 0.33 |  |  | 56 |  |  | 0.35 | 0.38 |  |  | 58 |  |  | 0.4 | 0.27 |  |  | 49 |  |  | 0.3 | 0.03 |  |  | 70 |  |  | 0.05 | 0.12 |  |  | 64 |  |  | 0.12 | 0.06 |  |  | 60 |  |  | 0.06 | 0.15 |  |  | 48 |  |  | 0.16 | 5.9845 | 0.015376 | Gas | FRS_110070398046
2545 | 8390 | 2021 | NY | NYU Luthern Medical Center | 54769 | Consolidated Edison Co-NY Inc | 4226 | NYU Langone Health | 11329 | Commercial CHP | New York Independent System Operator | NYIS | NPCC | NYCW | NPCC NYC/Westchester | NYISO | 36 | 47 | Kings | 40.6467 | -74.0211 | 4 | 4 | DFO | OIL |  | 0.00268 | 4.6 | 1 |  | Yes | 378.4 | 0.974 | 0.56499 |  | 572.903 | 37.855 | 572.903 | 37.855 | 108 | 7 | 0.968 | 0.063 | 0.083 | 42.159 | 3.789 | 0.758 | 42.319 |  | 17.933 | 18.08 | 1.538 | 780.716 | 0.035 | 0.007 | 783.684 |  | 3.381 | 3.343 | 0.29 | 147.176 | 0.007 | 0.001 | 147.735 |  | 17.933 | 18.08 | 1.538 | 780.716 | 0.035 | 0.007 | 783.684 |  | 1.714 | 0.112 | 0.147 | 74.618 | 6.706 | 1.341 |  | 1014 | 67 | 1014 | 67 | EIA | EIA | EIA | EIA | EIA | EIA | -- | EIA | EIA | [6 empty] | 441.097 | 29.145 | 0.746 | 0.049 | 0.064 | 32.459 | 2.917 | 0.583 | 5304.6609 | 0 | 108 | 0 | 0 | 0 | 0 | 0 | 0 | 0 | 0 | 0 | 108 | 0 | 0 | 108 | 0 | 0 | 1 | 0 | 0 | 0 | 0 | 0 | 0 | 0 | 0 | 0 | 1 | 0 | 0 | 1 | 0 | [7 empty] | https://www.google.com/maps/@?api=1&map_action=map&center=40.646700000000003%2C-74.021100000000004&zoom=17&basemap=satellite | 593417 | [118 empty] | 0.45 |  |  | 69 |  |  | 0.35 | 0.51 |  |  | 67 |  |  | 0.4 | 0.38 |  |  | 66 |  |  | 0.3 | 0.19 |  |  | 92 |  |  | 0.05 | 0.22 |  |  | 83 |  |  | 0.12 | 0.08 |  |  | 77 |  |  | 0.06 | 0.13 |  |  | 40 |  |  | 0.16 | 0.063745 | 1.0804 | Oil | FRS_110004315599
2546 | 5178 | 2021 | MI | Jackson Generating Station | 55270 | ITC Transmission | 56068 | Consumers Energy Co | 4254 | Electric Utility | Midcontinent Independent Transmission System Operator, Inc.. | MISO | RFC | RFCM | RFC Michigan | MISO | 26 | 75 | Jackson | 42.2488 | -84.3767 | 7 | 9 | NG | GAS |  | 0.37657 | 649 | 0.70571 | [6 empty] | 17756457.52 | 9408375.702 | 17756457.52 | 9408375.702 | 2140898 | 1141517 | 551.984 | 292.119 | 5.328 | 1055240.053 | 39273.702 | 3927.37 | 1056316.152 |  | 0.516 | 0.512 | 0.005 | 985.792 | 0.018 | 0.002 | 986.797 |  | 0.062 | 0.062 | 0.001 | 118.857 | 0.002 | 0 | 118.978 |  | 0.516 | 0.512 | 0.005 | 985.792 | 0.018 | 0.002 | 986.797 |  | 551.984 | 292.119 | 5.328 | 1055240.053 | 39273.702 | 3927.37 |  | 17756457.52 | 9408375.702 | 17756457.52 | 9408375.702 | EPA/CAMD | EPA/CAMD | EPA/CAMD | EPA/CAMD | EIA | EIA | -- | EPA/CAMD | EPA/CAMD | [14 empty] | 8293.9297 | 0 | 0 | 2140898 | 0 | 0 | 0 | 0 | 0 | 0 | 0 | 0 | 2140898 | 0 | 0 | 2140898 | 0 | 0 | 0 | 1 | 0 | 0 | 0 | 0 | 0 | 0 | 0 | 0 | 1 | 0 | 0 | 1 | 0 | Yes |  | 18778822.24 | 1115996.241 | 559.219 | 5.634 |  | https://www.google.com/maps/@?api=1&map_action=map&center=42.248800000000003%2C-84.3767&zoom=17&basemap=satellite | 44525 | [118 empty] | 0.38 |  |  | 62 |  |  | 0.35 | 0.28 |  |  | 48 |  |  | 0.4 | 0.49 |  |  | 79 |  |  | 0.3 | 0.01 |  |  | 57 |  |  | 0.05 | 0.13 |  |  | 65 |  |  | 0.12 | 0.07 |  |  | 64 |  |  | 0.06 | 0.12 |  |  | 36 |  |  | 0.16 | 158.8245 | 0.17807 | Gas | FRS_110015804511
2547 | 5181 | 2021 | MI | Kalamazoo River Generating Station | 55101 | ITC Transmission | 56068 | CMS Generation MI Power LLC | 3838 | IPP Non-CHP | Midcontinent Independent Transmission System Operator, Inc.. | MISO | RFC | RFCM | RFC Michigan | MISO | 26 | 77 | Kalamazoo | 42.2813 | -85.495 | 1 | 1 | NG | GAS |  | 0.0588 | 77.4 | 1 | [6 empty] | 495189.787 | 281975.681 | 495189.787 | 281975.681 | 39870 | 22703 | 12.353 | 7.036 | 0.149 | 29427.194 | 1075.436 | 107.544 | 29456.661 |  | 0.62 | 0.62 | 0.007 | 1476.157 | 0.027 | 0.003 | 1477.635 |  | 0.05 | 0.05 | 0.001 | 118.852 | 0.002 | 0 | 118.971 |  | 0.62 | 0.62 | 0.007 | 1476.157 | 0.027 | 0.003 | 1477.635 |  | 12.353 | 7.036 | 0.149 | 29427.194 | 1075.436 | 107.544 |  | 495189.787 | 281975.681 | 495189.787 | 281975.681 | EPA/CAMD | EPA/CAMD | EPA/CAMD | EPA/CAMD | EIA | EIA | -- | EPA/CAMD | EPA/CAMD | [14 empty] | 12420.1097 | 0 | 0 | 39870.001 | 0 | 0 | 0 | 0 | 0 | 0 | 0 | 0 | 39870.001 | 0 | 0 | 39870.001 | 0 | 0 | 0 | 1 | 0 | 0 | 0 | 0 | 0 | 0 | 0 | 0 | 1 | 0 | 0 | 1 | 0 | Yes |  | 1329660.064 | 79020.243 | 33.167 | 0.399 |  | https://www.google.com/maps/@?api=1&map_action=map&center=42.281345000000002%2C-85.494956000000002&zoom=17&basemap=satellite | 14419 | [118 empty] | 0.31 |  |  | 53 |  |  | 0.35 | 0.23 |  |  | 42 |  |  | 0.4 | 0.39 |  |  | 67 |  |  | 0.3 | 0.01 |  |  | 57 |  |  | 0.05 | 0.11 |  |  | 60 |  |  | 0.12 | 0.06 |  |  | 57 |  |  | 0.06 | 0.13 |  |  | 40 |  |  | 0.16 | 3.0095 | 0.077372 | Gas | FRS_110007393105
2548 | 10760 | 2021 | VA | Mas Suffolk RNG, LLC | 54781 | Virginia Electric & Power Co | 19876 | Mas Suffolk RNG, LLC | 18190 | IPP Non-CHP | PJM Interconnection, LLC | PJM | SERC | SRVC | SERC Virginia/Carolina | PJM | 51 | 800 | Suffolk City | 36.7589 | -76.4961 | 4 | 4 | LFG | BIOMASS |  | 0.11494 | 3.2 | 1 | Yes | [5 empty] | 95881 | 39333 | 95881 | 39333 | 3222 | 1322 | 0 | 0 | 1.606 | 0.001 | 0 | 0 | 0.001 |  | 0 | 0 | 0.997 | 0 | 0 | 0 | 0 |  | 0 | 0 | 0.033 | 0 | 0 | 0 | 0 |  | 0 | 0 | 0.997 | 0 | 0 | 0 | 0 |  | 63.428 | 26.02 | 2.157 | 6088.424 | 223.019 | 22.302 |  | 95881 | 39333 | 95881 | 39333 | EIA | EIA | EIA | EIA | EIA | EIA | -- | EIA | EIA | 63.428 | 26.02 | 0.551 | 6088.423 | 223.019 | 22.302 | [8 empty] | 29758.2247 | 0 | 0 | 0 | 0 | 0 | 3222 | 0 | 0 | 0 | 0 | 0 | 0 | 3222 | 3222 | 3222 | 0 | 0 | 0 | 0 | 0 | 0 | 1 | 0 | 0 | 0 | 0 | 0 | 0 | 1 | 1 | 1 | 0 | [7 empty] | https://www.google.com/maps/@?api=1&map_action=map&center=36.758899999999997%2C-76.496099999999998&zoom=17&basemap=satellite | 5251 | [118 empty] | 0.38 |  |  | 62 |  |  | 0.35 | 0.51 |  |  | 67 |  |  | 0.4 | 0.25 |  |  | 46 |  |  | 0.3 | 0.01 |  |  | 57 |  |  | 0.05 | 0.08 |  |  | 50 |  |  | 0.12 | 0.09 |  |  | 82 |  |  | 0.06 | 0.1 |  |  | 26 |  |  | 0.16 | 1.5352 | 0.20149 | Biomass | FRS_110028047183
2549 | 8485 | 2021 | NY | Seneca Energy | 54782 | New York State Elec & Gas Corp | 13511 | Seneca Energy II | 17283 | IPP Non-CHP | New York Independent System Operator | NYIS | NPCC | NYUP | NPCC Upstate NY | NYISO | 36 | 99 | Seneca | 42.9281 | -76.8408 | 18 | 18 | LFG | BIOMASS |  | 0.61512 | 17.6 | 0.30814 | Yes | Yes | 0 |  | 1 |  | 1041081.998 | 418642.998 | 1041081.998 | 418642.998 | 94835.998 | 36146 | 0 | 0 | 17.438 | 0 | 0 | 0 | 0 |  | 0 | 0 | 0.368 | 0 | 0 | 0 | 0 |  | 0 | 0 | 0.033 | 0 | 0 | 0 | 0 |  | 0 | 0 | 0.368 | 0 | 0 | 0 | 0 |  | 755.014 | 299.622 | 23.424 | 66108.486 | 2421.559 | 242.156 |  | 1041081.998 | 418642.998 | 1041081.998 | 418642.998 | EIA | EIA | EIA | EIA | EIA | EIA | -- | EIA | EIA | 755.014 | 299.622 | 5.986 | 66108.486 | 2421.559 | 242.156 | 0 | 0 | 0 | 0 | 0 | 0 | 0 | 0 | 10977.7089 | 0 | 0 | 0 | 0 | 0 | 94836 | 0 | 0 | 0 | 0 | 0 | 0 | 94836 | 94836 | 94836 | 0 | 0 | 0 | 0 | 0 | 0 | 1 | 0 | 0 | 0 | 0 | 0 | 0 | 1 | 1 | 1 | 0 | [7 empty] | https://www.google.com/maps/@?api=1&map_action=map&center=42.928100000000001%2C-76.840800000000002&zoom=17&basemap=satellite | 11636 | [118 empty] | 0.22 |  |  | 37 |  |  | 0.35 | 0.1 |  |  | 24 |  |  | 0.4 | 0.34 |  |  | 61 |  |  | 0.3 | 0.01 |  |  | 58 |  |  | 0.05 | 0.11 |  |  | 61 |  |  | 0.12 | 0.06 |  |  | 58 |  |  | 0.06 | 0.21 |  |  | 70 |  |  | 0.16 | 9.9099 | 0.1872 | Biomass | FRS_110028048164
2550 | 5183 | 2021 | MI | Kent County Waste to Energy Facility | 50860 | Consumers Energy Co | 4254 | Kent County | 10162 | Commercial Non-CHP | Midcontinent Independent Transmission System Operator, Inc.. | MISO | RFC | RFCM | RFC Michigan | MISO | 26 | 81 | Kent | 42.9496 | -85.6932 | 2 | 1 | MSW | BIOMASS |  | 0.64307 | 18 | 0.26154 | Yes | Yes | 0 |  | 1 |  | 2059036.308 | 870308.137 | 2059036.308 | 870308.137 | 101400 | 43032 | 291.899 | 117.629 | 22.62 | 113247.169 | 144791.771 | 19003.448 | 117888.58 |  | 5.757 | 5.467 | 0.446 | 2233.672 | 1.428 | 0.187 | 2325.219 |  | 0.284 | 0.27 | 0.022 | 110 | 0.07 | 0.009 | 114.509 |  | 5.757 | 5.467 | 0.446 | 2233.672 | 1.428 | 0.187 | 2325.219 |  | 291.899 | 117.629 | 22.62 | 205576.937 | 144791.771 | 19003.448 |  | 2059036.308 | 870308.137 | 2059036.308 | 870308.137 | EIA | EIA | EIA | EIA | EIA | EIA | -- | EIA | EIA |  |  |  | 92329.768 |  |  | 0 | 0 | 0 | 0 | 0 | 0 | 0 | 0 | 20306.078 | 0 | 0 | 330.421 | 0 | 0 | 45481.693 | 0 | 0 | 0 | 55587.886 | 0 | 55918.307 | 45481.693 | 45481.693 | 101400 | 0 | 0 | 0 | 0.0032586 | 0 | 0 | 0.44854 | 0 | 0 | 0 | 0.5482 | 0 | 0.55146 | 0.44854 | 0.44854 | 1 | 0 | [7 empty] | https://www.google.com/maps/@?api=1&map_action=map&center=42.949575000000003%2C-85.693208999999996&zoom=17&basemap=satellite | 125859 | [118 empty] | 0.5 |  |  | 74 |  |  | 0.35 | 0.5 |  |  | 67 |  |  | 0.4 | 0.49 |  |  | 79 |  |  | 0.3 | 0.05 |  |  | 74 |  |  | 0.05 | 0.18 |  |  | 77 |  |  | 0.12 | 0.07 |  |  | 68 |  |  | 0.06 | 0.09 |  |  | 23 |  |  | 0.16 |  |  | Biomass | FRS_110001842267
2551 | 9251 | 2021 | PA | Grays Ferry Cogen Partnership | 54785 | PECO Energy Co | 14940 | Grays Ferry Cogen Partnership | 7564 | IPP CHP | PJM Interconnection, LLC | PJM | RFC | RFCE | RFC East | PJM | 42 | 101 | Philadelphia | 39.9422 | -75.1881 | 2 | 2 | NG | GAS |  | 0.5697 | 192.6 | 0.38383 | Yes | Yes | 5226507.2 | 0.628 | 0.4556 |  | 5143851.741 | 1944213.798 | 5143851.741 | 1944213.798 | 961186 | 437962 | 92.09 | 34.241 | 1.543 | 304703.466 | 11494.898 | 1149.49 | 305018.427 |  | 0.192 | 0.156 | 0.003 | 634.016 | 0.012 | 0.001 | 634.671 |  | 0.036 | 0.035 | 0.001 | 118.473 | 0.002 | 0 | 118.595 |  | 0.192 | 0.156 | 0.003 | 634.016 | 0.012 | 0.001 | 634.671 |  | 202.127 | 75.156 | 3.387 | 668791.568 | 25230.075 | 2523.007 |  | 11290205.24 | 4267341.655 | 11290205.24 | 4267341.655 | EPA/CAMD | EPA/CAMD | EPA/CAMD | EPA/CAMD; EIA | EIA | EIA | -- | EPA/CAMD | EPA/CAMD |  |  |  | 0 |  |  | 6146353.496 | 2323127.857 | 110.037 | 40.915 | 1.844 | 364088.102 | 13735.176 | 1373.518 | 5351.5675 | 0 | 0 | 961186 | 0 | 0 | 0 | 0 | 0 | 0 | 0 | 0 | 961186 | 0 | 0 | 961186 | 0 | 0 | 0 | 1 | 0 | 0 | 0 | 0 | 0 | 0 | 0 | 0 | 1 | 0 | 0 | 1 | 0 | Yes |  | 12858913.16 | 698470.309 | 215.207 | 3.859 |  | https://www.google.com/maps/@?api=1&map_action=map&center=39.942219000000001%2C-75.188068999999999&zoom=17&basemap=satellite | 469831 | [118 empty] | 0.5 |  |  | 74 |  |  | 0.35 | 0.59 |  |  | 72 |  |  | 0.4 | 0.41 |  |  | 69 |  |  | 0.3 | 0.04 |  |  | 73 |  |  | 0.05 | 0.11 |  |  | 60 |  |  | 0.12 | 0.06 |  |  | 56 |  |  | 0.06 | 0.13 |  |  | 39 |  |  | 0.16 | 50.6118 | 0.089062 | Gas | FRS_110000744990
2552 | 5187 | 2021 | MI | Lansing BWL REO Town Plant | 58427 | City of Lansing - (MI) | 10704 | Lansing Board of Water and Light | 56155 | Electric Utility | Midcontinent Independent Transmission System Operator, Inc.. | MISO | RFC | RFCM | RFC Michigan | MISO | 26 | 65 | Ingham | 42.7197 | -84.5517 | 2 | 3 | NG | GAS |  | 0.72754 | 98 | 0.12076 |  | Yes | 1764510.4 | 1.208 | 0.61698 |  | 3095527.151 | 1147569.272 | 3095527.151 | 1147569.272 | 624582 | 234082 | 82.791 | 26.127 | 0.929 | 183961.922 | 7691.056 | 769.106 | 184172.657 |  | 0.265 | 0.223 | 0.003 | 589.072 | 0.012 | 0.001 | 589.747 |  | 0.053 | 0.046 | 0.001 | 118.857 | 0.002 | 0 | 118.993 |  | 0.265 | 0.223 | 0.003 | 589.072 | 0.012 | 0.001 | 589.747 |  | 134.189 | 42.347 | 1.505 | 298167.594 | 12465.751 | 1246.575 |  | 5017265.918 | 1859993.441 | 5017265.918 | 1859993.441 | EPA/CAMD | EPA/CAMD | EPA/CAMD | EPA/CAMD | EIA | EIA | -- | EPA/CAMD | EPA/CAMD | [6 empty] | 1921738.767 | 712424.169 | 51.398 | 16.22 | 0.576 | 114205.672 | 4774.696 | 477.47 | 4956.1581 | 0 | 0 | 624582 | 0 | 0 | 0 | 0 | 0 | 0 | 0 | 0 | 624582 | 0 | 0 | 624582 | 0 | 0 | 0 | 1 | 0 | 0 | 0 | 0 | 0 | 0 | 0 | 0 | 1 | 0 | 0 | 1 | 0 | Yes |  | 5153394.438 | 306260.063 | 159.813 | 1.546 |  | https://www.google.com/maps/@?api=1&map_action=map&center=42.719721999999997%2C-84.551666999999995&zoom=17&basemap=satellite | 95926 | [118 empty] | 0.45 |  |  | 69 |  |  | 0.35 | 0.43 |  |  | 62 |  |  | 0.4 | 0.47 |  |  | 77 |  |  | 0.3 | 0.03 |  |  | 69 |  |  | 0.05 | 0.09 |  |  | 54 |  |  | 0.12 | 0.06 |  |  | 62 |  |  | 0.06 | 0.12 |  |  | 35 |  |  | 0.16 | 8.3698 | 0.026797 | Gas | FRS_110057110255
2553 | 5188 | 2021 | MI | Lennon Generating | 59436 | Consumers Energy Co | 4254 | North American Natural Res | 13559 | IPP Non-CHP | Midcontinent Independent Transmission System Operator, Inc.. | MISO | RFC | RFCM | RFC Michigan | MISO | 26 | 155 | Shiawassee | 42.9817 | -83.9794 | 8 | 8 | LFG | BIOMASS |  | 0.38483 | 9.6 | 0.69194 | Yes | [5 empty] | 219892 | 90729 | 219892 | 90729 | 32363 | 13353 | 0 | 0 | 3.683 | 0 | 0 | 0 | 0 |  | 0 | 0 | 0.228 | 0 | 0 | 0 | 0 |  | 0 | 0 | 0.034 | 0 | 0 | 0 | 0 |  | 0 | 0 | 0.228 | 0 | 0 | 0 | 0 |  | 159.42 | 65.776 | 4.948 | 13963.096 | 511.469 | 51.147 |  | 219892 | 90729 | 219892 | 90729 | EIA | EIA | EIA | EIA | EIA | EIA | -- | EIA | EIA | 159.42 | 65.776 | 1.264 | 13963.096 | 511.469 | 51.147 | [8 empty] | 6794.5493 | 0 | 0 | 0 | 0 | 0 | 32363 | 0 | 0 | 0 | 0 | 0 | 0 | 32363 | 32363 | 32363 | 0 | 0 | 0 | 0 | 0 | 0 | 1 | 0 | 0 | 0 | 0 | 0 | 0 | 1 | 1 | 1 | 0 | [7 empty] | https://www.google.com/maps/@?api=1&map_action=map&center=42.981667000000002%2C-83.979444000000001&zoom=17&basemap=satellite | 2492 | [118 empty] | 0.14 |  |  | 20 |  |  | 0.35 | 0.06 |  |  | 15 |  |  | 0.4 | 0.23 |  |  | 42 |  |  | 0.3 | 0 |  |  | 0 |  |  | 0.05 | 0.07 |  |  | 42 |  |  | 0.12 | 0.06 |  |  | 59 |  |  | 0.06 | 0.2 |  |  | 68 |  |  | 0.16 | 3.6693 | 0.19433 | Biomass | FRS_110070397662
2554 | 5189 | 2021 | MI | Livingston Generating Station | 55102 | ITC Transmission | 56068 | CMS Generation MI Power LLC | 3838 | IPP Non-CHP | Midcontinent Independent Transmission System Operator, Inc.. | MISO | RFC | RFCM | RFC Michigan | MISO | 26 | 137 | Otsego | 45.0304 | -84.7308 | 4 | 4 | NG | GAS |  | 0.00537 | 170.1 | 1 | [6 empty] | 120635.907 | 80467.932 | 120635.907 | 80467.932 | 8000.999 | 5337 | 18.063 | 12.129 | 0.037 | 7168.679 | 281.528 | 28.153 | 7176.393 |  | 4.515 | 4.545 | 0.009 | 1791.946 | 0.035 | 0.004 | 1793.874 |  | 0.299 | 0.301 | 0.001 | 118.848 | 0.002 | 0 | 118.976 |  | 4.515 | 4.545 | 0.009 | 1791.946 | 0.035 | 0.004 | 1793.874 |  | 18.063 | 12.129 | 0.037 | 7168.679 | 281.528 | 28.153 |  | 120635.907 | 80467.932 | 120635.907 | 80467.932 | EPA/CAMD | EPA/CAMD | EPA/CAMD | EPA/CAMD | EIA | EIA | -- | EPA/CAMD | EPA/CAMD | [14 empty] | 15077.6056 | 0 | 0 | 8000.999 | 0 | 0 | 0 | 0 | 0 | 0 | 0 | 0 | 8000.999 | 0 | 0 | 8000.999 | 0 | 0 | 0 | 1 | 0 | 0 | 0 | 0 | 0 | 0 | 0 | 0 | 1 | 0 | 0 | 1 | 0 | Yes |  | 221162.696 | 13143.353 | 31.448 | 0.066 |  | https://www.google.com/maps/@?api=1&map_action=map&center=45.030397000000001%2C-84.730795000000001&zoom=17&basemap=satellite | 6584 | [118 empty] | 0.25 |  |  | 43 |  |  | 0.35 | 0.06 |  |  | 15 |  |  | 0.4 | 0.44 |  |  | 73 |  |  | 0.3 | 0 |  |  | 0 |  |  | 0.05 | 0.07 |  |  | 42 |  |  | 0.12 | 0.06 |  |  | 59 |  |  | 0.06 | 0.21 |  |  | 72 |  |  | 0.16 | 0.8692 | 0.40798 | Gas | FRS_110002356922
2555 | 5190 | 2021 | MI | Lorin Industries | 60102 | ITC Transmission | 56068 | Lorin Industries | 59876 | Industrial CHP | Midcontinent Independent Transmission System Operator, Inc.. | MISO | RFC | RFCM | RFC Michigan | MISO | 26 | 121 | Muskegon | 43.2166 | -86.2144 | 4 | 4 | NG | GAS |  | 0.31328 | 3.2 | 0.81119 |  | Yes | 33844.8 | 0.886 | 0.54145 |  | 49607.903 | 21545.489 | 49607.903 | 21545.489 | 8782 | 3814 | 66.529 | 28.894 | 0.079 | 2899.311 | 109.367 | 10.937 | 2902.307 |  | 15.151 | 15.152 | 0.018 | 660.285 | 0.012 | 0.001 | 660.967 |  | 2.682 | 2.682 | 0.003 | 116.889 | 0.002 | 0 | 117.01 |  | 15.152 | 15.152 | 0.018 | 660.301 | 0.012 | 0.001 | 660.984 |  | 122.872 | 53.364 | 0.146 | 5354.688 | 201.988 | 20.199 |  | 91620 | 39792 | 91620 | 39792 | EIA | EIA | EIA | EIA | EIA | EIA | -- | EIA | EIA | [6 empty] | 42012.097 | 18246.511 | 56.343 | 24.47 | 0.067 | 2455.377 | 92.621 | 9.262 | 5648.9576 | 0 | 0 | 8781.78 | 0 | 0 | 0 | 0 | 0 | 0 | 0 | 0 | 8781.78 | 0 | 0 | 8781.78 | 0 | 0 | 0 | 1 | 0 | 0 | 0 | 0 | 0 | 0 | 0 | 0 | 1 | 0 | 0 | 1 | 0 | [7 empty] | https://www.google.com/maps/@?api=1&map_action=map&center=43.216639000000001%2C-86.214444&zoom=17&basemap=satellite | 59501 | [118 empty] | 0.53 |  |  | 77 |  |  | 0.35 | 0.5 |  |  | 66 |  |  | 0.4 | 0.54 |  |  | 84 |  |  | 0.3 | 0 |  |  | 0 |  |  | 0.05 | 0.14 |  |  | 69 |  |  | 0.12 | 0.07 |  |  | 66 |  |  | 0.06 | 0.13 |  |  | 41 |  |  | 0.16 | 0.0092854 | 0.0023839 | Gas | FRS_110009027837
2556 | 5196 | 2021 | MI | Marquette Energy Center | 60559 | City of Marquette - (MI) | 11701 | City of Marquette - (MI) | 11701 | Electric Utility | Midcontinent Independent Transmission System Operator, Inc.. | MISO | RFC | MROE | MRO East | MISO | 26 | 103 | Marquette | 46.566 | -87.4372 | 3 | 3 | NG | GAS |  | 0.36396 | 51.3 | 0.72673 | [6 empty] | 1447007.001 | 628782.999 | 1447007.001 | 628782.999 | 163560 | 71073.999 | 1901.598 | 825.9 | 2.261 | 84569.643 | 3330.325 | 354.065 | 84664.028 |  | 23.253 | 23.241 | 0.028 | 1034.112 | 0.02 | 0.002 | 1035.266 |  | 2.628 | 2.627 | 0.003 | 116.889 | 0.002 | 0 | 117.02 |  | 23.253 | 23.241 | 0.028 | 1034.112 | 0.02 | 0.002 | 1035.266 |  | 1901.598 | 825.9 | 2.261 | 84569.643 | 3330.325 | 354.065 |  | 1447007.001 | 628782.999 | 1447007.001 | 628782.999 | EIA | EIA | EIA | EIA | EIA | EIA | -- | EIA | EIA | [14 empty] | 8846.9489 | 0 | 3594.615 | 159965.39 | 0 | 0 | 0 | 0 | 0 | 0 | 0 | 0 | 163560.005 | 0 | 0 | 163560.005 | 0 | 0 | 0.021977 | 0.97802 | 0 | 0 | 0 | 0 | 0 | 0 | 0 | 0 | 1 | 0 | 0 | 1 | 0 | [7 empty] | https://www.google.com/maps/@?api=1&map_action=map&center=46.56597%2C-87.437245000000004&zoom=17&basemap=satellite | 22000 | [118 empty] | 0.24 |  |  | 41 |  |  | 0.35 | 0.09 |  |  | 22 |  |  | 0.4 | 0.38 |  |  | 65 |  |  | 0.3 | 0.01 |  |  | 57 |  |  | 0.05 | 0.04 |  |  | 29 |  |  | 0.12 | 0.03 |  |  | 32 |  |  | 0.06 | 0.16 |  |  | 54 |  |  | 0.16 | 0.27349 | 0.0037144 | Gas | FRS_110070397012
2557 | 8355 | 2021 | NY | New York University Central Plant | 54808 | Consolidated Edison Co-NY Inc | 4226 | New York University | 13491 | Commercial CHP | New York Independent System Operator | NYIS | NPCC | NYCW | NPCC NYC/Westchester | NYISO | 36 | 61 | New York | 40.7899 | -73.9233 | 3 | 3 | NG | GAS |  | 0.63107 | 13.4 | 0.28156 |  | Yes | 0 |  | 1 |  | 802177 | 387594 | 802177 | 387594 | 74077 | 35792.164 | 147.104 | 71.54 | 1.272 | 46882.856 | 1794.831 | 183.433 | 46932.623 |  | 3.972 | 3.998 | 0.034 | 1265.787 | 0.024 | 0.002 | 1267.131 |  | 0.367 | 0.369 | 0.003 | 116.889 | 0.002 | 0 | 117.013 |  | 3.972 | 3.998 | 0.034 | 1265.787 | 0.024 | 0.002 | 1267.131 |  | 147.104 | 71.54 | 1.272 | 46882.856 | 1794.831 | 183.433 |  | 802177 | 387594 | 802177 | 387594 | EIA | EIA | EIA | EIA | EIA | EIA | -- | EIA | EIA | [6 empty] | 0 | 0 | 0 | 0 | 0 | 0 | 0 | 0 | 10828.9618 | 0 | 551.602 | 73525.398 | 0 | 0 | 0 | 0 | 0 | 0 | 0 | 0 | 74077 | 0 | 0 | 74077 | 0 | 0 | 0.0074463 | 0.99255 | 0 | 0 | 0 | 0 | 0 | 0 | 0 | 0 | 1 | 0 | 0 | 1 | 0 | [7 empty] | https://www.google.com/maps/@?api=1&map_action=map&center=40.789900000000003%2C-73.923299999999998&zoom=17&basemap=satellite | 1160605 | [118 empty] | 0.5 |  |  | 74 |  |  | 0.35 | 0.64 |  |  | 75 |  |  | 0.4 | 0.36 |  |  | 63 |  |  | 0.3 | 0.11 |  |  | 85 |  |  | 0.05 | 0.16 |  |  | 72 |  |  | 0.12 | 0.06 |  |  | 57 |  |  | 0.06 | 0.15 |  |  | 48 |  |  | 0.16 | 2.172 | 0.066346 | Gas | FRS_110028032386
2558 | 5203 | 2021 | MI | Michigan Power Limited Partnership | 54915 | ITC Transmission | 56068 | Michigan Power Limited Partnership | 12455 | IPP CHP | Midcontinent Independent Transmission System Operator, Inc.. | MISO | RFC | RFCM | RFC Michigan | MISO | 26 | 105 | Mason | 43.9375 | -86.425 | 1 | 2 | NG | GAS |  | 0.74296 | 138.1 | 0.095062 |  | Yes | 2270125.6 | 1.351 | 0.64308 |  | 5346012.99 | 1928558.318 | 5346012.99 | 1928558.318 | 898804 | 320321 | 75.643 | 28.827 | 1.604 | 317707.302 | 11786.324 | 1178.632 | 318030.247 |  | 0.168 | 0.18 | 0.004 | 706.956 | 0.013 | 0.001 | 707.674 |  | 0.028 | 0.03 | 0.001 | 118.858 | 0.002 | 0 | 118.978 |  | 0.168 | 0.18 | 0.004 | 706.956 | 0.013 | 0.001 | 707.674 |  | 117.627 | 44.826 | 2.494 | 494041.709 | 18327.989 | 1832.799 |  | 8313165.535 | 2998949.792 | 8313165.535 | 2998949.792 | EPA/CAMD | EPA/CAMD | EPA/CAMD | EPA/CAMD | EIA | EIA | -- | EPA/CAMD | EPA/CAMD | [6 empty] | 2967152.545 | 1070391.474 | 41.984 | 15.999 | 0.89 | 176334.407 | 6541.664 | 654.166 | 5947.9186 | 0 | 0 | 898804 | 0 | 0 | 0 | 0 | 0 | 0 | 0 | 0 | 898804 | 0 | 0 | 898804 | 0 | 0 | 0 | 1 | 0 | 0 | 0 | 0 | 0 | 0 | 0 | 0 | 1 | 0 | 0 | 1 | 0 | Yes |  | 9984895.59 | 593388.889 | 145.746 | 2.996 |  | https://www.google.com/maps/@?api=1&map_action=map&center=43.9375%2C-86.424999999999997&zoom=17&basemap=satellite | 11591 | [118 empty] | 0.23 |  |  | 39 |  |  | 0.35 | 0.1 |  |  | 23 |  |  | 0.4 | 0.37 |  |  | 64 |  |  | 0.3 | 0 |  |  | 0 |  |  | 0.05 | 0.09 |  |  | 52 |  |  | 0.12 | 0.05 |  |  | 47 |  |  | 0.06 | 0.25 |  |  | 81 |  |  | 0.16 | 13.3259 | 0.024442 | Gas | FRS_110001826775
2559 | 10127 | 2021 | TX | Johnson County Generation Facility | 54817 | Brazos Electric Power Coop Inc | 2172 | Brazos Electric Power Coop Inc | 2172 | Electric Utility | Electric Reliability Council of Texas, Inc. | ERCO | TRE | ERCT | ERCOT All | ERCOT | 48 | 251 | Johnson | 32.3994 | -97.4078 | 1 | 2 | NG | GAS |  | 0.30871 | 282.6 | 0.81882 | [6 empty] | 6314357.596 | 3624064.569 | 6314357.596 | 3624064.569 | 764224 | 431336 | 96.734 | 54.837 | 1.914 | 375286.388 | 13999.383 | 1461.01 | 375679.071 |  | 0.253 | 0.254 | 0.005 | 982.137 | 0.018 | 0.002 | 983.165 |  | 0.031 | 0.03 | 0.001 | 118.868 | 0.002 | 0 | 118.992 |  | 0.253 | 0.254 | 0.005 | 982.137 | 0.018 | 0.002 | 983.165 |  | 96.734 | 54.837 | 1.914 | 375286.388 | 13999.383 | 1461.01 |  | 6314357.596 | 3624064.569 | 6314357.596 | 3624064.569 | EPA/CAMD | EPA/CAMD | EPA/CAMD | EPA/CAMD | EIA | EIA | -- | EPA/CAMD | EPA/CAMD | [14 empty] | 8262.4436 | 0 | 11561.142 | 752662.85 | 0 | 0 | 0 | 0 | 0 | 0 | 0 | 0 | 764223.992 | 0 | 0 | 764223.992 | 0 | 0 | 0.015128 | 0.98487 | 0 | 0 | 0 | 0 | 0 | 0 | 0 | 0 | 1 | 0 | 0 | 1 | 0 | Yes |  | 8772252.005 | 523865.318 | 133.601 | 4.159 |  | https://www.google.com/maps/@?api=1&map_action=map&center=32.3994%2C-97.407799999999995&zoom=17&basemap=satellite | 12410 | [118 empty] | 0.47 |  |  | 72 |  |  | 0.35 | 0.47 |  |  | 64 |  |  | 0.4 | 0.47 |  |  | 77 |  |  | 0.3 | 0.09 |  |  | 83 |  |  | 0.05 | 0.21 |  |  | 82 |  |  | 0.12 | 0.11 |  |  | 89 |  |  | 0.06 | 0.13 |  |  | 39 |  |  | 0.16 | 24.07 | 0.053496 | Gas | FRS_110000459012
2560 | 6892 | 2021 | NC | Smithfield Farmland Corp Bladen | 54823 | Four County Elec Member Corp | 6640 | Smithfield Fresh Meats Corp. | 17449 | Industrial Non-CHP | Duke Energy Progress East | CPLE | SERC | SRVC | SERC Virginia/Carolina |  | 37 | 17 | Bladen | 34.7463 | -78.8073 | 19 | 19 | DFO | OIL |  | 0.00021 | 28.5 | 1 |  | Yes | 0 |  | 1 |  | 579.994 | 87.001 | 579.994 | 87.001 | 52.003 | 12.008 | 0.931 | 0.133 | 0.084 | 47.367 | 3.836 | 0.767 | 47.529 |  | 35.806 | 22.152 | 3.215 | 1821.703 | 0.074 | 0.015 | 1827.943 |  | 3.21 | 3.057 | 0.288 | 163.336 | 0.007 | 0.001 | 163.896 |  | 35.808 | 22.153 | 3.215 | 1821.808 | 0.074 | 0.015 | 1828.049 |  | 0.931 | 0.133 | 0.084 | 47.367 | 3.836 | 0.767 |  | 579.994 | 87.001 | 579.994 | 87.001 | EIA | EIA | EIA | EIA | EIA | EIA | -- | EIA | EIA | [6 empty] | 0 | 0 | 0 | 0 | 0 | 0 | 0 | 0 | 11153.7308 | 0 | 52 | 0 | 0 | 0 | 0 | 0 | 0 | 0 | 0 | 0 | 52 | 0 | 0 | 52 | 0 | 0 | 1 | 0 | 0 | 0 | 0 | 0 | 0 | 0 | 0 | 0 | 1 | 0 | 0 | 1 | 0 | [7 empty] | https://www.google.com/maps/@?api=1&map_action=map&center=34.746250000000003%2C-78.807292000000004&zoom=17&basemap=satellite | 1041 | [118 empty] | 0.47 |  |  | 71 |  |  | 0.35 | 0.42 |  |  | 61 |  |  | 0.4 | 0.52 |  |  | 81 |  |  | 0.3 | 0.01 |  |  | 60 |  |  | 0.05 | 0.19 |  |  | 79 |  |  | 0.12 | 0.06 |  |  | 59 |  |  | 0.06 | 0.31 |  |  | 90 |  |  | 0.16 | 0.10168 | 3.9877 | Oil | FRS_110007377338
2561 | 7376 | 2021 | NJ | Bristol Myers Squibb New Brunswick | 54829 | Public Service Elec & Gas Co | 15477 | Bristol-Myers Squibb Co | 2265 | Industrial CHP | PJM Interconnection, LLC | PJM | RFC | RFCE | RFC East | PJM | 34 | 23 | Middlesex | 40.4757 | -74.4462 | 2 | 2 | NG | GAS |  | 0.61781 | 10.5 | 0.30365 |  | Yes | 439347.2 | 0.441 | 0.37051 |  | 306343.883 | 137416.858 | 306343.883 | 137416.858 | 56826 | 26837 | 47.573 | 21.331 | 0.49 | 17904.124 | 675.373 | 67.537 | 17922.629 |  | 1.674 | 1.59 | 0.017 | 630.138 | 0.012 | 0.001 | 630.79 |  | 0.311 | 0.31 | 0.003 | 116.889 | 0.002 | 0 | 117.01 |  | 1.674 | 1.59 | 0.017 | 630.138 | 0.012 | 0.001 | 630.79 |  | 128.398 | 57.573 | 1.321 | 48322.696 | 1822.812 | 182.281 |  | 826813 | 370884 | 826813 | 370884 | EIA | EIA | EIA | EIA | EIA | EIA | -- | EIA | EIA | [6 empty] | 520469.117 | 233467.142 | 80.825 | 36.242 | 0.832 | 30418.572 | 1147.439 | 114.744 | 5390.9106 | 0 | 0 | 56826 | 0 | 0 | 0 | 0 | 0 | 0 | 0 | 0 | 56826 | 0 | 0 | 56826 | 0 | 0 | 0 | 1 | 0 | 0 | 0 | 0 | 0 | 0 | 0 | 0 | 1 | 0 | 0 | 1 | 0 | [7 empty] | https://www.google.com/maps/@?api=1&map_action=map&center=40.475724%2C-74.446198999999993&zoom=17&basemap=satellite | 134253 | [118 empty] | 0.5 |  |  | 74 |  |  | 0.35 | 0.63 |  |  | 75 |  |  | 0.4 | 0.34 |  |  | 61 |  |  | 0.3 | 0.11 |  |  | 86 |  |  | 0.05 | 0.17 |  |  | 76 |  |  | 0.12 | 0.06 |  |  | 55 |  |  | 0.06 | 0.1 |  |  | 28 |  |  | 0.16 | 0.1398 | 0.0053582 | Gas | FRS_110000322589
2562 | 5211 | 2021 | MI | MSC Croswell | 57950 | City of Croswell - (MI) | 4562 | Michigan Sugar Company | 57324 | Industrial CHP | Midcontinent Independent Transmission System Operator, Inc.. | MISO | RFC | RFCM | RFC Michigan | MISO | 26 | 151 | Sanilac | 43.2664 | -82.6192 | 1 | 1 | NG | GAS |  | 0.0072 | 1.3 | 1 |  | Yes | 443150.4 | 0.001 | 0.000841 |  | 466.836 | 70.656 | 466.836 | 70.656 | 82 | 0 | 0.038 | 0.006 | 0.001 | 27.284 | 1.029 | 0.103 | 27.312 |  | 0.919 |  | 0.018 | 665.463 | 0.013 | 0.001 | 666.151 |  | 0.161 | 0.161 | 0.003 | 116.889 | 0.002 | 0 | 117.01 |  | 0.919 |  | 0.018 | 665.463 | 0.013 | 0.001 | 666.151 |  | 44.795 | 6.753 | 0.887 | 32429.174 | 1223.282 | 122.328 |  | 554871 | 83980 | 554871 | 83980 | EIA | EIA | EIA | EIA | EIA | EIA | -- | EIA | EIA | [6 empty] | 554404.164 | 83909.344 | 44.757 | 6.747 | 0.886 | 32401.89 | 1222.253 | 122.225 | 5693.1203 | 0 | 0 | 82 | 0 | 0 | 0 | 0 | 0 | 0 | 0 | 0 | 82 | 0 | 0 | 82 | 0 | 0 | 0 | 1 | 0 | 0 | 0 | 0 | 0 | 0 | 0 | 0 | 1 | 0 | 0 | 1 | 0 | [7 empty] | https://www.google.com/maps/@?api=1&map_action=map&center=43.266388999999997%2C-82.619167000000004&zoom=17&basemap=satellite | 3582 | [118 empty] | 0.24 |  |  | 41 |  |  | 0.35 | 0.12 |  |  | 28 |  |  | 0.4 | 0.35 |  |  | 62 |  |  | 0.3 | 0 |  |  | 0 |  |  | 0.05 | 0.11 |  |  | 59 |  |  | 0.12 | 0.04 |  |  | 44 |  |  | 0.06 | 0.18 |  |  | 60 |  |  | 0.16 | 0.0036426 | 0.042301 | Gas | FRS_110057115367
2563 | 5212 | 2021 | MI | MSC Sebewaing | 57949 | ITC Transmission | 56068 | Michigan Sugar Company | 57324 | Industrial CHP | Midcontinent Independent Transmission System Operator, Inc.. | MISO | RFC | RFCM | RFC Michigan | MISO | 26 | 63 | Huron | 43.7411 | -83.4472 | 2 | 2 | BIT | COAL | Yes | 0.061 | 2.5 | 1 |  | Yes | 839979.2 | 0.005 | 0.007186 |  | 7654.186 | 1054.221 | 7654.186 | 1054.221 | 1336 | 0 | 1.206 | 0.165 | 5.843 | 788.043 | 139.09 | 20.02 | 792.765 |  | 1.805 |  | 8.748 | 1179.705 | 0.104 | 0.015 | 1186.774 |  | 0.315 | 0.314 | 1.527 | 205.912 | 0.018 | 0.003 | 207.145 |  | 1.805 |  | 8.748 | 1179.705 | 0.104 | 0.015 | 1186.774 |  | 167.838 | 23.01 | 813.175 | 109665.274 | 19355.937 | 2785.976 |  | 1065168 | 146707 | 1065168 | 146707 | EIA | EIA | EIA | EIA | EIA | EIA | -- | EIA | EIA | [6 empty] | 1057513.814 | 145652.779 | 166.632 | 22.845 | 807.332 | 108877.231 | 19216.847 | 2765.956 | 5729.181 | 957.319 | 0 | 378.681 | 0 | 0 | 0 | 0 | 0 | 0 | 0 | 0 | 1336 | 0 | 0 | 1336 | 0 | 0.71656 | 0 | 0.28344 | 0 | 0 | 0 | 0 | 0 | 0 | 0 | 0 | 1 | 0 | 0 | 1 | 0 | [7 empty] | https://www.google.com/maps/@?api=1&map_action=map&center=43.741110999999997%2C-83.447221999999996&zoom=17&basemap=satellite | 2384 | [118 empty] | 0.14 |  |  | 19 |  |  | 0.35 | 0.03 |  |  | 10 |  |  | 0.4 | 0.25 |  |  | 45 |  |  | 0.3 | 0 |  |  | 0 |  |  | 0.05 | 0.07 |  |  | 46 |  |  | 0.12 | 0.04 |  |  | 36 |  |  | 0.06 | 0.23 |  |  | 76 |  |  | 0.16 | 0.04943 | 0.079661 | Coal | FRS_110057111227
2564 | 5213 | 2021 | MI | Municipal Power Plant | 56504 | City of Zeeland - (MI) | 21158 | City of Zeeland - (MI) | 21158 | Electric Utility | Midcontinent Independent Transmission System Operator, Inc.. | MISO | RFC | RFCM | RFC Michigan | MISO | 26 | 139 | Ottawa | 42.8129 | -86.0335 | 2 | 2 | NG | GAS |  | 0.0085 | 2 | 1 | [6 empty] | 1798 | 782 | 1798 | 782 | 149 | 65 | 2.428 | 1.056 | 0.003 | 105.084 | 3.964 | 0.396 | 105.193 |  | 32.591 | 32.492 | 0.038 | 1410.523 | 0.027 | 0.003 | 1411.981 |  | 2.701 | 2.701 | 0.003 | 116.89 | 0.002 | 0 | 117.011 |  | 32.591 | 32.492 | 0.038 | 1410.523 | 0.027 | 0.003 | 1411.981 |  | 2.428 | 1.056 | 0.003 | 105.084 | 3.964 | 0.396 |  | 1798 | 782 | 1798 | 782 | EIA | EIA | EIA | EIA | EIA | EIA | -- | EIA | EIA | [14 empty] | 12067.1141 | 0 | 0 | 149 | 0 | 0 | 0 | 0 | 0 | 0 | 0 | 0 | 149 | 0 | 0 | 149 | 0 | 0 | 0 | 1 | 0 | 0 | 0 | 0 | 0 | 0 | 0 | 0 | 1 | 0 | 0 | 1 | 0 | [7 empty] | https://www.google.com/maps/@?api=1&map_action=map&center=42.812899999999999%2C-86.033500000000004&zoom=17&basemap=satellite | 34427 | [118 empty] | 0.23 |  |  | 39 |  |  | 0.35 | 0.28 |  |  | 48 |  |  | 0.4 | 0.19 |  |  | 35 |  |  | 0.3 | 0.03 |  |  | 66 |  |  | 0.05 | 0.09 |  |  | 51 |  |  | 0.12 | 0.07 |  |  | 66 |  |  | 0.06 | 0.15 |  |  | 48 |  |  | 0.16 | 0.00027768 | 0.0046668 | Gas | FRS_110040571191
2565 | 5214 | 2021 | MI | Neenah Paper Munising Mill | 54867 | Upper Peninsula Power Co | 19578 | Neenah Paper Michigan Inc. | 50021 | Industrial CHP | Midcontinent Independent Transmission System Operator, Inc.. | MISO | MRO | MROE | MRO East | MISO | 26 | 3 | Alger | 46.4094 | -86.6443 | 1 | 1 | BIT | COAL | Yes | 0 | 6.2 |  |  | Yes | 734452.8 | 0 | 0 | [5 empty] | 0 | 0 | 0 |  | 0 | 0 | [45 empty] | -- | [17 empty] | 0 | 0 | 0 | 0 | 0 | 0 | 0 | 0 | 0 | 0 | 0 | 0 | 0 | 0 | 0 | 0 | [23 empty] | https://www.google.com/maps/@?api=1&map_action=map&center=46.409399999999998%2C-86.644300000000001&zoom=17&basemap=satellite | 3794 | [118 empty] | 0.26 |  |  | 44 |  |  | 0.35 | 0.19 |  |  | 38 |  |  | 0.4 | 0.33 |  |  | 59 |  |  | 0.3 | 0.01 |  |  | 57 |  |  | 0.05 | 0.08 |  |  | 49 |  |  | 0.12 | 0.03 |  |  | 26 |  |  | 0.06 | 0.25 |  |  | 80 |  |  | 0.16 |  |  | Coal | FRS_110000412447
2566 | 5215 | 2021 | MI | New Covert Generating Project | 55297 | ITC Transmission | 56068 | New Covert Generating Company LLC | 21579 | IPP Non-CHP | PJM Interconnection, LLC | PJM | RFC | RFCM | RFC Michigan | PJM | 26 | 159 | Van Buren | 42.3224 | -86.2937 | 3 | 6 | NG | GAS |  | 0.68388 | 1176 | 0.19354 | [6 empty] | 51230925.62 | 22359641.99 | 51230925.62 | 22359641.99 | 7045134 | 3070254 | 180.112 | 78.42 | 15.37 | 3044576.903 | 115110.52 | 11511.052 | 3047730.931 |  | 0.051 | 0.051 | 0.004 | 864.306 | 0.016 | 0.002 | 865.202 |  | 0.007 | 0.007 | 0.001 | 118.857 | 0.002 | 0 | 118.98 |  | 0.051 | 0.051 | 0.004 | 864.306 | 0.016 | 0.002 | 865.202 |  | 180.112 | 78.42 | 15.37 | 3044576.903 | 115110.52 | 11511.052 |  | 51230925.62 | 22359641.99 | 51230925.62 | 22359641.99 | EPA/CAMD | EPA/CAMD | EPA/CAMD | EPA/CAMD | EIA | EIA | -- | EPA/CAMD | EPA/CAMD | [14 empty] | 7271.8171 | 0 | 0 | 7045134 | 0 | 0 | 0 | 0 | 0 | 0 | 0 | 0 | 7045134 | 0 | 0 | 7045134 | 0 | 0 | 0 | 1 | 0 | 0 | 0 | 0 | 0 | 0 | 0 | 0 | 1 | 0 | 0 | 1 | 0 | Yes |  | 52480554.17 | 3118851.371 | 177.361 | 15.745 |  | https://www.google.com/maps/@?api=1&map_action=map&center=42.322380000000003%2C-86.293679999999995&zoom=17&basemap=satellite | 2656 | [118 empty] | 0.51 |  |  | 75 |  |  | 0.35 | 0.48 |  |  | 65 |  |  | 0.4 | 0.53 |  |  | 83 |  |  | 0.3 | 0.06 |  |  | 78 |  |  | 0.05 | 0.29 |  |  | 90 |  |  | 0.12 | 0.09 |  |  | 78 |  |  | 0.06 | 0.19 |  |  | 64 |  |  | 0.16 | 64.54 | 0.017926 | Gas | FRS_110015846076
2567 | 10728 | 2021 | VA | Gordonsville Power Station | 54844 | Virginia Electric & Power Co | 19876 | Virginia Electric & Power Co | 19876 | Electric Utility | PJM Interconnection, LLC | PJM | SERC | SRVC | SERC Virginia/Carolina | PJM | 51 | 109 | Louisa | 38.1247 | -78.2035 | 2 | 4 | NG | GAS |  | 0.37941 | 300.4 | 0.70098 | [6 empty] | 8350722.324 | 4148317.214 | 8350722.324 | 4148317.214 | 998419 | 491204 | 115.991 | 55.859 | 4.14 | 498471.561 | 18670.852 | 1933.408 | 498993.024 |  | 0.232 | 0.227 | 0.008 | 998.522 | 0.019 | 0.002 | 999.566 |  | 0.028 | 0.027 | 0.001 | 119.384 | 0.002 | 0 | 119.509 |  | 0.232 | 0.227 | 0.008 | 998.522 | 0.019 | 0.002 | 999.566 |  | 115.991 | 55.859 | 4.14 | 498471.561 | 18670.852 | 1933.408 |  | 8350722.324 | 4148317.214 | 8350722.324 | 4148317.214 | EPA/CAMD | EPA/CAMD | EPA/CAMD | EPA/CAMD | EIA | EIA | -- | EPA/CAMD | EPA/CAMD | [14 empty] | 8363.9457 | 0 | 12048.301 | 986370.7 | 0 | 0 | 0 | 0 | 0 | 0 | 0 | 0 | 998419.001 | 0 | 0 | 998419.001 | 0 | 0 | 0.012067 | 0.98793 | 0 | 0 | 0 | 0 | 0 | 0 | 0 | 0 | 1 | 0 | 0 | 1 | 0 | Yes |  | 8517051.861 | 510648.745 | 116.295 | 5.559 |  | https://www.google.com/maps/@?api=1&map_action=map&center=38.124687999999999%2C-78.203542999999996&zoom=17&basemap=satellite | 3896 | [118 empty] | 0.34 |  |  | 57 |  |  | 0.35 | 0.32 |  |  | 53 |  |  | 0.4 | 0.36 |  |  | 63 |  |  | 0.3 | 0 |  |  | 0 |  |  | 0.05 | 0.12 |  |  | 63 |  |  | 0.12 | 0.08 |  |  | 72 |  |  | 0.06 | 0.16 |  |  | 52 |  |  | 0.16 | 30.8842 | 0.052636 | Gas | FRS_110000341489
2568 | 5223 | 2021 | MI | Otsego Paper, Inc. | 55799 | Consumers Energy Co | 4254 | Otsego Paper Inc | 55703 | Industrial CHP | Midcontinent Independent Transmission System Operator, Inc.. | MISO | RFC | RFCM | RFC Michigan | MISO | 26 | 5 | Allegan | 42.4628 | -85.6961 | 2 | 2 | NG | GAS |  | 0.84501 | 21.2 | 0 |  | Yes | 958807.2 | 0.559 | 0.42687 |  | 984319.002 | 516623.822 | 984319.002 | 516623.822 | 156928 | 68157 | 88.238 | 7.559 | 0.236 | 57528.061 | 1822.745 | 182.274 | 57578.004 |  | 1.125 | 0.222 | 0.003 | 733.178 | 0.012 | 0.001 | 733.814 |  | 0.179 | 0.029 | 0 | 116.889 | 0.002 | 0 | 116.991 |  | 1.125 | 0.222 | 0.003 | 733.176 | 0.012 | 0.001 | 733.813 |  | 206.709 | 17.709 | 0.554 | 134766.867 | 4270.014 | 427.001 |  | 2305893.625 | 1210257.625 | 2305893.625 | 1210257.625 | EPA/CAMD; EIA | EPA/CAMD | EIA | EIA | EIA | EIA | -- | EPA/CAMD; EIA | EPA/CAMD | [6 empty] | 1321574.623 | 693633.803 | 118.471 | 10.15 | 0.317 | 77238.806 | 2447.269 | 244.727 | 6272.4091 | 0 | 0 | 156928.38 | 0 | 0 | 0 | 0 | 0 | 0 | 0 | 0 | 156928.38 | 0 | 0 | 156928.38 | 0 | 0 | 0 | 1 | 0 | 0 | 0 | 0 | 0 | 0 | 0 | 0 | 1 | 0 | 0 | 1 | 0 | Yes |  | 818612.8 |  | 13.581 |  |  | https://www.google.com/maps/@?api=1&map_action=map&center=42.462800000000001%2C-85.696100000000001&zoom=17&basemap=satellite | 12357 | [118 empty] | 0.21 |  |  | 35 |  |  | 0.35 | 0.14 |  |  | 30 |  |  | 0.4 | 0.28 |  |  | 51 |  |  | 0.3 | 0.02 |  |  | 64 |  |  | 0.05 | 0.1 |  |  | 55 |  |  | 0.12 | 0.05 |  |  | 46 |  |  | 0.06 | 0.16 |  |  | 51 |  |  | 0.16 | 2.9804 | 0.040488 | Gas | FRS_110000409291
2569 | 7888 | 2021 | NV | Sun Peak Generating Station | 54854 | Nevada Power Co | 13407 | Nevada Power Co | 13407 | Electric Utility | Nevada Power Company | NEVP | WECC | AZNM | WECC Southwest |  | 32 | 3 | Clark | 36.1375 | -115.0339 | 3 | 3 | NG | GAS |  | 0.0377 | 222 | 1 | [6 empty] | 952096.134 | 822330.239 | 952096.134 | 822330.239 | 73311 | 63318.999 | 68.757 | 59.471 | 0.286 | 56580.987 | 2144.989 | 214.499 | 56639.76 |  | 1.876 | 1.878 | 0.008 | 1543.588 | 0.029 | 0.003 | 1545.191 |  | 0.144 | 0.145 | 0.001 | 118.856 | 0.002 | 0 | 118.979 |  | 1.876 | 1.878 | 0.008 | 1543.588 | 0.029 | 0.003 | 1545.191 |  | 68.757 | 59.471 | 0.286 | 56580.987 | 2144.989 | 214.499 |  | 952096.134 | 822330.239 | 952096.134 | 822330.239 | EPA/CAMD | EPA/CAMD | EPA/CAMD | EPA/CAMD | EIA | EIA | -- | EPA/CAMD | EPA/CAMD | [14 empty] | 12987.0843 | 0 | 0 | 73311 | 0 | 0 | 0 | 0 | 0 | 0 | 0 | 0 | 73311 | 0 | 0 | 73311 | 0 | 0 | 0 | 1 | 0 | 0 | 0 | 0 | 0 | 0 | 0 | 0 | 1 | 0 | 0 | 1 | 0 | Yes |  | 449845.857 | 26733.704 | 32.556 | 0.135 |  | https://www.google.com/maps/@?api=1&map_action=map&center=36.137500000000003%2C-115.0339&zoom=17&basemap=satellite | 131965 | [118 empty] | 0.59 |  |  | 82 |  |  | 0.35 | 0.74 |  |  | 80 |  |  | 0.4 | 0.45 |  |  | 74 |  |  | 0.3 | 0.11 |  |  | 86 |  |  | 0.05 | 0.23 |  |  | 84 |  |  | 0.12 | 0.06 |  |  | 62 |  |  | 0.06 | 0.13 |  |  | 38 |  |  | 0.16 | 4.07 | 0.068636 | Gas | FRS_110028024849
2570 | 5226 | 2021 | MI | PCA, Filer City Mill | 58066 | Consumers Energy Co | 4254 | PCA, Filer City Mill | 57442 | Industrial CHP | Midcontinent Independent Transmission System Operator, Inc.. | MISO | RFC | RFCM | RFC Michigan | MISO | 26 | 101 | Manistee | 44.2133 | -86.2867 | 4 | 2 | NG | GAS |  | 0.5251 | 19.5 | 0.45816 | Yes | Yes | 1938983.2 | 0.158 | 0.17391 |  | 598914.607 | 207129.313 | 598914.607 | 207129.313 | 89698 | 34709 | 40.381 | 13.827 | 0.945 | 34642.294 | 1321.131 | 132.113 | 34678.493 |  | 0.9 | 0.797 | 0.021 | 772.421 | 0.015 | 0.001 | 773.228 |  | 0.135 | 0.134 | 0.003 | 115.684 | 0.002 | 0 | 115.804 |  | 0.9 | 0.797 | 0.021 | 772.421 | 0.015 | 0.001 | 773.228 |  | 232.2 | 79.507 | 5.435 | 201457.098 | 7596.832 | 759.683 |  | 3443907.375 | 1191044.869 | 3443907.375 | 1191044.869 | EIA | EIA |  | EIA | EIA | EIA | -- | EIA | EIA |  |  |  | 2255.322 |  |  | 2844992.768 | 983915.556 | 191.819 | 65.68 | 4.49 | 164559.482 | 6275.701 | 627.57 | 6677.0118 | 0 | 0 | 88746.329 | 0 | 0 | 951.671 | 0 | 0 | 0 | 0 | 0 | 88746.329 | 951.671 | 951.671 | 89698 | 0 | 0 | 0 | 0.98939 | 0 | 0 | 0.01061 | 0 | 0 | 0 | 0 | 0 | 0.98939 | 0.01061 | 0.01061 | 1 | 0 | [7 empty] | https://www.google.com/maps/@?api=1&map_action=map&center=44.213332999999999%2C-86.286666999999994&zoom=17&basemap=satellite | 7883 | [118 empty] | 0.21 |  |  | 36 |  |  | 0.35 | 0.15 |  |  | 32 |  |  | 0.4 | 0.28 |  |  | 51 |  |  | 0.3 | 0 |  |  | 0 |  |  | 0.05 | 0.09 |  |  | 52 |  |  | 0.12 | 0.03 |  |  | 30 |  |  | 0.06 | 0.24 |  |  | 79 |  |  | 0.16 | 2.0602 | 0.047942 | Gas | FRS_110057112011
2571 | 5229 | 2021 | MI | Peoples Generating Station | 54890 | Michigan Electric Transmission Company | 56163 | North American Natural Res | 13559 | IPP Non-CHP | Midcontinent Independent Transmission System Operator, Inc.. | MISO | RFC | RFCM | RFC Michigan | MISO | 26 | 145 | Saginaw | 43.2797 | -83.8651 | 1 | 1 | LFG | BIOMASS |  | 0.73106 | 3.2 | 0.1149 | Yes | Yes | 0 |  | 1 |  | 148854 | 61418 | 148854 | 61418 | 20493 | 8456 | 0 | 0 | 2.493 | 0 | 0 | 0 | 0 |  | 0 | 0 | 0.243 | 0 | 0 | 0 | 0 |  | 0 | 0 | 0.033 | 0 | 0 | 0 | 0 |  | 0 | 0 | 0.243 | 0 | 0 | 0 | 0 |  | 107.918 | 44.528 | 3.349 | 9452.198 | 346.235 | 34.623 |  | 148854 | 61418 | 148854 | 61418 | EIA | EIA | EIA | EIA | EIA | EIA | -- | EIA | EIA | 107.918 | 44.528 | 0.856 | 9452.198 | 346.235 | 34.623 | 0 | 0 | 0 | 0 | 0 | 0 | 0 | 0 | 7263.651 | 0 | 0 | 0 | 0 | 0 | 20493 | 0 | 0 | 0 | 0 | 0 | 0 | 20493 | 20493 | 20493 | 0 | 0 | 0 | 0 | 0 | 0 | 1 | 0 | 0 | 0 | 0 | 0 | 0 | 1 | 1 | 1 | 0 | [7 empty] | https://www.google.com/maps/@?api=1&map_action=map&center=43.27975%2C-83.865065999999999&zoom=17&basemap=satellite | 3351 | [118 empty] | 0.15 |  |  | 21 |  |  | 0.35 | 0.06 |  |  | 17 |  |  | 0.4 | 0.24 |  |  | 44 |  |  | 0.3 | 0.01 |  |  | 57 |  |  | 0.05 | 0.09 |  |  | 51 |  |  | 0.12 | 0.06 |  |  | 59 |  |  | 0.06 | 0.2 |  |  | 69 |  |  | 0.16 | 2.3932 | 0.20167 | Biomass | FRS_110028029648
2572 | 6101 | 2021 | MO | Southwestern Bell Telephone | 54858 | Union Electric Co - (MO) | 19436 | AT&T | 22035 | Commercial Non-CHP | Midcontinent Independent Transmission System Operator, Inc.. | MISO | SERC | SRMW | SERC Midwest | MISO | 29 | 510 | St Louis City | 38.6276 | -90.1934 | 7 | 7 | DFO | OIL |  | 0.00027 | 17.2 | 1 |  | Yes | 0 |  | 1 |  | 450.002 | 131.003 | 450.002 | 131.003 | 40.001 | 9.001 | 0.738 | 0.215 | 0.065 | 36.747 | 2.976 | 0.595 | 36.873 |  | 36.899 | 47.772 | 3.26 | 1837.304 | 0.074 | 0.015 | 1843.599 |  | 3.28 | 3.282 | 0.29 | 163.319 | 0.007 | 0.001 | 163.879 |  | 36.9 | 47.774 | 3.26 | 1837.35 | 0.074 | 0.015 | 1843.645 |  | 0.738 | 0.215 | 0.065 | 36.747 | 2.976 | 0.595 |  | 450.002 | 131.003 | 450.002 | 131.003 | EIA | EIA | EIA | EIA | EIA | EIA | -- | EIA | EIA | [6 empty] | 0 | 0 | 0 | 0 | 0 | 0 | 0 | 0 | 11250.05 | 0 | 40 | 0 | 0 | 0 | 0 | 0 | 0 | 0 | 0 | 0 | 40 | 0 | 0 | 40 | 0 | 0 | 1 | 0 | 0 | 0 | 0 | 0 | 0 | 0 | 0 | 0 | 1 | 0 | 0 | 1 | 0 | [7 empty] | https://www.google.com/maps/@?api=1&map_action=map&center=38.627566000000002%2C-90.193376999999998&zoom=17&basemap=satellite | 81717 | [118 empty] | 0.57 |  |  | 80 |  |  | 0.35 | 0.67 |  |  | 76 |  |  | 0.4 | 0.47 |  |  | 76 |  |  | 0.3 | 0.01 |  |  | 58 |  |  | 0.05 | 0.11 |  |  | 61 |  |  | 0.12 | 0.06 |  |  | 62 |  |  | 0.06 | 0.12 |  |  | 34 |  |  | 0.16 | 0.07254 | 2.7373 | Oil | FRS_110003974469
2573 | 5232 | 2021 | MI | Pinconning White Feather | 56852 | Consumers Energy Co | 4254 | EDL Inc | 55858 | IPP Non-CHP | Midcontinent Independent Transmission System Operator, Inc.. | MISO | RFC | RFCM | RFC Michigan | MISO | 26 | 17 | BAY | 43.8983 | -83.9494 | 2 | 2 | LFG | BIOMASS |  | 0.70141 | 3.2 | 0.16431 | Yes | [5 empty] | 206236 | 85095 | 206236 | 85095 | 19662 | 8113 | 0 | 0 | 3.455 | 0 | 0 | 0 | 0 |  | 0 | 0 | 0.351 | 0 | 0 | 0 | 0 |  | 0 | 0 | 0.034 | 0 | 0 | 0 | 0 |  | 0 | 0 | 0.351 | 0 | 0 | 0 | 0 |  | 149.518 | 61.692 | 4.64 | 13095.942 | 479.705 | 47.971 |  | 206236 | 85095 | 206236 | 85095 | EIA | EIA | EIA | EIA | EIA | EIA | -- | EIA | EIA | 149.518 | 61.692 | 1.186 | 13095.942 | 479.705 | 47.971 | [8 empty] | 10489.0652 | 0 | 0 | 0 | 0 | 0 | 19662 | 0 | 0 | 0 | 0 | 0 | 0 | 19662 | 19662 | 19662 | 0 | 0 | 0 | 0 | 0 | 0 | 1 | 0 | 0 | 0 | 0 | 0 | 0 | 1 | 1 | 1 | 0 | [7 empty] | https://www.google.com/maps/@?api=1&map_action=map&center=43.898299999999999%2C-83.949399999999997&zoom=17&basemap=satellite | 2152 | [118 empty] | 0.16 |  |  | 23 |  |  | 0.35 | 0.04 |  |  | 12 |  |  | 0.4 | 0.27 |  |  | 50 |  |  | 0.3 | 0 |  |  | 0 |  |  | 0.05 | 0.1 |  |  | 57 |  |  | 0.12 | 0.04 |  |  | 43 |  |  | 0.06 | 0.19 |  |  | 65 |  |  | 0.16 | 1.7781 | 0.15367 | Biomass | FRS_110045952108
2574 | 7948 | 2021 | NY | Bassett Medical Center | 54863 | New York State Elec & Gas Corp | 13511 | Bassett Healthcare | 1362 | Commercial Non-CHP | New York Independent System Operator | NYIS | NPCC | NYUP | NPCC Upstate NY | NYISO | 36 | 77 | Otsego | 42.6944 | -74.9242 | 5 | 5 | DFO | OIL |  | 0.00067 | 5.6 | 1 | [6 empty] | 348 | 138 | 348 | 138 | 33 | 12.999 | 0.539 | 0.215 | 0.05 | 28.42 | 2.302 | 0.46 | 28.517 |  | 32.667 | 33.079 | 3.055 | 1722.424 | 0.07 | 0.014 | 1728.325 |  | 3.098 | 3.116 | 0.29 | 163.333 | 0.007 | 0.001 | 163.893 |  | 32.667 | 33.079 | 3.055 | 1722.424 | 0.07 | 0.014 | 1728.325 |  | 0.539 | 0.215 | 0.05 | 28.42 | 2.302 | 0.46 |  | 348 | 138 | 348 | 138 | EIA | EIA | EIA | EIA | EIA | EIA | -- | EIA | EIA | [14 empty] | 10545.4546 | 0 | 33 | 0 | 0 | 0 | 0 | 0 | 0 | 0 | 0 | 0 | 33 | 0 | 0 | 33 | 0 | 0 | 1 | 0 | 0 | 0 | 0 | 0 | 0 | 0 | 0 | 0 | 1 | 0 | 0 | 1 | 0 | [7 empty] | https://www.google.com/maps/@?api=1&map_action=map&center=42.694400000000002%2C-74.924199999999999&zoom=17&basemap=satellite | 3291 | [118 empty] | 0.16 |  |  | 23 |  |  | 0.35 | 0.16 |  |  | 33 |  |  | 0.4 | 0.16 |  |  | 29 |  |  | 0.3 | 0.04 |  |  | 73 |  |  | 0.05 | 0.05 |  |  | 32 |  |  | 0.12 | 0.04 |  |  | 42 |  |  | 0.06 | 0.29 |  |  | 88 |  |  | 0.16 | 0.08525 | 3.1574 | Oil | FRS_110028052112
2575 | 5234 | 2021 | MI | Pine Street | 7806 | DTE Electric Company | 5109 | Village of Sebewaing - (MI) | 16873 | Electric Utility | Midcontinent Independent Transmission System Operator, Inc.. | MISO | RFC | RFCM | RFC Michigan | MISO | 26 | 63 | Huron | 43.7402 | -83.45 | 2 | 2 | NG | GAS |  | 0.50731 | 7.7 | 0.48782 | [6 empty] | 268791 | 116740 | 268791 | 116740 | 34219 | 14862 | 364.712 | 158.4 | 0.43 | 15709.363 | 592.583 | 59.258 | 15725.6 |  | 21.316 | 21.316 | 0.025 | 918.166 | 0.017 | 0.002 | 919.115 |  | 2.714 | 2.714 | 0.003 | 116.889 | 0.002 | 0 | 117.01 |  | 21.316 | 21.316 | 0.025 | 918.166 | 0.017 | 0.002 | 919.115 |  | 364.712 | 158.4 | 0.43 | 15709.363 | 592.583 | 59.258 |  | 268791 | 116740 | 268791 | 116740 | EIA | EIA | EIA | EIA | EIA | EIA | -- | EIA | EIA | [14 empty] | 7855.0221 | 0 | 0 | 34219 | 0 | 0 | 0 | 0 | 0 | 0 | 0 | 0 | 34219 | 0 | 0 | 34219 | 0 | 0 | 0 | 1 | 0 | 0 | 0 | 0 | 0 | 0 | 0 | 0 | 1 | 0 | 0 | 1 | 0 | [7 empty] | https://www.google.com/maps/@?api=1&map_action=map&center=43.740164%2C-83.449952999999994&zoom=17&basemap=satellite | 2398 | [118 empty] | 0.14 |  |  | 19 |  |  | 0.35 | 0.03 |  |  | 10 |  |  | 0.4 | 0.25 |  |  | 45 |  |  | 0.3 | 0 |  |  | 0 |  |  | 0.05 | 0.07 |  |  | 46 |  |  | 0.12 | 0.04 |  |  | 36 |  |  | 0.06 | 0.23 |  |  | 76 |  |  | 0.16 | 0.030966 | 0.0033157 | Gas | FRS_
2576 | 5235 | 2021 | MI | Pine Tree Acres | 54989 | ITC Transmission | 56068 | EPP Renewable Energy | 57249 | IPP Non-CHP | Midcontinent Independent Transmission System Operator, Inc.. | MISO | RFC | RFCM | RFC Michigan | MISO | 26 | 99 | Macomb | 42.7645 | -82.7471 | 9 | 9 | LFG | BIOMASS |  | 0.84619 | 8.8 | 0 | Yes | [5 empty] | 774824.998 | 315568 | 774824.998 | 315568 | 65231.001 | 25687.002 | 0 | 0 | 12.978 | 0.002 | 0 | 0 | 0.002 |  | 0 | 0 | 0.398 | 0 | 0 | 0 | 0 |  | 0 | 0 | 0.034 | 0 | 0 | 0 | 0 |  | 0 | 0 | 0.398 | 0 | 0 | 0 | 0 |  | 559.295 | 227.049 | 17.434 | 49201.227 | 1802.245 | 180.224 |  | 774824.998 | 315568 | 774824.998 | 315568 | EIA | EIA | EIA | EIA | EIA | EIA | -- | EIA | EIA | 559.295 | 227.049 | 4.455 | 49201.225 | 1802.245 | 180.224 | [8 empty] | 11878.1714 | 0 | 0 | 0 | 0 | 0 | 65231 | 0 | 0 | 0 | 0 | 0 | 0 | 65231 | 65231 | 65231 | 0 | 0 | 0 | 0 | 0 | 0 | 1 | 0 | 0 | 0 | 0 | 0 | 0 | 1 | 1 | 1 | 0 | [7 empty] | https://www.google.com/maps/@?api=1&map_action=map&center=42.764456000000003%2C-82.747086999999993&zoom=17&basemap=satellite | 8159 | [118 empty] | 0.24 |  |  | 40 |  |  | 0.35 | 0.15 |  |  | 33 |  |  | 0.4 | 0.32 |  |  | 58 |  |  | 0.3 | 0 |  |  | 0 |  |  | 0.05 | 0.14 |  |  | 70 |  |  | 0.12 | 0.05 |  |  | 52 |  |  | 0.06 | 0.11 |  |  | 32 |  |  | 0.16 | 6.0069 | 0.16903 | Biomass | FRS_110010568108
2577 | 5236 | 2021 | MI | Pine Tree Acres WM LFGTE | 57443 | ITC Transmission | 56068 | WM Renewable Energy LLC | 54842 | IPP Non-CHP | Midcontinent Independent Transmission System Operator, Inc.. | MISO | RFC | RFCM | RFC Michigan | MISO | 26 | 99 | Macomb | 42.765 | -82.7456 | 8 | 8 | LFG | BIOMASS |  | 0.52531 | 12.8 | 0.45782 | Yes | [5 empty] | 663151 | 271680 | 663151 | 271680 | 58902 | 23895 | 0 | 0 | 11.108 | 0.003 | 0 | 0 | 0.003 |  | 0 | 0 | 0.377 | 0 | 0 | 0 | 0 |  | 0 | 0 | 0.033 | 0 | 0 | 0 | 0 |  | 0 | 0 | 0.377 | 0 | 0 | 0 | 0 |  | 475.88 | 196.288 | 14.921 | 42109.952 | 1542.491 | 154.249 |  | 663151 | 271680 | 663151 | 271680 | EIA | EIA | EIA | EIA | EIA | EIA | -- | EIA | EIA | 475.88 | 196.288 | 3.813 | 42109.949 | 1542.491 | 154.249 | [8 empty] | 11258.5481 | 0 | 0 | 0 | 0 | 0 | 58902 | 0 | 0 | 0 | 0 | 0 | 0 | 58902 | 58902 | 58902 | 0 | 0 | 0 | 0 | 0 | 0 | 1 | 0 | 0 | 0 | 0 | 0 | 0 | 1 | 1 | 1 | 0 | [7 empty] | https://www.google.com/maps/@?api=1&map_action=map&center=42.765000000000001%2C-82.745554999999996&zoom=17&basemap=satellite | 9049 | [118 empty] | 0.23 |  |  | 38 |  |  | 0.35 | 0.14 |  |  | 31 |  |  | 0.4 | 0.31 |  |  | 56 |  |  | 0.3 | 0 |  |  | 0 |  |  | 0.05 | 0.15 |  |  | 70 |  |  | 0.12 | 0.06 |  |  | 56 |  |  | 0.06 | 0.11 |  |  | 33 |  |  | 0.16 | 5.116 | 0.16264 | Biomass | FRS_110010568108
2578 | 6453 | 2021 | NC | DSM Pharmaceuticals | 54887 | Greenville Utilities Comm | 7639 | Patheon Manufacturing Service LLC | 59895 | Industrial CHP | Duke Energy Progress East | CPLE | SERC | SRVC | SERC Virginia/Carolina |  | 37 | 147 | Pitt | 35.666 | -77.3574 | 8 | 8 | NG | GAS |  | 0.0098 | 9.2 | 1 |  | Yes | 3671.2 | 0.734 | 0.49476 |  | 5674.879 | 1717.801 | 5674.879 | 1717.801 | 790 | 240 | 3.068 | 0.931 | 0.296 | 379.039 | 37.481 | 7.493 | 380.624 |  | 7.768 | 7.759 | 0.749 | 959.593 | 0.047 | 0.009 | 963.606 |  | 1.081 | 1.084 | 0.104 | 133.585 | 0.007 | 0.001 | 134.144 |  | 7.768 | 7.759 | 0.749 | 959.593 | 0.047 | 0.009 | 963.606 |  | 6.202 | 1.882 | 0.598 | 766.11 | 75.755 | 15.146 |  | 11470 | 3472 | 11470 | 3472 | EIA | EIA | EIA | EIA | EIA | EIA | -- | EIA | EIA | [6 empty] | 5795.121 | 1754.199 | 3.134 | 0.951 | 0.302 | 387.071 | 38.275 | 7.652 | 7183.3909 | 0 | 788.613 | 1.387 | 0 | 0 | 0 | 0 | 0 | 0 | 0 | 0 | 790 | 0 | 0 | 790 | 0 | 0 | 0.99824 | 0.0017557 | 0 | 0 | 0 | 0 | 0 | 0 | 0 | 0 | 1 | 0 | 0 | 1 | 0 | [7 empty] | https://www.google.com/maps/@?api=1&map_action=map&center=35.665961000000003%2C-77.357439999999997&zoom=17&basemap=satellite | 6049 | [118 empty] | 0.65 |  |  | 86 |  |  | 0.35 | 0.73 |  |  | 80 |  |  | 0.4 | 0.54 |  |  | 83 |  |  | 0.3 | 0.02 |  |  | 62 |  |  | 0.05 | 0.22 |  |  | 83 |  |  | 0.12 | 0.04 |  |  | 37 |  |  | 0.06 | 0.14 |  |  | 44 |  |  | 0.16 | 0.60528 | 0.8152 | Gas | FRS_110000586401
2579 | 5239 | 2021 | MI | POET Biorefining Caro, LLC | 63831 | DTE Electric Company | 5109 | POET Biorefining Caro, LLC | 63509 | Industrial CHP | Midcontinent Independent Transmission System Operator, Inc.. | MISO | RFC | RFCM | RFC Michigan | MISO | 26 | 157 | Tuscola | 43.4729 | -83.4118 | 1 | 1 | NG | GAS |  | 0.45813 | 3.8 | 0.56978 |  | Yes | 304416.8 | 0.171 | 0.18565 |  | 103840.347 | 0 | 103840.347 | 0 | 15250.34 | 6623.514 | 8.487 | 3.686 | 0.166 | 6068.9 | 228.929 | 22.893 | 6075.173 |  | 1.113 | 1.113 | 0.022 | 795.904 | 0.015 | 0.002 | 796.726 |  | 0.163 |  | 0.003 | 116.889 | 0.002 | 0 | 117.01 |  | 1.113 | 1.113 | 0.022 | 795.904 | 0.015 | 0.002 | 796.726 |  | 45.715 | 19.855 | 0.894 | 32689.881 | 1233.119 | 123.312 |  | 559331.76 | 0 | 559331.76 | 0 | EIA | EIA | EIA | EIA | EIA | EIA | -- | EIA | EIA | [6 empty] | 455491.413 | 0 | 37.228 | 16.169 | 0.728 | 26620.981 | 1004.19 | 100.419 | 6809.0512 | 0 | 0 | 15250.34 | 0 | 0 | 0 | 0 | 0 | 0 | 0 | 0 | 15250.34 | 0 | 0 | 15250.34 | 0 | 0 | 0 | 1 | 0 | 0 | 0 | 0 | 0 | 0 | 0 | 0 | 1 | 0 | 0 | 1 | 0 | [7 empty] | https://www.google.com/maps/@?api=1&map_action=map&center=43.472884999999998%2C-83.411762999999993&zoom=17&basemap=satellite | 6725 | [118 empty] | 0.26 |  |  | 45 |  |  | 0.35 | 0.08 |  |  | 20 |  |  | 0.4 | 0.44 |  |  | 73 |  |  | 0.3 | 0 |  |  | 0 |  |  | 0.05 | 0.13 |  |  | 67 |  |  | 0.12 | 0.04 |  |  | 42 |  |  | 0.06 | 0.22 |  |  | 75 |  |  | 0.16 | 0.36849 | 0.046646 | Gas | FRS_110013399072
2580 | 5241 | 2021 | MI | Portage | 8019 | Upper Peninsula Power Co | 19578 | Upper Peninsula Power Company | 19578 | Electric Utility | Midcontinent Independent Transmission System Operator, Inc.. | MISO | MRO | MROE | MRO East | MISO | 26 | 61 | Houghton | 47.0808 | -88.6472 | 1 | 1 | DFO | OIL |  | 0 | 22.6 | [11 empty] | 0 | 0 | 0 |  | 0 | 0 | [45 empty] | -- | [17 empty] | 0 | 0 | 0 | 0 | 0 | 0 | 0 | 0 | 0 | 0 | 0 | 0 | 0 | 0 | 0 | 0 | [23 empty] | https://www.google.com/maps/@?api=1&map_action=map&center=47.080800000000004%2C-88.647199999999998&zoom=17&basemap=satellite | 2844 | [118 empty] | 0.24 |  |  | 41 |  |  | 0.35 | 0.08 |  |  | 19 |  |  | 0.4 | 0.41 |  |  | 69 |  |  | 0.3 | 0.01 |  |  | 59 |  |  | 0.05 | 0.07 |  |  | 46 |  |  | 0.12 | 0.1 |  |  | 85 |  |  | 0.06 | 0.13 |  |  | 42 |  |  | 0.16 |  |  | Oil | FRS_
2581 | 7098 | 2021 | ND | Enderlin | 54908 | Otter Tail Power Co | 14232 | Archer Daniels Midland Co | 772 | Industrial CHP | Midcontinent Independent Transmission System Operator, Inc.. | MISO | MRO | MROW | MRO West | MISO | 38 | 73 | Ransom | 46.6144 | -97.5765 | 2 | 2 | AB | BIOMASS |  | 0.02055 | 9.8 | 1 | Yes | Yes | 34386.4 | 0.175 | 0.18926 |  | 11060.175 | 4853.849 | 11060.175 | 4853.849 | 1764 | 403.072 | 0.425 | 0.187 | 0.138 | 0 | 780.273 | 102.411 | 25.013 |  | 0.482 | 0.926 | 0.157 | 0 | 0.442 | 0.058 | 28.359 |  | 0.077 | 0.077 | 0.025 | 0 | 0.071 | 0.009 | 4.523 |  | 0.482 | 0.926 | 0.157 | 0 | 0.442 | 0.058 | 28.359 |  | 2.248 | 0.986 | 0.73 | 7612.139 | 4122.683 | 541.102 |  | 58438 | 25646 | 58438 | 25646 | EIA | EIA | EIA | EIA | EIA | EIA | -- | EIA | EIA |  |  |  | 7612.139 |  |  | 47377.825 | 20792.151 | 1.823 | 0.799 | 0.592 | 7612.139 | 3342.41 | 438.691 | 6269.9407 | 0 | 0 | 0 | 0 | 0 | 1764 | 0 | 0 | 0 | 0 | 0 | 0 | 1764 | 1764 | 1764 | 0 | 0 | 0 | 0 | 0 | 0 | 1 | 0 | 0 | 0 | 0 | 0 | 0 | 1 | 1 | 1 | 0 | [7 empty] | https://www.google.com/maps/@?api=1&map_action=map&center=46.614400000000003%2C-97.576499999999996&zoom=17&basemap=satellite | 1145 | [118 empty] | 0.18 |  |  | 27 |  |  | 0.35 | 0.08 |  |  | 20 |  |  | 0.4 | 0.28 |  |  | 50 |  |  | 0.3 | 0 |  |  | 0 |  |  | 0.05 | 0.08 |  |  | 50 |  |  | 0.12 | 0.05 |  |  | 45 |  |  | 0.06 | 0.22 |  |  | 73 |  |  | 0.16 | 1.4833 | 5.7158 | Biomass | FRS_110000428136
2582 | 5244 | 2021 | MI | Renaissance Power | 55402 | Michigan Electric Transmission Company | 56163 | DTE Electric Company | 5109 | Electric Utility | Midcontinent Independent Transmission System Operator, Inc.. | MISO | RFC | RFCM | RFC Michigan | MISO | 26 | 117 | Montcalm | 43.1864 | -84.8429 | 4 | 4 | NG | GAS |  | 0.10727 | 782 | 1 | [6 empty] | 8325346.146 | 4745341.624 | 8325346.146 | 4745341.624 | 734868 | 419065 | 209.366 | 117.987 | 2.498 | 494765.111 | 18313.242 | 1831.324 | 495266.894 |  | 0.57 | 0.563 | 0.007 | 1346.541 | 0.025 | 0.002 | 1347.907 |  | 0.05 | 0.05 | 0.001 | 118.858 | 0.002 | 0 | 118.978 |  | 0.57 | 0.563 | 0.007 | 1346.541 | 0.025 | 0.002 | 1347.907 |  | 209.366 | 117.987 | 2.498 | 494765.111 | 18313.242 | 1831.324 |  | 8325346.146 | 4745341.624 | 8325346.146 | 4745341.624 | EPA/CAMD | EPA/CAMD | EPA/CAMD | EPA/CAMD | EIA | EIA | -- | EPA/CAMD | EPA/CAMD | [14 empty] | 11329.0362 | 0 | 0 | 734868 | 0 | 0 | 0 | 0 | 0 | 0 | 0 | 0 | 734868 | 0 | 0 | 734868 | 0 | 0 | 0 | 1 | 0 | 0 | 0 | 0 | 0 | 0 | 0 | 0 | 1 | 0 | 0 | 1 | 0 | Yes |  | 3857797.536 | 229262.755 | 100.557 | 1.157 |  | https://www.google.com/maps/@?api=1&map_action=map&center=43.186399999999999%2C-84.8429&zoom=17&basemap=satellite | 4850 | [118 empty] | 0.32 |  |  | 54 |  |  | 0.35 | 0.28 |  |  | 48 |  |  | 0.4 | 0.37 |  |  | 65 |  |  | 0.3 | 0 |  |  | 0 |  |  | 0.05 | 0.14 |  |  | 70 |  |  | 0.12 | 0.04 |  |  | 41 |  |  | 0.06 | 0.12 |  |  | 34 |  |  | 0.16 | 39.8 | 0.069379 | Gas | FRS_110021353505
2583 | 5245 | 2021 | MI | Riley Generating Station | 56503 | City of Zeeland - (MI) | 21158 | City of Zeeland - (MI) | 21158 | Electric Utility | Midcontinent Independent Transmission System Operator, Inc.. | MISO | RFC | RFCM | RFC Michigan | MISO | 26 | 139 | Ottawa | 42.8333 | -86.0053 | 5 | 5 | NG | GAS |  | 0.00522 | 10 | 1 | [6 empty] | 7067 | 3070 | 7067 | 3070 | 457 | 198 | 9.54 | 4.145 | 0.012 | 413.025 | 15.58 | 1.558 | 413.452 |  | 41.751 | 41.869 | 0.05 | 1807.549 | 0.034 | 0.003 | 1809.417 |  | 2.7 | 2.7 | 0.003 | 116.888 | 0.002 | 0 | 117.009 |  | 41.751 | 41.869 | 0.05 | 1807.549 | 0.034 | 0.003 | 1809.417 |  | 9.54 | 4.145 | 0.012 | 413.025 | 15.58 | 1.558 |  | 7067 | 3070 | 7067 | 3070 | EIA | EIA | EIA | EIA | EIA | EIA | -- | EIA | EIA | [14 empty] | 15463.895 | 0 | 0 | 457 | 0 | 0 | 0 | 0 | 0 | 0 | 0 | 0 | 457 | 0 | 0 | 457 | 0 | 0 | 0 | 1 | 0 | 0 | 0 | 0 | 0 | 0 | 0 | 0 | 1 | 0 | 0 | 1 | 0 | [7 empty] | https://www.google.com/maps/@?api=1&map_action=map&center=42.833300000000001%2C-86.005300000000005&zoom=17&basemap=satellite | 20026 | [118 empty] | 0.18 |  |  | 29 |  |  | 0.35 | 0.18 |  |  | 36 |  |  | 0.4 | 0.19 |  |  | 35 |  |  | 0.3 | 0.02 |  |  | 64 |  |  | 0.05 | 0.08 |  |  | 47 |  |  | 0.12 | 0.07 |  |  | 68 |  |  | 0.06 | 0.15 |  |  | 49 |  |  | 0.16 | 0.0029483 | 0.0049593 | Gas | FRS_110040571182
2584 | 5247 | 2021 | MI | Riverview Energy Systems | 54057 | DTE Electric Company | 5109 | Riverview Energy Systems | 16073 | IPP Non-CHP | Midcontinent Independent Transmission System Operator, Inc.. | MISO | RFC | RFCM | RFC Michigan | MISO | 26 | 163 | Wayne | 42.1661 | -83.2129 | 2 | 2 | LFG | BIOMASS |  | 0.75035 | 6.6 | 0.082757 | Yes | [5 empty] | 798942 | 329649 | 798942 | 329649 | 43382 | 17900 | 0 | 0 | 13.382 | 0.001 | 0 | 0 | 0.001 |  | 0 | 0 | 0.617 | 0 | 0 | 0 | 0 |  | 0 | 0 | 0.034 | 0 | 0 | 0 | 0 |  | 0 | 0 | 0.617 | 0 | 0 | 0 | 0 |  | 67.092 | 27.682 | 17.976 | 50732.65 | 1858.341 | 185.834 |  | 798942 | 329649 | 798942 | 329649 | EIA | EIA | EIA | EIA | EIA | EIA | -- | EIA | EIA | 67.092 | 27.682 | 4.594 | 50732.649 | 1858.341 | 185.834 | [8 empty] | 18416.44 | 0 | 0 | 0 | 0 | 0 | 43382 | 0 | 0 | 0 | 0 | 0 | 0 | 43382 | 43382 | 43382 | 0 | 0 | 0 | 0 | 0 | 0 | 1 | 0 | 0 | 0 | 0 | 0 | 0 | 1 | 1 | 1 | 0 | [7 empty] | https://www.google.com/maps/@?api=1&map_action=map&center=42.166105999999999%2C-83.212902999999997&zoom=17&basemap=satellite | 65697 | [118 empty] | 0.21 |  |  | 35 |  |  | 0.35 | 0.18 |  |  | 36 |  |  | 0.4 | 0.24 |  |  | 45 |  |  | 0.3 | 0.01 |  |  | 59 |  |  | 0.05 | 0.08 |  |  | 48 |  |  | 0.12 | 0.05 |  |  | 47 |  |  | 0.06 | 0.21 |  |  | 72 |  |  | 0.16 | 8.9012 | 0.40794 | Biomass | FRS_110001680422
2585 | 9735 | 2021 | SC | WestRock CP, LLC Florence Mill | 50806 | Duke Energy Progress - (NC) | 3046 | WestRock-Florence | 18162 | Industrial CHP | Duke Energy Progress East | CPLE | SERC | SRVC | SERC Virginia/Carolina |  | 45 | 41 | Florence | 34.1497 | -79.5606 | 5 | 3 | BLQ | BIOMASS | Yes | 0.4078 | 103.8 | 0.65366 | Yes | Yes | 9713516 | 0.13 | 0.14801 |  | 1973070.9 | 819230.346 | 1973070.9 | 819230.346 | 370809.281 | 148761.034 | 201.943 | 78.503 | 518.961 | 11477.196 | 69600.479 | 12918.49 | 14272.057 |  | 1.089 | 1.055 | 2.799 | 61.903 | 0.188 | 0.035 | 76.978 |  | 0.205 | 0.192 | 0.526 | 11.634 | 0.035 | 0.007 | 14.467 |  | 1.089 | 1.055 | 2.799 | 61.903 | 0.188 | 0.035 | 76.978 |  | 1364.408 | 530.397 | 3506.307 | 1413350.867 | 470248.56 | 87282.462 |  | 13330852.96 | 5535046.55 | 13330852.96 | 5535046.55 | EIA | EIA |  | EIA | EIA | EIA | -- |  | EIA |  |  |  | 1335806.361 |  |  | 11357782.06 | 4715816.204 | 1162.465 | 451.894 | 2987.346 | 66067.311 | 400648.081 | 74363.973 | 5320.9856 | 23015.195 | 2676.942 | 14257.801 | 0 | 0 | 330859.35 | 0 | 0 | 0 | 0 | 0 | 39949.938 | 330859.35 | 330859.35 | 370809.288 | 0 | 0.062067 | 0.0072192 | 0.03845 | 0 | 0 | 0.89226 | 0 | 0 | 0 | 0 | 0 | 0.10774 | 0.89226 | 0.89226 | 1 | 0 | Yes | [6 empty] | https://www.google.com/maps/@?api=1&map_action=map&center=34.149700000000003%2C-79.560599999999994&zoom=17&basemap=satellite | 1077 | [118 empty] | 0.4 |  |  | 64 |  |  | 0.35 | 0.34 |  |  | 54 |  |  | 0.4 | 0.45 |  |  | 75 |  |  | 0.3 | 0 |  |  | 0 |  |  | 0.05 | 0.19 |  |  | 79 |  |  | 0.12 | 0.08 |  |  | 75 |  |  | 0.06 | 0.17 |  |  | 56 |  |  | 0.16 | 32.0781 | 0.17192 | Biomass | FRS_110056961890
2586 | 5253 | 2021 | MI | Southeast Berrien Generating Facility | 59574 | Indiana Michigan Power Co | 9324 | North American Natural Res | 13559 | IPP Non-CHP | PJM Interconnection, LLC | PJM | RFC | RFCW | RFC West | PJM | 26 | 21 | Berrien | 41.8086 | -86.3239 | 1 | 1 | LFG | BIOMASS |  | 0.92701 | 4.8 | 0 | Yes | [5 empty] | 270139 | 111461 | 270139 | 111461 | 38979 | 16083 | 0 | 0 | 4.525 | 0 | 0 | 0 | 0 |  | 0 | 0 | 0.232 | 0 | 0 | 0 | 0 |  | 0 | 0 | 0.033 | 0 | 0 | 0 | 0 |  | 0 | 0 | 0.232 | 0 | 0 | 0 | 0 |  | 192.01 | 79.224 | 6.078 | 17153.77 | 628.344 | 62.834 |  | 270139 | 111461 | 270139 | 111461 | EIA | EIA | EIA | EIA | EIA | EIA | -- | EIA | EIA | 192.01 | 79.224 | 1.553 | 17153.77 | 628.344 | 62.834 | [8 empty] | 6930.3728 | 0 | 0 | 0 | 0 | 0 | 38979 | 0 | 0 | 0 | 0 | 0 | 0 | 38979 | 38979 | 38979 | 0 | 0 | 0 | 0 | 0 | 0 | 1 | 0 | 0 | 0 | 0 | 0 | 0 | 1 | 1 | 1 | 0 | [7 empty] | https://www.google.com/maps/@?api=1&map_action=map&center=41.808610999999999%2C-86.323888999999994&zoom=17&basemap=satellite | 8519 | [118 empty] | 0.23 |  |  | 39 |  |  | 0.35 | 0.12 |  |  | 27 |  |  | 0.4 | 0.34 |  |  | 60 |  |  | 0.3 | 0 |  |  | 0 |  |  | 0.05 | 0.06 |  |  | 41 |  |  | 0.12 | 0.04 |  |  | 43 |  |  | 0.06 | 0.2 |  |  | 67 |  |  | 0.16 | 2.551 | 0.19914 | Biomass | FRS_110070395789
2587 | 10743 | 2021 | VA | Hopewell Mill | 50813 | Virginia Electric & Power Co | 19876 | RockTenn-Hopewell | 18147 | Industrial CHP | PJM Interconnection, LLC | PJM | SERC | SRVC | SERC Virginia/Carolina | PJM | 51 | 670 | Hopewell City | 37.2914 | -77.2816 | 2 | 1 | BLQ | BIOMASS | Yes | 0.67611 | 47.6 | 0.20648 | Yes | Yes | 4204964 | 0.229 | 0.23378 |  | 2054470.925 | 857100.159 | 2054470.925 | 857100.159 | 281923 | 123798 | 138.081 | 54.577 | 327.432 | 31118.446 | 47767.879 | 9946.449 | 33197.565 |  | 0.98 | 0.882 | 2.323 | 220.758 | 0.169 | 0.035 | 235.508 |  | 0.134 | 0.127 | 0.319 | 30.293 | 0.023 | 0.005 | 32.317 |  | 0.98 | 0.882 | 2.323 | 220.758 | 0.169 | 0.035 | 235.508 |  | 590.654 | 233.458 | 1400.626 | 847671.876 | 204332.169 | 42546.99 |  | 8788217.2 | 3666336.8 | 8788217.2 | 3666336.8 | EIA | EIA | EIA | EIA | EIA | EIA | -- | EIA | EIA |  |  |  | 714559.425 |  |  | 6733746.275 | 2809236.641 | 452.573 | 178.881 | 1073.194 | 101994.005 | 156564.289 | 32600.541 | 7287.3476 | 3952.412 | 48.958 | 65928.598 | 0 | 0 | 211993.036 | 0 | 0 | 0 | 0 | 0 | 69929.968 | 211993.036 | 211993.036 | 281923.004 | 0 | 0.014019 | 0.00017366 | 0.23385 | 0 | 0 | 0.75195 | 0 | 0 | 0 | 0 | 0 | 0.24805 | 0.75195 | 0.75195 | 1 | 0 | [7 empty] | https://www.google.com/maps/@?api=1&map_action=map&center=37.291400000000003%2C-77.281599999999997&zoom=17&basemap=satellite | 28490 | [118 empty] | 0.48 |  |  | 73 |  |  | 0.35 | 0.54 |  |  | 69 |  |  | 0.4 | 0.43 |  |  | 72 |  |  | 0.3 | 0.01 |  |  | 57 |  |  | 0.05 | 0.14 |  |  | 68 |  |  | 0.12 | 0.07 |  |  | 65 |  |  | 0.06 | 0.15 |  |  | 48 |  |  | 0.16 | 12.6975 | 0.090413 | Biomass | FRS_110012503781
2588 | 10234 | 2021 | TX | Odyssey Energy Altura Cogen, LLC | 50815 | CenterPoint Energy | 8901 | Odyssey Operating Services | 55879 | IPP CHP | Electric Reliability Council of Texas, Inc. | ERCO | TRE | ERCT | ERCOT All | ERCOT | 48 | 201 | Harris | 29.8161 | -95.1077 | 6 | 7 | NG | GAS |  | 0.57626 | 643.6 | 0.3729 |  | Yes | 15678190.4 | 0.707 | 0.48534 |  | 18166597.5 | 8025578.665 | 18166597.5 | 8025578.665 | 3248923 | 1445188 | 191.702 | 83.741 | 5.451 | 1079612.83 | 39260.285 | 3926.029 | 1080688.562 |  | 0.118 | 0.116 | 0.003 | 664.597 | 0.012 | 0.001 | 665.26 |  | 0.021 | 0.021 | 0.001 | 118.857 | 0.002 | 0 | 118.975 |  | 0.118 | 0.116 | 0.003 | 664.597 | 0.012 | 0.001 | 665.26 |  | 394.988 | 172.542 | 11.232 | 2224465.306 | 80893.021 | 8089.302 |  | 37430979.66 | 16536132.96 | 37430979.66 | 16536132.96 | EPA/CAMD | EPA/CAMD | EPA/CAMD | EPA/CAMD | EIA | EIA | -- | EPA/CAMD | EPA/CAMD | [6 empty] | 19264382.16 | 8510554.295 | 203.286 | 88.801 | 5.781 | 1144852.476 | 41632.735 | 4163.274 | 5591.5753 | 0 | 0 | 3248923 | 0 | 0 | 0 | 0 | 0 | 0 | 0 | 0 | 3248923 | 0 | 0 | 3248923 | 0 | 0 | 0 | 1 | 0 | 0 | 0 | 0 | 0 | 0 | 0 | 0 | 1 | 0 | 0 | 1 | 0 | Yes |  | 35534147.28 | 2111729.542 | 375.871 | 10.661 |  | https://www.google.com/maps/@?api=1&map_action=map&center=29.816099999999999%2C-95.107730000000004&zoom=17&basemap=satellite | 36555 | [118 empty] | 0.61 |  |  | 84 |  |  | 0.35 | 0.83 |  |  | 85 |  |  | 0.4 | 0.39 |  |  | 67 |  |  | 0.3 | 0.1 |  |  | 85 |  |  | 0.05 | 0.29 |  |  | 90 |  |  | 0.12 | 0.08 |  |  | 75 |  |  | 0.06 | 0.07 |  |  | 15 |  |  | 0.16 | 35.5713 | 0.021288 | Gas | FRS_110002400731
2589 | 5260 | 2021 | MI | Sumpter Energy Associates | 54536 | DTE Electric Company | 5109 | EPP Renewable Energy | 57249 | IPP Non-CHP | Midcontinent Independent Transmission System Operator, Inc.. | MISO | RFC | RFCM | RFC Michigan | MISO | 26 | 163 | Wayne | 42.1057 | -83.4988 | 14 | 14 | LFG | BIOMASS |  | 0.73008 | 11.2 | 0.11653 | Yes | [5 empty] | 654434.998 | 270025 | 654434.998 | 270025 | 71630.006 | 29554.994 | 0 | 0 | 10.962 | 0 | 0 | 0 | 0 |  | 0 | 0 | 0.306 | 0 | 0 | 0 | 0 |  | 0 | 0 | 0.034 | 0 | 0 | 0 | 0 |  | 0 | 0 | 0.306 | 0 | 0 | 0 | 0 |  | 507.99 | 209.608 | 14.725 | 41556.48 | 1522.217 | 152.222 |  | 654434.998 | 270025 | 654434.998 | 270025 | EIA | EIA | EIA | EIA | EIA | EIA | -- | EIA | EIA | 507.99 | 209.608 | 3.763 | 41556.48 | 1522.217 | 152.222 | [8 empty] | 9136.3255 | 0 | 0 | 0 | 0 | 0 | 71630 | 0 | 0 | 0 | 0 | 0 | 0 | 71630 | 71630 | 71630 | 0 | 0 | 0 | 0 | 0 | 0 | 1 | 0 | 0 | 0 | 0 | 0 | 0 | 1 | 1 | 1 | 0 | [7 empty] | https://www.google.com/maps/@?api=1&map_action=map&center=42.105668999999999%2C-83.498845000000003&zoom=17&basemap=satellite | 4734 | [118 empty] | 0.24 |  |  | 41 |  |  | 0.35 | 0.26 |  |  | 46 |  |  | 0.4 | 0.22 |  |  | 40 |  |  | 0.3 | 0 |  |  | 0 |  |  | 0.05 | 0.07 |  |  | 46 |  |  | 0.12 | 0.08 |  |  | 72 |  |  | 0.06 | 0.19 |  |  | 64 |  |  | 0.16 | 7.4479 | 0.20656 | Biomass | FRS_110001853600
2590 | 5267 | 2021 | MI | TES Filer City Station | 50835 | ITC Transmission | 56068 | TES Filer City Station LP | 18414 | IPP CHP | Midcontinent Independent Transmission System Operator, Inc.. | MISO | RFC | RFCM | RFC Michigan | MISO | 26 | 101 | Manistee | 44.2173 | -86.2891 | 2 | 1 | BIT | COAL | Yes | 0.79718 | 70 | 0.004694 | Yes | Yes | 737137.6 | 2.263 | 0.75111 |  | 4612781.757 | 1884521.993 | 4612781.757 | 1884521.993 | 488833 | 198401 | 883.036 | 346.039 | 147.025 | 438041.757 | 113811.805 | 16005.611 | 441849.241 |  | 3.613 | 3.488 | 0.602 | 1792.194 | 0.233 | 0.033 | 1807.772 |  | 0.383 | 0.367 | 0.064 | 189.925 | 0.025 | 0.003 | 191.576 |  | 3.613 | 3.488 | 0.602 | 1792.194 | 0.233 | 0.033 | 1807.772 |  | 1175.647 | 460.706 | 195.745 | 632284.664 | 151525.609 | 21309.388 |  | 6141318.668 | 2508995.809 | 6141318.668 | 2508995.809 | EPA/CAMD | EPA/CAMD | EPA/CAMD | EIA | EIA | EIA | -- | EPA/CAMD | EPA/CAMD |  |  |  | 49089.065 |  |  | 1528536.911 | 624473.816 | 292.611 | 114.667 | 48.72 | 145153.842 | 37713.804 | 5303.777 | 9436.3142 | 341251.66 | 0 | 100493.38 | 0 | 0 | 37254.011 | 0 | 0 | 0 | 9833.949 | 0 | 451578.989 | 37254.011 | 37254.011 | 488833 | 0 | 0.69809 | 0 | 0.20558 | 0 | 0 | 0.07621 | 0 | 0 | 0 | 0.020117 | 0 | 0.92379 | 0.07621 | 0.07621 | 1 | 0 | Yes |  | 6317444.159 |  | 1206.309 | 258.553 |  | https://www.google.com/maps/@?api=1&map_action=map&center=44.217298999999997%2C-86.289050000000003&zoom=17&basemap=satellite | 9018 | [118 empty] | 0.22 |  |  | 37 |  |  | 0.35 | 0.15 |  |  | 32 |  |  | 0.4 | 0.29 |  |  | 53 |  |  | 0.3 | 0 |  |  | 0 |  |  | 0.05 | 0.08 |  |  | 49 |  |  | 0.12 | 0.03 |  |  | 32 |  |  | 0.06 | 0.24 |  |  | 80 |  |  | 0.16 | 60.5437 | 0.23723 | Coal | FRS_110056958225
2591 | 5268 | 2021 | MI | The Andersons Albion Ethanol LLC | 58330 | Consumers Energy Co | 4254 | The Andersons Albion Ethanol LLC | 58313 | Industrial CHP | Midcontinent Independent Transmission System Operator, Inc.. | MISO | RFC | RFCM | RFC Michigan | MISO | 26 | 25 | Calhoun | 42.2561 | -84.7883 | 2 | 2 | NG | GAS |  | 0.7005 | 10.1 | 0.16584 |  | Yes | 1072638.4 | 0.197 | 0.2082 |  | 341564.714 | 148348.015 | 341564.714 | 148348.015 | 61977.26 | 26918.014 | 39.653 | 17.222 | 0.546 | 19962.589 | 753.022 | 75.302 | 19983.222 |  | 1.28 | 1.28 | 0.018 | 644.191 | 0.012 | 0.001 | 644.857 |  | 0.232 | 0.232 | 0.003 | 116.889 | 0.002 | 0 | 117.01 |  | 1.28 | 1.28 | 0.018 | 644.192 | 0.012 | 0.001 | 644.858 |  | 190.461 | 82.721 | 2.622 | 95883.744 | 3616.894 | 361.689 |  | 1640594 | 712541 | 1640594 | 712541 | EIA | EIA | EIA | EIA | EIA | EIA | -- | EIA | EIA | [6 empty] | 1299029.286 | 564192.985 | 150.808 | 65.499 | 2.076 | 75921.155 | 2863.872 | 286.387 | 5511.1385 | 0 | 0 | 61977.16 | 0 | 0 | 0 | 0 | 0 | 0 | 0 | 0 | 61977.16 | 0 | 0 | 61977.16 | 0 | 0 | 0 | 1 | 0 | 0 | 0 | 0 | 0 | 0 | 0 | 0 | 1 | 0 | 0 | 1 | 0 | [7 empty] | https://www.google.com/maps/@?api=1&map_action=map&center=42.256110999999997%2C-84.788332999999994&zoom=17&basemap=satellite | 9760 | [118 empty] | 0.46 |  |  | 71 |  |  | 0.35 | 0.38 |  |  | 58 |  |  | 0.4 | 0.54 |  |  | 84 |  |  | 0.3 | 0 |  |  | 0 |  |  | 0.05 | 0.12 |  |  | 62 |  |  | 0.12 | 0.07 |  |  | 71 |  |  | 0.06 | 0.14 |  |  | 43 |  |  | 0.16 | 0.77309 | 0.026818 | Gas | FRS_110001843694
2592 | 7439 | 2021 | NJ | Elmwood Power LLC | 50852 | Public Service Elec & Gas Co | 15477 | Elmwood Park Power LLC | 63363 | IPP Non-CHP | PJM Interconnection, LLC | PJM | RFC | RFCE | RFC East | PJM | 34 | 3 | Bergen | 40.9053 | -74.1304 | 1 | 2 | NG | GAS |  | 0 | 89.5 | [8 empty] | 0 |  | 0 | 0 | 0 | 0 |  | 0 | 0 | [36 empty] | 0 |  | 0 | [6 empty] | -- |  | EPA/CAMD | [15 empty] | 0 | 0 | 0 | 0 | 0 | 0 | 0 | 0 | 0 | 0 | 0 | 0 | 0 | 0 | 0 | 0 | [16 empty] | Yes | [6 empty] | https://www.google.com/maps/@?api=1&map_action=map&center=40.905337000000003%2C-74.130448000000001&zoom=17&basemap=satellite | 316239 | [118 empty] | 0.55 |  |  | 78 |  |  | 0.35 | 0.7 |  |  | 78 |  |  | 0.4 | 0.39 |  |  | 67 |  |  | 0.3 | 0.18 |  |  | 92 |  |  | 0.05 | 0.19 |  |  | 79 |  |  | 0.12 | 0.07 |  |  | 65 |  |  | 0.06 | 0.14 |  |  | 43 |  |  | 0.16 | 0.036 | 0.067797 | Gas | FRS_110004206680
2593 | 9285 | 2021 | PA | Lancaster County Resource Recovery | 50859 | Metropolitan Edison Co | 12390 | Covanta Lancaster Inc | 4447 | IPP Non-CHP | PJM Interconnection, LLC | PJM | RFC | RFCE | RFC East | PJM | 42 | 71 | Lancaster | 40.0711 | -76.6436 | 3 | 1 | MSW | BIOMASS |  | 0.61352 | 35.7 | 0.31081 | Yes | [5 empty] | 4121584.767 | 1715334.623 | 4121584.767 | 1715334.623 | 191866 | 83797 | 549.61 | 226.121 | 3.302 | 226775.266 | 290103.642 | 38080.825 | 236075.604 |  | 5.729 | 5.397 | 0.034 | 2363.892 | 1.512 | 0.198 | 2460.838 |  | 0.267 | 0.264 | 0.002 | 110.043 | 0.07 | 0.009 | 114.556 |  | 5.729 | 5.397 | 0.034 | 2363.892 | 1.512 | 0.198 | 2460.838 |  | 549.61 | 226.121 | 3.302 | 411739.639 | 290103.642 | 38080.825 |  | 4121584.767 | 1715334.623 | 4121584.767 | 1715334.623 | EIA | EIA | EIA | EIA | EIA | EIA | -- | EIA | EIA |  |  |  | 184964.373 | [10 empty] | 21481.58 | 0 | 0 | 484.088 | 0 | 0 | 86121.579 | 0 | 0 | 0 | 105260.33 | 0 | 105744.418 | 86121.579 | 86121.579 | 191865.997 | 0 | 0 | 0 | 0.0025231 | 0 | 0 | 0.44886 | 0 | 0 | 0 | 0.54861 | 0 | 0.55114 | 0.44886 | 0.44886 | 1 | 0 | [7 empty] | https://www.google.com/maps/@?api=1&map_action=map&center=40.071100000000001%2C-76.643600000000006&zoom=17&basemap=satellite | 5654 | [118 empty] | 0.12 |  |  | 14 |  |  | 0.35 | 0.08 |  |  | 20 |  |  | 0.4 | 0.16 |  |  | 28 |  |  | 0.3 | 0.01 |  |  | 58 |  |  | 0.05 | 0.07 |  |  | 45 |  |  | 0.12 | 0.09 |  |  | 80 |  |  | 0.06 | 0.14 |  |  | 45 |  |  | 0.16 |  |  | Biomass | FRS_110034162983
2594 | 5276 | 2021 | MI | Venice Resources Gas Recovery | 54539 | Consumers Energy Co | 4254 | WM Renewable Energy LLC | 54842 | IPP Non-CHP | Midcontinent Independent Transmission System Operator, Inc.. | MISO | RFC | RFCM | RFC Michigan | MISO | 26 | 155 | Shiawassee | 42.985 | -83.9764 | 2 | 2 | LFG | BIOMASS |  | 0.94892 | 1.6 | 0 | Yes | [5 empty] | 164789 | 67993 | 164789 | 67993 | 13300 | 5488 | 0 | 0 | 2.76 | 0 | 0 | 0 | 0 |  | 0 | 0 | 0.415 | 0 | 0 | 0 | 0 |  | 0 | 0 | 0.034 | 0 | 0 | 0 | 0 |  | 0 | 0 | 0.415 | 0 | 0 | 0 | 0 |  | 115.544 | 47.674 | 3.708 | 10464.066 | 383.3 | 38.33 |  | 164789 | 67993 | 164789 | 67993 | EIA | EIA | EIA | EIA | EIA | EIA | -- | EIA | EIA | 115.544 | 47.674 | 0.948 | 10464.066 | 383.3 | 38.33 | [8 empty] | 12390.1504 | 0 | 0 | 0 | 0 | 0 | 13300 | 0 | 0 | 0 | 0 | 0 | 0 | 13300 | 13300 | 13300 | 0 | 0 | 0 | 0 | 0 | 0 | 1 | 0 | 0 | 0 | 0 | 0 | 0 | 1 | 1 | 1 | 0 | [7 empty] | https://www.google.com/maps/@?api=1&map_action=map&center=42.984999999999999%2C-83.976399999999998&zoom=17&basemap=satellite | 2479 | [118 empty] | 0.15 |  |  | 20 |  |  | 0.35 | 0.06 |  |  | 15 |  |  | 0.4 | 0.24 |  |  | 43 |  |  | 0.3 | 0 |  |  | 0 |  |  | 0.05 | 0.06 |  |  | 41 |  |  | 0.12 | 0.06 |  |  | 61 |  |  | 0.06 | 0.2 |  |  | 68 |  |  | 0.16 | 1.1945 | 0.17654 | Biomass | FRS_110034152413
2595 | 7320 | 2021 | NH | Wheelabrator Concord Facility | 50873 | Unitil Energy Systems | 24590 | Wheelabrator Environmental Systems | 20541 | IPP Non-CHP | ISO New England Inc. | ISNE | NPCC | NEWE | NPCC New England | ISONE | 33 | 13 | Merrimack | 43.2866 | -71.5769 | 2 | 1 | MSW | BIOMASS |  | 0.82009 | 14 | 0 | Yes | [5 empty] | 1961772.658 | 781584.555 | 1961772.658 | 781584.555 | 100576 | 39816 | 244.737 | 97.505 | 4.775 | 107875.363 | 138399.125 | 18164.885 | 112311.92 |  | 4.867 | 4.898 | 0.095 | 2145.151 | 1.376 | 0.181 | 2233.374 |  | 0.25 | 0.25 | 0.005 | 109.977 | 0.071 | 0.009 | 114.5 |  | 4.867 | 4.898 | 0.095 | 2145.151 | 1.376 | 0.181 | 2233.374 |  | 244.737 | 97.505 | 4.775 | 196137.26 | 138399.125 | 18164.885 |  | 1961772.658 | 781584.555 | 1961772.658 | 781584.555 | EIA | EIA | EIA | EIA | EIA | EIA | -- | EIA | EIA |  |  |  | 88261.897 | [10 empty] | 19505.3756 | 0 | 0 | 0 | 0 | 0 | 45259.323 | 0 | 0 | 0 | 55316.677 | 0 | 55316.677 | 45259.323 | 45259.323 | 100576 | 0 | 0 | 0 | 0 | 0 | 0 | 0.45 | 0 | 0 | 0 | 0.55 | 0 | 0.55 | 0.45 | 0.45 | 1 | 0 | [7 empty] | https://www.google.com/maps/@?api=1&map_action=map&center=43.2866%2C-71.576899999999995&zoom=17&basemap=satellite | 14311 | [118 empty] | 0.13 |  |  | 18 |  |  | 0.35 | 0.08 |  |  | 20 |  |  | 0.4 | 0.19 |  |  | 35 |  |  | 0.3 | 0 |  |  | 0 |  |  | 0.05 | 0.06 |  |  | 40 |  |  | 0.12 | 0.06 |  |  | 60 |  |  | 0.06 | 0.16 |  |  | 53 |  |  | 0.16 |  |  | Biomass | FRS_110017437451
2596 | 5283 | 2021 | MI | Waste Management Northern Oaks LFGTE | 57024 | Consumers Energy Co | 4254 | WM Renewable Energy LLC | 54842 | IPP Non-CHP | Midcontinent Independent Transmission System Operator, Inc.. | MISO | RFC | RFCM | RFC Michigan | MISO | 26 | 35 | Clare | 43.9906 | -84.8003 | 1 | 1 | LFG | BIOMASS |  | 0.10581 | 1.6 | 1 | Yes | [5 empty] | 18021 | 7436 | 18021 | 7436 | 1483 | 612 | 0 | 0 | 0.302 | 0 | 0 | 0 | 0 |  | 0 | 0 | 0.407 | 0 | 0 | 0 | 0 |  | 0 | 0 | 0.034 | 0 | 0 | 0 | 0 |  | 0 | 0 | 0.407 | 0 | 0 | 0 | 0 |  | 12.374 | 5.105 | 0.406 | 1144.33 | 41.917 | 4.192 |  | 18021 | 7436 | 18021 | 7436 | EIA | EIA | EIA | EIA | EIA | EIA | -- | EIA | EIA | 12.374 | 5.105 | 0.104 | 1144.33 | 41.917 | 4.192 | [8 empty] | 12151.7195 | 0 | 0 | 0 | 0 | 0 | 1483 | 0 | 0 | 0 | 0 | 0 | 0 | 1483 | 1483 | 1483 | 0 | 0 | 0 | 0 | 0 | 0 | 1 | 0 | 0 | 0 | 0 | 0 | 0 | 1 | 1 | 1 | 0 | [7 empty] | https://www.google.com/maps/@?api=1&map_action=map&center=43.990600000000001%2C-84.800299999999993&zoom=17&basemap=satellite | 3047 | [118 empty] | 0.27 |  |  | 46 |  |  | 0.35 | 0.05 |  |  | 13 |  |  | 0.4 | 0.48 |  |  | 78 |  |  | 0.3 | 0 |  |  | 0 |  |  | 0.05 | 0.12 |  |  | 64 |  |  | 0.12 | 0.03 |  |  | 33 |  |  | 0.06 | 0.26 |  |  | 83 |  |  | 0.16 | 0.39315 | 0.16008 | Biomass | FRS_110043330197
2597 | 5285 | 2021 | MI | Watervliet | 58546 | Consumers Energy Co | 4254 | EDL Inc | 55858 | IPP Non-CHP | Midcontinent Independent Transmission System Operator, Inc.. | MISO | RFC | RFCM | RFC Michigan | MISO | 26 | 21 | Berrien | 42.1758 | -86.28 | 3 | 3 | LFG | BIOMASS |  | 0.77794 | 4 | 0.036768 | Yes | [5 empty] | 304118 | 125481 | 304118 | 125481 | 27259 | 11247 | 0 | 0 | 5.094 | 0.001 | 0 | 0 | 0.001 |  | 0 | 0 | 0.374 | 0 | 0 | 0 | 0 |  | 0 | 0 | 0.034 | 0 | 0 | 0 | 0 |  | 0 | 0 | 0.374 | 0 | 0 | 0 | 0 |  | 220.483 | 90.973 | 6.843 | 19311.43 | 707.379 | 70.738 |  | 304118 | 125481 | 304118 | 125481 | EIA | EIA | EIA | EIA | EIA | EIA | -- | EIA | EIA | 220.483 | 90.973 | 1.749 | 19311.429 | 707.379 | 70.738 | [8 empty] | 11156.6088 | 0 | 0 | 0 | 0 | 0 | 27259 | 0 | 0 | 0 | 0 | 0 | 0 | 27259 | 27259 | 27259 | 0 | 0 | 0 | 0 | 0 | 0 | 1 | 0 | 0 | 0 | 0 | 0 | 0 | 1 | 1 | 1 | 0 | [7 empty] | https://www.google.com/maps/@?api=1&map_action=map&center=42.175832999999997%2C-86.28&zoom=17&basemap=satellite | 10316 | [118 empty] | 0.31 |  |  | 52 |  |  | 0.35 | 0.22 |  |  | 42 |  |  | 0.4 | 0.39 |  |  | 67 |  |  | 0.3 | 0.01 |  |  | 57 |  |  | 0.05 | 0.1 |  |  | 55 |  |  | 0.12 | 0.07 |  |  | 65 |  |  | 0.06 | 0.24 |  |  | 79 |  |  | 0.16 | 2.4537 | 0.15233 | Biomass | FRS_110070397696
2598 | 5290 | 2021 | MI | Western Michigan University Power Plant | 58161 | Consumers Energy Co | 4254 | Western Michigan University | 58106 | Commercial CHP | Midcontinent Independent Transmission System Operator, Inc.. | MISO | RFC | RFCM | RFC Michigan | MISO | 26 | 77 | Kalamazoo | 42.28 | -85.6064 | 6 | 6 | NG | GAS |  | 0.39632 | 16.7 | 0.67281 |  | Yes | 350410.4 | 0.565 | 0.42953 |  | 313587.049 | 7901.639 | 313587.049 | 7901.639 | 57978 | 25181.302 | 71.02 | 30.846 | 0.501 | 18327.447 | 691.344 | 69.134 | 18346.39 |  | 2.45 | 2.45 | 0.017 | 632.221 | 0.012 | 0.001 | 632.874 |  | 0.453 | 7.808 | 0.003 | 116.889 | 0.002 | 0 | 117.01 |  | 2.45 | 2.45 | 0.017 | 632.221 | 0.012 | 0.001 | 632.874 |  | 165.343 | 71.814 | 1.167 | 42668.576 | 1609.535 | 160.953 |  | 730069.639 | 18395.999 | 730069.639 | 18395.999 | EIA | EIA | EIA | EIA | EIA | EIA | -- | [8 empty] | 416482.59 | 10494.36 | 94.323 | 40.968 | 0.666 | 24341.129 | 918.191 | 91.819 | 5408.7248 | 0 | 0 | 57978 | 0 | 0 | 0 | 0 | 0 | 0 | 0 | 0 | 57978 | 0 | 0 | 57978 | 0 | 0 | 0 | 1 | 0 | 0 | 0 | 0 | 0 | 0 | 0 | 0 | 1 | 0 | 0 | 1 | 0 | [7 empty] | https://www.google.com/maps/@?api=1&map_action=map&center=42.28%2C-85.606388999999993&zoom=17&basemap=satellite | 88987 | [118 empty] | 0.44 |  |  | 69 |  |  | 0.35 | 0.36 |  |  | 56 |  |  | 0.4 | 0.52 |  |  | 81 |  |  | 0.3 | 0.01 |  |  | 60 |  |  | 0.05 | 0.09 |  |  | 51 |  |  | 0.12 | 0.06 |  |  | 57 |  |  | 0.06 | 0.11 |  |  | 32 |  |  | 0.16 | 0.96023 | 0.033277 | Gas | FRS_110057115893
2599 | 8613 | 2021 | NY | Wheelabrator Westchester | 50882 | Consolidated Edison Co-NY Inc | 4226 | Wheelabrator Environmental Systems | 20541 | IPP CHP | New York Independent System Operator | NYIS | NPCC | NYCW | NPCC NYC/Westchester | NYISO | 36 | 119 | Westchester | 41.2771 | -73.9423 | 3 | 1 | MSW | BIOMASS |  | 0.61791 | 59.7 | 0.30348 | Yes | Yes | 1880566.4 | 0.586 | 0.43883 |  | 2882111.767 | 1317478.895 | 2882111.767 | 1317478.895 | 323152 | 159299 | 402.035 | 184.605 | 54.178 | 158484.754 | 203327.579 | 26686.745 | 165002.674 |  | 2.488 | 2.318 | 0.335 | 980.868 | 0.629 | 0.083 | 1021.208 |  | 0.279 | 0.28 | 0.038 | 109.978 | 0.071 | 0.009 | 114.501 |  | 2.488 | 2.318 | 0.335 | 980.868 | 0.629 | 0.083 | 1021.208 |  | 916.163 | 420.681 | 123.462 | 656645.234 | 463345.385 | 60814.082 |  | 6567791.697 | 3002287.09 | 6567791.697 | 3002287.09 | EIA | EIA | EIA | EIA | EIA | EIA | -- | EIA | EIA |  |  |  | 295488.23 |  |  | 3685679.93 | 1684808.195 | 514.128 | 236.076 | 69.284 | 202672.25 | 260017.806 | 34127.337 | 8918.7493 | 0 | 0 | 0 | 0 | 0 | 145417.12 | 0 | 0 | 0 | 177734.89 | 0 | 177734.89 | 145417.12 | 145417.12 | 323152.01 | 0 | 0 | 0 | 0 | 0 | 0 | 0.45 | 0 | 0 | 0 | 0.55 | 0 | 0.55 | 0.45 | 0.45 | 1 | 0 | [7 empty] | https://www.google.com/maps/@?api=1&map_action=map&center=41.277129000000002%2C-73.942344000000006&zoom=17&basemap=satellite | 36719 | [118 empty] | 0.4 |  |  | 65 |  |  | 0.35 | 0.56 |  |  | 70 |  |  | 0.4 | 0.25 |  |  | 46 |  |  | 0.3 | 0.08 |  |  | 82 |  |  | 0.05 | 0.15 |  |  | 72 |  |  | 0.12 | 0.06 |  |  | 55 |  |  | 0.06 | 0.15 |  |  | 48 |  |  | 0.16 |  |  | Biomass | FRS_110010710944
2600 | 5292 | 2021 | MI | William Beaumont Hospital | 50937 | DTE Electric Company | 5109 | William Beaumont Hospital | 20680 | Commercial Non-CHP | Midcontinent Independent Transmission System Operator, Inc.. | MISO | RFC | RFCM | RFC Michigan | MISO | 26 | 125 | Oakland | 42.5175 | -83.1919 | 2 | 2 | DFO | OIL |  | 0 | 3.8 |  |  | Yes | 0 |  | 1 | [5 empty] | 0 | 0 | 0 |  | 0 | 0 | [45 empty] | -- | [17 empty] | 0 | 0 | 0 | 0 | 0 | 0 | 0 | 0 | 0 | 0 | 0 | 0 | 0 | 0 | 0 | 0 | [23 empty] | https://www.google.com/maps/@?api=1&map_action=map&center=42.517499999999998%2C-83.191900000000004&zoom=17&basemap=satellite | 128390 | [118 empty] | 0.2 |  |  | 33 |  |  | 0.35 | 0.25 |  |  | 45 |  |  | 0.4 | 0.16 |  |  | 28 |  |  | 0.3 | 0.02 |  |  | 65 |  |  | 0.05 | 0.04 |  |  | 29 |  |  | 0.12 | 0.06 |  |  | 56 |  |  | 0.06 | 0.16 |  |  | 52 |  |  | 0.16 |  |  | Oil | FRS_
2601 | 7670 | 2021 | NJ | Wheelabrator Gloucester LP | 50885 | Public Service Elec & Gas Co | 15477 | Wheelabrator Environmental Systems | 20541 | IPP Non-CHP | PJM Interconnection, LLC | PJM | RFC | RFCE | RFC East | PJM | 34 | 15 | Gloucester | 39.8733 | -75.1381 | 2 | 1 | MSW | BIOMASS |  | 0.67595 | 14 | 0.20676 | Yes | [5 empty] | 1843907.286 | 709358.687 | 1843907.286 | 709358.687 | 82898 | 31905 | 222.63 | 85.467 | 12.815 | 101392.248 | 130084.34 | 17073.57 | 105562.265 |  | 5.371 | 5.358 | 0.309 | 2446.193 | 1.569 | 0.206 | 2546.799 |  | 0.241 | 0.241 | 0.014 | 109.975 | 0.071 | 0.009 | 114.498 |  | 5.371 | 5.358 | 0.309 | 2446.193 | 1.569 | 0.206 | 2546.799 |  | 222.63 | 85.467 | 12.815 | 184353.127 | 130084.34 | 17073.57 |  | 1843907.286 | 709358.687 | 1843907.286 | 709358.687 | EIA | EIA | EIA | EIA | EIA | EIA | -- | EIA | EIA |  |  |  | 82960.879 | [10 empty] | 22243.0853 | 0 | 0 | 0 | 0 | 0 | 37304.888 | 0 | 0 | 0 | 45593.112 | 0 | 45593.112 | 37304.888 | 37304.888 | 82898 | 0 | 0 | 0 | 0 | 0 | 0 | 0.45001 | 0 | 0 | 0 | 0.54999 | 0 | 0.54999 | 0.45001 | 0.45001 | 1 | 0 | [7 empty] | https://www.google.com/maps/@?api=1&map_action=map&center=39.8733%2C-75.138099999999994&zoom=17&basemap=satellite | 66355 | [118 empty] | 0.33 |  |  | 55 |  |  | 0.35 | 0.33 |  |  | 53 |  |  | 0.4 | 0.32 |  |  | 57 |  |  | 0.3 | 0.04 |  |  | 72 |  |  | 0.05 | 0.11 |  |  | 60 |  |  | 0.12 | 0.07 |  |  | 64 |  |  | 0.06 | 0.15 |  |  | 49 |  |  | 0.16 |  |  | Biomass | FRS_110006086528
2602 | 5298 | 2021 | MI | Zeeland Farm Services | 58704 | Consumers Energy Co | 4254 | Zeeland Farm Services | 58643 | IPP Non-CHP | Midcontinent Independent Transmission System Operator, Inc.. | MISO | RFC | RFCM | RFC Michigan | MISO | 26 | 139 | Ottawa | 42.8131 | -85.9861 | 2 | 2 | OBG | BIOMASS |  | 0.45651 | 3.2 | 0.57248 | Yes | [5 empty] | 117519 | 48490 | 117519 | 48490 | 12797 | 5280 | 172.784 | 71.294 | 0.382 | 0 | 273.349 | 27.335 | 7.49 |  | 27.004 | 27.005 | 0.06 | 0 | 0.021 | 0.002 | 1.171 |  | 2.941 | 2.941 | 0.007 | 0 | 0.002 | 0 | 0.127 |  | 27.004 | 27.006 | 0.06 | 0 | 0.021 | 0.002 | 1.171 |  | 172.784 | 71.294 | 0.382 | 7462.432 | 273.349 | 27.335 |  | 117519 | 48490 | 117519 | 48490 | EIA | EIA | EIA | EIA | EIA | EIA | -- | EIA | EIA |  |  |  | 7462.432 | [10 empty] | 9183.439 | 0 | 0 | 0 | 0 | 0 | 12796.84 | 0 | 0 | 0 | 0 | 0 | 0 | 12796.84 | 12796.84 | 12796.84 | 0 | 0 | 0 | 0 | 0 | 0 | 1 | 0 | 0 | 0 | 0 | 0 | 0 | 1 | 1 | 1 | 0 | [7 empty] | https://www.google.com/maps/@?api=1&map_action=map&center=42.813056000000003%2C-85.986110999999994&zoom=17&basemap=satellite | 20130 | [118 empty] | 0.17 |  |  | 25 |  |  | 0.35 | 0.15 |  |  | 32 |  |  | 0.4 | 0.18 |  |  | 33 |  |  | 0.3 | 0.03 |  |  | 68 |  |  | 0.05 | 0.07 |  |  | 45 |  |  | 0.12 | 0.06 |  |  | 63 |  |  | 0.06 | 0.15 |  |  | 50 |  |  | 0.16 | 0.88747 | 0.135 | Biomass | FRS_110000411242
2603 | 9327 | 2021 | PA | Northampton Generating Plant | 50888 | PPL Electric Utilities Corp | 14715 | EIF Northampton GP, LLC | 23013 | IPP Non-CHP | PJM Interconnection, LLC | PJM | RFC | RFCE | RFC East | PJM | 42 | 95 | Northampton | 40.6917 | -75.4792 | 1 | 1 | WC | COAL | Yes | 0.05283 | 134.1 | 1 | Yes | Yes | 0 |  | 1 |  | 1151260.753 | 205201.054 | 1151260.753 | 205201.054 | 62055 | 12530 | 47.112 | 8.112 | 40.492 | 132257.712 | 22804.535 | 3216.836 | 133022.077 |  | 1.518 | 1.295 | 1.305 | 4262.596 | 0.367 | 0.052 | 4287.232 |  | 0.082 | 0.079 | 0.07 | 229.762 | 0.02 | 0.003 | 231.089 |  | 1.518 | 1.295 | 1.305 | 4262.596 | 0.367 | 0.052 | 4287.232 |  | 47.112 | 8.112 | 40.492 | 132512.171 | 22804.535 | 3216.836 |  | 1151260.753 | 205201.054 | 1151260.753 | 205201.054 | EPA/CAMD | EPA/CAMD | EPA/CAMD | EPA/CAMD | EIA | EIA | -- | EPA/CAMD | EPA/CAMD |  |  |  | 254.459 |  |  | 0 | 0 | 0 | 0 | 0 | 0 | 0 | 0 | 18552.2642 | 53541.018 | 1443.887 | 0 | 0 | 0 | 199.036 | 0 | 0 | 0 | 6871.059 | 0 | 61855.964 | 199.036 | 199.036 | 62055 | 0 | 0.8628 | 0.023268 | 0 | 0 | 0 | 0.0032074 | 0 | 0 | 0 | 0.11073 | 0 | 0.99679 | 0.0032074 | 0.0032074 | 1 | 0 | Yes |  | 5245316.9 | 601721.4 | 206.871 | 225.558 |  | https://www.google.com/maps/@?api=1&map_action=map&center=40.691699999999997%2C-75.479200000000006&zoom=17&basemap=satellite | 36599 | [118 empty] | 0.2 |  |  | 33 |  |  | 0.35 | 0.18 |  |  | 37 |  |  | 0.4 | 0.22 |  |  | 41 |  |  | 0.3 | 0.01 |  |  | 60 |  |  | 0.05 | 0.08 |  |  | 49 |  |  | 0.12 | 0.04 |  |  | 43 |  |  | 0.06 | 0.2 |  |  | 67 |  |  | 0.16 | 0.85472 | 0.18095 | Coal | FRS_110006623396
2604 | 5299 | 2021 | MI | Zeeland Generating Station | 55087 | ITC Transmission | 56068 | Consumers Energy Co | 4254 | Electric Utility | Midcontinent Independent Transmission System Operator, Inc.. | MISO | RFC | RFCM | RFC Michigan | MISO | 26 | 139 | Ottawa | 42.8206 | -85.9975 | 4 | 5 | NG | GAS |  | 0.38822 | 968.2 | 0.68629 | [6 empty] | 26855636.69 | 12790487.35 | 26855636.69 | 12790487.35 | 3292690 | 1517589 | 223.881 | 118.206 | 8.058 | 1595993.982 | 56018.393 | 5601.839 | 1597528.886 |  | 0.136 | 0.156 | 0.005 | 969.416 | 0.017 | 0.002 | 970.349 |  | 0.017 | 0.018 | 0.001 | 118.857 | 0.002 | 0 | 118.972 |  | 0.136 | 0.156 | 0.005 | 969.416 | 0.017 | 0.002 | 970.349 |  | 223.881 | 118.206 | 8.058 | 1595993.982 | 56018.393 | 5601.839 |  | 26855636.69 | 12790487.35 | 26855636.69 | 12790487.35 | EPA/CAMD | EPA/CAMD | EPA/CAMD | EPA/CAMD | EIA | EIA | -- | EPA/CAMD | EPA/CAMD | [14 empty] | 8156.1388 | 0 | 0 | 3292690 | 0 | 0 | 0 | 0 | 0 | 0 | 0 | 0 | 3292690 | 0 | 0 | 3292690 | 0 | 0 | 0 | 1 | 0 | 0 | 0 | 0 | 0 | 0 | 0 | 0 | 1 | 0 | 0 | 1 | 0 | Yes |  | 35640758.25 | 2118085.598 | 296.231 | 10.692 |  | https://www.google.com/maps/@?api=1&map_action=map&center=42.820599999999999%2C-85.997500000000002&zoom=17&basemap=satellite | 21568 | [118 empty] | 0.17 |  |  | 26 |  |  | 0.35 | 0.17 |  |  | 34 |  |  | 0.4 | 0.18 |  |  | 32 |  |  | 0.3 | 0.03 |  |  | 67 |  |  | 0.05 | 0.07 |  |  | 45 |  |  | 0.12 | 0.07 |  |  | 66 |  |  | 0.06 | 0.15 |  |  | 50 |  |  | 0.16 | 146.18 | 0.071917 | Gas | FRS_110012534551
2605 | 10837 | 2021 | VA | WestRock Virginia Corp Covington Ops | 50900 | Virginia Electric & Power Co | 19876 | WestRock Corp | 20508 | Industrial CHP | PJM Interconnection, LLC | PJM | SERC | SRVC | SERC Virginia/Carolina | PJM | 51 | 580 | Covington City | 37.7997 | -79.9947 | 7 | 4 | BLQ | BIOMASS | Yes | 0.6214 | 160.9 | 0.29766 | Yes | Yes | 17417560 | 0.172 | 0.18622 |  | 5510472.511 | 2141474.744 | 5510472.511 | 2141474.744 | 875859 | 366355 | 750.77 | 234.407 | 1939.12 | 93030.982 | 122517.522 | 27396.835 | 98644.579 |  | 1.714 | 1.28 | 4.428 | 212.434 | 0.14 | 0.031 | 225.252 |  | 0.272 | 0.219 | 0.704 | 33.765 | 0.022 | 0.005 | 35.803 |  | 1.714 | 1.28 | 4.428 | 212.434 | 0.14 | 0.031 | 225.252 |  | 4031.608 | 1258.757 | 10413.01 | 2892293.163 | 657914.973 | 147120.082 |  | 29591051.99 | 11499647.33 | 29591051.99 | 11499647.33 | EPA/CAMD; EIA | EPA/CAMD; EIA |  | EIA | EIA | EIA | -- | EPA/CAMD; EIA | EPA/CAMD |  |  |  | 2392719.919 |  |  | 24080579.48 | 9358172.582 | 3280.838 | 1024.35 | 8473.89 | 406542.262 | 535397.451 | 119723.247 | 6291.5064 | 117602.28 | 3422.062 | 171699.55 | 0 | 0 | 583135.11 | 0 | 0 | 0 | 0 | 0 | 292723.892 | 583135.11 | 583135.11 | 875859.002 | 0 | 0.13427 | 0.0039071 | 0.19604 | 0 | 0 | 0.66579 | 0 | 0 | 0 | 0 | 0 | 0.33421 | 0.66579 | 0.66579 | 1 | 0 | Yes |  | 8102902.161 |  | 1323.762 |  |  | https://www.google.com/maps/@?api=1&map_action=map&center=37.799722000000003%2C-79.994699999999995&zoom=17&basemap=satellite | 7493 | [118 empty] | 0.26 |  |  | 45 |  |  | 0.35 | 0.16 |  |  | 34 |  |  | 0.4 | 0.36 |  |  | 63 |  |  | 0.3 | 0 |  |  | 0 |  |  | 0.05 | 0.11 |  |  | 60 |  |  | 0.12 | 0.06 |  |  | 55 |  |  | 0.06 | 0.22 |  |  | 74 |  |  | 0.16 | 11.5937 | 0.027826 | Biomass | FRS_110000870013
2606 | 5300 | 2021 | MN | 4710 Hosting | 62162 | Rochester Public Utilities | 16181 | Epic Hosting, LLC | 61702 | Commercial Non-CHP | Midcontinent Independent Transmission System Operator, Inc.. | MISO | MRO | MROW | MRO West | MISO | 27 | 109 | Olmsted | 44.0708 | -92.5223 | 1 | 1 | DFO | OIL |  | 0.00067 | 7.5 | 1 | [6 empty] | 492 | 167 | 492 | 167 | 44 | 15 | 0.792 | 0.27 | 0.071 | 40.178 | 3.254 | 0.651 | 40.316 |  | 36 | 36 | 3.241 | 1826.273 | 0.074 | 0.015 | 1832.529 |  | 3.22 | 3.234 | 0.29 | 163.325 | 0.007 | 0.001 | 163.885 |  | 36 | 36 | 3.241 | 1826.273 | 0.074 | 0.015 | 1832.529 |  | 0.792 | 0.27 | 0.071 | 40.178 | 3.254 | 0.651 |  | 492 | 167 | 492 | 167 | EIA | EIA | EIA | EIA | EIA | EIA | -- | EIA | EIA | [14 empty] | 11181.8182 | 0 | 44 | 0 | 0 | 0 | 0 | 0 | 0 | 0 | 0 | 0 | 44 | 0 | 0 | 44 | 0 | 0 | 1 | 0 | 0 | 0 | 0 | 0 | 0 | 0 | 0 | 0 | 1 | 0 | 0 | 1 | 0 | [7 empty] | https://www.google.com/maps/@?api=1&map_action=map&center=44.070813999999999%2C-92.522265000000004&zoom=17&basemap=satellite | 44762 | [118 empty] | 0.23 |  |  | 39 |  |  | 0.35 | 0.25 |  |  | 45 |  |  | 0.4 | 0.21 |  |  | 37 |  |  | 0.3 | 0.03 |  |  | 67 |  |  | 0.05 | 0.05 |  |  | 37 |  |  | 0.12 | 0.09 |  |  | 79 |  |  | 0.06 | 0.13 |  |  | 40 |  |  | 0.16 | 0.03875 | 2.4219 | Oil | FRS_110070665847
2607 | 7723 | 2021 | NM | Ford Utilities Center | 50906 | Public Service Co of NM | 15473 | University of New Mexico | 21964 | Commercial CHP | Public Service Company of New Mexico | PNM | WECC | AZNM | WECC Southwest |  | 35 | 1 | Bernalillo | 35.0841 | -106.6252 | 3 | 3 | NG | GAS |  | 0.75157 | 14.8 | 0.080724 |  | Yes | 542297.6 | 0.613 | 0.44984 |  | 501090.071 | 254852.709 | 501090.071 | 254852.709 | 97439 | 49557.652 | 77.688 | 39.512 | 0.801 | 29285.973 | 1104.715 | 110.472 | 29316.242 |  | 1.595 | 1.595 | 0.016 | 601.114 | 0.011 | 0.001 | 601.735 |  | 0.31 | 0.31 | 0.003 | 116.889 | 0.002 | 0 | 117.01 |  | 1.595 | 1.595 | 0.016 | 601.114 | 0.011 | 0.001 | 601.735 |  | 172.702 | 87.835 | 1.78 | 65102.997 | 2455.793 | 245.579 |  | 1113928 | 566540 | 1113928 | 566540 | EIA | EIA | EIA | EIA | EIA | EIA | -- | EIA | EIA | [6 empty] | 612837.929 | 311687.291 | 95.014 | 48.323 | 0.979 | 35817.024 | 1351.077 | 135.108 | 5142.6028 | 0 | 0 | 97439 | 0 | 0 | 0 | 0 | 0 | 0 | 0 | 0 | 97439 | 0 | 0 | 97439 | 0 | 0 | 0 | 1 | 0 | 0 | 0 | 0 | 0 | 0 | 0 | 0 | 1 | 0 | 0 | 1 | 0 | [7 empty] | https://www.google.com/maps/@?api=1&map_action=map&center=35.084077999999998%2C-106.625191&zoom=17&basemap=satellite | 92069 | [118 empty] | 0.54 |  |  | 78 |  |  | 0.35 | 0.63 |  |  | 74 |  |  | 0.4 | 0.46 |  |  | 76 |  |  | 0.3 | 0.04 |  |  | 73 |  |  | 0.05 | 0.11 |  |  | 59 |  |  | 0.12 | 0.05 |  |  | 49 |  |  | 0.06 | 0.15 |  |  | 48 |  |  | 0.16 | 0.22029 | 0.0050823 | Gas | FRS_110028023500
2608 | 8410 | 2021 | NY | Oswego County Energy Recovery | 50907 | Niagara Mohawk Power Corp. | 13573 | Oswego County | 14222 | Commercial CHP | New York Independent System Operator | NYIS | NPCC | NYUP | NPCC Upstate NY | NYISO | 36 | 75 | Oswego | 43.3488 | -76.4252 | 2 | 2 | MSW | BIOMASS |  | 0.24939 | 3.6 | 0.91768 | Yes | Yes | 430068 | 0.062 | 0.076826 |  | 44964.752 | 19728.018 | 44964.752 | 19728.018 | 7864.76 | 3450.504 | 9.368 | 4.101 | 3.185 | 2472.587 | 3172.172 | 416.348 | 2574.275 |  | 2.382 | 2.377 | 0.81 | 628.776 | 0.403 | 0.053 | 654.635 |  | 0.417 | 0.416 | 0.142 | 109.979 | 0.071 | 0.009 | 114.502 |  | 2.382 | 2.377 | 0.81 | 628.776 | 0.403 | 0.053 | 654.635 |  | 121.938 | 53.38 | 41.459 | 58516.264 | 41290.464 | 5419.373 |  | 585282 | 256789 | 585282 | 256789 | EIA | EIA | EIA | EIA | EIA | EIA | -- | EIA | EIA |  |  |  | 26331.929 |  |  | 540317.248 | 237060.982 | 112.57 | 49.279 | 38.274 | 29711.748 | 38118.291 | 5003.026 | 5717.244 | 0 | 0 | 0 | 0 | 0 | 3539.092 | 0 | 0 | 0 | 4325.668 | 0 | 4325.668 | 3539.092 | 3539.092 | 7864.76 | 0 | 0 | 0 | 0 | 0 | 0 | 0.44999 | 0 | 0 | 0 | 0.55001 | 0 | 0.55001 | 0.44999 | 0.44999 | 1 | 0 | [7 empty] | https://www.google.com/maps/@?api=1&map_action=map&center=43.348807999999998%2C-76.425168999999997&zoom=17&basemap=satellite | 15126 | [118 empty] | 0.23 |  |  | 40 |  |  | 0.35 | 0.07 |  |  | 18 |  |  | 0.4 | 0.4 |  |  | 68 |  |  | 0.3 | 0 |  |  | 0 |  |  | 0.05 | 0.12 |  |  | 64 |  |  | 0.12 | 0.06 |  |  | 64 |  |  | 0.06 | 0.16 |  |  | 52 |  |  | 0.16 | 5.1119 | 0.89322 | Biomass | FRS_110019768526
2609 | 6231 | 2021 | MT | Yellowstone Energy Limited Partnership | 50931 | NorthWestern Energy LLC - (MT) | 12825 | Yellowstone Energy LP | 21773 | IPP CHP | NorthWestern Energy (NWMT) | NWMT | WECC | NWPP | WECC Northwest |  | 30 | 111 | Yellowstone | 45.8117 | -108.4278 | 2 | 1 | PC | OIL |  | 0.76261 | 68 | 0.06231 |  | Yes | 2323009.6 | 0.667 | 0.47087 |  | 3671198.705 | 1611890.009 | 3671198.705 | 1611890.009 | 454274 | 201317 | 315.27 | 134.437 | 3800.866 | 414433.064 | 23856.354 | 4749.993 | 415439.017 |  | 1.388 | 1.336 | 16.734 | 1824.595 | 0.053 | 0.01 | 1829.024 |  | 0.172 | 0.167 | 2.071 | 225.775 | 0.006 | 0.001 | 226.323 |  | 1.388 | 1.336 | 16.734 | 1824.595 | 0.053 | 0.01 | 1829.024 |  | 669.545 | 285.507 | 8071.974 | 880139.774 | 50664.215 | 10087.655 |  | 7796598 | 3423203 | 7796598 | 3423203 | EIA | EIA | EIA | EIA | EIA | EIA | -- | EIA | EIA | [6 empty] | 4125399.295 | 1811312.991 | 354.275 | 151.07 | 4271.109 | 465706.71 | 26807.861 | 5337.662 | 8081.4633 | 0 | 442412.882 | 0 | 0 | 0 | 0 | 0 | 0 | 0 | 11861.123 | 0 | 454274.005 | 0 | 0 | 454274.005 | 0 | 0 | 0.97389 | 0 | 0 | 0 | 0 | 0 | 0 | 0 | 0.02611 | 0 | 1 | 0 | 0 | 1 | 0 | Yes | [6 empty] | https://www.google.com/maps/@?api=1&map_action=map&center=45.811700000000002%2C-108.4278&zoom=17&basemap=satellite | 23477 | [118 empty] | 0.21 |  |  | 34 |  |  | 0.35 | 0.15 |  |  | 32 |  |  | 0.4 | 0.27 |  |  | 48 |  |  | 0.3 | 0 |  |  | 0 |  |  | 0.05 | 0.05 |  |  | 37 |  |  | 0.12 | 0.07 |  |  | 69 |  |  | 0.06 | 0.16 |  |  | 52 |  |  | 0.16 | 17.0443 | 0.074212 | Oil | FRS_110028025839
2610 | 5311 | 2021 | MN | American Crystal Sugar Crookston | 54212 | Otter Tail Power Co | 14232 | American Crystal Sugar Co | 491 | Industrial CHP | Midcontinent Independent Transmission System Operator, Inc.. | MISO | MRO | MROW | MRO West | MISO | 27 | 119 | Polk | 47.7647 | -96.6334 | 2 | 2 | SUB | COAL | Yes | 0.55791 | 6.5 | 0.40348 |  | Yes | 1126396.8 | 0.096 | 0.11374 |  | 181333.57 | 86400.612 | 181333.57 | 86400.612 | 31767.5 | 15136.509 | 23.986 | 11.429 | 62.124 | 19392.939 | 4397.497 | 639.636 | 19543.213 |  | 1.51 | 1.51 | 3.911 | 1220.929 | 0.138 | 0.02 | 1230.39 |  | 0.265 | 0.265 | 0.685 | 213.892 | 0.024 | 0.004 | 215.55 |  | 1.51 | 1.51 | 3.911 | 1220.929 | 0.138 | 0.02 | 1230.39 |  | 210.877 | 100.477 | 546.173 | 170497.288 | 38661.559 | 5623.5 |  | 1594234 | 759610 | 1594234 | 759610 | EIA | EIA | EIA | EIA | EIA | EIA | -- | EIA | EIA | [6 empty] | 1412900.43 | 673209.388 | 186.891 | 89.048 | 484.049 | 151104.349 | 34264.063 | 4983.864 | 5708.1473 | 31767.5 | 0 | 0 | 0 | 0 | 0 | 0 | 0 | 0 | 0 | 0 | 31767.5 | 0 | 0 | 31767.5 | 0 | 1 | 0 | 0 | 0 | 0 | 0 | 0 | 0 | 0 | 0 | 0 | 1 | 0 | 0 | 1 | 0 | [7 empty] | https://www.google.com/maps/@?api=1&map_action=map&center=47.764679999999998%2C-96.633375000000001&zoom=17&basemap=satellite | 8065 | [118 empty] | 0.28 |  |  | 48 |  |  | 0.35 | 0.2 |  |  | 39 |  |  | 0.4 | 0.37 |  |  | 64 |  |  | 0.3 | 0.01 |  |  | 60 |  |  | 0.05 | 0.05 |  |  | 35 |  |  | 0.12 | 0.05 |  |  | 53 |  |  | 0.06 | 0.18 |  |  | 61 |  |  | 0.16 | 0.75189 | 0.050571 | Coal | FRS_
2611 | 5312 | 2021 | MN | American Crystal Sugar East Grand Forks | 54214 | City of East Grand Forks - (MN) | 5575 | American Crystal Sugar Co | 491 | Industrial CHP | Midcontinent Independent Transmission System Operator, Inc.. | MISO | MRO | MROW | MRO West | MISO | 27 | 119 | Polk | 47.9272 | -97.0072 | 2 | 2 | SUB | COAL | Yes | 0.63318 | 7.5 | 0.27803 |  | Yes | 2858940 | 0.05 | 0.062104 |  | 236630.402 | 112749.242 | 236630.402 | 112749.242 | 41600 | 19821.478 | 31.3 | 14.914 | 81.068 | 25306.725 | 5738.493 | 834.69 | 25502.825 |  | 1.505 | 1.505 | 3.897 | 1216.669 | 0.138 | 0.02 | 1226.097 |  | 0.265 | 0.265 | 0.685 | 213.892 | 0.024 | 0.004 | 215.55 |  | 1.505 | 1.505 | 3.897 | 1216.669 | 0.138 | 0.02 | 1226.097 |  | 504 | 240.145 | 1305.36 | 407490.845 | 92401.654 | 13440.241 |  | 3810241 | 1815497 | 3810241 | 1815497 | EIA | EIA | EIA | EIA | EIA | EIA | -- | EIA | EIA | [6 empty] | 3573610.598 | 1702747.758 | 472.7 | 225.231 | 1224.292 | 382184.12 | 86663.161 | 12605.551 | 5688.2308 | 41600 | 0 | 0 | 0 | 0 | 0 | 0 | 0 | 0 | 0 | 0 | 41600 | 0 | 0 | 41600 | 0 | 1 | 0 | 0 | 0 | 0 | 0 | 0 | 0 | 0 | 0 | 0 | 1 | 0 | 0 | 1 | 0 | [7 empty] | https://www.google.com/maps/@?api=1&map_action=map&center=47.927202000000001%2C-97.007153000000002&zoom=17&basemap=satellite | 33042 | [118 empty] | 0.24 |  |  | 41 |  |  | 0.35 | 0.16 |  |  | 33 |  |  | 0.4 | 0.32 |  |  | 57 |  |  | 0.3 | 0.01 |  |  | 60 |  |  | 0.05 | 0.05 |  |  | 34 |  |  | 0.12 | 0.07 |  |  | 70 |  |  | 0.06 | 0.13 |  |  | 38 |  |  | 0.16 | 0.70801 | 0.050572 | Coal | FRS_
2612 | 5313 | 2021 | MN | American Crystal Sugar Moorhead | 54211 | City of Moorhead - (MN) | 12894 | American Crystal Sugar Co | 491 | Industrial CHP | Southwest Power Pool | SWPP | MRO | MROW | MRO West |  | 27 | 27 | Clay | 46.9026 | -96.7611 | 2 | 2 | SUB | COAL | Yes | 0 | 5 |  |  | Yes | [10 empty] | 0 |  | 0 | 0 | [45 empty] | -- | [56 empty] | https://www.google.com/maps/@?api=1&map_action=map&center=46.9026%2C-96.761120000000005&zoom=17&basemap=satellite | 54367 | [118 empty] | 0.26 |  |  | 44 |  |  | 0.35 | 0.15 |  |  | 33 |  |  | 0.4 | 0.35 |  |  | 62 |  |  | 0.3 | 0.01 |  |  | 60 |  |  | 0.05 | 0.05 |  |  | 36 |  |  | 0.12 | 0.04 |  |  | 44 |  |  | 0.06 | 0.12 |  |  | 34 |  |  | 0.16 | 0.65806 | 0.050571 | Coal | FRS_
2613 | 10643 | 2021 | UT | Sunnyside Cogeneration Associates | 50951 | PacifiCorp | 14354 | Sunnyside Cogeneration Assoc | 21734 | IPP Non-CHP | PacifiCorp - East | PACE | WECC | NWPP | WECC Northwest |  | 49 | 7 | Carbon | 39.5472 | -110.3917 | 1 | 1 | WC | COAL | Yes | 0.78769 | 58.1 | 0.020522 |  | Yes | 0 |  | 1 |  | 4834819.1 | 2055909.09 | 4834819.1 | 2055909.09 | 400898 | 168966 | 725.47 | 304.738 | 3979.661 | 509053.156 | 117375.02 | 17077.569 | 513064.902 |  | 3.619 | 3.607 | 19.854 | 2539.564 | 0.293 | 0.043 | 2559.578 |  | 0.3 | 0.296 | 1.646 | 210.578 | 0.024 | 0.004 | 212.237 |  | 3.619 | 3.607 | 19.854 | 2539.564 | 0.293 | 0.043 | 2559.578 |  | 725.47 | 304.738 | 3979.661 | 509053.156 | 117375.02 | 17077.569 |  | 4834819.1 | 2055909.09 | 4834819.1 | 2055909.09 | EIA | EIA | EIA | EIA | EIA | EIA | -- | EIA | [7 empty] | 0 | 0 | 0 | 0 | 0 | 0 | 0 | 0 | 12059.973 | 399316.48 | 1581.525 | 0 | 0 | 0 | 0 | 0 | 0 | 0 | 0 | 0 | 400898.005 | 0 | 0 | 400898.005 | 0 | 0.99606 | 0.003945 | 0 | 0 | 0 | 0 | 0 | 0 | 0 | 0 | 0 | 1 | 0 | 0 | 1 | 0 | Yes | [6 empty] | https://www.google.com/maps/@?api=1&map_action=map&center=39.547199999999997%2C-110.3917&zoom=17&basemap=satellite | 1572 | [118 empty] | 0.38 |  |  | 62 |  |  | 0.35 | 0.24 |  |  | 44 |  |  | 0.4 | 0.52 |  |  | 81 |  |  | 0.3 | 0 |  |  | 0 |  |  | 0.05 | 0.13 |  |  | 66 |  |  | 0.12 | 0.07 |  |  | 65 |  |  | 0.06 | 0.22 |  |  | 73 |  |  | 0.16 | 12.2699 | 0.076193 | Coal | FRS_110000470008
2614 | 9847 | 2021 | TN | Resolute Forest Products - Calhoun Ops | 50956 | Tennessee Valley Authority | 18642 | Resolute Forest Products | 23931 | Industrial CHP | Tennessee Valley Authority | TVA | SERC | SRTV | SERC Tennessee Valley |  | 47 | 107 | McMinn | 35.2964 | -84.7569 | 2 | 3 | NG | GAS |  | 0.62188 | 63.2 | 0.29686 | Yes | Yes | 17650953.6 | 0.067 | 0.081527 |  | 1330798.599 | 101485.827 | 1330798.599 | 101485.827 | 344293.489 | 137932.692 | 150.701 | 11.313 | 0.564 | 0 | 30175.587 | 9000.759 | 0 |  | 0.875 | 0.164 | 0.003 | 0 | 0.088 | 0.026 | 0 |  | 0.226 | 0.223 | 0.001 | 0 | 0.023 | 0.007 | 0 |  | 0.875 | 0.164 | 0.003 | 0 | 0.088 | 0.026 | 0 |  | 1848.474 | 138.767 | 6.913 | 954012.776 | 370129.518 | 110402.053 |  | 16323388.91 | 1244810.912 | 16323388.91 | 1244810.912 | EPA/CAMD; EIA | EPA/CAMD | EIA | EIA | EIA | EIA | -- | EPA/CAMD; EIA | EPA/CAMD |  |  |  | 954012.776 |  |  | 14992590.31 | 1143325.085 | 1697.773 | 127.454 | 6.349 | 954012.776 | 339953.931 | 101401.293 | 3865.3029 | 0 | 0 | 53758.978 | 0 | 0 | 287008.268 | 0 | 0 | 0 | 3526.233 | 0 | 57285.211 | 287008.268 | 287008.268 | 344293.479 | 0 | 0 | 0 | 0.15614 | 0 | 0 | 0.83362 | 0 | 0 | 0 | 0.010242 | 0 | 0.16638 | 0.83362 | 0.83362 | 1 | 0 | Yes |  | 382208.731 |  | 38.831 |  |  | https://www.google.com/maps/@?api=1&map_action=map&center=35.296399999999998%2C-84.756900000000002&zoom=17&basemap=satellite | 2495 | [118 empty] | 0.24 |  |  | 40 |  |  | 0.35 | 0.12 |  |  | 27 |  |  | 0.4 | 0.36 |  |  | 63 |  |  | 0.3 | 0 |  |  | 0 |  |  | 0.05 | 0.14 |  |  | 70 |  |  | 0.12 | 0.04 |  |  | 45 |  |  | 0.06 | 0.16 |  |  | 52 |  |  | 0.16 | 4.9101 | 0.02961 | Gas | FRS_110056955157
2615 | 7655 | 2021 | NJ | Union County Resource Recovery | 50960 | Public Service Elec & Gas Co | 15477 | Covanta Union Operations LLC | 4440 | Commercial Non-CHP | PJM Interconnection, LLC | PJM | RFC | RFCE | RFC East | PJM | 34 | 39 | Union | 40.6013 | -74.2664 | 3 | 1 | MSW | BIOMASS |  | 0.79049 | 45 | 0.015846 | Yes | Yes | 0 |  | 1 |  | 5460792.919 | 2270852.726 | 5460792.919 | 2270852.726 | 311612 | 128349 | 576.098 | 239.881 | 9.425 | 300282.943 | 385248.276 | 50563.836 | 312632.558 |  | 3.698 | 3.738 | 0.06 | 1927.287 | 1.236 | 0.162 | 2006.55 |  | 0.211 | 0.211 | 0.003 | 109.978 | 0.071 | 0.009 | 114.501 |  | 3.698 | 3.738 | 0.06 | 1927.287 | 1.236 | 0.162 | 2006.55 |  | 576.098 | 239.881 | 9.425 | 545967.931 | 385248.276 | 50563.836 |  | 5460792.919 | 2270852.726 | 5460792.919 | 2270852.726 | EIA | EIA | EIA | EIA | EIA | EIA | -- | EIA | EIA |  |  |  | 245684.988 |  |  | 0 | 0 | 0 | 0 | 0 | 0 | 0 | 0 | 17524.3345 | 0 | 0 | 0 | 0 | 0 | 140224.81 | 0 | 0 | 0 | 171387.19 | 0 | 171387.19 | 140224.81 | 140224.81 | 311612 | 0 | 0 | 0 | 0 | 0 | 0 | 0.45 | 0 | 0 | 0 | 0.55 | 0 | 0.55 | 0.45 | 0.45 | 1 | 0 | [7 empty] | https://www.google.com/maps/@?api=1&map_action=map&center=40.601264%2C-74.266372000000004&zoom=17&basemap=satellite | 139112 | [118 empty] | 0.39 |  |  | 63 |  |  | 0.35 | 0.59 |  |  | 72 |  |  | 0.4 | 0.19 |  |  | 34 |  |  | 0.3 | 0.06 |  |  | 78 |  |  | 0.05 | 0.11 |  |  | 59 |  |  | 0.12 | 0.06 |  |  | 62 |  |  | 0.06 | 0.15 |  |  | 49 |  |  | 0.16 |  |  | Biomass | FRS_110030523627
2616 | 8782 | 2021 | OH | Toledo Ref Power Recovery Train | 50965 | The Toledo Edison Co | 18997 | Toledo Refining Company | 18323 | Industrial CHP | PJM Interconnection, LLC | PJM | RFC | RFCW | RFC West | PJM | 39 | 95 | Lucas | 41.6325 | -83.5042 | 1 | 1 | PC | OIL |  | 0.00065 | 6 | 1 | Yes | Yes | 5908301.6 | 0 | 2.6e-05 |  | 193.118 | 85.332 | 193.118 | 85.332 | 33.95 | 28.13 | 0.062 | 0.027 | 0.162 | 21.801 | 1.277 | 0.255 | 21.855 |  | 3.629 | 1.94 | 9.568 | 1284.278 | 0.038 | 0.008 | 1287.461 |  | 0.638 | 0.64 | 1.682 | 225.775 | 0.007 | 0.001 | 226.335 |  | 3.629 | 1.94 | 9.568 | 1284.278 | 0.038 | 0.008 | 1287.461 |  | 2355.728 | 1043.553 | 6211.342 | 833735.266 | 48846.959 | 9769.392 |  | 7385530 | 3263404 | 7385530 | 3263404 | EIA | EIA | EIA | EIA | EIA | EIA | -- | EIA | EIA | 0 | 0 | 0 | 0 | 0 | 0 | 7385336.882 | 3263318.668 | 2355.666 | 1043.526 | 6211.18 | 833713.465 | 48845.682 | 9769.136 | 5688.3024 | 0 | 33.95 | 0 | 0 | 0 | 0 | 0 | 0 | 0 | 0 | 0 | 33.95 | 0 | 0 | 33.95 | 0 | 0 | 1 | 0 | 0 | 0 | 0 | 0 | 0 | 0 | 0 | 0 | 1 | 0 | 0 | 1 | 0 | [7 empty] | https://www.google.com/maps/@?api=1&map_action=map&center=41.6325%2C-83.504199999999997&zoom=17&basemap=satellite | 61440 | [118 empty] | 0.47 |  |  | 72 |  |  | 0.35 | 0.39 |  |  | 58 |  |  | 0.4 | 0.56 |  |  | 85 |  |  | 0.3 | 0.01 |  |  | 61 |  |  | 0.05 | 0.19 |  |  | 79 |  |  | 0.12 | 0.08 |  |  | 74 |  |  | 0.06 | 0.14 |  |  | 43 |  |  | 0.16 |  |  | Oil | FRS_110010534261
2617 | 6072 | 2021 | MO | MU Combined Heat and Power Plant | 50969 | City of Columbia - (MO) | 4045 | Curators of the University of Missouri | 34359 | Commercial CHP | Midcontinent Independent Transmission System Operator, Inc.. | MISO | SERC | SRMW | SERC Midwest | MISO | 29 | 19 | Boone | 38.9461 | -92.3328 | 13 | 10 | WDS | BIOMASS | Yes | 0.24242 | 91.4 | 0.9293 | Yes | Yes | 2049320 | 0.323 | 0.30119 |  | 1081891.806 | 449366.113 | 1081891.806 | 449366.113 | 194096.172 | 87367.172 | 101.986 | 44.37 | 207.263 | 48619.028 | 25698.879 | 3355.215 | 49440.191 |  | 1.051 | 1.016 | 2.136 | 500.979 | 0.132 | 0.017 | 509.44 |  | 0.189 | 0.197 | 0.383 | 89.878 | 0.024 | 0.003 | 91.396 |  | 1.051 | 1.016 | 2.136 | 500.979 | 0.132 | 0.017 | 509.44 |  | 338.61 | 147.315 | 688.147 | 269244.033 | 85324.369 | 11139.848 |  | 3592053.02 | 1491967.03 | 3592053.02 | 1491967.03 | EIA | EIA |  | EIA | EIA | EIA | -- | [5 empty] | 107821.119 |  |  | 2510161.214 | 1042600.917 | 236.624 | 102.945 | 480.884 | 112803.885 | 59625.49 | 7784.633 | 5573.9987 | 10126.779 | 179.384 | 142807.631 | 0 | 0 | 40982.378 | 0 | 0 | 0 | 0 | 0 | 153113.794 | 40982.378 | 40982.378 | 194096.172 | 0 | 0.052174 | 0.0009242 | 0.73576 | 0 | 0 | 0.21114 | 0 | 0 | 0 | 0 | 0 | 0.78886 | 0.21114 | 0.21114 | 1 | 0 | [7 empty] | https://www.google.com/maps/@?api=1&map_action=map&center=38.946100000000001%2C-92.332800000000006&zoom=17&basemap=satellite | 70372 | [118 empty] | 0.36 |  |  | 59 |  |  | 0.35 | 0.26 |  |  | 47 |  |  | 0.4 | 0.45 |  |  | 74 |  |  | 0.3 | 0.03 |  |  | 69 |  |  | 0.05 | 0.05 |  |  | 36 |  |  | 0.12 | 0.04 |  |  | 45 |  |  | 0.06 | 0.1 |  |  | 27 |  |  | 0.16 | 4.4806 | 0.051793 | Biomass | FRS_110017986447
2618 | 5379 | 2021 | MN | Cannon Falls Energy Center | 56241 | Northern States Power Co - Minnesota | 13781 | Invenergy Services LLC | 49893 | IPP Non-CHP | Midcontinent Independent Transmission System Operator, Inc.. | MISO | MRO | MROW | MRO West | MISO | 27 | 49 | Goodhue | 44.5367 | -92.9155 | 2 | 2 | NG | GAS |  | 0.12476 | 346.8 | 1 | [6 empty] | 4409503 | 2463232.3 | 4409503 | 2463232.3 | 379024 | 209469 | 105.854 | 46.912 | 2.294 | 261011.1 | 8991.043 | 899.104 | 261257.455 |  | 0.559 | 0.448 | 0.012 | 1377.28 | 0.024 | 0.002 | 1378.58 |  | 0.048 | 0.038 | 0.001 | 118.386 | 0.002 | 0 | 118.497 |  | 0.559 | 0.448 | 0.012 | 1377.28 | 0.024 | 0.002 | 1378.58 |  | 105.854 | 46.912 | 2.294 | 261011.1 | 8991.043 | 899.104 |  | 4409503 | 2463232.3 | 4409503 | 2463232.3 | EPA/CAMD | EPA/CAMD | EPA/CAMD | EPA/CAMD | EIA | EIA | -- | EPA/CAMD | EPA/CAMD | [14 empty] | 11633.8358 | 0 | 0 | 379024 | 0 | 0 | 0 | 0 | 0 | 0 | 0 | 0 | 379024 | 0 | 0 | 379024 | 0 | 0 | 0 | 1 | 0 | 0 | 0 | 0 | 0 | 0 | 0 | 0 | 1 | 0 | 0 | 1 | 0 | Yes |  | 1998558.3 | 119262.3 | 74.645 | 2.129 |  | https://www.google.com/maps/@?api=1&map_action=map&center=44.536687999999998%2C-92.915527999999995&zoom=17&basemap=satellite | 5298 | [118 empty] | 0.11 |  |  | 13 |  |  | 0.35 | 0.05 |  |  | 13 |  |  | 0.4 | 0.18 |  |  | 32 |  |  | 0.3 | 0 |  |  | 0 |  |  | 0.05 | 0.04 |  |  | 32 |  |  | 0.12 | 0.06 |  |  | 63 |  |  | 0.06 | 0.17 |  |  | 56 |  |  | 0.16 | 13.6552 | 0.12369 | Gas | FRS_110037417097
2619 | 10200 | 2021 | TX | Motiva Enterprises Port Arthur Refinery | 50973 | Entergy Texas Inc. | 55937 | Motiva Enterprises LLC | 12981 | Industrial CHP | Midcontinent Independent Transmission System Operator, Inc.. | MISO | SERC | SRMV | SERC Mississippi Valley | MISO | 48 | 245 | Jefferson | 29.8885 | -93.951 | 14 | 9 | NG | GAS |  | 0.03723 | 276.8 | 1 |  | Yes | 19223580 | 0.016 | 0.02092 |  | 648398.936 | 264304.272 | 648398.936 | 264304.272 | 90262 | 32233 | 20.986 | 8.702 | 0.256 | 37895.527 | 1429.626 | 142.796 | 37934.674 |  | 0.465 | 0.54 | 0.006 | 839.678 | 0.016 | 0.002 | 840.546 |  | 0.065 | 0.066 | 0.001 | 116.89 | 0.002 | 0 | 117.01 |  | 0.465 | 0.54 | 0.006 | 839.679 | 0.016 | 0.002 | 840.547 |  | 1003.134 | 415.957 | 12.247 | 1811440.677 | 68337.435 | 6825.77 |  | 30994058.8 | 12633984.56 | 30994058.8 | 12633984.56 | EIA | EIA |  | EIA | EIA | EIA | -- | [8 empty] | 30345659.86 | 12369680.28 | 982.148 | 407.255 | 11.991 | 1773545.15 | 66907.809 | 6682.974 | 7183.527 | 0 | 0 | 90261.92 | 0 | 0 | 0 | 0 | 0 | 0 | 0 | 0 | 90261.92 | 0 | 0 | 90261.92 | 0 | 0 | 0 | 1 | 0 | 0 | 0 | 0 | 0 | 0 | 0 | 0 | 1 | 0 | 0 | 1 | 0 | [7 empty] | https://www.google.com/maps/@?api=1&map_action=map&center=29.888462000000001%2C-93.950984000000005&zoom=17&basemap=satellite | 28441 | [118 empty] | 0.72 |  |  | 90 |  |  | 0.35 | 0.91 |  |  | 90 |  |  | 0.4 | 0.52 |  |  | 81 |  |  | 0.3 | 0.11 |  |  | 86 |  |  | 0.05 | 0.24 |  |  | 86 |  |  | 0.12 | 0.07 |  |  | 67 |  |  | 0.06 | 0.13 |  |  | 38 |  |  | 0.16 | 7.7256 | 0.021433 | Gas | FRS_110000464024
2620 | 5392 | 2021 | MN | Centennial Generating Station | 57910 | City of Moorhead - (MN) | 12894 | City of Moorhead - (MN) | 12894 | Electric Utility | Southwest Power Pool | SWPP | MRO | MROW | MRO West |  | 27 | 27 | Clay | 46.8661 | -96.7464 | 5 | 5 | DFO | OIL |  | 0.0064 | 11.5 | 1 | [6 empty] | 7661 | 2656 | 7661 | 2656 | 645 | 224 | 12.31 | 4.27 | 1.111 | 625.62 | 50.669 | 10.134 | 627.763 |  | 38.171 | 38.125 | 3.445 | 1939.907 | 0.079 | 0.016 | 1946.553 |  | 3.214 | 3.215 | 0.29 | 163.326 | 0.007 | 0.001 | 163.885 |  | 38.171 | 38.125 | 3.445 | 1939.907 | 0.079 | 0.016 | 1946.553 |  | 12.31 | 4.27 | 1.111 | 625.62 | 50.669 | 10.134 |  | 7661 | 2656 | 7661 | 2656 | EIA | EIA | EIA | EIA | EIA | EIA | -- | EIA | EIA | [14 empty] | 11877.5194 | 0 | 645 | 0 | 0 | 0 | 0 | 0 | 0 | 0 | 0 | 0 | 645 | 0 | 0 | 645 | 0 | 0 | 1 | 0 | 0 | 0 | 0 | 0 | 0 | 0 | 0 | 0 | 1 | 0 | 0 | 1 | 0 | [7 empty] | https://www.google.com/maps/@?api=1&map_action=map&center=46.866100000000003%2C-96.746399999999994&zoom=17&basemap=satellite | 67406 | [118 empty] | 0.23 |  |  | 39 |  |  | 0.35 | 0.15 |  |  | 32 |  |  | 0.4 | 0.31 |  |  | 55 |  |  | 0.3 | 0.01 |  |  | 61 |  |  | 0.05 | 0.05 |  |  | 35 |  |  | 0.12 | 0.06 |  |  | 62 |  |  | 0.06 | 0.14 |  |  | 43 |  |  | 0.16 | 0.078275 | 0 | Oil | FRS_110042148155
2621 | 9364 | 2021 | PA | Scrubgrass Generating Plant | 50974 | Pennsylvania Electric Co | 14711 | Scrubgrass Reclamation CO. LP. | 16814 | IPP Non-CHP | PJM Interconnection, LLC | PJM | RFC | RFCE | RFC East | PJM | 42 | 121 | Venango | 41.2691 | -79.8134 | 2 | 1 | WC | COAL | Yes | 0.36812 | 94.7 | 0.71981 |  | Yes | 0 |  | 1 |  | 4888744.14 | 1868824.644 | 4888744.14 | 1868824.644 | 305379 | 116474 | 325.477 | 122.635 | 1039.363 | 494923.423 | 98982.011 | 14414.92 | 498308.521 |  | 2.132 | 2.106 | 6.807 | 3241.372 | 0.324 | 0.047 | 3263.542 |  | 0.133 | 0.131 | 0.425 | 202.475 | 0.02 | 0.003 | 203.86 |  | 2.132 | 2.106 | 6.807 | 3241.372 | 0.324 | 0.047 | 3263.542 |  | 325.477 | 122.635 | 1039.363 | 494923.423 | 98982.011 | 14414.92 |  | 4888744.14 | 1868824.644 | 4888744.14 | 1868824.644 | EPA/CAMD | EPA/CAMD | EPA/CAMD | EPA/CAMD | EIA | EIA | -- | EPA/CAMD | EPA/CAMD | [6 empty] | 0 | 0 | 0 | 0 | 0 | 0 | 0 | 0 | 16008.7765 | 301322.5 | 4056.498 | 0 | 0 | 0 | 0 | 0 | 0 | 0 | 0 | 0 | 305378.998 | 0 | 0 | 305378.998 | 0 | 0.98672 | 0.013283 | 0 | 0 | 0 | 0 | 0 | 0 | 0 | 0 | 0 | 1 | 0 | 0 | 1 | 0 | Yes |  | 5850973.018 | 613140.306 | 286.158 | 1574.576 |  | https://www.google.com/maps/@?api=1&map_action=map&center=41.269100000000002%2C-79.813400000000001&zoom=17&basemap=satellite | 595 | [118 empty] | 0.17 |  |  | 25 |  |  | 0.35 | 0.03 |  |  | 9 |  |  | 0.4 | 0.3 |  |  | 54 |  |  | 0.3 | 0 |  |  | 0 |  |  | 0.05 | 0.07 |  |  | 43 |  |  | 0.12 | 0.04 |  |  | 45 |  |  | 0.06 | 0.26 |  |  | 82 |  |  | 0.16 | 1.0352 | 0.35134 | Coal | FRS_110005981296
2622 | 5419 | 2021 | MN | Cottage Grove Cogeneration | 55010 | Northern States Power Co - Minnesota | 13781 | Cottage Grove Operating Services LLC | 55912 | IPP CHP | Midcontinent Independent Transmission System Operator, Inc.. | MISO | MRO | MROW | MRO West | MISO | 27 | 163 | Washington | 44.7956 | -92.9119 | 1 | 2 | NG | GAS |  | 0.31828 | 283.5 | 0.80286 |  | Yes | 389696 | 6.923 | 0.90225 |  | 5864748.42 | 2161299.175 | 5864748.42 | 2161299.175 | 790440 | 289163 | 31.881 | 11.784 | 2.089 | 348706.711 | 12369.982 | 1241.839 | 349046.37 |  | 0.081 | 0.082 | 0.005 | 882.31 | 0.016 | 0.002 | 883.17 |  | 0.011 | 0.011 | 0.001 | 118.916 | 0.002 | 0 | 119.032 |  | 0.081 | 0.082 | 0.005 | 882.31 | 0.016 | 0.002 | 883.17 |  | 35.335 | 13.061 | 2.315 | 386485.003 | 13710.125 | 1376.378 |  | 6500125.29 | 2395450.652 | 6500125.29 | 2395450.652 | EPA/CAMD | EPA/CAMD | EPA/CAMD | EPA/CAMD | EIA | EIA | -- | EPA/CAMD | EPA/CAMD | [6 empty] | 635376.87 | 234151.477 | 3.454 | 1.277 | 0.226 | 37778.292 | 1340.143 | 134.539 | 7419.5997 | 0 | 1085.683 | 789354.32 | 0 | 0 | 0 | 0 | 0 | 0 | 0 | 0 | 790440.003 | 0 | 0 | 790440.003 | 0 | 0 | 0.0013735 | 0.99863 | 0 | 0 | 0 | 0 | 0 | 0 | 0 | 0 | 1 | 0 | 0 | 1 | 0 | Yes |  | 4966723.734 | 295165.923 | 26.344 | 1.49 |  | https://www.google.com/maps/@?api=1&map_action=map&center=44.7956%2C-92.911900000000003&zoom=17&basemap=satellite | 18585 | [118 empty] | 0.15 |  |  | 22 |  |  | 0.35 | 0.2 |  |  | 39 |  |  | 0.4 | 0.11 |  |  | 18 |  |  | 0.3 | 0 |  |  | 0 |  |  | 0.05 | 0.05 |  |  | 32 |  |  | 0.12 | 0.06 |  |  | 57 |  |  | 0.06 | 0.12 |  |  | 34 |  |  | 0.16 | 0.80935 | 0.0023744 | Gas | FRS_110000423658
2623 | 8010 | 2021 | NY | Carr Street Generating Station | 50978 | Niagara Mohawk Power Corp. | 13573 | Carr Street Generating Sta LP | 24202 | IPP Non-CHP | New York Independent System Operator | NYIS | NPCC | NYUP | NPCC Upstate NY | NYISO | 36 | 67 | Onondaga | 43.0613 | -76.0824 | 2 | 3 | NG | GAS |  | 0.1295 | 122.6 | 1 |  | Yes | 0 |  | 1 |  | 1334900.579 | 981298.464 | 1334900.579 | 981298.464 | 139083 | 102705 | 18.36 | 13.478 | 0.4 | 79334.778 | 2625.172 | 262.517 | 79406.708 |  | 0.264 | 0.262 | 0.006 | 1140.826 | 0.019 | 0.002 | 1141.861 |  | 0.028 | 0.027 | 0.001 | 118.862 | 0.002 | 0 | 118.97 |  | 0.264 | 0.262 | 0.006 | 1140.826 | 0.019 | 0.002 | 1141.861 |  | 18.36 | 13.478 | 0.4 | 79334.778 | 2625.172 | 262.517 |  | 1334900.579 | 981298.464 | 1334900.579 | 981298.464 | EPA/CAMD | EPA/CAMD | EPA/CAMD | EPA/CAMD | EIA | EIA | -- | EPA/CAMD | EPA/CAMD | [6 empty] | 0 | 0 | 0 | 0 | 0 | 0 | 0 | 0 | 9597.8702 | 0 | 0 | 139083 | 0 | 0 | 0 | 0 | 0 | 0 | 0 | 0 | 139083 | 0 | 0 | 139083 | 0 | 0 | 0 | 1 | 0 | 0 | 0 | 0 | 0 | 0 | 0 | 0 | 1 | 0 | 0 | 1 | 0 | Yes |  | 1453763.824 | 86393.972 | 19.896 | 0.456 |  | https://www.google.com/maps/@?api=1&map_action=map&center=43.061320000000002%2C-76.082390000000004&zoom=17&basemap=satellite | 75469 | [118 empty] | 0.36 |  |  | 59 |  |  | 0.35 | 0.33 |  |  | 53 |  |  | 0.4 | 0.37 |  |  | 65 |  |  | 0.3 | 0.04 |  |  | 72 |  |  | 0.05 | 0.11 |  |  | 60 |  |  | 0.12 | 0.05 |  |  | 52 |  |  | 0.06 | 0.16 |  |  | 51 |  |  | 0.16 | 5.443 | 0.11537 | Gas | FRS_110001603809
2624 | 5443 | 2021 | MN | EKS Landfill | 54939 | Northern States Power Co - Minnesota | 13781 | WM Renewable Energy LLC | 54842 | IPP Non-CHP | Midcontinent Independent Transmission System Operator, Inc.. | MISO | MRO | MROW | MRO West | MISO | 27 | 37 | Dakota | 44.7806 | -93.3094 | 3 | 3 | LFG | BIOMASS |  | 0 | 4.8 | [11 empty] | 0 | 0 | 0 |  | 0 | 0 | [45 empty] | -- | [17 empty] | 0 | 0 | 0 | 0 | 0 | 0 | 0 | 0 | 0 | 0 | 0 | 0 | 0 | 0 | 0 | 0 | [23 empty] | https://www.google.com/maps/@?api=1&map_action=map&center=44.7806%2C-93.309399999999997&zoom=17&basemap=satellite | 61755 | [118 empty] | 0.26 |  |  | 44 |  |  | 0.35 | 0.29 |  |  | 49 |  |  | 0.4 | 0.23 |  |  | 42 |  |  | 0.3 | 0.04 |  |  | 70 |  |  | 0.05 | 0.07 |  |  | 44 |  |  | 0.12 | 0.06 |  |  | 61 |  |  | 0.06 | 0.16 |  |  | 54 |  |  | 0.16 | 2.5667 | 0.18767 | Biomass | FRS_110028022976
2625 | 9517 | 2021 | RI | Ocean State Power | 51030 | The Narragansett Electric Co | 13214 | Ocean State Power Co | 27769 | IPP Non-CHP | ISO New England Inc. | ISNE | NPCC | NEWE | NPCC New England | ISONE | 44 | 7 | Providence | 42.0097 | -71.6689 | 2 | 3 | NG | GAS |  | 0.46994 | 254.2 | 0.5501 | [6 empty] | 8483600.457 | 4434781.87 | 8483600.457 | 4434781.87 | 1046455 | 548531 | 112.471 | 57.443 | 2.551 | 505161.033 | 19401.37 | 1965.028 | 505696.339 |  | 0.215 | 0.209 | 0.005 | 965.471 | 0.019 | 0.002 | 966.494 |  | 0.027 | 0.026 | 0.001 | 119.091 | 0.002 | 0 | 119.217 |  | 0.215 | 0.209 | 0.005 | 965.471 | 0.019 | 0.002 | 966.494 |  | 112.471 | 57.443 | 2.551 | 505161.033 | 19401.37 | 1965.028 |  | 8483600.457 | 4434781.87 | 8483600.457 | 4434781.87 | EPA/CAMD | EPA/CAMD | EPA/CAMD | EPA/CAMD | EIA | EIA | -- | EPA/CAMD | EPA/CAMD | [14 empty] | 8106.9902 | 0 | 3320.104 | 1043134.9 | 0 | 0 | 0 | 0 | 0 | 0 | 0 | 0 | 1046455.004 | 0 | 0 | 1046455.004 | 0 | 0 | 0.0031727 | 0.99683 | 0 | 0 | 0 | 0 | 0 | 0 | 0 | 0 | 1 | 0 | 0 | 1 | 0 | Yes |  | 6365698.098 | 384873.265 | 91.157 | 1.957 |  | https://www.google.com/maps/@?api=1&map_action=map&center=42.009721999999996%2C-71.668908999999999&zoom=17&basemap=satellite | 6206 | [118 empty] | 0.08 |  |  | 7 |  |  | 0.35 | 0.07 |  |  | 19 |  |  | 0.4 | 0.09 |  |  | 15 |  |  | 0.3 | 0 |  |  | 0 |  |  | 0.05 | 0.05 |  |  | 34 |  |  | 0.12 | 0.06 |  |  | 58 |  |  | 0.06 | 0.13 |  |  | 41 |  |  | 0.16 | 67.6339 | 0.20395 | Gas | FRS_110000312180
2626 | 8290 | 2021 | NY | MacArthur Waste to Energy Facility | 51038 | Long Island Power Authority | 11171 | Covanta MacArthur Renewable Energy | 56601 | Commercial Non-CHP | New York Independent System Operator | NYIS | NPCC | NYLI | NPCC Long Island | NYISO | 36 | 103 | Suffolk | 40.7869 | -73.1064 | 2 | 1 | MSW | BIOMASS |  | 0.38911 | 12.5 | 0.68481 | Yes | Yes | 0 |  | 1 |  | 1628686.751 | 761005.79 | 1628686.751 | 761005.79 | 42608 | 21945 | 171.012 | 74.153 | 16.45 | 89651.905 | 113068.974 | 14838.457 | 93276.197 |  | 8.027 | 6.758 | 0.772 | 4208.219 | 2.654 | 0.348 | 4378.342 |  | 0.21 | 0.195 | 0.02 | 110.091 | 0.069 | 0.009 | 114.542 |  | 8.027 | 6.758 | 0.772 | 4208.219 | 2.654 | 0.348 | 4378.342 |  | 171.012 | 74.153 | 16.45 | 161722.405 | 113068.974 | 14838.457 |  | 1628686.751 | 761005.79 | 1628686.751 | 761005.79 | EIA | EIA | EIA | EIA | EIA | EIA | -- | EIA | EIA |  |  |  | 72070.5 |  |  | 0 | 0 | 0 | 0 | 0 | 0 | 0 | 0 | 38224.905 | 0 | 0 | 751.061 | 0 | 0 | 18835.568 | 0 | 0 | 0 | 23021.371 | 0 | 23772.432 | 18835.568 | 18835.568 | 42608 | 0 | 0 | 0 | 0.017627 | 0 | 0 | 0.44207 | 0 | 0 | 0 | 0.54031 | 0 | 0.55793 | 0.44207 | 0.44207 | 1 | 0 | [7 empty] | https://www.google.com/maps/@?api=1&map_action=map&center=40.786900000000003%2C-73.106399999999994&zoom=17&basemap=satellite | 68336 | [118 empty] | 0.17 |  |  | 26 |  |  | 0.35 | 0.24 |  |  | 44 |  |  | 0.4 | 0.11 |  |  | 19 |  |  | 0.3 | 0.01 |  |  | 59 |  |  | 0.05 | 0.05 |  |  | 36 |  |  | 0.12 | 0.06 |  |  | 55 |  |  | 0.06 | 0.15 |  |  | 48 |  |  | 0.16 |  |  | Biomass | FRS_110028032224
2627 | 10711 | 2021 | VA | Doswell Limited Partnership | 52019 | Virginia Electric & Power Co | 19876 | Doswell Ltd Partnership | 5310 | IPP Non-CHP | PJM Interconnection, LLC | PJM | SERC | SRVC | SERC Virginia/Carolina | PJM | 51 | 85 | Hanover | 37.8208 | -77.4462 | 7 | 9 | NG | GAS |  | 0.39846 | 1313 | 0.66923 | [6 empty] | 42276742.85 | 16910692.26 | 42276742.85 | 16910692.26 | 4583061.001 | 1779459.999 | 727.121 | 300.948 | 14.187 | 2515762.324 | 93411.568 | 9440.909 | 2518336.664 |  | 0.317 | 0.338 | 0.006 | 1097.852 | 0.02 | 0.002 | 1098.976 |  | 0.034 | 0.036 | 0.001 | 119.014 | 0.002 | 0 | 119.136 |  | 0.317 | 0.338 | 0.006 | 1097.852 | 0.02 | 0.002 | 1098.976 |  | 727.121 | 300.948 | 14.187 | 2515762.324 | 93411.568 | 9440.909 |  | 42276742.85 | 16910692.26 | 42276742.85 | 16910692.26 | EPA/CAMD | EPA/CAMD | EPA/CAMD | EPA/CAMD | EIA | EIA | -- | EPA/CAMD | EPA/CAMD | [14 empty] | 9224.5646 | 0 | 15929.547 | 4567131.5 | 0 | 0 | 0 | 0 | 0 | 0 | 0 | 0 | 4583061.047 | 0 | 0 | 4583061.047 | 0 | 0 | 0.0034757 | 0.99652 | 0 | 0 | 0 | 0 | 0 | 0 | 0 | 0 | 1 | 0 | 0 | 1 | 0 | Yes |  | 41781579.26 | 2493715.997 | 735.763 | 17.398 |  | https://www.google.com/maps/@?api=1&map_action=map&center=37.820805%2C-77.446246000000002&zoom=17&basemap=satellite | 1092 | [118 empty] | 0.22 |  |  | 37 |  |  | 0.35 | 0.25 |  |  | 45 |  |  | 0.4 | 0.19 |  |  | 36 |  |  | 0.3 | 0.02 |  |  | 63 |  |  | 0.05 | 0.08 |  |  | 48 |  |  | 0.12 | 0.03 |  |  | 32 |  |  | 0.06 | 0.23 |  |  | 76 |  |  | 0.16 | 543.1683 | 0.19023 | Gas | FRS_110017409286
2628 | 5458 | 2021 | MN | Faribault Energy Park | 56164 | Northern States Power Co - Minnesota | 13781 | Minnesota Municipal Power Agny | 12667 | Electric Utility | Midcontinent Independent Transmission System Operator, Inc.. | MISO | MRO | MROW | MRO West | MISO | 27 | 131 | Rice | 44.3356 | -93.2906 | 1 | 2 | NG | GAS |  | 0.24993 | 334.5 | 0.91678 | [6 empty] | 5583446.015 | 2550254.31 | 5583446.015 | 2550254.31 | 732358 | 335045 | 58.87 | 17.663 | 1.693 | 333627.774 | 12235.183 | 1263.846 | 333969.027 |  | 0.161 | 0.105 | 0.005 | 911.106 | 0.017 | 0.002 | 912.038 |  | 0.021 | 0.014 | 0.001 | 119.506 | 0.002 | 0 | 119.628 |  | 0.161 | 0.105 | 0.005 | 911.106 | 0.017 | 0.002 | 912.038 |  | 58.87 | 17.663 | 1.693 | 333627.774 | 12235.183 | 1263.846 |  | 5583446.015 | 2550254.31 | 5583446.015 | 2550254.31 | EPA/CAMD | EPA/CAMD | EPA/CAMD | EPA/CAMD | EIA | EIA | -- | EPA/CAMD | EPA/CAMD | [14 empty] | 7623.9298 | 0 | 8115.604 | 724242.4 | 0 | 0 | 0 | 0 | 0 | 0 | 0 | 0 | 732358.004 | 0 | 0 | 732358.004 | 0 | 0 | 0.011081 | 0.98892 | 0 | 0 | 0 | 0 | 0 | 0 | 0 | 0 | 1 | 0 | 0 | 1 | 0 | Yes |  | 4794060.715 | 284902.034 | 36.962 | 1.438 |  | https://www.google.com/maps/@?api=1&map_action=map&center=44.335599999999999%2C-93.290555999999995&zoom=17&basemap=satellite | 9281 | [118 empty] | 0.32 |  |  | 55 |  |  | 0.35 | 0.28 |  |  | 48 |  |  | 0.4 | 0.37 |  |  | 64 |  |  | 0.3 | 0.12 |  |  | 87 |  |  | 0.05 | 0.15 |  |  | 72 |  |  | 0.12 | 0.07 |  |  | 70 |  |  | 0.06 | 0.19 |  |  | 64 |  |  | 0.16 | 0.51864 | 0.0015362 | Gas | FRS_110020155945
2629 | 5487 | 2021 | MN | Franklin Heating Station | 54224 | Rochester Public Utilities | 16181 | Franklin Heating Station | 6738 | Commercial CHP | Midcontinent Independent Transmission System Operator, Inc.. | MISO | MRO | MROW | MRO West | MISO | 27 | 109 | Olmsted | 44.0206 | -92.4656 | 13 | 13 | NG | GAS |  | 0.2122 | 38.8 | 0.97967 |  | Yes | 735419.2 | 0.335 | 0.30857 |  | 507647.019 | 215217.477 | 507647.019 | 215217.477 | 72123.364 | 33152.309 | 32.243 | 13.87 | 0.901 | 21023.786 | 806.034 | 83.001 | 21046.229 |  | 0.894 | 0.837 | 0.025 | 582.995 | 0.011 | 0.001 | 583.618 |  | 0.127 | 0.129 | 0.004 | 82.828 | 0.002 | 0 | 82.917 |  | 0.894 | 0.837 | 0.025 | 583 | 0.011 | 0.001 | 583.622 |  | 104.489 | 44.948 | 2.921 | 68131.812 | 2612.114 | 268.98 |  | 1645132.349 | 697455.554 | 1645132.349 | 697455.554 | EIA | EIA |  | EIA | EIA | EIA | -- | [8 empty] | 1137485.33 | 482238.077 | 72.246 | 31.078 | 2.019 | 47108.026 | 1806.08 | 185.979 | 7038.6511 | 0 | 685.02 | 52464.142 | 0 | 0 | 0 | 0 | 0 | 0 | 0 | 18973.609 | 72122.771 | 0 | 0 | 72122.771 | 0 | 0 | 0.009498 | 0.72743 | 0 | 0 | 0 | 0 | 0 | 0 | 0 | 0.26307 | 1 | 0 | 0 | 1 | 0 | [7 empty] | https://www.google.com/maps/@?api=1&map_action=map&center=44.020575999999998%2C-92.465598999999997&zoom=17&basemap=satellite | 72218 | [118 empty] | 0.25 |  |  | 43 |  |  | 0.35 | 0.27 |  |  | 47 |  |  | 0.4 | 0.24 |  |  | 44 |  |  | 0.3 | 0.03 |  |  | 70 |  |  | 0.05 | 0.07 |  |  | 43 |  |  | 0.12 | 0.06 |  |  | 56 |  |  | 0.06 | 0.18 |  |  | 60 |  |  | 0.16 | 1.1899 | 0.036613 | Gas | FRS_110028023029
2630 | 9523 | 2021 | RI | Rhode Island Hospital | 52024 | The Narragansett Electric Co | 13214 | Rhode Island Hospital | 16001 | Commercial CHP | ISO New England Inc. | ISNE | NPCC | NEWE | NPCC New England | ISONE | 44 | 7 | Providence | 41.8103 | -71.41 | 5 | 4 | NG | GAS |  | 0.19145 | 10.4 | 1 |  | Yes | 576556.8 | 0.103 | 0.12101 |  | 98419.296 | 50245.573 | 98419.296 | 50245.573 | 17441.76 | 9990.55 | 6.794 | 3.883 | 0.141 | 5995.086 | 263.278 | 33.273 | 6003.335 |  | 0.779 | 0.777 | 0.016 | 687.441 | 0.015 | 0.002 | 688.386 |  | 0.138 | 0.155 | 0.003 | 121.827 | 0.003 | 0 | 121.995 |  | 0.779 | 0.777 | 0.016 | 687.441 | 0.015 | 0.002 | 688.386 |  | 56.143 | 32.087 | 1.161 | 49543.487 | 2175.737 | 274.968 |  | 813338.6 | 415230.2 | 813338.6 | 415230.2 | EIA | EIA | EIA | EIA | EIA | EIA | -- | EIA | EIA | [6 empty] | 714919.304 | 364984.627 | 49.349 | 28.204 | 1.021 | 43548.401 | 1912.459 | 241.695 | 5642.7388 | 0 | 1656.963 | 15784.797 | 0 | 0 | 0 | 0 | 0 | 0 | 0 | 0 | 17441.76 | 0 | 0 | 17441.76 | 0 | 0 | 0.095 | 0.905 | 0 | 0 | 0 | 0 | 0 | 0 | 0 | 0 | 1 | 0 | 0 | 1 | 0 | [7 empty] | https://www.google.com/maps/@?api=1&map_action=map&center=41.810299999999998%2C-71.41&zoom=17&basemap=satellite | 219057 | [118 empty] | 0.5 |  |  | 75 |  |  | 0.35 | 0.6 |  |  | 73 |  |  | 0.4 | 0.41 |  |  | 69 |  |  | 0.3 | 0.13 |  |  | 88 |  |  | 0.05 | 0.17 |  |  | 75 |  |  | 0.12 | 0.06 |  |  | 58 |  |  | 0.06 | 0.12 |  |  | 37 |  |  | 0.16 | 0.48936 | 0.04184 | Gas | FRS_110000895121
2631 | 5506 | 2021 | MN | Granite Falls 2 | 7977 | City of Granite Falls - (MN) | 7494 | City of Granite Falls - (MN) | 7494 | Electric Utility | Midcontinent Independent Transmission System Operator, Inc.. | MISO | MRO | MROW | MRO West | MISO | 27 | 173 | Yellow Medicine | 44.8047 | -95.557 | 3 | 3 | DFO | OIL |  | 0 | 6 | [7 empty] | 417 | 144 | 417 | 144 | -78 | -27 | 0.672 | 0.234 | 0.061 | 34.053 | 2.758 | 0.552 | 34.17 |  | 0 | 0 | 0 | 0 | 0 | 0 | 0 |  | 3.223 | 3.25 | 0.291 | 163.324 | 0.007 | 0.001 | 163.883 |  | 0 | 0 | 0 | 0 | 0 | 0 | 0 |  | 0.672 | 0.234 | 0.061 | 34.053 | 2.758 | 0.552 |  | 417 | 144 | 417 | 144 | EIA | EIA | EIA | EIA | EIA | EIA | -- | EIA | EIA | [14 empty] | -5346.1538 | 0 | -78 | 0 | 0 | 0 | 0 | 0 | 0 | 0 | 0 | 0 | -78 | 0 | 0 | -78 | 0 | [23 empty] | https://www.google.com/maps/@?api=1&map_action=map&center=44.804699999999997%2C-95.557000000000002&zoom=17&basemap=satellite | 2977 | [118 empty] | 0.25 |  |  | 43 |  |  | 0.35 | 0.15 |  |  | 32 |  |  | 0.4 | 0.35 |  |  | 62 |  |  | 0.3 | 0 |  |  | 0 |  |  | 0.05 | 0.08 |  |  | 50 |  |  | 0.12 | 0.07 |  |  | 65 |  |  | 0.06 | 0.21 |  |  | 72 |  |  | 0.16 | 0.01891 | 0 | Oil | FRS_
2632 | 9860 | 2021 | TN | Vanderbilt University Power Plant | 52048 | Nashville Electric Service | 13216 | Vanderbilt University | 19724 | Commercial CHP | Tennessee Valley Authority | TVA | SERC | SRTV | SERC Tennessee Valley |  | 47 | 37 | Davidson | 36.1459 | -86.8038 | 3 | 3 | NG | GAS |  | 0.63111 | 18.7 | 0.28149 |  | Yes | 553789.6 | 0.637 | 0.45932 |  | 524622.042 | 271882.612 | 524622.042 | 271882.612 | 103383 | 53578 | 78.229 | 40.542 | 0.838 | 30661.288 | 1156.595 | 115.659 | 30692.979 |  | 1.513 | 1.513 | 0.016 | 593.159 | 0.011 | 0.001 | 593.772 |  | 0.298 | 0.298 | 0.003 | 116.889 | 0.002 | 0 | 117.01 |  | 1.513 | 1.513 | 0.016 | 593.158 | 0.011 | 0.001 | 593.771 |  | 170.313 | 88.264 | 1.825 | 66753.296 | 2518.045 | 251.804 |  | 1142165 | 591921 | 1142165 | 591921 | EIA | EIA | EIA | EIA | EIA | EIA | -- | EIA | EIA | [6 empty] | 617542.958 | 320038.388 | 92.084 | 47.722 | 0.987 | 36092.008 | 1361.45 | 136.145 | 5074.5416 | 0 | 0 | 103383.14 | 0 | 0 | 0 | 0 | 0 | 0 | 0 | 0 | 103383.14 | 0 | 0 | 103383.14 | 0 | 0 | 0 | 1 | 0 | 0 | 0 | 0 | 0 | 0 | 0 | 0 | 1 | 0 | 0 | 1 | 0 | [7 empty] | https://www.google.com/maps/@?api=1&map_action=map&center=36.145896%2C-86.803832999999997&zoom=17&basemap=satellite | 114303 | [118 empty] | 0.36 |  |  | 59 |  |  | 0.35 | 0.39 |  |  | 59 |  |  | 0.4 | 0.33 |  |  | 58 |  |  | 0.3 | 0.02 |  |  | 62 |  |  | 0.05 | 0.08 |  |  | 50 |  |  | 0.12 | 0.05 |  |  | 47 |  |  | 0.06 | 0.11 |  |  | 30 |  |  | 0.16 | 0.27686 | 0.0050832 | Gas | FRS_110028044863
2633 | 8351 | 2021 | NY | Nassau Energy Corporation | 52056 | Long Island Power Authority | 11171 | Nassau Energy Corp | 19153 | IPP CHP | New York Independent System Operator | NYIS | NPCC | NYLI | NPCC Long Island | NYISO | 36 | 59 | Nassau | 40.7264 | -73.5892 | 1 | 2 | NG | GAS |  | 0.61727 | 55 | 0.30455 |  | Yes | 1530442.4 | 0.663 | 0.4693 |  | 1486437.587 | 594395.639 | 1486437.587 | 594395.639 | 297401.03 | 119564.14 | 105.316 | 42.237 | 0.806 | 88392.297 | 3493.953 | 351.105 | 88488.286 |  | 0.708 | 0.707 | 0.005 | 594.432 | 0.012 | 0.001 | 595.077 |  | 0.142 | 0.142 | 0.001 | 118.932 | 0.002 | 0 | 119.061 |  | 0.708 | 0.707 | 0.005 | 594.432 | 0.012 | 0.001 | 595.077 |  | 224.412 | 90.001 | 1.718 | 188349.458 | 7445.039 | 748.147 |  | 3167354.219 | 1266559.425 | 3167354.219 | 1266559.425 | EPA/CAMD | EPA/CAMD | EPA/CAMD | EPA/CAMD | EIA | EIA | -- | EPA/CAMD | EPA/CAMD | [6 empty] | 1680916.632 | 672163.786 | 119.096 | 47.764 | 0.912 | 99957.161 | 3951.086 | 397.042 | 4998.0915 | 0 | 511.748 | 296889.287 | 0 | 0 | 0 | 0 | 0 | 0 | 0 | 0 | 297401.035 | 0 | 0 | 297401.035 | 0 | 0 | 0.0017207 | 0.99828 | 0 | 0 | 0 | 0 | 0 | 0 | 0 | 0 | 1 | 0 | 0 | 1 | 0 | Yes |  | 1370703.084 | 81459.814 | 145.441 | 0.411 |  | https://www.google.com/maps/@?api=1&map_action=map&center=40.726399999999998%2C-73.589200000000005&zoom=17&basemap=satellite | 204515 | [118 empty] | 0.43 |  |  | 67 |  |  | 0.35 | 0.63 |  |  | 74 |  |  | 0.4 | 0.22 |  |  | 41 |  |  | 0.3 | 0.09 |  |  | 83 |  |  | 0.05 | 0.16 |  |  | 73 |  |  | 0.12 | 0.07 |  |  | 64 |  |  | 0.06 | 0.16 |  |  | 52 |  |  | 0.16 | 0.049833 | 0.00060851 | Gas | FRS_110001575787
2634 | 10794 | 2021 | VA | Radford Army Ammunition Plant | 52072 | Appalachian Power Co | 733 | U S Army-Radford | 22218 | Industrial Non-CHP | PJM Interconnection, LLC | PJM | RFC | RFCW | RFC West | PJM | 51 | 121 | Montgomery | 37.1804 | -80.5428 | 6 | 3 | NG | GAS |  | 0.20376 | 18 | 0.99373 |  | Yes | 0 |  | 1 |  | 2800859.763 | 789674.399 | 2800859.763 | 789674.399 | 32129 | 6149 | 11.861 | 3.015 | 4.476 | 163694.93 | 6174.844 | 617.484 | 163864.121 |  | 0.738 | 0.981 | 0.279 | 10189.855 | 0.192 | 0.019 | 10200.387 |  | 0.008 | 0.008 | 0.003 | 116.889 | 0.002 | 0 | 117.01 |  | 0.738 | 0.981 | 0.279 | 10189.855 | 0.192 | 0.019 | 10200.387 |  | 11.861 | 3.015 | 4.476 | 163694.93 | 6174.844 | 617.484 |  | 2800859.763 | 789674.399 | 2800859.763 | 789674.399 | EIA | EIA | EIA | EIA | EIA | EIA | -- | EIA | EIA | [6 empty] | 0 | 0 | 0 | 0 | 0 | 0 | 0 | 0 | 87175.4416 | 0 | 0 | 32129 | 0 | 0 | 0 | 0 | 0 | 0 | 0 | 0 | 32129 | 0 | 0 | 32129 | 0 | 0 | 0 | 1 | 0 | 0 | 0 | 0 | 0 | 0 | 0 | 0 | 1 | 0 | 0 | 1 | 0 | [7 empty] | https://www.google.com/maps/@?api=1&map_action=map&center=37.180441000000002%2C-80.542766999999998&zoom=17&basemap=satellite | 8603 | [118 empty] | 0.23 |  |  | 39 |  |  | 0.35 | 0.2 |  |  | 39 |  |  | 0.4 | 0.38 |  |  | 66 |  |  | 0.3 | 0 |  |  | 0 |  |  | 0.05 | 0.06 |  |  | 41 |  |  | 0.12 | 0.03 |  |  | 32 |  |  | 0.06 | 0.14 |  |  | 44 |  |  | 0.16 | 10.8141 | 0.66696 | Gas | FRS_110000601867
2635 | 5539 | 2021 | MN | Hometown Bio Energy LLC | 58563 | City of Le Sueur - (MN) | 10814 | Hometown Bio Energy LLC | 58526 | IPP CHP | Midcontinent Independent Transmission System Operator, Inc.. | MISO | MRO | MROW | MRO West | MISO | 27 | 79 | Le Sueur | 44.4356 | -93.9064 | 1 | 1 | OBG | BIOMASS |  | 0.37001 | 8 | 0.71666 | Yes | Yes | 0 |  | 1 |  | 267129 | 114957 | 267129 | 114957 | 25930 | 11159 | 687.693 | 295.943 | 0.868 | 0 | 621.343 | 62.134 | 17.024 |  | 53.042 | 53.041 | 0.067 | 0 | 0.024 | 0.002 | 1.313 |  | 5.149 | 5.149 | 0.007 | 0 | 0.002 | 0 | 0.127 |  | 53.042 | 53.041 | 0.067 | 0 | 0.024 | 0.002 | 1.313 |  | 687.693 | 295.943 | 0.868 | 16962.635 | 621.343 | 62.134 |  | 267129 | 114957 | 267129 | 114957 | EIA | EIA | EIA | EIA | EIA | EIA | -- | EIA | EIA |  |  |  | 16962.635 |  |  | 0 | 0 | 0 | 0 | 0 | 0 | 0 | 0 | 10301.9283 | 0 | 0 | 0 | 0 | 0 | 25930 | 0 | 0 | 0 | 0 | 0 | 0 | 25930 | 25930 | 25930 | 0 | 0 | 0 | 0 | 0 | 0 | 1 | 0 | 0 | 0 | 0 | 0 | 0 | 1 | 1 | 1 | 0 | [7 empty] | https://www.google.com/maps/@?api=1&map_action=map&center=44.435555999999998%2C-93.906389000000004&zoom=17&basemap=satellite | 4401 | [118 empty] | 0.26 |  |  | 45 |  |  | 0.35 | 0.23 |  |  | 42 |  |  | 0.4 | 0.3 |  |  | 53 |  |  | 0.3 | 0 |  |  | 0 |  |  | 0.05 | 0.07 |  |  | 45 |  |  | 0.12 | 0.08 |  |  | 75 |  |  | 0.06 | 0.19 |  |  | 63 |  |  | 0.16 | 1.4873 | 0.15274 | Biomass | FRS_110070397708
2636 | 5553 | 2021 | MN | IBM West | 56269 | Rochester Public Utilities | 16181 | Rochester Public Utilities | 16181 | Electric Utility | Midcontinent Independent Transmission System Operator, Inc.. | MISO | MRO | MROW | MRO West | MISO | 27 | 109 | Olmsted | 44.0587 | -92.5119 | 2 | 2 | DFO | OIL |  | 0.00092 | 3.6 | 1 | [6 empty] | 323 | 113 | 323 | 113 | 29 | 10 | 0.512 | 0.178 | 0.047 | 26.378 | 2.136 | 0.427 | 26.468 |  | 35.31 | 35.6 | 3.228 | 1819.172 | 0.074 | 0.015 | 1825.404 |  | 3.17 | 3.15 | 0.29 | 163.331 | 0.007 | 0.001 | 163.891 |  | 35.31 | 35.6 | 3.228 | 1819.172 | 0.074 | 0.015 | 1825.404 |  | 0.512 | 0.178 | 0.047 | 26.378 | 2.136 | 0.427 |  | 323 | 113 | 323 | 113 | EIA | EIA | EIA | EIA | EIA | EIA | -- | EIA | EIA | [14 empty] | 11137.931 | 0 | 29 | 0 | 0 | 0 | 0 | 0 | 0 | 0 | 0 | 0 | 29 | 0 | 0 | 29 | 0 | 0 | 1 | 0 | 0 | 0 | 0 | 0 | 0 | 0 | 0 | 0 | 1 | 0 | 0 | 1 | 0 | [7 empty] | https://www.google.com/maps/@?api=1&map_action=map&center=44.058700000000002%2C-92.511899999999997&zoom=17&basemap=satellite | 59047 | [118 empty] | 0.24 |  |  | 41 |  |  | 0.35 | 0.26 |  |  | 46 |  |  | 0.4 | 0.22 |  |  | 40 |  |  | 0.3 | 0.03 |  |  | 70 |  |  | 0.05 | 0.06 |  |  | 41 |  |  | 0.12 | 0.08 |  |  | 75 |  |  | 0.06 | 0.14 |  |  | 44 |  |  | 0.16 | 0.07967 | 3.7056 | Oil | FRS_110028023181
2637 | 10715 | 2021 | VA | Elizabeth River Combustion Turbine Sta | 52087 | Virginia Electric & Power Co | 19876 | Virginia Electric & Power Co | 19876 | Electric Utility | PJM Interconnection, LLC | PJM | SERC | SRVC | SERC Virginia/Carolina | PJM | 51 | 550 | Chesapeake City | 36.775 | -76.3083 | 3 | 3 | NG | GAS |  | 0.01289 | 388.8 | 1 | [6 empty] | 549292.1 | 246643.2 | 549292.1 | 246643.2 | 43910.001 | 19716 | 48.945 | 21.776 | 5.042 | 36446.8 | 1938.767 | 315.001 | 36517.97 |  | 2.229 | 2.209 | 0.23 | 1660.068 | 0.044 | 0.007 | 1663.31 |  | 0.178 | 0.177 | 0.018 | 132.705 | 0.004 | 0.001 | 132.964 |  | 2.229 | 2.209 | 0.23 | 1660.068 | 0.044 | 0.007 | 1663.31 |  | 48.945 | 21.776 | 5.042 | 36446.8 | 1938.767 | 315.001 |  | 549292.1 | 246643.2 | 549292.1 | 246643.2 | EPA/CAMD | EPA/CAMD | EPA/CAMD | EPA/CAMD | EIA | EIA | -- | EPA/CAMD | EPA/CAMD | [14 empty] | 12509.499 | 0 | 15671.397 | 28238.603 | 0 | 0 | 0 | 0 | 0 | 0 | 0 | 0 | 43910 | 0 | 0 | 43910 | 0 | 0 | 0.3569 | 0.6431 | 0 | 0 | 0 | 0 | 0 | 0 | 0 | 0 | 1 | 0 | 0 | 1 | 0 | Yes |  | 771310.6 | 53187.9 | 67.935 | 1.331 |  | https://www.google.com/maps/@?api=1&map_action=map&center=36.774999999999999%2C-76.308300000000003&zoom=17&basemap=satellite | 61551 | [118 empty] | 0.45 |  |  | 70 |  |  | 0.35 | 0.59 |  |  | 72 |  |  | 0.4 | 0.31 |  |  | 56 |  |  | 0.3 | 0.03 |  |  | 68 |  |  | 0.05 | 0.1 |  |  | 55 |  |  | 0.12 | 0.07 |  |  | 65 |  |  | 0.06 | 0.12 |  |  | 34 |  |  | 0.16 | 3.578 | 0.083233 | Gas | FRS_110001890053
2638 | 5572 | 2021 | MN | Koda Biomass Plant | 57119 | Northern States Power Co - Minnesota | 13781 | Koda Energy LLC | 56413 | IPP CHP | Midcontinent Independent Transmission System Operator, Inc.. | MISO | MRO | MROW | MRO West | MISO | 27 | 139 | Scott | 44.7956 | -93.5386 | 1 | 1 | AB | BIOMASS |  | 0.23482 | 23.4 | 0.94197 | Yes | Yes | 1127784 | 0.146 | 0.16264 |  | 306943.508 | 132897.902 | 306943.508 | 132897.902 | 48134 | 25982 | 25.783 | 11.562 | 3.474 | 1942.849 | 19382.31 | 2541.638 | 2563.832 |  | 1.071 | 0.89 | 0.144 | 80.727 | 0.403 | 0.053 | 106.529 |  | 0.168 | 0.174 | 0.023 | 12.659 | 0.063 | 0.008 | 16.706 |  | 1.071 | 0.89 | 0.144 | 80.727 | 0.403 | 0.053 | 106.529 |  | 158.534 | 71.092 | 21.363 | 212944.529 | 119176.324 | 15627.81 |  | 1887308.51 | 817151.48 | 1887308.51 | 817151.48 | EIA | EIA | EIA | EIA | EIA | EIA | -- | EIA | EIA |  |  |  | 200998.5 |  |  | 1580365.002 | 684253.578 | 132.751 | 59.53 | 17.889 | 10003.18 | 99794.013 | 13086.172 | 6376.8544 | 0 | 0 | 5500.068 | 0 | 0 | 42633.932 | 0 | 0 | 0 | 0 | 0 | 5500.068 | 42633.932 | 42633.932 | 48134 | 0 | 0 | 0 | 0.11427 | 0 | 0 | 0.88573 | 0 | 0 | 0 | 0 | 0 | 0.11427 | 0.88573 | 0.88573 | 1 | 0 | [7 empty] | https://www.google.com/maps/@?api=1&map_action=map&center=44.7956%2C-93.538600000000002&zoom=17&basemap=satellite | 41229 | [118 empty] | 0.25 |  |  | 42 |  |  | 0.35 | 0.3 |  |  | 50 |  |  | 0.4 | 0.2 |  |  | 36 |  |  | 0.3 | 0.04 |  |  | 71 |  |  | 0.05 | 0.08 |  |  | 50 |  |  | 0.12 | 0.07 |  |  | 64 |  |  | 0.06 | 0.1 |  |  | 28 |  |  | 0.16 | 176.8099 | 6.4174 | Biomass | FRS_110040318475
2639 | 10389 | 2021 | TX | Texas City Cogeneration | 52088 | Texas-New Mexico Power Co | 40051 | Texas City Cogeneration LLC | 22652 | IPP CHP | Electric Reliability Council of Texas, Inc. | ERCO | TRE | ERCT | ERCOT All | ERCOT | 48 | 167 | Galveston | 29.3787 | -94.9438 | 3 | 4 | NG | GAS |  | 0.42319 | 450 | 0.62801 |  | Yes | 10928197.6 | 0.521 | 0.40992 |  | 7453452.292 | 3524922.418 | 7453452.292 | 3524922.418 | 1668225 | 795154 | 185.571 | 78.632 | 2.236 | 442948.623 | 21230.146 | 2123.015 | 443530.329 |  | 0.222 | 0.198 | 0.003 | 531.042 | 0.013 | 0.001 | 531.739 |  | 0.05 | 0.045 | 0.001 | 118.857 | 0.003 | 0 | 119.013 |  | 0.222 | 0.198 | 0.003 | 531.042 | 0.013 | 0.001 | 531.739 |  | 452.705 | 191.825 | 5.455 | 1080583.767 | 51791.449 | 5179.145 |  | 18182875.23 | 8599132.594 | 18182875.23 | 8599132.594 | EPA/CAMD | EPA/CAMD | EPA/CAMD | EPA/CAMD | EIA | EIA | -- | EPA/CAMD | EPA/CAMD | [6 empty] | 10729422.94 | 5074210.176 | 267.134 | 113.193 | 3.219 | 637635.144 | 30561.303 | 3056.13 | 4467.8939 | 0 | 0 | 1668225 | 0 | 0 | 0 | 0 | 0 | 0 | 0 | 0 | 1668225 | 0 | 0 | 1668225 | 0 | 0 | 0 | 1 | 0 | 0 | 0 | 0 | 0 | 0 | 0 | 0 | 1 | 0 | 0 | 1 | 0 | Yes |  | 15516661.07 | 922130.964 | 452.332 | 4.655 |  | https://www.google.com/maps/@?api=1&map_action=map&center=29.378696999999999%2C-94.943828999999994&zoom=17&basemap=satellite | 42263 | [118 empty] | 0.56 |  |  | 79 |  |  | 0.35 | 0.66 |  |  | 76 |  |  | 0.4 | 0.45 |  |  | 75 |  |  | 0.3 | 0.03 |  |  | 69 |  |  | 0.05 | 0.17 |  |  | 75 |  |  | 0.12 | 0.07 |  |  | 70 |  |  | 0.06 | 0.17 |  |  | 55 |  |  | 0.16 | 21.6347 | 0.026637 | Gas | FRS_110005109710
2640 | 10686 | 2021 | VA | Celanese Acetate LLC | 52089 | Appalachian Power Co | 733 | Celanese Acetate LLC | 57151 | Industrial CHP | PJM Interconnection, LLC | PJM | RFC | RFCW | RFC West | PJM | 51 | 71 | Giles | 37.3439 | -80.765 | 5 | 4 | NG | GAS |  | 0.72333 | 27.2 | 0.12778 |  | Yes | 6069296 | 0.097 | 0.11444 |  | 998097.125 | 438116.499 | 998097.125 | 438116.499 | 172350 | 69984 | 106.634 | 6.652 | 1.8 | 58333.316 | 2097.199 | 209.72 | 58390.78 |  | 1.237 | 0.19 | 0.021 | 676.917 | 0.012 | 0.001 | 677.584 |  | 0.214 | 0.03 | 0.004 | 116.889 | 0.002 | 0 | 117.004 |  | 1.237 | 0.19 | 0.021 | 676.917 | 0.012 | 0.001 | 677.584 |  | 931.812 | 58.127 | 15.728 | 509740.715 | 18326.198 | 1832.62 |  | 8721786.7 | 3828443.7 | 8721786.7 | 3828443.7 | EPA/CAMD; EIA | EPA/CAMD | EIA | EIA | EIA | EIA | -- | EPA/CAMD; EIA | EPA/CAMD | [6 empty] | 7723689.575 | 3390327.201 | 825.178 | 51.475 | 13.928 | 451407.399 | 16228.999 | 1622.9 | 5791.106 | 0 | 0 | 172350 | 0 | 0 | 0 | 0 | 0 | 0 | 0 | 0 | 172350 | 0 | 0 | 172350 | 0 | 0 | 0 | 1 | 0 | 0 | 0 | 0 | 0 | 0 | 0 | 0 | 1 | 0 | 0 | 1 | 0 | Yes |  | 3472421.8 |  | 52.217 |  |  | https://www.google.com/maps/@?api=1&map_action=map&center=37.343899999999998%2C-80.765000000000001&zoom=17&basemap=satellite | 6035 | [118 empty] | 0.18 |  |  | 27 |  |  | 0.35 | 0.06 |  |  | 16 |  |  | 0.4 | 0.29 |  |  | 53 |  |  | 0.3 | 0.01 |  |  | 58 |  |  | 0.05 | 0.09 |  |  | 51 |  |  | 0.12 | 0.05 |  |  | 46 |  |  | 0.06 | 0.19 |  |  | 65 |  |  | 0.16 | 4.9002 | 0.052814 | Gas | FRS_110000343147
2641 | 8358 | 2021 | NY | NewYork-Presbyterian Brooklyn Methodist Hospital | 52091 | Consolidated Edison Co-NY Inc | 4226 | NewYork-Presbyterian Brooklyn Methodist Hospital | 13484 | IPP Non-CHP | New York Independent System Operator | NYIS | NPCC | NYCW | NPCC NYC/Westchester | NYISO | 36 | 47 | Kings | 40.6679 | -73.9787 | 6 | 6 | DFO | OIL |  | 0.00093 | 5.9 | 1 |  | Yes | 0 |  | 1 |  | 281.001 | 24 | 281.001 | 24 | 47.999 | 3 | 0.449 | 0.036 | 0.041 | 22.945 | 1.858 | 0.372 | 23.024 |  | 18.709 | 24 | 1.696 | 956.062 | 0.039 | 0.008 | 959.337 |  | 3.196 | 3 | 0.29 | 163.309 | 0.007 | 0.001 | 163.869 |  | 18.708 | 24 | 1.696 | 956.042 | 0.039 | 0.008 | 959.317 |  | 0.449 | 0.036 | 0.041 | 22.945 | 1.858 | 0.372 |  | 281.001 | 24 | 281.001 | 24 | EIA | EIA | EIA | EIA | EIA | EIA | -- | EIA | EIA | [6 empty] | 0 | 0 | 0 | 0 | 0 | 0 | 0 | 0 | 5854.1875 | 0 | 48 | 0 | 0 | 0 | 0 | 0 | 0 | 0 | 0 | 0 | 48 | 0 | 0 | 48 | 0 | 0 | 1 | 0 | 0 | 0 | 0 | 0 | 0 | 0 | 0 | 0 | 1 | 0 | 0 | 1 | 0 | [7 empty] | https://www.google.com/maps/@?api=1&map_action=map&center=40.667900000000003%2C-73.978700000000003&zoom=17&basemap=satellite | 1138130 | [118 empty] | 0.5 |  |  | 74 |  |  | 0.35 | 0.62 |  |  | 74 |  |  | 0.4 | 0.38 |  |  | 66 |  |  | 0.3 | 0.1 |  |  | 84 |  |  | 0.05 | 0.16 |  |  | 73 |  |  | 0.12 | 0.08 |  |  | 75 |  |  | 0.06 | 0.12 |  |  | 34 |  |  | 0.16 | 0.02852 | 2.8518 | Oil | FRS_110000807789
2642 | 5619 | 2021 | MN | Mankato Energy Center | 56104 | Northern States Power Co - Minnesota | 13781 | MEC Holdings, LLC | 63705 | IPP Non-CHP | Midcontinent Independent Transmission System Operator, Inc.. | MISO | MRO | MROW | MRO West | MISO | 27 | 13 | Blue Earth | 44.1988 | -94.003 | 2 | 3 | NG | GAS |  | 0.44325 | 740.8 | 0.59459 | [6 empty] | 21729285.66 | 9624541.391 | 21729285.66 | 9624541.391 | 2876419 | 1249362 | 85.275 | 37.487 | 6.525 | 1292131.642 | 47132.028 | 4737.528 | 1293426.684 |  | 0.059 | 0.06 | 0.005 | 898.431 | 0.016 | 0.002 | 899.331 |  | 0.008 | 0.008 | 0.001 | 118.93 | 0.002 | 0 | 119.049 |  | 0.059 | 0.06 | 0.005 | 898.431 | 0.016 | 0.002 | 899.331 |  | 85.275 | 37.487 | 6.525 | 1292131.642 | 47132.028 | 4737.528 |  | 21729285.66 | 9624541.391 | 21729285.66 | 9624541.391 | EPA/CAMD | EPA/CAMD | EPA/CAMD | EPA/CAMD | EIA | EIA | -- | EPA/CAMD | EPA/CAMD | [14 empty] | 7554.2839 | 0 | 4967.689 | 2871451.3 | 0 | 0 | 0 | 0 | 0 | 0 | 0 | 0 | 2876418.989 | 0 | 0 | 2876418.989 | 0 | 0 | 0.001727 | 0.99827 | 0 | 0 | 0 | 0 | 0 | 0 | 0 | 0 | 1 | 0 | 0 | 1 | 0 | Yes |  | 13427629.24 | 798320.249 | 64.226 | 4.033 |  | https://www.google.com/maps/@?api=1&map_action=map&center=44.198799999999999%2C-94.003&zoom=17&basemap=satellite | 30053 | [118 empty] | 0.23 |  |  | 39 |  |  | 0.35 | 0.13 |  |  | 29 |  |  | 0.4 | 0.33 |  |  | 59 |  |  | 0.3 | 0.02 |  |  | 61 |  |  | 0.05 | 0.06 |  |  | 37 |  |  | 0.12 | 0.07 |  |  | 70 |  |  | 0.06 | 0.14 |  |  | 45 |  |  | 0.16 | 38.8416 | 0.027451 | Gas | FRS_110025213061
2643 | 10045 | 2021 | TX | Freeport Energy | 52120 | CenterPoint Energy | 8901 | Olin Blue Cube Operations | 59875 | Industrial CHP | Electric Reliability Council of Texas, Inc. | ERCO | TRE | ERCT | ERCOT All | ERCOT | 48 | 39 | Brazoria | 28.9913 | -95.4075 | 7 | 7 | NG | GAS |  | 0.50509 | 678.1 | 0.49151 |  | Yes | 11211581.6 | 0.913 | 0.5491 |  | 17503958.09 | 8692037.963 | 17503958.09 | 8692037.963 | 3000328.55 | 1518068.91 | 2720.504 | 1350.22 | 27.486 | 1023010.586 | 38589.653 | 3858.965 | 1024067.942 |  | 1.813 | 1.779 | 0.018 | 681.932 | 0.013 | 0.001 | 682.637 |  | 0.311 | 0.311 | 0.003 | 116.889 | 0.002 | 0 | 117.01 |  | 1.813 | 1.779 | 0.018 | 681.932 | 0.013 | 0.001 | 682.637 |  | 4954.449 | 2458.954 | 50.055 | 1863056.783 | 70277.586 | 7027.759 |  | 31877351.32 | 15829513.9 | 31877351.32 | 15829513.9 | EIA | EIA | EIA | EIA | EIA | EIA | -- | [8 empty] | 14373393.23 | 7137475.937 | 2233.945 | 1108.734 | 22.57 | 840046.197 | 31687.933 | 3168.793 | 5834.0144 | 0 | 0 | 3000328.24 | 0 | 0 | 0 | 0 | 0 | 0 | 0 | 0 | 3000328.24 | 0 | 0 | 3000328.24 | 0 | 0 | 0 | 1 | 0 | 0 | 0 | 0 | 0 | 0 | 0 | 0 | 1 | 0 | 0 | 1 | 0 | [7 empty] | https://www.google.com/maps/@?api=1&map_action=map&center=28.991288999999998%2C-95.407481000000004&zoom=17&basemap=satellite | 19499 | [118 empty] | 0.5 |  |  | 75 |  |  | 0.35 | 0.64 |  |  | 75 |  |  | 0.4 | 0.37 |  |  | 64 |  |  | 0.3 | 0.05 |  |  | 76 |  |  | 0.05 | 0.19 |  |  | 78 |  |  | 0.12 | 0.06 |  |  | 57 |  |  | 0.06 | 0.11 |  |  | 31 |  |  | 0.16 | 47.742 | 0.028712 | Gas | FRS_110008170237
2644 | 10518 | 2021 | TX | Wasson CO2 Removal Plant | 52122 | Southwestern Public Service Co | 17718 | Occidental Permian Ltd | 429 | Industrial CHP | Southwest Power Pool | SWPP | MRO | SPSO | SPP South |  | 48 | 501 | Yoakum | 33.0099 | -102.7569 | 1 | 1 | NG | GAS |  | 0.67239 | 23.4 | 0.21268 |  | Yes | 264316.8 | 1.78 | 0.70353 |  | 1151473.337 | 580469.641 | 1151473.337 | 580469.641 | 137830 | 69482 | 250.32 | 126.189 | 1.84 | 67297.317 | 2538.566 | 253.857 | 67366.873 |  | 3.632 | 3.632 | 0.027 | 976.526 | 0.018 | 0.002 | 977.536 |  | 0.435 | 0.435 | 0.003 | 116.889 | 0.002 | 0 | 117.01 |  | 3.632 | 3.632 | 0.027 | 976.526 | 0.018 | 0.002 | 977.536 |  | 355.808 | 179.366 | 2.616 | 95657.154 | 3608.346 | 360.835 |  | 1636717 | 825086 | 1636717 | 825086 | EIA | EIA | EIA | EIA | EIA | EIA | -- | EIA | EIA | [6 empty] | 485243.663 | 244616.359 | 105.488 | 53.177 | 0.775 | 28359.837 | 1069.78 | 106.978 | 8354.3012 | 0 | 0 | 137830 | 0 | 0 | 0 | 0 | 0 | 0 | 0 | 0 | 137830 | 0 | 0 | 137830 | 0 | 0 | 0 | 1 | 0 | 0 | 0 | 0 | 0 | 0 | 0 | 0 | 1 | 0 | 0 | 1 | 0 | [7 empty] | https://www.google.com/maps/@?api=1&map_action=map&center=33.009943999999997%2C-102.756945&zoom=17&basemap=satellite | 365 | [118 empty] | 0.49 |  |  | 73 |  |  | 0.35 | 0.61 |  |  | 73 |  |  | 0.4 | 0.37 |  |  | 64 |  |  | 0.3 | 0.07 |  |  | 80 |  |  | 0.05 | 0.35 |  |  | 94 |  |  | 0.12 | 0.05 |  |  | 49 |  |  | 0.06 | 0.08 |  |  | 17 |  |  | 0.16 | 0.69835 | 0.0087458 | Gas | FRS_110012182422
2645 | 5639 | 2021 | MN | Melrose 2 | 58929 | Melrose Public Utilities | 12286 | Melrose Public Utilities | 12286 | Electric Utility | Midcontinent Independent Transmission System Operator, Inc.. | MISO | MRO | MROW | MRO West | MISO | 27 | 145 | Stearns | 45.6764 | -94.8019 | 1 | 1 | DFO | OIL |  | 0.00114 | 1 | 1 | [6 empty] | 118 | 41 | 118 | 41 | 10 | 3 | 0.186 | 0.065 | 0.017 | 9.636 | 0.78 | 0.156 | 9.669 |  | 37.2 | 43.333 | 3.42 | 1927.2 | 0.078 | 0.016 | 1933.802 |  | 3.153 | 3.171 | 0.29 | 163.322 | 0.007 | 0.001 | 163.882 |  | 37.2 | 43.333 | 3.42 | 1927.2 | 0.078 | 0.016 | 1933.802 |  | 0.186 | 0.065 | 0.017 | 9.636 | 0.78 | 0.156 |  | 118 | 41 | 118 | 41 | EIA | EIA | EIA | EIA | EIA | EIA | -- | EIA | EIA | [14 empty] | 11800 | 0 | 10 | 0 | 0 | 0 | 0 | 0 | 0 | 0 | 0 | 0 | 10 | 0 | 0 | 10 | 0 | 0 | 1 | 0 | 0 | 0 | 0 | 0 | 0 | 0 | 0 | 0 | 1 | 0 | 0 | 1 | 0 | [7 empty] | https://www.google.com/maps/@?api=1&map_action=map&center=45.676389%2C-94.801944000000006&zoom=17&basemap=satellite | 4319 | [118 empty] | 0.22 |  |  | 36 |  |  | 0.35 | 0.17 |  |  | 36 |  |  | 0.4 | 0.26 |  |  | 48 |  |  | 0.3 | 0.03 |  |  | 67 |  |  | 0.05 | 0.14 |  |  | 69 |  |  | 0.12 | 0.06 |  |  | 57 |  |  | 0.06 | 0.19 |  |  | 65 |  |  | 0.16 | 0.006045 | 3.0225 | Oil | FRS_110070398215
2646 | 10272 | 2021 | TX | Power Station 4 | 52132 | Texas-New Mexico Power Co | 40051 | South Houston Green Power LLC | 17566 | Industrial CHP | Electric Reliability Council of Texas, Inc. | ERCO | TRE | ERCT | ERCOT All | ERCOT | 48 | 167 | Galveston | 29.3782 | -94.9219 | 4 | 3 | NG | GAS |  | 0.17829 | 191.1 | 1 |  | Yes | 2046997.6 | 0.498 | 0.39887 |  | 1719951.73 | 640116.929 | 1719951.73 | 640116.929 | 298472 | 108639 | 270.041 | 100.471 | 2.748 | 100521.769 | 3791.847 | 379.185 | 100625.666 |  | 1.809 | 1.85 | 0.018 | 673.576 | 0.013 | 0.001 | 674.272 |  | 0.314 | 0.314 | 0.003 | 116.889 | 0.002 | 0 | 117.01 |  | 1.809 | 1.85 | 0.018 | 673.576 | 0.013 | 0.001 | 674.272 |  | 677.017 | 251.889 | 6.891 | 252016.956 | 9506.495 | 950.649 |  | 4312070.946 | 1604829.696 | 4312070.946 | 1604829.696 | EIA | EIA |  | EIA | EIA | EIA | -- | EIA | EIA | [6 empty] | 2592119.216 | 964712.767 | 406.976 | 151.418 | 4.142 | 151495.187 | 5714.648 | 571.465 | 5762.5229 | 0 | 0 | 298472 | 0 | 0 | 0 | 0 | 0 | 0 | 0 | 0 | 298472 | 0 | 0 | 298472 | 0 | 0 | 0 | 1 | 0 | 0 | 0 | 0 | 0 | 0 | 0 | 0 | 1 | 0 | 0 | 1 | 0 | [7 empty] | https://www.google.com/maps/@?api=1&map_action=map&center=29.378164000000002%2C-94.921949999999995&zoom=17&basemap=satellite | 36124 | [118 empty] | 0.53 |  |  | 77 |  |  | 0.35 | 0.62 |  |  | 74 |  |  | 0.4 | 0.44 |  |  | 73 |  |  | 0.3 | 0.03 |  |  | 69 |  |  | 0.05 | 0.18 |  |  | 77 |  |  | 0.12 | 0.07 |  |  | 68 |  |  | 0.06 | 0.16 |  |  | 53 |  |  | 0.16 | 5.6255 | 0.032141 | Gas | FRS_110028042598
2647 | 5646 | 2021 | MN | MNDOT Standby Generation | 55824 | Northern States Power Co - Minnesota | 13781 | State of Minnesota Department of Administration | 62851 | Commercial Non-CHP | Midcontinent Independent Transmission System Operator, Inc.. | MISO | MRO | MROW | MRO West | MISO | 27 | 123 | Ramsey | 44.953 | -93.1057 | 1 | 1 | DFO | OIL |  | 0.0012 | 2 | 1 | [6 empty] | 218 | 133 | 218 | 133 | 21 | 11 | 0.354 | 0.214 | 0.032 | 17.803 | 1.442 | 0.288 | 17.864 |  | 33.714 | 38.909 | 3.01 | 1695.524 | 0.069 | 0.014 | 1701.332 |  | 3.248 | 3.218 | 0.29 | 163.33 | 0.007 | 0.001 | 163.89 |  | 33.714 | 38.909 | 3.01 | 1695.524 | 0.069 | 0.014 | 1701.332 |  | 0.354 | 0.214 | 0.032 | 17.803 | 1.442 | 0.288 |  | 218 | 133 | 218 | 133 | EIA | EIA | EIA | EIA | EIA | EIA | -- | EIA | EIA | [14 empty] | 10380.9524 | 0 | 21 | 0 | 0 | 0 | 0 | 0 | 0 | 0 | 0 | 0 | 21 | 0 | 0 | 21 | 0 | 0 | 1 | 0 | 0 | 0 | 0 | 0 | 0 | 0 | 0 | 0 | 1 | 0 | 0 | 1 | 0 | [7 empty] | https://www.google.com/maps/@?api=1&map_action=map&center=44.953014000000003%2C-93.105692000000005&zoom=17&basemap=satellite | 179501 | [118 empty] | 0.47 |  |  | 71 |  |  | 0.35 | 0.54 |  |  | 69 |  |  | 0.4 | 0.4 |  |  | 68 |  |  | 0.3 | 0.07 |  |  | 80 |  |  | 0.05 | 0.14 |  |  | 68 |  |  | 0.12 | 0.07 |  |  | 66 |  |  | 0.06 | 0.1 |  |  | 28 |  |  | 0.16 | 0.029915 | 2.7195 | Oil | FRS_110028024000
2648 | 8448 | 2021 | NY | Rensselaer Cogen | 54034 | Niagara Mohawk Power Corp. | 13573 | Rensselaer Generating LLC | 6838 | IPP Non-CHP | New York Independent System Operator | NYIS | NPCC | NYUP | NPCC Upstate NY | NYISO | 36 | 83 | Rensselaer | 42.6253 | -73.75 | 1 | 2 | NG | GAS |  | 0.04515 | 88.2 | 1 | [6 empty] | 310544.907 | 131995.042 | 310544.907 | 131995.042 | 34887 | 14463 | 4.82 | 2.148 | 0.093 | 18455.017 | 690.42 | 69.042 | 18473.935 |  | 0.276 | 0.297 | 0.005 | 1057.988 | 0.02 | 0.002 | 1059.073 |  | 0.031 | 0.033 | 0.001 | 118.856 | 0.002 | 0 | 118.978 |  | 0.276 | 0.297 | 0.005 | 1057.988 | 0.02 | 0.002 | 1059.073 |  | 4.82 | 2.148 | 0.093 | 18455.017 | 690.42 | 69.042 |  | 310544.907 | 131995.042 | 310544.907 | 131995.042 | EPA/CAMD | EPA/CAMD | EPA/CAMD | EPA/CAMD | EIA | EIA | -- | EPA/CAMD | EPA/CAMD | [14 empty] | 8901.4506 | 0 | 0 | 34887 | 0 | 0 | 0 | 0 | 0 | 0 | 0 | 0 | 34887 | 0 | 0 | 34887 | 0 | 0 | 0 | 1 | 0 | 0 | 0 | 0 | 0 | 0 | 0 | 0 | 1 | 0 | 0 | 1 | 0 | Yes |  | 629363.328 | 37402.042 | 9.522 | 0.189 |  | https://www.google.com/maps/@?api=1&map_action=map&center=42.625324999999997%2C-73.749955&zoom=17&basemap=satellite | 68442 | [118 empty] | 0.44 |  |  | 68 |  |  | 0.35 | 0.48 |  |  | 65 |  |  | 0.4 | 0.4 |  |  | 68 |  |  | 0.3 | 0.03 |  |  | 69 |  |  | 0.05 | 0.12 |  |  | 62 |  |  | 0.12 | 0.06 |  |  | 60 |  |  | 0.06 | 0.12 |  |  | 37 |  |  | 0.16 | 0.10532 | 0.04362 | Gas | FRS_110000324364
2649 | 5723 | 2021 | MN | Owatonna Energy Station | 60254 | Southern Minnesota Mun P Agny | 40580 | Southern Minnesota Mun P Agny | 40580 | Electric Utility | Midcontinent Independent Transmission System Operator, Inc.. | MISO | MRO | MROW | MRO West | MISO | 27 | 147 | Steele | 44.0852 | -93.2627 | 4 | 4 | NG | GAS |  | 0.0954 | 38.8 | 1 | [6 empty] | 319083 | 140704 | 319083 | 140704 | 32424 | 14298 | 404.036 | 178.164 | 0.51 | 18648.656 | 703.458 | 70.346 | 18667.931 |  | 24.922 | 24.922 | 0.031 | 1150.3 | 0.022 | 0.002 | 1151.488 |  | 2.532 | 2.532 | 0.003 | 116.889 | 0.002 | 0 | 117.01 |  | 24.922 | 24.922 | 0.031 | 1150.3 | 0.022 | 0.002 | 1151.488 |  | 404.036 | 178.164 | 0.51 | 18648.656 | 703.458 | 70.346 |  | 319083 | 140704 | 319083 | 140704 | EIA | EIA | EIA | EIA | EIA | EIA | -- | EIA | EIA | [14 empty] | 9840.9511 | 0 | 0 | 32424 | 0 | 0 | 0 | 0 | 0 | 0 | 0 | 0 | 32424 | 0 | 0 | 32424 | 0 | 0 | 0 | 1 | 0 | 0 | 0 | 0 | 0 | 0 | 0 | 0 | 1 | 0 | 0 | 1 | 0 | [7 empty] | https://www.google.com/maps/@?api=1&map_action=map&center=44.085225000000001%2C-93.262714000000003&zoom=17&basemap=satellite | 19234 | [118 empty] | 0.22 |  |  | 38 |  |  | 0.35 | 0.16 |  |  | 34 |  |  | 0.4 | 0.28 |  |  | 51 |  |  | 0.3 | 0.01 |  |  | 58 |  |  | 0.05 | 0.08 |  |  | 48 |  |  | 0.12 | 0.06 |  |  | 56 |  |  | 0.06 | 0.17 |  |  | 58 |  |  | 0.16 | 0.046572 | 0.0038495 | Gas | FRS_110067572406
2650 | 8282 | 2021 | NY | Lockport | 54041 | New York State Elec & Gas Corp | 13511 | Lockport Energy Associates LP | 11127 | IPP CHP | New York Independent System Operator | NYIS | NPCC | NYUP | NPCC Upstate NY | NYISO | 36 | 63 | Niagara | 43.1619 | -78.745 | 3 | 4 | NG | GAS |  | 0.02896 | 221.3 | 1 |  | Yes | 0 |  | 1 |  | 525992.457 | 317739.238 | 525992.457 | 317739.238 | 56131.96 | 33814.2 | 27.938 | 14.322 | 0.154 | 31252.364 | 1087.017 | 108.702 | 31282.148 |  | 0.995 | 0.847 | 0.005 | 1113.532 | 0.019 | 0.002 | 1114.593 |  | 0.106 | 0.09 | 0.001 | 118.832 | 0.002 | 0 | 118.945 |  | 0.995 | 0.847 | 0.005 | 1113.532 | 0.019 | 0.002 | 1114.593 |  | 27.938 | 14.322 | 0.154 | 31252.364 | 1087.017 | 108.702 |  | 525992.457 | 317739.238 | 525992.457 | 317739.238 | EPA/CAMD | EPA/CAMD | EPA/CAMD | EPA/CAMD | EIA | EIA | -- | EPA/CAMD | EPA/CAMD | [6 empty] | 0 | 0 | 0 | 0 | 0 | 0 | 0 | 0 | 9370.6412 | 0 | 0 | 56131.96 | 0 | 0 | 0 | 0 | 0 | 0 | 0 | 0 | 56131.96 | 0 | 0 | 56131.96 | 0 | 0 | 0 | 1 | 0 | 0 | 0 | 0 | 0 | 0 | 0 | 0 | 1 | 0 | 0 | 1 | 0 | Yes |  | 1807276.613 | 107403.242 | 109.655 | 0.545 |  | https://www.google.com/maps/@?api=1&map_action=map&center=43.161946999999998%2C-78.744971000000007&zoom=17&basemap=satellite | 15116 | [118 empty] | 0.29 |  |  | 50 |  |  | 0.35 | 0.22 |  |  | 42 |  |  | 0.4 | 0.37 |  |  | 64 |  |  | 0.3 | 0.01 |  |  | 57 |  |  | 0.05 | 0.12 |  |  | 62 |  |  | 0.12 | 0.06 |  |  | 62 |  |  | 0.06 | 0.13 |  |  | 41 |  |  | 0.16 | 14.2753 | 0.17256 | Gas | FRS_110000326530
2651 | 5738 | 2021 | MN | POET Biorefining Lake Crystal | 58197 | South Central Electric Assn | 17550 | POET Biorefining Lake Crystal | 58163 | Industrial CHP | Midcontinent Independent Transmission System Operator, Inc.. | MISO | MRO | MROW | MRO West | MISO | 27 | 13 | Blue Earth | 44.0933 | -94.2767 | 2 | 2 | NG | GAS |  | 0.13064 | 7 | 1 |  | Yes | 675988 | 0.04 | 0.05117 |  | 47855.225 | 21876.559 | 47855.225 | 21876.559 | 8011 | 3470 | 4.124 | 1.979 | 0.097 | 2800.141 | 106.123 | 10.705 | 2803.063 |  | 1.03 | 1.14 | 0.024 | 699.074 | 0.013 | 0.001 | 699.803 |  | 0.172 | 0.181 | 0.004 | 117.026 | 0.002 | 0 | 117.148 |  | 1.03 | 1.14 | 0.024 | 699.071 | 0.013 | 0.001 | 699.8 |  | 80.602 | 38.666 | 1.889 | 54722.823 | 2073.945 | 209.212 |  | 935229 | 427531 | 935229 | 427531 | EIA | EIA | EIA | EIA | EIA | EIA | -- | EIA | EIA | [6 empty] | 887373.775 | 405654.441 | 76.478 | 36.687 | 1.792 | 51922.682 | 1967.823 | 198.507 | 5973.6594 | 0 | 318.04 | 7693 | 0 | 0 | 0 | 0 | 0 | 0 | 0 | 0 | 8011.04 | 0 | 0 | 8011.04 | 0 | 0 | 0.0397 | 0.9603 | 0 | 0 | 0 | 0 | 0 | 0 | 0 | 0 | 1 | 0 | 0 | 1 | 0 | [7 empty] | https://www.google.com/maps/@?api=1&map_action=map&center=44.093333000000001%2C-94.276667000000003&zoom=17&basemap=satellite | 1561 | [118 empty] | 0.16 |  |  | 22 |  |  | 0.35 | 0.05 |  |  | 14 |  |  | 0.4 | 0.26 |  |  | 47 |  |  | 0.3 | 0.01 |  |  | 57 |  |  | 0.05 | 0.1 |  |  | 55 |  |  | 0.12 | 0.07 |  |  | 69 |  |  | 0.06 | 0.17 |  |  | 56 |  |  | 0.16 | 0.15315 | 0.048443 | Gas | FRS_110018853409
2652 | 9520 | 2021 | RI | Pawtucket Power Associates, LP | 54056 | The Narragansett Electric Co | 13214 | Pawtucket Power Associates LP | 14584 | IPP Non-CHP | ISO New England Inc. | ISNE | NPCC | NEWE | NPCC New England | ISONE | 44 | 7 | Providence | 41.8615 | -71.4069 | 1 | 2 | NG | GAS |  | 0.00556 | 68.8 | 1 |  | Yes | 0 |  | 1 |  | 30019.115 | 0 | 30019.115 | 0 | 3348 | 0 | 1.093 | 0 | 0.015 | 2424.713 | 66.723 | 6.762 | 2426.555 |  | 0.653 |  | 0.009 | 1448.455 | 0.02 | 0.002 | 1449.555 |  | 0.073 |  | 0.001 | 161.545 | 0.002 | 0 | 161.667 |  | 0.653 |  | 0.009 | 1448.455 | 0.02 | 0.002 | 1449.555 |  | 1.093 | 0 | 0.015 | 2424.713 | 66.723 | 6.762 |  | 30019.115 | 0 | 30019.115 | 0 | EPA/CAMD | EIA | EPA/CAMD | EPA/CAMD | EIA | EIA | -- | EPA/CAMD | EPA/CAMD | [6 empty] | 0 | 0 | 0 | 0 | 0 | 0 | 0 | 0 | 8966.2829 | 0 | 15.06 | 3332.94 | 0 | 0 | 0 | 0 | 0 | 0 | 0 | 0 | 3348 | 0 | 0 | 3348 | 0 | 0 | 0.0044982 | 0.9955 | 0 | 0 | 0 | 0 | 0 | 0 | 0 | 0 | 1 | 0 | 0 | 1 | 0 | Yes | [6 empty] | https://www.google.com/maps/@?api=1&map_action=map&center=41.861530999999999%2C-71.406856000000005&zoom=17&basemap=satellite | 194424 | [118 empty] | 0.43 |  |  | 68 |  |  | 0.35 | 0.5 |  |  | 67 |  |  | 0.4 | 0.36 |  |  | 63 |  |  | 0.3 | 0.1 |  |  | 84 |  |  | 0.05 | 0.16 |  |  | 72 |  |  | 0.12 | 0.06 |  |  | 58 |  |  | 0.06 | 0.13 |  |  | 39 |  |  | 0.16 | 0.0561 | 0.019929 | Gas | FRS_110028052185
2653 | 8227 | 2021 | NY | Indeck-Olean Energy Center | 54076 | Niagara Mohawk Power Corp. | 13573 | Indeck-Olean Ltd Partnership | 9261 | IPP CHP | New York Independent System Operator | NYIS | NPCC | NYUP | NPCC Upstate NY | NYISO | 36 | 9 | Cattaraugus | 42.0859 | -78.4543 | 1 | 2 | NG | GAS |  | 0.06566 | 90.6 | 1 |  | Yes | 2867.2 | 62.027 | 0.98805 |  | 471963.203 | 371720.978 | 471963.203 | 371720.978 | 52108 | 40996 | 8.883 | 6.873 | 0.141 | 28049.17 | 1055.891 | 105.602 | 28078.103 |  | 0.341 | 0.335 | 0.005 | 1076.578 | 0.02 | 0.002 | 1077.689 |  | 0.038 | 0.037 | 0.001 | 118.862 | 0.002 | 0 | 118.984 |  | 0.341 | 0.335 | 0.005 | 1076.578 | 0.02 | 0.002 | 1077.689 |  | 8.99 | 6.956 | 0.143 | 28388.325 | 1068.659 | 106.878 |  | 477669.925 | 376215.625 | 477669.925 | 376215.625 | EPA/CAMD | EPA/CAMD | EPA/CAMD | EPA/CAMD | EIA | EIA | -- | EPA/CAMD | EPA/CAMD | [6 empty] | 5706.722 | 4494.647 | 0.107 | 0.083 | 0.002 | 339.155 | 12.767 | 1.277 | 9057.4039 | 0 | 2.248 | 52105.752 | 0 | 0 | 0 | 0 | 0 | 0 | 0 | 0 | 52108 | 0 | 0 | 52108 | 0 | 0 | 4.3141e-05 | 0.99996 | 0 | 0 | 0 | 0 | 0 | 0 | 0 | 0 | 1 | 0 | 0 | 1 | 0 | Yes |  | 908254.35 | 54040.7 | 17.002 | 0.273 |  | https://www.google.com/maps/@?api=1&map_action=map&center=42.085943999999998%2C-78.454250000000002&zoom=17&basemap=satellite | 19570 | [118 empty] | 0.25 |  |  | 42 |  |  | 0.35 | 0.11 |  |  | 25 |  |  | 0.4 | 0.39 |  |  | 67 |  |  | 0.3 | 0.01 |  |  | 60 |  |  | 0.05 | 0.1 |  |  | 55 |  |  | 0.12 | 0.05 |  |  | 48 |  |  | 0.06 | 0.17 |  |  | 55 |  |  | 0.16 | 1.4841 | 0.035822 | Gas | FRS_110001596381
2654 | 10816 | 2021 | VA | Spruance Genco, LLC | 54081 | Virginia Electric & Power Co | 19876 | Veolia Energy Operating Service | 61854 | IPP CHP | PJM Interconnection, LLC | PJM | SERC | SRVC | SERC Virginia/Carolina | PJM | 51 | 760 | Richmond City | 37.4556 | -77.4308 | 8 | 4 | NG | GAS |  | 0.02612 | 229.6 | 1 |  | Yes | 4401108 | 0.041 | 0.051513 |  | 308935.921 | 127772.717 | 308935.921 | 127772.717 | 52526 | 19025 | 4.609 | 1.819 | 0.093 | 18360.195 | 694.354 | 69.435 | 18379.22 |  | 0.175 | 0.191 | 0.004 | 699.09 | 0.013 | 0.001 | 699.814 |  | 0.03 | 0.028 | 0.001 | 118.861 | 0.002 | 0 | 118.984 |  | 0.175 | 0.191 | 0.004 | 699.09 | 0.013 | 0.001 | 699.814 |  | 89.472 | 35.319 | 1.8 | 356417.21 | 13479.144 | 1347.914 |  | 5997217.422 | 2480387.391 | 5997217.422 | 2480387.391 | EPA/CAMD | EPA/CAMD | EPA/CAMD | EPA/CAMD | EIA | EIA | -- | EPA/CAMD | EPA/CAMD | [6 empty] | 5688281.501 | 2352614.674 | 84.863 | 33.5 | 1.707 | 338057.015 | 12784.79 | 1278.479 | 5881.581 | 0 | 0 | 52526 | 0 | 0 | 0 | 0 | 0 | 0 | 0 | 0 | 52526 | 0 | 0 | 52526 | 0 | 0 | 0 | 1 | 0 | 0 | 0 | 0 | 0 | 0 | 0 | 0 | 1 | 0 | 0 | 1 | 0 | Yes |  | 6241467.406 | 370928.847 | 94.9 | 1.874 |  | https://www.google.com/maps/@?api=1&map_action=map&center=37.455599999999997%2C-77.430800000000005&zoom=17&basemap=satellite | 37549 | [118 empty] | 0.62 |  |  | 84 |  |  | 0.35 | 0.79 |  |  | 83 |  |  | 0.4 | 0.45 |  |  | 75 |  |  | 0.3 | 0.1 |  |  | 85 |  |  | 0.05 | 0.24 |  |  | 85 |  |  | 0.12 | 0.07 |  |  | 68 |  |  | 0.06 | 0.12 |  |  | 37 |  |  | 0.16 | 1.3216 | 0.057562 | Gas | FRS_110000868865
2655 | 9646 | 2021 | SC | International Paper Georgetown Mill | 54087 | Santee Electric Coop, Inc | 16606 | International Paper Co-GT Mill | 9390 | Industrial CHP | South Carolina Public Service Authority | SC | SERC | SRVC | SERC Virginia/Carolina |  | 45 | 43 | Georgetown | 33.3602 | -79.3026 | 4 | 3 | BLQ | BIOMASS | Yes | 0.56347 | 95.6 | 0.39422 | Yes | Yes | 13154173.6 | 0.122 | 0.14034 |  | 2757429.489 | 1170413.618 | 2757429.489 | 1170413.618 | 471878 | 191566 | 248.985 | 101.133 | 547.929 | 28301.366 | 72942.358 | 16127.591 | 31616.156 |  | 1.055 | 1.056 | 2.322 | 119.952 | 0.155 | 0.034 | 134.001 |  | 0.181 | 0.173 | 0.397 | 20.527 | 0.026 | 0.006 | 22.932 |  | 1.055 | 1.056 | 2.322 | 119.952 | 0.155 | 0.034 | 134.001 |  | 1774.202 | 720.648 | 3904.405 | 2070066.352 | 519768.538 | 114921.077 |  | 19648735.5 | 8340067.334 | 19648735.5 | 8340067.334 | EIA | EIA |  | EIA | EIA | EIA | -- | EIA | EIA |  |  |  | 1868398.076 |  |  | 16891306.01 | 7169653.716 | 1525.217 | 619.515 | 3356.476 | 173366.91 | 446826.18 | 98793.486 | 5843.522 | 2015.718 | 2949.123 | 21506.689 | 0 | 0 | 412127.54 | 0 | 0 | 0 | 33278.929 | 0 | 59750.459 | 412127.54 | 412127.54 | 471877.999 | 0 | 0.0042717 | 0.0062498 | 0.045577 | 0 | 0 | 0.87338 | 0 | 0 | 0 | 0.070524 | 0 | 0.12662 | 0.87338 | 0.87338 | 1 | 0 | [7 empty] | https://www.google.com/maps/@?api=1&map_action=map&center=33.360185000000001%2C-79.302572999999995&zoom=17&basemap=satellite | 10812 | [118 empty] | 0.46 |  |  | 71 |  |  | 0.35 | 0.53 |  |  | 69 |  |  | 0.4 | 0.4 |  |  | 68 |  |  | 0.3 | 0.01 |  |  | 57 |  |  | 0.05 | 0.13 |  |  | 64 |  |  | 0.12 | 0.06 |  |  | 55 |  |  | 0.06 | 0.2 |  |  | 68 |  |  | 0.16 | 16.1178 | 0.064529 | Biomass | FRS_110070828183
2656 | 5781 | 2021 | MN | Saint Marys Hospital Power Plant | 54262 | Rochester Public Utilities | 16181 | St Mary's Hospital | 17897 | Commercial CHP | Midcontinent Independent Transmission System Operator, Inc.. | MISO | MRO | MROW | MRO West | MISO | 27 | 109 | Olmsted | 44.0979 | -92.4798 | 5 | 5 | NG | GAS |  | 0.38365 | 16 | 0.69392 |  | Yes | 514784 | 0.357 | 0.32219 |  | 283956.242 | 120385.092 | 283956.242 | 120385.092 | 53771.799 | 22492.64 | 35.035 | 14.698 | 0.617 | 16622.455 | 637.93 | 65.58 | 16640.2 |  | 1.303 | 1.307 | 0.023 | 618.259 | 0.012 | 0.001 | 618.919 |  | 0.247 | 0.244 | 0.004 | 117.078 | 0.002 | 0 | 117.203 |  | 1.303 | 1.307 | 0.023 | 618.255 | 0.012 | 0.001 | 618.915 |  | 108.741 | 45.619 | 1.914 | 51592.05 | 1979.98 | 203.544 |  | 881331 | 373646 | 881331 | 373646 | EIA | EIA | EIA | EIA | EIA | EIA | -- | EIA | EIA | [6 empty] | 597374.758 | 253260.908 | 73.706 | 30.921 | 1.297 | 34969.595 | 1342.05 | 137.964 | 5280.7277 | 0 | 421.114 | 53351.066 | 0 | 0 | 0 | 0 | 0 | 0 | 0 | 0 | 53772.18 | 0 | 0 | 53772.18 | 0 | 0 | 0.0078314 | 0.99217 | 0 | 0 | 0 | 0 | 0 | 0 | 0 | 0 | 1 | 0 | 0 | 1 | 0 | [7 empty] | https://www.google.com/maps/@?api=1&map_action=map&center=44.097850000000001%2C-92.479815000000002&zoom=17&basemap=satellite | 26462 | [118 empty] | 0.24 |  |  | 41 |  |  | 0.35 | 0.27 |  |  | 47 |  |  | 0.4 | 0.21 |  |  | 39 |  |  | 0.3 | 0.04 |  |  | 71 |  |  | 0.05 | 0.07 |  |  | 43 |  |  | 0.12 | 0.08 |  |  | 76 |  |  | 0.06 | 0.13 |  |  | 41 |  |  | 0.16 | 0.69599 | 0.025653 | Gas | FRS_110001826374
2657 | 10118 | 2021 | TX | International Paper Texarkana Mill | 54097 | Southwestern Public Service Co | 17718 | Graphic Packaging International - Texarkana | 61963 | Industrial CHP | Southwest Power Pool | SWPP | MRO | SPSO | SPP South |  | 48 | 67 | Cass | 33.2553 | -94.0696 | 4 | 2 | BLQ | BIOMASS |  | 0.662 | 65 | 0.23 | Yes | Yes | 14924346.4 | 0.086 | 0.10309 |  | 2164378.561 | 922209.426 | 2164378.561 | 922209.426 | 376941.8 | 162281.567 | 245.969 | 105.449 | 377.119 | 27157.638 | 44749.706 | 10369.827 | 29262.114 |  | 1.305 | 1.3 | 2.001 | 144.095 | 0.119 | 0.028 | 155.261 |  | 0.227 | 0.229 | 0.348 | 25.095 | 0.021 | 0.005 | 27.04 |  | 1.305 | 1.3 | 2.001 | 144.095 | 0.119 | 0.028 | 155.261 |  | 2386.034 | 1022.91 | 3658.259 | 2117781.443 | 434096.122 | 100592.879 |  | 20995631.6 | 8945925.5 | 20995631.6 | 8945925.5 | EIA | EIA | EIA | EIA | EIA | EIA | -- | EIA | EIA |  |  |  | 1854337.805 |  |  | 18831253.04 | 8023716.074 | 2140.065 | 917.461 | 3281.14 | 236286 | 389346.416 | 90223.052 | 5741.9435 | 0 | 0 | 80741.079 | 0 | 0 | 296200.726 | 0 | 0 | 0 | 0 | 0 | 80741.079 | 296200.726 | 296200.726 | 376941.805 | 0 | 0 | 0 | 0.2142 | 0 | 0 | 0.7858 | 0 | 0 | 0 | 0 | 0 | 0.2142 | 0.7858 | 0.7858 | 1 | 0 | [7 empty] | https://www.google.com/maps/@?api=1&map_action=map&center=33.255299999999998%2C-94.069599999999994&zoom=17&basemap=satellite | 199 | [118 empty] | 0.25 |  |  | 43 |  |  | 0.35 | 0.3 |  |  | 51 |  |  | 0.4 | 0.2 |  |  | 37 |  |  | 0.3 | 0 |  |  | 0 |  |  | 0.05 | 0.18 |  |  | 77 |  |  | 0.12 | 0.07 |  |  | 68 |  |  | 0.06 | 0.3 |  |  | 88 |  |  | 0.16 | 5.4536 | 0.028605 | Biomass | FRS_110008148496
2658 | 5794 | 2021 | MN | Shakopee Energy Park | 60647 | Shakopee Public Utilities Comm | 16971 | Minnesota Municipal Power Agny | 12667 | Electric Utility | Midcontinent Independent Transmission System Operator, Inc.. | MISO | MRO | MROW | MRO West | MISO | 27 | 139 | Scott | 44.7836 | -93.4811 | 5 | 5 | NG | GAS |  | 0.11296 | 46.5 | 1 |  | Yes | 0 |  | 1 |  | 390314 | 172112 | 390314 | 172112 | 46013 | 20290 | 502.975 | 221.79 | 0.624 | 22811.72 | 860.496 | 86.05 | 22835.298 |  | 21.862 | 21.862 | 0.027 | 991.534 | 0.019 | 0.002 | 992.559 |  | 2.577 | 2.577 | 0.003 | 116.889 | 0.002 | 0 | 117.01 |  | 21.862 | 21.862 | 0.027 | 991.534 | 0.019 | 0.002 | 992.559 |  | 502.975 | 221.79 | 0.624 | 22811.72 | 860.496 | 86.05 |  | 390314 | 172112 | 390314 | 172112 | EIA | EIA | EIA | EIA | EIA | EIA | -- | EIA | EIA | [6 empty] | 0 | 0 | 0 | 0 | 0 | 0 | 0 | 0 | 8482.6897 | 0 | 0 | 46013 | 0 | 0 | 0 | 0 | 0 | 0 | 0 | 0 | 46013 | 0 | 0 | 46013 | 0 | 0 | 0 | 1 | 0 | 0 | 0 | 0 | 0 | 0 | 0 | 0 | 1 | 0 | 0 | 1 | 0 | [7 empty] | https://www.google.com/maps/@?api=1&map_action=map&center=44.783611000000001%2C-93.481110999999999&zoom=17&basemap=satellite | 37998 | [118 empty] | 0.26 |  |  | 44 |  |  | 0.35 | 0.36 |  |  | 55 |  |  | 0.4 | 0.16 |  |  | 29 |  |  | 0.3 | 0.04 |  |  | 70 |  |  | 0.05 | 0.07 |  |  | 44 |  |  | 0.12 | 0.07 |  |  | 69 |  |  | 0.06 | 0.09 |  |  | 25 |  |  | 0.16 | 0.057217 | 0.0036332 | Gas | FRS_110070397288
2659 | 8552 | 2021 | NY | Ticonderoga Mill | 54099 | Niagara Mohawk Power Corp. | 13573 | IPC-Ticonderoga | 9350 | Industrial CHP | New York Independent System Operator | NYIS | NPCC | NYUP | NPCC Upstate NY | NYISO | 36 | 31 | Essex | 43.8914 | -73.397 | 1 | 1 | RFO | OIL |  | 0.53973 | 42.1 | 0.43379 | Yes | Yes | 2875627.2 | 0.236 | 0.23954 |  | 805191.043 | 272056.466 | 805191.043 | 272056.466 | 199049.38 | 70546.472 | 69.134 | 20.75 | 18.598 | 14004.192 | 7240.594 | 2542.668 | 14473.557 |  | 0.695 | 0.588 | 0.187 | 140.711 | 0.036 | 0.013 | 145.427 |  | 0.172 | 0.153 | 0.046 | 34.785 | 0.009 | 0.003 | 35.951 |  | 0.695 | 0.588 | 0.187 | 140.711 | 0.036 | 0.013 | 145.427 |  | 288.612 | 86.626 | 77.639 | 274248.054 | 30226.992 | 10614.765 |  | 3361395.948 | 1135742.269 | 3361395.948 | 1135742.269 | EPA/CAMD | EPA/CAMD | EIA | EIA | EIA | EIA | -- | EPA/CAMD | EPA/CAMD |  |  |  | 215785.363 |  |  | 2556204.905 | 863685.803 | 219.478 | 65.876 | 59.041 | 44458.499 | 22986.398 | 8072.097 | 4045.1824 | 0 | 7622.389 | 109182.82 | 0 | 0 | 82244.169 | 0 | 0 | 0 | 0 | 0 | 116805.209 | 82244.169 | 82244.169 | 199049.378 | 0 | 0 | 0.038294 | 0.54852 | 0 | 0 | 0.41318 | 0 | 0 | 0 | 0 | 0 | 0.58682 | 0.41318 | 0.41318 | 1 | 0 | Yes |  | 3338652.988 |  | 284.368 |  |  | https://www.google.com/maps/@?api=1&map_action=map&center=43.891437000000003%2C-73.396997999999996&zoom=17&basemap=satellite | 904 | [118 empty] | 0.12 |  |  | 14 |  |  | 0.35 | 0.04 |  |  | 12 |  |  | 0.4 | 0.19 |  |  | 35 |  |  | 0.3 | 0 |  |  | 0 |  |  | 0.05 | 0.09 |  |  | 54 |  |  | 0.12 | 0.06 |  |  | 62 |  |  | 0.06 | 0.2 |  |  | 68 |  |  | 0.16 | 4.417 | 0.053749 | Oil | FRS_110000325005
2660 | 6147 | 2021 | MS | International Paper Vicksburg Mill | 54100 | Yazoo Valley Elec Power Assn | 21114 | International Paper Co-Vicksbg | 9382 | Industrial CHP | Midcontinent Independent Transmission System Operator, Inc.. | MISO | SERC | SRMV | SERC Mississippi Valley | MISO | 28 | 149 | Warren | 32.5292 | -90.7742 | 2 | 2 | BLQ | BIOMASS |  | 0.5306 | 50.5 | 0.44901 | Yes | Yes | 7242979.2 | 0.111 | 0.12852 |  | 1332330.768 | 575313.415 | 1332330.768 | 575313.415 | 234725 | 99083 | 75.334 | 32.031 | 231.024 | 19184.774 | 26358.695 | 6093.487 | 20422.187 |  | 0.642 | 0.647 | 1.968 | 163.466 | 0.112 | 0.026 | 174.009 |  | 0.113 | 0.111 | 0.347 | 28.799 | 0.02 | 0.005 | 30.656 |  | 0.642 | 0.647 | 1.968 | 163.466 | 0.112 | 0.026 | 174.009 |  | 586.158 | 249.23 | 1797.556 | 1000123.279 | 205092.528 | 47412.384 |  | 10366639.4 | 4476415.956 | 10366639.4 | 4476415.956 | EIA | EIA | EIA | EIA | EIA | EIA | -- | EIA | EIA |  |  |  | 850849.814 |  |  | 9034308.63 | 3901102.541 | 510.824 | 217.199 | 1566.532 | 130088.691 | 178733.833 | 41318.897 | 5676.1349 | 0 | 0 | 57680.164 | 0 | 0 | 177044.835 | 0 | 0 | 0 | 0 | 0 | 57680.164 | 177044.835 | 177044.835 | 234724.999 | 0 | 0 | 0 | 0.24574 | 0 | 0 | 0.75426 | 0 | 0 | 0 | 0 | 0 | 0.24574 | 0.75426 | 0.75426 | 1 | 0 | [7 empty] | https://www.google.com/maps/@?api=1&map_action=map&center=32.529200000000003%2C-90.774199999999993&zoom=17&basemap=satellite | 212 | [118 empty] | 0.15 |  |  | 22 |  |  | 0.35 | 0.07 |  |  | 19 |  |  | 0.4 | 0.23 |  |  | 43 |  |  | 0.3 | 0 |  |  | 0 |  |  | 0.05 | 0.08 |  |  | 48 |  |  | 0.12 | 0 |  |  | 0 |  |  | 0.06 | 0.28 |  |  | 86 |  |  | 0.16 | 7.6149 | 0.065722 | Biomass | FRS_110045950002
2661 | 5806 | 2021 | MN | SMMPA Methane Energy Facility | 57903 | Southern Minnesota Mun P Agny | 40580 | Southern Minnesota Mun P Agny | 40580 | Electric Utility | Midcontinent Independent Transmission System Operator, Inc.. | MISO | MRO | MROW | MRO West | MISO | 27 | 65 | Kanabec | 45.8478 | -93.3542 | 1 | 1 | LFG | BIOMASS |  | 0.51826 | 1.6 | 0.46956 | Yes | [5 empty] | 72956 | 31395 | 72956 | 31395 | 7264 | 3126 | 0 | 0 | 1.222 | 0 | 0 | 0 | 0 |  | 0 | 0 | 0.336 | 0 | 0 | 0 | 0 |  | 0 | 0 | 0.033 | 0 | 0 | 0 | 0 |  | 0 | 0 | 0.336 | 0 | 0 | 0 | 0 |  | 52.368 | 22.536 | 1.642 | 4632.691 | 169.696 | 16.97 |  | 72956 | 31395 | 72956 | 31395 | EIA | EIA | EIA | EIA | EIA | EIA | -- | EIA | EIA | 52.368 | 22.536 | 0.419 | 4632.691 | 169.696 | 16.97 | [8 empty] | 10043.5022 | 0 | 0 | 0 | 0 | 0 | 7264 | 0 | 0 | 0 | 0 | 0 | 0 | 7264 | 7264 | 7264 | 0 | 0 | 0 | 0 | 0 | 0 | 1 | 0 | 0 | 0 | 0 | 0 | 0 | 1 | 1 | 1 | 0 | [7 empty] | https://www.google.com/maps/@?api=1&map_action=map&center=45.847777999999998%2C-93.354167000000004&zoom=17&basemap=satellite | 1713 | [118 empty] | 0.18 |  |  | 28 |  |  | 0.35 | 0.05 |  |  | 13 |  |  | 0.4 | 0.31 |  |  | 56 |  |  | 0.3 | 0 |  |  | 0 |  |  | 0.05 | 0.09 |  |  | 52 |  |  | 0.12 | 0.03 |  |  | 33 |  |  | 0.06 | 0.23 |  |  | 76 |  |  | 0.16 | 0.40857 | 0.14031 | Biomass | FRS_110040497147
2662 | 8256 | 2021 | NY | KIAC Cogeneration | 54114 | Consolidated Edison Co-NY Inc | 4226 | KIAC Partners | 10349 | IPP CHP | New York Independent System Operator | NYIS | NPCC | NYCW | NPCC NYC/Westchester | NYISO | 36 | 81 | Queens | 40.6417 | -73.7778 | 2 | 3 | NG | GAS |  | 0.44288 | 121.2 | 0.5952 |  | Yes | 39793.6 | 40.329 | 0.98174 |  | 4542641.527 | 1968742.95 | 4542641.527 | 1968742.95 | 470212 | 201834 | 58.89 | 24.36 | 1.378 | 269966.124 | 9588.222 | 958.822 | 270228.842 |  | 0.25 | 0.241 | 0.006 | 1148.274 | 0.02 | 0.002 | 1149.392 |  | 0.026 | 0.025 | 0.001 | 118.859 | 0.002 | 0 | 118.974 |  | 0.25 | 0.241 | 0.006 | 1148.274 | 0.02 | 0.002 | 1149.392 |  | 59.985 | 24.813 | 1.404 | 274986.703 | 9766.535 | 976.653 |  | 4627121.344 | 2005355.798 | 4627121.344 | 2005355.798 | EPA/CAMD | EPA/CAMD | EPA/CAMD | EPA/CAMD | EIA | EIA | -- | EPA/CAMD | EPA/CAMD | [6 empty] | 84479.817 | 36612.848 | 1.095 | 0.453 | 0.026 | 5020.579 | 178.313 | 17.831 | 9660.8371 | 0 | 0 | 470212 | 0 | 0 | 0 | 0 | 0 | 0 | 0 | 0 | 470212 | 0 | 0 | 470212 | 0 | 0 | 0 | 1 | 0 | 0 | 0 | 0 | 0 | 0 | 0 | 0 | 1 | 0 | 0 | 1 | 0 | Yes |  | 5383199.453 | 320352.838 | 72.549 | 2.027 |  | https://www.google.com/maps/@?api=1&map_action=map&center=40.6417%2C-73.777799999999999&zoom=17&basemap=satellite | 191602 | [118 empty] | 0.56 |  |  | 79 |  |  | 0.35 | 0.87 |  |  | 87 |  |  | 0.4 | 0.24 |  |  | 45 |  |  | 0.3 | 0.04 |  |  | 73 |  |  | 0.05 | 0.14 |  |  | 69 |  |  | 0.12 | 0.06 |  |  | 62 |  |  | 0.06 | 0.14 |  |  | 43 |  |  | 0.16 | 13.8091 | 0.061036 | Gas | FRS_110007990246
2663 | 5818 | 2021 | MN | Southeast Steam Plant | 57966 | Northern States Power Co - Minnesota | 13781 | Veolia Energy | 57341 | Commercial CHP | Midcontinent Independent Transmission System Operator, Inc.. | MISO | MRO | MROW | MRO West | MISO | 27 | 53 | Hennepin | 44.9808 | -93.2497 | 2 | 1 | NG | GAS | Yes | 0.00803 | 13 | 1 |  | Yes | 99453.6 | 0.031 | 0.040143 |  | 6197.125 | 0 | 6197.125 | 0 | 914 | 0 | 0.366 | 0 | 0.507 | 466.555 | 59.23 | 8.336 | 468.537 |  | 0.802 |  | 1.11 | 1020.908 | 0.065 | 0.009 | 1025.246 |  | 0.118 |  | 0.164 | 150.571 | 0.01 | 0.001 | 151.211 |  | 0.802 |  | 1.11 | 1020.908 | 0.065 | 0.009 | 1025.246 |  | 9.126 | 0 | 12.64 | 11622.392 | 1475.482 | 207.652 |  | 154377.1 | 0 | 154377.1 | 0 | EIA | EIA | EIA | EIA | EIA | EIA | -- | EIA | EIA | [6 empty] | 148179.975 | 0 | 8.76 | 0 | 12.133 | 11155.837 | 1416.252 | 199.316 | 6780.2239 | 346.052 | 52.561 | 515.387 | 0 | 0 | 0 | 0 | 0 | 0 | 0 | 0 | 914 | 0 | 0 | 914 | 0 | 0.37861 | 0.057507 | 0.56388 | 0 | 0 | 0 | 0 | 0 | 0 | 0 | 0 | 1 | 0 | 0 | 1 | 0 | [7 empty] | https://www.google.com/maps/@?api=1&map_action=map&center=44.980832999999997%2C-93.249722000000006&zoom=17&basemap=satellite | 234938 | [118 empty] | 0.46 |  |  | 71 |  |  | 0.35 | 0.46 |  |  | 64 |  |  | 0.4 | 0.45 |  |  | 74 |  |  | 0.3 | 0.08 |  |  | 81 |  |  | 0.05 | 0.12 |  |  | 64 |  |  | 0.12 | 0.06 |  |  | 56 |  |  | 0.06 | 0.09 |  |  | 21 |  |  | 0.16 | 0.013923 | 0.04911 | Gas | FRS_110057116990
2664 | 8135 | 2021 | NY | Fortistar North Tonawanda Inc | 54131 | Niagara Mohawk Power Corp. | 13573 | North American Energy Services | 50136 | IPP CHP | New York Independent System Operator | NYIS | NPCC | NYUP | NPCC Upstate NY | NYISO | 36 | 63 | Niagara | 43.0483 | -78.8539 | 1 | 2 | NG | GAS |  | 0.00902 | 65.7 | 1 |  | Yes | 6181.6 | 2.867 | 0.79266 |  | 37948.235 | 35755.192 | 37948.235 | 35755.192 | 5193 | 5072 | 1.907 | 1.674 | 0.012 | 2255.427 | 84.546 | 8.455 | 2257.744 |  | 0.735 | 0.66 | 0.005 | 868.641 | 0.016 | 0.002 | 869.534 |  | 0.101 | 0.094 | 0.001 | 118.869 | 0.002 | 0 | 118.991 |  | 0.735 | 0.66 | 0.005 | 868.641 | 0.016 | 0.002 | 869.534 |  | 2.406 | 2.112 | 0.015 | 2845.406 | 106.662 | 10.666 |  | 47874.803 | 45108.1 | 47874.803 | 45108.1 | EPA/CAMD | EPA/CAMD | EPA/CAMD | EPA/CAMD | EIA | EIA | -- | EPA/CAMD | EPA/CAMD | [6 empty] | 9926.568 | 9352.908 | 0.499 | 0.438 | 0.003 | 589.979 | 22.116 | 2.212 | 7307.5746 | 0 | 0 | 5193 | 0 | 0 | 0 | 0 | 0 | 0 | 0 | 0 | 5193 | 0 | 0 | 5193 | 0 | 0 | 0 | 1 | 0 | 0 | 0 | 0 | 0 | 0 | 0 | 0 | 1 | 0 | 0 | 1 | 0 | Yes |  | 486080.532 | 28886.865 | 18.169 | 0.141 |  | https://www.google.com/maps/@?api=1&map_action=map&center=43.048299999999998%2C-78.853899999999996&zoom=17&basemap=satellite | 59177 | [118 empty] | 0.19 |  |  | 29 |  |  | 0.35 | 0.11 |  |  | 25 |  |  | 0.4 | 0.26 |  |  | 48 |  |  | 0.3 | 0.01 |  |  | 60 |  |  | 0.05 | 0.08 |  |  | 47 |  |  | 0.12 | 0.05 |  |  | 47 |  |  | 0.06 | 0.19 |  |  | 64 |  |  | 0.16 | 0.59956 | 0.060335 | Gas | FRS_110001599958
2665 | 5819 | 2021 | MN | Southern Minnesota Beet Sugar | 54533 | Renville-Sibley Coop Pwr Assn | 15845 | Southern Minnesota Beet Sugar | 17604 | Industrial CHP | Midcontinent Independent Transmission System Operator, Inc.. | MISO | MRO | MROW | MRO West | MISO | 27 | 129 | Renville | 44.7964 | -95.1798 | 1 | 1 | SUB | COAL | Yes | 0.25665 | 7.5 | 0.90558 |  | Yes | 3152424.8 | 0.018 | 0.023763 |  | 95173.626 | 31505.086 | 95173.626 | 31505.086 | 16862 | 8705 | 9.9 | 3.32 | 25.642 | 10178.459 | 1853.574 | 267.887 | 10241.544 |  | 1.174 | 0.763 | 3.041 | 1207.266 | 0.11 | 0.016 | 1214.748 |  | 0.208 | 0.211 | 0.539 | 213.892 | 0.019 | 0.003 | 215.218 |  | 1.174 | 0.763 | 3.041 | 1207.266 | 0.11 | 0.016 | 1214.748 |  | 416.635 | 139.732 | 1079.085 | 428338.618 | 78003.695 | 11273.467 |  | 4005178 | 1325824 | 4005178 | 1325824 | EIA | EIA | EIA | EIA | EIA | EIA | -- | EIA | EIA | [6 empty] | 3910004.374 | 1294318.914 | 406.735 | 136.412 | 1053.443 | 418160.159 | 76150.121 | 11005.579 | 5644.2668 | 13791.588 | 94.355 | 2976.057 | 0 | 0 | 0 | 0 | 0 | 0 | 0 | 0 | 16862 | 0 | 0 | 16862 | 0 | 0.81791 | 0.0055957 | 0.17649 | 0 | 0 | 0 | 0 | 0 | 0 | 0 | 0 | 1 | 0 | 0 | 1 | 0 | [7 empty] | https://www.google.com/maps/@?api=1&map_action=map&center=44.796405%2C-95.179787000000005&zoom=17&basemap=satellite | 1374 | [118 empty] | 0.31 |  |  | 52 |  |  | 0.35 | 0.24 |  |  | 44 |  |  | 0.4 | 0.37 |  |  | 65 |  |  | 0.3 | 0.02 |  |  | 64 |  |  | 0.05 | 0.14 |  |  | 69 |  |  | 0.12 | 0.05 |  |  | 55 |  |  | 0.06 | 0.18 |  |  | 62 |  |  | 0.16 | 0.36952 | 0.050243 | Coal | FRS_110000594811
2666 | 8362 | 2021 | NY | Nissequogue Energy Center | 54149 | Long Island Power Authority | 11171 | Nissequoque Cogen Partners | 13587 | IPP CHP | New York Independent System Operator | NYIS | NPCC | NYLI | NPCC Long Island | NYISO | 36 | 103 | Suffolk | 40.9168 | -73.1291 | 1 | 1 | NG | GAS |  | 0.68206 | 47 | 0.19657 |  | Yes | 1080016.8 | 0.887 | 0.54196 |  | 1734809.389 | 624871.362 | 1734809.389 | 624871.362 | 280817 | 136181 | 64.589 | 21.334 | 0.52 | 103203.82 | 3490.657 | 352.447 | 103299.968 |  | 0.46 | 0.313 | 0.004 | 735.025 | 0.012 | 0.001 | 735.71 |  | 0.074 | 0.068 | 0.001 | 118.98 | 0.002 | 0 | 119.091 |  | 0.46 | 0.313 | 0.004 | 735.025 | 0.012 | 0.001 | 735.71 |  | 119.177 | 39.365 | 0.96 | 190426.186 | 6440.775 | 650.316 |  | 3200977.789 | 1152979.321 | 3200977.789 | 1152979.321 | EPA/CAMD | EPA/CAMD | EPA/CAMD | EPA/CAMD | EIA | EIA | -- | EPA/CAMD | EPA/CAMD | [6 empty] | 1466168.4 | 528107.959 | 54.588 | 18.031 | 0.44 | 87222.366 | 2950.118 | 297.869 | 6177.722 | 0 | 912.464 | 279904.54 | 0 | 0 | 0 | 0 | 0 | 0 | 0 | 0 | 280817.004 | 0 | 0 | 280817.004 | 0 | 0 | 0.0032493 | 0.99675 | 0 | 0 | 0 | 0 | 0 | 0 | 0 | 0 | 1 | 0 | 0 | 1 | 0 | Yes |  | 3187948.36 | 189738.62 | 122.305 | 0.958 |  | https://www.google.com/maps/@?api=1&map_action=map&center=40.916832999999997%2C-73.129056000000006&zoom=17&basemap=satellite | 43014 | [118 empty] | 0.19 |  |  | 30 |  |  | 0.35 | 0.3 |  |  | 51 |  |  | 0.4 | 0.1 |  |  | 17 |  |  | 0.3 | 0.01 |  |  | 58 |  |  | 0.05 | 0.04 |  |  | 27 |  |  | 0.12 | 0.04 |  |  | 38 |  |  | 0.06 | 0.18 |  |  | 62 |  |  | 0.16 | 5.3597 | 0.036294 | Gas | FRS_110019611375
2667 | 5823 | 2021 | MN | Springfield (MN) | 2012 | Springfield Public Utils Comm - (MN) | 17836 | Springfield Public Utils Comm - (MN) | 17836 | Electric Utility | Midcontinent Independent Transmission System Operator, Inc.. | MISO | MRO | MROW | MRO West | MISO | 27 | 15 | Brown | 44.2395 | -94.9763 | 5 | 5 | DFO | OIL |  | 0 | 9 | [11 empty] | 0 | 0 | 0 |  | 0 | 0 | [45 empty] | -- | [17 empty] | 0 | 0 | 0 | 0 | 0 | 0 | 0 | 0 | 0 | 0 | 0 | 0 | 0 | 0 | 0 | 0 | [23 empty] | https://www.google.com/maps/@?api=1&map_action=map&center=44.239539000000001%2C-94.976262000000006&zoom=17&basemap=satellite | 2407 | [118 empty] | 0.22 |  |  | 36 |  |  | 0.35 | 0.05 |  |  | 14 |  |  | 0.4 | 0.38 |  |  | 66 |  |  | 0.3 | 0 |  |  | 0 |  |  | 0.05 | 0.08 |  |  | 51 |  |  | 0.12 | 0.07 |  |  | 66 |  |  | 0.06 | 0.29 |  |  | 87 |  |  | 0.16 |  |  | Oil | FRS_
2668 | 8636 | 2021 | OH | ArcelorMittal Warren | 54207 | Ohio Edison Co | 13998 | Clevelandcliffs Warren | 56616 | Industrial CHP | PJM Interconnection, LLC | PJM | RFC | RFCW | RFC West | PJM | 39 | 155 | Trumbull | 41.2119 | -80.8176 | 3 | 3 | COG | COAL | Yes | 0.29926 | 20.5 | 0.83456 |  | Yes | 2084715.2 | 0.088 | 0.105 |  | 219224.785 | 96492.823 | 219224.785 | 96492.823 | 53742 | 21993 | 1.688 | 0.743 | 0.124 | 11321.485 | 678.833 | 67.774 | 11340.069 |  | 0.063 | 0.068 | 0.005 | 421.327 | 0.013 | 0.001 | 422.019 |  | 0.015 | 0.015 | 0.001 | 103.287 | 0.003 | 0 | 103.456 |  | 0.063 | 0.068 | 0.005 | 421.327 | 0.013 | 0.001 | 422.019 |  | 16.077 | 7.077 | 1.182 | 107829.031 | 6465.393 | 645.495 |  | 2087959 | 919025.001 | 2087959 | 919025.001 | EIA | EIA | EIA | EIA | EIA | EIA | -- | EIA | EIA | [6 empty] | 1868734.215 | 822532.178 | 14.389 | 6.334 | 1.058 | 96507.546 | 5786.561 | 577.722 | 4079.2078 | 0 | 0 | 15711.486 | 0 | 0 | 0 | 0 | 0 | 0 | 38030.514 | 0 | 53742 | 0 | 0 | 53742 | 0 | 0 | 0 | 0.29235 | 0 | 0 | 0 | 0 | 0 | 0 | 0.70765 | 0 | 1 | 0 | 0 | 1 | 0 | Yes | [6 empty] | https://www.google.com/maps/@?api=1&map_action=map&center=41.2119%2C-80.817599999999999&zoom=17&basemap=satellite | 35457 | [118 empty] | 0.43 |  |  | 68 |  |  | 0.35 | 0.28 |  |  | 48 |  |  | 0.4 | 0.58 |  |  | 86 |  |  | 0.3 | 0.01 |  |  | 59 |  |  | 0.05 | 0.15 |  |  | 70 |  |  | 0.12 | 0.07 |  |  | 64 |  |  | 0.06 | 0.16 |  |  | 54 |  |  | 0.16 | 2.1891 | 0.090701 | Coal | FRS_110000389847
2669 | 5824 | 2021 | MN | Spruce Ridge Gas Recovery | 57017 | Glencoe Light & Power Comm | 7292 | WM Renewable Energy LLC | 54842 | IPP Non-CHP | Midcontinent Independent Transmission System Operator, Inc.. | MISO | MRO | MROW | MRO West | MISO | 27 | 85 | McLeod | 44.8158 | -94.2489 | 4 | 4 | LFG | BIOMASS |  | 0.56557 | 3.2 | 0.39072 | Yes | [5 empty] | 200683 | 86362 | 200683 | 86362 | 15854 | 6823 | 0 | 0 | 3.361 | 0 | 0 | 0 | 0 |  | 0 | 0 | 0.424 | 0 | 0 | 0 | 0 |  | 0 | 0 | 0.033 | 0 | 0 | 0 | 0 |  | 0 | 0 | 0.424 | 0 | 0 | 0 | 0 |  | 140.44 | 60.436 | 4.515 | 12743.328 | 466.789 | 46.679 |  | 200683 | 86362 | 200683 | 86362 | EIA | EIA | EIA | EIA | EIA | EIA | -- | EIA | EIA | 140.44 | 60.436 | 1.154 | 12743.328 | 466.789 | 46.679 | [8 empty] | 12658.1935 | 0 | 0 | 0 | 0 | 0 | 15854 | 0 | 0 | 0 | 0 | 0 | 0 | 15854 | 15854 | 15854 | 0 | 0 | 0 | 0 | 0 | 0 | 1 | 0 | 0 | 0 | 0 | 0 | 0 | 1 | 1 | 1 | 0 | [7 empty] | https://www.google.com/maps/@?api=1&map_action=map&center=44.815800000000003%2C-94.248900000000006&zoom=17&basemap=satellite | 423 | [118 empty] | 0.08 |  |  | 6 |  |  | 0.35 | 0.03 |  |  | 10 |  |  | 0.4 | 0.12 |  |  | 21 |  |  | 0.3 | 0 |  |  | 0 |  |  | 0.05 | 0.05 |  |  | 33 |  |  | 0.12 | 0.05 |  |  | 47 |  |  | 0.06 | 0.18 |  |  | 62 |  |  | 0.16 | 1.8495 | 0.17894 | Biomass | FRS_110001446784
2670 | 5826 | 2021 | MN | St Paul Cogeneration | 56643 | Northern States Power Co - Minnesota | 13781 | St Paul Cogeneration LLC | 55893 | IPP CHP | Midcontinent Independent Transmission System Operator, Inc.. | MISO | MRO | MROW | MRO West | MISO | 27 | 123 | Ramsey | 44.9429 | -93.0966 | 1 | 1 | WDS | BIOMASS |  | 0.47576 | 37 | 0.5404 | Yes | Yes | 1062637.6 | 0.495 | 0.39772 |  | 1024916.279 | 493340.358 | 1024916.279 | 493340.358 | 154204 | 79993 | 61.495 | 29.601 | 10.461 | 12598.011 | 57573.986 | 7541.735 | 14441.405 |  | 0.798 | 0.74 | 0.136 | 163.394 | 0.373 | 0.049 | 187.303 |  | 0.12 | 0.12 | 0.02 | 24.583 | 0.056 | 0.007 | 28.181 |  | 0.798 | 0.74 | 0.136 | 163.394 | 0.373 | 0.049 | 187.303 |  | 154.617 | 74.425 | 26.303 | 242085.966 | 144758.794 | 18962.253 |  | 2576956.264 | 1240410.12 | 2576956.264 | 1240410.12 | EIA | EIA | EIA | EIA | EIA | EIA | -- | EIA | EIA |  |  |  | 210410.672 |  |  | 1552039.985 | 747069.762 | 93.122 | 44.824 | 15.842 | 19077.283 | 87184.808 | 11420.518 | 6646.4962 | 0 | 0 | 32680.786 | 0 | 0 | 121523.21 | 0 | 0 | 0 | 0 | 0 | 32680.786 | 121523.21 | 121523.21 | 154203.996 | 0 | 0 | 0 | 0.21193 | 0 | 0 | 0.78807 | 0 | 0 | 0 | 0 | 0 | 0.21193 | 0.78807 | 0.78807 | 1 | 0 | [7 empty] | https://www.google.com/maps/@?api=1&map_action=map&center=44.942889000000001%2C-93.096558999999999&zoom=17&basemap=satellite | 159531 | [118 empty] | 0.46 |  |  | 71 |  |  | 0.35 | 0.53 |  |  | 68 |  |  | 0.4 | 0.4 |  |  | 68 |  |  | 0.3 | 0.07 |  |  | 79 |  |  | 0.05 | 0.13 |  |  | 66 |  |  | 0.12 | 0.07 |  |  | 65 |  |  | 0.06 | 0.11 |  |  | 33 |  |  | 0.16 | 10.1308 | 0.12463 | Biomass | FRS_110040576016
2671 | 5828 | 2021 | MN | St. Charles Power Plant | 56100 | Dairyland Power Coop | 4716 | City of St Charles - (MN) | 17862 | Electric Utility | Midcontinent Independent Transmission System Operator, Inc.. | MISO | MRO | MROW | MRO West | MISO | 27 | 169 | Winona | 43.9742 | -92.0597 | 4 | 4 | DFO | OIL |  | 0.00131 | 8.8 | 1 | [6 empty] | 906 | 314 | 906 | 314 | 101 | 35 | 1.452 | 0.504 | 0.131 | 73.988 | 5.992 | 1.198 | 74.241 |  | 28.752 | 28.8 | 2.598 | 1465.109 | 0.059 | 0.012 | 1470.128 |  | 3.205 | 3.21 | 0.29 | 163.329 | 0.007 | 0.001 | 163.888 |  | 28.752 | 28.8 | 2.598 | 1465.109 | 0.059 | 0.012 | 1470.128 |  | 1.452 | 0.504 | 0.131 | 73.988 | 5.992 | 1.198 |  | 906 | 314 | 906 | 314 | EIA | EIA | EIA | EIA | EIA | EIA | -- | EIA | EIA | [14 empty] | 8970.297 | 0 | 101 | 0 | 0 | 0 | 0 | 0 | 0 | 0 | 0 | 0 | 101 | 0 | 0 | 101 | 0 | 0 | 1 | 0 | 0 | 0 | 0 | 0 | 0 | 0 | 0 | 0 | 1 | 0 | 0 | 1 | 0 | [7 empty] | https://www.google.com/maps/@?api=1&map_action=map&center=43.974200000000003%2C-92.059700000000007&zoom=17&basemap=satellite | 4356 | [118 empty] | 0.14 |  |  | 18 |  |  | 0.35 | 0.11 |  |  | 26 |  |  | 0.4 | 0.16 |  |  | 29 |  |  | 0.3 | 0.02 |  |  | 63 |  |  | 0.05 | 0.05 |  |  | 36 |  |  | 0.12 | 0.07 |  |  | 70 |  |  | 0.06 | 0.14 |  |  | 44 |  |  | 0.16 | 0.099665 | 2.9313 | Oil | FRS_110028024322
2672 | 5832 | 2021 | MN | St. Olaf StandBy Generators | 58996 | Northern States Power Co - Minnesota | 13781 | St. Olaf College | 58828 | IPP Non-CHP | Midcontinent Independent Transmission System Operator, Inc.. | MISO | MRO | MROW | MRO West | MISO | 27 | 131 | Rice | 44.4611 | -93.1808 | 3 | 3 | DFO | OIL |  | 0.00888 | 4.1 | 1 | [6 empty] | 7727.999 | 2682.999 | 7727.999 | 2682.999 | 319 | 111.001 | 12.293 | 4.269 | 1.121 | 631.09 | 51.112 | 10.222 | 633.252 |  | 77.072 | 76.918 | 7.026 | 3956.677 | 0.16 | 0.032 | 3970.232 |  | 3.181 | 3.182 | 0.29 | 163.326 | 0.007 | 0.001 | 163.885 |  | 77.072 | 76.918 | 7.026 | 3956.677 | 0.16 | 0.032 | 3970.232 |  | 12.293 | 4.269 | 1.121 | 631.09 | 51.112 | 10.222 |  | 7727.999 | 2682.999 | 7727.999 | 2682.999 | EIA | EIA | EIA | EIA | EIA | EIA | -- | EIA | EIA | [14 empty] | 24225.7022 | 0 | 319 | 0 | 0 | 0 | 0 | 0 | 0 | 0 | 0 | 0 | 319 | 0 | 0 | 319 | 0 | 0 | 1 | 0 | 0 | 0 | 0 | 0 | 0 | 0 | 0 | 0 | 1 | 0 | 0 | 1 | 0 | [7 empty] | https://www.google.com/maps/@?api=1&map_action=map&center=44.461111000000002%2C-93.180833000000007&zoom=17&basemap=satellite | 23174 | [118 empty] | 0.17 |  |  | 26 |  |  | 0.35 | 0.17 |  |  | 35 |  |  | 0.4 | 0.2 |  |  | 36 |  |  | 0.3 | 0.01 |  |  | 61 |  |  | 0.05 | 0.04 |  |  | 26 |  |  | 0.12 | 0.04 |  |  | 40 |  |  | 0.06 | 0.14 |  |  | 43 |  |  | 0.16 | 0.076105 | 4.6124 | Oil | FRS_110001438622
2673 | 5840 | 2021 | MN | Stevens Community Medical Center | 56245 | Otter Tail Power Co | 14232 | Stevens Community Medical Center | 49993 | Commercial Non-CHP | Midcontinent Independent Transmission System Operator, Inc.. | MISO | MRO | MROW | MRO West | MISO | 27 | 149 | Stevens | 45.585 | -95.9042 | 1 | 1 | DFO | OIL |  | 0.00228 | 1 | 1 | [6 empty] | 325 | 107 | 325 | 107 | 20 | 7 | 0.531 | 0.177 | 0.047 | 26.54 | 2.15 | 0.43 | 26.631 |  | 53.1 | 50.571 | 4.71 | 2654 | 0.107 | 0.021 | 2663.092 |  | 3.268 | 3.308 | 0.29 | 163.323 | 0.007 | 0.001 | 163.883 |  | 53.1 | 50.571 | 4.71 | 2654 | 0.107 | 0.021 | 2663.092 |  | 0.531 | 0.177 | 0.047 | 26.54 | 2.15 | 0.43 |  | 325 | 107 | 325 | 107 | EIA | EIA | EIA | EIA | EIA | EIA | -- | EIA | EIA | [14 empty] | 16250 | 0 | 20 | 0 | 0 | 0 | 0 | 0 | 0 | 0 | 0 | 0 | 20 | 0 | 0 | 20 | 0 | 0 | 1 | 0 | 0 | 0 | 0 | 0 | 0 | 0 | 0 | 0 | 1 | 0 | 0 | 1 | 0 | [7 empty] | https://www.google.com/maps/@?api=1&map_action=map&center=45.585000000000001%2C-95.904200000000003&zoom=17&basemap=satellite | 5719 | [118 empty] | 0.22 |  |  | 36 |  |  | 0.35 | 0.14 |  |  | 31 |  |  | 0.4 | 0.29 |  |  | 52 |  |  | 0.3 | 0.02 |  |  | 61 |  |  | 0.05 | 0.06 |  |  | 39 |  |  | 0.12 | 0.06 |  |  | 58 |  |  | 0.06 | 0.14 |  |  | 44 |  |  | 0.16 | 0.05022 | 3.0436 | Oil | FRS_110040105016
2674 | 5860 | 2021 | MN | Taconite Harbor Energy Center | 10075 | ALLETE, Inc. | 12647 | ALLETE, Inc. | 12647 | Electric Utility | Midcontinent Independent Transmission System Operator, Inc.. | MISO | MRO | MROW | MRO West | MISO | 27 | 31 | Cook | 47.5314 | -90.9114 | 2 | 2 | SUB | COAL | Yes | 0 | 168 | [8 empty] | 0 |  | 0 | 0 | 0 | 0 |  | 0 | 0 | [36 empty] | 0 |  | 0 | [6 empty] | -- |  | EPA/CAMD | [15 empty] | 0 | 0 | 0 | 0 | 0 | 0 | 0 | 0 | 0 | 0 | 0 | 0 | 0 | 0 | 0 | 0 | [16 empty] | Yes | [6 empty] | https://www.google.com/maps/@?api=1&map_action=map&center=47.531399999999998%2C-90.9114&zoom=17&basemap=satellite | 62 | [118 empty] | 0.2 |  |  | 33 |  |  | 0.35 | 0.1 |  |  | 24 |  |  | 0.4 | 0.31 |  |  | 55 |  |  | 0.3 | 0 |  |  | 0 |  |  | 0.05 | 0.06 |  |  | 41 |  |  | 0.12 | 0.05 |  |  | 50 |  |  | 0.06 | 0.32 |  |  | 91 |  |  | 0.16 |  |  | Coal | FRS_
2675 | 5868 | 2021 | MN | Thomson Reuters Campus Bldg A-D | 55133 | Dakota Electric Association | 25177 | Thomson Corp | 18981 | Industrial Non-CHP | Midcontinent Independent Transmission System Operator, Inc.. | MISO | MRO | MROW | MRO West | MISO | 27 | 37 | Dakota | 44.8196 | -93.1156 | 7 | 7 | DFO | OIL |  | 0.0051 | 14 | 1 | [6 empty] | 5187 | 3074.001 | 5187 | 3074.001 | 625.002 | 366.002 | 8.19 | 4.858 | 0.752 | 423.584 | 34.306 | 6.861 | 425.035 |  | 26.208 | 26.546 | 2.406 | 1355.464 | 0.055 | 0.011 | 1360.108 |  | 3.158 | 3.161 | 0.29 | 163.325 | 0.007 | 0.001 | 163.885 |  | 26.208 | 26.546 | 2.406 | 1355.469 | 0.055 | 0.011 | 1360.112 |  | 8.19 | 4.858 | 0.752 | 423.584 | 34.306 | 6.861 |  | 5187 | 3074.001 | 5187 | 3074.001 | EIA | EIA | EIA | EIA | EIA | EIA | -- | EIA | EIA | [14 empty] | 8299.2 | 0 | 625 | 0 | 0 | 0 | 0 | 0 | 0 | 0 | 0 | 0 | 625 | 0 | 0 | 625 | 0 | 0 | 1 | 0 | 0 | 0 | 0 | 0 | 0 | 0 | 0 | 0 | 1 | 0 | 0 | 1 | 0 | [7 empty] | https://www.google.com/maps/@?api=1&map_action=map&center=44.819600000000001%2C-93.115600000000001&zoom=17&basemap=satellite | 38857 | [118 empty] | 0.16 |  |  | 23 |  |  | 0.35 | 0.21 |  |  | 40 |  |  | 0.4 | 0.1 |  |  | 18 |  |  | 0.3 | 0.04 |  |  | 71 |  |  | 0.05 | 0.02 |  |  | 19 |  |  | 0.12 | 0.07 |  |  | 65 |  |  | 0.06 | 0.13 |  |  | 38 |  |  | 0.16 | 0.25079 | 2.8178 | Oil | FRS_110028024493
2676 | 9324 | 2021 | PA | Newman (PA) | 54250 | PECO Energy Co | 14940 | Newman & Co Inc | 13542 | Industrial CHP | PJM Interconnection, LLC | PJM | RFC | RFCE | RFC East | PJM | 42 | 101 | Philadelphia | 40.014 | -75.0528 | 1 | 1 | NG | GAS |  | 0.74918 | 1.8 | 0.084707 |  | Yes | 422250.4 | 0.095 | 0.11293 |  | 65369.556 | 29029.47 | 65369.556 | 29029.47 | 11813 | 5246 | 5.364 | 2.382 | 0.104 | 3820.493 | 144.379 | 14.477 | 3824.455 |  | 0.908 | 0.908 | 0.018 | 646.829 | 0.012 | 0.001 | 647.499 |  | 0.164 | 0.164 | 0.003 | 116.889 | 0.002 | 0 | 117.01 |  | 0.908 | 0.908 | 0.018 | 646.829 | 0.012 | 0.001 | 647.499 |  | 47.494 | 21.095 | 0.924 | 33829.68 | 1278.444 | 128.194 |  | 578834 | 257050 | 578834 | 257050 | EIA | EIA | EIA | EIA | EIA | EIA | -- | EIA | EIA | [6 empty] | 513464.444 | 228020.53 | 42.13 | 18.713 | 0.82 | 30009.187 | 1134.065 | 113.717 | 5533.6964 | 0 | 10.764 | 11802.236 | 0 | 0 | 0 | 0 | 0 | 0 | 0 | 0 | 11813 | 0 | 0 | 11813 | 0 | 0 | 0.0009112 | 0.99909 | 0 | 0 | 0 | 0 | 0 | 0 | 0 | 0 | 1 | 0 | 0 | 1 | 0 | [7 empty] | https://www.google.com/maps/@?api=1&map_action=map&center=40.013992999999999%2C-75.05283&zoom=17&basemap=satellite | 254892 | [118 empty] | 0.56 |  |  | 79 |  |  | 0.35 | 0.65 |  |  | 75 |  |  | 0.4 | 0.48 |  |  | 77 |  |  | 0.3 | 0.1 |  |  | 84 |  |  | 0.05 | 0.18 |  |  | 78 |  |  | 0.12 | 0.08 |  |  | 76 |  |  | 0.06 | 0.11 |  |  | 31 |  |  | 0.16 | 0.20934 | 0.041111 | Gas | FRS_110001203402
2677 | 5869 | 2021 | MN | Thomson Reuters Data Center Bldg ES101 | 57207 | Dakota Electric Association | 25177 | Thomson Corp | 18981 | Commercial Non-CHP | Midcontinent Independent Transmission System Operator, Inc.. | MISO | MRO | MROW | MRO West | MISO | 27 | 37 | Dakota | 44.8244 | -93.1139 | 1 | 1 | DFO | OIL |  | 0.00266 | 1.2 | 1 | [6 empty] | 237 | 201 | 237 | 201 | 28 | 24 | 0.373 | 0.317 | 0.034 | 19.354 | 1.567 | 0.313 | 19.42 |  | 26.643 | 26.417 | 2.457 | 1382.429 | 0.056 | 0.011 | 1387.165 |  | 3.148 | 3.154 | 0.29 | 163.325 | 0.007 | 0.001 | 163.884 |  | 26.643 | 26.417 | 2.457 | 1382.429 | 0.056 | 0.011 | 1387.165 |  | 0.373 | 0.317 | 0.034 | 19.354 | 1.567 | 0.313 |  | 237 | 201 | 237 | 201 | EIA | EIA | EIA | EIA | EIA | EIA | -- | EIA | EIA | [14 empty] | 8464.2857 | 0 | 28 | 0 | 0 | 0 | 0 | 0 | 0 | 0 | 0 | 0 | 28 | 0 | 0 | 28 | 0 | 0 | 1 | 0 | 0 | 0 | 0 | 0 | 0 | 0 | 0 | 0 | 1 | 0 | 0 | 1 | 0 | [7 empty] | https://www.google.com/maps/@?api=1&map_action=map&center=44.824399999999997%2C-93.113900000000001&zoom=17&basemap=satellite | 37518 | [118 empty] | 0.16 |  |  | 23 |  |  | 0.35 | 0.21 |  |  | 40 |  |  | 0.4 | 0.11 |  |  | 19 |  |  | 0.3 | 0.04 |  |  | 72 |  |  | 0.05 | 0.02 |  |  | 20 |  |  | 0.12 | 0.07 |  |  | 64 |  |  | 0.06 | 0.13 |  |  | 40 |  |  | 0.16 | 0.02294 | 2.5489 | Oil | FRS_110028024493
2678 | 5870 | 2021 | MN | Thomson Reuters Data Center Bldg H | 57208 | Dakota Electric Association | 25177 | Thomson Corp | 18981 | Commercial Non-CHP | Midcontinent Independent Transmission System Operator, Inc.. | MISO | MRO | MROW | MRO West | MISO | 27 | 37 | Dakota | 44.8289 | -93.1167 | 4 | 4 | DFO | OIL |  | 0.0024 | 8 | 1 | [6 empty] | 1629 | 968 | 1629 | 968 | 168 | 103 | 2.572 | 1.528 | 0.236 | 133.028 | 10.774 | 2.155 | 133.484 |  | 30.619 | 29.67 | 2.814 | 1583.667 | 0.064 | 0.013 | 1589.092 |  | 3.158 | 3.157 | 0.29 | 163.325 | 0.007 | 0.001 | 163.884 |  | 30.619 | 29.67 | 2.814 | 1583.667 | 0.064 | 0.013 | 1589.092 |  | 2.572 | 1.528 | 0.236 | 133.028 | 10.774 | 2.155 |  | 1629 | 968 | 1629 | 968 | EIA | EIA | EIA | EIA | EIA | EIA | -- | EIA | EIA | [14 empty] | 9696.4286 | 0 | 168 | 0 | 0 | 0 | 0 | 0 | 0 | 0 | 0 | 0 | 168 | 0 | 0 | 168 | 0 | 0 | 1 | 0 | 0 | 0 | 0 | 0 | 0 | 0 | 0 | 0 | 1 | 0 | 0 | 1 | 0 | [7 empty] | https://www.google.com/maps/@?api=1&map_action=map&center=44.828899999999997%2C-93.116699999999994&zoom=17&basemap=satellite | 39728 | [118 empty] | 0.17 |  |  | 25 |  |  | 0.35 | 0.22 |  |  | 41 |  |  | 0.4 | 0.11 |  |  | 19 |  |  | 0.3 | 0.04 |  |  | 72 |  |  | 0.05 | 0.02 |  |  | 20 |  |  | 0.12 | 0.06 |  |  | 62 |  |  | 0.06 | 0.14 |  |  | 42 |  |  | 0.16 | 0.20243 | 3.1879 | Oil | FRS_110028024493
2679 | 7872 | 2021 | NV | Saguaro Power | 54271 | Nevada Power Co | 13407 | Saguaro Power Co | 16553 | IPP CHP | Nevada Power Company | NEVP | WECC | AZNM | WECC Southwest |  | 32 | 3 | Clark | 36.0417 | -115.0117 | 4 | 3 | NG | GAS |  | 0.66803 | 127.2 | 0.21995 |  | Yes | 1451104 | 1.751 | 0.70009 |  | 4826050.073 | 2151029.895 | 4826050.073 | 2151029.895 | 744370 | 329167 | 744.305 | 332.012 | 7.712 | 282056.223 | 10639.63 | 1063.963 | 282347.749 |  | 2 | 2.017 | 0.021 | 757.839 | 0.014 | 0.001 | 758.622 |  | 0.308 | 0.309 | 0.003 | 116.889 | 0.002 | 0 | 117.01 |  | 2 | 2.017 | 0.021 | 757.839 | 0.014 | 0.001 | 758.622 |  | 1063.155 | 474.241 | 11.016 | 402884.989 | 15197.492 | 1519.749 |  | 6893459.424 | 3072499.679 | 6893459.424 | 3072499.679 | EIA | EIA |  | EIA | EIA | EIA | -- | EIA | EIA | [6 empty] | 2067409.351 | 921469.784 | 318.85 | 142.229 | 3.304 | 120828.766 | 4557.862 | 455.786 | 6483.4022 | 0 | 0 | 744370 | 0 | 0 | 0 | 0 | 0 | 0 | 0 | 0 | 744370 | 0 | 0 | 744370 | 0 | 0 | 0 | 1 | 0 | 0 | 0 | 0 | 0 | 0 | 0 | 0 | 1 | 0 | 0 | 1 | 0 | [7 empty] | https://www.google.com/maps/@?api=1&map_action=map&center=36.041699999999999%2C-115.0117&zoom=17&basemap=satellite | 96212 | [118 empty] | 0.34 |  |  | 57 |  |  | 0.35 | 0.43 |  |  | 61 |  |  | 0.4 | 0.26 |  |  | 47 |  |  | 0.3 | 0.03 |  |  | 67 |  |  | 0.05 | 0.09 |  |  | 54 |  |  | 0.12 | 0.05 |  |  | 47 |  |  | 0.06 | 0.16 |  |  | 53 |  |  | 0.16 | 15.0269 | 0.040101 | Gas | FRS_110039495613
2680 | 5882 | 2021 | MN | Univ Minnesota CHP Plant | 59197 | Northern States Power Co - Minnesota | 13781 | Veolia Energy | 57341 | IPP CHP | Midcontinent Independent Transmission System Operator, Inc.. | MISO | MRO | MROW | MRO West | MISO | 27 | 53 | Hennepin | 44.9786 | -93.2408 | 1 | 1 | NG | GAS |  | 0.94852 | 21 | 0 |  | Yes | 0 |  | 1 |  | 1952497 | 858792 | 1952497 | 858792 | 174490 | 76749 | 283.215 | 124.886 | 3.083 | 114112.767 | 4406.363 | 455.912 | 114235.777 |  | 3.246 | 3.254 | 0.035 | 1307.958 | 0.025 | 0.003 | 1309.368 |  | 0.29 | 0.291 | 0.003 | 116.889 | 0.002 | 0 | 117.015 |  | 3.246 | 3.254 | 0.035 | 1307.958 | 0.025 | 0.003 | 1309.368 |  | 283.215 | 124.886 | 3.083 | 114112.767 | 4406.363 | 455.912 |  | 1952497 | 858792 | 1952497 | 858792 | EIA | EIA | EIA | EIA | EIA | EIA | -- | EIA | EIA | [6 empty] | 0 | 0 | 0 | 0 | 0 | 0 | 0 | 0 | 11189.7358 | 0 | 2064 | 172426 | 0 | 0 | 0 | 0 | 0 | 0 | 0 | 0 | 174490 | 0 | 0 | 174490 | 0 | 0 | 0.011829 | 0.98817 | 0 | 0 | 0 | 0 | 0 | 0 | 0 | 0 | 1 | 0 | 0 | 1 | 0 | [7 empty] | https://www.google.com/maps/@?api=1&map_action=map&center=44.978611000000001%2C-93.240832999999995&zoom=17&basemap=satellite | 222483 | [118 empty] | 0.44 |  |  | 69 |  |  | 0.35 | 0.44 |  |  | 62 |  |  | 0.4 | 0.44 |  |  | 73 |  |  | 0.3 | 0.08 |  |  | 81 |  |  | 0.05 | 0.12 |  |  | 62 |  |  | 0.12 | 0.05 |  |  | 53 |  |  | 0.06 | 0.09 |  |  | 23 |  |  | 0.16 | 0.84648 | 0.01028 | Gas | FRS_110001850113
2681 | 6985 | 2021 | NC | University of NC Chapel Hill | 54276 | Duke Energy Carolinas, LLC | 5416 | University of North Carolina | 19541 | Commercial CHP | Duke Energy Carolinas | DUK | SERC | SRVC | SERC Virginia/Carolina |  | 37 | 135 | Orange | 35.9069 | -79.0617 | 3 | 3 | BIT | COAL | Yes | 0.19359 | 32 | 1 |  | Yes | 1623715.2 | 0.114 | 0.13201 |  | 332723.275 | 135784.079 | 332723.275 | 135784.079 | 54266 | 19523 | 43.133 | 9.455 | 202.782 | 34082.082 | 4038.668 | 571.416 | 34217.707 |  | 1.59 | 0.969 | 7.474 | 1256.112 | 0.074 | 0.011 | 1261.11 |  | 0.259 | 0.139 | 1.219 | 204.867 | 0.012 | 0.002 | 205.683 |  | 1.59 | 0.969 | 7.474 | 1256.112 | 0.074 | 0.011 | 1261.11 |  | 326.738 | 71.623 | 1536.106 | 258177.586 | 30593.602 | 4328.572 |  | 2520435.55 | 1028587.55 | 2520435.55 | 1028587.55 | EPA/CAMD; EIA | EPA/CAMD | EIA | EIA | EIA | EIA | -- | EPA/CAMD; EIA | EPA/CAMD | [6 empty] | 2187712.275 | 892803.471 | 283.605 | 62.168 | 1333.324 | 224095.504 | 26554.933 | 3757.157 | 6131.3396 | 28983.471 | 0 | 25282.529 | 0 | 0 | 0 | 0 | 0 | 0 | 0 | 0 | 54266 | 0 | 0 | 54266 | 0 | 0.5341 | 0 | 0.4659 | 0 | 0 | 0 | 0 | 0 | 0 | 0 | 0 | 1 | 0 | 0 | 1 | 0 | Yes |  | 574897.288 |  | 29.742 |  |  | https://www.google.com/maps/@?api=1&map_action=map&center=35.9069%2C-79.061700000000002&zoom=17&basemap=satellite | 62607 | [118 empty] | 0.35 |  |  | 58 |  |  | 0.35 | 0.31 |  |  | 51 |  |  | 0.4 | 0.33 |  |  | 58 |  |  | 0.3 | 0.03 |  |  | 68 |  |  | 0.05 | 0.05 |  |  | 33 |  |  | 0.12 | 0.04 |  |  | 36 |  |  | 0.06 | 0.1 |  |  | 28 |  |  | 0.16 | 0.8528 | 0.027104 | Coal | FRS_110006710684
2682 | 5955 | 2021 | MN | Water Reclamation Plant | 58617 | Rochester Public Utilities | 16181 | City of Rochester | 58569 | Commercial CHP | Midcontinent Independent Transmission System Operator, Inc.. | MISO | MRO | MROW | MRO West | MISO | 27 | 109 | Olmsted | 44.0647 | -92.4692 | 2 | 2 | OBG | BIOMASS |  | 0.1532 | 2 | 1 | Yes | Yes | 15581.6 | 0.588 | 0.43942 |  | 16942.788 | 7290.887 | 16942.788 | 7290.887 | 2684 | 1155 | 37.367 | 16.079 | 0.055 | 0 | 39.409 | 3.941 | 1.08 |  | 27.844 | 27.843 | 0.041 | 0 | 0.015 | 0.001 | 0.805 |  | 4.411 | 4.411 | 0.007 | 0 | 0.002 | 0 | 0.127 |  | 27.844 | 27.843 | 0.041 | 0 | 0.015 | 0.001 | 0.805 |  | 85.036 | 36.592 | 0.125 | 2448.362 | 89.684 | 8.968 |  | 38557 | 16592 | 38557 | 16592 | EIA | EIA | EIA | EIA | EIA | EIA | -- | EIA | EIA |  |  |  | 2448.361 |  |  | 21614.212 | 9301.113 | 47.669 | 20.513 | 0.07 | 0 | 50.275 | 5.027 | 6312.5143 | 0 | 0 | 0 | 0 | 0 | 2684 | 0 | 0 | 0 | 0 | 0 | 0 | 2684 | 2684 | 2684 | 0 | 0 | 0 | 0 | 0 | 0 | 1 | 0 | 0 | 0 | 0 | 0 | 0 | 1 | 1 | 1 | 0 | [7 empty] | https://www.google.com/maps/@?api=1&map_action=map&center=44.064722000000003%2C-92.469166999999999&zoom=17&basemap=satellite | 57591 | [118 empty] | 0.26 |  |  | 45 |  |  | 0.35 | 0.28 |  |  | 48 |  |  | 0.4 | 0.25 |  |  | 45 |  |  | 0.3 | 0.04 |  |  | 71 |  |  | 0.05 | 0.07 |  |  | 43 |  |  | 0.12 | 0.06 |  |  | 61 |  |  | 0.06 | 0.17 |  |  | 57 |  |  | 0.16 | 0.077482 | 0.093016 | Biomass | FRS_110003814310
2683 | 5964 | 2021 | MN | West Group Data Center | 54294 | Dakota Electric Association | 25177 | Thomson Corp | 18981 | Commercial Non-CHP | Midcontinent Independent Transmission System Operator, Inc.. | MISO | MRO | MROW | MRO West | MISO | 27 | 37 | Dakota | 44.8256 | -93.1139 | 4 | 4 | DFO | OIL |  | 0.0039 | 8 | 1 | [6 empty] | 2438 | 1516 | 2438 | 1516 | 273 | 187 | 3.848 | 2.396 | 0.354 | 199.096 | 16.125 | 3.225 | 199.778 |  | 28.19 | 25.626 | 2.59 | 1458.579 | 0.059 | 0.012 | 1463.576 |  | 3.157 | 3.161 | 0.29 | 163.327 | 0.007 | 0.001 | 163.887 |  | 28.19 | 25.626 | 2.59 | 1458.579 | 0.059 | 0.012 | 1463.576 |  | 3.848 | 2.396 | 0.354 | 199.096 | 16.125 | 3.225 |  | 2438 | 1516 | 2438 | 1516 | EIA | EIA | EIA | EIA | EIA | EIA | -- | EIA | EIA | [14 empty] | 8930.4029 | 0 | 273 | 0 | 0 | 0 | 0 | 0 | 0 | 0 | 0 | 0 | 273 | 0 | 0 | 273 | 0 | 0 | 1 | 0 | 0 | 0 | 0 | 0 | 0 | 0 | 0 | 0 | 1 | 0 | 0 | 1 | 0 | [7 empty] | https://www.google.com/maps/@?api=1&map_action=map&center=44.825600000000001%2C-93.113900000000001&zoom=17&basemap=satellite | 37971 | [118 empty] | 0.16 |  |  | 24 |  |  | 0.35 | 0.21 |  |  | 40 |  |  | 0.4 | 0.11 |  |  | 19 |  |  | 0.3 | 0.04 |  |  | 72 |  |  | 0.05 | 0.02 |  |  | 20 |  |  | 0.12 | 0.07 |  |  | 64 |  |  | 0.06 | 0.13 |  |  | 40 |  |  | 0.16 | 0.87281 | 3.4912 | Oil | FRS_110040564056
2684 | 10671 | 2021 | VA | Birchwood Power Facility | 54304 | Virginia Electric & Power Co | 19876 | Birchwood Power Partners LP | 1735 | IPP Non-CHP | PJM Interconnection, LLC | PJM | SERC | SRVC | SERC Virginia/Carolina | PJM | 51 | 99 | King George | 38.2667 | -77.3147 | 1 | 1 | BIT | COAL | Yes | 0.03996 | 258.3 | 1 |  | Yes | 0 |  | 1 |  | 1021547.813 | 0 | 1021547.813 | 0 | 90415 | 0 | 49.608 | 0 | 47.78 | 104810.073 | 23323.174 | 3395.381 | 105607.524 |  | 1.097 |  | 1.057 | 2318.422 | 0.258 | 0.038 | 2336.062 |  | 0.097 |  | 0.094 | 205.199 | 0.023 | 0.003 | 206.76 |  | 1.097 |  | 1.057 | 2318.422 | 0.258 | 0.038 | 2336.062 |  | 49.608 | 0 | 47.78 | 104810.073 | 23323.174 | 3395.381 |  | 1021547.813 | 0 | 1021547.813 | 0 | EPA/CAMD | EIA | EPA/CAMD | EPA/CAMD | EIA | EIA | -- | EPA/CAMD | EPA/CAMD | [6 empty] | 0 | 0 | 0 | 0 | 0 | 0 | 0 | 0 | 11298.4329 | 89668.085 | 746.915 | 0 | 0 | 0 | 0 | 0 | 0 | 0 | 0 | 0 | 90415 | 0 | 0 | 90415 | 0 | 0.99174 | 0.008261 | 0 | 0 | 0 | 0 | 0 | 0 | 0 | 0 | 0 | 1 | 0 | 0 | 1 | 0 | Yes | [6 empty] | https://www.google.com/maps/@?api=1&map_action=map&center=38.2667%2C-77.314700000000002&zoom=17&basemap=satellite | 3125 | [118 empty] | 0.25 |  |  | 42 |  |  | 0.35 | 0.24 |  |  | 44 |  |  | 0.4 | 0.25 |  |  | 46 |  |  | 0.3 | 0 |  |  | 0 |  |  | 0.05 | 0.12 |  |  | 64 |  |  | 0.12 | 0.03 |  |  | 29 |  |  | 0.06 | 0.16 |  |  | 51 |  |  | 0.16 | 0.85452 | 0.022073 | Coal | FRS_110000542743
2685 | 5965 | 2021 | MN | West Group Data Center F | 56247 | Dakota Electric Association | 25177 | Thomson Corp | 18981 | Commercial Non-CHP | Midcontinent Independent Transmission System Operator, Inc.. | MISO | MRO | MROW | MRO West | MISO | 27 | 37 | Dakota | 44.8283 | -93.1167 | 4 | 4 | DFO | OIL |  | 0.00448 | 8 | 1 | [6 empty] | 3098 | 1357 | 3098 | 1357 | 314 | 148 | 4.892 | 2.144 | 0.449 | 252.992 | 20.49 | 4.098 | 253.859 |  | 31.159 | 28.973 | 2.861 | 1611.414 | 0.065 | 0.013 | 1616.935 |  | 3.158 | 3.16 | 0.29 | 163.326 | 0.007 | 0.001 | 163.886 |  | 31.159 | 28.973 | 2.861 | 1611.414 | 0.065 | 0.013 | 1616.935 |  | 4.892 | 2.144 | 0.449 | 252.992 | 20.49 | 4.098 |  | 3098 | 1357 | 3098 | 1357 | EIA | EIA | EIA | EIA | EIA | EIA | -- | EIA | EIA | [14 empty] | 9866.242 | 0 | 314 | 0 | 0 | 0 | 0 | 0 | 0 | 0 | 0 | 0 | 314 | 0 | 0 | 314 | 0 | 0 | 1 | 0 | 0 | 0 | 0 | 0 | 0 | 0 | 0 | 0 | 1 | 0 | 0 | 1 | 0 | [7 empty] | https://www.google.com/maps/@?api=1&map_action=map&center=44.828299999999999%2C-93.116699999999994&zoom=17&basemap=satellite | 39712 | [118 empty] | 0.17 |  |  | 25 |  |  | 0.35 | 0.22 |  |  | 41 |  |  | 0.4 | 0.11 |  |  | 19 |  |  | 0.3 | 0.04 |  |  | 72 |  |  | 0.05 | 0.02 |  |  | 20 |  |  | 0.12 | 0.06 |  |  | 63 |  |  | 0.06 | 0.13 |  |  | 41 |  |  | 0.16 | 0.49057 | 5.3615 | Oil | FRS_110040564056
2686 | 5970 | 2021 | MN | Westside Energy Station | 60564 | Rochester Public Utilities | 16181 | Rochester Public Utilities | 16181 | Electric Utility | Midcontinent Independent Transmission System Operator, Inc.. | MISO | MRO | MROW | MRO West | MISO | 27 | 109 | Olmsted | 44.039 | -92.5519 | 5 | 5 | NG | GAS |  | 0.13637 | 46.5 | 1 | [6 empty] | 475400 | 209632 | 475400 | 209632 | 55548 | 24494 | 603.625 | 266.175 | 0.76 | 27784.53 | 1048.078 | 104.808 | 27813.247 |  | 21.733 | 21.734 | 0.027 | 1000.379 | 0.019 | 0.002 | 1001.413 |  | 2.539 | 2.539 | 0.003 | 116.889 | 0.002 | 0 | 117.01 |  | 21.733 | 21.734 | 0.027 | 1000.379 | 0.019 | 0.002 | 1001.413 |  | 603.625 | 266.175 | 0.76 | 27784.53 | 1048.078 | 104.808 |  | 475400 | 209632 | 475400 | 209632 | EIA | EIA | EIA | EIA | EIA | EIA | -- | EIA | EIA | [14 empty] | 8558.3639 | 0 | 0 | 55548 | 0 | 0 | 0 | 0 | 0 | 0 | 0 | 0 | 55548 | 0 | 0 | 55548 | 0 | 0 | 0 | 1 | 0 | 0 | 0 | 0 | 0 | 0 | 0 | 0 | 1 | 0 | 0 | 1 | 0 | [7 empty] | https://www.google.com/maps/@?api=1&map_action=map&center=44.039023%2C-92.551866000000004&zoom=17&basemap=satellite | 21785 | [118 empty] | 0.18 |  |  | 28 |  |  | 0.35 | 0.19 |  |  | 38 |  |  | 0.4 | 0.16 |  |  | 29 |  |  | 0.3 | 0.01 |  |  | 59 |  |  | 0.05 | 0.03 |  |  | 25 |  |  | 0.12 | 0.07 |  |  | 71 |  |  | 0.06 | 0.14 |  |  | 43 |  |  | 0.16 | 0.062402 | 0.0035716 | Gas | FRS_110070397017
2687 | 10059 | 2021 | TX | Goodyear Beaumont Chemical Plant | 54321 | Entergy Texas Inc. | 55937 | Goodyear Tire & Rubber Co | 7375 | Industrial CHP | Midcontinent Independent Transmission System Operator, Inc.. | MISO | SERC | SRMV | SERC Mississippi Valley | MISO | 48 | 245 | Jefferson | 29.9728 | -94.2142 | 12 | 5 | NG | GAS |  | 0.88256 | 34.8 | 0 |  | Yes | 6107506.4 | 0.15 | 0.16699 |  | 1479260.61 | 622432.419 | 1479260.61 | 622432.419 | 269048 | 113383 | 148.393 | 38.029 | 2.306 | 87433.39 | 5728.681 | 657.8 | 87603.01 |  | 1.103 | 0.671 | 0.017 | 649.946 | 0.021 | 0.002 | 651.207 |  | 0.201 | 0.122 | 0.003 | 118.212 | 0.004 | 0 | 118.442 |  | 1.103 | 0.671 | 0.017 | 649.946 | 0.021 | 0.002 | 651.207 |  | 888.635 | 227.733 | 13.806 | 523583.969 | 34305.495 | 3939.155 |  | 8858368.001 | 3727359.053 | 8858368.001 | 3727359.053 | EIA | EIA |  | EIA | EIA | EIA | -- | [8 empty] | 7379107.391 | 3104926.634 | 740.242 | 189.704 | 11.501 | 436150.579 | 28576.813 | 3281.355 | 5498.129 | 0 | 3413.952 | 265634.048 | 0 | 0 | 0 | 0 | 0 | 0 | 0 | 0 | 269048 | 0 | 0 | 269048 | 0 | 0 | 0.012689 | 0.98731 | 0 | 0 | 0 | 0 | 0 | 0 | 0 | 0 | 1 | 0 | 0 | 1 | 0 | [7 empty] | https://www.google.com/maps/@?api=1&map_action=map&center=29.972799999999999%2C-94.214200000000005&zoom=17&basemap=satellite | 1576 | [118 empty] | 0.39 |  |  | 63 |  |  | 0.35 | 0.49 |  |  | 66 |  |  | 0.4 | 0.28 |  |  | 50 |  |  | 0.3 | 0.15 |  |  | 89 |  |  | 0.05 | 0.07 |  |  | 43 |  |  | 0.12 | 0.03 |  |  | 31 |  |  | 0.06 | 0.15 |  |  | 48 |  |  | 0.16 | 3.1381 | 0.030164 | Gas | FRS_110028052773
2688 | 5972 | 2021 | MN | Willmar Municipal East Substation | 57034 | Willmar Municipal Utilities | 20737 | Willmar Municipal Utilities | 20737 | Electric Utility | Midcontinent Independent Transmission System Operator, Inc.. | MISO | MRO | MROW | MRO West | MISO | 27 | 67 | Kandiyohi | 45.1272 | -95.025 | 3 | 3 | DFO | OIL |  | 0.00099 | 6 | 1 | [6 empty] | 660 | 227.001 | 660 | 227.001 | 51.999 | 18 | 1.053 | 0.363 | 0.096 | 53.898 | 4.365 | 0.873 | 54.083 |  | 40.501 | 40.333 | 3.681 | 2073.04 | 0.084 | 0.017 | 2080.142 |  | 3.191 | 3.198 | 0.29 | 163.327 | 0.007 | 0.001 | 163.887 |  | 40.5 | 40.333 | 3.681 | 2073 | 0.084 | 0.017 | 2080.102 |  | 1.053 | 0.363 | 0.096 | 53.898 | 4.365 | 0.873 |  | 660 | 227.001 | 660 | 227.001 | EIA | EIA | EIA | EIA | EIA | EIA | -- | EIA | EIA | [14 empty] | 12692.3077 | 0 | 52 | 0 | 0 | 0 | 0 | 0 | 0 | 0 | 0 | 0 | 52 | 0 | 0 | 52 | 0 | 0 | 1 | 0 | 0 | 0 | 0 | 0 | 0 | 0 | 0 | 0 | 1 | 0 | 0 | 1 | 0 | [7 empty] | https://www.google.com/maps/@?api=1&map_action=map&center=45.127200000000002%2C-95.025000000000006&zoom=17&basemap=satellite | 19909 | [118 empty] | 0.4 |  |  | 65 |  |  | 0.35 | 0.37 |  |  | 57 |  |  | 0.4 | 0.44 |  |  | 73 |  |  | 0.3 | 0.05 |  |  | 75 |  |  | 0.05 | 0.14 |  |  | 68 |  |  | 0.12 | 0.08 |  |  | 73 |  |  | 0.06 | 0.17 |  |  | 55 |  |  | 0.16 | 0.068045 | 2.3464 | Oil | FRS_110045953474
2689 | 5973 | 2021 | MN | Willmar Municipal SW Substation | 57035 | Willmar Municipal Utilities | 20737 | Willmar Municipal Utilities | 20737 | Electric Utility | Midcontinent Independent Transmission System Operator, Inc.. | MISO | MRO | MROW | MRO West | MISO | 27 | 67 | Kandiyohi | 45.105 | -95.0844 | 3 | 3 | DFO | OIL |  | 0.00091 | 6 | 1 | [6 empty] | 594.999 | 203.001 | 594.999 | 203.001 | 48 | 17.001 | 0.951 | 0.327 | 0.086 | 48.588 | 3.935 | 0.787 | 48.754 |  | 39.625 | 38.468 | 3.6 | 2024.5 | 0.082 | 0.016 | 2031.436 |  | 3.197 | 3.222 | 0.29 | 163.321 | 0.007 | 0.001 | 163.881 |  | 39.625 | 38.468 | 3.6 | 2024.5 | 0.082 | 0.016 | 2031.436 |  | 0.951 | 0.327 | 0.086 | 48.588 | 3.935 | 0.787 |  | 594.999 | 203.001 | 594.999 | 203.001 | EIA | EIA | EIA | EIA | EIA | EIA | -- | EIA | EIA | [14 empty] | 12395.8125 | 0 | 48 | 0 | 0 | 0 | 0 | 0 | 0 | 0 | 0 | 0 | 48 | 0 | 0 | 48 | 0 | 0 | 1 | 0 | 0 | 0 | 0 | 0 | 0 | 0 | 0 | 0 | 1 | 0 | 0 | 1 | 0 | [7 empty] | https://www.google.com/maps/@?api=1&map_action=map&center=45.104999999999997%2C-95.084400000000002&zoom=17&basemap=satellite | 16628 | [118 empty] | 0.42 |  |  | 67 |  |  | 0.35 | 0.39 |  |  | 58 |  |  | 0.4 | 0.46 |  |  | 75 |  |  | 0.3 | 0.05 |  |  | 76 |  |  | 0.05 | 0.15 |  |  | 71 |  |  | 0.12 | 0.07 |  |  | 68 |  |  | 0.06 | 0.18 |  |  | 59 |  |  | 0.16 | 0.06541 | 2.336 | Oil | FRS_110008842397
2690 | 9518 | 2021 | RI | Ocean State Power II | 54324 | The Narragansett Electric Co | 13214 | Ocean State Power II | 27770 | IPP Non-CHP | ISO New England Inc. | ISNE | NPCC | NEWE | NPCC New England | ISONE | 44 | 7 | Providence | 42.0099 | -71.6701 | 2 | 3 | NG | GAS |  | 0.39518 | 254.2 | 0.6747 | [6 empty] | 7276564.816 | 3762156.244 | 7276564.816 | 3762156.244 | 879984 | 458240 | 111.928 | 56.289 | 2.185 | 432844.84 | 16441.617 | 1654.655 | 433296.904 |  | 0.254 | 0.246 | 0.005 | 983.756 | 0.019 | 0.002 | 984.784 |  | 0.031 | 0.03 | 0.001 | 118.97 | 0.002 | 0 | 119.094 |  | 0.254 | 0.246 | 0.005 | 983.756 | 0.019 | 0.002 | 984.784 |  | 111.928 | 56.289 | 2.185 | 432844.84 | 16441.617 | 1654.655 |  | 7276564.816 | 3762156.244 | 7276564.816 | 3762156.244 | EPA/CAMD | EPA/CAMD | EPA/CAMD | EPA/CAMD | EIA | EIA | -- | EPA/CAMD | EPA/CAMD | [14 empty] | 8268.9739 | 0 | 1846.716 | 878137.29 | 0 | 0 | 0 | 0 | 0 | 0 | 0 | 0 | 879984.006 | 0 | 0 | 879984.006 | 0 | 0 | 0.0020986 | 0.9979 | 0 | 0 | 0 | 0 | 0 | 0 | 0 | 0 | 1 | 0 | 0 | 1 | 0 | Yes |  | 5965057.105 | 354629.092 | 89.327 | 1.791 |  | https://www.google.com/maps/@?api=1&map_action=map&center=42.009900000000002%2C-71.670100000000005&zoom=17&basemap=satellite | 6170 | [118 empty] | 0.08 |  |  | 7 |  |  | 0.35 | 0.07 |  |  | 19 |  |  | 0.4 | 0.09 |  |  | 14 |  |  | 0.3 | 0 |  |  | 0 |  |  | 0.05 | 0.05 |  |  | 33 |  |  | 0.12 | 0.06 |  |  | 58 |  |  | 0.06 | 0.13 |  |  | 41 |  |  | 0.16 | 67.6339 | 0.21366 | Gas | FRS_110069998647
2691 | 10524 | 2021 | TX | Westhollow Technology Center | 54330 | CenterPoint Energy | 8901 | Shell Chemical LP | 17052 | Industrial CHP | Electric Reliability Council of Texas, Inc. | ERCO | TRE | ERCT | ERCOT All | ERCOT | 48 | 201 | Harris | 29.726 | -95.6382 | 1 | 1 | NG | GAS |  | 0.69049 | 3.7 | 0.18252 |  | Yes | 37520.8 | 2.036 | 0.73077 |  | 212217.096 | 106981.456 | 212217.096 | 106981.456 | 22380 | 11282 | 33.486 | 16.881 | 0.339 | 12402.928 | 467.859 | 46.786 | 12415.748 |  | 2.993 | 2.993 | 0.03 | 1108.394 | 0.021 | 0.002 | 1109.54 |  | 0.316 | 0.316 | 0.003 | 116.889 | 0.002 | 0 | 117.01 |  | 2.992 | 2.992 | 0.03 | 1108.381 | 0.021 | 0.002 | 1109.527 |  | 45.823 | 23.1 | 0.464 | 16972.35 | 640.225 | 64.023 |  | 290401 | 146395 | 290401 | 146395 | EIA | EIA | EIA | EIA | EIA | EIA | -- | EIA | EIA | [6 empty] | 78183.904 | 39413.544 | 12.337 | 6.219 | 0.125 | 4569.422 | 172.366 | 17.237 | 9482.3338 | 0 | 0 | 22380.26 | 0 | 0 | 0 | 0 | 0 | 0 | 0 | 0 | 22380.26 | 0 | 0 | 22380.26 | 0 | 0 | 0 | 1 | 0 | 0 | 0 | 0 | 0 | 0 | 0 | 0 | 1 | 0 | 0 | 1 | 0 | [7 empty] | https://www.google.com/maps/@?api=1&map_action=map&center=29.726016999999999%2C-95.638249000000002&zoom=17&basemap=satellite | 151773 | [118 empty] | 0.59 |  |  | 82 |  |  | 0.35 | 0.81 |  |  | 84 |  |  | 0.4 | 0.37 |  |  | 64 |  |  | 0.3 | 0.1 |  |  | 85 |  |  | 0.05 | 0.15 |  |  | 70 |  |  | 0.12 | 0.07 |  |  | 65 |  |  | 0.06 | 0.12 |  |  | 36 |  |  | 0.16 | 0.059012 | 0.010741 | Gas | FRS_110000599291
2692 | 9210 | 2021 | PA | Bucknell University | 54333 | Citizens Electric Co - (PA) | 3597 | Bucknell University | 2468 | Commercial CHP | PJM Interconnection, LLC | PJM | RFC | RFCE | RFC East | PJM | 42 | 119 | Union | 40.955 | -76.8788 | 2 | 2 | NG | GAS |  | 0.73858 | 5.9 | 0.10236 |  | Yes | 303640 | 0.429 | 0.36391 |  | 203875.99 | 79205.781 | 203875.99 | 79205.781 | 38173 | 14451 | 31.565 | 12.268 | 0.326 | 11917.358 | 449.839 | 45.039 | 11929.692 |  | 1.654 | 1.698 | 0.017 | 624.387 | 0.012 | 0.001 | 625.033 |  | 0.31 | 0.31 | 0.003 | 116.908 | 0.002 | 0 | 117.029 |  | 1.654 | 1.698 | 0.017 | 624.387 | 0.012 | 0.001 | 625.033 |  | 86.738 | 33.712 | 0.895 | 32748.241 | 1236.133 | 123.765 |  | 560239.927 | 217653.1 | 560239.927 | 217653.1 | EIA | EIA | EIA | EIA | EIA | EIA | -- | EIA | EIA | [6 empty] | 356363.937 | 138447.319 | 55.173 | 21.444 | 0.569 | 20830.883 | 786.294 | 78.726 | 5340.8427 | 0 | 14.371 | 38158.629 | 0 | 0 | 0 | 0 | 0 | 0 | 0 | 0 | 38173 | 0 | 0 | 38173 | 0 | 0 | 0.00037647 | 0.99962 | 0 | 0 | 0 | 0 | 0 | 0 | 0 | 0 | 1 | 0 | 0 | 1 | 0 | [7 empty] | https://www.google.com/maps/@?api=1&map_action=map&center=40.955015000000003%2C-76.878843000000003&zoom=17&basemap=satellite | 17822 | [118 empty] | 0.18 |  |  | 28 |  |  | 0.35 | 0.17 |  |  | 35 |  |  | 0.4 | 0.26 |  |  | 47 |  |  | 0.3 | 0 |  |  | 0 |  |  | 0.05 | 0.11 |  |  | 58 |  |  | 0.12 | 0.04 |  |  | 40 |  |  | 0.06 | 0.2 |  |  | 69 |  |  | 0.16 | 0.47891 | 0.030769 | Gas | FRS_110028041517
2693 | 5995 | 2021 | MO | Ameresco Jefferson City | 56896 | Union Electric Co - (MO) | 19436 | AMERESCO Jefferson City LLC | 56102 | IPP Non-CHP | Midcontinent Independent Transmission System Operator, Inc.. | MISO | SERC | SRMW | SERC Midwest | MISO | 29 | 51 | Cole | 38.5524 | -92.0449 | 3 | 3 | LFG | BIOMASS |  | 0.8532 | 3 | 0 | Yes | [5 empty] | 230273.001 | 101106.999 | 230273.001 | 101106.999 | 22422 | 9845.001 | 0 | 0 | 3.857 | 0.001 | 0 | 0 | 0.001 |  | 0 | 0 | 0.344 | 0 | 0 | 0 | 0 |  | 0 | 0 | 0.033 | 0 | 0 | 0 | 0 |  | 0 | 0 | 0.344 | 0 | 0 | 0 | 0 |  | 156.612 | 68.763 | 5.181 | 14622.288 | 535.616 | 53.562 |  | 230273.001 | 101106.999 | 230273.001 | 101106.999 | EIA | EIA | EIA | EIA | EIA | EIA | -- | EIA | EIA | 156.612 | 68.763 | 1.324 | 14622.287 | 535.616 | 53.562 | [8 empty] | 10269.9581 | 0 | 0 | 0 | 0 | 0 | 22422 | 0 | 0 | 0 | 0 | 0 | 0 | 22422 | 22422 | 22422 | 0 | 0 | 0 | 0 | 0 | 0 | 1 | 0 | 0 | 0 | 0 | 0 | 0 | 1 | 1 | 1 | 0 | [7 empty] | https://www.google.com/maps/@?api=1&map_action=map&center=38.552371000000001%2C-92.044929999999994&zoom=17&basemap=satellite | 4387 | [118 empty] | 0.19 |  |  | 29 |  |  | 0.35 | 0.27 |  |  | 48 |  |  | 0.4 | 0.11 |  |  | 18 |  |  | 0.3 | 0 |  |  | 0 |  |  | 0.05 | 0.23 |  |  | 85 |  |  | 0.12 | 0.02 |  |  | 18 |  |  | 0.06 | 0.1 |  |  | 26 |  |  | 0.16 | 1.8796 | 0.15476 | Biomass | FRS_110040497281
2694 | 8726 | 2021 | OH | Morton Salt Rittman | 54335 | Ohio Edison Co | 13998 | Morton Salt Inc | 12986 | Industrial CHP | PJM Interconnection, LLC | PJM | RFC | RFCW | RFC West | PJM | 39 | 169 | Wayne | 40.9692 | -81.7756 | 3 | 1 | NG | GAS |  | 0.74238 | 2.5 | 0.09603 |  | Yes | 1113055.2 | 0.05 | 0.062328 |  | 91118.296 | 0 | 91118.296 | 0 | 16258.17 | 6480.728 | 7.178 | 2.861 | 0.146 | 5325.366 | 200.882 | 20.088 | 5330.87 |  | 0.883 | 0.883 | 0.018 | 655.1 | 0.012 | 0.001 | 655.777 |  | 0.158 |  | 0.003 | 116.889 | 0.002 | 0 | 117.01 |  | 0.883 | 0.883 | 0.018 | 655.1 | 0.012 | 0.001 | 655.777 |  | 115.165 | 45.907 | 2.336 | 85441.406 | 3222.991 | 322.299 |  | 1461923.073 | 0 | 1461923.073 | 0 | EIA | EIA | EIA | EIA | EIA | EIA | -- | EIA | EIA | [6 empty] | 1370804.777 | 0 | 107.987 | 43.046 | 2.19 | 80116.04 | 3022.11 | 302.211 | 5604.462 | 0 | 0 | 16258.17 | 0 | 0 | 0 | 0 | 0 | 0 | 0 | 0 | 16258.17 | 0 | 0 | 16258.17 | 0 | 0 | 0 | 1 | 0 | 0 | 0 | 0 | 0 | 0 | 0 | 0 | 1 | 0 | 0 | 1 | 0 | [7 empty] | https://www.google.com/maps/@?api=1&map_action=map&center=40.969200000000001%2C-81.775599999999997&zoom=17&basemap=satellite | 9968 | [118 empty] | 0.2 |  |  | 33 |  |  | 0.35 | 0.04 |  |  | 11 |  |  | 0.4 | 0.37 |  |  | 64 |  |  | 0.3 | 0 |  |  | 0 |  |  | 0.05 | 0.12 |  |  | 63 |  |  | 0.12 | 0.05 |  |  | 51 |  |  | 0.06 | 0.19 |  |  | 63 |  |  | 0.16 | 0.28242 | 0.041701 | Gas | FRS_110001627366
2695 | 10302 | 2021 | TX | Rio Grande Valley Sugar Growers | 54338 | AEP Texas Central Company | 3278 | Rio Grande Valley Sugar Growers, Inc. | 16098 | Industrial CHP | Electric Reliability Council of Texas, Inc. | ERCO | TRE | ERCT | ERCOT All | ERCOT | 48 | 215 | Hidalgo | 26.2697 | -97.867 | 6 | 5 | AB | BIOMASS |  | 0.00192 | 24.9 | 1 | Yes | Yes | 1009120 | 0.001 | 0.001886 |  | 2491.784 | 0.241 | 2491.784 | 0.241 | 419 | 3 | 0.23 | 0 | 0.031 | 4.357 | 170.932 | 22.434 | 9.836 |  | 1.097 | 0.258 | 0.15 | 20.796 | 0.408 | 0.054 | 46.95 |  | 0.185 | 3.203 | 0.025 | 3.497 | 0.069 | 0.009 | 7.895 |  | 1.097 | 0.258 | 0.15 | 20.796 | 0.408 | 0.054 | 46.95 |  | 121.892 | 0.205 | 16.671 | 169472.389 | 90635.102 | 11895.32 |  | 1321247 | 128 | 1321247 | 128 | EIA | EIA |  | EIA | EIA | EIA | -- | [5 empty] | 167162.253 |  |  | 1318755.216 | 127.759 | 121.662 | 0.205 | 16.639 | 2305.779 | 90464.17 | 11872.886 | 5946.979 | 0 | 15 | 0.644 | 0 | 0 | 403.356 | 0 | 0 | 0 | 0 | 0 | 15.644 | 403.356 | 403.356 | 419 | 0 | 0 | 0.0358 | 0.001537 | 0 | 0 | 0.96266 | 0 | 0 | 0 | 0 | 0 | 0.037337 | 0.96266 | 0.96266 | 1 | 0 | [7 empty] | https://www.google.com/maps/@?api=1&map_action=map&center=26.269683000000001%2C-97.867012000000003&zoom=17&basemap=satellite | 2789 | [118 empty] | 0.81 |  |  | 95 |  |  | 0.35 | 0.97 |  |  | 94 |  |  | 0.4 | 0.64 |  |  | 90 |  |  | 0.3 | 0.09 |  |  | 83 |  |  | 0.05 | 0.32 |  |  | 92 |  |  | 0.12 | 0.07 |  |  | 67 |  |  | 0.06 | 0.15 |  |  | 47 |  |  | 0.16 |  |  | Biomass | FRS_110028042721
2696 | 5998 | 2021 | MO | Audrain Power Plant | 55234 | Union Electric Co - (MO) | 19436 | Union Electric Co - (MO) | 19436 | Electric Utility | Midcontinent Independent Transmission System Operator, Inc.. | MISO | SERC | SRMW | SERC Midwest | MISO | 29 | 7 | Audrain | 39.3092 | -91.5369 | 8 | 8 | NG | GAS |  | 0.00591 | 814.4 | 1 | [6 empty] | 504019.877 | 478832.457 | 504019.877 | 478832.457 | 42141 | 40035 | 6.289 | 5.986 | 0.151 | 29952.685 | 1156.319 | 115.632 | 29984.368 |  | 0.298 | 0.299 | 0.007 | 1421.546 | 0.027 | 0.003 | 1423.05 |  | 0.025 | 0.025 | 0.001 | 118.855 | 0.002 | 0 | 118.981 |  | 0.298 | 0.299 | 0.007 | 1421.546 | 0.027 | 0.003 | 1423.05 |  | 6.289 | 5.986 | 0.151 | 29952.685 | 1156.319 | 115.632 |  | 504019.877 | 478832.457 | 504019.877 | 478832.457 | EPA/CAMD | EPA/CAMD | EPA/CAMD | EPA/CAMD | EIA | EIA | -- | EPA/CAMD | EPA/CAMD | [14 empty] | 11960.3205 | 0 | 0 | 42141.001 | 0 | 0 | 0 | 0 | 0 | 0 | 0 | 0 | 42141.001 | 0 | 0 | 42141.001 | 0 | 0 | 0 | 1 | 0 | 0 | 0 | 0 | 0 | 0 | 0 | 0 | 1 | 0 | 0 | 1 | 0 | Yes |  | 2911973.396 | 173054.29 | 35.99 | 0.874 |  | https://www.google.com/maps/@?api=1&map_action=map&center=39.309199999999997%2C-91.536900000000003&zoom=17&basemap=satellite | 2685 | [118 empty] | 0.3 |  |  | 51 |  |  | 0.35 | 0.17 |  |  | 35 |  |  | 0.4 | 0.47 |  |  | 77 |  |  | 0.3 | 0 |  |  | 0 |  |  | 0.05 | 0.19 |  |  | 78 |  |  | 0.12 | 0.04 |  |  | 43 |  |  | 0.06 | 0.18 |  |  | 61 |  |  | 0.16 | 0.9081 | 0.078508 | Gas | FRS_110017993420
2697 | 7860 | 2021 | NV | Nevada Cogen Associates 2 Black Mountain | 54349 | Nevada Power Co | 13407 | Nevada Cogeneration Assoc # 2 | 13365 | IPP CHP | Nevada Power Company | NEVP | WECC | AZNM | WECC Southwest |  | 32 | 3 | Clark | 36.2253 | -114.8783 | 4 | 4 | NG | GAS |  | 0.8576 | 96.3 | 0 |  | Yes | 1040573.6 | 2.373 | 0.75984 |  | 5048211.651 | 2142552.311 | 5048211.651 | 2142552.311 | 723457 | 310390 | 642.783 | 264.306 | 8.067 | 295040.352 | 11129.413 | 1112.941 | 295345.298 |  | 1.777 | 1.703 | 0.022 | 815.64 | 0.015 | 0.002 | 816.483 |  | 0.255 | 0.247 | 0.003 | 116.889 | 0.002 | 0 | 117.01 |  | 1.777 | 1.703 | 0.022 | 815.64 | 0.015 | 0.002 | 816.483 |  | 845.948 | 347.845 | 10.617 | 388294.138 | 14647.101 | 1464.71 |  | 6643806.443 | 2819751.594 | 6643806.443 | 2819751.594 | EIA | EIA |  | EIA | EIA | EIA | -- | EIA | EIA | [6 empty] | 1595594.792 | 677199.283 | 203.165 | 83.539 | 2.55 | 93253.786 | 3517.688 | 351.769 | 6977.9015 | 0 | 0 | 723457 | 0 | 0 | 0 | 0 | 0 | 0 | 0 | 0 | 723457 | 0 | 0 | 723457 | 0 | 0 | 0 | 1 | 0 | 0 | 0 | 0 | 0 | 0 | 0 | 0 | 1 | 0 | 0 | 1 | 0 | [7 empty] | https://www.google.com/maps/@?api=1&map_action=map&center=36.225299999999997%2C-114.8783&zoom=17&basemap=satellite | 0 | [121 empty] | 0 |  |  | 0.35 |  |  |  | 0 |  |  | 0.4 |  |  |  | 0 |  |  | 0.3 |  |  |  | 0 |  |  | 0.05 |  |  |  | 0 |  |  | 0.12 |  |  |  | 0 |  |  | 0.06 |  |  |  | 0 |  |  | 0.16 | 11.6077 | 0.03541 | Gas | FRS_110041142402
2698 | 5999 | 2021 | MO | Black Oak Power Producers | 59310 | Laclede Electric Coop, Inc | 10603 | Cube District Energy, LLC | 61038 | IPP Non-CHP | Associated Electric Cooperative, Inc. | AECI | SERC | SRMW | SERC Midwest |  | 29 | 229 | Wright | 37.2319 | -92.4539 | 2 | 2 | LFG | BIOMASS |  | 0.43276 | 4 | 0.61206 | Yes | [5 empty] | 114405 | 50232 | 114405 | 50232 | 15164 | 6658 | 0 | 0 | 1.916 | 0.001 | 0 | 0 | 0.001 |  | 0 | 0 | 0.253 | 0 | 0 | 0 | 0 |  | 0 | 0 | 0.034 | 0 | 0 | 0 | 0 |  | 0 | 0 | 0.253 | 0 | 0 | 0 | 0 |  | 80.216 | 35.22 | 2.574 | 7264.694 | 266.106 | 26.611 |  | 114405 | 50232 | 114405 | 50232 | EIA | EIA | EIA | EIA | EIA | EIA | -- | EIA | EIA | 80.216 | 35.22 | 0.658 | 7264.693 | 266.106 | 26.611 | [8 empty] | 7544.5133 | 0 | 0 | 0 | 0 | 0 | 15164 | 0 | 0 | 0 | 0 | 0 | 0 | 15164 | 15164 | 15164 | 0 | 0 | 0 | 0 | 0 | 0 | 1 | 0 | 0 | 0 | 0 | 0 | 0 | 1 | 1 | 1 | 0 | [7 empty] | https://www.google.com/maps/@?api=1&map_action=map&center=37.231943999999999%2C-92.453889000000004&zoom=17&basemap=satellite | 557 | [118 empty] | 0.24 |  |  | 41 |  |  | 0.35 | 0.1 |  |  | 23 |  |  | 0.4 | 0.38 |  |  | 66 |  |  | 0.3 | 0 |  |  | 0 |  |  | 0.05 | 0.18 |  |  | 77 |  |  | 0.12 | 0.07 |  |  | 64 |  |  | 0.06 | 0.14 |  |  | 46 |  |  | 0.16 | 1.7651 | 0.20475 | Biomass | FRS_110014003531
2699 | 7859 | 2021 | NV | Nevada Cogen Assoc#1 GarnetVly | 54350 | Nevada Power Co | 13407 | Nevada Cogeneration Assoc # 1 | 13399 | IPP CHP | Nevada Power Company | NEVP | WECC | AZNM | WECC Southwest |  | 32 | 3 | Clark | 36.3432 | -114.9207 | 4 | 4 | NG | GAS |  | 0.86229 | 94.8 | 0 |  | Yes | 1006388 | 2.428 | 0.76404 |  | 5127825.129 | 2236072.02 | 5127825.129 | 2236072.02 | 716086 | 310797 | 696.166 | 298.673 | 8.194 | 299693.324 | 11304.931 | 1130.493 | 300003.079 |  | 1.944 | 1.922 | 0.023 | 837.032 | 0.016 | 0.002 | 837.897 |  | 0.272 | 0.267 | 0.003 | 116.889 | 0.002 | 0 | 117.01 |  | 1.944 | 1.922 | 0.023 | 837.032 | 0.016 | 0.002 | 837.897 |  | 911.166 | 390.914 | 10.725 | 392248.841 | 14796.279 | 1479.628 |  | 6711472.368 | 2926647.301 | 6711472.368 | 2926647.301 | EIA | EIA |  | EIA | EIA | EIA | -- | EIA | EIA | [6 empty] | 1583647.239 | 690575.281 | 215 | 92.241 | 2.531 | 92555.517 | 3491.348 | 349.135 | 7160.9068 | 0 | 0 | 716086 | 0 | 0 | 0 | 0 | 0 | 0 | 0 | 0 | 716086 | 0 | 0 | 716086 | 0 | 0 | 0 | 1 | 0 | 0 | 0 | 0 | 0 | 0 | 0 | 0 | 1 | 0 | 0 | 1 | 0 | [7 empty] | https://www.google.com/maps/@?api=1&map_action=map&center=36.343229000000001%2C-114.920686&zoom=17&basemap=satellite | 0 | [121 empty] | 0 |  |  | 0.35 |  |  |  | 0 |  |  | 0.4 |  |  |  | 0 |  |  | 0.3 |  |  |  | 0 |  |  | 0.05 |  |  |  | 0 |  |  | 0.12 |  |  |  | 0 |  |  | 0.06 |  |  |  | 0 |  |  | 0.16 | 14.1689 | 0.03912 | Gas | FRS_110040980150
2700 | 6004 | 2021 | MO | Carrollton | 2120 | Kansas City Power & Light Co | 10000 | Carrollton Board of Public Wks | 3082 | Electric Utility | Southwest Power Pool | SWPP | SERC | SPNO | SPP North |  | 29 | 33 | Carroll | 39.3515 | -93.5016 | 6 | 6 | NG | GAS |  | 0 | 20.6 | [11 empty] | 0 | 0 | 0 |  | 0 | 0 | [45 empty] | -- | [17 empty] | 0 | 0 | 0 | 0 | 0 | 0 | 0 | 0 | 0 | 0 | 0 | 0 | 0 | 0 | 0 | 0 | [23 empty] | https://www.google.com/maps/@?api=1&map_action=map&center=39.351500000000001%2C-93.501599999999996&zoom=17&basemap=satellite | 3785 | [118 empty] | 0.28 |  |  | 48 |  |  | 0.35 | 0.08 |  |  | 21 |  |  | 0.4 | 0.47 |  |  | 77 |  |  | 0.3 | 0 |  |  | 0 |  |  | 0.05 | 0.14 |  |  | 68 |  |  | 0.12 | 0.07 |  |  | 67 |  |  | 0.06 | 0.23 |  |  | 76 |  |  | 0.16 |  |  | Gas | FRS_
2701 | 10550 | 2021 | TX | Works 4 | 54364 | Oncor Electric Delivery Company LLC | 44372 | Vitro Architectural Glass | 60538 | Industrial Non-CHP | Electric Reliability Council of Texas, Inc. | ERCO | TRE | ERCT | ERCOT All | ERCOT | 48 | 485 | Wichita | 34.0035 | -98.5535 | 3 | 3 | DFO | OIL |  | 0.00266 | 4.9 | 1 | [6 empty] | 993 | 374 | 993 | 374 | 114.001 | 44 | 1.585 | 0.596 | 0.144 | 81.09 | 6.568 | 1.314 | 81.368 |  | 27.807 | 27.091 | 2.526 | 1422.619 | 0.058 | 0.012 | 1427.493 |  | 3.192 | 3.187 | 0.29 | 163.323 | 0.007 | 0.001 | 163.883 |  | 27.807 | 27.091 | 2.526 | 1422.632 | 0.058 | 0.012 | 1427.505 |  | 1.585 | 0.596 | 0.144 | 81.09 | 6.568 | 1.314 |  | 993 | 374 | 993 | 374 | EIA | EIA | EIA | EIA | EIA | EIA | -- | EIA | EIA | [14 empty] | 8710.5263 | 0 | 114 | 0 | 0 | 0 | 0 | 0 | 0 | 0 | 0 | 0 | 114 | 0 | 0 | 114 | 0 | 0 | 1 | 0 | 0 | 0 | 0 | 0 | 0 | 0 | 0 | 0 | 1 | 0 | 0 | 1 | 0 | [7 empty] | https://www.google.com/maps/@?api=1&map_action=map&center=34.003489000000002%2C-98.553539000000001&zoom=17&basemap=satellite | 5384 | [118 empty] | 0.32 |  |  | 54 |  |  | 0.35 | 0.33 |  |  | 53 |  |  | 0.4 | 0.31 |  |  | 56 |  |  | 0.3 | 0 |  |  | 0 |  |  | 0.05 | 0.03 |  |  | 25 |  |  | 0.12 | 0.07 |  |  | 71 |  |  | 0.06 | 0.12 |  |  | 36 |  |  | 0.16 | 0.14477 | 2.5177 | Oil | FRS_110000460117
2702 | 6008 | 2021 | MO | City of West Plains Power Station | 59664 | Sho-Me Power Electric Coop | 17106 | City of West Plains - (MO) | 20392 | Electric Utility | Southwest Power Pool | SWPP | SERC | SRMW | SERC Midwest |  | 29 | 91 | Howell | 36.7486 | -91.8686 | 2 | 2 | NG | GAS |  | 0.00594 | 47.4 | 1 | [6 empty] | 47987 | 14395 | 47987 | 14395 | 2466 | 740 | 0 | 0 | 0 | 2804.578 | 317.38 | 63.476 | 2818.003 |  | 0 | 0 | 0 | 2274.597 | 0.129 | 0.026 | 2285.485 |  | 0 | 0 | 0 | 116.889 | 0.007 | 0.001 | 117.449 |  | 0 | 0 | 0 | 2274.597 | 0.129 | 0.026 | 2285.485 |  | 0 | 0 | 0 | 2804.578 | 317.38 | 63.476 |  | 47987 | 14395 | 47987 | 14395 | EIA | EIA | EIA | EIA | EIA | EIA | -- | EIA | EIA | [14 empty] | 19459.4485 | 0 | 2466 | 0 | 0 | 0 | 0 | 0 | 0 | 0 | 0 | 0 | 2466 | 0 | 0 | 2466 | 0 | 0 | 1 | 0 | 0 | 0 | 0 | 0 | 0 | 0 | 0 | 0 | 1 | 0 | 0 | 1 | 0 | [7 empty] | https://www.google.com/maps/@?api=1&map_action=map&center=36.748610999999997%2C-91.868611000000001&zoom=17&basemap=satellite | 13145 | [118 empty] | 0.29 |  |  | 50 |  |  | 0.35 | 0.04 |  |  | 10 |  |  | 0.4 | 0.55 |  |  | 84 |  |  | 0.3 | 0 |  |  | 0 |  |  | 0.05 | 0.12 |  |  | 64 |  |  | 0.12 | 0.08 |  |  | 71 |  |  | 0.06 | 0.19 |  |  | 63 |  |  | 0.16 | 0.0068408 | 0.022067 | Gas | FRS_110070396101
2703 | 6012 | 2021 | MO | Columbia Energy Center (MO) | 55447 | City of Columbia - (MO) | 4045 | City of Columbia - (MO) | 4045 | Electric Utility | Midcontinent Independent Transmission System Operator, Inc.. | MISO | SERC | SRMW | SERC Midwest | MISO | 29 | 19 | Boone | 39.0192 | -92.2629 | 4 | 4 | NG | GAS |  | 0.01647 | 162.8 | 1 | [6 empty] | 289747.679 | 176875.578 | 289747.679 | 176875.578 | 23492 | 14341 | 8.052 | 4.861 | 0.087 | 17219.406 | 646.151 | 64.615 | 17237.111 |  | 0.686 | 0.678 | 0.007 | 1465.98 | 0.028 | 0.003 | 1467.488 |  | 0.056 | 0.055 | 0.001 | 118.858 | 0.002 | 0 | 118.98 |  | 0.686 | 0.678 | 0.007 | 1465.98 | 0.028 | 0.003 | 1467.488 |  | 8.052 | 4.861 | 0.087 | 17219.406 | 646.151 | 64.615 |  | 289747.679 | 176875.578 | 289747.679 | 176875.578 | EPA/CAMD | EPA/CAMD | EPA/CAMD | EPA/CAMD | EIA | EIA | -- | EPA/CAMD | EPA/CAMD | [14 empty] | 12333.8867 | 0 | 0 | 23492.001 | 0 | 0 | 0 | 0 | 0 | 0 | 0 | 0 | 23492.001 | 0 | 0 | 23492.001 | 0 | 0 | 0 | 1 | 0 | 0 | 0 | 0 | 0 | 0 | 0 | 0 | 1 | 0 | 0 | 1 | 0 | Yes |  | 573380.253 | 34074.433 | 13.551 | 0.173 |  | https://www.google.com/maps/@?api=1&map_action=map&center=39.019199999999998%2C-92.262900000000002&zoom=17&basemap=satellite | 11934 | [118 empty] | 0.31 |  |  | 52 |  |  | 0.35 | 0.28 |  |  | 49 |  |  | 0.4 | 0.33 |  |  | 58 |  |  | 0.3 | 0 |  |  | 0 |  |  | 0.05 | 0.07 |  |  | 43 |  |  | 0.12 | 0.08 |  |  | 72 |  |  | 0.06 | 0.12 |  |  | 34 |  |  | 0.16 | 0.538 | 0.070995 | Gas | FRS_110006735060
2704 | 7270 | 2021 | NH | Dartmouth College Heating Plant | 54409 | Public Service Co of NH | 15472 | Dartmouth College | 4823 | Commercial CHP | ISO New England Inc. | ISNE | NPCC | NEWE | NPCC New England | ISONE | 33 | 9 | Grafton | 43.7019 | -72.2867 | 3 | 3 | RFO | OIL |  | 0.17158 | 7 | 1 |  | Yes | 350404.8 | 0.102 | 0.12022 |  | 60460.971 | 14252.813 | 60460.971 | 14252.813 | 10521.59 | 1926.42 | 9.472 | 2.233 | 26.263 | 4932.862 | 399.881 | 79.976 | 4949.777 |  | 1.801 | 2.318 | 4.992 | 937.665 | 0.038 | 0.008 | 940.88 |  | 0.313 | 0.313 | 0.869 | 163.175 | 0.007 | 0.001 | 163.735 |  | 1.801 | 2.318 | 4.992 | 937.665 | 0.038 | 0.008 | 940.88 |  | 78.793 | 18.574 | 218.462 | 41033.315 | 3326.355 | 665.271 |  | 502936 | 118560.001 | 502936 | 118560.001 | EIA | EIA | EIA | EIA | EIA | EIA | -- | EIA | EIA | [6 empty] | 442475.029 | 104307.188 | 69.321 | 16.341 | 192.199 | 36100.453 | 2926.474 | 585.295 | 5746.3721 | 0 | 10521.59 | 0 | 0 | 0 | 0 | 0 | 0 | 0 | 0 | 0 | 10521.59 | 0 | 0 | 10521.59 | 0 | 0 | 1 | 0 | 0 | 0 | 0 | 0 | 0 | 0 | 0 | 0 | 1 | 0 | 0 | 1 | 0 | [7 empty] | https://www.google.com/maps/@?api=1&map_action=map&center=43.701915999999997%2C-72.286734999999993&zoom=17&basemap=satellite | 15932 | [118 empty] | 0.24 |  |  | 41 |  |  | 0.35 | 0.22 |  |  | 41 |  |  | 0.4 | 0.23 |  |  | 42 |  |  | 0.3 | 0.01 |  |  | 58 |  |  | 0.05 | 0.05 |  |  | 32 |  |  | 0.12 | 0.03 |  |  | 28 |  |  | 0.06 | 0.18 |  |  | 61 |  |  | 0.16 | 0.26119 | 0.050647 | Oil | FRS_110028020442
2705 | 6016 | 2021 | MO | Dogwood Energy Facility | 55178 | Evergy Metro | 10000 | Dogwood Power Management, LLC | 54915 | IPP Non-CHP | Southwest Power Pool | SWPP | MRO | SPNO | SPP North |  | 29 | 37 | Cass | 38.7931 | -94.3006 | 2 | 3 | NG | GAS |  | 0.31024 | 655.2 | 0.81626 | [6 empty] | 13054117.07 | 7638412.177 | 13054117.07 | 7638412.177 | 1780648 | 1037753 | 105.675 | 60.17 | 3.916 | 775782.955 | 30265.999 | 3026.6 | 776612.243 |  | 0.119 | 0.116 | 0.004 | 871.349 | 0.017 | 0.002 | 872.28 |  | 0.016 | 0.016 | 0.001 | 118.856 | 0.002 | 0 | 118.983 |  | 0.119 | 0.116 | 0.004 | 871.349 | 0.017 | 0.002 | 872.28 |  | 105.675 | 60.17 | 3.916 | 775782.955 | 30265.999 | 3026.6 |  | 13054117.07 | 7638412.177 | 13054117.07 | 7638412.177 | EPA/CAMD | EPA/CAMD | EPA/CAMD | EPA/CAMD | EIA | EIA | -- | EPA/CAMD | EPA/CAMD | [14 empty] | 7331.1048 | 0 | 0 | 1780648 | 0 | 0 | 0 | 0 | 0 | 0 | 0 | 0 | 1780648 | 0 | 0 | 1780648 | 0 | 0 | 0 | 1 | 0 | 0 | 0 | 0 | 0 | 0 | 0 | 0 | 1 | 0 | 0 | 1 | 0 | Yes |  | 13634120.37 | 810252.852 | 113.555 | 4.09 |  | https://www.google.com/maps/@?api=1&map_action=map&center=38.793100000000003%2C-94.300600000000003&zoom=17&basemap=satellite | 9150 | [118 empty] | 0.2 |  |  | 33 |  |  | 0.35 | 0.11 |  |  | 25 |  |  | 0.4 | 0.3 |  |  | 54 |  |  | 0.3 | 0 |  |  | 0 |  |  | 0.05 | 0.09 |  |  | 54 |  |  | 0.12 | 0.07 |  |  | 67 |  |  | 0.06 | 0.15 |  |  | 47 |  |  | 0.16 | 56.4937 | 0.052135 | Gas | FRS_110015854609
2706 | 6018 | 2021 | MO | Elm Street Substation Generators | 56597 | City of Farmington - (MO) | 6205 | City of Farmington - (MO) | 6205 | Electric Utility | Midcontinent Independent Transmission System Operator, Inc.. | MISO | SERC | SRMW | SERC Midwest | MISO | 29 | 187 | St Francois | 37.7814 | -90.4156 | 3 | 3 | DFO | OIL |  | 0.0011 | 6 | 1 | [6 empty] | 596.001 | 179.001 | 596.001 | 179.001 | 57.999 | 17.001 | 0.96 | 0.288 | 0.086 | 48.672 | 3.942 | 0.788 | 48.839 |  | 33.104 | 33.88 | 2.979 | 1678.374 | 0.068 | 0.014 | 1684.124 |  | 3.221 | 3.218 | 0.29 | 163.329 | 0.007 | 0.001 | 163.888 |  | 33.103 | 33.88 | 2.979 | 1678.345 | 0.068 | 0.014 | 1684.095 |  | 0.96 | 0.288 | 0.086 | 48.672 | 3.942 | 0.788 |  | 596.001 | 179.001 | 596.001 | 179.001 | EIA | EIA | EIA | EIA | EIA | EIA | -- | EIA | EIA | [14 empty] | 10275.8793 | 0 | 58 | 0 | 0 | 0 | 0 | 0 | 0 | 0 | 0 | 0 | 58 | 0 | 0 | 58 | 0 | 0 | 1 | 0 | 0 | 0 | 0 | 0 | 0 | 0 | 0 | 0 | 1 | 0 | 0 | 1 | 0 | [7 empty] | https://www.google.com/maps/@?api=1&map_action=map&center=37.781399999999998%2C-90.415599999999998&zoom=17&basemap=satellite | 21509 | [118 empty] | 0.28 |  |  | 48 |  |  | 0.35 | 0.11 |  |  | 25 |  |  | 0.4 | 0.44 |  |  | 73 |  |  | 0.3 | 0.01 |  |  | 57 |  |  | 0.05 | 0.14 |  |  | 67 |  |  | 0.12 | 0.04 |  |  | 41 |  |  | 0.06 | 0.18 |  |  | 60 |  |  | 0.16 | 0.033635 | 4.2046 | Oil | FRS_110040575053
2707 | 6024 | 2021 | MO | Fayette | 2125 | Central Electric Power Coop - (MO) | 3242 | City of Fayette - (MO) | 6231 | Electric Utility | Associated Electric Cooperative, Inc. | AECI | SERC | SRMW | SERC Midwest |  | 29 | 89 | Howard | 39.1406 | -92.68 | 4 | 4 | DFO | OIL |  | 0 | 10.9 | [13 empty] | 0 |  | 0 | 0 | [45 empty] | -- | [56 empty] | https://www.google.com/maps/@?api=1&map_action=map&center=39.140599999999999%2C-92.68&zoom=17&basemap=satellite | 3329 | [118 empty] | 0.29 |  |  | 49 |  |  | 0.35 | 0.14 |  |  | 30 |  |  | 0.4 | 0.42 |  |  | 71 |  |  | 0.3 | 0 |  |  | 0 |  |  | 0.05 | 0.09 |  |  | 53 |  |  | 0.12 | 0.04 |  |  | 43 |  |  | 0.06 | 0.15 |  |  | 47 |  |  | 0.16 |  |  | Oil | FRS_
2708 | 6025 | 2021 | MO | Fredericktown Energy Center | 57946 | City of Fredericktown - (MO) | 6761 | Missouri Jnt Muni.Pwr Elec. Ut. Comm. | 12670 | Electric Utility | Southwest Power Pool | SWPP | SERC | SRMW | SERC Midwest |  | 29 | 123 | Madison | 37.5717 | -90.3173 | 2 | 2 | NG | GAS |  | 0.04855 | 27.6 | 1 | [6 empty] | 107239 | 57797 | 107239 | 57797 | 11738 | 6326 | 16.854 | 9.084 | 0.171 | 6267.532 | 236.422 | 23.642 | 6274.01 |  | 2.872 | 2.872 | 0.029 | 1067.905 | 0.02 | 0.002 | 1069.008 |  | 0.314 | 0.314 | 0.003 | 116.889 | 0.002 | 0 | 117.01 |  | 2.872 | 2.872 | 0.029 | 1067.905 | 0.02 | 0.002 | 1069.008 |  | 16.854 | 9.084 | 0.171 | 6267.532 | 236.422 | 23.642 |  | 107239 | 57797 | 107239 | 57797 | EIA | EIA | EIA | EIA | EIA | EIA | -- | EIA | EIA | [14 empty] | 9136.0538 | 0 | 0 | 11738 | 0 | 0 | 0 | 0 | 0 | 0 | 0 | 0 | 11738 | 0 | 0 | 11738 | 0 | 0 | 0 | 1 | 0 | 0 | 0 | 0 | 0 | 0 | 0 | 0 | 1 | 0 | 0 | 1 | 0 | [7 empty] | https://www.google.com/maps/@?api=1&map_action=map&center=37.571672%2C-90.317250999999999&zoom=17&basemap=satellite | 6143 | [118 empty] | 0.24 |  |  | 41 |  |  | 0.35 | 0.08 |  |  | 19 |  |  | 0.4 | 0.41 |  |  | 70 |  |  | 0.3 | 0 |  |  | 0 |  |  | 0.05 | 0.14 |  |  | 68 |  |  | 0.12 | 0.05 |  |  | 51 |  |  | 0.06 | 0.18 |  |  | 60 |  |  | 0.16 | 0.010966 | 0.010097 | Gas | FRS_110042518273
2709 | 6027 | 2021 | MO | Gallatin (MO) | 2127 | N W Electric Power Coop, Inc | 13190 | City of Gallatin - (MO) | 6924 | Electric Utility | Associated Electric Cooperative, Inc. | AECI | SERC | SRMW | SERC Midwest |  | 29 | 61 | Daviess | 39.9172 | -93.9539 | 4 | 4 | DFO | OIL |  | 0 | 7.2 | [11 empty] | 0 | 0 | 0 |  | 0 | 0 | [45 empty] | -- | [17 empty] | 0 | 0 | 0 | 0 | 0 | 0 | 0 | 0 | 0 | 0 | 0 | 0 | 0 | 0 | 0 | 0 | [23 empty] | https://www.google.com/maps/@?api=1&map_action=map&center=39.917222000000002%2C-93.953889000000004&zoom=17&basemap=satellite | 1955 | [118 empty] | 0.25 |  |  | 43 |  |  | 0.35 | 0.05 |  |  | 15 |  |  | 0.4 | 0.45 |  |  | 75 |  |  | 0.3 | 0 |  |  | 0 |  |  | 0.05 | 0.09 |  |  | 52 |  |  | 0.12 | 0.07 |  |  | 64 |  |  | 0.06 | 0.23 |  |  | 76 |  |  | 0.16 |  |  | Oil | FRS_
2710 | 6028 | 2021 | MO | Grand Ave Plant | 58205 | Kansas City Power & Light Co | 10000 | Veolia Energy Kansas City | 58176 | IPP CHP | Southwest Power Pool | SWPP | MRO | SPNO | SPP North |  | 29 | 95 | Jackson | 39.1119 | -94.5811 | 1 | 1 | NG | GAS |  | 0.80612 | 5 | 0 |  | Yes | 2169088.8 | 0.056 | 0.068966 |  | 198219.742 | 73550.46 | 198219.742 | 73550.46 | 35308 | 15923 | 16.518 | 6.129 | 0.317 | 11584.859 | 437 | 43.7 | 11596.833 |  | 0.936 | 0.77 | 0.018 | 656.217 | 0.012 | 0.001 | 656.896 |  | 0.167 | 0.167 | 0.003 | 116.889 | 0.002 | 0 | 117.01 |  | 0.936 | 0.77 | 0.018 | 656.217 | 0.012 | 0.001 | 656.896 |  | 239.513 | 88.873 | 4.593 | 167978.813 | 6336.441 | 633.644 |  | 2874158.04 | 1066471.2 | 2874158.04 | 1066471.2 | EIA | EIA | EIA | EIA | EIA | EIA | -- | EIA | EIA | [6 empty] | 2675938.298 | 992920.74 | 222.995 | 82.744 | 4.276 | 156393.954 | 5899.441 | 589.944 | 5614.0178 | 0 | 0 | 35308 | 0 | 0 | 0 | 0 | 0 | 0 | 0 | 0 | 35308 | 0 | 0 | 35308 | 0 | 0 | 0 | 1 | 0 | 0 | 0 | 0 | 0 | 0 | 0 | 0 | 1 | 0 | 0 | 1 | 0 | [7 empty] | https://www.google.com/maps/@?api=1&map_action=map&center=39.111944000000001%2C-94.581111000000007&zoom=17&basemap=satellite | 66787 | [118 empty] | 0.56 |  |  | 79 |  |  | 0.35 | 0.62 |  |  | 74 |  |  | 0.4 | 0.5 |  |  | 80 |  |  | 0.3 | 0.07 |  |  | 80 |  |  | 0.05 | 0.18 |  |  | 77 |  |  | 0.12 | 0.07 |  |  | 70 |  |  | 0.06 | 0.11 |  |  | 30 |  |  | 0.16 | 0.807 | 0.041695 | Gas | FRS_110057118630
2711 | 6030 | 2021 | MO | Hannibal - Oakwood Substation | 63097 | City of Hannibal - (MO) | 8055 | Hannibal Board of Public Works Power Plant | 62901 | Electric Utility | Midcontinent Independent Transmission System Operator, Inc.. | MISO | SERC | SRMW | SERC Midwest | MISO | 29 | 127 | Marion | 39.6798 | -91.3988 | 8 | 8 | DFO | OIL |  | 0.00011 | 16 | 1 | [6 empty] | 72 | 24 | 72 | 24 | 15 | 5 | 0.112 | 0.04 | 0.01 | 5.88 | 0.476 | 0.095 | 5.9 |  | 14.933 | 16 | 1.387 | 784 | 0.032 | 0.006 | 786.686 |  | 3.111 | 3.333 | 0.289 | 163.333 | 0.007 | 0.001 | 163.893 |  | 14.933 | 16 | 1.387 | 784 | 0.032 | 0.006 | 786.686 |  | 0.112 | 0.04 | 0.01 | 5.88 | 0.476 | 0.095 |  | 72 | 24 | 72 | 24 | EIA | EIA | EIA | EIA | EIA | EIA | -- | EIA | EIA | [14 empty] | 4800 | 0 | 15 | 0 | 0 | 0 | 0 | 0 | 0 | 0 | 0 | 0 | 15 | 0 | 0 | 15 | 0 | 0 | 1 | 0 | 0 | 0 | 0 | 0 | 0 | 0 | 0 | 0 | 1 | 0 | 0 | 1 | 0 | [7 empty] | https://www.google.com/maps/@?api=1&map_action=map&center=39.679842000000001%2C-91.398799999999994&zoom=17&basemap=satellite | 16592 | [118 empty] | 0.28 |  |  | 47 |  |  | 0.35 | 0.11 |  |  | 25 |  |  | 0.4 | 0.44 |  |  | 74 |  |  | 0.3 | 0 |  |  | 0 |  |  | 0.05 | 0.13 |  |  | 66 |  |  | 0.12 | 0.06 |  |  | 58 |  |  | 0.06 | 0.18 |  |  | 60 |  |  | 0.16 | 0.04278 | 3.565 | Oil | FRS_110070871179
2712 | 6031 | 2021 | MO | Hannibal - Wastewater Treatment Plant | 63099 | City of Hannibal - (MO) | 8055 | Hannibal Board of Public Works Power Plant | 62901 | Electric Utility | Midcontinent Independent Transmission System Operator, Inc.. | MISO | SERC | SRMW | SERC Midwest | MISO | 29 | 127 | Marion | 39.6995 | -91.3714 | 1 | 1 | DFO | OIL |  | 0 | 2 | [11 empty] | 0 | 0 | 0 |  | 0 | 0 | [45 empty] | -- | [17 empty] | 0 | 0 | 0 | 0 | 0 | 0 | 0 | 0 | 0 | 0 | 0 | 0 | 0 | 0 | 0 | 0 | [23 empty] | https://www.google.com/maps/@?api=1&map_action=map&center=39.699516000000003%2C-91.371380000000002&zoom=17&basemap=satellite | 18728 | [118 empty] | 0.28 |  |  | 48 |  |  | 0.35 | 0.11 |  |  | 26 |  |  | 0.4 | 0.44 |  |  | 74 |  |  | 0.3 | 0 |  |  | 0 |  |  | 0.05 | 0.12 |  |  | 64 |  |  | 0.12 | 0.06 |  |  | 57 |  |  | 0.06 | 0.18 |  |  | 61 |  |  | 0.16 | 0.0062 | 4.1333 | Oil | FRS_110000576421
2713 | 6032 | 2021 | MO | Hannibal - Water Treatment Plant | 63098 | City of Hannibal - (MO) | 8055 | Hannibal Board of Public Works Power Plant | 62901 | Electric Utility | Associated Electric Cooperative, Inc. | AECI | SERC | SRMW | SERC Midwest |  | 29 | 127 | Marion | 39.723 | -91.3744 | 1 | 1 | DFO | OIL |  | 6e-05 | 2 | 1 | [6 empty] | 6 | 0 | 6 | 0 | 1 | 0 | 0.009 | 0 | 0.001 | 0.49 | 0.04 | 0.008 | 0.492 |  | 18 |  | 1.8 | 980 | 0.04 | 0.008 | 983.357 |  | 3 |  | 0.3 | 163.333 | 0.007 | 0.001 | 163.893 |  | 18 |  | 1.8 | 980 | 0.04 | 0.008 | 983.357 |  | 0.009 | 0 | 0.001 | 0.49 | 0.04 | 0.008 |  | 6 | 0 | 6 | 0 | EIA | EIA | EIA | EIA | EIA | EIA | -- | EIA | EIA | [14 empty] | 6000 | 0 | 1 | 0 | 0 | 0 | 0 | 0 | 0 | 0 | 0 | 0 | 1 | 0 | 0 | 1 | 0 | 0 | 1 | 0 | 0 | 0 | 0 | 0 | 0 | 0 | 0 | 0 | 1 | 0 | 0 | 1 | 0 | [7 empty] | https://www.google.com/maps/@?api=1&map_action=map&center=39.723032000000003%2C-91.374427999999995&zoom=17&basemap=satellite | 18472 | [118 empty] | 0.28 |  |  | 48 |  |  | 0.35 | 0.11 |  |  | 26 |  |  | 0.4 | 0.45 |  |  | 75 |  |  | 0.3 | 0 |  |  | 0 |  |  | 0.05 | 0.12 |  |  | 64 |  |  | 0.12 | 0.06 |  |  | 56 |  |  | 0.06 | 0.19 |  |  | 62 |  |  | 0.16 | 0.0062 | 4.1333 | Oil | FRS_110070871180
2714 | 7269 | 2021 | NH | Crotched Mountain Rehabilitation Center | 54515 | Public Service Co of NH | 15472 | Crotched Mt Rehab Ctr Inc | 4566 | Commercial CHP | ISO New England Inc. | ISNE | NPCC | NEWE | NPCC New England | ISONE | 33 | 11 | Hillsborough | 42.9717 | -71.8727 | 3 | 3 | DFO | OIL |  | 0 | 2.1 |  |  | Yes | [10 empty] | 0 |  | 0 | 0 | [45 empty] | -- | [56 empty] | https://www.google.com/maps/@?api=1&map_action=map&center=42.971653000000003%2C-71.872680000000003&zoom=17&basemap=satellite | 1993 | [118 empty] | 0.1 |  |  | 10 |  |  | 0.35 | 0.03 |  |  | 10 |  |  | 0.4 | 0.16 |  |  | 29 |  |  | 0.3 | 0 |  |  | 0 |  |  | 0.05 | 0.06 |  |  | 39 |  |  | 0.12 | 0.05 |  |  | 53 |  |  | 0.06 | 0.19 |  |  | 63 |  |  | 0.16 | 0.018444 | 1.6038 | Oil | FRS_110001521862
2715 | 10430 | 2021 | TX | Village Creek Water Reclamation Facility | 54520 | Oncor Electric Delivery Company LLC | 44372 | Ft Worth City of | 6831 | Commercial CHP | Electric Reliability Council of Texas, Inc. | ERCO | TRE | ERCT | ERCOT All | ERCOT | 48 | 439 | Tarrant | 32.7751 | -97.1421 | 4 | 4 | NG | GAS |  | 0.34408 | 12.4 | 0.75987 | Yes | Yes | 45589.6 | 2.798 | 0.78861 |  | 383544.404 | 156672.533 | 383544.404 | 156672.533 | 37375 | 15007 | 66.777 | 27.277 | 0.613 | 22416.072 | 845.571 | 84.557 | 22439.241 |  | 3.573 | 3.635 | 0.033 | 1199.522 | 0.023 | 0.002 | 1200.762 |  | 0.348 | 0.348 | 0.003 | 116.889 | 0.002 | 0 | 117.01 |  | 3.573 | 3.635 | 0.033 | 1199.522 | 0.023 | 0.002 | 1200.762 |  | 84.676 | 34.588 | 0.777 | 28424.614 | 1072.223 | 107.222 |  | 486352 | 198668 | 486352 | 198668 | EIA | EIA | EIA | EIA | EIA | EIA | -- | EIA | EIA | 0 | 0 | 0 | 0 | 0 | 0 | 102807.596 | 41995.467 | 17.899 | 7.311 | 0.164 | 6008.542 | 226.652 | 22.665 | 10262.0576 | 0 | 0 | 37375 | 0 | 0 | 0 | 0 | 0 | 0 | 0 | 0 | 37375 | 0 | 0 | 37375 | 0 | 0 | 0 | 1 | 0 | 0 | 0 | 0 | 0 | 0 | 0 | 0 | 1 | 0 | 0 | 1 | 0 | [7 empty] | https://www.google.com/maps/@?api=1&map_action=map&center=32.775092999999998%2C-97.142089999999996&zoom=17&basemap=satellite | 74815 | [118 empty] | 0.45 |  |  | 70 |  |  | 0.35 | 0.59 |  |  | 72 |  |  | 0.4 | 0.31 |  |  | 56 |  |  | 0.3 | 0.05 |  |  | 74 |  |  | 0.05 | 0.1 |  |  | 57 |  |  | 0.12 | 0.07 |  |  | 65 |  |  | 0.06 | 0.12 |  |  | 37 |  |  | 0.16 | 0.16514 | 0.0097251 | Gas | FRS_110000503303
2716 | 6051 | 2021 | MO | La Plata | 2140 | Northeast Missouri El Pwr Coop | 13738 | City of La Plata - (MO) | 10538 | Electric Utility | Southwest Power Pool | SWPP | SERC | SRMW | SERC Midwest |  | 29 | 121 | Macon | 40.0244 | -92.4896 | 2 | 2 | DFO | OIL |  | 0.00029 | 3.6 | 1 | [6 empty] | 90 | 0 | 90 | 0 | 9 | 0 | 0.14 | 0 | 0.013 | 7.35 | 0.595 | 0.119 | 7.375 |  | 31.111 |  | 2.889 | 1633.333 | 0.066 | 0.013 | 1638.929 |  | 3.111 |  | 0.289 | 163.333 | 0.007 | 0.001 | 163.893 |  | 31.111 |  | 2.889 | 1633.333 | 0.066 | 0.013 | 1638.929 |  | 0.14 | 0 | 0.013 | 7.35 | 0.595 | 0.119 |  | 90 | 0 | 90 | 0 | EIA | EIA | EIA | EIA | EIA | EIA | -- | EIA | EIA | [14 empty] | 10000 | 0 | 9 | 0 | 0 | 0 | 0 | 0 | 0 | 0 | 0 | 0 | 9 | 0 | 0 | 9 | 0 | 0 | 1 | 0 | 0 | 0 | 0 | 0 | 0 | 0 | 0 | 0 | 1 | 0 | 0 | 1 | 0 | [7 empty] | https://www.google.com/maps/@?api=1&map_action=map&center=40.0244%2C-92.489599999999996&zoom=17&basemap=satellite | 1491 | [118 empty] | 0.18 |  |  | 29 |  |  | 0.35 | 0.05 |  |  | 13 |  |  | 0.4 | 0.32 |  |  | 57 |  |  | 0.3 | 0 |  |  | 0 |  |  | 0.05 | 0.08 |  |  | 49 |  |  | 0.12 | 0.04 |  |  | 42 |  |  | 0.06 | 0.31 |  |  | 90 |  |  | 0.16 | 0.01488 | 2.48 | Oil | FRS_
2717 | 6057 | 2021 | MO | Macon | 2141 | Northeast Missouri El Pwr Coop | 13738 | City of Macon - (MO) | 11460 | Electric Utility | Associated Electric Cooperative, Inc. | AECI | SERC | SRMW | SERC Midwest |  | 29 | 121 | Macon | 39.7378 | -92.4689 | 1 | 1 | DFO | OIL |  | 0 | 1 | [11 empty] | 0 | 0 | 0 |  | 0 | 0 | [45 empty] | -- | [17 empty] | 0 | 0 | 0 | 0 | 0 | 0 | 0 | 0 | 0 | 0 | 0 | 0 | 0 | 0 | 0 | 0 | [23 empty] | https://www.google.com/maps/@?api=1&map_action=map&center=39.7378%2C-92.468900000000005&zoom=17&basemap=satellite | 6232 | [118 empty] | 0.26 |  |  | 45 |  |  | 0.35 | 0.11 |  |  | 26 |  |  | 0.4 | 0.42 |  |  | 71 |  |  | 0.3 | 0.01 |  |  | 57 |  |  | 0.05 | 0.14 |  |  | 67 |  |  | 0.12 | 0.06 |  |  | 59 |  |  | 0.06 | 0.24 |  |  | 79 |  |  | 0.16 |  |  | Oil | FRS_
2718 | 6058 | 2021 | MO | Macon Energy Center | 56127 | Northeast Missouri El Pwr Coop | 13738 | City of Macon - (MO) | 11460 | Electric Utility | Associated Electric Cooperative, Inc. | AECI | SERC | SRMW | SERC Midwest |  | 29 | 121 | Macon | 39.749 | -92.3845 | 1 | 1 | NG | GAS |  | 1.0169 | 10 | 0 |  | Yes | 501784.8 | 0.606 | 0.44686 |  | 486842.037 | 262387.117 | 486842.037 | 262387.117 | 89078 | 48009 | 70.814 | 38.165 | 0.778 | 28453.254 | 1073.304 | 107.33 | 28482.662 |  | 1.59 | 1.59 | 0.017 | 638.839 | 0.012 | 0.001 | 639.499 |  | 0.291 | 0.291 | 0.003 | 116.889 | 0.002 | 0 | 117.01 |  | 1.59 | 1.59 | 0.017 | 638.839 | 0.012 | 0.001 | 639.499 |  | 158.471 | 85.409 | 1.741 | 63674.438 | 2401.905 | 240.191 |  | 1089485 | 587186 | 1089485 | 587186 | EIA | EIA | EIA | EIA | EIA | EIA | -- | EIA | EIA | [6 empty] | 602642.963 | 324798.883 | 87.657 | 47.244 | 0.963 | 35221.184 | 1328.601 | 132.86 | 5465.3454 | 0 | 0 | 89078 | 0 | 0 | 0 | 0 | 0 | 0 | 0 | 0 | 89078 | 0 | 0 | 89078 | 0 | 0 | 0 | 1 | 0 | 0 | 0 | 0 | 0 | 0 | 0 | 0 | 1 | 0 | 0 | 1 | 0 | [7 empty] | https://www.google.com/maps/@?api=1&map_action=map&center=39.748975000000002%2C-92.384476000000006&zoom=17&basemap=satellite | 537 | [118 empty] | 0.19 |  |  | 29 |  |  | 0.35 | 0.03 |  |  | 10 |  |  | 0.4 | 0.34 |  |  | 60 |  |  | 0.3 | 0 |  |  | 0 |  |  | 0.05 | 0.09 |  |  | 51 |  |  | 0.12 | 0.04 |  |  | 45 |  |  | 0.06 | 0.22 |  |  | 74 |  |  | 0.16 | 0.23959 | 0.0054317 | Gas | FRS_110028026847
2719 | 8231 | 2021 | NY | Independence | 54547 | Niagara Mohawk Power Corp. | 13573 | Sithe/Independence LLC | 17254 | IPP CHP | New York Independent System Operator | NYIS | NPCC | NYUP | NPCC Upstate NY | NYISO | 36 | 75 | Oswego | 43.495 | -76.4511 | 4 | 6 | NG | GAS |  | 0.3702 | 1086.1 | 0.71633 |  | Yes | 1563404.8 | 7.689 | 0.91113 |  | 23067480.81 | 11247927.45 | 23067480.81 | 11247927.45 | 3522189.31 | 1713562.23 | 165.883 | 63.728 | 6.921 | 1370866.487 | 51784.196 | 5178.42 | 1372285.374 |  | 0.094 | 0.074 | 0.004 | 778.417 | 0.015 | 0.001 | 779.223 |  | 0.014 | 0.011 | 0.001 | 118.857 | 0.002 | 0 | 118.98 |  | 0.094 | 0.074 | 0.004 | 778.417 | 0.015 | 0.001 | 779.223 |  | 182.063 | 69.944 | 7.596 | 1504581.103 | 56835.237 | 5683.524 |  | 25317487.91 | 12345052.75 | 25317487.91 | 12345052.75 | EPA/CAMD | EPA/CAMD | EPA/CAMD | EPA/CAMD | EIA | EIA | -- | EPA/CAMD | EPA/CAMD | [6 empty] | 2250007.105 | 1097125.295 | 16.18 | 6.216 | 0.675 | 133714.616 | 5051.042 | 505.104 | 6549.1883 | 0 | 0 | 3522189.3 | 0 | 0 | 0 | 0 | 0 | 0 | 0 | 0 | 3522189.3 | 0 | 0 | 3522189.3 | 0 | 0 | 0 | 1 | 0 | 0 | 0 | 0 | 0 | 0 | 0 | 0 | 1 | 0 | 0 | 1 | 0 | Yes |  | 26573215.33 | 1579205.058 | 193.034 | 7.972 |  | https://www.google.com/maps/@?api=1&map_action=map&center=43.494999999999997%2C-76.451099999999997&zoom=17&basemap=satellite | 3425 | [118 empty] | 0.16 |  |  | 24 |  |  | 0.35 | 0.05 |  |  | 15 |  |  | 0.4 | 0.27 |  |  | 49 |  |  | 0.3 | 0.01 |  |  | 58 |  |  | 0.05 | 0.1 |  |  | 56 |  |  | 0.12 | 0.06 |  |  | 60 |  |  | 0.06 | 0.19 |  |  | 66 |  |  | 0.16 | 101.9088 | 0.049177 | Gas | FRS_110001600009
2720 | 10303 | 2021 | TX | Rio Nogales Power Project, LP | 55137 | Lower Colorado River Authority | 11269 | City of San Antonio - (TX) | 16604 | Electric Utility | Electric Reliability Council of Texas, Inc. | ERCO | TRE | ERCT | ERCOT All | ERCOT | 48 | 187 | Guadalupe | 29.5931 | -97.9732 | 3 | 4 | NG | GAS |  | 0.49338 | 940.2 | 0.51103 | [6 empty] | 28781458.4 | 16756336.15 | 28781458.4 | 16756336.15 | 4063560 | 2392208 | 250.564 | 143.734 | 8.634 | 1710445.326 | 63641.444 | 6364.144 | 1712189.102 |  | 0.123 | 0.12 | 0.004 | 841.846 | 0.016 | 0.002 | 842.704 |  | 0.017 | 0.017 | 0.001 | 118.857 | 0.002 | 0 | 118.979 |  | 0.123 | 0.12 | 0.004 | 841.846 | 0.016 | 0.002 | 842.704 |  | 250.564 | 143.734 | 8.634 | 1710445.326 | 63641.444 | 6364.144 |  | 28781458.4 | 16756336.15 | 28781458.4 | 16756336.15 | EPA/CAMD | EPA/CAMD | EPA/CAMD | EPA/CAMD | EIA | EIA | -- | EPA/CAMD | EPA/CAMD | [14 empty] | 7082.8186 | 0 | 0 | 4063560 | 0 | 0 | 0 | 0 | 0 | 0 | 0 | 0 | 4063560 | 0 | 0 | 4063560 | 0 | 0 | 0 | 1 | 0 | 0 | 0 | 0 | 0 | 0 | 0 | 0 | 1 | 0 | 0 | 1 | 0 | Yes |  | 32064804.26 | 1905572.93 | 292.55 | 9.62 |  | https://www.google.com/maps/@?api=1&map_action=map&center=29.593056000000001%2C-97.973214999999996&zoom=17&basemap=satellite | 24229 | [118 empty] | 0.55 |  |  | 78 |  |  | 0.35 | 0.65 |  |  | 75 |  |  | 0.4 | 0.43 |  |  | 73 |  |  | 0.3 | 0.05 |  |  | 76 |  |  | 0.05 | 0.23 |  |  | 84 |  |  | 0.12 | 0.06 |  |  | 55 |  |  | 0.06 | 0.17 |  |  | 55 |  |  | 0.16 | 67.9713 | 0.033129 | Gas | FRS_110014433700
2721 | 10543 | 2021 | TX | Wolf Hollow Generating Station | 55139 | Oncor Electric Delivery Company LLC | 44372 | Wolf Hollow I Power, LLC | 313 | IPP Non-CHP | Electric Reliability Council of Texas, Inc. | ERCO | TRE | ERCT | ERCOT All | ERCOT | 48 | 221 | Hood | 32.3342 | -97.7317 | 2 | 3 | NG | GAS |  | 0.331 | 788.4 | 0.78167 | [6 empty] | 17278693.88 | 9974498.167 | 17278693.88 | 9974498.167 | 2285987 | 1315795 | 217.679 | 114.882 | 5.184 | 1026847.176 | 37191.566 | 3719.157 | 1027866.225 |  | 0.19 | 0.175 | 0.005 | 898.384 | 0.016 | 0.002 | 899.276 |  | 0.025 | 0.023 | 0.001 | 118.857 | 0.002 | 0 | 118.975 |  | 0.19 | 0.175 | 0.005 | 898.384 | 0.016 | 0.002 | 899.276 |  | 217.679 | 114.882 | 5.184 | 1026847.176 | 37191.566 | 3719.157 |  | 17278693.88 | 9974498.167 | 17278693.88 | 9974498.167 | EPA/CAMD | EPA/CAMD | EPA/CAMD | EPA/CAMD | EIA | EIA | -- | EPA/CAMD | EPA/CAMD | [14 empty] | 7558.5267 | 0 | 0 | 2285987 | 0 | 0 | 0 | 0 | 0 | 0 | 0 | 0 | 2285987 | 0 | 0 | 2285987 | 0 | 0 | 0 | 1 | 0 | 0 | 0 | 0 | 0 | 0 | 0 | 0 | 1 | 0 | 0 | 1 | 0 | Yes |  | 18550864.75 | 1102449.772 | 255.091 | 5.565 |  | https://www.google.com/maps/@?api=1&map_action=map&center=32.334220000000002%2C-97.731685999999996&zoom=17&basemap=satellite | 2197 | [118 empty] | 0.25 |  |  | 42 |  |  | 0.35 | 0.19 |  |  | 38 |  |  | 0.4 | 0.3 |  |  | 55 |  |  | 0.3 | 0 |  |  | 0 |  |  | 0.05 | 0.17 |  |  | 74 |  |  | 0.12 | 0.06 |  |  | 62 |  |  | 0.06 | 0.09 |  |  | 24 |  |  | 0.16 | 44.9848 | 0.043259 | Gas | FRS_110012628255
2722 | 6064 | 2021 | MO | MBS Textbook Exchange | 62647 | City of Columbia - (MO) | 4045 | MBS TextBook Exhcange LLC | 61984 | Commercial Non-CHP | Midcontinent Independent Transmission System Operator, Inc.. | MISO | SERC | SRMW | SERC Midwest | MISO | 29 | 19 | Boone | 38.9572 | -92.3776 | 2 | 2 | DFO | OIL |  | 0 | 2 | [11 empty] | 0 | 0 | 0 |  | 0 | 0 | [45 empty] | -- | [17 empty] | 0 | 0 | 0 | 0 | 0 | 0 | 0 | 0 | 0 | 0 | 0 | 0 | 0 | 0 | 0 | 0 | [23 empty] | https://www.google.com/maps/@?api=1&map_action=map&center=38.957180000000001%2C-92.377600000000001&zoom=17&basemap=satellite | 50598 | [118 empty] | 0.3 |  |  | 51 |  |  | 0.35 | 0.24 |  |  | 44 |  |  | 0.4 | 0.35 |  |  | 61 |  |  | 0.3 | 0.02 |  |  | 63 |  |  | 0.05 | 0.04 |  |  | 30 |  |  | 0.12 | 0.06 |  |  | 57 |  |  | 0.06 | 0.12 |  |  | 34 |  |  | 0.16 |  |  | Oil | FRS_
2723 | 10084 | 2021 | TX | Hays Energy Facility | 55144 | Lower Colorado River Authority | 11269 | Hays Energy, LLC | 1074 | IPP Non-CHP | Electric Reliability Council of Texas, Inc. | ERCO | TRE | ERCT | ERCOT All | ERCOT | 48 | 209 | Hays | 29.7806 | -97.9894 | 4 | 4 | NG | GAS |  | 0.32055 | 989 | 0.79908 | [6 empty] | 21325285.9 | 10032426.98 | 21325285.9 | 10032426.98 | 2777158 | 1291955 | 187.624 | 90.5 | 6.398 | 1267332.953 | 47634.555 | 4763.455 | 1268638.14 |  | 0.135 | 0.14 | 0.005 | 912.683 | 0.017 | 0.002 | 913.623 |  | 0.018 | 0.018 | 0.001 | 118.857 | 0.002 | 0 | 118.98 |  | 0.135 | 0.14 | 0.005 | 912.683 | 0.017 | 0.002 | 913.623 |  | 187.624 | 90.5 | 6.398 | 1267332.953 | 47634.555 | 4763.455 |  | 21325285.9 | 10032426.98 | 21325285.9 | 10032426.98 | EPA/CAMD | EPA/CAMD | EPA/CAMD | EPA/CAMD | EIA | EIA | -- | EPA/CAMD | EPA/CAMD | [14 empty] | 7678.8162 | 0 | 0 | 2777158 | 0 | 0 | 0 | 0 | 0 | 0 | 0 | 0 | 2777158 | 0 | 0 | 2777158 | 0 | 0 | 0 | 1 | 0 | 0 | 0 | 0 | 0 | 0 | 0 | 0 | 1 | 0 | 0 | 1 | 0 | Yes |  | 26438254.42 | 1571188.256 | 198.531 | 7.931 |  | https://www.google.com/maps/@?api=1&map_action=map&center=29.7806%2C-97.989400000000003&zoom=17&basemap=satellite | 3644 | [118 empty] | 0.49 |  |  | 74 |  |  | 0.35 | 0.65 |  |  | 76 |  |  | 0.4 | 0.33 |  |  | 58 |  |  | 0.3 | 0.02 |  |  | 61 |  |  | 0.05 | 0.18 |  |  | 78 |  |  | 0.12 | 0.09 |  |  | 78 |  |  | 0.06 | 0.12 |  |  | 34 |  |  | 0.16 | 56.0616 | 0.046916 | Gas | FRS_110021082816
2724 | 6066 | 2021 | MO | Memphis | 2145 | City of Memphis - (MO) | 12294 | City of Memphis - (MO) | 12294 | Electric Utility | Associated Electric Cooperative, Inc. | AECI | SERC | SRMW | SERC Midwest |  | 29 | 199 | Scotland | 40.4578 | -92.181 | 10 | 10 | DFO | OIL |  | 0 | 8.8 | [13 empty] | 0 |  | 0 | 0 | [45 empty] | -- | [56 empty] | https://www.google.com/maps/@?api=1&map_action=map&center=40.457799999999999%2C-92.180999999999997&zoom=17&basemap=satellite | 2188 | [118 empty] | 0.22 |  |  | 36 |  |  | 0.35 | 0.03 |  |  | 9 |  |  | 0.4 | 0.41 |  |  | 69 |  |  | 0.3 | 0.02 |  |  | 61 |  |  | 0.05 | 0.11 |  |  | 59 |  |  | 0.12 | 0.07 |  |  | 71 |  |  | 0.06 | 0.21 |  |  | 71 |  |  | 0.16 |  |  | Oil | FRS_
2725 | 8849 | 2021 | OK | Green Country Energy, LLC | 55146 | Public Service Co of Oklahoma | 15474 | Green Country OP Services LLC | 7597 | IPP Non-CHP | Southwest Power Pool | SWPP | MRO | SPSO | SPP South |  | 40 | 143 | Tulsa | 35.9833 | -95.9346 | 3 | 6 | NG | GAS |  | 0.42089 | 903.9 | 0.63185 | [6 empty] | 24402246.8 | 12741383.39 | 24402246.8 | 12741383.39 | 3332687 | 1735935 | 334.271 | 175.043 | 7.321 | 1450188.163 | 53780.598 | 5378.06 | 1451661.751 |  | 0.201 | 0.202 | 0.004 | 870.282 | 0.016 | 0.002 | 871.166 |  | 0.027 | 0.027 | 0.001 | 118.857 | 0.002 | 0 | 118.978 |  | 0.201 | 0.202 | 0.004 | 870.282 | 0.016 | 0.002 | 871.166 |  | 334.271 | 175.043 | 7.321 | 1450188.163 | 53780.598 | 5378.06 |  | 24402246.8 | 12741383.39 | 24402246.8 | 12741383.39 | EPA/CAMD | EPA/CAMD | EPA/CAMD | EPA/CAMD | EIA | EIA | -- | EPA/CAMD | EPA/CAMD | [14 empty] | 7322.0938 | 0 | 0 | 3332687 | 0 | 0 | 0 | 0 | 0 | 0 | 0 | 0 | 3332687 | 0 | 0 | 3332687 | 0 | 0 | 0 | 1 | 0 | 0 | 0 | 0 | 0 | 0 | 0 | 0 | 1 | 0 | 0 | 1 | 0 | Yes |  | 23514331.67 | 1397421.115 | 386.974 | 7.055 |  | https://www.google.com/maps/@?api=1&map_action=map&center=35.9833%2C-95.934600000000003&zoom=17&basemap=satellite | 34291 | [118 empty] | 0.18 |  |  | 27 |  |  | 0.35 | 0.23 |  |  | 42 |  |  | 0.4 | 0.12 |  |  | 22 |  |  | 0.3 | 0.01 |  |  | 57 |  |  | 0.05 | 0.04 |  |  | 27 |  |  | 0.12 | 0.07 |  |  | 70 |  |  | 0.06 | 0.15 |  |  | 48 |  |  | 0.16 | 30.9374 | 0.014592 | Gas | FRS_110017414430
2726 | 6069 | 2021 | MO | MJMEUC Generating Station #1 | 56478 | Union Electric Co - (MO) | 19436 | Missouri Jnt Muni.Pwr Elec. Ut. Comm. | 12670 | Electric Utility | Midcontinent Independent Transmission System Operator, Inc.. | MISO | SERC | SRMW | SERC Midwest | MISO | 29 | 7 | Audrain | 39.2511 | -91.6401 | 1 | 1 | NG | GAS |  | 0.57368 | 13.3 | 0.3772 |  | Yes | 369271.2 | 0.618 | 0.45165 |  | 336652.388 | 181441.579 | 336652.388 | 181441.579 | 66838 | 36023 | 52.602 | 28.35 | 0.538 | 19675.49 | 742.192 | 74.219 | 19695.826 |  | 1.574 | 1.574 | 0.016 | 588.752 | 0.011 | 0.001 | 589.36 |  | 0.313 | 0.313 | 0.003 | 116.889 | 0.002 | 0 | 117.01 |  | 1.574 | 1.574 | 0.016 | 588.752 | 0.011 | 0.001 | 589.36 |  | 116.465 | 62.77 | 1.191 | 43563.091 | 1643.272 | 164.327 |  | 745375 | 401726 | 745375 | 401726 | EIA | EIA | EIA | EIA | EIA | EIA | -- | EIA | EIA | [6 empty] | 408722.612 | 220284.421 | 63.863 | 34.42 | 0.653 | 23887.601 | 901.08 | 90.108 | 5036.8441 | 0 | 0 | 66837.96 | 0 | 0 | 0 | 0 | 0 | 0 | 0 | 0 | 66837.96 | 0 | 0 | 66837.96 | 0 | 0 | 0 | 1 | 0 | 0 | 0 | 0 | 0 | 0 | 0 | 0 | 1 | 0 | 0 | 1 | 0 | [7 empty] | https://www.google.com/maps/@?api=1&map_action=map&center=39.251075999999998%2C-91.640071000000006&zoom=17&basemap=satellite | 736 | [118 empty] | 0.22 |  |  | 37 |  |  | 0.35 | 0.02 |  |  | 6 |  |  | 0.4 | 0.42 |  |  | 71 |  |  | 0.3 | 0 |  |  | 0 |  |  | 0.05 | 0.16 |  |  | 74 |  |  | 0.12 | 0.14 |  |  | 94 |  |  | 0.06 | 0.17 |  |  | 57 |  |  | 0.16 | 0.28008 | 0.0050202 | Gas | FRS_110040571039
2727 | 10072 | 2021 | TX | Guadalupe Generating Station | 55153 | Lower Colorado River Authority | 11269 | Guadalupe Power Partners LP | 57045 | IPP Non-CHP | Electric Reliability Council of Texas, Inc. | ERCO | TRE | ERCT | ERCOT All | ERCOT | 48 | 187 | Guadalupe | 29.6244 | -98.1419 | 4 | 6 | NG | GAS |  | 0.50529 | 1088.2 | 0.49118 | [6 empty] | 35921545.25 | 21195573.06 | 35921545.25 | 21195573.06 | 4816753 | 2857277 | 553.835 | 323.586 | 10.777 | 2134772.92 | 74224.592 | 7422.459 | 2136806.674 |  | 0.23 | 0.226 | 0.004 | 886.395 | 0.015 | 0.002 | 887.239 |  | 0.031 | 0.031 | 0.001 | 118.858 | 0.002 | 0 | 118.971 |  | 0.23 | 0.226 | 0.004 | 886.395 | 0.015 | 0.002 | 887.239 |  | 553.835 | 323.586 | 10.777 | 2134772.92 | 74224.592 | 7422.459 |  | 35921545.25 | 21195573.06 | 35921545.25 | 21195573.06 | EPA/CAMD | EPA/CAMD | EPA/CAMD | EPA/CAMD | EIA | EIA | -- | EPA/CAMD | EPA/CAMD | [14 empty] | 7457.6266 | 0 | 0 | 4816753 | 0 | 0 | 0 | 0 | 0 | 0 | 0 | 0 | 4816753 | 0 | 0 | 4816753 | 0 | 0 | 0 | 1 | 0 | 0 | 0 | 0 | 0 | 0 | 0 | 0 | 1 | 0 | 0 | 1 | 0 | Yes |  | 47352017.74 | 2814065.782 | 790.846 | 14.206 |  | https://www.google.com/maps/@?api=1&map_action=map&center=29.624400000000001%2C-98.141900000000007&zoom=17&basemap=satellite | 9321 | [118 empty] | 0.37 |  |  | 61 |  |  | 0.35 | 0.5 |  |  | 67 |  |  | 0.4 | 0.24 |  |  | 43 |  |  | 0.3 | 0.05 |  |  | 75 |  |  | 0.05 | 0.13 |  |  | 66 |  |  | 0.12 | 0.08 |  |  | 72 |  |  | 0.06 | 0.1 |  |  | 25 |  |  | 0.16 | 86.93 | 0.028592 | Gas | FRS_110021360329
2728 | 10170 | 2021 | TX | Lost Pines 1 | 55154 | Austin Energy | 1015 | Lower Colorado River Authority | 11269 | Electric Utility | Electric Reliability Council of Texas, Inc. | ERCO | TRE | ERCT | ERCOT All | ERCOT | 48 | 21 | Bastrop | 30.1478 | -97.2714 | 2 | 3 | NG | GAS |  | 0.38325 | 609 | 0.69458 | [6 empty] | 14756259.57 | 6946096.911 | 14756259.57 | 6946096.911 | 2044595 | 959421 | 140.654 | 65.255 | 4.427 | 876942.534 | 33055.063 | 3305.506 | 877848.243 |  | 0.138 | 0.136 | 0.004 | 857.815 | 0.016 | 0.002 | 858.701 |  | 0.019 | 0.019 | 0.001 | 118.857 | 0.002 | 0 | 118.98 |  | 0.138 | 0.136 | 0.004 | 857.815 | 0.016 | 0.002 | 858.701 |  | 140.654 | 65.255 | 4.427 | 876942.534 | 33055.063 | 3305.506 |  | 14756259.57 | 6946096.911 | 14756259.57 | 6946096.911 | EPA/CAMD | EPA/CAMD | EPA/CAMD | EPA/CAMD | EIA | EIA | -- | EPA/CAMD | EPA/CAMD | [14 empty] | 7217.2042 | 0 | 0 | 2044595 | 0 | 0 | 0 | 0 | 0 | 0 | 0 | 0 | 2044595 | 0 | 0 | 2044595 | 0 | 0 | 0 | 1 | 0 | 0 | 0 | 0 | 0 | 0 | 0 | 0 | 1 | 0 | 0 | 1 | 0 | Yes |  | 22311063.81 | 1325914.237 | 209.459 | 6.694 |  | https://www.google.com/maps/@?api=1&map_action=map&center=30.1478%2C-97.2714&zoom=17&basemap=satellite | 6090 | [118 empty] | 0.33 |  |  | 55 |  |  | 0.35 | 0.37 |  |  | 57 |  |  | 0.4 | 0.29 |  |  | 53 |  |  | 0.3 | 0 |  |  | 0 |  |  | 0.05 | 0.12 |  |  | 62 |  |  | 0.12 | 0.05 |  |  | 51 |  |  | 0.06 | 0.12 |  |  | 37 |  |  | 0.16 | 50.9 | 0.034612 | Gas | FRS_110005971733
2729 | 8318 | 2021 | NY | MM Albany Energy | 55155 | Niagara Mohawk Power Corp. | 13573 | MM Albany Energy LLC | 57229 | IPP Non-CHP | New York Independent System Operator | NYIS | NPCC | NYUP | NPCC Upstate NY | NYISO | 36 | 1 | Albany | 42.7044 | -73.8509 | 5 | 5 | LFG | BIOMASS |  | 0 | 5.9 | [11 empty] | 0 | 0 | 0 |  | 0 | 0 | [45 empty] | -- | [17 empty] | 0 | 0 | 0 | 0 | 0 | 0 | 0 | 0 | 0 | 0 | 0 | 0 | 0 | 0 | 0 | 0 | [23 empty] | https://www.google.com/maps/@?api=1&map_action=map&center=42.704391000000001%2C-73.850865999999996&zoom=17&basemap=satellite | 50059 | [118 empty] | 0.21 |  |  | 35 |  |  | 0.35 | 0.26 |  |  | 47 |  |  | 0.4 | 0.17 |  |  | 32 |  |  | 0.3 | 0.04 |  |  | 71 |  |  | 0.05 | 0.06 |  |  | 38 |  |  | 0.12 | 0.04 |  |  | 41 |  |  | 0.06 | 0.18 |  |  | 59 |  |  | 0.16 |  |  | Biomass | FRS_110037939737
2730 | 10763 | 2021 | VA | MM Prince William Energy | 55156 | Northern Virginia Elec Coop | 13640 | MM Prince William Energy LLC | 57230 | IPP Non-CHP | PJM Interconnection, LLC | PJM | SERC | SRVC | SERC Virginia/Carolina | PJM | 51 | 153 | Prince William | 38.6383 | -77.4147 | 5 | 5 | LFG | BIOMASS |  | 0.87377 | 6.6 | 0 | Yes | [5 empty] | 595840.001 | 244431 | 595840.001 | 244431 | 50518 | 20724 | 0 | 0 | 9.98 | 0 | 0 | 0 | 0 |  | 0 | 0 | 0.395 | 0 | 0 | 0 | 0 |  | 0 | 0 | 0.033 | 0 | 0 | 0 | 0 |  | 0 | 0 | 0.395 | 0 | 0 | 0 | 0 |  | 391.29 | 160.52 | 13.406 | 37835.714 | 1385.925 | 138.593 |  | 595840.001 | 244431 | 595840.001 | 244431 | EIA | EIA | EIA | EIA | EIA | EIA | -- | EIA | EIA | 391.29 | 160.52 | 3.426 | 37835.714 | 1385.925 | 138.593 | [8 empty] | 11794.6079 | 0 | 0 | 0 | 0 | 0 | 50518 | 0 | 0 | 0 | 0 | 0 | 0 | 50518 | 50518 | 50518 | 0 | 0 | 0 | 0 | 0 | 0 | 1 | 0 | 0 | 0 | 0 | 0 | 0 | 1 | 1 | 1 | 0 | [7 empty] | https://www.google.com/maps/@?api=1&map_action=map&center=38.638333000000003%2C-77.414721999999998&zoom=17&basemap=satellite | 38316 | [118 empty] | 0.29 |  |  | 49 |  |  | 0.35 | 0.5 |  |  | 66 |  |  | 0.4 | 0.08 |  |  | 13 |  |  | 0.3 | 0.02 |  |  | 63 |  |  | 0.05 | 0.06 |  |  | 41 |  |  | 0.12 | 0.05 |  |  | 52 |  |  | 0.06 | 0.1 |  |  | 27 |  |  | 0.16 | 4.3996 | 0.1718 | Biomass | FRS_110007008004
2731 | 6077 | 2021 | MO | Noble Hill Landfill | 56404 | City Utilities of Springfield - (MO) | 17833 | City Utilities of Springfield - (MO) | 17833 | Electric Utility | Southwest Power Pool | SWPP | MRO | SPSO | SPP South |  | 29 | 77 | Greene | 37.3811 | -93.3514 | 1 | 1 | LFG | BIOMASS |  | 0.44852 | 3.2 | 0.58579 | Yes | [5 empty] | 127867 | 56143 | 127867 | 56143 | 12573 | 5521 | 0 | 0 | 2.142 | 0 | 0 | 0 | 0 |  | 0 | 0 | 0.341 | 0 | 0 | 0 | 0 |  | 0 | 0 | 0.033 | 0 | 0 | 0 | 0 |  | 0 | 0 | 0.341 | 0 | 0 | 0 | 0 |  | 80.333 | 35.272 | 2.877 | 8119.528 | 297.419 | 29.742 |  | 127867 | 56143 | 127867 | 56143 | EIA | EIA | EIA | EIA | EIA | EIA | -- | EIA | EIA | 80.333 | 35.272 | 0.735 | 8119.528 | 297.419 | 29.742 | [8 empty] | 10169.9674 | 0 | 0 | 0 | 0 | 0 | 12573 | 0 | 0 | 0 | 0 | 0 | 0 | 12573 | 12573 | 12573 | 0 | 0 | 0 | 0 | 0 | 0 | 1 | 0 | 0 | 0 | 0 | 0 | 0 | 1 | 1 | 1 | 0 | [7 empty] | https://www.google.com/maps/@?api=1&map_action=map&center=37.381100000000004%2C-93.351399999999998&zoom=17&basemap=satellite | 1395 | [118 empty] | 0.16 |  |  | 23 |  |  | 0.35 | 0.01 |  |  | 5 |  |  | 0.4 | 0.3 |  |  | 55 |  |  | 0.3 | 0 |  |  | 0 |  |  | 0.05 | 0.05 |  |  | 36 |  |  | 0.12 | 0.04 |  |  | 39 |  |  | 0.06 | 0.23 |  |  | 77 |  |  | 0.16 | 1.0142 | 0.14249 | Biomass | FRS_110040545078
2732 | 6084 | 2021 | MO | Overall Road Station | 56600 | City of Farmington - (MO) | 6205 | City of Farmington - (MO) | 6205 | Electric Utility | Midcontinent Independent Transmission System Operator, Inc.. | MISO | SERC | SRMW | SERC Midwest | MISO | 29 | 187 | St Francois | 37.7608 | -90.4526 | 4 | 4 | DFO | OIL |  | 0.00077 | 8 | 1 | [6 empty] | 596 | 179 | 596 | 179 | 54 | 16 | 0.96 | 0.288 | 0.086 | 48.672 | 3.942 | 0.788 | 48.839 |  | 35.556 | 36 | 3.2 | 1802.667 | 0.073 | 0.015 | 1808.842 |  | 3.221 | 3.218 | 0.29 | 163.329 | 0.007 | 0.001 | 163.888 |  | 35.556 | 36 | 3.2 | 1802.667 | 0.073 | 0.015 | 1808.842 |  | 0.96 | 0.288 | 0.086 | 48.672 | 3.942 | 0.788 |  | 596 | 179 | 596 | 179 | EIA | EIA | EIA | EIA | EIA | EIA | -- | EIA | EIA | [14 empty] | 11037.037 | 0 | 54 | 0 | 0 | 0 | 0 | 0 | 0 | 0 | 0 | 0 | 54 | 0 | 0 | 54 | 0 | 0 | 1 | 0 | 0 | 0 | 0 | 0 | 0 | 0 | 0 | 0 | 1 | 0 | 0 | 1 | 0 | [7 empty] | https://www.google.com/maps/@?api=1&map_action=map&center=37.760800000000003%2C-90.452600000000004&zoom=17&basemap=satellite | 17946 | [118 empty] | 0.28 |  |  | 48 |  |  | 0.35 | 0.11 |  |  | 26 |  |  | 0.4 | 0.43 |  |  | 72 |  |  | 0.3 | 0.01 |  |  | 58 |  |  | 0.05 | 0.14 |  |  | 69 |  |  | 0.12 | 0.04 |  |  | 40 |  |  | 0.06 | 0.17 |  |  | 58 |  |  | 0.16 | 0.046655 | 4.2414 | Oil | FRS_110040575080
2733 | 9586 | 2021 | SC | Broad River Energy Center | 55166 | Duke Energy Carolinas, LLC | 5416 | Broad River Energy LLC | 54810 | IPP Non-CHP | Duke Energy Carolinas | DUK | SERC | SRVC | SERC Virginia/Carolina |  | 45 | 21 | Cherokee | 35.0786 | -81.575 | 5 | 5 | NG | GAS |  | 0.03906 | 985 | 1 | [6 empty] | 3566603.643 | 2535015.538 | 3566603.643 | 2535015.538 | 337067 | 237872 | 65.234 | 45.245 | 1.603 | 212526.784 | 8032.542 | 816.749 | 212748.886 |  | 0.387 | 0.38 | 0.01 | 1261.036 | 0.024 | 0.002 | 1262.354 |  | 0.037 | 0.036 | 0.001 | 119.176 | 0.002 | 0 | 119.301 |  | 0.387 | 0.38 | 0.01 | 1261.036 | 0.024 | 0.002 | 1262.354 |  | 65.234 | 45.245 | 1.603 | 212526.784 | 8032.542 | 816.749 |  | 3566603.643 | 2535015.538 | 3566603.643 | 2535015.538 | EPA/CAMD | EPA/CAMD | EPA/CAMD | EPA/CAMD | EIA | EIA | -- | EPA/CAMD | EPA/CAMD | [14 empty] | 10581.29 | 0 | 1891.356 | 335175.64 | 0 | 0 | 0 | 0 | 0 | 0 | 0 | 0 | 337066.996 | 0 | 0 | 337066.996 | 0 | 0 | 0.0056112 | 0.99439 | 0 | 0 | 0 | 0 | 0 | 0 | 0 | 0 | 1 | 0 | 0 | 1 | 0 | Yes |  | 12331039.33 | 733782.814 | 215.842 | 4.609 |  | https://www.google.com/maps/@?api=1&map_action=map&center=35.078600000000002%2C-81.575000000000003&zoom=17&basemap=satellite | 4998 | [118 empty] | 0.4 |  |  | 65 |  |  | 0.35 | 0.29 |  |  | 49 |  |  | 0.4 | 0.52 |  |  | 81 |  |  | 0.3 | 0.05 |  |  | 75 |  |  | 0.05 | 0.22 |  |  | 83 |  |  | 0.12 | 0.05 |  |  | 47 |  |  | 0.06 | 0.19 |  |  | 63 |  |  | 0.16 | 51.1978 | 0.34789 | Gas | FRS_110017413119
2734 | 9900 | 2021 | TX | Bastrop Clean Energy Center | 55168 | Lower Colorado River Authority | 11269 | Bastrop Energy Partners, LP | 49768 | IPP Non-CHP | Electric Reliability Council of Texas, Inc. | ERCO | TRE | ERCT | ERCOT All | ERCOT | 48 | 21 | Bastrop | 30.1458 | -97.55 | 2 | 3 | NG | GAS |  | 0.34264 | 618.7 | 0.76227 | [6 empty] | 13836465.79 | 7641281.646 | 13836465.79 | 7641281.646 | 1857033 | 1032884 | 221.108 | 116.17 | 4.151 | 822288.301 | 33158.268 | 3315.827 | 823196.838 |  | 0.238 | 0.225 | 0.004 | 885.594 | 0.018 | 0.002 | 886.572 |  | 0.032 | 0.03 | 0.001 | 118.858 | 0.002 | 0 | 118.989 |  | 0.238 | 0.225 | 0.004 | 885.594 | 0.018 | 0.002 | 886.572 |  | 221.108 | 116.17 | 4.151 | 822288.301 | 33158.268 | 3315.827 |  | 13836465.79 | 7641281.646 | 13836465.79 | 7641281.646 | EPA/CAMD | EPA/CAMD | EPA/CAMD | EPA/CAMD | EIA | EIA | -- | EPA/CAMD | EPA/CAMD | [14 empty] | 7450.8454 | 0 | 0 | 1857033 | 0 | 0 | 0 | 0 | 0 | 0 | 0 | 0 | 1857033 | 0 | 0 | 1857033 | 0 | 0 | 0 | 1 | 0 | 0 | 0 | 0 | 0 | 0 | 0 | 0 | 1 | 0 | 0 | 1 | 0 | Yes |  | 20497609.91 | 1218140.996 | 263.527 | 6.149 |  | https://www.google.com/maps/@?api=1&map_action=map&center=30.145800000000001%2C-97.55&zoom=17&basemap=satellite | 4748 | [118 empty] | 0.57 |  |  | 81 |  |  | 0.35 | 0.83 |  |  | 85 |  |  | 0.4 | 0.32 |  |  | 57 |  |  | 0.3 | 0.08 |  |  | 82 |  |  | 0.05 | 0.31 |  |  | 91 |  |  | 0.12 | 0.08 |  |  | 76 |  |  | 0.06 | 0.06 |  |  | 13 |  |  | 0.16 | 24.6272 | 0.019219 | Gas | FRS_110010131419
2735 | 7279 | 2021 | NH | Granite Ridge Energy | 55170 | Public Service Co of NH | 15472 | Granite Ridge Energy LLC | 88 | IPP Non-CHP | ISO New England Inc. | ISNE | NPCC | NEWE | NPCC New England | ISONE | 33 | 15 | Rockingham | 42.9042 | -71.4261 | 2 | 3 | NG | GAS |  | 0.46142 | 790 | 0.5643 | [6 empty] | 23004485.59 | 12545615.34 | 23004485.59 | 12545615.34 | 3193208 | 1756550 | 104.233 | 52.701 | 6.901 | 1367127.759 | 52397.273 | 5239.727 | 1368563.444 |  | 0.065 | 0.06 | 0.004 | 856.272 | 0.016 | 0.002 | 857.171 |  | 0.009 | 0.008 | 0.001 | 118.857 | 0.002 | 0 | 118.982 |  | 0.065 | 0.06 | 0.004 | 856.272 | 0.016 | 0.002 | 857.171 |  | 104.233 | 52.701 | 6.901 | 1367127.759 | 52397.273 | 5239.727 |  | 23004485.59 | 12545615.34 | 23004485.59 | 12545615.34 | EPA/CAMD | EPA/CAMD | EPA/CAMD | EPA/CAMD | EIA | EIA | -- | EPA/CAMD | EPA/CAMD | [14 empty] | 7204.1926 | 0 | 0 | 3193208 | 0 | 0 | 0 | 0 | 0 | 0 | 0 | 0 | 3193208 | 0 | 0 | 3193208 | 0 | 0 | 0 | 1 | 0 | 0 | 0 | 0 | 0 | 0 | 0 | 0 | 1 | 0 | 0 | 1 | 0 | Yes |  | 24586412.05 | 1461137.472 | 139.147 | 7.376 |  | https://www.google.com/maps/@?api=1&map_action=map&center=42.904200000000003%2C-71.426100000000005&zoom=17&basemap=satellite | 17748 | [118 empty] | 0.1 |  |  | 10 |  |  | 0.35 | 0.1 |  |  | 24 |  |  | 0.4 | 0.09 |  |  | 16 |  |  | 0.3 | 0 |  |  | 0 |  |  | 0.05 | 0.06 |  |  | 38 |  |  | 0.12 | 0.06 |  |  | 56 |  |  | 0.06 | 0.14 |  |  | 44 |  |  | 0.16 | 20.6967 | 0.013197 | Gas | FRS_110015655209
2736 | 9919 | 2021 | TX | Bosque County Power Plant | 55172 | Brazos Electric Power Coop Inc | 2172 | Calpine Bosque Energy Center LLC | 55899 | IPP Non-CHP | Electric Reliability Council of Texas, Inc. | ERCO | TRE | ERCT | ERCOT All | ERCOT | 48 | 35 | Bosque | 31.8594 | -97.3586 | 3 | 5 | NG | GAS |  | 0.57721 | 807 | 0.37131 | [6 empty] | 28949445.04 | 15411608.49 | 28949445.04 | 15411608.49 | 4080492 | 2180026 | 288.465 | 119.954 | 8.684 | 1720420.389 | 63643.201 | 6364.32 | 1722164.213 |  | 0.141 | 0.11 | 0.004 | 843.242 | 0.016 | 0.002 | 844.096 |  | 0.02 | 0.016 | 0.001 | 118.857 | 0.002 | 0 | 118.977 |  | 0.141 | 0.11 | 0.004 | 843.242 | 0.016 | 0.002 | 844.096 |  | 288.465 | 119.954 | 8.684 | 1720420.389 | 63643.201 | 6364.32 |  | 28949445.04 | 15411608.49 | 28949445.04 | 15411608.49 | EPA/CAMD | EPA/CAMD | EPA/CAMD | EPA/CAMD | EIA | EIA | -- | EPA/CAMD | EPA/CAMD | [14 empty] | 7094.5967 | 0 | 0 | 4080492 | 0 | 0 | 0 | 0 | 0 | 0 | 0 | 0 | 4080492 | 0 | 0 | 4080492 | 0 | 0 | 0 | 1 | 0 | 0 | 0 | 0 | 0 | 0 | 0 | 0 | 1 | 0 | 0 | 1 | 0 | Yes |  | 32597175.43 | 1937207.061 | 280.974 | 9.78 |  | https://www.google.com/maps/@?api=1&map_action=map&center=31.859400000000001%2C-97.358599999999996&zoom=17&basemap=satellite | 1880 | [118 empty] | 0.2 |  |  | 31 |  |  | 0.35 | 0.04 |  |  | 10 |  |  | 0.4 | 0.35 |  |  | 62 |  |  | 0.3 | 0 |  |  | 0 |  |  | 0.05 | 0.1 |  |  | 58 |  |  | 0.12 | 0.04 |  |  | 44 |  |  | 0.06 | 0.25 |  |  | 81 |  |  | 0.16 | 69.53 | 0.031506 | Gas | FRS_110033248563
2737 | 10006 | 2021 | TX | Eastman Cogeneration Facility | 55176 | Southwestern Electric Power Co | 17698 | Eastman Cogeneration LP | 49791 | IPP CHP | Southwest Power Pool | SWPP | MRO | SPSO | SPP South |  | 48 | 203 | Harrison | 32.4481 | -94.6903 | 2 | 3 | NG | GAS |  | 0.51885 | 467.7 | 0.46858 |  | Yes | 7521904.8 | 0.965 | 0.56257 |  | 12326659.01 | 5633673.594 | 12326659.01 | 5633673.594 | 2125774.4 | 985597.6 | 167.943 | 70.328 | 3.698 | 732558.943 | 26619.273 | 2661.927 | 733288.311 |  | 0.158 | 0.143 | 0.003 | 689.216 | 0.013 | 0.001 | 689.902 |  | 0.027 | 0.025 | 0.001 | 118.858 | 0.002 | 0 | 118.976 |  | 0.158 | 0.143 | 0.003 | 689.216 | 0.013 | 0.001 | 689.902 |  | 298.53 | 125.013 | 6.574 | 1302169.735 | 47317.437 | 4731.744 |  | 21911414.03 | 10014210.22 | 21911414.03 | 10014210.22 | EPA/CAMD | EPA/CAMD | EPA/CAMD | EPA/CAMD | EIA | EIA | -- | EPA/CAMD | EPA/CAMD | [6 empty] | 9584755.023 | 4380536.628 | 130.587 | 54.685 | 2.876 | 569610.792 | 20698.164 | 2069.816 | 5798.6675 | 0 | 0 | 2125774.42 | 0 | 0 | 0 | 0 | 0 | 0 | 0 | 0 | 2125774.42 | 0 | 0 | 2125774.42 | 0 | 0 | 0 | 1 | 0 | 0 | 0 | 0 | 0 | 0 | 0 | 0 | 1 | 0 | 0 | 1 | 0 | Yes |  | 23082886.61 | 1371794.173 | 325.346 | 6.926 |  | https://www.google.com/maps/@?api=1&map_action=map&center=32.448099999999997%2C-94.690299999999993&zoom=17&basemap=satellite | 10125 | [118 empty] | 0.61 |  |  | 83 |  |  | 0.35 | 0.76 |  |  | 81 |  |  | 0.4 | 0.48 |  |  | 78 |  |  | 0.3 | 0.05 |  |  | 75 |  |  | 0.05 | 0.25 |  |  | 86 |  |  | 0.12 | 0.06 |  |  | 60 |  |  | 0.06 | 0.13 |  |  | 41 |  |  | 0.16 | 30.3875 | 0.024791 | Gas | FRS_110000743704
2738 | 6100 | 2021 | MO | South Harper Peaking Facility | 56151 | Kansas City Power & Light Co | 10000 | Evergy Missouri West | 56211 | Electric Utility | Southwest Power Pool | SWPP | MRO | SPNO | SPP North |  | 29 | 37 | Cass | 38.6803 | -94.4824 | 3 | 3 | NG | GAS |  | 0.02192 | 351 | 1 | [6 empty] | 879395.593 | 388940.521 | 879395.593 | 388940.521 | 67410 | 29814 | 23.889 | 10.498 | 0.264 | 52262.447 | 1847.178 | 184.718 | 52313.06 |  | 0.709 | 0.704 | 0.008 | 1550.584 | 0.027 | 0.003 | 1552.086 |  | 0.054 | 0.054 | 0.001 | 118.86 | 0.002 | 0 | 118.975 |  | 0.709 | 0.704 | 0.008 | 1550.584 | 0.027 | 0.003 | 1552.086 |  | 23.889 | 10.498 | 0.264 | 52262.447 | 1847.178 | 184.718 |  | 879395.593 | 388940.521 | 879395.593 | 388940.521 | EPA/CAMD | EPA/CAMD | EPA/CAMD | EPA/CAMD | EIA | EIA | -- | EPA/CAMD | EPA/CAMD | [14 empty] | 13045.4768 | 0 | 0 | 67410 | 0 | 0 | 0 | 0 | 0 | 0 | 0 | 0 | 67410 | 0 | 0 | 67410 | 0 | 0 | 0 | 1 | 0 | 0 | 0 | 0 | 0 | 0 | 0 | 0 | 1 | 0 | 0 | 1 | 0 | Yes |  | 2681684.545 | 159365.957 | 71.848 | 0.804 |  | https://www.google.com/maps/@?api=1&map_action=map&center=38.680300000000003%2C-94.482399999999998&zoom=17&basemap=satellite | 4575 | [118 empty] | 0.16 |  |  | 23 |  |  | 0.35 | 0.12 |  |  | 26 |  |  | 0.4 | 0.2 |  |  | 37 |  |  | 0.3 | 0 |  |  | 0 |  |  | 0.05 | 0.09 |  |  | 51 |  |  | 0.12 | 0.06 |  |  | 63 |  |  | 0.06 | 0.14 |  |  | 44 |  |  | 0.16 | 2.4214 | 0.087591 | Gas | FRS_110028012004
2739 | 6103 | 2021 | MO | St Joseph Landfill Generating Station | 58024 | KCP&L Greater Missouri Operations Co. | 12698 | Evergy Missouri West | 56211 | Electric Utility | Southwest Power Pool | SWPP | MRO | SPNO | SPP North |  | 29 | 21 | Buchanan | 39.6744 | -94.7761 | 1 | 1 | LFG | BIOMASS |  | 0.7911 | 1.6 | 0.01484 | Yes | [5 empty] | 118983 | 52243 | 118983 | 52243 | 11088 | 4868 | 0 | 0 | 1.993 | 0 | 0 | 0 | 0 |  | 0 | 0 | 0.359 | 0 | 0 | 0 | 0 |  | 0 | 0 | 0.033 | 0 | 0 | 0 | 0 |  | 0 | 0 | 0.359 | 0 | 0 | 0 | 0 |  | 86.261 | 37.875 | 2.677 | 7555.395 | 276.755 | 27.675 |  | 118983 | 52243 | 118983 | 52243 | EIA | EIA | EIA | EIA | EIA | EIA | -- | EIA | EIA | 86.261 | 37.875 | 0.684 | 7555.395 | 276.755 | 27.675 | [8 empty] | 10730.79 | 0 | 0 | 0 | 0 | 0 | 11088 | 0 | 0 | 0 | 0 | 0 | 0 | 11088 | 11088 | 11088 | 0 | 0 | 0 | 0 | 0 | 0 | 1 | 0 | 0 | 0 | 0 | 0 | 0 | 1 | 1 | 1 | 0 | [7 empty] | https://www.google.com/maps/@?api=1&map_action=map&center=39.674444000000001%2C-94.776111&zoom=17&basemap=satellite | 2521 | [118 empty] | 0.14 |  |  | 19 |  |  | 0.35 | 0.11 |  |  | 25 |  |  | 0.4 | 0.17 |  |  | 31 |  |  | 0.3 | 0 |  |  | 0 |  |  | 0.05 | 0.03 |  |  | 21 |  |  | 0.12 | 0.06 |  |  | 62 |  |  | 0.06 | 0.16 |  |  | 52 |  |  | 0.16 | 0.9984 | 0.19582 | Biomass | FRS_110015884435
2740 | 9964 | 2021 | TX | Channelview Cogeneration Facility | 55187 | CenterPoint Energy | 8901 | EIF Channelview Cogeneration LLC | 56380 | IPP CHP | Electric Reliability Council of Texas, Inc. | ERCO | TRE | ERCT | ERCOT All | ERCOT | 48 | 201 | Harris | 29.837 | -95.1217 | 4 | 5 | NG | GAS |  | 0.66842 | 918.3 | 0.2193 |  | Yes | 19755632 | 0.929 | 0.55329 |  | 30785151.29 | 13298197.88 | 30785151.29 | 13298197.88 | 5376978 | 2324789 | 169.163 | 73.256 | 9.236 | 1829514.738 | 70371.154 | 7037.115 | 1831442.908 |  | 0.063 | 0.063 | 0.003 | 680.499 | 0.013 | 0.001 | 681.216 |  | 0.011 | 0.011 | 0.001 | 118.857 | 0.002 | 0 | 118.982 |  | 0.063 | 0.063 | 0.003 | 680.499 | 0.013 | 0.001 | 681.216 |  | 305.741 | 132.402 | 16.693 | 3306627.178 | 127187.371 | 12718.737 |  | 55640447.06 | 24034888.38 | 55640447.06 | 24034888.38 | EPA/CAMD | EPA/CAMD | EPA/CAMD | EPA/CAMD | EIA | EIA | -- | EPA/CAMD | EPA/CAMD | [6 empty] | 24855295.77 | 10736690.5 | 136.578 | 59.146 | 7.457 | 1477112.44 | 56816.217 | 5681.622 | 5725.3631 | 0 | 0 | 5376978 | 0 | 0 | 0 | 0 | 0 | 0 | 0 | 0 | 5376978 | 0 | 0 | 5376978 | 0 | 0 | 0 | 1 | 0 | 0 | 0 | 0 | 0 | 0 | 0 | 0 | 1 | 0 | 0 | 1 | 0 | Yes |  | 57276863.05 | 3403882.321 | 303.189 | 17.184 |  | https://www.google.com/maps/@?api=1&map_action=map&center=29.836952%2C-95.121744000000007&zoom=17&basemap=satellite | 30594 | [118 empty] | 0.64 |  |  | 85 |  |  | 0.35 | 0.89 |  |  | 88 |  |  | 0.4 | 0.39 |  |  | 66 |  |  | 0.3 | 0.1 |  |  | 85 |  |  | 0.05 | 0.27 |  |  | 89 |  |  | 0.12 | 0.08 |  |  | 72 |  |  | 0.06 | 0.05 |  |  | 11 |  |  | 0.16 | 69.9986 | 0.027309 | Gas | FRS_110006531397
2741 | 6105 | 2021 | MO | Stanberry | 8110 | City of Stanberry - (MO) | 17946 | City of Stanberry - (MO) | 17946 | Electric Utility | Associated Electric Cooperative, Inc. | AECI | SERC | SRMW | SERC Midwest |  | 29 | 75 | Gentry | 40.2127 | -94.5424 | 4 | 4 | NG | GAS |  | 0 | 4.3 | [11 empty] | 0 | 0 | 0 |  | 0 | 0 | [45 empty] | -- | [17 empty] | 0 | 0 | 0 | 0 | 0 | 0 | 0 | 0 | 0 | 0 | 0 | 0 | 0 | 0 | 0 | 0 | [23 empty] | https://www.google.com/maps/@?api=1&map_action=map&center=40.212746000000003%2C-94.542359000000005&zoom=17&basemap=satellite | 1468 | [118 empty] | 0.18 |  |  | 29 |  |  | 0.35 | 0.04 |  |  | 13 |  |  | 0.4 | 0.32 |  |  | 58 |  |  | 0.3 | 0.01 |  |  | 57 |  |  | 0.05 | 0.17 |  |  | 75 |  |  | 0.12 | 0.05 |  |  | 51 |  |  | 0.06 | 0.23 |  |  | 76 |  |  | 0.16 |  |  | Gas | FRS_
2742 | 9329 | 2021 | PA | Ontelaunee Energy Center | 55193 | Metropolitan Edison Co | 12390 | Ontelaunee Energy Center | 55649 | IPP Non-CHP | PJM Interconnection, LLC | PJM | RFC | RFCE | RFC East | PJM | 42 | 11 | Berks | 40.4219 | -75.9356 | 2 | 3 | NG | GAS |  | 0.69385 | 728 | 0.17691 | [6 empty] | 30929835.63 | 13183653.84 | 30929835.63 | 13183653.84 | 4424890 | 1876001 | 98.295 | 41.035 | 9.279 | 1838107.048 | 67805.303 | 6780.53 | 1839964.913 |  | 0.044 | 0.044 | 0.004 | 830.803 | 0.015 | 0.002 | 831.643 |  | 0.006 | 0.006 | 0.001 | 118.857 | 0.002 | 0 | 118.977 |  | 0.044 | 0.044 | 0.004 | 830.803 | 0.015 | 0.002 | 831.643 |  | 98.295 | 41.035 | 9.279 | 1838107.048 | 67805.303 | 6780.53 |  | 30929835.63 | 13183653.84 | 30929835.63 | 13183653.84 | EPA/CAMD | EPA/CAMD | EPA/CAMD | EPA/CAMD | EIA | EIA | -- | EPA/CAMD | EPA/CAMD | [14 empty] | 6989.9671 | 0 | 0 | 4424890 | 0 | 0 | 0 | 0 | 0 | 0 | 0 | 0 | 4424890 | 0 | 0 | 4424890 | 0 | 0 | 0 | 1 | 0 | 0 | 0 | 0 | 0 | 0 | 0 | 0 | 1 | 0 | 0 | 1 | 0 | Yes |  | 29595626.08 | 1758822.845 | 97.427 | 8.879 |  | https://www.google.com/maps/@?api=1&map_action=map&center=40.421900000000001%2C-75.935599999999994&zoom=17&basemap=satellite | 26130 | [118 empty] | 0.22 |  |  | 37 |  |  | 0.35 | 0.25 |  |  | 45 |  |  | 0.4 | 0.19 |  |  | 35 |  |  | 0.3 | 0.03 |  |  | 66 |  |  | 0.05 | 0.09 |  |  | 54 |  |  | 0.12 | 0.05 |  |  | 50 |  |  | 0.06 | 0.18 |  |  | 62 |  |  | 0.16 | 56.2945 | 0.028198 | Gas | FRS_110010965982
2743 | 9375 | 2021 | PA | Springdale Generating Station (55196) | 55196 | West Penn Power Company | 20387 | Springdale Energy LLC | 61267 | IPP Non-CHP | PJM Interconnection, LLC | PJM | RFC | RFCW | RFC West | PJM | 42 | 3 | Allegheny | 40.5467 | -79.7683 | 2 | 2 | NG | GAS |  | 0.17834 | 87.6 | 1 | [6 empty] | 1422529.195 | 900184.28 | 1422529.195 | 900184.28 | 136857 | 86604 | 53.992 | 32.964 | 0.427 | 84541.96 | 3149.335 | 314.933 | 84628.252 |  | 0.789 | 0.761 | 0.006 | 1235.479 | 0.023 | 0.002 | 1236.74 |  | 0.076 | 0.073 | 0.001 | 118.861 | 0.002 | 0 | 118.983 |  | 0.789 | 0.761 | 0.006 | 1235.479 | 0.023 | 0.002 | 1236.74 |  | 53.992 | 32.964 | 0.427 | 84541.96 | 3149.335 | 314.933 |  | 1422529.195 | 900184.28 | 1422529.195 | 900184.28 | EPA/CAMD | EPA/CAMD | EPA/CAMD | EPA/CAMD | EIA | EIA | -- | EPA/CAMD | EPA/CAMD | [14 empty] | 10394.2743 | 0 | 0 | 136857 | 0 | 0 | 0 | 0 | 0 | 0 | 0 | 0 | 136857 | 0 | 0 | 136857 | 0 | 0 | 0 | 1 | 0 | 0 | 0 | 0 | 0 | 0 | 0 | 0 | 1 | 0 | 0 | 1 | 0 | Yes |  | 1611111.994 | 95747.037 | 61.094 | 0.483 |  | https://www.google.com/maps/@?api=1&map_action=map&center=40.546666999999999%2C-79.768332999999998&zoom=17&basemap=satellite | 34393 | [118 empty] | 0.22 |  |  | 37 |  |  | 0.35 | 0.12 |  |  | 28 |  |  | 0.4 | 0.32 |  |  | 58 |  |  | 0.3 | 0.01 |  |  | 57 |  |  | 0.05 | 0.06 |  |  | 41 |  |  | 0.12 | 0.04 |  |  | 44 |  |  | 0.06 | 0.2 |  |  | 68 |  |  | 0.16 | 0.39 | 0.0049356 | Gas | FRS_110064351918
2744 | 6130 | 2021 | MS | Caledonia | 55197 | Tennessee Valley Authority | 18642 | Tennessee Valley Authority | 18642 | Electric Utility | Tennessee Valley Authority | TVA | SERC | SRTV | SERC Tennessee Valley |  | 28 | 87 | Lowndes | 33.6464 | -88.2717 | 3 | 6 | NG | GAS |  | 0.62136 | 801 | 0.29773 | [6 empty] | 30607469.16 | 13843164.84 | 30607469.16 | 13843164.84 | 4359957 | 1938868 | 168.004 | 79.122 | 9.183 | 1818959.43 | 66627.436 | 6662.744 | 1820785.022 |  | 0.077 | 0.082 | 0.004 | 834.393 | 0.015 | 0.002 | 835.231 |  | 0.011 | 0.011 | 0.001 | 118.857 | 0.002 | 0 | 118.977 |  | 0.077 | 0.082 | 0.004 | 834.393 | 0.015 | 0.002 | 835.231 |  | 168.004 | 79.122 | 9.183 | 1818959.43 | 66627.436 | 6662.744 |  | 30607469.16 | 13843164.84 | 30607469.16 | 13843164.84 | EPA/CAMD | EPA/CAMD | EPA/CAMD | EPA/CAMD | EIA | EIA | -- | EPA/CAMD | EPA/CAMD | [14 empty] | 7020.131 | 0 | 0 | 4359957 | 0 | 0 | 0 | 0 | 0 | 0 | 0 | 0 | 4359957 | 0 | 0 | 4359957 | 0 | 0 | 0 | 1 | 0 | 0 | 0 | 0 | 0 | 0 | 0 | 0 | 1 | 0 | 0 | 1 | 0 | Yes |  | 32965700.07 | 1959109.496 | 168.756 | 9.89 |  | https://www.google.com/maps/@?api=1&map_action=map&center=33.6464%2C-88.271699999999996&zoom=17&basemap=satellite | 1663 | [118 empty] | 0.24 |  |  | 41 |  |  | 0.35 | 0.24 |  |  | 44 |  |  | 0.4 | 0.24 |  |  | 44 |  |  | 0.3 | 0 |  |  | 0 |  |  | 0.05 | 0.12 |  |  | 64 |  |  | 0.12 | 0.03 |  |  | 27 |  |  | 0.06 | 0.19 |  |  | 62 |  |  | 0.16 | 132.2 | 0.058556 | Gas | FRS_110016774864
2745 | 6110 | 2021 | MO | Sub 2 Generating Station | 56126 | Northeast Missouri El Pwr Coop | 13738 | City of Macon - (MO) | 11460 | Electric Utility | Associated Electric Cooperative, Inc. | AECI | SERC | SRMW | SERC Midwest |  | 29 | 121 | Macon | 39.7503 | -92.5 | 2 | 2 | DFO | OIL |  | 0 | 3.6 | [11 empty] | 0 | 0 | 0 |  | 0 | 0 | [45 empty] | -- | [17 empty] | 0 | 0 | 0 | 0 | 0 | 0 | 0 | 0 | 0 | 0 | 0 | 0 | 0 | 0 | 0 | 0 | [23 empty] | https://www.google.com/maps/@?api=1&map_action=map&center=39.750300000000003%2C-92.5&zoom=17&basemap=satellite | 5869 | [118 empty] | 0.26 |  |  | 45 |  |  | 0.35 | 0.12 |  |  | 26 |  |  | 0.4 | 0.41 |  |  | 70 |  |  | 0.3 | 0.01 |  |  | 57 |  |  | 0.05 | 0.13 |  |  | 67 |  |  | 0.12 | 0.06 |  |  | 60 |  |  | 0.06 | 0.24 |  |  | 79 |  |  | 0.16 |  |  | Oil | FRS_
2746 | 6111 | 2021 | MO | Sub 3 Generating Station | 56128 | Northeast Missouri El Pwr Coop | 13738 | City of Macon - (MO) | 11460 | Electric Utility | Associated Electric Cooperative, Inc. | AECI | SERC | SRMW | SERC Midwest |  | 29 | 121 | Macon | 39.7614 | -92.4533 | 4 | 4 | DFO | OIL |  | 0 | 7.2 | [11 empty] | 0 | 0 | 0 |  | 0 | 0 | [45 empty] | -- | [17 empty] | 0 | 0 | 0 | 0 | 0 | 0 | 0 | 0 | 0 | 0 | 0 | 0 | 0 | 0 | 0 | 0 | [23 empty] | https://www.google.com/maps/@?api=1&map_action=map&center=39.761389000000001%2C-92.453333000000001&zoom=17&basemap=satellite | 6177 | [118 empty] | 0.26 |  |  | 44 |  |  | 0.35 | 0.11 |  |  | 26 |  |  | 0.4 | 0.41 |  |  | 70 |  |  | 0.3 | 0.01 |  |  | 57 |  |  | 0.05 | 0.14 |  |  | 67 |  |  | 0.12 | 0.06 |  |  | 60 |  |  | 0.06 | 0.24 |  |  | 79 |  |  | 0.16 |  |  | Oil | FRS_
2747 | 6118 | 2021 | MO | Trigen St. Louis | 56309 | Union Electric Co - (MO) | 19436 | Ashley Energy LLC | 50130 | IPP CHP | Midcontinent Independent Transmission System Operator, Inc.. | MISO | SERC | SRMW | SERC Midwest | MISO | 29 | 189 | St Louis | 38.6359 | -90.1809 | 5 | 6 | NG | GAS |  | 0 | 38 |  |  | Yes | 0 |  | 1 |  | 0 | 0 | 0 | 0 | 0 | 0 | 0 | 0 | 0 | 0 | 0 | 0 | 0 | [25 empty] | 0 | 0 | 0 | 0 | 0 | 0 |  | 0 | 0 | 0 | 0 | EIA | EIA | EIA | EIA | EIA | EIA | -- | EIA | EIA | [6 empty] | 0 | 0 | 0 | 0 | 0 | 0 | 0 | 0 |  | 0 | 0 | 0 | 0 | 0 | 0 | 0 | 0 | 0 | 0 | 0 | 0 | 0 | 0 | 0 | 0 | [23 empty] | https://www.google.com/maps/@?api=1&map_action=map&center=38.635899999999999%2C-90.180899999999994&zoom=17&basemap=satellite | 60663 | [118 empty] | 0.63 |  |  | 84 |  |  | 0.35 | 0.73 |  |  | 80 |  |  | 0.4 | 0.52 |  |  | 82 |  |  | 0.3 | 0.01 |  |  | 58 |  |  | 0.05 | 0.13 |  |  | 67 |  |  | 0.12 | 0.06 |  |  | 63 |  |  | 0.06 | 0.12 |  |  | 35 |  |  | 0.16 | 0 |  | Gas | FRS_110009878748
2748 | 6120 | 2021 | MO | Unionville | 6563 | Associated Electric Coop, Inc | 924 | Associated Electric Coop, Inc | 924 | Electric Utility | Associated Electric Cooperative, Inc. | AECI | SERC | SRMW | SERC Midwest |  | 29 | 171 | Putnam | 40.4593 | -93.0218 | 2 | 2 | DFO | OIL |  | 0 | 53.2 | [13 empty] | 0 |  | 0 | 0 | [45 empty] | -- | [56 empty] | https://www.google.com/maps/@?api=1&map_action=map&center=40.459344000000002%2C-93.021833000000001&zoom=17&basemap=satellite | 2055 | [118 empty] | 0.18 |  |  | 27 |  |  | 0.35 | 0.01 |  |  | 5 |  |  | 0.4 | 0.34 |  |  | 60 |  |  | 0.3 | 0.01 |  |  | 59 |  |  | 0.05 | 0.05 |  |  | 36 |  |  | 0.12 | 0.08 |  |  | 72 |  |  | 0.06 | 0.21 |  |  | 72 |  |  | 0.16 |  |  | Oil | FRS_
2749 | 9982 | 2021 | TX | Corpus Christi Energy Center | 55206 | AEP Texas Central Company | 3278 | Corpus Christi Cogeneration LLC | 4383 | IPP CHP | Electric Reliability Council of Texas, Inc. | ERCO | TRE | ERCT | ERCOT All | ERCOT | 48 | 355 | Nueces | 27.8139 | -97.4283 | 2 | 3 | NG | GAS |  | 0.36529 | 593.3 | 0.72452 |  | Yes | 7015980 | 0.924 | 0.55185 |  | 10672697.8 | 4954139.033 | 10672697.8 | 4954139.033 | 1898501 | 906200 | 195.008 | 87.029 | 3.202 | 634262.153 | 23608.712 | 2360.871 | 634909.032 |  | 0.205 | 0.192 | 0.003 | 668.172 | 0.012 | 0.001 | 668.853 |  | 0.037 | 0.035 | 0.001 | 118.857 | 0.002 | 0 | 118.978 |  | 0.205 | 0.192 | 0.003 | 668.172 | 0.012 | 0.001 | 668.853 |  | 353.372 | 157.704 | 5.802 | 1149338.118 | 42781.037 | 4278.104 |  | 19339855.51 | 8977330.279 | 19339855.51 | 8977330.279 | EPA/CAMD | EPA/CAMD | EPA/CAMD | EPA/CAMD | EIA | EIA | -- | EPA/CAMD | EPA/CAMD | [6 empty] | 8667157.715 | 4023191.246 | 158.364 | 70.675 | 2.6 | 515075.965 | 19172.325 | 1917.232 | 5621.6445 | 0 | 0 | 1898501 | 0 | 0 | 0 | 0 | 0 | 0 | 0 | 0 | 1898501 | 0 | 0 | 1898501 | 0 | 0 | 0 | 1 | 0 | 0 | 0 | 0 | 0 | 0 | 0 | 0 | 1 | 0 | 0 | 1 | 0 | Yes |  | 20614071.28 | 1225055.03 | 395.086 | 6.184 |  | https://www.google.com/maps/@?api=1&map_action=map&center=27.8139%2C-97.428299999999993&zoom=17&basemap=satellite | 31623 | [118 empty] | 0.76 |  |  | 93 |  |  | 0.35 | 0.88 |  |  | 88 |  |  | 0.4 | 0.65 |  |  | 91 |  |  | 0.3 | 0.09 |  |  | 83 |  |  | 0.05 | 0.35 |  |  | 94 |  |  | 0.12 | 0.07 |  |  | 68 |  |  | 0.06 | 0.16 |  |  | 52 |  |  | 0.16 | 14.7664 | 0.014075 | Gas | FRS_110017743245
2750 | 7680 | 2021 | NM | Afton Generating Station | 55210 | El Paso Electric Co | 5701 | Public Service Co of NM | 15473 | Electric Utility | Public Service Company of New Mexico | PNM | WECC | AZNM | WECC Southwest |  | 35 | 13 | Dona Ana | 32.1142 | -106.8465 | 1 | 2 | NG | GAS |  | 0.25024 | 287 | 0.91626 | [6 empty] | 5201137.553 | 3385911.63 | 5201137.553 | 3385911.63 | 629136 | 434815 | 55.795 | 29.816 | 1.56 | 309093.938 | 11297.201 | 1129.72 | 309403.481 |  | 0.177 | 0.137 | 0.005 | 982.598 | 0.018 | 0.002 | 983.582 |  | 0.021 | 0.018 | 0.001 | 118.856 | 0.002 | 0 | 118.975 |  | 0.177 | 0.137 | 0.005 | 982.598 | 0.018 | 0.002 | 983.582 |  | 55.795 | 29.816 | 1.56 | 309093.938 | 11297.201 | 1129.72 |  | 5201137.553 | 3385911.63 | 5201137.553 | 3385911.63 | EPA/CAMD | EPA/CAMD | EPA/CAMD | EPA/CAMD | EIA | EIA | -- | EPA/CAMD | EPA/CAMD | [14 empty] | 8267.1116 | 0 | 0 | 629136 | 0 | 0 | 0 | 0 | 0 | 0 | 0 | 0 | 629136 | 0 | 0 | 629136 | 0 | 0 | 0 | 1 | 0 | 0 | 0 | 0 | 0 | 0 | 0 | 0 | 1 | 0 | 0 | 1 | 0 | Yes |  | 6751802.888 | 401251.375 | 73.526 | 2.026 |  | https://www.google.com/maps/@?api=1&map_action=map&center=32.114184999999999%2C-106.84648300000001&zoom=17&basemap=satellite | 22 | [118 empty] | 0.66 |  |  | 87 |  |  | 0.35 | 0.95 |  |  | 92 |  |  | 0.4 | 0.38 |  |  | 65 |  |  | 0.3 | 0.2 |  |  | 93 |  |  | 0.05 | 0.22 |  |  | 83 |  |  | 0.12 | 0.03 |  |  | 29 |  |  | 0.06 | 0.12 |  |  | 36 |  |  | 0.16 | 28.6 | 0.062904 | Gas | FRS_110007007416
2751 | 6122 | 2021 | MO | Walton Street Substation | 56598 | City of Farmington - (MO) | 6205 | City of Farmington - (MO) | 6205 | Electric Utility | Midcontinent Independent Transmission System Operator, Inc.. | MISO | SERC | SRMW | SERC Midwest | MISO | 29 | 187 | St Francois | 37.7881 | -90.4336 | 1 | 1 | DFO | OIL |  | 0.00034 | 2 | 1 | [6 empty] | 72 | 18 | 72 | 18 | 6 | 2 | 0.112 | 0.028 | 0.01 | 5.88 | 0.476 | 0.095 | 5.9 |  | 37.333 | 28 | 3.467 | 1960 | 0.079 | 0.016 | 1966.714 |  | 3.111 | 3.111 | 0.289 | 163.333 | 0.007 | 0.001 | 163.893 |  | 37.333 | 28 | 3.467 | 1960 | 0.079 | 0.016 | 1966.714 |  | 0.112 | 0.028 | 0.01 | 5.88 | 0.476 | 0.095 |  | 72 | 18 | 72 | 18 | EIA | EIA | EIA | EIA | EIA | EIA | -- | EIA | EIA | [14 empty] | 12000 | 0 | 6 | 0 | 0 | 0 | 0 | 0 | 0 | 0 | 0 | 0 | 6 | 0 | 0 | 6 | 0 | 0 | 1 | 0 | 0 | 0 | 0 | 0 | 0 | 0 | 0 | 0 | 1 | 0 | 0 | 1 | 0 | [7 empty] | https://www.google.com/maps/@?api=1&map_action=map&center=37.7881%2C-90.433599999999998&zoom=17&basemap=satellite | 21101 | [118 empty] | 0.28 |  |  | 48 |  |  | 0.35 | 0.11 |  |  | 25 |  |  | 0.4 | 0.44 |  |  | 74 |  |  | 0.3 | 0.01 |  |  | 57 |  |  | 0.05 | 0.13 |  |  | 67 |  |  | 0.12 | 0.04 |  |  | 42 |  |  | 0.06 | 0.18 |  |  | 61 |  |  | 0.16 | 0.00992 | 6.6133 | Oil | FRS_110040575062
2752 | 6125 | 2021 | MS | Ackerman Combined Cycle Plant | 55694 | Tennessee Valley Authority | 18642 | Tennessee Valley Authority | 18642 | Electric Utility | Tennessee Valley Authority | TVA | SERC | SRTV | SERC Tennessee Valley |  | 28 | 19 | Choctaw | 33.3792 | -89.2089 | 2 | 3 | NG | GAS |  | 0.44351 | 850.5 | 0.59414 | [6 empty] | 24583476.58 | 10489844.36 | 24583476.58 | 10489844.36 | 3304355 | 1404769 | 140.341 | 59.571 | 7.375 | 1460960.384 | 51659.244 | 5165.924 | 1462375.847 |  | 0.085 | 0.085 | 0.004 | 884.264 | 0.016 | 0.002 | 885.12 |  | 0.011 | 0.011 | 0.001 | 118.857 | 0.002 | 0 | 118.972 |  | 0.085 | 0.085 | 0.004 | 884.264 | 0.016 | 0.002 | 885.12 |  | 140.341 | 59.571 | 7.375 | 1460960.384 | 51659.244 | 5165.924 |  | 24583476.58 | 10489844.36 | 24583476.58 | 10489844.36 | EPA/CAMD | EPA/CAMD | EPA/CAMD | EPA/CAMD | EIA | EIA | -- | EPA/CAMD | EPA/CAMD | [14 empty] | 7439.7202 | 0 | 0 | 3304355 | 0 | 0 | 0 | 0 | 0 | 0 | 0 | 0 | 3304355 | 0 | 0 | 3304355 | 0 | 0 | 0 | 1 | 0 | 0 | 0 | 0 | 0 | 0 | 0 | 0 | 1 | 0 | 0 | 1 | 0 | Yes |  | 29960559.43 | 1780487.517 | 167.075 | 8.988 |  | https://www.google.com/maps/@?api=1&map_action=map&center=33.379199999999997%2C-89.2089&zoom=17&basemap=satellite | 459 | [118 empty] | 0.21 |  |  | 35 |  |  | 0.35 | 0.2 |  |  | 39 |  |  | 0.4 | 0.23 |  |  | 41 |  |  | 0.3 | 0 |  |  | 0 |  |  | 0.05 | 0.18 |  |  | 76 |  |  | 0.12 | 0.05 |  |  | 46 |  |  | 0.06 | 0.23 |  |  | 76 |  |  | 0.16 | 91.64 | 0.062435 | Gas | FRS_110024408256
2753 | 6126 | 2021 | MS | Attala Generating Plant | 55220 | Entergy Mississippi Inc | 12685 | Entergy Mississippi LLC | 12685 | Electric Utility | Midcontinent Independent Transmission System Operator, Inc.. | MISO | SERC | SRMV | SERC Mississippi Valley | MISO | 28 | 7 | Attala | 33.0147 | -89.6753 | 2 | 3 | NG | GAS |  | 0.51612 | 551.3 | 0.47314 | [6 empty] | 17712238.06 | 9364234.166 | 17712238.06 | 9364234.166 | 2492523 | 1303896 | 101.206 | 52.165 | 5.314 | 1052614.685 | 38784.048 | 3878.405 | 1053677.368 |  | 0.081 | 0.08 | 0.004 | 844.618 | 0.016 | 0.002 | 845.471 |  | 0.011 | 0.011 | 0.001 | 118.857 | 0.002 | 0 | 118.977 |  | 0.081 | 0.08 | 0.004 | 844.618 | 0.016 | 0.002 | 845.471 |  | 101.206 | 52.165 | 5.314 | 1052614.685 | 38784.048 | 3878.405 |  | 17712238.06 | 9364234.166 | 17712238.06 | 9364234.166 | EPA/CAMD | EPA/CAMD | EPA/CAMD | EPA/CAMD | EIA | EIA | -- | EPA/CAMD | EPA/CAMD | [14 empty] | 7106.1483 | 0 | 0 | 2492523 | 0 | 0 | 0 | 0 | 0 | 0 | 0 | 0 | 2492523 | 0 | 0 | 2492523 | 0 | 0 | 0 | 1 | 0 | 0 | 0 | 0 | 0 | 0 | 0 | 0 | 1 | 0 | 0 | 1 | 0 | Yes |  | 23798736.28 | 1414334.104 | 131.394 | 7.14 |  | https://www.google.com/maps/@?api=1&map_action=map&center=33.014699999999998%2C-89.675299999999993&zoom=17&basemap=satellite | 859 | [118 empty] | 0.39 |  |  | 64 |  |  | 0.35 | 0.35 |  |  | 55 |  |  | 0.4 | 0.43 |  |  | 72 |  |  | 0.3 | 0 |  |  | 0 |  |  | 0.05 | 0.23 |  |  | 85 |  |  | 0.12 | 0.05 |  |  | 51 |  |  | 0.06 | 0.23 |  |  | 77 |  |  | 0.16 | 100.6917 | 0.10259 | Gas | FRS_110041977000
2754 | 10233 | 2021 | TX | Odessa Ector Generating Station | 55215 | Oncor Electric Delivery Company LLC | 44372 | LaFrontera Holdings LLC | 60477 | IPP Non-CHP | Electric Reliability Council of Texas, Inc. | ERCO | TRE | ERCT | ERCOT All | ERCOT | 48 | 135 | Ector | 31.8403 | -102.3264 | 4 | 6 | NG | GAS |  | 0.42315 | 1152.8 | 0.62808 | [6 empty] | 29921185.91 | 14319280.77 | 29921185.91 | 14319280.77 | 4273240 | 2044304 | 439.849 | 204.468 | 8.976 | 1778173.579 | 66491.519 | 6649.152 | 1779995.447 |  | 0.206 | 0.2 | 0.004 | 832.237 | 0.016 | 0.002 | 833.089 |  | 0.029 | 0.029 | 0.001 | 118.857 | 0.002 | 0 | 118.979 |  | 0.206 | 0.2 | 0.004 | 832.237 | 0.016 | 0.002 | 833.089 |  | 439.849 | 204.468 | 8.976 | 1778173.579 | 66491.519 | 6649.152 |  | 29921185.91 | 14319280.77 | 29921185.91 | 14319280.77 | EPA/CAMD | EPA/CAMD | EPA/CAMD | EPA/CAMD | EIA | EIA | -- | EPA/CAMD | EPA/CAMD | [14 empty] | 7001.9905 | 0 | 0 | 4273240 | 0 | 0 | 0 | 0 | 0 | 0 | 0 | 0 | 4273240 | 0 | 0 | 4273240 | 0 | 0 | 0 | 1 | 0 | 0 | 0 | 0 | 0 | 0 | 0 | 0 | 1 | 0 | 0 | 1 | 0 | Yes |  | 40971174.86 | 2434855.698 | 588.095 | 12.292 |  | https://www.google.com/maps/@?api=1&map_action=map&center=31.840299999999999%2C-102.32640000000001&zoom=17&basemap=satellite | 36409 | [118 empty] | 0.52 |  |  | 76 |  |  | 0.35 | 0.71 |  |  | 79 |  |  | 0.4 | 0.34 |  |  | 59 |  |  | 0.3 | 0.09 |  |  | 83 |  |  | 0.05 | 0.26 |  |  | 87 |  |  | 0.12 | 0.09 |  |  | 82 |  |  | 0.06 | 0.11 |  |  | 33 |  |  | 0.16 | 46.5566 | 0.01377 | Gas | FRS_110013396379
2755 | 6127 | 2021 | MS | Batesville Generation Facility | 55063 | Tennessee Valley Authority | 18642 | Cooperative Energy | 17568 | Electric Utility | Tennessee Valley Authority | TVA | SERC | SRTV | SERC Tennessee Valley |  | 28 | 107 | Panola | 34.3356 | -89.9275 | 3 | 6 | NG | GAS |  | 0.40999 | 891 | 0.65002 | [6 empty] | 24632226.17 | 9502827.268 | 24632226.17 | 9502827.268 | 3200004 | 1210549 | 319.832 | 123.506 | 7.39 | 1463850.688 | 51528.828 | 5152.883 | 1465262.578 |  | 0.2 | 0.204 | 0.005 | 914.906 | 0.016 | 0.002 | 915.788 |  | 0.026 | 0.026 | 0.001 | 118.857 | 0.002 | 0 | 118.971 |  | 0.2 | 0.204 | 0.005 | 914.906 | 0.016 | 0.002 | 915.788 |  | 319.832 | 123.506 | 7.39 | 1463850.688 | 51528.828 | 5152.883 |  | 24632226.17 | 9502827.268 | 24632226.17 | 9502827.268 | EPA/CAMD | EPA/CAMD | EPA/CAMD | EPA/CAMD | EIA | EIA | -- | EPA/CAMD | EPA/CAMD | [14 empty] | 7697.5611 | 0 | 0 | 3200004 | 0 | 0 | 0 | 0 | 0 | 0 | 0 | 0 | 3200004 | 0 | 0 | 3200004 | 0 | 0 | 0 | 1 | 0 | 0 | 0 | 0 | 0 | 0 | 0 | 0 | 1 | 0 | 0 | 1 | 0 | Yes |  | 30784105.16 | 1829450.156 | 400.698 | 9.236 |  | https://www.google.com/maps/@?api=1&map_action=map&center=34.335599999999999%2C-89.927499999999995&zoom=17&basemap=satellite | 6906 | [118 empty] | 0.54 |  |  | 78 |  |  | 0.35 | 0.56 |  |  | 70 |  |  | 0.4 | 0.53 |  |  | 82 |  |  | 0.3 | 0 |  |  | 0 |  |  | 0.05 | 0.15 |  |  | 72 |  |  | 0.12 | 0.09 |  |  | 78 |  |  | 0.06 | 0.13 |  |  | 41 |  |  | 0.16 | 181.2976 | 0.08887 | Gas | FRS_110017413431
2756 | 9963 | 2021 | TX | Channel Energy Center | 55299 | CenterPoint Energy | 8901 | Channel Energy Center LLC | 3370 | IPP CHP | Electric Reliability Council of Texas, Inc. | ERCO | TRE | ERCT | ERCOT All | ERCOT | 48 | 201 | Harris | 29.7189 | -95.2319 | 3 | 4 | OG | OFSL |  | 0.51604 | 923.8 | 0.47326 |  | Yes | 17889306.4 | 0.797 | 0.51511 |  | 21164614.61 | 9661743.118 | 21164614.61 | 9661743.118 | 4176086 | 2008265 | 105.136 | 47.442 | 4.02 | 1257781.812 | 50291.508 | 5028.126 | 1259159.646 |  | 0.05 | 0.047 | 0.002 | 602.374 | 0.012 | 0.001 | 603.033 |  | 0.01 | 0.01 | 0 | 118.857 | 0.002 | 0 | 118.987 |  | 0.05 | 0.047 | 0.002 | 602.374 | 0.012 | 0.001 | 603.033 |  | 204.105 | 92.102 | 7.804 | 2441789.041 | 97633.192 | 9761.33 |  | 41087829.01 | 18756781.38 | 41087829.01 | 18756781.38 | EPA/CAMD | EPA/CAMD | EPA/CAMD | EPA/CAMD | EIA | EIA | -- | EPA/CAMD | EPA/CAMD | [6 empty] | 19923214.4 | 9095038.262 | 98.969 | 44.66 | 3.784 | 1184007.229 | 47341.684 | 4733.204 | 5068.0504 | 0 | 0 | 3800304.22 | 0 | 0 | 0 | 0 | 0 | 0 | 375781.795 | 0 | 4176086.015 | 0 | 0 | 4176086.015 | 0 | 0 | 0 | 0.91002 | 0 | 0 | 0 | 0 | 0 | 0 | 0.089984 | 0 | 1 | 0 | 0 | 1 | 0 | Yes |  | 40143632.02 | 2385686.918 | 194.343 | 7.771 |  | https://www.google.com/maps/@?api=1&map_action=map&center=29.718900000000001%2C-95.231899999999996&zoom=17&basemap=satellite | 71921 | [118 empty] | 0.71 |  |  | 90 |  |  | 0.35 | 0.92 |  |  | 90 |  |  | 0.4 | 0.5 |  |  | 79 |  |  | 0.3 | 0.18 |  |  | 92 |  |  | 0.05 | 0.4 |  |  | 96 |  |  | 0.12 | 0.09 |  |  | 78 |  |  | 0.06 | 0.08 |  |  | 20 |  |  | 0.16 | 34.542 | 0.015065 | Other Fossil | FRS_110034690564
2757 | 6129 | 2021 | MS | Benndale | 2068 | South Mississippi El Pwr Assn | 17568 | Cooperative Energy | 17568 | Electric Utility | Midcontinent Independent Transmission System Operator, Inc.. | MISO | SERC | SRSO | SERC South | MISO | 28 | 39 | George | 30.8889 | -88.8054 | 2 | 2 | NG | GAS |  | 0.23212 | 28.4 | 0.94646 | [6 empty] | 442580 | 198279 | 442580 | 198279 | 57748 | 25872 | 616.226 | 276.074 | 0.707 | 25866.38 | 975.723 | 97.572 | 25893.115 |  | 21.342 | 21.342 | 0.024 | 895.836 | 0.017 | 0.002 | 896.762 |  | 2.785 | 2.785 | 0.003 | 116.889 | 0.002 | 0 | 117.01 |  | 21.342 | 21.342 | 0.024 | 895.836 | 0.017 | 0.002 | 896.762 |  | 616.226 | 276.074 | 0.707 | 25866.38 | 975.723 | 97.572 |  | 442580 | 198279 | 442580 | 198279 | EIA | EIA | EIA | EIA | EIA | EIA | -- | EIA | EIA | [14 empty] | 7663.9884 | 0 | 0 | 57748 | 0 | 0 | 0 | 0 | 0 | 0 | 0 | 0 | 57748 | 0 | 0 | 57748 | 0 | 0 | 0 | 1 | 0 | 0 | 0 | 0 | 0 | 0 | 0 | 0 | 1 | 0 | 0 | 1 | 0 | [7 empty] | https://www.google.com/maps/@?api=1&map_action=map&center=30.8889%2C-88.805400000000006&zoom=17&basemap=satellite | 639 | [118 empty] | 0.43 |  |  | 68 |  |  | 0.35 | 0.14 |  |  | 31 |  |  | 0.4 | 0.73 |  |  | 94 |  |  | 0.3 | 0 |  |  | 0 |  |  | 0.05 | 0.15 |  |  | 71 |  |  | 0.12 | 0.04 |  |  | 37 |  |  | 0.06 | 0.17 |  |  | 55 |  |  | 0.16 | 0.075429 | 0.003824 | Gas | FRS_
2758 | 7995 | 2021 | NY | Brooklyn Navy Yard Cogeneration | 54914 | Consolidated Edison Co-NY Inc | 4226 | Brooklyn Navy Yard Cogen PLP | 2313 | IPP CHP | New York Independent System Operator | NYIS | NPCC | NYCW | NPCC NYC/Westchester | NYISO | 36 | 47 | Kings | 40.6994 | -73.9764 | 2 | 4 | NG | GAS |  | 0.70559 | 322 | 0.15735 |  | Yes | 4427126.4 | 1.534 | 0.67168 |  | 12189152.09 | 4469035.2 | 12189152.09 | 4469035.2 | 1990264 | 714638 | 41.746 | 14.481 | 4.399 | 724415.503 | 25581.171 | 2558.117 | 725116.427 |  | 0.042 | 0.041 | 0.004 | 727.959 | 0.013 | 0.001 | 728.664 |  | 0.007 | 0.006 | 0.001 | 118.862 | 0.002 | 0 | 118.977 |  | 0.042 | 0.041 | 0.004 | 727.959 | 0.013 | 0.001 | 728.664 |  | 62.151 | 21.56 | 6.55 | 1078513.888 | 38085.392 | 3808.539 |  | 18147278.4 | 6653524.816 | 18147278.4 | 6653524.816 | EPA/CAMD | EPA/CAMD | EPA/CAMD | EPA/CAMD | EIA | EIA | -- | EPA/CAMD | EPA/CAMD | [6 empty] | 5958126.306 | 2184489.616 | 20.405 | 7.079 | 2.151 | 354098.385 | 12504.221 | 1250.422 | 6124.3905 | 0 | 0 | 1990263.7 | 0 | 0 | 0 | 0 | 0 | 0 | 0 | 0 | 1990263.7 | 0 | 0 | 1990263.7 | 0 | 0 | 0 | 1 | 0 | 0 | 0 | 0 | 0 | 0 | 0 | 0 | 1 | 0 | 0 | 1 | 0 | Yes |  | 16530289.22 | 986816.884 | 57.267 | 4.984 |  | https://www.google.com/maps/@?api=1&map_action=map&center=40.699356999999999%2C-73.976392000000004&zoom=17&basemap=satellite | 1179355 | [118 empty] | 0.41 |  |  | 65 |  |  | 0.35 | 0.51 |  |  | 67 |  |  | 0.4 | 0.31 |  |  | 55 |  |  | 0.3 | 0.08 |  |  | 81 |  |  | 0.05 | 0.13 |  |  | 65 |  |  | 0.12 | 0.06 |  |  | 61 |  |  | 0.06 | 0.12 |  |  | 37 |  |  | 0.16 | 9.339 | 0.0096398 | Gas | FRS_110009461910
2759 | 6146 | 2021 | MS | Hinds Energy Facility | 55218 | Entergy Mississippi Inc | 12685 | Entergy Mississippi LLC | 12685 | Electric Utility | Midcontinent Independent Transmission System Operator, Inc.. | MISO | SERC | SRMV | SERC Mississippi Valley | MISO | 28 | 49 | Hinds | 32.379 | -90.2199 | 3 | 4 | NG | GAS |  | 0.6633 | 600.4 | 0.22783 | [6 empty] | 24220999.15 | 10838597.97 | 24220999.15 | 10838597.97 | 3488639 | 1550097 | 125.574 | 54.502 | 7.267 | 1439416.691 | 54536.665 | 5453.667 | 1440910.996 |  | 0.072 | 0.07 | 0.004 | 825.202 | 0.016 | 0.002 | 826.059 |  | 0.01 | 0.01 | 0.001 | 118.857 | 0.002 | 0 | 118.98 |  | 0.072 | 0.07 | 0.004 | 825.202 | 0.016 | 0.002 | 826.059 |  | 125.574 | 54.502 | 7.267 | 1439416.691 | 54536.665 | 5453.667 |  | 24220999.15 | 10838597.97 | 24220999.15 | 10838597.97 | EPA/CAMD | EPA/CAMD | EPA/CAMD | EPA/CAMD | EIA | EIA | -- | EPA/CAMD | EPA/CAMD | [14 empty] | 6942.8219 | 0 | 0 | 3488639 | 0 | 0 | 0 | 0 | 0 | 0 | 0 | 0 | 3488639 | 0 | 0 | 3488639 | 0 | 0 | 0 | 1 | 0 | 0 | 0 | 0 | 0 | 0 | 0 | 0 | 1 | 0 | 0 | 1 | 0 | Yes |  | 21465505.91 | 1275665.739 | 112.4 | 6.44 |  | https://www.google.com/maps/@?api=1&map_action=map&center=32.378968999999998%2C-90.219905999999995&zoom=17&basemap=satellite | 25162 | [118 empty] | 0.76 |  |  | 93 |  |  | 0.35 | 0.98 |  |  | 95 |  |  | 0.4 | 0.54 |  |  | 84 |  |  | 0.3 | 0 |  |  | 0 |  |  | 0.05 | 0.15 |  |  | 71 |  |  | 0.12 | 0.06 |  |  | 57 |  |  | 0.06 | 0.21 |  |  | 70 |  |  | 0.16 | 36.7877 | 0.024477 | Gas | FRS_110010821753
2760 | 6133 | 2021 | MS | Choctaw County Gen | 55706 | Tennessee Valley Authority | 18642 | Entergy Mississippi LLC | 12685 | Electric Utility | Tennessee Valley Authority | TVA | SERC | SRTV | SERC Tennessee Valley |  | 28 | 19 | Choctaw | 33.2881 | -89.4201 | 3 | 4 | NG | GAS |  | 0.49219 | 899 | 0.51301 | [6 empty] | 27930942.67 | 17963055.99 | 27930942.67 | 17963055.99 | 3876148 | 2488835 | 124.878 | 78.26 | 8.38 | 1659897.649 | 59579.122 | 5957.912 | 1661530.117 |  | 0.064 | 0.063 | 0.004 | 856.468 | 0.015 | 0.002 | 857.31 |  | 0.009 | 0.009 | 0.001 | 118.857 | 0.002 | 0 | 118.974 |  | 0.064 | 0.063 | 0.004 | 856.468 | 0.015 | 0.002 | 857.31 |  | 124.878 | 78.26 | 8.38 | 1659897.649 | 59579.122 | 5957.912 |  | 27930942.67 | 17963055.99 | 27930942.67 | 17963055.99 | EPA/CAMD | EPA/CAMD | EPA/CAMD | EPA/CAMD | EIA | EIA | -- | EPA/CAMD | EPA/CAMD | [14 empty] | 7205.8504 | 0 | 0 | 3876148 | 0 | 0 | 0 | 0 | 0 | 0 | 0 | 0 | 3876148 | 0 | 0 | 3876148 | 0 | 0 | 0 | 1 | 0 | 0 | 0 | 0 | 0 | 0 | 0 | 0 | 1 | 0 | 0 | 1 | 0 | Yes |  | 24554201.36 | 1459224.014 | 118.855 | 7.367 |  | https://www.google.com/maps/@?api=1&map_action=map&center=33.2881%2C-89.420100000000005&zoom=17&basemap=satellite | 606 | [118 empty] | 0.5 |  |  | 74 |  |  | 0.35 | 0.38 |  |  | 58 |  |  | 0.4 | 0.61 |  |  | 89 |  |  | 0.3 | 0 |  |  | 0 |  |  | 0.05 | 0.16 |  |  | 73 |  |  | 0.12 | 0.01 |  |  | 16 |  |  | 0.06 | 0.32 |  |  | 91 |  |  | 0.16 | 86.45 | 0.032642 | Gas | FRS_110014338537
2761 | 6135 | 2021 | MS | Crossroads Energy Center (CPU) | 55395 | Entergy Mississippi Inc | 12685 | Clarksdale Public Utilities | 3702 | Electric Utility | Midcontinent Independent Transmission System Operator, Inc.. | MISO | SERC | SRMV | SERC Mississippi Valley | MISO | 28 | 27 | Coahoma | 34.183 | -90.5621 | 4 | 4 | NG | GAS |  | 0.02789 | 306.4 | 1 | [6 empty] | 990114.279 | 384199.931 | 990114.279 | 384199.931 | 74846 | 29043 | 14.647 | 4.948 | 0.297 | 58842.36 | 2228.174 | 222.817 | 58903.412 |  | 0.391 | 0.341 | 0.008 | 1572.358 | 0.03 | 0.003 | 1573.99 |  | 0.03 | 0.026 | 0.001 | 118.86 | 0.002 | 0 | 118.983 |  | 0.391 | 0.341 | 0.008 | 1572.358 | 0.03 | 0.003 | 1573.99 |  | 14.647 | 4.948 | 0.297 | 58842.36 | 2228.174 | 222.817 |  | 990114.279 | 384199.931 | 990114.279 | 384199.931 | EPA/CAMD | EPA/CAMD | EPA/CAMD | EPA/CAMD | EIA | EIA | -- | EPA/CAMD | EPA/CAMD | [14 empty] | 13228.6866 | 0 | 0 | 74846 | 0 | 0 | 0 | 0 | 0 | 0 | 0 | 0 | 74846 | 0 | 0 | 74846 | 0 | 0 | 0 | 1 | 0 | 0 | 0 | 0 | 0 | 0 | 0 | 0 | 1 | 0 | 0 | 1 | 0 | Yes |  | 2582303.116 | 153462.245 | 114.459 | 0.776 |  | https://www.google.com/maps/@?api=1&map_action=map&center=34.183%2C-90.562100000000001&zoom=17&basemap=satellite | 15365 | [118 empty] | 0.73 |  |  | 91 |  |  | 0.35 | 0.85 |  |  | 86 |  |  | 0.4 | 0.62 |  |  | 89 |  |  | 0.3 | 0 |  |  | 0 |  |  | 0.05 | 0.19 |  |  | 79 |  |  | 0.12 | 0.09 |  |  | 78 |  |  | 0.06 | 0.16 |  |  | 52 |  |  | 0.16 | 13.2374 | 0.22697 | Gas | FRS_110013395003
2762 | 8024 | 2021 | NY | Chaffee Gas Recovery | 56526 | New York State Elec & Gas Corp | 13511 | WM Renewable Energy LLC | 54842 | IPP Non-CHP | New York Independent System Operator | NYIS | NPCC | NYUP | NPCC Upstate NY | NYISO | 36 | 29 | Erie | 42.5831 | -78.4864 | 8 | 8 | LFG | BIOMASS |  | 0.66169 | 6.4 | 0.23052 | Yes | [5 empty] | 446733 | 194501 | 446733 | 194501 | 37097 | 16152 | 0 | 0 | 7.482 | 0 | 0 | 0 | 0 |  | 0 | 0 | 0.403 | 0 | 0 | 0 | 0 |  | 0 | 0 | 0.033 | 0 | 0 | 0 | 0 |  | 0 | 0 | 0.403 | 0 | 0 | 0 | 0 |  | 329.144 | 143.304 | 10.051 | 28367.448 | 1039.102 | 103.91 |  | 446733 | 194501 | 446733 | 194501 | EIA | EIA | EIA | EIA | EIA | EIA | -- | EIA | EIA | 329.144 | 143.304 | 2.569 | 28367.448 | 1039.102 | 103.91 | [8 empty] | 12042.2945 | 0 | 0 | 0 | 0 | 0 | 37097 | 0 | 0 | 0 | 0 | 0 | 0 | 37097 | 37097 | 37097 | 0 | 0 | 0 | 0 | 0 | 0 | 1 | 0 | 0 | 0 | 0 | 0 | 0 | 1 | 1 | 1 | 0 | [7 empty] | https://www.google.com/maps/@?api=1&map_action=map&center=42.583100000000002%2C-78.486400000000003&zoom=17&basemap=satellite | 1832 | [118 empty] | 0.12 |  |  | 15 |  |  | 0.35 | 0.03 |  |  | 10 |  |  | 0.4 | 0.21 |  |  | 38 |  |  | 0.3 | 0 |  |  | 0 |  |  | 0.05 | 0.07 |  |  | 44 |  |  | 0.12 | 0.08 |  |  | 71 |  |  | 0.06 | 0.18 |  |  | 60 |  |  | 0.16 | 3.3169 | 0.17379 | Biomass | FRS_110040572065
2763 | 8225 | 2021 | NY | Hyland LFGTE Facility | 56987 | Rochester Gas & Electric Corp | 16183 | Innovative Energy Systems Inc | 50158 | IPP Non-CHP | New York Independent System Operator | NYIS | NPCC | NYUP | NPCC Upstate NY | NYISO | 36 | 3 | Allegany | 42.2853 | -78.0061 | 3 | 3 | LFG | BIOMASS |  | 0.87707 | 4.8 | 0 | Yes | [5 empty] | 516641.001 | 224937.999 | 516641.001 | 224937.999 | 36879 | 16056.999 | 0 | 0 | 8.654 | 0.001 | 0 | 0 | 0.001 |  | 0 | 0 | 0.469 | 0 | 0 | 0 | 0 |  | 0 | 0 | 0.033 | 0 | 0 | 0 | 0 |  | 0 | 0 | 0.469 | 0 | 0 | 0 | 0 |  | 398.472 | 173.49 | 11.624 | 32806.596 | 1201.708 | 120.171 |  | 516641.001 | 224937.999 | 516641.001 | 224937.999 | EIA | EIA | EIA | EIA | EIA | EIA | -- | EIA | EIA | 398.472 | 173.49 | 2.971 | 32806.595 | 1201.708 | 120.171 | [8 empty] | 14009.0838 | 0 | 0 | 0 | 0 | 0 | 36879 | 0 | 0 | 0 | 0 | 0 | 0 | 36879 | 36879 | 36879 | 0 | 0 | 0 | 0 | 0 | 0 | 1 | 0 | 0 | 0 | 0 | 0 | 0 | 1 | 1 | 1 | 0 | [7 empty] | https://www.google.com/maps/@?api=1&map_action=map&center=42.285299999999999%2C-78.006100000000004&zoom=17&basemap=satellite | 1175 | [118 empty] | 0.2 |  |  | 33 |  |  | 0.35 | 0.04 |  |  | 12 |  |  | 0.4 | 0.36 |  |  | 63 |  |  | 0.3 | 0 |  |  | 0 |  |  | 0.05 | 0.09 |  |  | 53 |  |  | 0.12 | 0.05 |  |  | 45 |  |  | 0.06 | 0.21 |  |  | 71 |  |  | 0.16 | 2.8755 | 0.15801 | Biomass | FRS_110019781814
2764 | 6137 | 2021 | MS | David M Ratcliffe | 57037 | Mississippi Power Co | 12686 | Mississippi Power Co | 12686 | Electric Utility | Southern Company Services, Inc. - Trans | SOCO | SERC | SRSO | SERC South |  | 28 | 69 | Kemper | 32.6547 | -88.7622 | 2 | 3 | NG | GAS |  | 0.54237 | 840 | 0.42938 | [6 empty] | 28041703.43 | 10477403.86 | 28041703.43 | 10477403.86 | 3990988 | 1524461 | 141.571 | 49.473 | 8.413 | 1666475.322 | 63827.704 | 6382.77 | 1668224.201 |  | 0.071 | 0.065 | 0.004 | 835.119 | 0.016 | 0.002 | 835.996 |  | 0.01 | 0.009 | 0.001 | 118.857 | 0.002 | 0 | 118.982 |  | 0.071 | 0.065 | 0.004 | 835.119 | 0.016 | 0.002 | 835.996 |  | 141.571 | 49.473 | 8.413 | 1666475.322 | 63827.704 | 6382.77 |  | 28041703.43 | 10477403.86 | 28041703.43 | 10477403.86 | EPA/CAMD | EPA/CAMD | EPA/CAMD | EPA/CAMD | EIA | EIA | -- | EPA/CAMD | EPA/CAMD | [14 empty] | 7026.256 | 0 | 0 | 3990988 | 0 | 0 | 0 | 0 | 0 | 0 | 0 | 0 | 3990988 | 0 | 0 | 3990988 | 0 | 0 | 0 | 1 | 0 | 0 | 0 | 0 | 0 | 0 | 0 | 0 | 1 | 0 | 0 | 1 | 0 | Yes |  | 29422874.42 | 1748559.082 | 157.527 | 8.827 |  | https://www.google.com/maps/@?api=1&map_action=map&center=32.654722%2C-88.762221999999994&zoom=17&basemap=satellite | 124 | [118 empty] | 0.52 |  |  | 77 |  |  | 0.35 | 0.47 |  |  | 65 |  |  | 0.4 | 0.58 |  |  | 86 |  |  | 0.3 | 0 |  |  | 0 |  |  | 0.05 | 0.16 |  |  | 73 |  |  | 0.12 | 0 |  |  | 0 |  |  | 0.06 | 0.31 |  |  | 90 |  |  | 0.16 | 91.83 | 0.040661 | Gas | FRS_110043330268
2765 | 10018 | 2021 | TX | Ennis Power Company, LLC | 55223 | Oncor Electric Delivery Company LLC | 44372 | Ennis Power Company LLC | 5761 | IPP Non-CHP | Electric Reliability Council of Texas, Inc. | ERCO | TRE | ERCT | ERCOT All | ERCOT | 48 | 139 | Ellis | 32.32 | -96.675 | 1 | 2 | NG | GAS |  | 0.26874 | 418 | 0.88543 | [6 empty] | 7760131.941 | 4284278.75 | 7760131.941 | 4284278.75 | 984037 | 549772 | 104.121 | 55.894 | 2.328 | 461174.739 | 16218.095 | 1621.809 | 461619.115 |  | 0.212 | 0.203 | 0.005 | 937.312 | 0.016 | 0.002 | 938.215 |  | 0.027 | 0.026 | 0.001 | 118.857 | 0.002 | 0 | 118.972 |  | 0.212 | 0.203 | 0.005 | 937.312 | 0.016 | 0.002 | 938.215 |  | 104.121 | 55.894 | 2.328 | 461174.739 | 16218.095 | 1621.809 |  | 7760131.941 | 4284278.75 | 7760131.941 | 4284278.75 | EPA/CAMD | EPA/CAMD | EPA/CAMD | EPA/CAMD | EIA | EIA | -- | EPA/CAMD | EPA/CAMD | [14 empty] | 7886.0164 | 0 | 0 | 984037 | 0 | 0 | 0 | 0 | 0 | 0 | 0 | 0 | 984037 | 0 | 0 | 984037 | 0 | 0 | 0 | 1 | 0 | 0 | 0 | 0 | 0 | 0 | 0 | 0 | 1 | 0 | 0 | 1 | 0 | Yes |  | 10846116.97 | 644572.257 | 152.552 | 3.254 |  | https://www.google.com/maps/@?api=1&map_action=map&center=32.32%2C-96.674999999999997&zoom=17&basemap=satellite | 13121 | [118 empty] | 0.46 |  |  | 71 |  |  | 0.35 | 0.61 |  |  | 73 |  |  | 0.4 | 0.31 |  |  | 55 |  |  | 0.3 | 0.06 |  |  | 76 |  |  | 0.05 | 0.23 |  |  | 84 |  |  | 0.12 | 0.06 |  |  | 63 |  |  | 0.06 | 0.15 |  |  | 46 |  |  | 0.16 | 21.063 | 0.050304 | Gas | FRS_110008972763
2766 | 6139 | 2021 | MS | Ergon Refining Vicksburg | 54918 | Entergy Mississippi Inc | 12685 | Ergon Refining Inc | 6667 | Industrial CHP | Midcontinent Independent Transmission System Operator, Inc.. | MISO | SERC | SRMV | SERC Mississippi Valley | MISO | 28 | 149 | Warren | 32.3883 | -90.9083 | 1 | 1 | NG | GAS |  | 0.90906 | 4.8 | 0 |  | Yes | 252763.2 | 0.516 | 0.40764 |  | 200766.856 | 89944.901 | 200766.856 | 89944.901 | 38224 | 17125 | 31.679 | 14.193 | 0.321 | 11733.724 | 442.616 | 44.262 | 11745.852 |  | 1.658 | 1.658 | 0.017 | 613.945 | 0.012 | 0.001 | 614.58 |  | 0.316 | 0.316 | 0.003 | 116.889 | 0.002 | 0 | 117.01 |  | 1.658 | 1.658 | 0.017 | 613.945 | 0.012 | 0.001 | 614.58 |  | 77.713 | 34.816 | 0.787 | 28784.281 | 1085.791 | 108.579 |  | 492506 | 220646 | 492506 | 220646 | EIA | EIA | EIA | EIA | EIA | EIA | -- | EIA | EIA | [6 empty] | 291739.144 | 130701.099 | 46.034 | 20.623 | 0.466 | 17050.557 | 643.175 | 64.318 | 5252.3769 | 0 | 0 | 38224 | 0 | 0 | 0 | 0 | 0 | 0 | 0 | 0 | 38224 | 0 | 0 | 38224 | 0 | 0 | 0 | 1 | 0 | 0 | 0 | 0 | 0 | 0 | 0 | 0 | 1 | 0 | 0 | 1 | 0 | [7 empty] | https://www.google.com/maps/@?api=1&map_action=map&center=32.388271000000003%2C-90.908344&zoom=17&basemap=satellite | 1369 | [118 empty] | 0.65 |  |  | 86 |  |  | 0.35 | 0.79 |  |  | 83 |  |  | 0.4 | 0.51 |  |  | 81 |  |  | 0.3 | 0 |  |  | 0 |  |  | 0.05 | 0.21 |  |  | 81 |  |  | 0.12 | 0.15 |  |  | 96 |  |  | 0.06 | 0.21 |  |  | 72 |  |  | 0.16 | 0.09213 | 0.0052226 | Gas | FRS_110000376575
2767 | 8882 | 2021 | OK | Oneta Energy Center | 55225 | Public Service Co of Oklahoma | 15474 | Oneta Power LLC | 2897 | IPP Non-CHP | Southwest Power Pool | SWPP | MRO | SPSO | SPP South |  | 40 | 145 | Wagoner | 36.0119 | -95.6967 | 4 | 6 | NG | GAS |  | 0.36611 | 1214 | 0.72314 | [6 empty] | 29483866.75 | 13199944.95 | 29483866.75 | 13199944.95 | 3893485 | 1739388 | 526.827 | 238.288 | 8.846 | 1752184.781 | 62997.423 | 6299.742 | 1753910.91 |  | 0.271 | 0.274 | 0.005 | 900.06 | 0.016 | 0.002 | 900.947 |  | 0.036 | 0.036 | 0.001 | 118.857 | 0.002 | 0 | 118.974 |  | 0.271 | 0.274 | 0.005 | 900.06 | 0.016 | 0.002 | 900.947 |  | 526.827 | 238.288 | 8.846 | 1752184.781 | 62997.423 | 6299.742 |  | 29483866.75 | 13199944.95 | 29483866.75 | 13199944.95 | EPA/CAMD | EPA/CAMD | EPA/CAMD | EPA/CAMD | EIA | EIA | -- | EPA/CAMD | EPA/CAMD | [14 empty] | 7572.616 | 0 | 0 | 3893485 | 0 | 0 | 0 | 0 | 0 | 0 | 0 | 0 | 3893485 | 0 | 0 | 3893485 | 0 | 0 | 0 | 1 | 0 | 0 | 0 | 0 | 0 | 0 | 0 | 0 | 1 | 0 | 0 | 1 | 0 | Yes |  | 30918940.91 | 1837465.389 | 567.179 | 9.276 |  | https://www.google.com/maps/@?api=1&map_action=map&center=36.011899999999997%2C-95.696700000000007&zoom=17&basemap=satellite | 15089 | [118 empty] | 0.18 |  |  | 29 |  |  | 0.35 | 0.23 |  |  | 42 |  |  | 0.4 | 0.14 |  |  | 26 |  |  | 0.3 | 0 |  |  | 0 |  |  | 0.05 | 0.05 |  |  | 35 |  |  | 0.12 | 0.06 |  |  | 62 |  |  | 0.06 | 0.17 |  |  | 57 |  |  | 0.16 | 74.0699 | 0.023385 | Gas | FRS_110007389316
2768 | 6141 | 2021 | MS | Georgia-Pacific Taylorsville Plywood | 61927 | Southern Pine Elec Power Assn | 17647 | Georgia-Pacific Wood Products LLC | 61499 | Industrial CHP | Southern Company Services, Inc. - Trans | SOCO | SERC | SRSO | SERC South |  | 28 | 129 | Smith | 31.8372 | -89.4635 | 1 | 1 | NG | GAS |  | 0.83168 | 7.2 | 0 |  | Yes | 0 |  | 1 |  | 565048 | 253146 | 565048 | 253146 | 52456 | 23501 | 90.408 | 40.503 | 0.903 | 33023.964 | 1245.719 | 124.572 | 33058.097 |  | 3.447 | 3.447 | 0.034 | 1259.111 | 0.024 | 0.002 | 1260.412 |  | 0.32 | 0.32 | 0.003 | 116.889 | 0.002 | 0 | 117.01 |  | 3.447 | 3.447 | 0.034 | 1259.1 | 0.024 | 0.002 | 1260.401 |  | 90.408 | 40.503 | 0.903 | 33023.964 | 1245.719 | 124.572 |  | 565048 | 253146 | 565048 | 253146 | EIA | EIA | EIA | EIA | EIA | EIA | -- | EIA | EIA | [6 empty] | 0 | 0 | 0 | 0 | 0 | 0 | 0 | 0 | 10771.7524 | 0 | 0 | 52456.46 | 0 | 0 | 0 | 0 | 0 | 0 | 0 | 0 | 52456.46 | 0 | 0 | 52456.46 | 0 | 0 | 0 | 1 | 0 | 0 | 0 | 0 | 0 | 0 | 0 | 0 | 1 | 0 | 0 | 1 | 0 | [7 empty] | https://www.google.com/maps/@?api=1&map_action=map&center=31.837173%2C-89.463499999999996&zoom=17&basemap=satellite | 2694 | [118 empty] | 0.4 |  |  | 65 |  |  | 0.35 | 0.35 |  |  | 55 |  |  | 0.4 | 0.46 |  |  | 75 |  |  | 0.3 | 0.02 |  |  | 62 |  |  | 0.05 | 0.2 |  |  | 80 |  |  | 0.12 | 0.1 |  |  | 83 |  |  | 0.06 | 0.21 |  |  | 69 |  |  | 0.16 | 0.32086 | 0.011145 | Gas | FRS_110070398308
2769 | 10048 | 2021 | TX | Freestone Power Generation | 55226 | Oncor Electric Delivery Company LLC | 44372 | Freestone Power Generation LLC | 6763 | IPP Non-CHP | Electric Reliability Council of Texas, Inc. | ERCO | TRE | ERCT | ERCOT All | ERCOT | 48 | 161 | Freestone | 31.8907 | -96.1131 | 4 | 6 | NG | GAS |  | 0.63872 | 1036 | 0.26881 | [6 empty] | 40853957.7 | 21179539.78 | 40853957.7 | 21179539.78 | 5796574 | 3014181 | 634.507 | 321.145 | 12.257 | 2427902.63 | 90095.764 | 9009.576 | 2430371.254 |  | 0.219 | 0.213 | 0.004 | 837.703 | 0.016 | 0.002 | 838.554 |  | 0.031 | 0.03 | 0.001 | 118.858 | 0.002 | 0 | 118.978 |  | 0.219 | 0.213 | 0.004 | 837.703 | 0.016 | 0.002 | 838.554 |  | 634.507 | 321.145 | 12.257 | 2427902.63 | 90095.764 | 9009.576 |  | 40853957.7 | 21179539.78 | 40853957.7 | 21179539.78 | EPA/CAMD | EPA/CAMD | EPA/CAMD | EPA/CAMD | EIA | EIA | -- | EPA/CAMD | EPA/CAMD | [14 empty] | 7047.949 | 0 | 0 | 5796574 | 0 | 0 | 0 | 0 | 0 | 0 | 0 | 0 | 5796574 | 0 | 0 | 5796574 | 0 | 0 | 0 | 1 | 0 | 0 | 0 | 0 | 0 | 0 | 0 | 0 | 1 | 0 | 0 | 1 | 0 | Yes |  | 45099975.34 | 2680229.654 | 692.348 | 13.53 |  | https://www.google.com/maps/@?api=1&map_action=map&center=31.890699999999999%2C-96.113100000000003&zoom=17&basemap=satellite | 58 | [118 empty] | 0.26 |  |  | 44 |  |  | 0.35 | 0.25 |  |  | 45 |  |  | 0.4 | 0.27 |  |  | 50 |  |  | 0.3 | 0 |  |  | 0 |  |  | 0.05 | 0.14 |  |  | 68 |  |  | 0.12 | 0.04 |  |  | 41 |  |  | 0.06 | 0.26 |  |  | 82 |  |  | 0.16 | 70.01 | 0.020411 | Gas | FRS_110021138348
2770 | 8696 | 2021 | OH | Greenville Electric Gen Station | 55228 | Dayton Power & Light Co | 4922 | Buckeye Power, Inc | 7004 | Electric Utility | PJM Interconnection, LLC | PJM | RFC | RFCW | RFC West | PJM | 39 | 37 | Darke | 40.0758 | -84.6151 | 8 | 4 | NG | GAS |  | 0.08977 | 236 | 1 | [6 empty] | 1851610.9 | 399803.4 | 1851610.9 | 399803.4 | 185584 | 40072 | 82.326 | 17.71 | 0.645 | 109301.8 | 3925.554 | 392.911 | 109409.413 |  | 0.887 | 0.884 | 0.007 | 1177.923 | 0.021 | 0.002 | 1179.082 |  | 0.089 | 0.089 | 0.001 | 118.061 | 0.002 | 0 | 118.178 |  | 0.887 | 0.884 | 0.007 | 1177.923 | 0.021 | 0.002 | 1179.082 |  | 82.326 | 17.71 | 0.645 | 109301.8 | 3925.554 | 392.911 |  | 1851610.9 | 399803.4 | 1851610.9 | 399803.4 | EPA/CAMD | EPA/CAMD | EPA/CAMD | EPA/CAMD | EIA | EIA | -- | EPA/CAMD | EPA/CAMD | [14 empty] | 9977.2119 | 0 | 55.941 | 185528.06 | 0 | 0 | 0 | 0 | 0 | 0 | 0 | 0 | 185584.001 | 0 | 0 | 185584.001 | 0 | 0 | 0.00030143 | 0.9997 | 0 | 0 | 0 | 0 | 0 | 0 | 0 | 0 | 1 | 0 | 0 | 1 | 0 | Yes |  | 2092899.2 | 123572.2 | 94.238 | 0.743 |  | https://www.google.com/maps/@?api=1&map_action=map&center=40.075783000000001%2C-84.615136000000007&zoom=17&basemap=satellite | 11986 | [118 empty] | 0.24 |  |  | 40 |  |  | 0.35 | 0.04 |  |  | 11 |  |  | 0.4 | 0.44 |  |  | 73 |  |  | 0.3 | 0 |  |  | 0 |  |  | 0.05 | 0.11 |  |  | 58 |  |  | 0.12 | 0.05 |  |  | 51 |  |  | 0.06 | 0.24 |  |  | 79 |  |  | 0.16 | 5.65 | 0.11514 | Gas | FRS_110020497540
2771 | 10122 | 2021 | TX | Jack County Generation Facility | 55230 | Oncor Electric Delivery Company LLC | 44372 | Brazos Electric Power Coop Inc | 2172 | Electric Utility | Electric Reliability Council of Texas, Inc. | ERCO | TRE | ERCT | ERCOT All | ERCOT | 48 | 497 | Wise | 33.101 | -97.9574 | 4 | 6 | NG | GAS |  | 0.3262 | 1280 | 0.78967 | [6 empty] | 27204702.57 | 15807342.26 | 27204702.57 | 15807342.26 | 3657619 | 2090585 | 180.226 | 100.462 | 8.162 | 1616738.789 | 59409.081 | 5940.908 | 1618366.598 |  | 0.099 | 0.096 | 0.004 | 884.039 | 0.016 | 0.002 | 884.929 |  | 0.013 | 0.013 | 0.001 | 118.857 | 0.002 | 0 | 118.977 |  | 0.099 | 0.096 | 0.004 | 884.039 | 0.016 | 0.002 | 884.929 |  | 180.226 | 100.462 | 8.162 | 1616738.789 | 59409.081 | 5940.908 |  | 27204702.57 | 15807342.26 | 27204702.57 | 15807342.26 | EPA/CAMD | EPA/CAMD | EPA/CAMD | EPA/CAMD | EIA | EIA | -- | EPA/CAMD | EPA/CAMD | [14 empty] | 7437.8175 | 0 | 0 | 3657619 | 0 | 0 | 0 | 0 | 0 | 0 | 0 | 0 | 3657619 | 0 | 0 | 3657619 | 0 | 0 | 0 | 1 | 0 | 0 | 0 | 0 | 0 | 0 | 0 | 0 | 1 | 0 | 0 | 1 | 0 | Yes |  | 39837903.19 | 2367512.767 | 246.781 | 11.951 |  | https://www.google.com/maps/@?api=1&map_action=map&center=33.100999999999999%2C-97.957400000000007&zoom=17&basemap=satellite | 266 | [118 empty] | 0.2 |  |  | 32 |  |  | 0.35 | 0.03 |  |  | 10 |  |  | 0.4 | 0.36 |  |  | 63 |  |  | 0.3 | 0.01 |  |  | 58 |  |  | 0.05 | 0.17 |  |  | 74 |  |  | 0.12 | 0.04 |  |  | 36 |  |  | 0.06 | 0.25 |  |  | 81 |  |  | 0.16 | 51.61 | 0.031231 | Gas | FRS_110028042311
2772 | 9288 | 2021 | PA | Liberty Electric Power Plant | 55231 | PECO Energy Co | 14940 | Liberty Electric Power LLC | 27031 | IPP Non-CHP | PJM Interconnection, LLC | PJM | RFC | RFCE | RFC East | PJM | 42 | 45 | Delaware | 39.8614 | -75.3358 | 2 | 3 | NG | GAS |  | 0.77645 | 614 | 0.039247 | [6 empty] | 30465638.86 | 13248966.39 | 30465638.86 | 13248966.39 | 4176256 | 1804843 | 158.104 | 67.009 | 9.14 | 1810533.286 | 65807.153 | 6580.715 | 1812336.402 |  | 0.076 | 0.074 | 0.004 | 867.06 | 0.016 | 0.002 | 867.924 |  | 0.01 | 0.01 | 0.001 | 118.857 | 0.002 | 0 | 118.976 |  | 0.076 | 0.074 | 0.004 | 867.06 | 0.016 | 0.002 | 867.924 |  | 158.104 | 67.009 | 9.14 | 1810533.286 | 65807.153 | 6580.715 |  | 30465638.86 | 13248966.39 | 30465638.86 | 13248966.39 | EPA/CAMD | EPA/CAMD | EPA/CAMD | EPA/CAMD | EIA | EIA | -- | EPA/CAMD | EPA/CAMD | [14 empty] | 7294.9644 | 0 | 0 | 4176256 | 0 | 0 | 0 | 0 | 0 | 0 | 0 | 0 | 4176256 | 0 | 0 | 4176256 | 0 | 0 | 0 | 1 | 0 | 0 | 0 | 0 | 0 | 0 | 0 | 0 | 1 | 0 | 0 | 1 | 0 | Yes |  | 26275202.27 | 1561494.26 | 110.289 | 7.883 |  | https://www.google.com/maps/@?api=1&map_action=map&center=39.861400000000003%2C-75.335800000000006&zoom=17&basemap=satellite | 99032 | [118 empty] | 0.32 |  |  | 54 |  |  | 0.35 | 0.34 |  |  | 54 |  |  | 0.4 | 0.3 |  |  | 54 |  |  | 0.3 | 0.02 |  |  | 63 |  |  | 0.05 | 0.08 |  |  | 50 |  |  | 0.12 | 0.06 |  |  | 60 |  |  | 0.06 | 0.15 |  |  | 47 |  |  | 0.16 | 91.8044 | 0.048862 | Gas | FRS_110016713573
2773 | 9258 | 2021 | PA | Handsome Lake Energy | 55233 | Pennsylvania Electric Co | 14711 | Handsome Lake Energy LLC | 8027 | IPP Non-CHP | PJM Interconnection, LLC | PJM | RFC | RFCE | RFC East | PJM | 42 | 121 | Venango | 41.2908 | -79.8061 | 10 | 5 | NG | GAS |  | 0.01188 | 294.5 | 1 | [6 empty] | 784324 | 354092.3 | 784324 | 354092.3 | 30643 | 13834 | 183.532 | 79.661 | 0.226 | 46270.6 | 1703.965 | 170.397 | 46317.289 |  | 11.979 | 11.517 | 0.015 | 3019.978 | 0.056 | 0.006 | 3023.026 |  | 0.468 | 0.45 | 0.001 | 117.988 | 0.002 | 0 | 118.108 |  | 11.979 | 11.517 | 0.015 | 3019.979 | 0.056 | 0.006 | 3023.026 |  | 183.532 | 79.661 | 0.226 | 46270.6 | 1703.965 | 170.397 |  | 784324 | 354092.3 | 784324 | 354092.3 | EPA/CAMD | EPA/CAMD | EPA/CAMD | EPA/CAMD | EIA | EIA | -- | EPA/CAMD | EPA/CAMD | [14 empty] | 25595.5365 | 0 | 0 | 30642.999 | 0 | 0 | 0 | 0 | 0 | 0 | 0 | 0 | 30642.999 | 0 | 0 | 30642.999 | 0 | 0 | 0 | 1 | 0 | 0 | 0 | 0 | 0 | 0 | 0 | 0 | 1 | 0 | 0 | 1 | 0 | Yes |  | 981024.5 | 57897.3 | 190.179 | 0.295 |  | https://www.google.com/maps/@?api=1&map_action=map&center=41.290799999999997%2C-79.806100000000001&zoom=17&basemap=satellite | 633 | [118 empty] | 0.17 |  |  | 25 |  |  | 0.35 | 0.04 |  |  | 11 |  |  | 0.4 | 0.29 |  |  | 53 |  |  | 0.3 | 0 |  |  | 0 |  |  | 0.05 | 0.05 |  |  | 33 |  |  | 0.12 | 0.05 |  |  | 46 |  |  | 0.06 | 0.27 |  |  | 84 |  |  | 0.16 | 8.5107 | 0.16392 | Gas | FRS_110005971145
2774 | 6152 | 2021 | MS | Magnolia Combined Cycle Plant | 55451 | Tennessee Valley Authority | 18642 | Tennessee Valley Authority | 18642 | Electric Utility | Tennessee Valley Authority | TVA | SERC | SRTV | SERC Tennessee Valley |  | 28 | 9 | Benton | 34.835 | -89.2026 | 3 | 6 | NG | GAS |  | 0.47561 | 1003.5 | 0.54065 | [6 empty] | 31524221.43 | 12417064.41 | 31524221.43 | 12417064.41 | 4180909 | 1648476 | 197.306 | 77.051 | 9.458 | 1873437.748 | 63571.465 | 6357.147 | 1875179.606 |  | 0.094 | 0.093 | 0.005 | 896.187 | 0.015 | 0.002 | 897.02 |  | 0.013 | 0.012 | 0.001 | 118.857 | 0.002 | 0 | 118.968 |  | 0.094 | 0.093 | 0.005 | 896.187 | 0.015 | 0.002 | 897.02 |  | 197.306 | 77.051 | 9.458 | 1873437.748 | 63571.465 | 6357.147 |  | 31524221.43 | 12417064.41 | 31524221.43 | 12417064.41 | EPA/CAMD | EPA/CAMD | EPA/CAMD | EPA/CAMD | EIA | EIA | -- | EPA/CAMD | EPA/CAMD | [14 empty] | 7540.0401 | 0 | 0 | 4180909 | 0 | 0 | 0 | 0 | 0 | 0 | 0 | 0 | 4180909 | 0 | 0 | 4180909 | 0 | 0 | 0 | 1 | 0 | 0 | 0 | 0 | 0 | 0 | 0 | 0 | 1 | 0 | 0 | 1 | 0 | Yes |  | 38449167 | 2284972.363 | 227.332 | 11.536 |  | https://www.google.com/maps/@?api=1&map_action=map&center=34.835000000000001%2C-89.202600000000004&zoom=17&basemap=satellite | 1964 | [118 empty] | 0.39 |  |  | 63 |  |  | 0.35 | 0.47 |  |  | 64 |  |  | 0.4 | 0.3 |  |  | 54 |  |  | 0.3 | 0.01 |  |  | 60 |  |  | 0.05 | 0.21 |  |  | 82 |  |  | 0.12 | 0.04 |  |  | 38 |  |  | 0.06 | 0.24 |  |  | 79 |  |  | 0.16 | 176.39 | 0.066434 | Gas | FRS_110009113486
2775 | 6156 | 2021 | MS | Mississippi Baptist Medical Center | 54203 | Entergy Mississippi Inc | 12685 | Mississippi Baptist Medical | 12704 | Commercial CHP | Midcontinent Independent Transmission System Operator, Inc.. | MISO | SERC | SRMV | SERC Mississippi Valley | MISO | 28 | 49 | Hinds | 32.3133 | -90.1797 | 1 | 1 | NG | GAS |  | 0 | 4.2 |  |  | Yes | 0 |  | 1 | [5 empty] | 0 | 0 | 0 |  | 0 | 0 | [45 empty] | -- | [17 empty] | 0 | 0 | 0 | 0 | 0 | 0 | 0 | 0 | 0 | 0 | 0 | 0 | 0 | 0 | 0 | 0 | [23 empty] | https://www.google.com/maps/@?api=1&map_action=map&center=32.313299999999998%2C-90.179699999999997&zoom=17&basemap=satellite | 42784 | [118 empty] | 0.67 |  |  | 88 |  |  | 0.35 | 0.77 |  |  | 82 |  |  | 0.4 | 0.57 |  |  | 86 |  |  | 0.3 | 0 |  |  | 0 |  |  | 0.05 | 0.19 |  |  | 79 |  |  | 0.12 | 0.05 |  |  | 53 |  |  | 0.06 | 0.15 |  |  | 50 |  |  | 0.16 |  |  | Gas | FRS_
2776 | 6158 | 2021 | MS | Prairie Bluff | 57408 | Natchez Trace Elec Power Assn | 13227 | WM Renewable Energy LLC | 54842 | IPP Non-CHP | Southern Company Services, Inc. - Trans | SOCO | SERC | SRSO | SERC South |  | 28 | 17 | Chickasaw | 33.9544 | -88.9925 | 1 | 1 | LFG | BIOMASS |  | 0.76819 | 1.6 | 0.053011 | Yes | [5 empty] | 111762 | 46387 | 111762 | 46387 | 10767 | 4469 | 0 | 0 | 1.872 | 0 | 0 | 0 | 0 |  | 0 | 0 | 0.348 | 0 | 0 | 0 | 0 |  | 0 | 0 | 0.033 | 0 | 0 | 0 | 0 |  | 0 | 0 | 0.348 | 0 | 0 | 0 | 0 |  | 72.474 | 30.081 | 2.515 | 7096.864 | 259.959 | 25.996 |  | 111762 | 46387 | 111762 | 46387 | EIA | EIA | EIA | EIA | EIA | EIA | -- | EIA | EIA | 72.474 | 30.081 | 0.643 | 7096.864 | 259.959 | 25.996 | [8 empty] | 10380.0501 | 0 | 0 | 0 | 0 | 0 | 10767 | 0 | 0 | 0 | 0 | 0 | 0 | 10767 | 10767 | 10767 | 0 | 0 | 0 | 0 | 0 | 0 | 1 | 0 | 0 | 0 | 0 | 0 | 0 | 1 | 1 | 1 | 0 | [7 empty] | https://www.google.com/maps/@?api=1&map_action=map&center=33.954444000000002%2C-88.992500000000007&zoom=17&basemap=satellite | 1492 | [118 empty] | 0.51 |  |  | 75 |  |  | 0.35 | 0.49 |  |  | 66 |  |  | 0.4 | 0.52 |  |  | 82 |  |  | 0.3 | 0 |  |  | 0 |  |  | 0.05 | 0.25 |  |  | 86 |  |  | 0.12 | 0.04 |  |  | 44 |  |  | 0.06 | 0.14 |  |  | 44 |  |  | 0.16 | 0.84988 | 0.15388 | Biomass | FRS_110002327303
2777 | 7607 | 2021 | NJ | Red Oak Power, LLC | 55239 | Jersey Central Power & Lt Co | 9726 | Red Oak Operating Services LLC | 22131 | IPP Non-CHP | PJM Interconnection, LLC | PJM | RFC | RFCE | RFC East | PJM | 34 | 23 | Middlesex | 40.4487 | -74.3489 | 3 | 4 | NG | GAS |  | 0.33616 | 821.1 | 0.77307 | [6 empty] | 17442001.06 | 11805069.55 | 17442001.06 | 11805069.55 | 2417920 | 1644190 | 96.335 | 62.854 | 5.233 | 1036551.335 | 38459.426 | 3845.943 | 1037605.123 |  | 0.08 | 0.076 | 0.004 | 857.391 | 0.016 | 0.002 | 858.263 |  | 0.011 | 0.011 | 0.001 | 118.857 | 0.002 | 0 | 118.978 |  | 0.08 | 0.076 | 0.004 | 857.391 | 0.016 | 0.002 | 858.263 |  | 96.335 | 62.854 | 5.233 | 1036551.335 | 38459.426 | 3845.943 |  | 17442001.06 | 11805069.55 | 17442001.06 | 11805069.55 | EPA/CAMD | EPA/CAMD | EPA/CAMD | EPA/CAMD | EIA | EIA | -- | EPA/CAMD | EPA/CAMD | [14 empty] | 7213.6386 | 0 | 0 | 2417920 | 0 | 0 | 0 | 0 | 0 | 0 | 0 | 0 | 2417920 | 0 | 0 | 2417920 | 0 | 0 | 0 | 1 | 0 | 0 | 0 | 0 | 0 | 0 | 0 | 0 | 1 | 0 | 0 | 1 | 0 | Yes |  | 22627104.77 | 1344693.522 | 122.037 | 6.788 |  | https://www.google.com/maps/@?api=1&map_action=map&center=40.448673999999997%2C-74.348878999999997&zoom=17&basemap=satellite | 70644 | [118 empty] | 0.32 |  |  | 54 |  |  | 0.35 | 0.45 |  |  | 63 |  |  | 0.4 | 0.19 |  |  | 35 |  |  | 0.3 | 0.08 |  |  | 82 |  |  | 0.05 | 0.1 |  |  | 55 |  |  | 0.12 | 0.06 |  |  | 63 |  |  | 0.06 | 0.14 |  |  | 42 |  |  | 0.16 | 84.9 | 0.06109 | Gas | FRS_110021321693
2778 | 6159 | 2021 | MS | Red Hills Generation Facility | 55076 | Tennessee Valley Authority | 18642 | Choctaw Generation L.P, L.L.L.P. | 3593 | IPP Non-CHP | Tennessee Valley Authority | TVA | SERC | SRTV | SERC Tennessee Valley |  | 28 | 19 | Choctaw | 33.3761 | -89.2183 | 2 | 1 | RC | COAL | Yes | 0.61335 | 513.7 | 0.31108 | [6 empty] | 32427042.95 | 12664322.15 | 32427042.95 | 12664322.15 | 2760090 | 1120838 | 1740.096 | 659.639 | 2843.284 | 3526649.15 | 768575.703 | 111770.547 | 3552910.158 |  | 1.261 | 1.177 | 2.06 | 2555.46 | 0.278 | 0.04 | 2574.489 |  | 0.107 | 0.104 | 0.175 | 217.513 | 0.024 | 0.003 | 219.133 |  | 1.261 | 1.177 | 2.06 | 2555.459 | 0.278 | 0.04 | 2574.489 |  | 1740.096 | 659.639 | 2843.284 | 3526649.15 | 768575.703 | 111770.547 |  | 32427042.95 | 12664322.15 | 32427042.95 | 12664322.15 | EPA/CAMD | EPA/CAMD | EPA/CAMD | EPA/CAMD | EIA | EIA | -- | EPA/CAMD | EPA/CAMD | [14 empty] | 11748.5453 | 2752808.8 | 0 | 7281.242 | 0 | 0 | 0 | 0 | 0 | 0 | 0 | 0 | 2760090.042 | 0 | 0 | 2760090.042 | 0 | 0.99736 | 0 | 0.002638 | 0 | 0 | 0 | 0 | 0 | 0 | 0 | 0 | 1 | 0 | 0 | 1 | 0 | Yes |  | 34271193.85 | 3727627.5 | 1831.983 | 2883.065 |  | https://www.google.com/maps/@?api=1&map_action=map&center=33.376100000000001%2C-89.218299999999999&zoom=17&basemap=satellite | 484 | [118 empty] | 0.21 |  |  | 35 |  |  | 0.35 | 0.2 |  |  | 39 |  |  | 0.4 | 0.23 |  |  | 42 |  |  | 0.3 | 0 |  |  | 0 |  |  | 0.05 | 0.18 |  |  | 76 |  |  | 0.12 | 0.05 |  |  | 46 |  |  | 0.06 | 0.23 |  |  | 76 |  |  | 0.16 | 141.55 | 0.12171 | Coal | FRS_110021170908
2779 | 6161 | 2021 | MS | Southaven Combined Cycle Plant | 55269 | Tennessee Valley Authority | 18642 | Tennessee Valley Authority | 18642 | Electric Utility | Tennessee Valley Authority | TVA | SERC | SRTV | SERC Tennessee Valley |  | 28 | 33 | Desoto | 34.9939 | -90.0378 | 3 | 6 | NG | GAS |  | 0.57959 | 903.9 | 0.36735 | [6 empty] | 31735686 | 14028529.81 | 31735686 | 14028529.81 | 4589289 | 2009678 | 187.536 | 84.795 | 9.521 | 1886012.8 | 70034.399 | 7003.44 | 1887931.743 |  | 0.082 | 0.084 | 0.004 | 821.919 | 0.015 | 0.002 | 822.756 |  | 0.012 | 0.012 | 0.001 | 118.858 | 0.002 | 0 | 118.978 |  | 0.082 | 0.084 | 0.004 | 821.919 | 0.015 | 0.002 | 822.756 |  | 187.536 | 84.795 | 9.521 | 1886012.8 | 70034.399 | 7003.44 |  | 31735686 | 14028529.81 | 31735686 | 14028529.81 | EPA/CAMD | EPA/CAMD | EPA/CAMD | EPA/CAMD | EIA | EIA | -- | EPA/CAMD | EPA/CAMD | [14 empty] | 6915.164 | 0 | 0 | 4589289 | 0 | 0 | 0 | 0 | 0 | 0 | 0 | 0 | 4589289 | 0 | 0 | 4589289 | 0 | 0 | 0 | 1 | 0 | 0 | 0 | 0 | 0 | 0 | 0 | 0 | 1 | 0 | 0 | 1 | 0 | Yes |  | 32238601.23 | 1915894.162 | 186.108 | 9.672 |  | https://www.google.com/maps/@?api=1&map_action=map&center=34.993899999999996%2C-90.037800000000004&zoom=17&basemap=satellite | 65191 | [118 empty] | 0.62 |  |  | 84 |  |  | 0.35 | 0.78 |  |  | 82 |  |  | 0.4 | 0.46 |  |  | 75 |  |  | 0.3 | 0.01 |  |  | 58 |  |  | 0.05 | 0.13 |  |  | 65 |  |  | 0.12 | 0.06 |  |  | 63 |  |  | 0.06 | 0.14 |  |  | 43 |  |  | 0.16 | 171.84 | 0.072977 | Gas | FRS_110039204303
2780 | 7941 | 2021 | NY | Astoria Gas Turbine Power | 55243 | Consolidated Edison Co-NY Inc | 4226 | NRG Astoria Gas Turbine Operations Inc | 13582 | IPP Non-CHP | New York Independent System Operator | NYIS | NPCC | NYCW | NPCC NYC/Westchester | NYISO | 36 | 81 | Queens | 40.787 | -73.9048 | 24 | 12 | NG | GAS |  | 0.00849 | 502.8 | 1 | [6 empty] | 546992 | 343359.4 | 546992 | 343359.4 | 37394.004 | 17619 | 121.171 | 72.157 | 5.312 | 32721.6 | 1294.181 | 142.41 | 32758.996 |  | 6.481 | 8.191 | 0.284 | 1750.099 | 0.035 | 0.004 | 1752.099 |  | 0.443 | 0.42 | 0.019 | 119.642 | 0.002 | 0 | 119.779 |  | 6.481 | 8.191 | 0.284 | 1750.099 | 0.035 | 0.004 | 1752.099 |  | 121.171 | 72.157 | 5.312 | 32721.6 | 1294.181 | 142.41 |  | 546992 | 343359.4 | 546992 | 343359.4 | EPA/CAMD | EPA/CAMD | EPA/CAMD | EPA/CAMD | EIA | EIA | -- | EPA/CAMD | EPA/CAMD | [14 empty] | 14627.8013 | 0 | 1341.13 | 36052.87 | 0 | 0 | 0 | 0 | 0 | 0 | 0 | 0 | 37394 | 0 | 0 | 37394 | 0 | 0 | 0.035865 | 0.96414 | 0 | 0 | 0 | 0 | 0 | 0 | 0 | 0 | 1 | 0 | 0 | 1 | 0 | Yes |  | 696756.2 | 43646.2 | 169.305 | 28.975 |  | https://www.google.com/maps/@?api=1&map_action=map&center=40.786999999999999%2C-73.904799999999994&zoom=17&basemap=satellite | 940316 | [118 empty] | 0.55 |  |  | 79 |  |  | 0.35 | 0.73 |  |  | 79 |  |  | 0.4 | 0.39 |  |  | 67 |  |  | 0.3 | 0.14 |  |  | 89 |  |  | 0.05 | 0.18 |  |  | 77 |  |  | 0.12 | 0.06 |  |  | 60 |  |  | 0.06 | 0.14 |  |  | 44 |  |  | 0.16 | 32.1018 | 3.2431 | Gas | FRS_110002093109
2781 | 8669 | 2021 | OH | Darby Electric Generating Station | 55247 | Ohio Power Co | 14006 | Darby Power, LLC | 61134 | IPP Non-CHP | PJM Interconnection, LLC | PJM | RFC | RFCW | RFC West | PJM | 39 | 129 | Pickaway | 39.7139 | -83.1778 | 6 | 6 | NG | GAS |  | 0.07269 | 564 | 1 | [6 empty] | 4378468.1 | 3442946 | 4378468.1 | 3442946 | 359136 | 282400.998 | 277.099 | 181.646 | 2.237 | 259152.3 | 10570.962 | 1083.217 | 259445.836 |  | 1.543 | 1.286 | 0.012 | 1443.199 | 0.029 | 0.003 | 1444.833 |  | 0.127 | 0.106 | 0.001 | 118.376 | 0.002 | 0 | 118.51 |  | 1.543 | 1.286 | 0.012 | 1443.199 | 0.029 | 0.003 | 1444.833 |  | 277.099 | 181.646 | 2.237 | 259152.3 | 10570.962 | 1083.217 |  | 4378468.1 | 3442946 | 4378468.1 | 3442946 | EPA/CAMD | EPA/CAMD | EPA/CAMD | EPA/CAMD | EIA | EIA | -- | EPA/CAMD | EPA/CAMD | [14 empty] | 12191.6715 | 0 | 3007.926 | 356128.07 | 0 | 0 | 0 | 0 | 0 | 0 | 0 | 0 | 359135.996 | 0 | 0 | 359135.996 | 0 | 0 | 0.0083755 | 0.99162 | 0 | 0 | 0 | 0 | 0 | 0 | 0 | 0 | 1 | 0 | 0 | 1 | 0 | Yes |  | 4144908.8 | 249374.2 | 299.586 | 6.744 |  | https://www.google.com/maps/@?api=1&map_action=map&center=39.713900000000002%2C-83.177800000000005&zoom=17&basemap=satellite | 837 | [118 empty] | 0.15 |  |  | 22 |  |  | 0.35 | 0.01 |  |  | 4 |  |  | 0.4 | 0.3 |  |  | 54 |  |  | 0.3 | 0 |  |  | 0 |  |  | 0.05 | 0.16 |  |  | 73 |  |  | 0.12 | 0.06 |  |  | 57 |  |  | 0.06 | 0.21 |  |  | 69 |  |  | 0.16 | 29.8788 | 0.15407 | Gas | FRS_110028032126
2782 | 6169 | 2021 | MT | Basin Creek Plant | 55866 | NorthWestern Energy LLC - (MT) | 12825 | Basin Creek Power Services LLC | 1308 | IPP Non-CHP | NorthWestern Energy (NWMT) | NWMT | WECC | NWPP | WECC Northwest |  | 30 | 93 | Silver Bow | 45.9293 | -112.5194 | 9 | 9 | NG | GAS |  | 0.24913 | 54.9 | 0.91812 | [6 empty] | 1114750.998 | 590659.002 | 1114750.998 | 590659.002 | 119811.996 | 63817.002 | 1484.046 | 790.641 | 1.781 | 65151.099 | 2457.607 | 245.761 | 65218.437 |  | 24.773 | 24.778 | 0.03 | 1087.556 | 0.021 | 0.002 | 1088.68 |  | 2.663 | 2.677 | 0.003 | 116.889 | 0.002 | 0 | 117.01 |  | 24.773 | 24.778 | 0.03 | 1087.555 | 0.021 | 0.002 | 1088.68 |  | 1484.046 | 790.641 | 1.781 | 65151.099 | 2457.607 | 245.761 |  | 1114750.998 | 590659.002 | 1114750.998 | 590659.002 | EIA | EIA | EIA | EIA | EIA | EIA | -- | EIA | EIA | [14 empty] | 9304.1682 | 0 | 0 | 119812 | 0 | 0 | 0 | 0 | 0 | 0 | 0 | 0 | 119812 | 0 | 0 | 119812 | 0 | 0 | 0 | 1 | 0 | 0 | 0 | 0 | 0 | 0 | 0 | 0 | 1 | 0 | 0 | 1 | 0 | [7 empty] | https://www.google.com/maps/@?api=1&map_action=map&center=45.929299999999998%2C-112.5194&zoom=17&basemap=satellite | 3584 | [118 empty] | 0.14 |  |  | 20 |  |  | 0.35 | 0.04 |  |  | 12 |  |  | 0.4 | 0.25 |  |  | 45 |  |  | 0.3 | 0 |  |  | 0 |  |  | 0.05 | 0.03 |  |  | 21 |  |  | 0.12 | 0.07 |  |  | 69 |  |  | 0.06 | 0.27 |  |  | 84 |  |  | 0.16 | 0.11244 | 0.0039421 | Gas | FRS_110015375592
2783 | 9818 | 2021 | TN | Gleason Combustion Turbine Plant | 55251 | Tennessee Valley Authority | 18642 | Tennessee Valley Authority | 18642 | Electric Utility | Tennessee Valley Authority | TVA | SERC | SRTV | SERC Tennessee Valley |  | 47 | 183 | Weakley | 36.2454 | -88.612 | 3 | 3 | NG | GAS |  | 0.05849 | 567.8 | 1 | [6 empty] | 6875297.049 | 3536793.739 | 6875297.049 | 3536793.739 | 290911 | 149651.001 | 253.921 | 118.42 | 2.062 | 408590.844 | 13942.867 | 1394.287 | 408972.879 |  | 1.746 | 1.583 | 0.014 | 2809.044 | 0.048 | 0.005 | 2811.67 |  | 0.074 | 0.067 | 0.001 | 118.858 | 0.002 | 0 | 118.969 |  | 1.746 | 1.583 | 0.014 | 2809.044 | 0.048 | 0.005 | 2811.67 |  | 253.921 | 118.42 | 2.062 | 408590.844 | 13942.867 | 1394.287 |  | 6875297.049 | 3536793.739 | 6875297.049 | 3536793.739 | EPA/CAMD | EPA/CAMD | EPA/CAMD | EPA/CAMD | EIA | EIA | -- | EPA/CAMD | EPA/CAMD | [14 empty] | 23633.6785 | 0 | 0 | 290911 | 0 | 0 | 0 | 0 | 0 | 0 | 0 | 0 | 290911 | 0 | 0 | 290911 | 0 | 0 | 0 | 1 | 0 | 0 | 0 | 0 | 0 | 0 | 0 | 0 | 1 | 0 | 0 | 1 | 0 | Yes |  | 7957364.096 | 472891.042 | 303.803 | 2.387 |  | https://www.google.com/maps/@?api=1&map_action=map&center=36.245399999999997%2C-88.611999999999995&zoom=17&basemap=satellite | 2027 | [118 empty] | 0.26 |  |  | 45 |  |  | 0.35 | 0.09 |  |  | 22 |  |  | 0.4 | 0.43 |  |  | 73 |  |  | 0.3 | 0 |  |  | 0 |  |  | 0.05 | 0.15 |  |  | 72 |  |  | 0.12 | 0.05 |  |  | 52 |  |  | 0.06 | 0.18 |  |  | 62 |  |  | 0.16 | 24.408 | 0.085513 | Gas | FRS_110007395096
2784 | 6179 | 2021 | MT | Culbertson Station | 56606 | Basin Electric Power Coop | 1307 | Basin Electric Power Coop | 1307 | Electric Utility | Southwest Power Pool | SWPP | MRO | MROW | MRO West |  | 30 | 85 | Roosevelt | 48.21 | -104.3917 | 1 | 1 | NG | GAS |  | 0.12402 | 108.2 | 1 | [6 empty] | 961526.227 | 480011.721 | 961526.227 | 480011.721 | 117554 | 59704 | 41.159 | 20.266 | 0.289 | 57142.993 | 2734.204 | 273.42 | 57217.91 |  | 0.7 | 0.679 | 0.005 | 972.2 | 0.023 | 0.002 | 973.474 |  | 0.086 | 0.084 | 0.001 | 118.859 | 0.003 | 0 | 119.015 |  | 0.7 | 0.679 | 0.005 | 972.2 | 0.023 | 0.002 | 973.474 |  | 41.159 | 20.266 | 0.289 | 57142.993 | 2734.204 | 273.42 |  | 961526.227 | 480011.721 | 961526.227 | 480011.721 | EPA/CAMD | EPA/CAMD | EPA/CAMD | EPA/CAMD | EIA | EIA | -- | EPA/CAMD | EPA/CAMD | [14 empty] | 8179.4429 | 0 | 0 | 117554 | 0 | 0 | 0 | 0 | 0 | 0 | 0 | 0 | 117554 | 0 | 0 | 117554 | 0 | 0 | 0 | 1 | 0 | 0 | 0 | 0 | 0 | 0 | 0 | 0 | 1 | 0 | 0 | 1 | 0 | Yes |  | 1526626.566 | 90726.645 | 65.023 | 0.458 |  | https://www.google.com/maps/@?api=1&map_action=map&center=48.21%2C-104.391667&zoom=17&basemap=satellite | 56 | [118 empty] | 0.23 |  |  | 38 |  |  | 0.35 | 0.23 |  |  | 43 |  |  | 0.4 | 0.21 |  |  | 39 |  |  | 0.3 | 0 |  |  | 0 |  |  | 0.05 | 0.08 |  |  | 47 |  |  | 0.12 | 0.04 |  |  | 40 |  |  | 0.06 | 0.14 |  |  | 44 |  |  | 0.16 | 3.462 | 0.14363 | Gas | FRS_110041624187
2785 | 6180 | 2021 | MT | Dave Gates Generating Station | 56908 | NorthWestern Energy LLC - (MT) | 12825 | NorthWestern Energy (MT wind/thermal) | 56815 | Electric Utility | NorthWestern Energy (NWMT) | NWMT | WECC | NWPP | WECC Northwest |  | 30 | 23 | Deer Lodge | 46.1047 | -112.8766 | 6 | 3 | NG | GAS |  | 0.14819 | 203.1 | 1 | [6 empty] | 3188141.243 | 1513551.687 | 3188141.243 | 1513551.687 | 263655.999 | 125724.999 | 23.681 | 12.506 | 0.957 | 189464.523 | 7179.675 | 718.658 | 189661.349 |  | 0.18 | 0.199 | 0.007 | 1437.21 | 0.027 | 0.003 | 1438.703 |  | 0.015 | 0.017 | 0.001 | 118.856 | 0.002 | 0 | 118.979 |  | 0.18 | 0.199 | 0.007 | 1437.21 | 0.027 | 0.003 | 1438.703 |  | 23.681 | 12.506 | 0.957 | 189464.523 | 7179.675 | 718.658 |  | 3188141.243 | 1513551.687 | 3188141.243 | 1513551.687 | EPA/CAMD | EPA/CAMD | EPA/CAMD | EPA/CAMD | EIA | EIA | -- | EPA/CAMD | EPA/CAMD | [14 empty] | 12092.0488 | 0 | 84.811 | 263571.19 | 0 | 0 | 0 | 0 | 0 | 0 | 0 | 0 | 263656.001 | 0 | 0 | 263656.001 | 0 | 0 | 0.00032167 | 0.99968 | 0 | 0 | 0 | 0 | 0 | 0 | 0 | 0 | 1 | 0 | 0 | 1 | 0 | Yes |  | 4633838.932 | 276289.404 | 34.71 | 1.59 |  | https://www.google.com/maps/@?api=1&map_action=map&center=46.104712999999997%2C-112.876605&zoom=17&basemap=satellite | 548 | [118 empty] | 0.24 |  |  | 41 |  |  | 0.35 | 0.13 |  |  | 29 |  |  | 0.4 | 0.35 |  |  | 62 |  |  | 0.3 | 0 |  |  | 0 |  |  | 0.05 | 0.06 |  |  | 39 |  |  | 0.12 | 0.01 |  |  | 0 |  |  | 0.06 | 0.29 |  |  | 87 |  |  | 0.16 | 27.72 | 0.30916 | Gas | FRS_110043693964
2786 | 8628 | 2021 | OH | AMP-Ohio Gas Turbines Bowling Green | 55262 | City of Bowling Green - (OH) | 2054 | American Mun Power-Ohio, Inc | 40577 | Electric Utility | PJM Interconnection, LLC | PJM | RFC | RFCW | RFC West | PJM | 39 | 173 | Wood | 41.3974 | -83.6412 | 1 | 2 | NG | GAS |  | 0.00676 | 49.5 | 1 | [6 empty] | 29675.5 | 29256.5 | 29675.5 | 29256.5 | 2933 | 1169 | 2.226 | 2.194 | 0.009 | 1751.3 | 103.538 | 10.354 | 1754.137 |  | 1.518 | 3.754 | 0.006 | 1194.204 | 0.035 | 0.004 | 1196.138 |  | 0.15 | 0.15 | 0.001 | 118.03 | 0.003 | 0 | 118.221 |  | 1.518 | 3.754 | 0.006 | 1194.204 | 0.035 | 0.004 | 1196.138 |  | 2.226 | 2.194 | 0.009 | 1751.3 | 103.538 | 10.354 |  | 29675.5 | 29256.5 | 29675.5 | 29256.5 | EPA/CAMD | EPA/CAMD | EPA/CAMD | EPA/CAMD | EIA | EIA | -- | EPA/CAMD | EPA/CAMD | [14 empty] | 10117.7975 | 0 | 0 | 2933 | 0 | 0 | 0 | 0 | 0 | 0 | 0 | 0 | 2933 | 0 | 0 | 2933 | 0 | 0 | 0 | 1 | 0 | 0 | 0 | 0 | 0 | 0 | 0 | 0 | 1 | 0 | 0 | 1 | 0 | Yes |  | 15773.6 | 931.2 | 1.183 | 0.004 |  | https://www.google.com/maps/@?api=1&map_action=map&center=41.397368999999998%2C-83.641236000000006&zoom=17&basemap=satellite | 31237 | [118 empty] | 0.38 |  |  | 62 |  |  | 0.35 | 0.18 |  |  | 36 |  |  | 0.4 | 0.51 |  |  | 81 |  |  | 0.3 | 0.02 |  |  | 61 |  |  | 0.05 | 0.05 |  |  | 32 |  |  | 0.12 | 0.04 |  |  | 43 |  |  | 0.06 | 0.09 |  |  | 23 |  |  | 0.16 | 0.24903 | 0.17022 | Gas | FRS_110013813150
2787 | 6183 | 2021 | MT | Flathead Landfill to Gas Energy Facility | 64505 | Flathead Electric Coop Inc | 6395 | Flathead Electric Coop Inc | 6395 | Electric Utility | Bonneville Power Administration | BPAT | WECC | NWPP | WECC Northwest |  | 30 | 29 | Flathead | 48.3131 | -114.3421 | 1 | 1 | LFG | BIOMASS |  | 0.82456 | 1.6 | 0 | Yes | [5 empty] | 114657 | 47589 | 114657 | 47589 | 11557 | 4797 | 0 | 0 | 1.921 | 0 | 0 | 0 | 0 |  | 0 | 0 | 0.332 | 0 | 0 | 0 | 0 |  | 0 | 0 | 0.034 | 0 | 0 | 0 | 0 |  | 0 | 0 | 0.332 | 0 | 0 | 0 | 0 |  | 81.338 | 33.76 | 2.58 | 7280.695 | 266.692 | 26.669 |  | 114657 | 47589 | 114657 | 47589 | EIA | EIA | EIA | EIA | EIA | EIA | -- | EIA | EIA | 81.338 | 33.76 | 0.659 | 7280.695 | 266.692 | 26.669 | [8 empty] | 9921.0003 | 0 | 0 | 0 | 0 | 0 | 11557 | 0 | 0 | 0 | 0 | 0 | 0 | 11557 | 11557 | 11557 | 0 | 0 | 0 | 0 | 0 | 0 | 1 | 0 | 0 | 0 | 0 | 0 | 0 | 1 | 1 | 1 | 0 | [7 empty] | https://www.google.com/maps/@?api=1&map_action=map&center=48.313066999999997%2C-114.34213699999999&zoom=17&basemap=satellite | 3158 | [118 empty] | 0.11 |  |  | 13 |  |  | 0.35 | 0.09 |  |  | 21 |  |  | 0.4 | 0.14 |  |  | 25 |  |  | 0.3 | 0.01 |  |  | 57 |  |  | 0.05 | 0.05 |  |  | 32 |  |  | 0.12 | 0.04 |  |  | 45 |  |  | 0.06 | 0.22 |  |  | 74 |  |  | 0.16 | 0.82518 | 0.1376 | Biomass | FRS_
2788 | 8629 | 2021 | OH | AMP-Ohio Gas Turbines Galion | 55263 | City of Galion | 6914 | American Mun Power-Ohio, Inc | 40577 | Electric Utility | PJM Interconnection, LLC | PJM | RFC | RFCW | RFC West | PJM | 39 | 33 | Crawford | 40.7167 | -82.789 | 1 | 2 | NG | GAS |  | 0.00635 | 49.5 | 1 | [6 empty] | 33890 | 33165 | 33890 | 33165 | 2755 | 1098 | 2.541 | 2.486 | 0.011 | 1997.5 | 109.643 | 10.964 | 2000.504 |  | 1.845 | 4.528 | 0.008 | 1450.091 | 0.04 | 0.004 | 1452.272 |  | 0.15 | 0.15 | 0.001 | 117.881 | 0.003 | 0 | 118.059 |  | 1.845 | 4.528 | 0.008 | 1450.091 | 0.04 | 0.004 | 1452.272 |  | 2.541 | 2.486 | 0.011 | 1997.5 | 109.643 | 10.964 |  | 33890 | 33165 | 33890 | 33165 | EPA/CAMD | EPA/CAMD | EPA/CAMD | EPA/CAMD | EIA | EIA | -- | EPA/CAMD | EPA/CAMD | [14 empty] | 12301.2704 | 0 | 0 | 2755 | 0 | 0 | 0 | 0 | 0 | 0 | 0 | 0 | 2755 | 0 | 0 | 2755 | 0 | 0 | 0 | 1 | 0 | 0 | 0 | 0 | 0 | 0 | 0 | 0 | 1 | 0 | 0 | 1 | 0 | Yes |  | 13300.1 | 786.2 | 0.997 | 0.004 |  | https://www.google.com/maps/@?api=1&map_action=map&center=40.716700000000003%2C-82.789000000000001&zoom=17&basemap=satellite | 12728 | [118 empty] | 0.22 |  |  | 37 |  |  | 0.35 | 0.03 |  |  | 9 |  |  | 0.4 | 0.42 |  |  | 71 |  |  | 0.3 | 0 |  |  | 0 |  |  | 0.05 | 0.11 |  |  | 60 |  |  | 0.12 | 0.05 |  |  | 49 |  |  | 0.06 | 0.21 |  |  | 71 |  |  | 0.16 | 0.30901 | 0.19453 | Gas | FRS_110012512520
2789 | 8630 | 2021 | OH | AMP-Ohio Gas Turbines Napoleon | 55264 | City of Napoleon - (OH) | 13209 | American Mun Power-Ohio, Inc | 40577 | Electric Utility | PJM Interconnection, LLC | PJM | RFC | RFCW | RFC West | PJM | 39 | 69 | Henry | 41.4079 | -84.1095 | 1 | 2 | NG | GAS |  | 0.00687 | 49.5 | 1 | [6 empty] | 34201.8 | 33009.7 | 34201.8 | 33009.7 | 2980 | 1188 | 2.565 | 2.476 | 0.011 | 2017.7 | 113.042 | 11.304 | 2020.797 |  | 1.721 | 4.168 | 0.007 | 1354.161 | 0.038 | 0.004 | 1356.24 |  | 0.15 | 0.15 | 0.001 | 117.988 | 0.003 | 0 | 118.169 |  | 1.721 | 4.168 | 0.007 | 1354.161 | 0.038 | 0.004 | 1356.24 |  | 2.565 | 2.476 | 0.011 | 2017.7 | 113.042 | 11.304 |  | 34201.8 | 33009.7 | 34201.8 | 33009.7 | EPA/CAMD | EPA/CAMD | EPA/CAMD | EPA/CAMD | EIA | EIA | -- | EPA/CAMD | EPA/CAMD | [14 empty] | 11477.1141 | 0 | 0 | 2980 | 0 | 0 | 0 | 0 | 0 | 0 | 0 | 0 | 2980 | 0 | 0 | 2980 | 0 | 0 | 0 | 1 | 0 | 0 | 0 | 0 | 0 | 0 | 0 | 0 | 1 | 0 | 0 | 1 | 0 | Yes |  | 16598.1 | 980.1 | 1.245 | 0.005 |  | https://www.google.com/maps/@?api=1&map_action=map&center=41.407899999999998%2C-84.109499999999997&zoom=17&basemap=satellite | 9057 | [118 empty] | 0.25 |  |  | 43 |  |  | 0.35 | 0.14 |  |  | 31 |  |  | 0.4 | 0.36 |  |  | 63 |  |  | 0.3 | 0.01 |  |  | 61 |  |  | 0.05 | 0.07 |  |  | 43 |  |  | 0.12 | 0.08 |  |  | 75 |  |  | 0.06 | 0.19 |  |  | 65 |  |  | 0.16 | 0.17719 | 0.14626 | Gas | FRS_110006233726
2790 | 6191 | 2021 | MT | Hardin Generating Station | 55749 | NorthWestern Energy LLC - (MT) | 12825 | Heorot Power Management | 16233 | IPP Non-CHP | NorthWestern Energy (NWMT) | NWMT | WECC | NWPP | WECC Northwest |  | 30 | 3 | Big Horn | 45.7578 | -107.6 | 1 | 1 | SUB | COAL | Yes | 0.47524 | 115.7 | 0.54126 | [6 empty] | 7221704.112 | 3249712.944 | 7221704.112 | 3249712.944 | 481674 | 215779 | 244.649 | 112.415 | 304.063 | 755699.653 | 154523.19 | 22472.207 | 760979.552 |  | 1.016 | 1.042 | 1.263 | 3137.805 | 0.321 | 0.047 | 3159.729 |  | 0.068 | 0.069 | 0.084 | 209.286 | 0.021 | 0.003 | 210.748 |  | 1.016 | 1.042 | 1.263 | 3137.805 | 0.321 | 0.047 | 3159.729 |  | 244.649 | 112.415 | 304.063 | 755699.653 | 154523.19 | 22472.207 |  | 7221704.112 | 3249712.944 | 7221704.112 | 3249712.944 | EPA/CAMD | EPA/CAMD | EPA/CAMD | EPA/CAMD | EIA | EIA | -- | EPA/CAMD | EPA/CAMD | [14 empty] | 14992.9291 | 478781.35 | 0 | 2892.648 | 0 | 0 | 0 | 0 | 0 | 0 | 0 | 0 | 481673.998 | 0 | 0 | 481673.998 | 0 | 0.99399 | 0 | 0.0060054 | 0 | 0 | 0 | 0 | 0 | 0 | 0 | 0 | 1 | 0 | 0 | 1 | 0 | Yes |  | 7612738.317 | 796910.018 | 280.999 | 231.771 |  | https://www.google.com/maps/@?api=1&map_action=map&center=45.757800000000003%2C-107.6&zoom=17&basemap=satellite | 4132 | [118 empty] | 0.57 |  |  | 80 |  |  | 0.35 | 0.6 |  |  | 73 |  |  | 0.4 | 0.55 |  |  | 84 |  |  | 0.3 | 0 |  |  | 0 |  |  | 0.05 | 0.12 |  |  | 63 |  |  | 0.12 | 0.08 |  |  | 77 |  |  | 0.06 | 0.13 |  |  | 39 |  |  | 0.16 | 4.6282 | 0.17902 | Coal | FRS_110038363623
2791 | 6218 | 2021 | MT | Sidney MT Plant | 57914 | Montana-Dakota Utilities Co | 12199 | Sidney Sugars Incorporated | 57296 | Industrial CHP | NorthWestern Energy (NWMT) | NWMT | MRO | NWPP | WECC Northwest |  | 30 | 83 | Richland | 47.7172 | -104.1356 | 4 | 2 | NG | GAS | Yes | 0.21912 | 4 | 0.96813 | Yes | Yes | 797526.4 | 0.033 | 0.041972 |  | 43674.553 | 1558.614 | 43674.553 | 1558.614 | 7678 | 277 | 7.229 | 0.238 | 15.237 | 3777.225 | 661.439 | 94.401 | 3799.559 |  | 1.883 | 1.72 | 3.969 | 983.908 | 0.086 | 0.012 | 989.726 |  | 0.331 | 0.306 | 0.698 | 172.971 | 0.015 | 0.002 | 173.994 |  | 1.883 | 1.72 | 3.969 | 983.908 | 0.086 | 0.012 | 989.726 |  | 172.244 | 5.675 | 363.032 | 89994.592 | 15759.16 | 2249.171 |  | 1040571.82 | 37134.9 | 1040571.82 | 37134.9 | EIA | EIA | EIA | EIA | EIA | EIA | -- | EIA | EIA |  |  |  | 0 |  |  | 996897.267 | 35576.286 | 165.015 | 5.437 | 347.795 | 86217.367 | 15097.722 | 2154.769 | 5688.2721 | 4530.421 | 0 | 3147.579 | 0 | 0 | 0 | 0 | 0 | 0 | 0 | 0 | 7678 | 0 | 0 | 7678 | 0 | 0.59005 | 0 | 0.40995 | 0 | 0 | 0 | 0 | 0 | 0 | 0 | 0 | 1 | 0 | 0 | 1 | 0 | [7 empty] | https://www.google.com/maps/@?api=1&map_action=map&center=47.717222%2C-104.13555599999999&zoom=17&basemap=satellite | 6860 | [118 empty] | 0.15 |  |  | 21 |  |  | 0.35 | 0.13 |  |  | 29 |  |  | 0.4 | 0.17 |  |  | 31 |  |  | 0.3 | 0.02 |  |  | 61 |  |  | 0.05 | 0.06 |  |  | 40 |  |  | 0.12 | 0.06 |  |  | 58 |  |  | 0.06 | 0.13 |  |  | 40 |  |  | 0.16 | 0.45004 | 0.098489 | Gas | FRS_110020342627
2792 | 6224 | 2021 | MT | Stoltze CoGen1 | 58523 | Flathead Electric Coop Inc | 6395 | F H Stoltze Land & Lumber Co | 58498 | Industrial CHP | Bonneville Power Administration | BPAT | WECC | NWPP | WECC Northwest |  | 30 | 29 | Flathead | 48.3877 | -114.2409 | 1 | 1 | WDS | BIOMASS |  | 0.84495 | 2.8 | 0 | Yes | Yes | 255420 | 0.277 | 0.26967 |  | 151630.076 | 62914.404 | 151630.076 | 62914.404 | 20725 | 8877 | 17.839 | 7.402 | 1.895 | 0 | 10697.196 | 1404.007 | 342.912 |  | 1.721 | 1.668 | 0.183 | 0 | 0.516 | 0.068 | 33.092 |  | 0.235 | 0.235 | 0.025 | 0 | 0.071 | 0.009 | 4.523 |  | 1.721 | 1.668 | 0.183 | 0 | 0.516 | 0.068 | 33.092 |  | 66.15 | 27.447 | 7.028 | 58137.833 | 39667.648 | 5206.379 |  | 562279 | 233301 | 562279 | 233301 | EIA | EIA | EIA | EIA | EIA | EIA | -- | EIA | EIA |  |  |  | 58137.833 |  |  | 410648.924 | 170386.596 | 48.311 | 20.045 | 5.133 | 58137.833 | 28970.453 | 3802.372 | 7316.2883 | 0 | 0 | 0 | 0 | 0 | 20725 | 0 | 0 | 0 | 0 | 0 | 0 | 20725 | 20725 | 20725 | 0 | 0 | 0 | 0 | 0 | 0 | 1 | 0 | 0 | 0 | 0 | 0 | 0 | 1 | 1 | 1 | 0 | [7 empty] | https://www.google.com/maps/@?api=1&map_action=map&center=48.387700000000002%2C-114.2409&zoom=17&basemap=satellite | 8719 | [118 empty] | 0.21 |  |  | 35 |  |  | 0.35 | 0.06 |  |  | 16 |  |  | 0.4 | 0.36 |  |  | 63 |  |  | 0.3 | 0 |  |  | 0 |  |  | 0.05 | 0.08 |  |  | 47 |  |  | 0.12 | 0.06 |  |  | 56 |  |  | 0.06 | 0.16 |  |  | 52 |  |  | 0.16 | 1.4736 | 0.1383 | Biomass | FRS_110011048883